## Export
PROGRAM NAME | 3224-SW-COM-Deemed Incentives-HVAC Commercial SDG&E_COMPLIANCE
BUDGET |  |  | SDG&E 2013 v1c4-Draft.xls
Administrative Costs
Overhead and G&A | 238540.1517
Other Administrative Costs | 0
Marketing/Outreach | 108038.9077
Direct Implementation
d.i. User Input Incentive (No rebates) | 0
d.ii. - d.v. Rebates etc | 2987938.8979
Activity | 1983693.7494
Installation | 0
Hardware & Materials | 0
Rebate Processing & Inspection | 0
EM&V Costs | 0
Budget | 5318211.7067
Costs recovered from other sources | 0
Budget (plus other costs) | 5318211.7067
PROGRAM IMPACTS
Program Reductions | 2013-2014 | 2013 | 2014
User Entered kW (kW) | 1008.6396 | 527.8387 | 480.8009
Net Jul-Sept Peak (kW) | 961.7631 | 503.3926 | 458.3705
Net Dec-Feb Peak (kW) | 380.5458 | 199.4467 | 181.0991
Net NCP (kW) | 380.5458 | 199.4467 | 181.0991
Net CEC (kW) | 0 | 0 | 0
Annual Net kWh | 2947791.3426 | 1543691.1426 | 1404100.2001
Lifecycle Net kWh | 28509667.1344 | 14814630.136 | 13695036.9985
Annual Net Therms | -3486.715 | -1518.2377 | -1968.4773
Lifecycle Net Therms | -61276.2527 | -27263.5637 | -34012.689
Program Reductions for Measures installed through 2024
TRC
Costs | 6178330.8593
Electric Benefits | 2901509.7469
Gas Benefits | -36867.7939
Net Benefits (NPV) | -3313688.9063
BC Ratio | 0.46366
PAC
Costs | 5318211.7067
Electric Benefits | 2901509.7469
Gas Benefits | -36867.7939
Net Benefits (NPV) | -2453569.7537
BC Ratio | 0.53865
Levelized Cost
Levelized Cost TRC ($/kWh )
Discounted kWh | 18582616.6634
Cost | 0.24299
Benefits | 0.15614
Benefit-Cost | -0.086847
Levelized Cost PAC ($/kWh)
Discounted kWh | 18582616.6634
Cost | 0.20262
Benefits | 0.15614
Benefit-Cost | -0.046477
Levelized Cost TRC ($/therm)
Discounted Therms | -34718.616
Cost | -0.080592
Benefits | 1.0619
Benefit-Cost | 1.1425
Levelized Cost PAC ($/therm)
Discounted Therms | -34718.616
Cost | -0.080189
Benefits | 1.0619
Benefit-Cost | 1.1421
Emission Annual Reductions (2014-2016) |  |  |  | Energy Division File sheet "Attachment II" Total Electricity and Gas Emission Reductions
Electric Annual CO2 (tons) - 2014 | 780.6991 |  |  |  | 2013 | 2014 | 2015 | 2016 | 2017 | 2018 | 2019
2015 | 710.0408 |  |  |  | Total | Total | Total | Total | Total | Total | Total
2016 | 0 |  |  | Annual CO2 Emission Reductions (tons) | 771.8174 | 698.5252 | 0 | 0 | 0 | 0 | 0
Electric Lifecycle CO2 (tons) - 2014 | 7491.3274 |  |  | Lifecycle CO2 Emission Reductions (tons) | 7331.8356 | 6725.6036 | 0 | 0 | 0 | 0 | 0
2015 | 6924.5778 |  |  | Annual NOx Emission Reductions (tons) | 0.087631 | 0.076977 | 0 | 0 | 0 | 0 | 0
2016 | 0 |  |  | Lifecycle NOx Emission Reductions (tons) | 0.7823 | 0.68227 | 0 | 0 | 0 | 0 | 0
Electric Annual NOX (tons) - 2014 | 0.094609 |  |  | Annual SO2 Emission Reductions (tons)
2015 | 0.086045 |  |  | Lifecycle SO2 Emission Reductions (tons)
2016 | 0
Electric Lifecycle NOX (tons) - 2014 | 0.90782
2015 | 0.83913
2016 | 0
Electric Annual SO2 (lbs) - 2014
2015
2016
Electric Lifecycle SO2 (lbs) - 2014
2015
2016
Gas Annual CO2 (tons) - 2014 | -8.8817
2015 | -11.5156
2016 | 0
Gas Lifecycle CO2 (tons) - 2014 | -159.4918
2015 | -198.9742
2016 | 0
Gas Annual NOX (tons) - 2014 | -0.0069774
2015 | -0.0090681
2016 | 0
Gas Lifecycle NOX (tons) - 2014 | -0.12552
2015 | -0.15686
2016 | 0
Gas Annual SO2 (lbs) - 2014
2015
2016
Gas Lifecycle SO2 (lbs) - 2014
2015
2016
Data below not currently used in Energy Division workbook
Levelized Cost RIM ($/therm)
Discounted Therms | -34718.616
Cost | 3.1145
Benefits | 1.0619
Benefit-Cost | -2.0526
Levelized Cost RIM ($/kWh)
Discounted kWh | 18582616.6634
Cost | 0.45796
Benefits | 0.15614
Benefit-Cost | -2.0526
RIM
Costs | 8401908.7298
Electric Benefits | 2901509.7469
Gas Benefits | -36867.7939
Net Benefits (NPV) | -5537266.7768
BC Ratio | 0.34095
Impacts for all programs
Net July-Sept Wtd Avg Peak** (kW)
Clothes Dryer | 0
Clothes Washer | 0
Consumer Electronics | 0
Cooking | 0
Dishwasher | 0
Net Wtd Avg Dec-Feb** (kW)
Clothes Dryer | 0
Clothes Washer | 0
Consumer Electronics | 0
Cooking | 0
Dishwasher | 0
0
Clothes Dryer | 0
Clothes Washer | 0
Consumer Electronics | 0
Cooking | 0
Dishwasher | 0
Annual Wtd Avg Net kWh
Clothes Dryer | 0
Clothes Washer | 0
Consumer Electronics | 0
Cooking | 0
Dishwasher | 0
Lifecycle Net kWh
Clothes Dryer | 0
Clothes Washer | 0
Consumer Electronics | 0
Cooking | 0
Dishwasher | 0
Annual Wtd Avg Net Therms
Clothes Dryer | 0
Clothes Washer | 0
Consumer Electronics | 0
Cooking | 0
Dishwasher | 0
Lifecycle Net Therms
Clothes Dryer | 0
Clothes Washer | 0
Consumer Electronics | 0
Cooking | 0
Dishwasher | 0
Goal Attainment | Net Annual Savings
kWh
2013 | 2100324.9745
2014 | 1860613.7245
2015 | 0
2016 | -313887.8511
2017 | -504408.5305
2018 | -349683.9866
2019 | -273823.7478
2020 | -106680.3906
2021 | 0
2022 | 0
kW
2013 | 731.7717
2014 | 647.656
2015 | 0
2016 | -74.6628
2017 | -121.7326
2018 | -87.3385
2019 | -75.4904
2020 | -30.4704
2021 | 0
2022 | 0
Therms
2013 | -1914.5645
2014 | -2435.0823
2015 | 0
2016 | 16.2597
2017 | 18.952
2018 | -239.5537
2019 | -406.8627
2020 | -155.8919
2021 | 0
2022 | 0

## Output by Measure
SDGE
3224-SW-COM-Deemed Incentives-HVAC Commercial SDG&E_COMPLIANCE
SDG&E | [7 empty] | Levelized Benefits less Costs (TRC) |  |  |  | Levelized Benefits less Costs (PAC) |  |  |  | Benefit Cost Ratios
Net Impacts by Measure | [7 empty] | No Allocated Admin |  | w/ Allocated Admin |  | No Allocated Admin |  | w/ Allocated Admin |  | No Allocated Admin |  | w/ Allocated Admin
| Wtd Avg Net Avg Jul-Sep (kW) | Wtd Avg Net Dec-Feb Pk (kW) | Wtd Avg Net User Entered kW | Wtd Avg Annual kWh adj for Net to gross | Wtd Avg Lifecycle kWh (Annual * Measure Life) | Wtd Avg Annual Therms | Wtd Avg Lifecycle Therms | Electric ($/kWh) | Gas ($/Th) | Electric ($/kWh) | Gas ($/Th) | Electric ($/kWh) | Gas ($/Th) | Electric ($/kWh) | Gas ($/Th) | TRC | PAC | TRC | PAC
Total or Average | 961.7631 | 380.5458 | 1008.6396 | 2947791.3426 | 28509667.1344 | -3486.715 | -61276.2527 | 0.038419 | 1.0704 | -0.086847 | 1.1425 | 0.078789 | 1.07 | -0.046477 | 1.1421
416171-Pkg AC <65k Single Phase SEER = 14.0 ER-Rebate | 1.0163 | 0.40543 | 0.91152 | 3123 | 46845 | -14.346 | -215.19 | 0.0676 | 1.1717 | -0.054792 | 1.1717 | 0.11576 | 1.1717 | -0.006634 | 1.1717 | 1.7365 | 4.009 | 0.71152 | 0.92676
416172-Pkg AC <65k Single Phase SEER = 14.0-UP Stream | 4.8237 | 1.9243 | 3.6814 | 14823 | 222345 | -83.835 | -1257.525 | 0.11366 | 1.2266 | -0.018041 | 1.2266 | 0.13558 | 1.2266 | 0.0038805 | 1.2266 | 3.1132 | 5.5011 | 0.86291 | 0.98093
416173-Pkg AC <65k Single Phase SEER = 14.0-Rebate | 1.6079 | 0.64145 | 1.2271 | 4941 | 74115 | -27.945 | -419.175 | 0.11366 | 1.2266 | -0.018041 | 1.2266 | 0.13558 | 1.2266 | 0.0038805 | 1.2266 | 3.1132 | 5.5011 | 0.86291 | 0.98093
416174-Pkg AC <65k Three Phase SEER = 14.0 ER-UP Stream | 0.30899 | 0.12327 | 0.29415 | 949.5 | 14242.5 | -3.9375 | -59.0625 | 0.054782 | 0 | -0.067215 | 0 | 0.11631 | 0 | -0.0056903 | 0 | 1.5631 | 4.2525 | 0.69348 | 0.96393
416175-Pkg AC <65k Three Phase SEER = 14.0 ER-Rebate | 0.37078 | 0.14792 | 0.35298 | 1139.4 | 17091 | -4.725 | -70.875 | 0.06104 | 0 | -0.060957 | 0 | 0.12227 | 0 | 0.00026968 | 0 | 1.6706 | 5.1029 | 0.71385 | 1.0018
416176-Pkg AC <65k Three Phase SEER = 14.0-UP Stream | 4.8237 | 1.9243 | 3.6814 | 14823 | 222345 | -83.835 | -1257.525 | 0.11366 | 1.2266 | -0.018041 | 1.2266 | 0.13558 | 1.2266 | 0.0038805 | 1.2266 | 3.1132 | 5.5011 | 0.86291 | 0.98093
416177-Pkg AC <65k Three Phase SEER = 14.0-Rebate | 50.0237 | 19.9561 | 38.178 | 153720 | 2305800 | -869.4 | -13041 | 0.11809 | 1.2215 | -0.013153 | 1.2215 | 0.13977 | 1.2215 | 0.0085301 | 1.2215 | 3.4434 | 6.5783 | 0.88649 | 1.0105
416178-Pkg AC or HP <65k Single Phase SEER = 15.0 or 12.5 EER-UP Stream | 31.3146 | 12.4924 | 29.16 | 96228 | 1443420 | -998.73 | -14980.95 | 0.062885 | 1.2266 | -0.068816 | 1.2266 | 0.084915 | 1.2266 | -0.046785 | 1.2266 | 1.4952 | 1.9109 | 0.64998 | 0.71786
416179-Pkg AC or HP <65k Single Phase SEER = 15.0 or 12.5 EER-Rebate | 37.5775 | 14.9909 | 34.992 | 115473.6 | 1732104 | -1198.476 | -17977.14 | 0.076753 | 1.2266 | -0.054948 | 1.2266 | 0.098123 | 1.2266 | -0.033578 | 1.2266 | 1.7324 | 2.2931 | 0.69112 | 0.76581
416180-Pkg AC or HP <65k Single Phase SEER = 16.0 or 13 EER-UP Stream | 8.183 | 3.2645 | 5.94 | 25146 | 377190 | -331.65 | -4974.75 | 0.0095286 | 0 | -0.12149 | 0 | 0.053485 | 0 | -0.07753 | 0 | 1.062 | 1.487 | 0.57342 | 0.67808
416181-Pkg AC or HP <65k Single Phase SEER = 16.0 or 13 EER-Rebate | 4.0171 | 1.6026 | 2.916 | 12344.4 | 185166 | -162.81 | -2442.15 | 0.029603 | 0 | -0.1021 | 0 | 0.072644 | 0 | -0.059057 | 0 | 1.22 | 1.7938 | 0.61655 | 0.73543
416192-Pkg HP <65k Single Phase SEER = 14.0 ER-UP Stream | 0.40808 | 0.1628 | 0.62625 | 1254 | 18810 | 0 | 0 | 0.078796 | 0 | -0.039683 | 0 | 0.12236 | 0 | 0.0038815 | 0 | 2.1439 | 5.8324 | 0.7882 | 1.027
416193-Pkg HP <65k Single Phase SEER = 14.0 ER-Rebate | 0.36446 | 0.14539 | 0.55674 | 1119.96 | 16799.4 | 0 | 0 | 0.08063 | 0 | -0.036407 | 0 | 0.11762 | 0 | 0.00058125 | 0 | 2.2356 | 5.1612 | 0.80028 | 1.004
416194-Pkg HP <65k Single Phase SEER = 14.0-UP Stream | 10.6454 | 4.2468 | 15.9495 | 32712.75 | 490691.25 | 0 | 0 | 0.10224 | 0 | -0.028967 | 0 | 0.12885 | 0 | -0.002356 | 0 | 2.6677 | 4.7138 | 0.84953 | 0.9858
416195-Pkg HP <65k Single Phase SEER = 14.0-Rebate | 1.3245 | 0.5284 | 1.9845 | 4070.25 | 61053.75 | 0 | 0 | 0.10286 | 0 | -0.028845 | 0 | 0.12947 | 0 | -0.0022338 | 0 | 2.6777 | 4.7316 | 0.85055 | 0.98658
416196-Pkg HP <65k Three Phase SEER = 14.0 ER-UP Stream | 0.40808 | 0.1628 | 0.62625 | 1254 | 18810 | 0 | 0 | 0.078796 | 0 | -0.039683 | 0 | 0.12236 | 0 | 0.0038815 | 0 | 2.1439 | 5.8324 | 0.7882 | 1.027
416197-Pkg HP <65k Three Phase SEER = 14.0 ER-Rebate | 0.48969 | 0.19535 | 0.7515 | 1504.8 | 22572 | 0 | 0 | 0.083227 | 0 | -0.035252 | 0 | 0.12658 | 0 | 0.0081016 | 0 | 2.2913 | 6.9989 | 0.8073 | 1.058
416198-Pkg HP <65k Three Phase SEER = 14.0-UP Stream | 3.9736 | 1.5852 | 5.9535 | 12210.75 | 183161.25 | 0 | 0 | 0.12651 | 0 | -0.0051915 | 0 | 0.12947 | 0 | -0.0022338 | 0 | 4.3599 | 4.7316 | 0.96934 | 0.98658
416199-Pkg HP <65k Three Phase SEER = 14.0-Rebate | 1.5895 | 0.63409 | 2.3814 | 4884.3 | 73264.5 | 0 | 0 | 0.13258 | 0 | 0.00088009 | 0 | 0.13525 | 0 | 0.0035487 | 0 | 5.1981 | 5.6779 | 1.0054 | 1.0221
416200-Pkg AC 135-239k EER=11.5 ER-UP Stream | 0.18522 | 0.073889 | 0.22464 | 569.16 | 8537.4 | -2.3371 | -35.0568 | 0.053294 | 1.0611 | -0.060147 | 1.0611 | 0.089356 | 1.0611 | -0.024086 | 1.0611 | 1.5581 | 2.6377 | 0.68115 | 0.82958
416201-Pkg AC 135-239k EER=11.5 ER-Rebate | 0.18522 | 0.073889 | 0.22464 | 569.16 | 8537.4 | -2.3371 | -35.0568 | 0.053294 | 1.0611 | -0.060147 | 1.0611 | 0.089356 | 1.0611 | -0.024086 | 1.0611 | 1.5581 | 2.6377 | 0.68115 | 0.82958
416202-Pkg AC 135-239k EER=11.5-UP Stream | 1.2554 | 0.5008 | 2.0048 | 3857.625 | 57864.375 | -24.1178 | -361.7663 | -0.010455 | 0 | -0.14216 | 0 | 0.05434 | 0 | -0.077361 | 0 | 0.94013 | 1.4948 | 0.53592 | 0.6797
416203-Pkg AC 135-239k EER=11.5-Rebate | 0.50214 | 0.20032 | 0.8019 | 1543.05 | 23145.75 | -9.6471 | -144.7065 | 0.008764 | 0 | -0.12294 | 0 | 0.072644 | 0 | -0.059057 | 0 | 1.0564 | 1.7938 | 0.5718 | 0.73543
416204-Pkg AC 135-239k EER=12.0 ER-Rebate | 0.29891 | 0.11925 | 0.31644 | 918.54 | 13778.1 | -4.3956 | -65.934 | 0.082607 | 1.1237 | -0.03622 | 1.1237 | 0.11255 | 1.1237 | -0.0062777 | 1.1237 | 2.1835 | 4.0218 | 0.77598 | 0.92646
416205-Pkg AC 135-239k EER=12.0-UP Stream | 3.8155 | 1.5221 | 4.0702 | 11724.75 | 175871.25 | -70.47 | -1057.05 | 0.094786 | 1.2266 | -0.036914 | 1.2266 | 0.12803 | 1.2266 | -0.0036719 | 1.2266 | 2.26 | 4.3392 | 0.77975 | 0.93419
416206-Pkg AC 135-239k EER=12.0-Rebate | 1.5262 | 0.60885 | 1.6281 | 4689.9 | 70348.5 | -28.188 | -422.82 | 0.10111 | 0 | -0.030591 | 0 | 0.13405 | 0 | 0.0023503 | 0 | 2.6036 | 5.4519 | 0.84292 | 1.0145
416207-Pkg AC 240-759k EER=10.5 ER-UP Stream | 0.11427 | 0.045587 | 0.1911 | 351.15 | 5267.25 | -0.42375 | -6.3563 | -0.098662 | 0 | -0.21712 | 0 | 0.1115 | 0 | -0.0069588 | 0 | 0.59946 | 4.0839 | 0.40479 | 0.95499
416208-Pkg AC 240-759k EER=10.5 ER-Rebate | 0.13713 | 0.054704 | 0.22932 | 421.38 | 6320.7 | -0.5085 | -7.6275 | -0.092334 | 0 | -0.2108 | 0 | 0.11753 | 0 | -0.00093272 | 0 | 0.61526 | 4.9006 | 0.41193 | 0.99372
416209-Pkg AC 240-759k EER=10.5-UP Stream | 2.7726 | 1.1061 | 6.3636 | 8520.1875 | 127802.8125 | 0 | 0 | -0.33369 | 0 | -0.46539 | 0 | 0.039854 | 0 | -0.091847 | 0 | 0.32974 | 1.3206 | 0.26076 | 0.64124
416210-Pkg AC 240-759k EER=10.5-Rebate | 0.44362 | 0.17698 | 1.0182 | 1363.23 | 20448.45 | 0 | 0 | -0.31194 | 0 | -0.44364 | 0 | 0.060572 | 0 | -0.071129 | 0 | 0.34481 | 1.5847 | 0.27009 | 0.6977
416211-Pkg AC 240-759k EER=10.8 ER-UP Stream | 0.13306 | 0.053084 | 0.23205 | 408.9 | 6133.5 | -0.42375 | -6.3563 | -0.032981 | 0 | -0.15283 | 0 | 0.11749 | 0 | -0.0023608 | 0 | 0.81916 | 4.6829 | 0.49431 | 0.98444
416212-Pkg AC 240-759k EER=10.8 ER-Rebate | 0.15968 | 0.063701 | 0.27846 | 490.68 | 7360.2 | -0.5085 | -7.6275 | -0.027398 | 0 | -0.14725 | 0 | 0.12281 | 0 | 0.0029561 | 0 | 0.84503 | 5.6195 | 0.50361 | 1.0202
416213-Pkg AC 240-759k EER=10.8-UP Stream | 4.0329 | 1.6089 | 9.1429 | 12393 | 185895 | 0 | 0 | -0.011462 | 0 | -0.14316 | 0 | 0.0787 | 0 | -0.053001 | 0 | 0.93473 | 1.9209 | 0.53416 | 0.75594
416214-Pkg AC 240-759k EER=10.8-Rebate | 0.64527 | 0.25742 | 1.4629 | 1982.88 | 29743.2 | 0 | 0 | 0.0034936 | 0 | -0.12821 | 0 | 0.092944 | 0 | -0.038757 | 0 | 1.0217 | 2.3051 | 0.56149 | 0.809
416215-Pkg AC 65-89k EER=11.5 ER-UP Stream | 0.22283 | 0.088895 | 0.2802 | 684.75 | 10271.25 | -1.7486 | -26.2282 | 0.055255 | 0 | -0.062333 | 0 | 0.10101 | 0 | -0.016574 | 0 | 1.6051 | 3.2174 | 0.70162 | 0.89841
416216-Pkg AC 65-89k EER=11.5 ER-Rebate | 0.2674 | 0.10667 | 0.33624 | 821.7 | 12325.5 | -2.0983 | -31.4739 | 0.063227 | 0 | -0.05436 | 0 | 0.10861 | 0 | -0.0089808 | 0 | 1.7586 | 3.8608 | 0.72946 | 0.94226
416217-Pkg AC 65-89k EER=11.5-UP Stream | 8.9328 | 3.5636 | 18.84 | 27450 | 411750 | 23.79 | 356.85 | 0.077844 | 0 | -0.053395 | 0 | 0.087371 | 0 | -0.043868 | 0 | 1.9079 | 2.1464 | 0.75392 | 0.78854
416218-Pkg AC 65-89k EER=11.5-Rebate | 10.7194 | 4.2763 | 22.608 | 32940 | 494100 | 28.548 | 428.22 | 0.091182 | 0 | -0.040057 | 0 | 0.10007 | 0 | -0.031165 | 0 | 2.2593 | 2.5756 | 0.8033 | 0.83997
416219-Pkg AC 65-89k EER=12.0 ER-UP Stream | 0.26579 | 0.10603 | 0.3402 | 816.75 | 12251.25 | -2.077 | -31.1558 | 0.066122 | 0 | -0.053165 | 0 | 0.10919 | 0 | -0.010094 | 0 | 1.8008 | 3.7647 | 0.73662 | 0.93643
416220-Pkg AC 65-89k EER=12.0 ER-Rebate | 0.31895 | 0.12724 | 0.40824 | 980.1 | 14701.5 | -2.4925 | -37.3869 | 0.073033 | 0 | -0.046253 | 0 | 0.11578 | 0 | -0.0035113 | 0 | 1.9654 | 4.5176 | 0.76273 | 0.97693
416221-Pkg AC 65-89k EER=12.0-UP Stream | 3.9539 | 1.5773 | 7.2738 | 12150 | 182250 | -5.2407 | -78.6105 | 0.1014 | 1.2266 | -0.030302 | 1.2266 | 0.11767 | 1.2266 | -0.01403 | 1.2266 | 2.6071 | 3.5196 | 0.84146 | 0.9183
416222-Pkg AC 65-89k EER=12.0-Rebate | 1.1862 | 0.4732 | 2.1821 | 3645 | 54675 | -1.5722 | -23.5831 | 0.10953 | 0 | -0.022166 | 0 | 0.12542 | 0 | -0.0062815 | 0 | 3.0051 | 4.2372 | 0.88104 | 0.96315
416223-Pkg AC 90-134k EER=11.5 ER-Rebate | 0.27706 | 0.11053 | 0.33984 | 851.4 | 12771 | -2.1107 | -31.6602 | 0.051253 | 0 | -0.066576 | 0 | 0.11005 | 0 | -0.0077745 | 0 | 1.536 | 3.9893 | 0.68809 | 0.94973
416224-Pkg AC 90-134k EER=11.5-UP Stream | 1.9769 | 0.78866 | 3.9062 | 6075 | 91125 | 4.702 | 70.5307 | -0.014713 | 0 | -0.14641 | 0 | 0.094425 | 0 | -0.037276 | 0 | 0.91775 | 2.354 | 0.52857 | 0.81495
416225-Pkg AC 90-134k EER=11.5-Rebate | 3.1631 | 1.2619 | 6.25 | 9720 | 145800 | 7.5233 | 112.8492 | -0.0025092 | 0 | -0.13421 | 0 | 0.10605 | 0 | -0.025653 | 0 | 0.98494 | 2.8248 | 0.55019 | 0.86485
416226-Pkg AC 90-134k EER=12.0 ER-UP Stream | 0.2631 | 0.10496 | 0.34245 | 808.5 | 12127.5 | -2.0796 | -31.194 | 0.045702 | 1.0237 | -0.07339 | 1.0237 | 0.1087 | 1.0237 | -0.010395 | 1.0237 | 1.4166 | 3.6619 | 0.65612 | 0.91634
416227-Pkg AC 90-134k EER=12.0 ER-Rebate | 0.24004 | 0.095761 | 0.34463 | 737.64 | 11064.6 | -1.569 | -23.5354 | 0.046697 | 0.99296 | -0.071246 | 0.99296 | 0.1034 | 0.99296 | -0.01454 | 0.99296 | 1.4411 | 3.315 | 0.66237 | 0.89487
416228-Pkg AC 90-134k EER=12.0-UP Stream | 2.8468 | 1.1357 | 5.5161 | 8748 | 131220 | -4.0338 | -60.507 | 0.040202 | 1.2266 | -0.091498 | 1.2266 | 0.11573 | 1.2266 | -0.015967 | 1.2266 | 1.3198 | 3.3781 | 0.6399 | 0.90822
416229-Pkg AC 90-134k EER=12.0-Rebate | 1.1387 | 0.45427 | 2.2064 | 3499.2 | 52488 | -1.6135 | -24.2028 | 0.048418 | 1.2266 | -0.083283 | 1.2266 | 0.1238 | 1.2266 | -0.0078958 | 1.2266 | 1.4134 | 4.0537 | 0.66114 | 0.95082
416230-Pkg HP 135-239k EER=11.5 ER-UP Stream | 0.1358 | 0.054174 | 0.2487 | 417.3 | 6259.5 | -3.2025e-05 | -0.00048038 | -0.0046838 | 0 | -0.12274 | 0 | 0.071698 | 0 | -0.046362 | 0 | 0.96915 | 1.9501 | 0.54523 | 0.76043
416231-Pkg HP 135-239k EER=11.5 ER-Rebate | 0.16296 | 0.065009 | 0.29844 | 500.76 | 7511.4 | -3.843e-05 | -0.00057645 | 0.0085218 | 0 | -0.10954 | 0 | 0.084274 | 0 | -0.033785 | 0 | 1.0615 | 2.3402 | 0.57328 | 0.81328
416232-Pkg HP 135-239k EER=11.5-UP Stream | 1.2198 | 0.48661 | 3.1772 | 3748.275 | 56224.125 | 0 | 0 | -0.015549 | 0 | -0.14725 | 0 | 0.051136 | 0 | -0.080565 | 0 | 0.91348 | 1.4524 | 0.52715 | 0.6708
416233-Pkg HP 135-239k EER=11.5-Rebate | 0.48791 | 0.19464 | 1.2709 | 1499.31 | 22489.65 | 0 | 0 | 0.0042305 | 0 | -0.12747 | 0 | 0.069974 | 0 | -0.061727 | 0 | 1.0265 | 1.7429 | 0.56291 | 0.72674
416234-Pkg HP 135-239k EER=12.0 ER-UP Stream | 0.15786 | 0.062976 | 0.3066 | 485.1 | 7276.5 | -3.2025e-05 | -0.00048038 | 0.0065179 | 0 | -0.11297 | 0 | 0.082182 | 0 | -0.037309 | 0 | 1.0458 | 2.231 | 0.56867 | 0.79969
416235-Pkg HP 135-239k EER=12.0 ER-Rebate | 0.18943 | 0.075571 | 0.36792 | 582.12 | 8731.8 | -3.843e-05 | -0.00057645 | 0.018201 | 0 | -0.10129 | 0 | 0.093309 | 0 | -0.026182 | 0 | 1.1392 | 2.6772 | 0.59522 | 0.85049
416236-Pkg HP 135-239k EER=12.0-UP Stream | 1.8168 | 0.72478 | 4.7324 | 5582.925 | 83743.875 | 0 | 0 | 0.018466 | 0 | -0.11324 | 0 | 0.088278 | 0 | -0.043422 | 0 | 1.1267 | 2.1633 | 0.59179 | 0.79082
416237-Pkg HP 135-239k EER=12.0-Rebate | 0.72672 | 0.28991 | 1.893 | 2233.17 | 33497.55 | 0 | 0 | 0.031745 | 0 | -0.099955 | 0 | 0.10093 | 0 | -0.030775 | 0 | 1.2397 | 2.596 | 0.62155 | 0.84213
416238-Pkg HP 240-759k EER=10.5 ER-UP Stream | 0.13189 | 0.052617 | 0.2385 | 405.3 | 6079.5 | -3.2025e-05 | -0.00048038 | -0.070611 | 0 | -0.19071 | 0 | 0.11736 | 0 | -0.0027372 | 0 | 0.6795 | 4.6291 | 0.43977 | 0.98204
416239-Pkg HP 240-759k EER=10.5 ER-Rebate | 0.15827 | 0.06314 | 0.2862 | 486.36 | 7295.4 | -3.843e-05 | -0.00057645 | -0.066973 | 0 | -0.18708 | 0 | 0.10928 | 0 | -0.010822 | 0 | 0.69091 | 3.7033 | 0.44452 | 0.93258
416240-Pkg HP 240-759k EER=10.5-UP Stream | 1.6547 | 0.66011 | 4.3133 | 5084.775 | 76271.625 | 0 | 0 | -0.16953 | 0 | -0.30123 | 0 | 0.080844 | 0 | -0.050856 | 0 | 0.49196 | 1.9703 | 0.35274 | 0.76348
416241-Pkg HP 240-759k EER=10.5-Rebate | 0.66188 | 0.26404 | 1.7253 | 2033.91 | 30508.65 | 0 | 0 | -0.15494 | 0 | -0.28665 | 0 | 0.09473 | 0 | -0.03697 | 0 | 0.51444 | 2.3644 | 0.36415 | 0.81619
416242-Pkg HP 240-759k EER=10.8 ER-UP Stream | 0.14815 | 0.059101 | 0.28005 | 455.25 | 6828.75 | -3.2025e-05 | -0.00048038 | -0.016732 | 0 | -0.13781 | 0 | 0.12159 | 0 | 0.00051635 | 0 | 0.9002 | 5.1462 | 0.5227 | 1.0034
416243-Pkg HP 240-759k EER=10.8 ER-Rebate | 0.29785 | 0.0037906 | 0.33606 | 546.3 | 8194.5 | -3.843e-05 | -0.00057645 | 0.007832 | 0 | -0.1303 | 0 | 0.13552 | 0 | -0.0026102 | 0 | 1.0477 | 4.6971 | 0.56923 | 0.98507
416244-Pkg HP 240-759k EER=10.8-UP Stream | 3.5109 | 0.044681 | 5.4493 | 6439.5 | 96592.5 | 0 | 0 | 0.051205 | 0 | -0.098338 | 0 | 0.12061 | 0 | -0.028931 | 0 | 1.3787 | 2.8333 | 0.65464 | 0.86565
416245-Pkg HP 240-759k EER=10.8-Rebate | 1.4043 | 0.017872 | 2.1797 | 2575.8 | 38637 | 0 | 0 | 0.062718 | 0 | -0.086825 | 0 | 0.13158 | 0 | -0.017966 | 0 | 1.5071 | 3.4 | 0.68222 | 0.91209
416246-Pkg HP 65-89k EER=11.5 ER-UP Stream | 0.19325 | 0.0024594 | 0.19035 | 354.45 | 5316.75 | 0 | 0 | -0.0090856 | 0 | -0.14357 | 0 | 0.079469 | 0 | -0.055015 | 0 | 0.94859 | 1.9014 | 0.53866 | 0.7529
416247-Pkg HP 65-89k EER=11.5 ER-Rebate | 0.2319 | 0.0029513 | 0.22842 | 425.34 | 6380.1 | 0 | 0 | 0.0063427 | 0 | -0.12814 | 0 | 0.094163 | 0 | -0.040321 | 0 | 1.0393 | 2.2817 | 0.56676 | 0.8061
416248-Pkg HP 65-89k EER=11.5-UP Stream | 1.5998 | 0.020359 | 1.7253 | 2934.225 | 44013.375 | 0 | 0 | 0.023971 | 0 | -0.12557 | 0 | 0.042019 | 0 | -0.10752 | 0 | 1.1476 | 1.291 | 0.59749 | 0.63418
416249-Pkg HP 65-89k EER=11.5-Rebate | 0.6399 | 0.0081438 | 0.69012 | 1173.69 | 17605.35 | 0 | 0 | 0.049238 | 0 | -0.1003 | 0 | 0.066083 | 0 | -0.08346 | 0 | 1.359 | 1.5492 | 0.65015 | 0.69073
416250-Pkg HP 65-89k EER=12.0 ER-UP Stream | 0.2478 | 0.0031536 | 0.249 | 454.5 | 6817.5 | 0 | 0 | 0.020325 | 0 | -0.11665 | 0 | 0.098787 | 0 | -0.038187 | 0 | 1.1351 | 2.373 | 0.5941 | 0.81722
416277-Packaged Terminal AC <7k ER-Rebate | 1.578 | 0.62953 | 2.052 | 4849.2 | 72738 | 0 | 0 | 0.087722 | 0 | -0.037393 | 0 | 0.10927 | 0 | -0.015843 | 0 | 2.2857 | 3.3408 | 0.8066 | 0.90778
416278-Packaged Terminal AC <7k-Rebate | 1.1106 | 0.44305 | 1.4472 | 3412.8 | 51192 | 0 | 0 | 0.13302 | 0 | 0.0017823 | 0 | 0.1452 | 0 | 0.013957 | 0 | 5.3521 | 8.8951 | 1.011 | 1.0933
416279-Packaged Terminal AC >15k ER-Rebate | 1.1973 | 0.47764 | 1.5624 | 3679.2 | 55188 | 0 | 0 | 0.052205 | 0 | -0.077353 | 0 | 0.095097 | 0 | -0.034461 | 0 | 1.4777 | 2.4323 | 0.67614 | 0.82414
416280-Packaged Terminal AC >15k-Rebate | 1.1071 | 0.44165 | 1.4472 | 3402 | 51030 | 0 | 0 | 0.12484 | 0 | -0.0063953 | 0 | 0.12669 | 0 | -0.0045505 | 0 | 4.2224 | 4.4335 | 0.96238 | 0.97294
416281-Packaged Terminal AC 7-15k ER-Rebate | 3.8906 | 1.5521 | 5.0605 | 11955.6 | 179334 | 0 | 0 | 0.10467 | 0 | -0.02349 | 0 | 0.10376 | 0 | -0.024396 | 0 | 2.9004 | 2.8534 | 0.87181 | 0.86752
416282-Packaged Terminal AC 7-15k-Rebate | 30.4887 | 12.1629 | 39.69 | 93690 | 1405350 | 0 | 0 | 0.14856 | 0 | 0.017325 | 0 | 0.15186 | 0 | 0.020624 | 0 | 10.8894 | 13.954 | 1.1185 | 1.1443
416283-Packaged Terminal HP <7k ER-Rebate | 1.5979 | 0.63747 | 2.034 | 4910.4 | 73656 | 0 | 0 | 0.082794 | 0 | -0.04261 | 0 | 0.10998 | 0 | -0.015427 | 0 | 2.1262 | 3.3735 | 0.7858 | 0.91017
416284-Packaged Terminal HP <7k-Rebate | 1.1493 | 0.45848 | 1.458 | 3531.6 | 52974 | 0 | 0 | 0.025879 | 0 | -0.10536 | 0 | 0.12804 | 0 | -0.0031964 | 0 | 1.1879 | 4.6024 | 0.60825 | 0.98083
416285-Packaged Terminal HP >15k ER-Rebate | 1.1528 | 0.45988 | 1.458 | 3542.4 | 53136 | 0 | 0 | 0.002667 | 0 | -0.12694 | 0 | 0.092538 | 0 | -0.037067 | 0 | 1.0168 | 2.3409 | 0.55999 | 0.81338
416286-Packaged Terminal HP >15k-Rebate | 1.0684 | 0.42623 | 1.35 | 3283.2 | 49248 | 0 | 0 | 0.044864 | 0 | -0.086375 | 0 | 0.08712 | 0 | -0.044119 | 0 | 1.3779 | 2.1393 | 0.65445 | 0.78759
416287-Packaged Terminal HP 7-15k ER-Rebate | 3.8273 | 1.5269 | 4.8843 | 11761.2 | 176418 | 0 | 0 | 0.08505 | 0 | -0.043302 | 0 | 0.10291 | 0 | -0.025445 | 0 | 2.1349 | 2.8029 | 0.78699 | 0.86278
416288-Packaged Terminal HP 7-15k-Rebate | 30.2251 | 12.0578 | 38.61 | 92880 | 1393200 | 0 | 0 | -0.073499 | 0 | -0.20474 | 0 | 0.1298 | 0 | -0.0014399 | 0 | 0.68999 | 4.8417 | 0.44414 | 0.99127
416291-Comb Condenser Fan Coil-DI | 0.22959 | 0.09159 | 0.26457 | 705.51 | 2116.53 | 0 | 0 | -0.060114 | 0 | -0.17025 | 0 | -0.050714 | 0 | -0.16085 | 0 | 0.69547 | 0.73024 | 0.4464 | 0.46048
416295-Pkg AC <65k Single Phase SEER = 14.0 ER-UP Stream | 0.20941 | 0.08354 | 0.36795 | 643.5 | 9652.5 | 0.0042075 | 0.063113 | 0.0082976 | 0 | -0.11386 | 0 | 0.099346 | 0 | -0.022811 | 0 | 1.0576 | 2.8773 | 0.57216 | 0.86971
416297-Commercial Evap Cool <65k ER-UP Stream | 1.1168 | 0.44555 | 1.9624 | 3432 | 51480 | 0.02244 | 0.3366 | -0.026779 | 0 | -0.14981 | 0 | 0.10678 | 0 | -0.016246 | 0 | 0.85134 | 3.2929 | 0.50585 | 0.90421
416298-Commercial Evap Cool <65k ER-Rebate | 9.549 | 3.8094 | 16.7785 | 29343.6 | 440154 | 0.19186 | 2.8779 | -0.015707 | 0 | -0.14108 | 0 | 0.11746 | 0 | -0.0079067 | 0 | 0.90867 | 4.0268 | 0.52555 | 0.95184
416299-Commercial Evap Cool <65k-UP Stream | 0.57404 | 0.229 | 1.0059 | 1764 | 26460 | 0.01932 | 0.2898 | 0.046089 | 0 | -0.084798 | 0 | 0.12164 | 0 | -0.0092494 | 0 | 1.3937 | 3.9303 | 0.658 | 0.94635
416300-Commercial Evap Cool <65k-Rebate | 2.3873 | 0.95235 | 5.1246 | 7335.9 | 110038.5 | 0.12987 | 1.9481 | 0.074689 | 0 | -0.058043 | 0 | 0.12096 | 0 | -0.011774 | 0 | 1.8229 | 3.7188 | 0.74029 | 0.93356
416301-Commercial Evap Cool >=65k ER-UP Stream | 0.94079 | 0.37531 | 1.729 | 2891 | 43365 | 0.028473 | 0.42709 | 0.0027295 | 0 | -0.12307 | 0 | 0.10562 | 0 | -0.020175 | 0 | 1.0177 | 3.0637 | 0.56027 | 0.886
416302-Commercial Evap Cool >=65k ER-Rebate | 6.6729 | 2.662 | 12.2636 | 20505.45 | 307581.75 | 0.20195 | 3.0293 | 0.014814 | 0 | -0.11349 | 0 | 0.11728 | 0 | -0.011027 | 0 | 1.1021 | 3.7498 | 0.58492 | 0.9355
416303-Commercial Evap Cool >=65k-UP Stream | 0.81616 | 0.32559 | 1.752 | 2508 | 37620 | 0.0444 | 0.666 | 0.046969 | 0 | -0.08427 | 0 | 0.13022 | 0 | -0.0010196 | 0 | 1.4028 | 4.9026 | 0.66 | 0.99381
416304-Commercial Evap Cool >=65k-Rebate | 1.7432 | 0.69543 | 0.039024 | 5356.8 | 80352 | -0.12427 | -1.8641 | 0.099942 | 0 | -0.031297 | 0 | 0.13859 | 0 | 0.0073521 | 0 | 2.5703 | 6.5447 | 0.83941 | 1.0471
416305-Commercial Packaged Economizer Retrofit-UP Stream | 0.65371 | 0.26078 | 0.014634 | 2008.8 | 20088 | -0.046602 | -0.46602 | 0.095946 | 1.1186 | -0.027941 | 1.1186 | 0.13429 | 1.1186 | 0.010399 | 1.1186 | 2.6403 | 7.6675 | 0.84664 | 1.072
416306-Commercial Packaged Economizer Retrofit-UP Stream | 0.65371 | 0.26078 | 0.014634 | 2008.8 | 20088 | -0.046602 | -0.46602 | 0.095946 | 1.1186 | -0.027941 | 1.1186 | 0.13429 | 1.1186 | 0.010399 | 1.1186 | 2.6403 | 7.6675 | 0.84664 | 1.072
416309-Pkg HP 65-89k EER=12.0 ER-Rebate | 0.17748 | 0.070804 | 0.2988 | 545.4 | 8181 | 0 | 0 | 0.011751 | 0 | -0.10824 | 0 | 0.089613 | 0 | -0.030381 | 0 | 1.0853 | 2.4946 | 0.58015 | 0.83117
416310-Pkg HP 65-89k EER=12.0-UP Stream | 0.36122 | 0.1441 | 0.654 | 1110 | 16650 | 0 | 0 | 0.061808 | 0 | -0.069431 | 0 | 0.088195 | 0 | -0.043044 | 0 | 1.6073 | 2.1698 | 0.70204 | 0.79169
416311-Pkg HP 65-89k EER=12.0-Rebate | 0.73146 | 0.29181 | 1.3243 | 2247.75 | 33716.25 | 0 | 0 | 0.075577 | 0 | -0.056123 | 0 | 0.10134 | 0 | -0.030365 | 0 | 1.8532 | 2.613 | 0.74522 | 0.8439
416312-Pkg HP 90-134k EER=11.5 ER-UP Stream | 0.11495 | 0.045859 | 0.18975 | 353.25 | 5298.75 | -3.2025e-05 | -0.00048038 | -0.056279 | 0 | -0.17258 | 0 | 0.058938 | 0 | -0.057363 | 0 | 0.72035 | 1.6851 | 0.45652 | 0.71649
416313-Pkg HP 90-134k EER=11.5 ER-Rebate | 0.13795 | 0.055031 | 0.2277 | 423.9 | 6358.5 | -3.843e-05 | -0.00057645 | -0.041224 | 0 | -0.15753 | 0 | 0.073276 | 0 | -0.043025 | 0 | 0.77859 | 2.0221 | 0.47924 | 0.77113
416314-Pkg HP 90-134k EER=11.5-UP Stream | 0.12887 | 0.051409 | 0.336 | 396 | 5940 | 0 | 0 | -0.37846 | 0 | -0.5097 | 0 | -0.047738 | 0 | -0.17898 | 0 | 0.30179 | 0.7741 | 0.24297 | 0.47754
416315-Pkg HP 90-134k EER=11.5-Rebate | 0.26096 | 0.1041 | 0.6804 | 801.9 | 12028.5 | 0 | 0 | -0.3409 | 0 | -0.4726 | 0 | -0.011941 | 0 | -0.14364 | 0 | 0.32503 | 0.93219 | 0.25781 | 0.53333
416316-Pkg HP 90-134k EER=12.0 ER-UP Stream | 0.13707 | 0.054681 | 0.24765 | 421.2 | 6318 | -3.2025e-05 | -0.00048038 | -0.046303 | 0 | -0.16444 | 0 | 0.072377 | 0 | -0.045764 | 0 | 0.76078 | 1.9665 | 0.47243 | 0.76291
416317-Pkg HP 90-134k EER=12.0 ER-Rebate | 0.16448 | 0.065617 | 0.29718 | 505.44 | 7581.6 | -3.843e-05 | -0.00057645 | -0.033199 | 0 | -0.15134 | 0 | 0.084857 | 0 | -0.033284 | 0 | 0.81603 | 2.3598 | 0.49317 | 0.81565
416318-Pkg HP 90-134k EER=12.0-UP Stream | 0.24719 | 0.098612 | 0.6432 | 759.6 | 11394 | 0 | 0 | -0.119 | 0 | -0.25024 | 0 | 0.053417 | 0 | -0.077821 | 0 | 0.5789 | 1.4849 | 0.39531 | 0.67763
416319-Pkg HP 90-134k EER=12.0-Rebate | 0.50056 | 0.19969 | 1.3025 | 1538.19 | 23072.85 | 0 | 0 | -0.099142 | 0 | -0.23084 | 0 | 0.072355 | 0 | -0.059346 | 0 | 0.62347 | 1.7881 | 0.4156 | 0.73448
416328-Split AC <65k Single Phase SEER = 14.0 ER-UP Stream | 0.29263 | 0.11674 | 0.2739 | 899.25 | 13488.75 | -3.8175 | -57.2625 | 0.048981 | 1.1647 | -0.073581 | 1.1647 | 0.11462 | 1.1647 | -0.0079422 | 1.1647 | 1.4274 | 3.8832 | 0.65451 | 0.92182
416329-Split AC <65k Single Phase SEER = 14.0 ER-Rebate | 0.29263 | 0.11674 | 0.2739 | 899.25 | 13488.75 | -3.8175 | -57.2625 | 0.048981 | 0 | -0.073581 | 0 | 0.11462 | 0 | -0.0079422 | 0 | 1.4719 | 4.0044 | 0.67493 | 0.95058
416330-Split AC <65k Single Phase SEER = 14.0-UP Stream | 0.95283 | 0.38012 | 0.7272 | 2928 | 43920 | -16.56 | -248.4 | 0.11308 | 0 | -0.018155 | 0 | 0.13501 | 0 | 0.0037667 | 0 | 3.2392 | 5.7237 | 0.90011 | 1.0236
416331-Split AC <65k Single Phase SEER = 14.0-Rebate | 1.3101 | 0.52266 | 0.9999 | 4026 | 60390 | -22.77 | -341.55 | 0.11337 | 0 | -0.018099 | 0 | 0.13529 | 0 | 0.0038224 | 0 | 3.2448 | 5.7335 | 0.90054 | 1.0239
416334-Split AC <65k Three Phase SEER = 14.0 ER-UP Stream | 0.29678 | 0.1184 | 0.27915 | 912 | 13680 | -3.84 | -57.6 | 0.050525 | 0 | -0.071886 | 0 | 0.11507 | 0 | -0.0073428 | 0 | 1.4951 | 4.0673 | 0.67975 | 0.95409
416335-Split AC <65k Three Phase SEER = 14.0 ER-Rebate | 0.35614 | 0.14208 | 0.33498 | 1094.4 | 16416 | -4.608 | -69.12 | 0.05709 | 0 | -0.065321 | 0 | 0.12132 | 0 | -0.0010904 | 0 | 1.5978 | 4.8808 | 0.70023 | 0.9929
416336-Split AC <65k Three Phase SEER = 14.0-UP Stream | 1.5828 | 0.63145 | 1.4888 | 4864 | 72960 | -20.48 | -307.2 | 0.11062 | 0 | -0.012657 | 0 | 0.13866 | 0 | 0.01538 | 0 | 3.5701 | 10.2404 | 0.9239 | 1.1112
416337-Split AC <65k Three Phase SEER = 14.0-Rebate | 0.5717 | 0.22807 | 0.43632 | 1756.8 | 26352 | -9.936 | -149.04 | 0.11809 | 0 | -0.013153 | 0 | 0.13977 | 0 | 0.0085301 | 0 | 3.5953 | 6.8684 | 0.92558 | 1.055
416348-Split HP <65k Single Phase SEER = 14.0 ER-Rebate | 0.40808 | 0.1628 | 0.62625 | 1254 | 18810 | 0 | 0 | 0.08119 | 0 | -0.037289 | 0 | 0.12236 | 0 | 0.0038815 | 0 | 2.221 | 5.8324 | 0.7984 | 1.027
416349-Split HP <65k Single Phase SEER = 14.0-Rebate | 1.3245 | 0.5284 | 1.9845 | 4070.25 | 61053.75 | 0 | 0 | 0.12651 | 0 | -0.0051915 | 0 | 0.12947 | 0 | -0.0022338 | 0 | 4.3599 | 4.7316 | 0.96934 | 0.98658
416351-Split HP <65k Three Phase SEER = 14.0 ER-Rebate | 0.48969 | 0.19535 | 0.7515 | 1504.8 | 22572 | 0 | 0 | 0.085621 | 0 | -0.032858 | 0 | 0.12658 | 0 | 0.0081016 | 0 | 2.3796 | 6.9989 | 0.818 | 1.058
416352-Split HP <65k Three Phase SEER = 14.0-Rebate | 1.5895 | 0.63409 | 2.3814 | 4884.3 | 73264.5 | 0 | 0 | 0.13258 | 0 | 0.00088009 | 0 | 0.13525 | 0 | 0.0035487 | 0 | 5.1981 | 5.6779 | 1.0054 | 1.0221
416355-Increased duct insulation in older vintages (1978-1992)-UP Stream | 0.080231 | 0.036867 | 0.08625 | 207 | 4140 | -55.2 | -1104 | 0.028896 | 1.3158 | -0.12041 | 1.3158 | 0.098768 | 1.3158 | -0.050539 | 1.3158 | -1.048 | -1.8865 | -0.53753 | -0.69624
416356-Increased duct insulation in older vintages (pre-1978)-UP Stream | 0.26945 | 0.10749 | 0.345 | 828 | 16560 | -220.8 | -4416 | 0.014129 | 1.3158 | -0.12333 | 1.3158 | 0.084001 | 1.3158 | -0.053459 | 1.3158 | -1.142 | -2.0555 | -0.60926 | -0.79863
416359-PTAC/PTHP Controllers EMS-DI | 92.8403 | 37.0371 | 117.4387 | 285293.125 | 3138224.375 | 0 | 0 | 0.023515 | 0 | -0.10081 | 0 | 0.053859 | 0 | -0.070469 | 0 | 1.1789 | 1.5327 | 0.60587 | 0.68742
416360-PTAC/PTHP Controllers EMS-Rebate | 0.84525 | 0.3372 | 1.0692 | 2597.4 | 28571.4 | 0 | 0 | 0.060977 | 0 | -0.064472 | 0 | 0.12716 | 0 | 0.0017101 | 0 | 1.6392 | 5.3532 | 0.70806 | 1.0111
416361-PTAC/PTHP Controllers ACC-DI | 68.1995 | 27.207 | 80.6534 | 209573.13 | 2305304.43 | 0 | 0 | 0.058314 | 0 | -0.067135 | 0 | 0.080948 | 0 | -0.044502 | 0 | 1.5947 | 2.0733 | 0.69963 | 0.77846
416362-PTAC/PTHP Controllers ACC-Rebate | 1.1332 | 0.45206 | 1.3401 | 3482.1382 | 38303.5198 | 0 | 0 | 0.085215 | 0 | -0.040235 | 0 | 0.13458 | 0 | 0.0091318 | 0 | 2.1976 | 7.1767 | 0.79535 | 1.062
416363-Amana PTAC/PTHP Controllers EMS-DI | 92.8403 | 37.0371 | 117.4387 | 285293.125 | 3138224.375 | 0 | 0 | 0.039693 | 0 | -0.084634 | 0 | 0.094304 | 0 | -0.030024 | 0 | 1.3443 | 2.5544 | 0.64678 | 0.83771
416364-Amana PTAC/PTHP Controllers EMS-Rebate | 0 | 0 | 1.0098 | 2453.1 | 26984.1 | 0 | 0 | 0 | 0 | 0 | 0 | 0 | 0 | 0 | 0 | 0 | 0 | 0 | 0
416365-Quality Maintenance Plus: CZ=7 | 6.1098 | 2.4374 | 4.1645 | 18774.979 | 93874.8952 | 76.1414 | 380.707 | 0.1035 | 0.7402 | -0.01098 | -0.078527 | 0.10537 | 0.75355 | -0.0091137 | -0.065178 | 3.6405 | 3.8225 | 0.92855 | 0.93997
416366-Quality Maintenance Plus with Economizer: CZ=7 | 5.547 | 2.2129 | 4.9103 | 17045.73 | 85228.65 | 143.5809 | 717.9047 | 0.11444 | 0.81842 | -4.2326e-05 | -0.0003027 | 0.11578 | 0.82805 | 0.0013034 | 0.0093211 | 5.0496 | 5.3021 | 0.9997 | 1.0092
416367-Quality Maintenance plus Heat Pump: CZ=7 | 6.3625 | 2.5382 | 4.1645 | 19551.6214 | 97758.1069 | 0 | 0 | 0.10397 | 0 | -0.010515 | 0 | 0.10581 | 0 | -0.0086705 | 0 | 3.6843 | 3.8685 | 0.93137 | 0.94272
416368-Quality Maintenance plus with Economizer Heat Pump: CZ=7 | 6.0236 | 2.403 | 4.9103 | 18510.2556 | 92551.2778 | 0 | 0 | 0.11511 | 0 | 0.00062588 | 0 | 0.11642 | 0 | 0.0019397 | 0 | 5.1719 | 5.4305 | 1.0044 | 1.0138
416369-Quality Maintenance Plus: CZ=10 | 7.4586 | 2.9755 | 4.0402 | 22919.9929 | 114599.9644 | 99.2635 | 496.3177 | 0.11065 | 0.79133 | -0.0038302 | -0.027392 | 0.11218 | 0.80225 | -0.0023042 | -0.016478 | 4.4528 | 4.6754 | 0.97386 | 0.98411
416370-Quality Maintenance Plus with Economizer: CZ=10 | 8.0404 | 3.2076 | 4.5374 | 24707.818 | 123539.0898 | 0 | 0 | 0.12203 | 0 | 0.0075467 | 0 | 0.12301 | 0 | 0.008531 | 0 | 6.9035 | 7.2487 | 1.0558 | 1.0636
416371-Quality Maintenance plus Heat Pump: CZ=10 | 7.7881 | 3.1069 | 4.0402 | 23932.4809 | 119662.4045 | 0 | 0 | 0.11106 | 0 | -0.003425 | 0 | 0.11256 | 0 | -0.0019183 | 0 | 4.5098 | 4.7353 | 0.97656 | 0.98674
416372-Quality Maintenance plus with Economizer Heat Pump: CZ=10 | 8.0404 | 3.2076 | 4.5374 | 24707.818 | 123539.0898 | 0 | 0 | 0.12203 | 0 | 0.0075467 | 0 | 0.12301 | 0 | 0.008531 | 0 | 6.9035 | 7.2487 | 1.0558 | 1.0636
416373-Quality Maintenance Plus: CZ=7 - Savings only | 6.1098 | 2.4374 | 4.1645 | 18774.979 | 93874.8952 | 76.1414 | 380.707 | 0.1427 | 1.0205 | 0.028217 | 0.2018 | 0.1427 | 1.0205 | 0.028217 | 0.2018 | 0 | 0 | 1.2465 | 1.2465
416374-Quality Maintenance plus with Economizer - CZ7 - Savings Only | 5.547 | 2.2129 | 4.9103 | 17045.73 | 85228.65 | 143.5809 | 717.9047 | 0.1427 | 1.0205 | 0.028217 | 0.2018 | 0.1427 | 1.0205 | 0.028217 | 0.2018 | 0 | 0 | 1.2465 | 1.2465
416375-Quality Maintenance plus Heat Pump - CZ7 - Savings Only | 6.3625 | 2.5382 | 4.1645 | 19551.6214 | 97758.1069 | 0 | 0 | 0.1427 | 0 | 0.028217 | 0 | 0.1427 | 0 | 0.028217 | 0 | 0 | 0 | 1.2465 | 1.2465
416376-Quality Maintenance with Economizer Heat Pump - CZ7 - Savings Only | 6.0236 | 2.403 | 4.9103 | 18510.2556 | 92551.2778 | 0 | 0 | 0.1427 | 0 | 0.028217 | 0 | 0.1427 | 0 | 0.028217 | 0 | 0 | 0 | 1.2465 | 1.2465
416377-Quality Maintenance plus CZ10 - Savings Only | 7.4586 | 2.9755 | 4.0402 | 22919.9929 | 114599.9644 | 99.2635 | 496.3177 | 0.1427 | 1.0205 | 0.028217 | 0.2018 | 0.1427 | 1.0205 | 0.028217 | 0.2018 | 0 | 0 | 1.2465 | 1.2465
416378-Quality Maintenance Plus with Economizer: CZ10 - Savings only | 7.6326 | 3.0449 | 4.5374 | 23454.4123 | 117272.0616 | 122.8829 | 614.4145 | 0.1427 | 1.0205 | 0.028217 | 0.2018 | 0.1427 | 1.0205 | 0.028217 | 0.2018 | 0 | 0 | 1.2465 | 1.2465
416379-Quality Maintenance plus Heat Pump - CZ10 - Savings Only | 7.7881 | 3.1069 | 4.0402 | 23932.4809 | 119662.4045 | 0 | 0 | 0.1427 | 0 | 0.028217 | 0 | 0.1427 | 0 | 0.028217 | 0 | 0 | 0 | 1.2465 | 1.2465
416380-Quality Maintenance plus with Economizer Heat Pump - CZ10 - Savings Only | 8.0404 | 3.2076 | 4.5374 | 24707.818 | 123539.0898 | 0 | 0 | 0.1427 | 0 | 0.028217 | 0 | 0.1427 | 0 | 0.028217 | 0 | 0 | 0 | 1.2465 | 1.2465
416381-Commercial Coil Cleaning Less than 3 tons - Incentive | 0 | 0 | 0 | 0 | 0 | 0 | 0 | 0 | 0 | 0 | 0 | 0 | 0 | 0 | 0 | 0 | 0 | 0 | 0
416382-Commercial Coil Cleaning 3 to 5 tons - Incentive | 0 | 0 | 0 | 0 | 0 | 0 | 0 | 0 | 0 | 0 | 0 | 0 | 0 | 0 | 0 | 0 | 0 | 0 | 0
416383-Commercial Coil Cleaning over 25 tons - Incentive | 0 | 0 | 0 | 0 | 0 | 0 | 0 | 0 | 0 | 0 | 0 | 0 | 0 | 0 | 0 | 0 | 0 | 0 | 0
416394-RCA Refr Chg Less than 3 tons-Incentive | 0 | 0 | 0 | 0 | 0 | 0 | 0 | 0 | 0 | 0 | 0 | 0 | 0 | 0 | 0 | 0 | 0 | 0 | 0
416395-Commercial Coil Cleaning 6 to 25 tons - Incentive | 0 | 0 | 0 | 0 | 0 | 0 | 0 | 0 | 0 | 0 | 0 | 0 | 0 | 0 | 0 | 0 | 0 | 0 | 0
416396-RCA Refr Chg - 3 to 5 tons-Incentive | 0 | 0 | 0 | 0 | 0 | 0 | 0 | 0 | 0 | 0 | 0 | 0 | 0 | 0 | 0 | 0 | 0 | 0 | 0
416397-RCA Refr Chg - 6 to 25 tons-Incentive | 0 | 0 | 0 | 0 | 0 | 0 | 0 | 0 | 0 | 0 | 0 | 0 | 0 | 0 | 0 | 0 | 0 | 0 | 0
416398-RCA Refr Chg - over 25 tons-Incentive | 0 | 0 | 0 | 0 | 0 | 0 | 0 | 0 | 0 | 0 | 0 | 0 | 0 | 0 | 0 | 0 | 0 | 0 | 0
416400-Economizer Repair - less than 3 tons - Incentive | 0 | 0 | 0 | 0 | 0 | 0 | 0 | 0 | 0 | 0 | 0 | 0 | 0 | 0 | 0 | 0 | 0 | 0 | 0
416401-Economizer Repair - 3 to 5 tons - Incentive | 0 | 0 | 0 | 0 | 0 | 0 | 0 | 0 | 0 | 0 | 0 | 0 | 0 | 0 | 0 | 0 | 0 | 0 | 0
416402-Economizer Repair - 6 to 25 tons - Incentive | 0 | 0 | 0 | 0 | 0 | 0 | 0 | 0 | 0 | 0 | 0 | 0 | 0 | 0 | 0 | 0 | 0 | 0 | 0
416403-Economizer Repair - over 25 tons - Incentive | 0 | 0 | 0 | 0 | 0 | 0 | 0 | 0 | 0 | 0 | 0 | 0 | 0 | 0 | 0 | 0 | 0 | 0 | 0
416404-Commercial Evaporator Coil Cleaning - Savings Only 2013 | 243.5641 | 97.1658 | 169.5623 | 748458.8463 | 2245376.5389 | 0 | 0 | -0.1356 | 0 | -0.24512 | 0 | -0.12264 | 0 | -0.23216 | 0 | 0.5017 | 0.52678 | 0.35772 | 0.37029
416410-RCA Test Only Less than 3 tons - Incentive | 0 | 0 | 0 | 0 | 0 | 0 | 0 | 0 | 0 | 0 | 0 | 0 | 0 | 0 | 0 | 0 | 0 | 0 | 0
416411-Fan Maintenance Only less than 3 tons - Incentive | 0 | 0 | 0 | 0 | 0 | 0 | 0 | 0 | 0 | 0 | 0 | 0 | 0 | 0 | 0 | 0 | 0 | 0 | 0
416412-RCA Test Only 3 to 5 tons - Incentive | 0 | 0 | 0 | 0 | 0 | 0 | 0 | 0 | 0 | 0 | 0 | 0 | 0 | 0 | 0 | 0 | 0 | 0 | 0
416413-Fan Maintenance Only 3 to 5 tons - Incentive | 0 | 0 | 0 | 0 | 0 | 0 | 0 | 0 | 0 | 0 | 0 | 0 | 0 | 0 | 0 | 0 | 0 | 0 | 0
416414-RCA Test Only 6 to 25 tons - Incentive | 0 | 0 | 0 | 0 | 0 | 0 | 0 | 0 | 0 | 0 | 0 | 0 | 0 | 0 | 0 | 0 | 0 | 0 | 0
416415-Fan Maintenance Only - 6 to 25 tons - Incentive | 0 | 0 | 0 | 0 | 0 | 0 | 0 | 0 | 0 | 0 | 0 | 0 | 0 | 0 | 0 | 0 | 0 | 0 | 0
416416-RCA Test Only - Over 25 tons - Incentive | 0 | 0 | 0 | 0 | 0 | 0 | 0 | 0 | 0 | 0 | 0 | 0 | 0 | 0 | 0 | 0 | 0 | 0 | 0
416417-Fan Maintenance Only - Over 25 tons - Incentive | 0 | 0 | 0 | 0 | 0 | 0 | 0 | 0 | 0 | 0 | 0 | 0 | 0 | 0 | 0 | 0 | 0 | 0 | 0
416418-Thermostat - Adjust - Incentive | 0 | 0 | 0 | 0 | 0 | 0 | 0 | 0 | 0 | 0 | 0 | 0 | 0 | 0 | 0 | 0 | 0 | 0 | 0
416419-Thermostat - Replace - Incentive | 0 | 0 | 0 | 0 | 0 | 0 | 0 | 0 | 0 | 0 | 0 | 0 | 0 | 0 | 0 | 0 | 0 | 0 | 0
416420-Minor Repairs - Platinum - Incentive | 0 | 0 | 0 | 0 | 0 | 0 | 0 | 0 | 0 | 0 | 0 | 0 | 0 | 0 | 0 | 0 | 0 | 0 | 0
416449-Quality Installation - Equipment Installation - Incentive | 4.2595 | 1.6992 | 10.2423 | 13089.15 | 39267.45 | -1.046 | -3.1381 | -0.028375 | 0.88419 | -0.13909 | 0.88419 | 0.050434 | 0.88419 | -0.060277 | 0.88419 | 0.82902 | 1.5751 | 0.49778 | 0.69564
461793-Customer Service and Maintance Agreement Imcentives | 0 | 0 | 0 | 0 | 0 | 0 | 0 | 0 | 0 | 0 | 0 | 0 | 0 | 0 | 0 | 0 | 0 | 0 | 0
0 | 0 | 0 | 0 | 0 | 0 | 0 | 0 | 0 | 0 | 0 | 0 | 0 | 0 | 0 | 0 | 0 | 0 | 0 | 0
0 | 0 | 0 | 0 | 0 | 0 | 0 | 0 | 0 | 0 | 0 | 0 | 0 | 0 | 0 | 0 | 0 | 0 | 0 | 0
0 | 0 | 0 | 0 | 0 | 0 | 0 | 0 | 0 | 0 | 0 | 0 | 0 | 0 | 0 | 0 | 0 | 0 | 0 | 0
0 | 0 | 0 | 0 | 0 | 0 | 0 | 0 | 0 | 0 | 0 | 0 | 0 | 0 | 0 | 0 | 0 | 0 | 0 | 0
0 | 0 | 0 | 0 | 0 | 0 | 0 | 0 | 0 | 0 | 0 | 0 | 0 | 0 | 0 | 0 | 0 | 0 | 0 | 0
0 | 0 | 0 | 0 | 0 | 0 | 0 | 0 | 0 | 0 | 0 | 0 | 0 | 0 | 0 | 0 | 0 | 0 | 0 | 0
0 | 0 | 0 | 0 | 0 | 0 | 0 | 0 | 0 | 0 | 0 | 0 | 0 | 0 | 0 | 0 | 0 | 0 | 0 | 0
0 | 0 | 0 | 0 | 0 | 0 | 0 | 0 | 0 | 0 | 0 | 0 | 0 | 0 | 0 | 0 | 0 | 0 | 0 | 0
0 | 0 | 0 | 0 | 0 | 0 | 0 | 0 | 0 | 0 | 0 | 0 | 0 | 0 | 0 | 0 | 0 | 0 | 0 | 0
0 | 0 | 0 | 0 | 0 | 0 | 0 | 0 | 0 | 0 | 0 | 0 | 0 | 0 | 0 | 0 | 0 | 0 | 0 | 0
0 | 0 | 0 | 0 | 0 | 0 | 0 | 0 | 0 | 0 | 0 | 0 | 0 | 0 | 0 | 0 | 0 | 0 | 0 | 0
0 | 0 | 0 | 0 | 0 | 0 | 0 | 0 | 0 | 0 | 0 | 0 | 0 | 0 | 0 | 0 | 0 | 0 | 0 | 0
0 | 0 | 0 | 0 | 0 | 0 | 0 | 0 | 0 | 0 | 0 | 0 | 0 | 0 | 0 | 0 | 0 | 0 | 0 | 0
0 | 0 | 0 | 0 | 0 | 0 | 0 | 0 | 0 | 0 | 0 | 0 | 0 | 0 | 0 | 0 | 0 | 0 | 0 | 0
0 | 0 | 0 | 0 | 0 | 0 | 0 | 0 | 0 | 0 | 0 | 0 | 0 | 0 | 0 | 0 | 0 | 0 | 0 | 0
0 | 0 | 0 | 0 | 0 | 0 | 0 | 0 | 0 | 0 | 0 | 0 | 0 | 0 | 0 | 0 | 0 | 0 | 0 | 0
0 | 0 | 0 | 0 | 0 | 0 | 0 | 0 | 0 | 0 | 0 | 0 | 0 | 0 | 0 | 0 | 0 | 0 | 0 | 0
0 | 0 | 0 | 0 | 0 | 0 | 0 | 0 | 0 | 0 | 0 | 0 | 0 | 0 | 0 | 0 | 0 | 0 | 0 | 0
0 | 0 | 0 | 0 | 0 | 0 | 0 | 0 | 0 | 0 | 0 | 0 | 0 | 0 | 0 | 0 | 0 | 0 | 0 | 0
0 | 0 | 0 | 0 | 0 | 0 | 0 | 0 | 0 | 0 | 0 | 0 | 0 | 0 | 0 | 0 | 0 | 0 | 0 | 0
0 | 0 | 0 | 0 | 0 | 0 | 0 | 0 | 0 | 0 | 0 | 0 | 0 | 0 | 0 | 0 | 0 | 0 | 0 | 0
0 | 0 | 0 | 0 | 0 | 0 | 0 | 0 | 0 | 0 | 0 | 0 | 0 | 0 | 0 | 0 | 0 | 0 | 0 | 0
0 | 0 | 0 | 0 | 0 | 0 | 0 | 0 | 0 | 0 | 0 | 0 | 0 | 0 | 0 | 0 | 0 | 0 | 0 | 0
0 | 0 | 0 | 0 | 0 | 0 | 0 | 0 | 0 | 0 | 0 | 0 | 0 | 0 | 0 | 0 | 0 | 0 | 0 | 0
0 | 0 | 0 | 0 | 0 | 0 | 0 | 0 | 0 | 0 | 0 | 0 | 0 | 0 | 0 | 0 | 0 | 0 | 0 | 0
0 | 0 | 0 | 0 | 0 | 0 | 0 | 0 | 0 | 0 | 0 | 0 | 0 | 0 | 0 | 0 | 0 | 0 | 0 | 0
0 | 0 | 0 | 0 | 0 | 0 | 0 | 0 | 0 | 0 | 0 | 0 | 0 | 0 | 0 | 0 | 0 | 0 | 0 | 0
0 | 0 | 0 | 0 | 0 | 0 | 0 | 0 | 0 | 0 | 0 | 0 | 0 | 0 | 0 | 0 | 0 | 0 | 0 | 0
0 | 0 | 0 | 0 | 0 | 0 | 0 | 0 | 0 | 0 | 0 | 0 | 0 | 0 | 0 | 0 | 0 | 0 | 0 | 0
0 | 0 | 0 | 0 | 0 | 0 | 0 | 0 | 0 | 0 | 0 | 0 | 0 | 0 | 0 | 0 | 0 | 0 | 0 | 0
0 | 0 | 0 | 0 | 0 | 0 | 0 | 0 | 0 | 0 | 0 | 0 | 0 | 0 | 0 | 0 | 0 | 0 | 0 | 0
0 | 0 | 0 | 0 | 0 | 0 | 0 | 0 | 0 | 0 | 0 | 0 | 0 | 0 | 0 | 0 | 0 | 0 | 0 | 0
0 | 0 | 0 | 0 | 0 | 0 | 0 | 0 | 0 | 0 | 0 | 0 | 0 | 0 | 0 | 0 | 0 | 0 | 0 | 0
0 | 0 | 0 | 0 | 0 | 0 | 0 | 0 | 0 | 0 | 0 | 0 | 0 | 0 | 0 | 0 | 0 | 0 | 0 | 0
0 | 0 | 0 | 0 | 0 | 0 | 0 | 0 | 0 | 0 | 0 | 0 | 0 | 0 | 0 | 0 | 0 | 0 | 0 | 0
0 | 0 | 0 | 0 | 0 | 0 | 0 | 0 | 0 | 0 | 0 | 0 | 0 | 0 | 0 | 0 | 0 | 0 | 0 | 0
0 | 0 | 0 | 0 | 0 | 0 | 0 | 0 | 0 | 0 | 0 | 0 | 0 | 0 | 0 | 0 | 0 | 0 | 0 | 0
0 | 0 | 0 | 0 | 0 | 0 | 0 | 0 | 0 | 0 | 0 | 0 | 0 | 0 | 0 | 0 | 0 | 0 | 0 | 0
0 | 0 | 0 | 0 | 0 | 0 | 0 | 0 | 0 | 0 | 0 | 0 | 0 | 0 | 0 | 0 | 0 | 0 | 0 | 0
0 | 0 | 0 | 0 | 0 | 0 | 0 | 0 | 0 | 0 | 0 | 0 | 0 | 0 | 0 | 0 | 0 | 0 | 0 | 0
0 | 0 | 0 | 0 | 0 | 0 | 0 | 0 | 0 | 0 | 0 | 0 | 0 | 0 | 0 | 0 | 0 | 0 | 0 | 0
0 | 0 | 0 | 0 | 0 | 0 | 0 | 0 | 0 | 0 | 0 | 0 | 0 | 0 | 0 | 0 | 0 | 0 | 0 | 0
0 | 0 | 0 | 0 | 0 | 0 | 0 | 0 | 0 | 0 | 0 | 0 | 0 | 0 | 0 | 0 | 0 | 0 | 0 | 0
0 | 0 | 0 | 0 | 0 | 0 | 0 | 0 | 0 | 0 | 0 | 0 | 0 | 0 | 0 | 0 | 0 | 0 | 0 | 0
0 | 0 | 0 | 0 | 0 | 0 | 0 | 0 | 0 | 0 | 0 | 0 | 0 | 0 | 0 | 0 | 0 | 0 | 0 | 0
0 | 0 | 0 | 0 | 0 | 0 | 0 | 0 | 0 | 0 | 0 | 0 | 0 | 0 | 0 | 0 | 0 | 0 | 0 | 0
0 | 0 | 0 | 0 | 0 | 0 | 0 | 0 | 0 | 0 | 0 | 0 | 0 | 0 | 0 | 0 | 0 | 0 | 0 | 0
0 | 0 | 0 | 0 | 0 | 0 | 0 | 0 | 0 | 0 | 0 | 0 | 0 | 0 | 0 | 0 | 0 | 0 | 0 | 0
0 | 0 | 0 | 0 | 0 | 0 | 0 | 0 | 0 | 0 | 0 | 0 | 0 | 0 | 0 | 0 | 0 | 0 | 0 | 0
0 | 0 | 0 | 0 | 0 | 0 | 0 | 0 | 0 | 0 | 0 | 0 | 0 | 0 | 0 | 0 | 0 | 0 | 0 | 0
0 | 0 | 0 | 0 | 0 | 0 | 0 | 0 | 0 | 0 | 0 | 0 | 0 | 0 | 0 | 0 | 0 | 0 | 0 | 0
0 | 0 | 0 | 0 | 0 | 0 | 0 | 0 | 0 | 0 | 0 | 0 | 0 | 0 | 0 | 0 | 0 | 0 | 0 | 0
0 | 0 | 0 | 0 | 0 | 0 | 0 | 0 | 0 | 0 | 0 | 0 | 0 | 0 | 0 | 0 | 0 | 0 | 0 | 0
0 | 0 | 0 | 0 | 0 | 0 | 0 | 0 | 0 | 0 | 0 | 0 | 0 | 0 | 0 | 0 | 0 | 0 | 0 | 0
0 | 0 | 0 | 0 | 0 | 0 | 0 | 0 | 0 | 0 | 0 | 0 | 0 | 0 | 0 | 0 | 0 | 0 | 0 | 0
0 | 0 | 0 | 0 | 0 | 0 | 0 | 0 | 0 | 0 | 0 | 0 | 0 | 0 | 0 | 0 | 0 | 0 | 0 | 0
0 | 0 | 0 | 0 | 0 | 0 | 0 | 0 | 0 | 0 | 0 | 0 | 0 | 0 | 0 | 0 | 0 | 0 | 0 | 0
0 | 0 | 0 | 0 | 0 | 0 | 0 | 0 | 0 | 0 | 0 | 0 | 0 | 0 | 0 | 0 | 0 | 0 | 0 | 0
0 | 0 | 0 | 0 | 0 | 0 | 0 | 0 | 0 | 0 | 0 | 0 | 0 | 0 | 0 | 0 | 0 | 0 | 0 | 0
0 | 0 | 0 | 0 | 0 | 0 | 0 | 0 | 0 | 0 | 0 | 0 | 0 | 0 | 0 | 0 | 0 | 0 | 0 | 0
0 | 0 | 0 | 0 | 0 | 0 | 0 | 0 | 0 | 0 | 0 | 0 | 0 | 0 | 0 | 0 | 0 | 0 | 0 | 0
0 | 0 | 0 | 0 | 0 | 0 | 0 | 0 | 0 | 0 | 0 | 0 | 0 | 0 | 0 | 0 | 0 | 0 | 0 | 0
0 | 0 | 0 | 0 | 0 | 0 | 0 | 0 | 0 | 0 | 0 | 0 | 0 | 0 | 0 | 0 | 0 | 0 | 0 | 0
0 | 0 | 0 | 0 | 0 | 0 | 0 | 0 | 0 | 0 | 0 | 0 | 0 | 0 | 0 | 0 | 0 | 0 | 0 | 0
0 | 0 | 0 | 0 | 0 | 0 | 0 | 0 | 0 | 0 | 0 | 0 | 0 | 0 | 0 | 0 | 0 | 0 | 0 | 0
0 | 0 | 0 | 0 | 0 | 0 | 0 | 0 | 0 | 0 | 0 | 0 | 0 | 0 | 0 | 0 | 0 | 0 | 0 | 0
0 | 0 | 0 | 0 | 0 | 0 | 0 | 0 | 0 | 0 | 0 | 0 | 0 | 0 | 0 | 0 | 0 | 0 | 0 | 0
0 | 0 | 0 | 0 | 0 | 0 | 0 | 0 | 0 | 0 | 0 | 0 | 0 | 0 | 0 | 0 | 0 | 0 | 0 | 0
0 | 0 | 0 | 0 | 0 | 0 | 0 | 0 | 0 | 0 | 0 | 0 | 0 | 0 | 0 | 0 | 0 | 0 | 0 | 0
0 | 0 | 0 | 0 | 0 | 0 | 0 | 0 | 0 | 0 | 0 | 0 | 0 | 0 | 0 | 0 | 0 | 0 | 0 | 0
0 | 0 | 0 | 0 | 0 | 0 | 0 | 0 | 0 | 0 | 0 | 0 | 0 | 0 | 0 | 0 | 0 | 0 | 0 | 0
0 | 0 | 0 | 0 | 0 | 0 | 0 | 0 | 0 | 0 | 0 | 0 | 0 | 0 | 0 | 0 | 0 | 0 | 0 | 0
0 | 0 | 0 | 0 | 0 | 0 | 0 | 0 | 0 | 0 | 0 | 0 | 0 | 0 | 0 | 0 | 0 | 0 | 0 | 0
0 | 0 | 0 | 0 | 0 | 0 | 0 | 0 | 0 | 0 | 0 | 0 | 0 | 0 | 0 | 0 | 0 | 0 | 0 | 0
0 | 0 | 0 | 0 | 0 | 0 | 0 | 0 | 0 | 0 | 0 | 0 | 0 | 0 | 0 | 0 | 0 | 0 | 0 | 0
0 | 0 | 0 | 0 | 0 | 0 | 0 | 0 | 0 | 0 | 0 | 0 | 0 | 0 | 0 | 0 | 0 | 0 | 0 | 0
0 | 0 | 0 | 0 | 0 | 0 | 0 | 0 | 0 | 0 | 0 | 0 | 0 | 0 | 0 | 0 | 0 | 0 | 0 | 0
0 | 0 | 0 | 0 | 0 | 0 | 0 | 0 | 0 | 0 | 0 | 0 | 0 | 0 | 0 | 0 | 0 | 0 | 0 | 0
0 | 0 | 0 | 0 | 0 | 0 | 0 | 0 | 0 | 0 | 0 | 0 | 0 | 0 | 0 | 0 | 0 | 0 | 0 | 0
0 | 0 | 0 | 0 | 0 | 0 | 0 | 0 | 0 | 0 | 0 | 0 | 0 | 0 | 0 | 0 | 0 | 0 | 0 | 0
0 | 0 | 0 | 0 | 0 | 0 | 0 | 0 | 0 | 0 | 0 | 0 | 0 | 0 | 0 | 0 | 0 | 0 | 0 | 0
0 | 0 | 0 | 0 | 0 | 0 | 0 | 0 | 0 | 0 | 0 | 0 | 0 | 0 | 0 | 0 | 0 | 0 | 0 | 0
0 | 0 | 0 | 0 | 0 | 0 | 0 | 0 | 0 | 0 | 0 | 0 | 0 | 0 | 0 | 0 | 0 | 0 | 0 | 0
0 | 0 | 0 | 0 | 0 | 0 | 0 | 0 | 0 | 0 | 0 | 0 | 0 | 0 | 0 | 0 | 0 | 0 | 0 | 0
0 | 0 | 0 | 0 | 0 | 0 | 0 | 0 | 0 | 0 | 0 | 0 | 0 | 0 | 0 | 0 | 0 | 0 | 0 | 0
0 | 0 | 0 | 0 | 0 | 0 | 0 | 0 | 0 | 0 | 0 | 0 | 0 | 0 | 0 | 0 | 0 | 0 | 0 | 0
0 | 0 | 0 | 0 | 0 | 0 | 0 | 0 | 0 | 0 | 0 | 0 | 0 | 0 | 0 | 0 | 0 | 0 | 0 | 0
0 | 0 | 0 | 0 | 0 | 0 | 0 | 0 | 0 | 0 | 0 | 0 | 0 | 0 | 0 | 0 | 0 | 0 | 0 | 0
0 | 0 | 0 | 0 | 0 | 0 | 0 | 0 | 0 | 0 | 0 | 0 | 0 | 0 | 0 | 0 | 0 | 0 | 0 | 0
0 | 0 | 0 | 0 | 0 | 0 | 0 | 0 | 0 | 0 | 0 | 0 | 0 | 0 | 0 | 0 | 0 | 0 | 0 | 0
0 | 0 | 0 | 0 | 0 | 0 | 0 | 0 | 0 | 0 | 0 | 0 | 0 | 0 | 0 | 0 | 0 | 0 | 0 | 0
0 | 0 | 0 | 0 | 0 | 0 | 0 | 0 | 0 | 0 | 0 | 0 | 0 | 0 | 0 | 0 | 0 | 0 | 0 | 0
0 | 0 | 0 | 0 | 0 | 0 | 0 | 0 | 0 | 0 | 0 | 0 | 0 | 0 | 0 | 0 | 0 | 0 | 0 | 0
0 | 0 | 0 | 0 | 0 | 0 | 0 | 0 | 0 | 0 | 0 | 0 | 0 | 0 | 0 | 0 | 0 | 0 | 0 | 0
0 | 0 | 0 | 0 | 0 | 0 | 0 | 0 | 0 | 0 | 0 | 0 | 0 | 0 | 0 | 0 | 0 | 0 | 0 | 0
0 | 0 | 0 | 0 | 0 | 0 | 0 | 0 | 0 | 0 | 0 | 0 | 0 | 0 | 0 | 0 | 0 | 0 | 0 | 0
0 | 0 | 0 | 0 | 0 | 0 | 0 | 0 | 0 | 0 | 0 | 0 | 0 | 0 | 0 | 0 | 0 | 0 | 0 | 0
0 | 0 | 0 | 0 | 0 | 0 | 0 | 0 | 0 | 0 | 0 | 0 | 0 | 0 | 0 | 0 | 0 | 0 | 0 | 0
0 | 0 | 0 | 0 | 0 | 0 | 0 | 0 | 0 | 0 | 0 | 0 | 0 | 0 | 0 | 0 | 0 | 0 | 0 | 0
0 | 0 | 0 | 0 | 0 | 0 | 0 | 0 | 0 | 0 | 0 | 0 | 0 | 0 | 0 | 0 | 0 | 0 | 0 | 0
0 | 0 | 0 | 0 | 0 | 0 | 0 | 0 | 0 | 0 | 0 | 0 | 0 | 0 | 0 | 0 | 0 | 0 | 0 | 0
0 | 0 | 0 | 0 | 0 | 0 | 0 | 0 | 0 | 0 | 0 | 0 | 0 | 0 | 0 | 0 | 0 | 0 | 0 | 0
0 | 0 | 0 | 0 | 0 | 0 | 0 | 0 | 0 | 0 | 0 | 0 | 0 | 0 | 0 | 0 | 0 | 0 | 0 | 0
0 | 0 | 0 | 0 | 0 | 0 | 0 | 0 | 0 | 0 | 0 | 0 | 0 | 0 | 0 | 0 | 0 | 0 | 0 | 0
0 | 0 | 0 | 0 | 0 | 0 | 0 | 0 | 0 | 0 | 0 | 0 | 0 | 0 | 0 | 0 | 0 | 0 | 0 | 0
0 | 0 | 0 | 0 | 0 | 0 | 0 | 0 | 0 | 0 | 0 | 0 | 0 | 0 | 0 | 0 | 0 | 0 | 0 | 0
0 | 0 | 0 | 0 | 0 | 0 | 0 | 0 | 0 | 0 | 0 | 0 | 0 | 0 | 0 | 0 | 0 | 0 | 0 | 0
0 | 0 | 0 | 0 | 0 | 0 | 0 | 0 | 0 | 0 | 0 | 0 | 0 | 0 | 0 | 0 | 0 | 0 | 0 | 0
0 | 0 | 0 | 0 | 0 | 0 | 0 | 0 | 0 | 0 | 0 | 0 | 0 | 0 | 0 | 0 | 0 | 0 | 0 | 0
0 | 0 | 0 | 0 | 0 | 0 | 0 | 0 | 0 | 0 | 0 | 0 | 0 | 0 | 0 | 0 | 0 | 0 | 0 | 0
0 | 0 | 0 | 0 | 0 | 0 | 0 | 0 | 0 | 0 | 0 | 0 | 0 | 0 | 0 | 0 | 0 | 0 | 0 | 0
0 | 0 | 0 | 0 | 0 | 0 | 0 | 0 | 0 | 0 | 0 | 0 | 0 | 0 | 0 | 0 | 0 | 0 | 0 | 0
0 | 0 | 0 | 0 | 0 | 0 | 0 | 0 | 0 | 0 | 0 | 0 | 0 | 0 | 0 | 0 | 0 | 0 | 0 | 0
0 | 0 | 0 | 0 | 0 | 0 | 0 | 0 | 0 | 0 | 0 | 0 | 0 | 0 | 0 | 0 | 0 | 0 | 0 | 0
0 | 0 | 0 | 0 | 0 | 0 | 0 | 0 | 0 | 0 | 0 | 0 | 0 | 0 | 0 | 0 | 0 | 0 | 0 | 0
0 | 0 | 0 | 0 | 0 | 0 | 0 | 0 | 0 | 0 | 0 | 0 | 0 | 0 | 0 | 0 | 0 | 0 | 0 | 0
0 | 0 | 0 | 0 | 0 | 0 | 0 | 0 | 0 | 0 | 0 | 0 | 0 | 0 | 0 | 0 | 0 | 0 | 0 | 0
0 | 0 | 0 | 0 | 0 | 0 | 0 | 0 | 0 | 0 | 0 | 0 | 0 | 0 | 0 | 0 | 0 | 0 | 0 | 0
0 | 0 | 0 | 0 | 0 | 0 | 0 | 0 | 0 | 0 | 0 | 0 | 0 | 0 | 0 | 0 | 0 | 0 | 0 | 0
0 | 0 | 0 | 0 | 0 | 0 | 0 | 0 | 0 | 0 | 0 | 0 | 0 | 0 | 0 | 0 | 0 | 0 | 0 | 0
0 | 0 | 0 | 0 | 0 | 0 | 0 | 0 | 0 | 0 | 0 | 0 | 0 | 0 | 0 | 0 | 0 | 0 | 0 | 0
0 | 0 | 0 | 0 | 0 | 0 | 0 | 0 | 0 | 0 | 0 | 0 | 0 | 0 | 0 | 0 | 0 | 0 | 0 | 0
0 | 0 | 0 | 0 | 0 | 0 | 0 | 0 | 0 | 0 | 0 | 0 | 0 | 0 | 0 | 0 | 0 | 0 | 0 | 0
0 | 0 | 0 | 0 | 0 | 0 | 0 | 0 | 0 | 0 | 0 | 0 | 0 | 0 | 0 | 0 | 0 | 0 | 0 | 0
0 | 0 | 0 | 0 | 0 | 0 | 0 | 0 | 0 | 0 | 0 | 0 | 0 | 0 | 0 | 0 | 0 | 0 | 0 | 0
0 | 0 | 0 | 0 | 0 | 0 | 0 | 0 | 0 | 0 | 0 | 0 | 0 | 0 | 0 | 0 | 0 | 0 | 0 | 0
0 | 0 | 0 | 0 | 0 | 0 | 0 | 0 | 0 | 0 | 0 | 0 | 0 | 0 | 0 | 0 | 0 | 0 | 0 | 0
0 | 0 | 0 | 0 | 0 | 0 | 0 | 0 | 0 | 0 | 0 | 0 | 0 | 0 | 0 | 0 | 0 | 0 | 0 | 0
0 | 0 | 0 | 0 | 0 | 0 | 0 | 0 | 0 | 0 | 0 | 0 | 0 | 0 | 0 | 0 | 0 | 0 | 0 | 0
0 | 0 | 0 | 0 | 0 | 0 | 0 | 0 | 0 | 0 | 0 | 0 | 0 | 0 | 0 | 0 | 0 | 0 | 0 | 0
0 | 0 | 0 | 0 | 0 | 0 | 0 | 0 | 0 | 0 | 0 | 0 | 0 | 0 | 0 | 0 | 0 | 0 | 0 | 0
0 | 0 | 0 | 0 | 0 | 0 | 0 | 0 | 0 | 0 | 0 | 0 | 0 | 0 | 0 | 0 | 0 | 0 | 0 | 0
0 | 0 | 0 | 0 | 0 | 0 | 0 | 0 | 0 | 0 | 0 | 0 | 0 | 0 | 0 | 0 | 0 | 0 | 0 | 0
0 | 0 | 0 | 0 | 0 | 0 | 0 | 0 | 0 | 0 | 0 | 0 | 0 | 0 | 0 | 0 | 0 | 0 | 0 | 0
0 | 0 | 0 | 0 | 0 | 0 | 0 | 0 | 0 | 0 | 0 | 0 | 0 | 0 | 0 | 0 | 0 | 0 | 0 | 0
0 | 0 | 0 | 0 | 0 | 0 | 0 | 0 | 0 | 0 | 0 | 0 | 0 | 0 | 0 | 0 | 0 | 0 | 0 | 0
0 | 0 | 0 | 0 | 0 | 0 | 0 | 0 | 0 | 0 | 0 | 0 | 0 | 0 | 0 | 0 | 0 | 0 | 0 | 0
0 | 0 | 0 | 0 | 0 | 0 | 0 | 0 | 0 | 0 | 0 | 0 | 0 | 0 | 0 | 0 | 0 | 0 | 0 | 0
0 | 0 | 0 | 0 | 0 | 0 | 0 | 0 | 0 | 0 | 0 | 0 | 0 | 0 | 0 | 0 | 0 | 0 | 0 | 0
0 | 0 | 0 | 0 | 0 | 0 | 0 | 0 | 0 | 0 | 0 | 0 | 0 | 0 | 0 | 0 | 0 | 0 | 0 | 0
0 | 0 | 0 | 0 | 0 | 0 | 0 | 0 | 0 | 0 | 0 | 0 | 0 | 0 | 0 | 0 | 0 | 0 | 0 | 0
0 | 0 | 0 | 0 | 0 | 0 | 0 | 0 | 0 | 0 | 0 | 0 | 0 | 0 | 0 | 0 | 0 | 0 | 0 | 0
0 | 0 | 0 | 0 | 0 | 0 | 0 | 0 | 0 | 0 | 0 | 0 | 0 | 0 | 0 | 0 | 0 | 0 | 0 | 0
0 | 0 | 0 | 0 | 0 | 0 | 0 | 0 | 0 | 0 | 0 | 0 | 0 | 0 | 0 | 0 | 0 | 0 | 0 | 0
0 | 0 | 0 | 0 | 0 | 0 | 0 | 0 | 0 | 0 | 0 | 0 | 0 | 0 | 0 | 0 | 0 | 0 | 0 | 0
0 | 0 | 0 | 0 | 0 | 0 | 0 | 0 | 0 | 0 | 0 | 0 | 0 | 0 | 0 | 0 | 0 | 0 | 0 | 0
0 | 0 | 0 | 0 | 0 | 0 | 0 | 0 | 0 | 0 | 0 | 0 | 0 | 0 | 0 | 0 | 0 | 0 | 0 | 0
0 | 0 | 0 | 0 | 0 | 0 | 0 | 0 | 0 | 0 | 0 | 0 | 0 | 0 | 0 | 0 | 0 | 0 | 0 | 0
0 | 0 | 0 | 0 | 0 | 0 | 0 | 0 | 0 | 0 | 0 | 0 | 0 | 0 | 0 | 0 | 0 | 0 | 0 | 0
0 | 0 | 0 | 0 | 0 | 0 | 0 | 0 | 0 | 0 | 0 | 0 | 0 | 0 | 0 | 0 | 0 | 0 | 0 | 0
0 | 0 | 0 | 0 | 0 | 0 | 0 | 0 | 0 | 0 | 0 | 0 | 0 | 0 | 0 | 0 | 0 | 0 | 0 | 0
0 | 0 | 0 | 0 | 0 | 0 | 0 | 0 | 0 | 0 | 0 | 0 | 0 | 0 | 0 | 0 | 0 | 0 | 0 | 0
0 | 0 | 0 | 0 | 0 | 0 | 0 | 0 | 0 | 0 | 0 | 0 | 0 | 0 | 0 | 0 | 0 | 0 | 0 | 0
0 | 0 | 0 | 0 | 0 | 0 | 0 | 0 | 0 | 0 | 0 | 0 | 0 | 0 | 0 | 0 | 0 | 0 | 0 | 0
0 | 0 | 0 | 0 | 0 | 0 | 0 | 0 | 0 | 0 | 0 | 0 | 0 | 0 | 0 | 0 | 0 | 0 | 0 | 0
0 | 0 | 0 | 0 | 0 | 0 | 0 | 0 | 0 | 0 | 0 | 0 | 0 | 0 | 0 | 0 | 0 | 0 | 0 | 0
0 | 0 | 0 | 0 | 0 | 0 | 0 | 0 | 0 | 0 | 0 | 0 | 0 | 0 | 0 | 0 | 0 | 0 | 0 | 0
0 | 0 | 0 | 0 | 0 | 0 | 0 | 0 | 0 | 0 | 0 | 0 | 0 | 0 | 0 | 0 | 0 | 0 | 0 | 0
0 | 0 | 0 | 0 | 0 | 0 | 0 | 0 | 0 | 0 | 0 | 0 | 0 | 0 | 0 | 0 | 0 | 0 | 0 | 0
0 | 0 | 0 | 0 | 0 | 0 | 0 | 0 | 0 | 0 | 0 | 0 | 0 | 0 | 0 | 0 | 0 | 0 | 0 | 0
0 | 0 | 0 | 0 | 0 | 0 | 0 | 0 | 0 | 0 | 0 | 0 | 0 | 0 | 0 | 0 | 0 | 0 | 0 | 0
0 | 0 | 0 | 0 | 0 | 0 | 0 | 0 | 0 | 0 | 0 | 0 | 0 | 0 | 0 | 0 | 0 | 0 | 0 | 0
0 | 0 | 0 | 0 | 0 | 0 | 0 | 0 | 0 | 0 | 0 | 0 | 0 | 0 | 0 | 0 | 0 | 0 | 0 | 0
0 | 0 | 0 | 0 | 0 | 0 | 0 | 0 | 0 | 0 | 0 | 0 | 0 | 0 | 0 | 0 | 0 | 0 | 0 | 0
0 | 0 | 0 | 0 | 0 | 0 | 0 | 0 | 0 | 0 | 0 | 0 | 0 | 0 | 0 | 0 | 0 | 0 | 0 | 0
0 | 0 | 0 | 0 | 0 | 0 | 0 | 0 | 0 | 0 | 0 | 0 | 0 | 0 | 0 | 0 | 0 | 0 | 0 | 0
0 | 0 | 0 | 0 | 0 | 0 | 0 | 0 | 0 | 0 | 0 | 0 | 0 | 0 | 0 | 0 | 0 | 0 | 0 | 0
0 | 0 | 0 | 0 | 0 | 0 | 0 | 0 | 0 | 0 | 0 | 0 | 0 | 0 | 0 | 0 | 0 | 0 | 0 | 0
0 | 0 | 0 | 0 | 0 | 0 | 0 | 0 | 0 | 0 | 0 | 0 | 0 | 0 | 0 | 0 | 0 | 0 | 0 | 0
0 | 0 | 0 | 0 | 0 | 0 | 0 | 0 | 0 | 0 | 0 | 0 | 0 | 0 | 0 | 0 | 0 | 0 | 0 | 0
0 | 0 | 0 | 0 | 0 | 0 | 0 | 0 | 0 | 0 | 0 | 0 | 0 | 0 | 0 | 0 | 0 | 0 | 0 | 0
0 | 0 | 0 | 0 | 0 | 0 | 0 | 0 | 0 | 0 | 0 | 0 | 0 | 0 | 0 | 0 | 0 | 0 | 0 | 0
0 | 0 | 0 | 0 | 0 | 0 | 0 | 0 | 0 | 0 | 0 | 0 | 0 | 0 | 0 | 0 | 0 | 0 | 0 | 0
0 | 0 | 0 | 0 | 0 | 0 | 0 | 0 | 0 | 0 | 0 | 0 | 0 | 0 | 0 | 0 | 0 | 0 | 0 | 0
0 | 0 | 0 | 0 | 0 | 0 | 0 | 0 | 0 | 0 | 0 | 0 | 0 | 0 | 0 | 0 | 0 | 0 | 0 | 0
0 | 0 | 0 | 0 | 0 | 0 | 0 | 0 | 0 | 0 | 0 | 0 | 0 | 0 | 0 | 0 | 0 | 0 | 0 | 0
0 | 0 | 0 | 0 | 0 | 0 | 0 | 0 | 0 | 0 | 0 | 0 | 0 | 0 | 0 | 0 | 0 | 0 | 0 | 0
0 | 0 | 0 | 0 | 0 | 0 | 0 | 0 | 0 | 0 | 0 | 0 | 0 | 0 | 0 | 0 | 0 | 0 | 0 | 0
0 | 0 | 0 | 0 | 0 | 0 | 0 | 0 | 0 | 0 | 0 | 0 | 0 | 0 | 0 | 0 | 0 | 0 | 0 | 0
0 | 0 | 0 | 0 | 0 | 0 | 0 | 0 | 0 | 0 | 0 | 0 | 0 | 0 | 0 | 0 | 0 | 0 | 0 | 0
0 | 0 | 0 | 0 | 0 | 0 | 0 | 0 | 0 | 0 | 0 | 0 | 0 | 0 | 0 | 0 | 0 | 0 | 0 | 0
0 | 0 | 0 | 0 | 0 | 0 | 0 | 0 | 0 | 0 | 0 | 0 | 0 | 0 | 0 | 0 | 0 | 0 | 0 | 0
0 | 0 | 0 | 0 | 0 | 0 | 0 | 0 | 0 | 0 | 0 | 0 | 0 | 0 | 0 | 0 | 0 | 0 | 0 | 0
0 | 0 | 0 | 0 | 0 | 0 | 0 | 0 | 0 | 0 | 0 | 0 | 0 | 0 | 0 | 0 | 0 | 0 | 0 | 0
0 | 0 | 0 | 0 | 0 | 0 | 0 | 0 | 0 | 0 | 0 | 0 | 0 | 0 | 0 | 0 | 0 | 0 | 0 | 0
0 | 0 | 0 | 0 | 0 | 0 | 0 | 0 | 0 | 0 | 0 | 0 | 0 | 0 | 0 | 0 | 0 | 0 | 0 | 0
0 | 0 | 0 | 0 | 0 | 0 | 0 | 0 | 0 | 0 | 0 | 0 | 0 | 0 | 0 | 0 | 0 | 0 | 0 | 0
0 | 0 | 0 | 0 | 0 | 0 | 0 | 0 | 0 | 0 | 0 | 0 | 0 | 0 | 0 | 0 | 0 | 0 | 0 | 0
0 | 0 | 0 | 0 | 0 | 0 | 0 | 0 | 0 | 0 | 0 | 0 | 0 | 0 | 0 | 0 | 0 | 0 | 0 | 0
0 | 0 | 0 | 0 | 0 | 0 | 0 | 0 | 0 | 0 | 0 | 0 | 0 | 0 | 0 | 0 | 0 | 0 | 0 | 0
0 | 0 | 0 | 0 | 0 | 0 | 0 | 0 | 0 | 0 | 0 | 0 | 0 | 0 | 0 | 0 | 0 | 0 | 0 | 0
0 | 0 | 0 | 0 | 0 | 0 | 0 | 0 | 0 | 0 | 0 | 0 | 0 | 0 | 0 | 0 | 0 | 0 | 0 | 0
0 | 0 | 0 | 0 | 0 | 0 | 0 | 0 | 0 | 0 | 0 | 0 | 0 | 0 | 0 | 0 | 0 | 0 | 0 | 0
0 | 0 | 0 | 0 | 0 | 0 | 0 | 0 | 0 | 0 | 0 | 0 | 0 | 0 | 0 | 0 | 0 | 0 | 0 | 0
0 | 0 | 0 | 0 | 0 | 0 | 0 | 0 | 0 | 0 | 0 | 0 | 0 | 0 | 0 | 0 | 0 | 0 | 0 | 0
0 | 0 | 0 | 0 | 0 | 0 | 0 | 0 | 0 | 0 | 0 | 0 | 0 | 0 | 0 | 0 | 0 | 0 | 0 | 0
0 | 0 | 0 | 0 | 0 | 0 | 0 | 0 | 0 | 0 | 0 | 0 | 0 | 0 | 0 | 0 | 0 | 0 | 0 | 0
0 | 0 | 0 | 0 | 0 | 0 | 0 | 0 | 0 | 0 | 0 | 0 | 0 | 0 | 0 | 0 | 0 | 0 | 0 | 0
0 | 0 | 0 | 0 | 0 | 0 | 0 | 0 | 0 | 0 | 0 | 0 | 0 | 0 | 0 | 0 | 0 | 0 | 0 | 0
0 | 0 | 0 | 0 | 0 | 0 | 0 | 0 | 0 | 0 | 0 | 0 | 0 | 0 | 0 | 0 | 0 | 0 | 0 | 0
0 | 0 | 0 | 0 | 0 | 0 | 0 | 0 | 0 | 0 | 0 | 0 | 0 | 0 | 0 | 0 | 0 | 0 | 0 | 0
0 | 0 | 0 | 0 | 0 | 0 | 0 | 0 | 0 | 0 | 0 | 0 | 0 | 0 | 0 | 0 | 0 | 0 | 0 | 0
0 | 0 | 0 | 0 | 0 | 0 | 0 | 0 | 0 | 0 | 0 | 0 | 0 | 0 | 0 | 0 | 0 | 0 | 0 | 0
0 | 0 | 0 | 0 | 0 | 0 | 0 | 0 | 0 | 0 | 0 | 0 | 0 | 0 | 0 | 0 | 0 | 0 | 0 | 0
0 | 0 | 0 | 0 | 0 | 0 | 0 | 0 | 0 | 0 | 0 | 0 | 0 | 0 | 0 | 0 | 0 | 0 | 0 | 0
0 | 0 | 0 | 0 | 0 | 0 | 0 | 0 | 0 | 0 | 0 | 0 | 0 | 0 | 0 | 0 | 0 | 0 | 0 | 0
0 | 0 | 0 | 0 | 0 | 0 | 0 | 0 | 0 | 0 | 0 | 0 | 0 | 0 | 0 | 0 | 0 | 0 | 0 | 0
0 | 0 | 0 | 0 | 0 | 0 | 0 | 0 | 0 | 0 | 0 | 0 | 0 | 0 | 0 | 0 | 0 | 0 | 0 | 0
0 | 0 | 0 | 0 | 0 | 0 | 0 | 0 | 0 | 0 | 0 | 0 | 0 | 0 | 0 | 0 | 0 | 0 | 0 | 0
0 | 0 | 0 | 0 | 0 | 0 | 0 | 0 | 0 | 0 | 0 | 0 | 0 | 0 | 0 | 0 | 0 | 0 | 0 | 0
0 | 0 | 0 | 0 | 0 | 0 | 0 | 0 | 0 | 0 | 0 | 0 | 0 | 0 | 0 | 0 | 0 | 0 | 0 | 0
0 | 0 | 0 | 0 | 0 | 0 | 0 | 0 | 0 | 0 | 0 | 0 | 0 | 0 | 0 | 0 | 0 | 0 | 0 | 0
0 | 0 | 0 | 0 | 0 | 0 | 0 | 0 | 0 | 0 | 0 | 0 | 0 | 0 | 0 | 0 | 0 | 0 | 0 | 0
0 | 0 | 0 | 0 | 0 | 0 | 0 | 0 | 0 | 0 | 0 | 0 | 0 | 0 | 0 | 0 | 0 | 0 | 0 | 0
0 | 0 | 0 | 0 | 0 | 0 | 0 | 0 | 0 | 0 | 0 | 0 | 0 | 0 | 0 | 0 | 0 | 0 | 0 | 0
0 | 0 | 0 | 0 | 0 | 0 | 0 | 0 | 0 | 0 | 0 | 0 | 0 | 0 | 0 | 0 | 0 | 0 | 0 | 0
0 | 0 | 0 | 0 | 0 | 0 | 0 | 0 | 0 | 0 | 0 | 0 | 0 | 0 | 0 | 0 | 0 | 0 | 0 | 0
0 | 0 | 0 | 0 | 0 | 0 | 0 | 0 | 0 | 0 | 0 | 0 | 0 | 0 | 0 | 0 | 0 | 0 | 0 | 0
0 | 0 | 0 | 0 | 0 | 0 | 0 | 0 | 0 | 0 | 0 | 0 | 0 | 0 | 0 | 0 | 0 | 0 | 0 | 0
0 | 0 | 0 | 0 | 0 | 0 | 0 | 0 | 0 | 0 | 0 | 0 | 0 | 0 | 0 | 0 | 0 | 0 | 0 | 0
0 | 0 | 0 | 0 | 0 | 0 | 0 | 0 | 0 | 0 | 0 | 0 | 0 | 0 | 0 | 0 | 0 | 0 | 0 | 0
0 | 0 | 0 | 0 | 0 | 0 | 0 | 0 | 0 | 0 | 0 | 0 | 0 | 0 | 0 | 0 | 0 | 0 | 0 | 0
0 | 0 | 0 | 0 | 0 | 0 | 0 | 0 | 0 | 0 | 0 | 0 | 0 | 0 | 0 | 0 | 0 | 0 | 0 | 0
0 | 0 | 0 | 0 | 0 | 0 | 0 | 0 | 0 | 0 | 0 | 0 | 0 | 0 | 0 | 0 | 0 | 0 | 0 | 0
0 | 0 | 0 | 0 | 0 | 0 | 0 | 0 | 0 | 0 | 0 | 0 | 0 | 0 | 0 | 0 | 0 | 0 | 0 | 0
0 | 0 | 0 | 0 | 0 | 0 | 0 | 0 | 0 | 0 | 0 | 0 | 0 | 0 | 0 | 0 | 0 | 0 | 0 | 0
0 | 0 | 0 | 0 | 0 | 0 | 0 | 0 | 0 | 0 | 0 | 0 | 0 | 0 | 0 | 0 | 0 | 0 | 0 | 0
0 | 0 | 0 | 0 | 0 | 0 | 0 | 0 | 0 | 0 | 0 | 0 | 0 | 0 | 0 | 0 | 0 | 0 | 0 | 0
0 | 0 | 0 | 0 | 0 | 0 | 0 | 0 | 0 | 0 | 0 | 0 | 0 | 0 | 0 | 0 | 0 | 0 | 0 | 0
0 | 0 | 0 | 0 | 0 | 0 | 0 | 0 | 0 | 0 | 0 | 0 | 0 | 0 | 0 | 0 | 0 | 0 | 0 | 0
0 | 0 | 0 | 0 | 0 | 0 | 0 | 0 | 0 | 0 | 0 | 0 | 0 | 0 | 0 | 0 | 0 | 0 | 0 | 0
0 | 0 | 0 | 0 | 0 | 0 | 0 | 0 | 0 | 0 | 0 | 0 | 0 | 0 | 0 | 0 | 0 | 0 | 0 | 0
0 | 0 | 0 | 0 | 0 | 0 | 0 | 0 | 0 | 0 | 0 | 0 | 0 | 0 | 0 | 0 | 0 | 0 | 0 | 0
0 | 0 | 0 | 0 | 0 | 0 | 0 | 0 | 0 | 0 | 0 | 0 | 0 | 0 | 0 | 0 | 0 | 0 | 0 | 0
0 | 0 | 0 | 0 | 0 | 0 | 0 | 0 | 0 | 0 | 0 | 0 | 0 | 0 | 0 | 0 | 0 | 0 | 0 | 0
0 | 0 | 0 | 0 | 0 | 0 | 0 | 0 | 0 | 0 | 0 | 0 | 0 | 0 | 0 | 0 | 0 | 0 | 0 | 0
0 | 0 | 0 | 0 | 0 | 0 | 0 | 0 | 0 | 0 | 0 | 0 | 0 | 0 | 0 | 0 | 0 | 0 | 0 | 0
0 | 0 | 0 | 0 | 0 | 0 | 0 | 0 | 0 | 0 | 0 | 0 | 0 | 0 | 0 | 0 | 0 | 0 | 0 | 0
0 | 0 | 0 | 0 | 0 | 0 | 0 | 0 | 0 | 0 | 0 | 0 | 0 | 0 | 0 | 0 | 0 | 0 | 0 | 0
0 | 0 | 0 | 0 | 0 | 0 | 0 | 0 | 0 | 0 | 0 | 0 | 0 | 0 | 0 | 0 | 0 | 0 | 0 | 0
0 | 0 | 0 | 0 | 0 | 0 | 0 | 0 | 0 | 0 | 0 | 0 | 0 | 0 | 0 | 0 | 0 | 0 | 0 | 0
0 | 0 | 0 | 0 | 0 | 0 | 0 | 0 | 0 | 0 | 0 | 0 | 0 | 0 | 0 | 0 | 0 | 0 | 0 | 0
0 | 0 | 0 | 0 | 0 | 0 | 0 | 0 | 0 | 0 | 0 | 0 | 0 | 0 | 0 | 0 | 0 | 0 | 0 | 0
0 | 0 | 0 | 0 | 0 | 0 | 0 | 0 | 0 | 0 | 0 | 0 | 0 | 0 | 0 | 0 | 0 | 0 | 0 | 0
0 | 0 | 0 | 0 | 0 | 0 | 0 | 0 | 0 | 0 | 0 | 0 | 0 | 0 | 0 | 0 | 0 | 0 | 0 | 0
0 | 0 | 0 | 0 | 0 | 0 | 0 | 0 | 0 | 0 | 0 | 0 | 0 | 0 | 0 | 0 | 0 | 0 | 0 | 0
0 | 0 | 0 | 0 | 0 | 0 | 0 | 0 | 0 | 0 | 0 | 0 | 0 | 0 | 0 | 0 | 0 | 0 | 0 | 0
0 | 0 | 0 | 0 | 0 | 0 | 0 | 0 | 0 | 0 | 0 | 0 | 0 | 0 | 0 | 0 | 0 | 0 | 0 | 0
0 | 0 | 0 | 0 | 0 | 0 | 0 | 0 | 0 | 0 | 0 | 0 | 0 | 0 | 0 | 0 | 0 | 0 | 0 | 0
0 | 0 | 0 | 0 | 0 | 0 | 0 | 0 | 0 | 0 | 0 | 0 | 0 | 0 | 0 | 0 | 0 | 0 | 0 | 0
0 | 0 | 0 | 0 | 0 | 0 | 0 | 0 | 0 | 0 | 0 | 0 | 0 | 0 | 0 | 0 | 0 | 0 | 0 | 0
0 | 0 | 0 | 0 | 0 | 0 | 0 | 0 | 0 | 0 | 0 | 0 | 0 | 0 | 0 | 0 | 0 | 0 | 0 | 0
0 | 0 | 0 | 0 | 0 | 0 | 0 | 0 | 0 | 0 | 0 | 0 | 0 | 0 | 0 | 0 | 0 | 0 | 0 | 0
0 | 0 | 0 | 0 | 0 | 0 | 0 | 0 | 0 | 0 | 0 | 0 | 0 | 0 | 0 | 0 | 0 | 0 | 0 | 0
0 | 0 | 0 | 0 | 0 | 0 | 0 | 0 | 0 | 0 | 0 | 0 | 0 | 0 | 0 | 0 | 0 | 0 | 0 | 0
0 | 0 | 0 | 0 | 0 | 0 | 0 | 0 | 0 | 0 | 0 | 0 | 0 | 0 | 0 | 0 | 0 | 0 | 0 | 0
0 | 0 | 0 | 0 | 0 | 0 | 0 | 0 | 0 | 0 | 0 | 0 | 0 | 0 | 0 | 0 | 0 | 0 | 0 | 0
0 | 0 | 0 | 0 | 0 | 0 | 0 | 0 | 0 | 0 | 0 | 0 | 0 | 0 | 0 | 0 | 0 | 0 | 0 | 0
0 | 0 | 0 | 0 | 0 | 0 | 0 | 0 | 0 | 0 | 0 | 0 | 0 | 0 | 0 | 0 | 0 | 0 | 0 | 0
0 | 0 | 0 | 0 | 0 | 0 | 0 | 0 | 0 | 0 | 0 | 0 | 0 | 0 | 0 | 0 | 0 | 0 | 0 | 0
0 | 0 | 0 | 0 | 0 | 0 | 0 | 0 | 0 | 0 | 0 | 0 | 0 | 0 | 0 | 0 | 0 | 0 | 0 | 0
0 | 0 | 0 | 0 | 0 | 0 | 0 | 0 | 0 | 0 | 0 | 0 | 0 | 0 | 0 | 0 | 0 | 0 | 0 | 0
0 | 0 | 0 | 0 | 0 | 0 | 0 | 0 | 0 | 0 | 0 | 0 | 0 | 0 | 0 | 0 | 0 | 0 | 0 | 0
0 | 0 | 0 | 0 | 0 | 0 | 0 | 0 | 0 | 0 | 0 | 0 | 0 | 0 | 0 | 0 | 0 | 0 | 0 | 0
0 | 0 | 0 | 0 | 0 | 0 | 0 | 0 | 0 | 0 | 0 | 0 | 0 | 0 | 0 | 0 | 0 | 0 | 0 | 0
0 | 0 | 0 | 0 | 0 | 0 | 0 | 0 | 0 | 0 | 0 | 0 | 0 | 0 | 0 | 0 | 0 | 0 | 0 | 0
0 | 0 | 0 | 0 | 0 | 0 | 0 | 0 | 0 | 0 | 0 | 0 | 0 | 0 | 0 | 0 | 0 | 0 | 0 | 0
0 | 0 | 0 | 0 | 0 | 0 | 0 | 0 | 0 | 0 | 0 | 0 | 0 | 0 | 0 | 0 | 0 | 0 | 0 | 0
0 | 0 | 0 | 0 | 0 | 0 | 0 | 0 | 0 | 0 | 0 | 0 | 0 | 0 | 0 | 0 | 0 | 0 | 0 | 0
0 | 0 | 0 | 0 | 0 | 0 | 0 | 0 | 0 | 0 | 0 | 0 | 0 | 0 | 0 | 0 | 0 | 0 | 0 | 0
0 | 0 | 0 | 0 | 0 | 0 | 0 | 0 | 0 | 0 | 0 | 0 | 0 | 0 | 0 | 0 | 0 | 0 | 0 | 0
0 | 0 | 0 | 0 | 0 | 0 | 0 | 0 | 0 | 0 | 0 | 0 | 0 | 0 | 0 | 0 | 0 | 0 | 0 | 0
0 | 0 | 0 | 0 | 0 | 0 | 0 | 0 | 0 | 0 | 0 | 0 | 0 | 0 | 0 | 0 | 0 | 0 | 0 | 0
0 | 0 | 0 | 0 | 0 | 0 | 0 | 0 | 0 | 0 | 0 | 0 | 0 | 0 | 0 | 0 | 0 | 0 | 0 | 0
0 | 0 | 0 | 0 | 0 | 0 | 0 | 0 | 0 | 0 | 0 | 0 | 0 | 0 | 0 | 0 | 0 | 0 | 0 | 0
0 | 0 | 0 | 0 | 0 | 0 | 0 | 0 | 0 | 0 | 0 | 0 | 0 | 0 | 0 | 0 | 0 | 0 | 0 | 0
0 | 0 | 0 | 0 | 0 | 0 | 0 | 0 | 0 | 0 | 0 | 0 | 0 | 0 | 0 | 0 | 0 | 0 | 0 | 0
0 | 0 | 0 | 0 | 0 | 0 | 0 | 0 | 0 | 0 | 0 | 0 | 0 | 0 | 0 | 0 | 0 | 0 | 0 | 0
0 | 0 | 0 | 0 | 0 | 0 | 0 | 0 | 0 | 0 | 0 | 0 | 0 | 0 | 0 | 0 | 0 | 0 | 0 | 0
0 | 0 | 0 | 0 | 0 | 0 | 0 | 0 | 0 | 0 | 0 | 0 | 0 | 0 | 0 | 0 | 0 | 0 | 0 | 0
0 | 0 | 0 | 0 | 0 | 0 | 0 | 0 | 0 | 0 | 0 | 0 | 0 | 0 | 0 | 0 | 0 | 0 | 0 | 0
0 | 0 | 0 | 0 | 0 | 0 | 0 | 0 | 0 | 0 | 0 | 0 | 0 | 0 | 0 | 0 | 0 | 0 | 0 | 0
0 | 0 | 0 | 0 | 0 | 0 | 0 | 0 | 0 | 0 | 0 | 0 | 0 | 0 | 0 | 0 | 0 | 0 | 0 | 0
0 | 0 | 0 | 0 | 0 | 0 | 0 | 0 | 0 | 0 | 0 | 0 | 0 | 0 | 0 | 0 | 0 | 0 | 0 | 0
0 | 0 | 0 | 0 | 0 | 0 | 0 | 0 | 0 | 0 | 0 | 0 | 0 | 0 | 0 | 0 | 0 | 0 | 0 | 0
0 | 0 | 0 | 0 | 0 | 0 | 0 | 0 | 0 | 0 | 0 | 0 | 0 | 0 | 0 | 0 | 0 | 0 | 0 | 0
0 | 0 | 0 | 0 | 0 | 0 | 0 | 0 | 0 | 0 | 0 | 0 | 0 | 0 | 0 | 0 | 0 | 0 | 0 | 0
0 | 0 | 0 | 0 | 0 | 0 | 0 | 0 | 0 | 0 | 0 | 0 | 0 | 0 | 0 | 0 | 0 | 0 | 0 | 0
0 | 0 | 0 | 0 | 0 | 0 | 0 | 0 | 0 | 0 | 0 | 0 | 0 | 0 | 0 | 0 | 0 | 0 | 0 | 0
0 | 0 | 0 | 0 | 0 | 0 | 0 | 0 | 0 | 0 | 0 | 0 | 0 | 0 | 0 | 0 | 0 | 0 | 0 | 0
0 | 0 | 0 | 0 | 0 | 0 | 0 | 0 | 0 | 0 | 0 | 0 | 0 | 0 | 0 | 0 | 0 | 0 | 0 | 0
0 | 0 | 0 | 0 | 0 | 0 | 0 | 0 | 0 | 0 | 0 | 0 | 0 | 0 | 0 | 0 | 0 | 0 | 0 | 0
0 | 0 | 0 | 0 | 0 | 0 | 0 | 0 | 0 | 0 | 0 | 0 | 0 | 0 | 0 | 0 | 0 | 0 | 0 | 0
0 | 0 | 0 | 0 | 0 | 0 | 0 | 0 | 0 | 0 | 0 | 0 | 0 | 0 | 0 | 0 | 0 | 0 | 0 | 0
0 | 0 | 0 | 0 | 0 | 0 | 0 | 0 | 0 | 0 | 0 | 0 | 0 | 0 | 0 | 0 | 0 | 0 | 0 | 0
0 | 0 | 0 | 0 | 0 | 0 | 0 | 0 | 0 | 0 | 0 | 0 | 0 | 0 | 0 | 0 | 0 | 0 | 0 | 0
0 | 0 | 0 | 0 | 0 | 0 | 0 | 0 | 0 | 0 | 0 | 0 | 0 | 0 | 0 | 0 | 0 | 0 | 0 | 0
0 | 0 | 0 | 0 | 0 | 0 | 0 | 0 | 0 | 0 | 0 | 0 | 0 | 0 | 0 | 0 | 0 | 0 | 0 | 0
0 | 0 | 0 | 0 | 0 | 0 | 0 | 0 | 0 | 0 | 0 | 0 | 0 | 0 | 0 | 0 | 0 | 0 | 0 | 0
0 | 0 | 0 | 0 | 0 | 0 | 0 | 0 | 0 | 0 | 0 | 0 | 0 | 0 | 0 | 0 | 0 | 0 | 0 | 0
0 | 0 | 0 | 0 | 0 | 0 | 0 | 0 | 0 | 0 | 0 | 0 | 0 | 0 | 0 | 0 | 0 | 0 | 0 | 0
0 | 0 | 0 | 0 | 0 | 0 | 0 | 0 | 0 | 0 | 0 | 0 | 0 | 0 | 0 | 0 | 0 | 0 | 0 | 0
0 | 0 | 0 | 0 | 0 | 0 | 0 | 0 | 0 | 0 | 0 | 0 | 0 | 0 | 0 | 0 | 0 | 0 | 0 | 0
0 | 0 | 0 | 0 | 0 | 0 | 0 | 0 | 0 | 0 | 0 | 0 | 0 | 0 | 0 | 0 | 0 | 0 | 0 | 0
0 | 0 | 0 | 0 | 0 | 0 | 0 | 0 | 0 | 0 | 0 | 0 | 0 | 0 | 0 | 0 | 0 | 0 | 0 | 0
0 | 0 | 0 | 0 | 0 | 0 | 0 | 0 | 0 | 0 | 0 | 0 | 0 | 0 | 0 | 0 | 0 | 0 | 0 | 0
0 | 0 | 0 | 0 | 0 | 0 | 0 | 0 | 0 | 0 | 0 | 0 | 0 | 0 | 0 | 0 | 0 | 0 | 0 | 0
0 | 0 | 0 | 0 | 0 | 0 | 0 | 0 | 0 | 0 | 0 | 0 | 0 | 0 | 0 | 0 | 0 | 0 | 0 | 0
0 | 0 | 0 | 0 | 0 | 0 | 0 | 0 | 0 | 0 | 0 | 0 | 0 | 0 | 0 | 0 | 0 | 0 | 0 | 0
0 | 0 | 0 | 0 | 0 | 0 | 0 | 0 | 0 | 0 | 0 | 0 | 0 | 0 | 0 | 0 | 0 | 0 | 0 | 0
0 | 0 | 0 | 0 | 0 | 0 | 0 | 0 | 0 | 0 | 0 | 0 | 0 | 0 | 0 | 0 | 0 | 0 | 0 | 0
0 | 0 | 0 | 0 | 0 | 0 | 0 | 0 | 0 | 0 | 0 | 0 | 0 | 0 | 0 | 0 | 0 | 0 | 0 | 0
0 | 0 | 0 | 0 | 0 | 0 | 0 | 0 | 0 | 0 | 0 | 0 | 0 | 0 | 0 | 0 | 0 | 0 | 0 | 0
0 | 0 | 0 | 0 | 0 | 0 | 0 | 0 | 0 | 0 | 0 | 0 | 0 | 0 | 0 | 0 | 0 | 0 | 0 | 0
0 | 0 | 0 | 0 | 0 | 0 | 0 | 0 | 0 | 0 | 0 | 0 | 0 | 0 | 0 | 0 | 0 | 0 | 0 | 0
0 | 0 | 0 | 0 | 0 | 0 | 0 | 0 | 0 | 0 | 0 | 0 | 0 | 0 | 0 | 0 | 0 | 0 | 0 | 0
0 | 0 | 0 | 0 | 0 | 0 | 0 | 0 | 0 | 0 | 0 | 0 | 0 | 0 | 0 | 0 | 0 | 0 | 0 | 0
0 | 0 | 0 | 0 | 0 | 0 | 0 | 0 | 0 | 0 | 0 | 0 | 0 | 0 | 0 | 0 | 0 | 0 | 0 | 0
0 | 0 | 0 | 0 | 0 | 0 | 0 | 0 | 0 | 0 | 0 | 0 | 0 | 0 | 0 | 0 | 0 | 0 | 0 | 0
0 | 0 | 0 | 0 | 0 | 0 | 0 | 0 | 0 | 0 | 0 | 0 | 0 | 0 | 0 | 0 | 0 | 0 | 0 | 0
0 | 0 | 0 | 0 | 0 | 0 | 0 | 0 | 0 | 0 | 0 | 0 | 0 | 0 | 0 | 0 | 0 | 0 | 0 | 0
0 | 0 | 0 | 0 | 0 | 0 | 0 | 0 | 0 | 0 | 0 | 0 | 0 | 0 | 0 | 0 | 0 | 0 | 0 | 0
0 | 0 | 0 | 0 | 0 | 0 | 0 | 0 | 0 | 0 | 0 | 0 | 0 | 0 | 0 | 0 | 0 | 0 | 0 | 0
0 | 0 | 0 | 0 | 0 | 0 | 0 | 0 | 0 | 0 | 0 | 0 | 0 | 0 | 0 | 0 | 0 | 0 | 0 | 0
0 | 0 | 0 | 0 | 0 | 0 | 0 | 0 | 0 | 0 | 0 | 0 | 0 | 0 | 0 | 0 | 0 | 0 | 0 | 0
0 | 0 | 0 | 0 | 0 | 0 | 0 | 0 | 0 | 0 | 0 | 0 | 0 | 0 | 0 | 0 | 0 | 0 | 0 | 0
0 | 0 | 0 | 0 | 0 | 0 | 0 | 0 | 0 | 0 | 0 | 0 | 0 | 0 | 0 | 0 | 0 | 0 | 0 | 0
0 | 0 | 0 | 0 | 0 | 0 | 0 | 0 | 0 | 0 | 0 | 0 | 0 | 0 | 0 | 0 | 0 | 0 | 0 | 0
0 | 0 | 0 | 0 | 0 | 0 | 0 | 0 | 0 | 0 | 0 | 0 | 0 | 0 | 0 | 0 | 0 | 0 | 0 | 0
0 | 0 | 0 | 0 | 0 | 0 | 0 | 0 | 0 | 0 | 0 | 0 | 0 | 0 | 0 | 0 | 0 | 0 | 0 | 0
0 | 0 | 0 | 0 | 0 | 0 | 0 | 0 | 0 | 0 | 0 | 0 | 0 | 0 | 0 | 0 | 0 | 0 | 0 | 0
0 | 0 | 0 | 0 | 0 | 0 | 0 | 0 | 0 | 0 | 0 | 0 | 0 | 0 | 0 | 0 | 0 | 0 | 0 | 0
0 | 0 | 0 | 0 | 0 | 0 | 0 | 0 | 0 | 0 | 0 | 0 | 0 | 0 | 0 | 0 | 0 | 0 | 0 | 0
0 | 0 | 0 | 0 | 0 | 0 | 0 | 0 | 0 | 0 | 0 | 0 | 0 | 0 | 0 | 0 | 0 | 0 | 0 | 0
0 | 0 | 0 | 0 | 0 | 0 | 0 | 0 | 0 | 0 | 0 | 0 | 0 | 0 | 0 | 0 | 0 | 0 | 0 | 0
0 | 0 | 0 | 0 | 0 | 0 | 0 | 0 | 0 | 0 | 0 | 0 | 0 | 0 | 0 | 0 | 0 | 0 | 0 | 0
0 | 0 | 0 | 0 | 0 | 0 | 0 | 0 | 0 | 0 | 0 | 0 | 0 | 0 | 0 | 0 | 0 | 0 | 0 | 0
0 | 0 | 0 | 0 | 0 | 0 | 0 | 0 | 0 | 0 | 0 | 0 | 0 | 0 | 0 | 0 | 0 | 0 | 0 | 0
0 | 0 | 0 | 0 | 0 | 0 | 0 | 0 | 0 | 0 | 0 | 0 | 0 | 0 | 0 | 0 | 0 | 0 | 0 | 0
0 | 0 | 0 | 0 | 0 | 0 | 0 | 0 | 0 | 0 | 0 | 0 | 0 | 0 | 0 | 0 | 0 | 0 | 0 | 0
0 | 0 | 0 | 0 | 0 | 0 | 0 | 0 | 0 | 0 | 0 | 0 | 0 | 0 | 0 | 0 | 0 | 0 | 0 | 0
0 | 0 | 0 | 0 | 0 | 0 | 0 | 0 | 0 | 0 | 0 | 0 | 0 | 0 | 0 | 0 | 0 | 0 | 0 | 0
0 | 0 | 0 | 0 | 0 | 0 | 0 | 0 | 0 | 0 | 0 | 0 | 0 | 0 | 0 | 0 | 0 | 0 | 0 | 0
0 | 0 | 0 | 0 | 0 | 0 | 0 | 0 | 0 | 0 | 0 | 0 | 0 | 0 | 0 | 0 | 0 | 0 | 0 | 0
0 | 0 | 0 | 0 | 0 | 0 | 0 | 0 | 0 | 0 | 0 | 0 | 0 | 0 | 0 | 0 | 0 | 0 | 0 | 0
0 | 0 | 0 | 0 | 0 | 0 | 0 | 0 | 0 | 0 | 0 | 0 | 0 | 0 | 0 | 0 | 0 | 0 | 0 | 0
0 | 0 | 0 | 0 | 0 | 0 | 0 | 0 | 0 | 0 | 0 | 0 | 0 | 0 | 0 | 0 | 0 | 0 | 0 | 0
0 | 0 | 0 | 0 | 0 | 0 | 0 | 0 | 0 | 0 | 0 | 0 | 0 | 0 | 0 | 0 | 0 | 0 | 0 | 0
0 | 0 | 0 | 0 | 0 | 0 | 0 | 0 | 0 | 0 | 0 | 0 | 0 | 0 | 0 | 0 | 0 | 0 | 0 | 0
0 | 0 | 0 | 0 | 0 | 0 | 0 | 0 | 0 | 0 | 0 | 0 | 0 | 0 | 0 | 0 | 0 | 0 | 0 | 0
0 | 0 | 0 | 0 | 0 | 0 | 0 | 0 | 0 | 0 | 0 | 0 | 0 | 0 | 0 | 0 | 0 | 0 | 0 | 0
0 | 0 | 0 | 0 | 0 | 0 | 0 | 0 | 0 | 0 | 0 | 0 | 0 | 0 | 0 | 0 | 0 | 0 | 0 | 0
0 | 0 | 0 | 0 | 0 | 0 | 0 | 0 | 0 | 0 | 0 | 0 | 0 | 0 | 0 | 0 | 0 | 0 | 0 | 0
0 | 0 | 0 | 0 | 0 | 0 | 0 | 0 | 0 | 0 | 0 | 0 | 0 | 0 | 0 | 0 | 0 | 0 | 0 | 0
0 | 0 | 0 | 0 | 0 | 0 | 0 | 0 | 0 | 0 | 0 | 0 | 0 | 0 | 0 | 0 | 0 | 0 | 0 | 0
0 | 0 | 0 | 0 | 0 | 0 | 0 | 0 | 0 | 0 | 0 | 0 | 0 | 0 | 0 | 0 | 0 | 0 | 0 | 0
0 | 0 | 0 | 0 | 0 | 0 | 0 | 0 | 0 | 0 | 0 | 0 | 0 | 0 | 0 | 0 | 0 | 0 | 0 | 0
0 | 0 | 0 | 0 | 0 | 0 | 0 | 0 | 0 | 0 | 0 | 0 | 0 | 0 | 0 | 0 | 0 | 0 | 0 | 0
0 | 0 | 0 | 0 | 0 | 0 | 0 | 0 | 0 | 0 | 0 | 0 | 0 | 0 | 0 | 0 | 0 | 0 | 0 | 0
0 | 0 | 0 | 0 | 0 | 0 | 0 | 0 | 0 | 0 | 0 | 0 | 0 | 0 | 0 | 0 | 0 | 0 | 0 | 0
0 | 0 | 0 | 0 | 0 | 0 | 0 | 0 | 0 | 0 | 0 | 0 | 0 | 0 | 0 | 0 | 0 | 0 | 0 | 0
0 | 0 | 0 | 0 | 0 | 0 | 0 | 0 | 0 | 0 | 0 | 0 | 0 | 0 | 0 | 0 | 0 | 0 | 0 | 0
0 | 0 | 0 | 0 | 0 | 0 | 0 | 0 | 0 | 0 | 0 | 0 | 0 | 0 | 0 | 0 | 0 | 0 | 0 | 0
0 | 0 | 0 | 0 | 0 | 0 | 0 | 0 | 0 | 0 | 0 | 0 | 0 | 0 | 0 | 0 | 0 | 0 | 0 | 0
0 | 0 | 0 | 0 | 0 | 0 | 0 | 0 | 0 | 0 | 0 | 0 | 0 | 0 | 0 | 0 | 0 | 0 | 0 | 0
0 | 0 | 0 | 0 | 0 | 0 | 0 | 0 | 0 | 0 | 0 | 0 | 0 | 0 | 0 | 0 | 0 | 0 | 0 | 0
0 | 0 | 0 | 0 | 0 | 0 | 0 | 0 | 0 | 0 | 0 | 0 | 0 | 0 | 0 | 0 | 0 | 0 | 0 | 0
0 | 0 | 0 | 0 | 0 | 0 | 0 | 0 | 0 | 0 | 0 | 0 | 0 | 0 | 0 | 0 | 0 | 0 | 0 | 0
0 | 0 | 0 | 0 | 0 | 0 | 0 | 0 | 0 | 0 | 0 | 0 | 0 | 0 | 0 | 0 | 0 | 0 | 0 | 0
0 | 0 | 0 | 0 | 0 | 0 | 0 | 0 | 0 | 0 | 0 | 0 | 0 | 0 | 0 | 0 | 0 | 0 | 0 | 0
0 | 0 | 0 | 0 | 0 | 0 | 0 | 0 | 0 | 0 | 0 | 0 | 0 | 0 | 0 | 0 | 0 | 0 | 0 | 0
0 | 0 | 0 | 0 | 0 | 0 | 0 | 0 | 0 | 0 | 0 | 0 | 0 | 0 | 0 | 0 | 0 | 0 | 0 | 0
0 | 0 | 0 | 0 | 0 | 0 | 0 | 0 | 0 | 0 | 0 | 0 | 0 | 0 | 0 | 0 | 0 | 0 | 0 | 0
0 | 0 | 0 | 0 | 0 | 0 | 0 | 0 | 0 | 0 | 0 | 0 | 0 | 0 | 0 | 0 | 0 | 0 | 0 | 0
0 | 0 | 0 | 0 | 0 | 0 | 0 | 0 | 0 | 0 | 0 | 0 | 0 | 0 | 0 | 0 | 0 | 0 | 0 | 0
0 | 0 | 0 | 0 | 0 | 0 | 0 | 0 | 0 | 0 | 0 | 0 | 0 | 0 | 0 | 0 | 0 | 0 | 0 | 0
0 | 0 | 0 | 0 | 0 | 0 | 0 | 0 | 0 | 0 | 0 | 0 | 0 | 0 | 0 | 0 | 0 | 0 | 0 | 0
0 | 0 | 0 | 0 | 0 | 0 | 0 | 0 | 0 | 0 | 0 | 0 | 0 | 0 | 0 | 0 | 0 | 0 | 0 | 0
0 | 0 | 0 | 0 | 0 | 0 | 0 | 0 | 0 | 0 | 0 | 0 | 0 | 0 | 0 | 0 | 0 | 0 | 0 | 0
0 | 0 | 0 | 0 | 0 | 0 | 0 | 0 | 0 | 0 | 0 | 0 | 0 | 0 | 0 | 0 | 0 | 0 | 0 | 0
0 | 0 | 0 | 0 | 0 | 0 | 0 | 0 | 0 | 0 | 0 | 0 | 0 | 0 | 0 | 0 | 0 | 0 | 0 | 0
0 | 0 | 0 | 0 | 0 | 0 | 0 | 0 | 0 | 0 | 0 | 0 | 0 | 0 | 0 | 0 | 0 | 0 | 0 | 0
0 | 0 | 0 | 0 | 0 | 0 | 0 | 0 | 0 | 0 | 0 | 0 | 0 | 0 | 0 | 0 | 0 | 0 | 0 | 0
0 | 0 | 0 | 0 | 0 | 0 | 0 | 0 | 0 | 0 | 0 | 0 | 0 | 0 | 0 | 0 | 0 | 0 | 0 | 0
0 | 0 | 0 | 0 | 0 | 0 | 0 | 0 | 0 | 0 | 0 | 0 | 0 | 0 | 0 | 0 | 0 | 0 | 0 | 0
0 | 0 | 0 | 0 | 0 | 0 | 0 | 0 | 0 | 0 | 0 | 0 | 0 | 0 | 0 | 0 | 0 | 0 | 0 | 0
0 | 0 | 0 | 0 | 0 | 0 | 0 | 0 | 0 | 0 | 0 | 0 | 0 | 0 | 0 | 0 | 0 | 0 | 0 | 0
0 | 0 | 0 | 0 | 0 | 0 | 0 | 0 | 0 | 0 | 0 | 0 | 0 | 0 | 0 | 0 | 0 | 0 | 0 | 0
0 | 0 | 0 | 0 | 0 | 0 | 0 | 0 | 0 | 0 | 0 | 0 | 0 | 0 | 0 | 0 | 0 | 0 | 0 | 0
0 | 0 | 0 | 0 | 0 | 0 | 0 | 0 | 0 | 0 | 0 | 0 | 0 | 0 | 0 | 0 | 0 | 0 | 0 | 0
0 | 0 | 0 | 0 | 0 | 0 | 0 | 0 | 0 | 0 | 0 | 0 | 0 | 0 | 0 | 0 | 0 | 0 | 0 | 0
0 | 0 | 0 | 0 | 0 | 0 | 0 | 0 | 0 | 0 | 0 | 0 | 0 | 0 | 0 | 0 | 0 | 0 | 0 | 0
0 | 0 | 0 | 0 | 0 | 0 | 0 | 0 | 0 | 0 | 0 | 0 | 0 | 0 | 0 | 0 | 0 | 0 | 0 | 0
0 | 0 | 0 | 0 | 0 | 0 | 0 | 0 | 0 | 0 | 0 | 0 | 0 | 0 | 0 | 0 | 0 | 0 | 0 | 0
0 | 0 | 0 | 0 | 0 | 0 | 0 | 0 | 0 | 0 | 0 | 0 | 0 | 0 | 0 | 0 | 0 | 0 | 0 | 0
0 | 0 | 0 | 0 | 0 | 0 | 0 | 0 | 0 | 0 | 0 | 0 | 0 | 0 | 0 | 0 | 0 | 0 | 0 | 0
0 | 0 | 0 | 0 | 0 | 0 | 0 | 0 | 0 | 0 | 0 | 0 | 0 | 0 | 0 | 0 | 0 | 0 | 0 | 0
0 | 0 | 0 | 0 | 0 | 0 | 0 | 0 | 0 | 0 | 0 | 0 | 0 | 0 | 0 | 0 | 0 | 0 | 0 | 0
0 | 0 | 0 | 0 | 0 | 0 | 0 | 0 | 0 | 0 | 0 | 0 | 0 | 0 | 0 | 0 | 0 | 0 | 0 | 0
0 | 0 | 0 | 0 | 0 | 0 | 0 | 0 | 0 | 0 | 0 | 0 | 0 | 0 | 0 | 0 | 0 | 0 | 0 | 0
0 | 0 | 0 | 0 | 0 | 0 | 0 | 0 | 0 | 0 | 0 | 0 | 0 | 0 | 0 | 0 | 0 | 0 | 0 | 0
0 | 0 | 0 | 0 | 0 | 0 | 0 | 0 | 0 | 0 | 0 | 0 | 0 | 0 | 0 | 0 | 0 | 0 | 0 | 0
0 | 0 | 0 | 0 | 0 | 0 | 0 | 0 | 0 | 0 | 0 | 0 | 0 | 0 | 0 | 0 | 0 | 0 | 0 | 0
0 | 0 | 0 | 0 | 0 | 0 | 0 | 0 | 0 | 0 | 0 | 0 | 0 | 0 | 0 | 0 | 0 | 0 | 0 | 0
0 | 0 | 0 | 0 | 0 | 0 | 0 | 0 | 0 | 0 | 0 | 0 | 0 | 0 | 0 | 0 | 0 | 0 | 0 | 0
0 | 0 | 0 | 0 | 0 | 0 | 0 | 0 | 0 | 0 | 0 | 0 | 0 | 0 | 0 | 0 | 0 | 0 | 0 | 0
0 | 0 | 0 | 0 | 0 | 0 | 0 | 0 | 0 | 0 | 0 | 0 | 0 | 0 | 0 | 0 | 0 | 0 | 0 | 0
0 | 0 | 0 | 0 | 0 | 0 | 0 | 0 | 0 | 0 | 0 | 0 | 0 | 0 | 0 | 0 | 0 | 0 | 0 | 0
0 | 0 | 0 | 0 | 0 | 0 | 0 | 0 | 0 | 0 | 0 | 0 | 0 | 0 | 0 | 0 | 0 | 0 | 0 | 0
0 | 0 | 0 | 0 | 0 | 0 | 0 | 0 | 0 | 0 | 0 | 0 | 0 | 0 | 0 | 0 | 0 | 0 | 0 | 0
0 | 0 | 0 | 0 | 0 | 0 | 0 | 0 | 0 | 0 | 0 | 0 | 0 | 0 | 0 | 0 | 0 | 0 | 0 | 0
0 | 0 | 0 | 0 | 0 | 0 | 0 | 0 | 0 | 0 | 0 | 0 | 0 | 0 | 0 | 0 | 0 | 0 | 0 | 0
0 | 0 | 0 | 0 | 0 | 0 | 0 | 0 | 0 | 0 | 0 | 0 | 0 | 0 | 0 | 0 | 0 | 0 | 0 | 0
0 | 0 | 0 | 0 | 0 | 0 | 0 | 0 | 0 | 0 | 0 | 0 | 0 | 0 | 0 | 0 | 0 | 0 | 0 | 0
0 | 0 | 0 | 0 | 0 | 0 | 0 | 0 | 0 | 0 | 0 | 0 | 0 | 0 | 0 | 0 | 0 | 0 | 0 | 0
0 | 0 | 0 | 0 | 0 | 0 | 0 | 0 | 0 | 0 | 0 | 0 | 0 | 0 | 0 | 0 | 0 | 0 | 0 | 0
0 | 0 | 0 | 0 | 0 | 0 | 0 | 0 | 0 | 0 | 0 | 0 | 0 | 0 | 0 | 0 | 0 | 0 | 0 | 0
0 | 0 | 0 | 0 | 0 | 0 | 0 | 0 | 0 | 0 | 0 | 0 | 0 | 0 | 0 | 0 | 0 | 0 | 0 | 0
0 | 0 | 0 | 0 | 0 | 0 | 0 | 0 | 0 | 0 | 0 | 0 | 0 | 0 | 0 | 0 | 0 | 0 | 0 | 0
0 | 0 | 0 | 0 | 0 | 0 | 0 | 0 | 0 | 0 | 0 | 0 | 0 | 0 | 0 | 0 | 0 | 0 | 0 | 0
0 | 0 | 0 | 0 | 0 | 0 | 0 | 0 | 0 | 0 | 0 | 0 | 0 | 0 | 0 | 0 | 0 | 0 | 0 | 0
0 | 0 | 0 | 0 | 0 | 0 | 0 | 0 | 0 | 0 | 0 | 0 | 0 | 0 | 0 | 0 | 0 | 0 | 0 | 0
0 | 0 | 0 | 0 | 0 | 0 | 0 | 0 | 0 | 0 | 0 | 0 | 0 | 0 | 0 | 0 | 0 | 0 | 0 | 0
0 | 0 | 0 | 0 | 0 | 0 | 0 | 0 | 0 | 0 | 0 | 0 | 0 | 0 | 0 | 0 | 0 | 0 | 0 | 0
0 | 0 | 0 | 0 | 0 | 0 | 0 | 0 | 0 | 0 | 0 | 0 | 0 | 0 | 0 | 0 | 0 | 0 | 0 | 0
0 | 0 | 0 | 0 | 0 | 0 | 0 | 0 | 0 | 0 | 0 | 0 | 0 | 0 | 0 | 0 | 0 | 0 | 0 | 0
0 | 0 | 0 | 0 | 0 | 0 | 0 | 0 | 0 | 0 | 0 | 0 | 0 | 0 | 0 | 0 | 0 | 0 | 0 | 0
0 | 0 | 0 | 0 | 0 | 0 | 0 | 0 | 0 | 0 | 0 | 0 | 0 | 0 | 0 | 0 | 0 | 0 | 0 | 0
0 | 0 | 0 | 0 | 0 | 0 | 0 | 0 | 0 | 0 | 0 | 0 | 0 | 0 | 0 | 0 | 0 | 0 | 0 | 0
0 | 0 | 0 | 0 | 0 | 0 | 0 | 0 | 0 | 0 | 0 | 0 | 0 | 0 | 0 | 0 | 0 | 0 | 0 | 0
0 | 0 | 0 | 0 | 0 | 0 | 0 | 0 | 0 | 0 | 0 | 0 | 0 | 0 | 0 | 0 | 0 | 0 | 0 | 0
0 | 0 | 0 | 0 | 0 | 0 | 0 | 0 | 0 | 0 | 0 | 0 | 0 | 0 | 0 | 0 | 0 | 0 | 0 | 0
0 | 0 | 0 | 0 | 0 | 0 | 0 | 0 | 0 | 0 | 0 | 0 | 0 | 0 | 0 | 0 | 0 | 0 | 0 | 0
0 | 0 | 0 | 0 | 0 | 0 | 0 | 0 | 0 | 0 | 0 | 0 | 0 | 0 | 0 | 0 | 0 | 0 | 0 | 0
0 | 0 | 0 | 0 | 0 | 0 | 0 | 0 | 0 | 0 | 0 | 0 | 0 | 0 | 0 | 0 | 0 | 0 | 0 | 0
0 | 0 | 0 | 0 | 0 | 0 | 0 | 0 | 0 | 0 | 0 | 0 | 0 | 0 | 0 | 0 | 0 | 0 | 0 | 0
0 | 0 | 0 | 0 | 0 | 0 | 0 | 0 | 0 | 0 | 0 | 0 | 0 | 0 | 0 | 0 | 0 | 0 | 0 | 0
0 | 0 | 0 | 0 | 0 | 0 | 0 | 0 | 0 | 0 | 0 | 0 | 0 | 0 | 0 | 0 | 0 | 0 | 0 | 0
0 | 0 | 0 | 0 | 0 | 0 | 0 | 0 | 0 | 0 | 0 | 0 | 0 | 0 | 0 | 0 | 0 | 0 | 0 | 0
0 | 0 | 0 | 0 | 0 | 0 | 0 | 0 | 0 | 0 | 0 | 0 | 0 | 0 | 0 | 0 | 0 | 0 | 0 | 0
0 | 0 | 0 | 0 | 0 | 0 | 0 | 0 | 0 | 0 | 0 | 0 | 0 | 0 | 0 | 0 | 0 | 0 | 0 | 0
0 | 0 | 0 | 0 | 0 | 0 | 0 | 0 | 0 | 0 | 0 | 0 | 0 | 0 | 0 | 0 | 0 | 0 | 0 | 0
0 | 0 | 0 | 0 | 0 | 0 | 0 | 0 | 0 | 0 | 0 | 0 | 0 | 0 | 0 | 0 | 0 | 0 | 0 | 0
0 | 0 | 0 | 0 | 0 | 0 | 0 | 0 | 0 | 0 | 0 | 0 | 0 | 0 | 0 | 0 | 0 | 0 | 0 | 0
0 | 0 | 0 | 0 | 0 | 0 | 0 | 0 | 0 | 0 | 0 | 0 | 0 | 0 | 0 | 0 | 0 | 0 | 0 | 0
0 | 0 | 0 | 0 | 0 | 0 | 0 | 0 | 0 | 0 | 0 | 0 | 0 | 0 | 0 | 0 | 0 | 0 | 0 | 0
0 | 0 | 0 | 0 | 0 | 0 | 0 | 0 | 0 | 0 | 0 | 0 | 0 | 0 | 0 | 0 | 0 | 0 | 0 | 0
0 | 0 | 0 | 0 | 0 | 0 | 0 | 0 | 0 | 0 | 0 | 0 | 0 | 0 | 0 | 0 | 0 | 0 | 0 | 0
0 | 0 | 0 | 0 | 0 | 0 | 0 | 0 | 0 | 0 | 0 | 0 | 0 | 0 | 0 | 0 | 0 | 0 | 0 | 0
0 | 0 | 0 | 0 | 0 | 0 | 0 | 0 | 0 | 0 | 0 | 0 | 0 | 0 | 0 | 0 | 0 | 0 | 0 | 0
0 | 0 | 0 | 0 | 0 | 0 | 0 | 0 | 0 | 0 | 0 | 0 | 0 | 0 | 0 | 0 | 0 | 0 | 0 | 0
0 | 0 | 0 | 0 | 0 | 0 | 0 | 0 | 0 | 0 | 0 | 0 | 0 | 0 | 0 | 0 | 0 | 0 | 0 | 0
0 | 0 | 0 | 0 | 0 | 0 | 0 | 0 | 0 | 0 | 0 | 0 | 0 | 0 | 0 | 0 | 0 | 0 | 0 | 0
0 | 0 | 0 | 0 | 0 | 0 | 0 | 0 | 0 | 0 | 0 | 0 | 0 | 0 | 0 | 0 | 0 | 0 | 0 | 0
0 | 0 | 0 | 0 | 0 | 0 | 0 | 0 | 0 | 0 | 0 | 0 | 0 | 0 | 0 | 0 | 0 | 0 | 0 | 0
0 | 0 | 0 | 0 | 0 | 0 | 0 | 0 | 0 | 0 | 0 | 0 | 0 | 0 | 0 | 0 | 0 | 0 | 0 | 0
0 | 0 | 0 | 0 | 0 | 0 | 0 | 0 | 0 | 0 | 0 | 0 | 0 | 0 | 0 | 0 | 0 | 0 | 0 | 0
0 | 0 | 0 | 0 | 0 | 0 | 0 | 0 | 0 | 0 | 0 | 0 | 0 | 0 | 0 | 0 | 0 | 0 | 0 | 0
0 | 0 | 0 | 0 | 0 | 0 | 0 | 0 | 0 | 0 | 0 | 0 | 0 | 0 | 0 | 0 | 0 | 0 | 0 | 0
0 | 0 | 0 | 0 | 0 | 0 | 0 | 0 | 0 | 0 | 0 | 0 | 0 | 0 | 0 | 0 | 0 | 0 | 0 | 0
0 | 0 | 0 | 0 | 0 | 0 | 0 | 0 | 0 | 0 | 0 | 0 | 0 | 0 | 0 | 0 | 0 | 0 | 0 | 0
0 | 0 | 0 | 0 | 0 | 0 | 0 | 0 | 0 | 0 | 0 | 0 | 0 | 0 | 0 | 0 | 0 | 0 | 0 | 0
0 | 0 | 0 | 0 | 0 | 0 | 0 | 0 | 0 | 0 | 0 | 0 | 0 | 0 | 0 | 0 | 0 | 0 | 0 | 0
0 | 0 | 0 | 0 | 0 | 0 | 0 | 0 | 0 | 0 | 0 | 0 | 0 | 0 | 0 | 0 | 0 | 0 | 0 | 0
0 | 0 | 0 | 0 | 0 | 0 | 0 | 0 | 0 | 0 | 0 | 0 | 0 | 0 | 0 | 0 | 0 | 0 | 0 | 0
0 | 0 | 0 | 0 | 0 | 0 | 0 | 0 | 0 | 0 | 0 | 0 | 0 | 0 | 0 | 0 | 0 | 0 | 0 | 0
0 | 0 | 0 | 0 | 0 | 0 | 0 | 0 | 0 | 0 | 0 | 0 | 0 | 0 | 0 | 0 | 0 | 0 | 0 | 0
0 | 0 | 0 | 0 | 0 | 0 | 0 | 0 | 0 | 0 | 0 | 0 | 0 | 0 | 0 | 0 | 0 | 0 | 0 | 0
0 | 0 | 0 | 0 | 0 | 0 | 0 | 0 | 0 | 0 | 0 | 0 | 0 | 0 | 0 | 0 | 0 | 0 | 0 | 0
0 | 0 | 0 | 0 | 0 | 0 | 0 | 0 | 0 | 0 | 0 | 0 | 0 | 0 | 0 | 0 | 0 | 0 | 0 | 0
0 | 0 | 0 | 0 | 0 | 0 | 0 | 0 | 0 | 0 | 0 | 0 | 0 | 0 | 0 | 0 | 0 | 0 | 0 | 0
0 | 0 | 0 | 0 | 0 | 0 | 0 | 0 | 0 | 0 | 0 | 0 | 0 | 0 | 0 | 0 | 0 | 0 | 0 | 0
0 | 0 | 0 | 0 | 0 | 0 | 0 | 0 | 0 | 0 | 0 | 0 | 0 | 0 | 0 | 0 | 0 | 0 | 0 | 0
0 | 0 | 0 | 0 | 0 | 0 | 0 | 0 | 0 | 0 | 0 | 0 | 0 | 0 | 0 | 0 | 0 | 0 | 0 | 0
0 | 0 | 0 | 0 | 0 | 0 | 0 | 0 | 0 | 0 | 0 | 0 | 0 | 0 | 0 | 0 | 0 | 0 | 0 | 0
0 | 0 | 0 | 0 | 0 | 0 | 0 | 0 | 0 | 0 | 0 | 0 | 0 | 0 | 0 | 0 | 0 | 0 | 0 | 0
0 | 0 | 0 | 0 | 0 | 0 | 0 | 0 | 0 | 0 | 0 | 0 | 0 | 0 | 0 | 0 | 0 | 0 | 0 | 0
0 | 0 | 0 | 0 | 0 | 0 | 0 | 0 | 0 | 0 | 0 | 0 | 0 | 0 | 0 | 0 | 0 | 0 | 0 | 0
0 | 0 | 0 | 0 | 0 | 0 | 0 | 0 | 0 | 0 | 0 | 0 | 0 | 0 | 0 | 0 | 0 | 0 | 0 | 0
0 | 0 | 0 | 0 | 0 | 0 | 0 | 0 | 0 | 0 | 0 | 0 | 0 | 0 | 0 | 0 | 0 | 0 | 0 | 0
0 | 0 | 0 | 0 | 0 | 0 | 0 | 0 | 0 | 0 | 0 | 0 | 0 | 0 | 0 | 0 | 0 | 0 | 0 | 0
0 | 0 | 0 | 0 | 0 | 0 | 0 | 0 | 0 | 0 | 0 | 0 | 0 | 0 | 0 | 0 | 0 | 0 | 0 | 0
0 | 0 | 0 | 0 | 0 | 0 | 0 | 0 | 0 | 0 | 0 | 0 | 0 | 0 | 0 | 0 | 0 | 0 | 0 | 0
0 | 0 | 0 | 0 | 0 | 0 | 0 | 0 | 0 | 0 | 0 | 0 | 0 | 0 | 0 | 0 | 0 | 0 | 0 | 0
0 | 0 | 0 | 0 | 0 | 0 | 0 | 0 | 0 | 0 | 0 | 0 | 0 | 0 | 0 | 0 | 0 | 0 | 0 | 0
0 | 0 | 0 | 0 | 0 | 0 | 0 | 0 | 0 | 0 | 0 | 0 | 0 | 0 | 0 | 0 | 0 | 0 | 0 | 0
0 | 0 | 0 | 0 | 0 | 0 | 0 | 0 | 0 | 0 | 0 | 0 | 0 | 0 | 0 | 0 | 0 | 0 | 0 | 0
0 | 0 | 0 | 0 | 0 | 0 | 0 | 0 | 0 | 0 | 0 | 0 | 0 | 0 | 0 | 0 | 0 | 0 | 0 | 0
0 | 0 | 0 | 0 | 0 | 0 | 0 | 0 | 0 | 0 | 0 | 0 | 0 | 0 | 0 | 0 | 0 | 0 | 0 | 0
0 | 0 | 0 | 0 | 0 | 0 | 0 | 0 | 0 | 0 | 0 | 0 | 0 | 0 | 0 | 0 | 0 | 0 | 0 | 0
0 | 0 | 0 | 0 | 0 | 0 | 0 | 0 | 0 | 0 | 0 | 0 | 0 | 0 | 0 | 0 | 0 | 0 | 0 | 0
0 | 0 | 0 | 0 | 0 | 0 | 0 | 0 | 0 | 0 | 0 | 0 | 0 | 0 | 0 | 0 | 0 | 0 | 0 | 0
0 | 0 | 0 | 0 | 0 | 0 | 0 | 0 | 0 | 0 | 0 | 0 | 0 | 0 | 0 | 0 | 0 | 0 | 0 | 0
0 | 0 | 0 | 0 | 0 | 0 | 0 | 0 | 0 | 0 | 0 | 0 | 0 | 0 | 0 | 0 | 0 | 0 | 0 | 0
0 | 0 | 0 | 0 | 0 | 0 | 0 | 0 | 0 | 0 | 0 | 0 | 0 | 0 | 0 | 0 | 0 | 0 | 0 | 0
0 | 0 | 0 | 0 | 0 | 0 | 0 | 0 | 0 | 0 | 0 | 0 | 0 | 0 | 0 | 0 | 0 | 0 | 0 | 0
0 | 0 | 0 | 0 | 0 | 0 | 0 | 0 | 0 | 0 | 0 | 0 | 0 | 0 | 0 | 0 | 0 | 0 | 0 | 0
0 | 0 | 0 | 0 | 0 | 0 | 0 | 0 | 0 | 0 | 0 | 0 | 0 | 0 | 0 | 0 | 0 | 0 | 0 | 0
0 | 0 | 0 | 0 | 0 | 0 | 0 | 0 | 0 | 0 | 0 | 0 | 0 | 0 | 0 | 0 | 0 | 0 | 0 | 0
0 | 0 | 0 | 0 | 0 | 0 | 0 | 0 | 0 | 0 | 0 | 0 | 0 | 0 | 0 | 0 | 0 | 0 | 0 | 0
0 | 0 | 0 | 0 | 0 | 0 | 0 | 0 | 0 | 0 | 0 | 0 | 0 | 0 | 0 | 0 | 0 | 0 | 0 | 0
0 | 0 | 0 | 0 | 0 | 0 | 0 | 0 | 0 | 0 | 0 | 0 | 0 | 0 | 0 | 0 | 0 | 0 | 0 | 0
0 | 0 | 0 | 0 | 0 | 0 | 0 | 0 | 0 | 0 | 0 | 0 | 0 | 0 | 0 | 0 | 0 | 0 | 0 | 0
0 | 0 | 0 | 0 | 0 | 0 | 0 | 0 | 0 | 0 | 0 | 0 | 0 | 0 | 0 | 0 | 0 | 0 | 0 | 0
0 | 0 | 0 | 0 | 0 | 0 | 0 | 0 | 0 | 0 | 0 | 0 | 0 | 0 | 0 | 0 | 0 | 0 | 0 | 0
0 | 0 | 0 | 0 | 0 | 0 | 0 | 0 | 0 | 0 | 0 | 0 | 0 | 0 | 0 | 0 | 0 | 0 | 0 | 0
0 | 0 | 0 | 0 | 0 | 0 | 0 | 0 | 0 | 0 | 0 | 0 | 0 | 0 | 0 | 0 | 0 | 0 | 0 | 0
0 | 0 | 0 | 0 | 0 | 0 | 0 | 0 | 0 | 0 | 0 | 0 | 0 | 0 | 0 | 0 | 0 | 0 | 0 | 0
0 | 0 | 0 | 0 | 0 | 0 | 0 | 0 | 0 | 0 | 0 | 0 | 0 | 0 | 0 | 0 | 0 | 0 | 0 | 0
0 | 0 | 0 | 0 | 0 | 0 | 0 | 0 | 0 | 0 | 0 | 0 | 0 | 0 | 0 | 0 | 0 | 0 | 0 | 0
0 | 0 | 0 | 0 | 0 | 0 | 0 | 0 | 0 | 0 | 0 | 0 | 0 | 0 | 0 | 0 | 0 | 0 | 0 | 0
0 | 0 | 0 | 0 | 0 | 0 | 0 | 0 | 0 | 0 | 0 | 0 | 0 | 0 | 0 | 0 | 0 | 0 | 0 | 0
0 | 0 | 0 | 0 | 0 | 0 | 0 | 0 | 0 | 0 | 0 | 0 | 0 | 0 | 0 | 0 | 0 | 0 | 0 | 0
0 | 0 | 0 | 0 | 0 | 0 | 0 | 0 | 0 | 0 | 0 | 0 | 0 | 0 | 0 | 0 | 0 | 0 | 0 | 0
0 | 0 | 0 | 0 | 0 | 0 | 0 | 0 | 0 | 0 | 0 | 0 | 0 | 0 | 0 | 0 | 0 | 0 | 0 | 0
0 | 0 | 0 | 0 | 0 | 0 | 0 | 0 | 0 | 0 | 0 | 0 | 0 | 0 | 0 | 0 | 0 | 0 | 0 | 0
0 | 0 | 0 | 0 | 0 | 0 | 0 | 0 | 0 | 0 | 0 | 0 | 0 | 0 | 0 | 0 | 0 | 0 | 0 | 0
0 | 0 | 0 | 0 | 0 | 0 | 0 | 0 | 0 | 0 | 0 | 0 | 0 | 0 | 0 | 0 | 0 | 0 | 0 | 0
0 | 0 | 0 | 0 | 0 | 0 | 0 | 0 | 0 | 0 | 0 | 0 | 0 | 0 | 0 | 0 | 0 | 0 | 0 | 0
0 | 0 | 0 | 0 | 0 | 0 | 0 | 0 | 0 | 0 | 0 | 0 | 0 | 0 | 0 | 0 | 0 | 0 | 0 | 0
0 | 0 | 0 | 0 | 0 | 0 | 0 | 0 | 0 | 0 | 0 | 0 | 0 | 0 | 0 | 0 | 0 | 0 | 0 | 0
0 | 0 | 0 | 0 | 0 | 0 | 0 | 0 | 0 | 0 | 0 | 0 | 0 | 0 | 0 | 0 | 0 | 0 | 0 | 0
0 | 0 | 0 | 0 | 0 | 0 | 0 | 0 | 0 | 0 | 0 | 0 | 0 | 0 | 0 | 0 | 0 | 0 | 0 | 0
0 | 0 | 0 | 0 | 0 | 0 | 0 | 0 | 0 | 0 | 0 | 0 | 0 | 0 | 0 | 0 | 0 | 0 | 0 | 0
0 | 0 | 0 | 0 | 0 | 0 | 0 | 0 | 0 | 0 | 0 | 0 | 0 | 0 | 0 | 0 | 0 | 0 | 0 | 0
0 | 0 | 0 | 0 | 0 | 0 | 0 | 0 | 0 | 0 | 0 | 0 | 0 | 0 | 0 | 0 | 0 | 0 | 0 | 0
0 | 0 | 0 | 0 | 0 | 0 | 0 | 0 | 0 | 0 | 0 | 0 | 0 | 0 | 0 | 0 | 0 | 0 | 0 | 0
0 | 0 | 0 | 0 | 0 | 0 | 0 | 0 | 0 | 0 | 0 | 0 | 0 | 0 | 0 | 0 | 0 | 0 | 0 | 0
0 | 0 | 0 | 0 | 0 | 0 | 0 | 0 | 0 | 0 | 0 | 0 | 0 | 0 | 0 | 0 | 0 | 0 | 0 | 0
0 | 0 | 0 | 0 | 0 | 0 | 0 | 0 | 0 | 0 | 0 | 0 | 0 | 0 | 0 | 0 | 0 | 0 | 0 | 0
0 | 0 | 0 | 0 | 0 | 0 | 0 | 0 | 0 | 0 | 0 | 0 | 0 | 0 | 0 | 0 | 0 | 0 | 0 | 0
0 | 0 | 0 | 0 | 0 | 0 | 0 | 0 | 0 | 0 | 0 | 0 | 0 | 0 | 0 | 0 | 0 | 0 | 0 | 0
0 | 0 | 0 | 0 | 0 | 0 | 0 | 0 | 0 | 0 | 0 | 0 | 0 | 0 | 0 | 0 | 0 | 0 | 0 | 0
0 | 0 | 0 | 0 | 0 | 0 | 0 | 0 | 0 | 0 | 0 | 0 | 0 | 0 | 0 | 0 | 0 | 0 | 0 | 0
0 | 0 | 0 | 0 | 0 | 0 | 0 | 0 | 0 | 0 | 0 | 0 | 0 | 0 | 0 | 0 | 0 | 0 | 0 | 0
0 | 0 | 0 | 0 | 0 | 0 | 0 | 0 | 0 | 0 | 0 | 0 | 0 | 0 | 0 | 0 | 0 | 0 | 0 | 0
0 | 0 | 0 | 0 | 0 | 0 | 0 | 0 | 0 | 0 | 0 | 0 | 0 | 0 | 0 | 0 | 0 | 0 | 0 | 0
0 | 0 | 0 | 0 | 0 | 0 | 0 | 0 | 0 | 0 | 0 | 0 | 0 | 0 | 0 | 0 | 0 | 0 | 0 | 0
0 | 0 | 0 | 0 | 0 | 0 | 0 | 0 | 0 | 0 | 0 | 0 | 0 | 0 | 0 | 0 | 0 | 0 | 0 | 0
0 | 0 | 0 | 0 | 0 | 0 | 0 | 0 | 0 | 0 | 0 | 0 | 0 | 0 | 0 | 0 | 0 | 0 | 0 | 0
0 | 0 | 0 | 0 | 0 | 0 | 0 | 0 | 0 | 0 | 0 | 0 | 0 | 0 | 0 | 0 | 0 | 0 | 0 | 0
0 | 0 | 0 | 0 | 0 | 0 | 0 | 0 | 0 | 0 | 0 | 0 | 0 | 0 | 0 | 0 | 0 | 0 | 0 | 0
0 | 0 | 0 | 0 | 0 | 0 | 0 | 0 | 0 | 0 | 0 | 0 | 0 | 0 | 0 | 0 | 0 | 0 | 0 | 0
0 | 0 | 0 | 0 | 0 | 0 | 0 | 0 | 0 | 0 | 0 | 0 | 0 | 0 | 0 | 0 | 0 | 0 | 0 | 0
0 | 0 | 0 | 0 | 0 | 0 | 0 | 0 | 0 | 0 | 0 | 0 | 0 | 0 | 0 | 0 | 0 | 0 | 0 | 0
0 | 0 | 0 | 0 | 0 | 0 | 0 | 0 | 0 | 0 | 0 | 0 | 0 | 0 | 0 | 0 | 0 | 0 | 0 | 0
0 | 0 | 0 | 0 | 0 | 0 | 0 | 0 | 0 | 0 | 0 | 0 | 0 | 0 | 0 | 0 | 0 | 0 | 0 | 0
0 | 0 | 0 | 0 | 0 | 0 | 0 | 0 | 0 | 0 | 0 | 0 | 0 | 0 | 0 | 0 | 0 | 0 | 0 | 0
0 | 0 | 0 | 0 | 0 | 0 | 0 | 0 | 0 | 0 | 0 | 0 | 0 | 0 | 0 | 0 | 0 | 0 | 0 | 0
0 | 0 | 0 | 0 | 0 | 0 | 0 | 0 | 0 | 0 | 0 | 0 | 0 | 0 | 0 | 0 | 0 | 0 | 0 | 0
0 | 0 | 0 | 0 | 0 | 0 | 0 | 0 | 0 | 0 | 0 | 0 | 0 | 0 | 0 | 0 | 0 | 0 | 0 | 0
0 | 0 | 0 | 0 | 0 | 0 | 0 | 0 | 0 | 0 | 0 | 0 | 0 | 0 | 0 | 0 | 0 | 0 | 0 | 0
0 | 0 | 0 | 0 | 0 | 0 | 0 | 0 | 0 | 0 | 0 | 0 | 0 | 0 | 0 | 0 | 0 | 0 | 0 | 0
0 | 0 | 0 | 0 | 0 | 0 | 0 | 0 | 0 | 0 | 0 | 0 | 0 | 0 | 0 | 0 | 0 | 0 | 0 | 0
0 | 0 | 0 | 0 | 0 | 0 | 0 | 0 | 0 | 0 | 0 | 0 | 0 | 0 | 0 | 0 | 0 | 0 | 0 | 0
0 | 0 | 0 | 0 | 0 | 0 | 0 | 0 | 0 | 0 | 0 | 0 | 0 | 0 | 0 | 0 | 0 | 0 | 0 | 0
0 | 0 | 0 | 0 | 0 | 0 | 0 | 0 | 0 | 0 | 0 | 0 | 0 | 0 | 0 | 0 | 0 | 0 | 0 | 0
0 | 0 | 0 | 0 | 0 | 0 | 0 | 0 | 0 | 0 | 0 | 0 | 0 | 0 | 0 | 0 | 0 | 0 | 0 | 0
0 | 0 | 0 | 0 | 0 | 0 | 0 | 0 | 0 | 0 | 0 | 0 | 0 | 0 | 0 | 0 | 0 | 0 | 0 | 0
0 | 0 | 0 | 0 | 0 | 0 | 0 | 0 | 0 | 0 | 0 | 0 | 0 | 0 | 0 | 0 | 0 | 0 | 0 | 0
0 | 0 | 0 | 0 | 0 | 0 | 0 | 0 | 0 | 0 | 0 | 0 | 0 | 0 | 0 | 0 | 0 | 0 | 0 | 0
0 | 0 | 0 | 0 | 0 | 0 | 0 | 0 | 0 | 0 | 0 | 0 | 0 | 0 | 0 | 0 | 0 | 0 | 0 | 0
0 | 0 | 0 | 0 | 0 | 0 | 0 | 0 | 0 | 0 | 0 | 0 | 0 | 0 | 0 | 0 | 0 | 0 | 0 | 0
0 | 0 | 0 | 0 | 0 | 0 | 0 | 0 | 0 | 0 | 0 | 0 | 0 | 0 | 0 | 0 | 0 | 0 | 0 | 0
0 | 0 | 0 | 0 | 0 | 0 | 0 | 0 | 0 | 0 | 0 | 0 | 0 | 0 | 0 | 0 | 0 | 0 | 0 | 0
0 | 0 | 0 | 0 | 0 | 0 | 0 | 0 | 0 | 0 | 0 | 0 | 0 | 0 | 0 | 0 | 0 | 0 | 0 | 0
0 | 0 | 0 | 0 | 0 | 0 | 0 | 0 | 0 | 0 | 0 | 0 | 0 | 0 | 0 | 0 | 0 | 0 | 0 | 0
0 | 0 | 0 | 0 | 0 | 0 | 0 | 0 | 0 | 0 | 0 | 0 | 0 | 0 | 0 | 0 | 0 | 0 | 0 | 0
0 | 0 | 0 | 0 | 0 | 0 | 0 | 0 | 0 | 0 | 0 | 0 | 0 | 0 | 0 | 0 | 0 | 0 | 0 | 0
0 | 0 | 0 | 0 | 0 | 0 | 0 | 0 | 0 | 0 | 0 | 0 | 0 | 0 | 0 | 0 | 0 | 0 | 0 | 0
0 | 0 | 0 | 0 | 0 | 0 | 0 | 0 | 0 | 0 | 0 | 0 | 0 | 0 | 0 | 0 | 0 | 0 | 0 | 0
0 | 0 | 0 | 0 | 0 | 0 | 0 | 0 | 0 | 0 | 0 | 0 | 0 | 0 | 0 | 0 | 0 | 0 | 0 | 0
0 | 0 | 0 | 0 | 0 | 0 | 0 | 0 | 0 | 0 | 0 | 0 | 0 | 0 | 0 | 0 | 0 | 0 | 0 | 0
0 | 0 | 0 | 0 | 0 | 0 | 0 | 0 | 0 | 0 | 0 | 0 | 0 | 0 | 0 | 0 | 0 | 0 | 0 | 0
0 | 0 | 0 | 0 | 0 | 0 | 0 | 0 | 0 | 0 | 0 | 0 | 0 | 0 | 0 | 0 | 0 | 0 | 0 | 0
0 | 0 | 0 | 0 | 0 | 0 | 0 | 0 | 0 | 0 | 0 | 0 | 0 | 0 | 0 | 0 | 0 | 0 | 0 | 0
0 | 0 | 0 | 0 | 0 | 0 | 0 | 0 | 0 | 0 | 0 | 0 | 0 | 0 | 0 | 0 | 0 | 0 | 0 | 0
0 | 0 | 0 | 0 | 0 | 0 | 0 | 0 | 0 | 0 | 0 | 0 | 0 | 0 | 0 | 0 | 0 | 0 | 0 | 0
0 | 0 | 0 | 0 | 0 | 0 | 0 | 0 | 0 | 0 | 0 | 0 | 0 | 0 | 0 | 0 | 0 | 0 | 0 | 0
0 | 0 | 0 | 0 | 0 | 0 | 0 | 0 | 0 | 0 | 0 | 0 | 0 | 0 | 0 | 0 | 0 | 0 | 0 | 0
0 | 0 | 0 | 0 | 0 | 0 | 0 | 0 | 0 | 0 | 0 | 0 | 0 | 0 | 0 | 0 | 0 | 0 | 0 | 0
0 | 0 | 0 | 0 | 0 | 0 | 0 | 0 | 0 | 0 | 0 | 0 | 0 | 0 | 0 | 0 | 0 | 0 | 0 | 0
0 | 0 | 0 | 0 | 0 | 0 | 0 | 0 | 0 | 0 | 0 | 0 | 0 | 0 | 0 | 0 | 0 | 0 | 0 | 0
0 | 0 | 0 | 0 | 0 | 0 | 0 | 0 | 0 | 0 | 0 | 0 | 0 | 0 | 0 | 0 | 0 | 0 | 0 | 0
0 | 0 | 0 | 0 | 0 | 0 | 0 | 0 | 0 | 0 | 0 | 0 | 0 | 0 | 0 | 0 | 0 | 0 | 0 | 0
0 | 0 | 0 | 0 | 0 | 0 | 0 | 0 | 0 | 0 | 0 | 0 | 0 | 0 | 0 | 0 | 0 | 0 | 0 | 0
0 | 0 | 0 | 0 | 0 | 0 | 0 | 0 | 0 | 0 | 0 | 0 | 0 | 0 | 0 | 0 | 0 | 0 | 0 | 0
0 | 0 | 0 | 0 | 0 | 0 | 0 | 0 | 0 | 0 | 0 | 0 | 0 | 0 | 0 | 0 | 0 | 0 | 0 | 0
0 | 0 | 0 | 0 | 0 | 0 | 0 | 0 | 0 | 0 | 0 | 0 | 0 | 0 | 0 | 0 | 0 | 0 | 0 | 0
0 | 0 | 0 | 0 | 0 | 0 | 0 | 0 | 0 | 0 | 0 | 0 | 0 | 0 | 0 | 0 | 0 | 0 | 0 | 0
0 | 0 | 0 | 0 | 0 | 0 | 0 | 0 | 0 | 0 | 0 | 0 | 0 | 0 | 0 | 0 | 0 | 0 | 0 | 0
0 | 0 | 0 | 0 | 0 | 0 | 0 | 0 | 0 | 0 | 0 | 0 | 0 | 0 | 0 | 0 | 0 | 0 | 0 | 0
0 | 0 | 0 | 0 | 0 | 0 | 0 | 0 | 0 | 0 | 0 | 0 | 0 | 0 | 0 | 0 | 0 | 0 | 0 | 0
0 | 0 | 0 | 0 | 0 | 0 | 0 | 0 | 0 | 0 | 0 | 0 | 0 | 0 | 0 | 0 | 0 | 0 | 0 | 0
0 | 0 | 0 | 0 | 0 | 0 | 0 | 0 | 0 | 0 | 0 | 0 | 0 | 0 | 0 | 0 | 0 | 0 | 0 | 0
0 | 0 | 0 | 0 | 0 | 0 | 0 | 0 | 0 | 0 | 0 | 0 | 0 | 0 | 0 | 0 | 0 | 0 | 0 | 0
0 | 0 | 0 | 0 | 0 | 0 | 0 | 0 | 0 | 0 | 0 | 0 | 0 | 0 | 0 | 0 | 0 | 0 | 0 | 0
0 | 0 | 0 | 0 | 0 | 0 | 0 | 0 | 0 | 0 | 0 | 0 | 0 | 0 | 0 | 0 | 0 | 0 | 0 | 0
0 | 0 | 0 | 0 | 0 | 0 | 0 | 0 | 0 | 0 | 0 | 0 | 0 | 0 | 0 | 0 | 0 | 0 | 0 | 0
0 | 0 | 0 | 0 | 0 | 0 | 0 | 0 | 0 | 0 | 0 | 0 | 0 | 0 | 0 | 0 | 0 | 0 | 0 | 0
0 | 0 | 0 | 0 | 0 | 0 | 0 | 0 | 0 | 0 | 0 | 0 | 0 | 0 | 0 | 0 | 0 | 0 | 0 | 0
0 | 0 | 0 | 0 | 0 | 0 | 0 | 0 | 0 | 0 | 0 | 0 | 0 | 0 | 0 | 0 | 0 | 0 | 0 | 0
0 | 0 | 0 | 0 | 0 | 0 | 0 | 0 | 0 | 0 | 0 | 0 | 0 | 0 | 0 | 0 | 0 | 0 | 0 | 0
0 | 0 | 0 | 0 | 0 | 0 | 0 | 0 | 0 | 0 | 0 | 0 | 0 | 0 | 0 | 0 | 0 | 0 | 0 | 0
0 | 0 | 0 | 0 | 0 | 0 | 0 | 0 | 0 | 0 | 0 | 0 | 0 | 0 | 0 | 0 | 0 | 0 | 0 | 0
0 | 0 | 0 | 0 | 0 | 0 | 0 | 0 | 0 | 0 | 0 | 0 | 0 | 0 | 0 | 0 | 0 | 0 | 0 | 0
0 | 0 | 0 | 0 | 0 | 0 | 0 | 0 | 0 | 0 | 0 | 0 | 0 | 0 | 0 | 0 | 0 | 0 | 0 | 0
0 | 0 | 0 | 0 | 0 | 0 | 0 | 0 | 0 | 0 | 0 | 0 | 0 | 0 | 0 | 0 | 0 | 0 | 0 | 0
0 | 0 | 0 | 0 | 0 | 0 | 0 | 0 | 0 | 0 | 0 | 0 | 0 | 0 | 0 | 0 | 0 | 0 | 0 | 0
0 | 0 | 0 | 0 | 0 | 0 | 0 | 0 | 0 | 0 | 0 | 0 | 0 | 0 | 0 | 0 | 0 | 0 | 0 | 0
0 | 0 | 0 | 0 | 0 | 0 | 0 | 0 | 0 | 0 | 0 | 0 | 0 | 0 | 0 | 0 | 0 | 0 | 0 | 0
0 | 0 | 0 | 0 | 0 | 0 | 0 | 0 | 0 | 0 | 0 | 0 | 0 | 0 | 0 | 0 | 0 | 0 | 0 | 0
0 | 0 | 0 | 0 | 0 | 0 | 0 | 0 | 0 | 0 | 0 | 0 | 0 | 0 | 0 | 0 | 0 | 0 | 0 | 0
0 | 0 | 0 | 0 | 0 | 0 | 0 | 0 | 0 | 0 | 0 | 0 | 0 | 0 | 0 | 0 | 0 | 0 | 0 | 0
0 | 0 | 0 | 0 | 0 | 0 | 0 | 0 | 0 | 0 | 0 | 0 | 0 | 0 | 0 | 0 | 0 | 0 | 0 | 0
0 | 0 | 0 | 0 | 0 | 0 | 0 | 0 | 0 | 0 | 0 | 0 | 0 | 0 | 0 | 0 | 0 | 0 | 0 | 0
0 | 0 | 0 | 0 | 0 | 0 | 0 | 0 | 0 | 0 | 0 | 0 | 0 | 0 | 0 | 0 | 0 | 0 | 0 | 0
0 | 0 | 0 | 0 | 0 | 0 | 0 | 0 | 0 | 0 | 0 | 0 | 0 | 0 | 0 | 0 | 0 | 0 | 0 | 0
0 | 0 | 0 | 0 | 0 | 0 | 0 | 0 | 0 | 0 | 0 | 0 | 0 | 0 | 0 | 0 | 0 | 0 | 0 | 0
0 | 0 | 0 | 0 | 0 | 0 | 0 | 0 | 0 | 0 | 0 | 0 | 0 | 0 | 0 | 0 | 0 | 0 | 0 | 0
0 | 0 | 0 | 0 | 0 | 0 | 0 | 0 | 0 | 0 | 0 | 0 | 0 | 0 | 0 | 0 | 0 | 0 | 0 | 0
0 | 0 | 0 | 0 | 0 | 0 | 0 | 0 | 0 | 0 | 0 | 0 | 0 | 0 | 0 | 0 | 0 | 0 | 0 | 0
0 | 0 | 0 | 0 | 0 | 0 | 0 | 0 | 0 | 0 | 0 | 0 | 0 | 0 | 0 | 0 | 0 | 0 | 0 | 0
0 | 0 | 0 | 0 | 0 | 0 | 0 | 0 | 0 | 0 | 0 | 0 | 0 | 0 | 0 | 0 | 0 | 0 | 0 | 0
0 | 0 | 0 | 0 | 0 | 0 | 0 | 0 | 0 | 0 | 0 | 0 | 0 | 0 | 0 | 0 | 0 | 0 | 0 | 0
0 | 0 | 0 | 0 | 0 | 0 | 0 | 0 | 0 | 0 | 0 | 0 | 0 | 0 | 0 | 0 | 0 | 0 | 0 | 0
0 | 0 | 0 | 0 | 0 | 0 | 0 | 0 | 0 | 0 | 0 | 0 | 0 | 0 | 0 | 0 | 0 | 0 | 0 | 0
0 | 0 | 0 | 0 | 0 | 0 | 0 | 0 | 0 | 0 | 0 | 0 | 0 | 0 | 0 | 0 | 0 | 0 | 0 | 0
0 | 0 | 0 | 0 | 0 | 0 | 0 | 0 | 0 | 0 | 0 | 0 | 0 | 0 | 0 | 0 | 0 | 0 | 0 | 0
0 | 0 | 0 | 0 | 0 | 0 | 0 | 0 | 0 | 0 | 0 | 0 | 0 | 0 | 0 | 0 | 0 | 0 | 0 | 0
0 | 0 | 0 | 0 | 0 | 0 | 0 | 0 | 0 | 0 | 0 | 0 | 0 | 0 | 0 | 0 | 0 | 0 | 0 | 0
0 | 0 | 0 | 0 | 0 | 0 | 0 | 0 | 0 | 0 | 0 | 0 | 0 | 0 | 0 | 0 | 0 | 0 | 0 | 0
0 | 0 | 0 | 0 | 0 | 0 | 0 | 0 | 0 | 0 | 0 | 0 | 0 | 0 | 0 | 0 | 0 | 0 | 0 | 0

## Output
Program Summary |  | Nominal |  |  | Present Value |  |  |  | Avoided Cost Version
Proposer Name |  | SDGE | [6 empty] | 2011-08-04
Program Name |  | 3224-SW-COM-Deemed Incentives-HVAC Commercial SDG&E_COMPLIANCE | [6 empty] | 2012-02-17
Total Program Budget ($) |  | 5649254.8799 |  |  | 5318211.7067 |  |  |  | Base Year
2013
Net Participant Cost ($) |  |  |  |  | 860119.1526 |  |  |  | SDG&E 2013 v1c4-Draft.xls
Program Impacts | [9 empty] | Program Impacts (Gross)
| Wtd Annual Net kWh | Lifecycle Net kWh | Wtd Annual Net Therms | Lifecycle Net Therms | Wtd Net Jul-Sept Pk** (kW) | Wtd Net Dec-Feb Pk** (kW) |  | Wtd User Entered kW |  |  | Wtd Annual Gross kWh | Lifecycle Gross kWh | Wtd Annual Gross Therms | Lifecycle Gross Therms | Wtd User Entered kW
2013 | 1543691.1426 | 14814630.136 | -1518.2377 | -27263.5637 | 503.3926 | 199.4467 |  | 527.8387 |  | 2013 | 2048887.8412 | 19696479.4762 | -1857.1043 | -32578.7326 | 710.1406
2014 | 1404100.2001 | 13695036.9985 | -1968.4773 | -34012.689 | 458.3705 | 181.0991 |  | 480.8009 |  | 2014 | 1791948.4912 | 17361907.2262 | -2402.7454 | -41008.8695 | 616.351
2013-2014 | 2947791.3426 | 28509667.1344 | -3486.715 | -61276.2527 | 961.7631 | 380.5458 |  | 1008.6396 |  | 2013-2014 | 3840836.3323 | 37058386.7024 | -4259.8497 | -73587.6021 | 1326.4916
Cost Effectiveness (Lifecycle Present Value Dollars)
|  | Benefits |  |  | Benefit - Cost
| Cost | Electric | Gas | Incentives | NPV | B/C Ratio | Notes
Program TRC ($) | 6178330.8593 | 2901509.7469 | -36867.7939 | NA | -3313688.9063 | 0.46366 | *1
Program PAC ($) | 5318211.7067 | 2901509.7469 | -36867.7939 | NA | -2453569.7537 | 0.53865 | *1,2
Program RIM ($) | 8401908.7298 | 2901509.7469 | -36867.7939 | NA | -5537266.7768 | 0.34095 | *1
*1 B/C Ratio is an approximation because any supply cost increases are treated as negative benefits rather than as a cost as in the Standard Practice Manual
*2 PAC benefits include environmental costs. This is to be consistent with the TRC benefits, but is not strictly consistent with the Standard Practice Manual.
Levelized Cost and Benefit (All Measures Installed through 2023)
| Discounted Savings |  |  |  | Benefit - Cost
| kWh | Therms | Cost | Benefits | NPV
TRC ($/kWh ) | 18582616.6634 |  | 0.24299 | 0.15614 | -0.086847
PAC ($/kWh) | 18582616.6634 |  | 0.20262 | 0.15614 | -0.046477
RIM ($/kWh) | 18582616.6634 |  | 0.45796 | 0.15614 | -0.30182
TRC ($/therm) |  | -34718.616 | -0.080592 | 1.0619 | 1.1425
PAC ($/therm) |  | -34718.616 | -0.080189 | 1.0619 | 1.1421
RIM ($/therm) |  | -34718.616 | 3.1145 | 1.0619 | -2.0526
Wtd Avg Emissions Reductions | [9 empty] | Wtd Avg Emissions Reductions (Gross)
| Electric Reductions |  |  | Gas Reductions | [6 empty] | Electric Reductions |  |  | Gas Reductions
Annual Reductions | CO2 (tons) | NOX (lbs) | PM-10 (lbs) | CO2 (tons) | NOX (lbs) |  |  |  |  | Annual Reductions | CO2 (tons) | NOX (lbs) | PM-10 (lbs) | CO2 (tons) | NOX (lbs)
2013 | 780.6991 | 189.2175 | 103.0371 | -8.8817 | -13.9548 | * annual reductions are the units |  |  |  | 2013 | 1036.2897 | 251.1651 | 136.77 | -10.8641 | -17.0894 | * annual reductions are the units
2014 | 710.0408 | 172.0906 | 93.7117 | -11.5156 | -18.1362 | implemented in the year, times |  |  |  | 2014 | 906.2344 | 219.6416 | 119.6055 | -14.0561 | -22.1528 | implemented in the year, times
2015 | 0 | 0 | 0 | 0 | 0 | the annual emission reduction |  |  |  | 2015 | 0 | 0 | 0 | 0 | 0 | the annual emission reduction
2016 | 0 | 0 | 0 | 0 | 0 | for the measure, weighted |  |  |  | 2016 | 0 | 0 | 0 | 0 | 0 | for the measure, weighted for
2017 | 0 | 0 | 0 | 0 | 0 | for dual baseline. |  |  |  | 2017 | 0 | 0 | 0 | 0 | 0 | split baseline performance
2018 | 0 | 0 | 0 | 0 | 0 |  |  |  |  | 2018 | 0 | 0 | 0 | 0 | 0
2019 | 0 | 0 | 0 | 0 | 0 |  |  |  |  | 2019 | 0 | 0 | 0 | 0 | 0
2020 | 0 | 0 | 0 | 0 | 0 |  |  |  |  | 2020 | 0 | 0 | 0 | 0 | 0
2021 | 0 | 0 | 0 | 0 | 0 |  |  |  |  | 2021 | 0 | 0 | 0 | 0 | 0
2022 | 0 | 0 | 0 | 0 | 0 |  |  |  |  | 2022 | 0 | 0 | 0 | 0 | 0
2023 | 0 | 0 | 0 | 0 | 0 |  |  |  |  | 2023 | 0 | 0 | 0 | 0 | 0
Total Annual | 1490.7399 | 361.3081 | 196.7488 | -20.3973 | -32.091 |  |  |  |  | Total Annual | 1942.5241 | 470.8067 | 256.3755 | -24.9201 | -39.2421
Lifecycle Reductions | [9 empty] | Lifecycle Reductions
2013 | 7491.3274 | 1815.6476 | 988.7116 | -159.4918 | -251.0445 |  |  |  |  | 2013 | 9960.9993 | 2414.2179 | 1314.6604 | -194.4959 | -306.486
2014 | 6924.5778 | 1678.2651 | 913.9142 | -198.9742 | -313.7235 |  |  |  |  | 2014 | 8779.2705 | 2127.7753 | 1158.6988 | -242.3452 | -382.3884
2015 | 0 | 0 | 0 | 0 | 0 |  |  |  |  | 2015 | 0 | 0 | 0 | 0 | 0
2016 | 0 | 0 | 0 | 0 | 0 |  |  |  |  | 2016 | 0 | 0 | 0 | 0 | 0
2017 | 0 | 0 | 0 | 0 | 0 |  |  |  |  | 2017 | 0 | 0 | 0 | 0 | 0
2018 | 0 | 0 | 0 | 0 | 0 |  |  |  |  | 2018 | 0 | 0 | 0 | 0 | 0
2019 | 0 | 0 | 0 | 0 | 0 |  |  |  |  | 2019 | 0 | 0 | 0 | 0 | 0
2020 | 0 | 0 | 0 | 0 | 0 |  |  |  |  | 2020 | 0 | 0 | 0 | 0 | 0
2021 | 0 | 0 | 0 | 0 | 0 |  |  |  |  | 2021 | 0 | 0 | 0 | 0 | 0
2022 | 0 | 0 | 0 | 0 | 0 |  |  |  |  | 2022 | 0 | 0 | 0 | 0 | 0
2023 | 0 | 0 | 0 | 0 | 0 |  |  |  |  | 2023 | 0 | 0 | 0 | 0 | 0
Total Lifecycle | 14415.9052 | 3493.9127 | 1902.6259 | -358.4661 | -564.768 |  |  |  |  | Total Lifecycle | 18740.2698 | 4541.9932 | 2473.3592 | -436.8411 | -688.8744
Reductions based on total annual installations | [9 empty] | Wtd Avg Reductions based on total annual installations (Gross)
| Annual Wtd Avg Net kWh | Lifecycle Net kWh | Annual Wtd Avg Net Therms | Lifecycle Net Therms | Net July-Sept Wtd Avg Peak** (kW) | Net Wtd Avg Dec-Feb** (kW) |  | Wtd Avg User Entered kW | Net Annual NCP (kW) |  | Wtd Avg Annual Gross kWh | Wtd Avg Lifecycle Gross kWh | Wtd Avg Annual Gross Therms | Wtd Avg Lifecycle Gross Therms | Wtd Avg User Entered kW
2013 | 1543691.1426 | 14814630.136 | -1518.2377 | -27263.5637 | 503.3926 | 199.4467 |  | 527.8387 | 283.3745 | 2013 | 2048887.8412 | 19696479.4762 | -1857.1043 | -32578.7326 | 710.1406
2014 | 1404100.2001 | 13695036.9985 | -1968.4773 | -34012.689 | 458.3705 | 181.0991 |  | 480.8009 | 544.9402 | 2014 | 1791948.4912 | 17361907.2262 | -2402.7454 | -41008.8695 | 616.351
2015 | 0 | 0 | 0 | 0 | 0 | 0 |  | 0 | 261.5657 | 2015 | 0 | 0 | 0 | 0 | 0
2016 | 0 | 0 | 0 | 0 | 0 | 0 |  | 0 | -35.1221 | 2016 | 0 | 0 | 0 | 0 | 0
2017 | 0 | 0 | 0 | 0 | 0 | 0 |  | 0 | -140.7428 | 2017 | 0 | 0 | 0 | 0 | 0
2018 | 0 | 0 | 0 | 0 | 0 | 0 |  | 0 | -125.478 | 2018 | 0 | 0 | 0 | 0 | 0
2019 | 0 | 0 | 0 | 0 | 0 | 0 |  | 0 | -79.7715 | 2019 | 0 | 0 | 0 | 0 | 0
2020 | 0 | 0 | 0 | 0 | 0 | 0 |  | 0 | -65.1813 | 2020 | 0 | 0 | 0 | 0 | 0
2021 | 0 | 0 | 0 | 0 | 0 | 0 |  | 0 | 0 | 2021 | 0 | 0 | 0 | 0 | 0
2022 | 0 | 0 | 0 | 0 | 0 | 0 |  | 0 | 0 | 2022 | 0 | 0 | 0 | 0 | 0
2023 | 0 | 0 | 0 | 0 | 0 | 0 |  | 0 | -0.17901 | 2023 | 0 | 0 | 0 | 0 | 0
Total | 2947791.3426 | 28509667.1344 | -3486.715 | -61276.2527 | 961.7631 | 380.5458 |  | 1008.6396 | 643.4056 | Total | 3840836.3323 | 37058386.7024 | -4259.8497 | -73587.6021 | 1326.4916
Wtd Average Net Impacts by Sector (All Measures Installed through 2023) | [9 empty] | Gross Savings for Goal Attainment - kWh
| Annual Wtd Avg Net kWh | Lifecycle Net kWh | Annual Wtd Avg Net Therms | Lifecycle Net Therms | Net July-Sept Wtd Avg Peak** (kW) | Net Wtd Avg Dec-Feb** (kW) |  | Wtd Avg User Entered kW | TRC Lifecycle Net Benefits* ($) |  | 1st Year Annual Savings | Decay of single or first baseline | 2nd Baseline Savings | 2nd Baseline Decay | Total Cumulative | Net Annual Savings
Total | 2947791.3426 | 28509667.1344 | -3486.715 | -61276.2527 | 961.7631 | 380.5458 |  | 1008.6396 | -3313688.9063 |  | kWh | kWh | kWh | kWh | kWh | kWh
RES | 0 | 0 | 0 | 0 | 0 | 0 |  | 0 | 0 | 2013 | 2100324.9745 |  | 0 | 0 | 2100324.9745 | 2100324.9745
NON_RES | 0 | 0 | 0 | 0 | 0 | 0 |  | 0 | 0 | 2014 | 3960938.699 | 0 | 0 | 0 | 3960938.699 | 1860613.7245
Residential | 0 | 0 | 0 | 0 | 0 | 0 |  | 0 | 0 | 2015 | 3960938.699 | 0 | 0 | 0 | 3960938.699 | 0
Commercial | 2947791.3426 | 28509667.1344 | -3486.715 | -61276.2527 | 943.5439 | 373.4788 |  | 1008.6396 | -3194811.9484 | 2016 | 3960938.699 | -321572.3823 | 7684.5312 | 0 | 3647050.8479 | -313887.8511
Industrial | 0 | 0 | 0 | 0 | 0 | 0 |  | 0 | 0 | 2017 | 3960938.699 | -840254.7566 | 21958.375 | 0 | 3142642.3174 | -504408.5305
Agricultural | 0 | 0 | 0 | 0 | 0 | 0 |  | 0 | 0 | 2018 | 3960938.699 | -1211459.3682 | 43479 | 0 | 2792958.3308 | -349683.9866
Not Used | 0 | 0 | 0 | 0 | 0 | 0 |  | 0 | 0 | 2019 | 3960938.699 | -1526187.3597 | 84383.2437 | 0 | 2519134.583 | -273823.7478
0 | 0 | 0 | 0 | 0 | 0 | 0 |  | 0 | 0 | 2020 | 3960938.699 | -1651750.1066 | 103265.6 | 0 | 2412454.1924 | -106680.3906
0 | 0 | 0 | 0 | 0 | 0 | 0 |  | 0 | 0 | 2021 | 3960938.699 | -1651750.1066 | 103265.6 | 0 | 2412454.1924 | 0
0 | 0 | 0 | 0 | 0 | 0 | 0 |  | 0 | 0 | 2022 | 3960938.699 | -1651750.1066 | 103265.6 | 0 | 2412454.1924 | 0
0 | 0 | 0 | 0 | 0 | 0 | 0 |  | 0 | 0
0 | 0 | 0 | 0 | 0 | 0 | 0 |  | 0 | 0 | Gross Savings for Goal Attainment - kW
0 | 0 | 0 | 0 | 0 | 0 | 0 |  | 0 | 0 |  | 1st Year Annual | Decay or single or | 2nd Baseline | 2nd Baseline | Total | Net Annual
0 | 0 | 0 | 0 | 0 | 0 | 0 |  | 0 | 0 |  | Savings | first baseline | Savings | Decay | Cummulative | Savings
0 | 0 | 0 | 0 | 0 | 0 | 0 |  | 0 | 0 |  | kW | kW | kW | kW | kW | kW
0 | 0 | 0 | 0 | 0 | 0 | 0 |  | 0 | 0 | 2013 | 731.7717 |  | 0 | 0 | 731.7717 | 731.7717
0 | 0 | 0 | 0 | 0 | 0 | 0 | 0 | 0 | 0 | 2014 | 1379.4277 | 0 | 0 | 0 | 1379.4277 | 647.656
0 | 0 | 0 | 0 | 0 | 0 | 0 | 0 | 0 | 0 | 2015 | 1379.4277 | 0 | 0 | 0 | 1379.4277 | 0
0 | 0 | 0 | 0 | 0 | 0 | 0 | 0 | 0 | 0 | 2016 | 1379.4277 | -77.7845 | 3.1217 | 0 | 1304.7649 | -74.6628
0 | 0 | 0 | 0 | 0 | 0 | 0 | 0 | 0 | 0 | 2017 | 1379.4277 | -205.3677 | 8.9723 | 0 | 1183.0323 | -121.7326
0 | 0 | 0 | 0 | 0 | 0 | 0 | 0 | 0 | 0 | 2018 | 1379.4277 | -302.9496 | 19.2158 | 0 | 1095.6938 | -87.3385
0 | 0 | 0 | 0 | 0 | 0 | 0 | 0 | 0 | 0 | 2019 | 1379.4277 | -401.2093 | 41.985 | 0 | 1020.2034 | -75.4904
0 | 0 | 0 | 0 | 0 | 0 | 0 | 0 | 0 | 0 | 2020 | 1379.4277 | -442.5127 | 52.8181 | 0 | 989.733 | -30.4704
Other and upspecified | 0 | 0 | 0 | 0 | 18.2192 | 7.067 | 0 | 0 | -118876.9579 | 2021 | 1379.4277 | -442.5127 | 52.8181 | 0 | 989.733 | 0
* Include program-level and admin costs allocated based to total gas and electric programs at the measure level. | [9 empty] | 2022 | 1379.4277 | -442.5127 | 52.8181 | 0 | 989.733 | 0
**These values are only approximations if there are dual baseline measures in the program
Net Impacts by CPUC End Use Categories (All Measures Installed through 2023) | [9 empty] | Gross Savings for Goal Attainment - Therms
| Annual Wtd Avg Net kWh | Lifecycle Net kWh | Annual Wtd Avg Net Therms | Lifecycle Net Therms | Net July-Sept Wtd Avg Peak** (kW) | Net Wtd Avg Dec-Feb** (kW) |  | Wtd Avg User Entered kW | TRC Lifecycle Net Benefits* ($) |  | 1st Year Annual Savings | Decay of single or first baseline | 2nd Baseline Savings | 2nd Baseline Decay | Total Cumulative | Net Annual Savings
Total | 2947791.3426 | 28509667.1344 | -3486.715 | -61276.2527 | 961.7631 | 380.5458 |  | 1008.6396 | -3313688.9063 |  | Therms | Therms | Therms | Therms | Therms | Therms
Clothes Dryer | 0 | 0 | 0 | 0 | 0 | 0 |  | 0 | 0 | 2013 | -1914.5645 |  | 0 | 0 | -1914.5645 | -1914.5645
Clothes Washer | 0 | 0 | 0 | 0 | 0 | 0 |  | 0 | 0 | 2014 | -4349.6467 | 0 | 0 | 0 | -4349.6467 | -2435.0823
Consumer Electronics | 0 | 0 | 0 | 0 | 0 | 0 |  | 0 | 0 | 2015 | -4349.6467 | 0 | 0 | 0 | -4349.6467 | 0
Cooking | 0 | 0 | 0 | 0 | 0 | 0 |  | 0 | 0 | 2016 | -4349.6467 | 23.9602 | -7.7005 | 0 | -4333.387 | 16.2597
Dishwasher | 0 | 0 | 0 | 0 | 0 | 0 |  | 0 | 0 | 2017 | -4349.6467 | 52.2453 | -17.0336 | 0 | -4314.435 | 18.952
Other Appliance | 0 | 0 | 0 | 0 | 0 | 0 |  | 0 | 0 | 2018 | -4349.6467 | -167.3388 | -37.0033 | 0 | -4553.9887 | -239.5537
Office Equipment | 0 | 0 | 0 | 0 | 0 | 0 |  | 0 | 0 | 2019 | -4349.6467 | -552.1854 | -59.0194 | 0 | -4960.8515 | -406.8627
Building shell | 0 | 0 | 0 | 0 | 0 | 0 |  | 0 | 0 | 2020 | -4349.6467 | -701.0388 | -66.0579 | 0 | -5116.7434 | -155.8919
Space Cooling | 2945338.2426 | 28482683.0344 | -3486.715 | -61276.2527 | 943.5439 | 373.4788 |  | 1007.6298 | -3193073.3928 | 2021 | -4349.6467 | -701.0388 | -66.0579 | 0 | -5116.7434 | 0
Space Heating | 0 | 0 | 0 | 0 | 0 | 0 |  | 0 | 0 | 2022 | -4349.6467 | -701.0388 | -66.0579 | 0 | -5116.7434 | 0
Ventilation | 0 | 0 | 0 | 0 | 0 | 0 |  | 0 | 0
Interior Lighting | 0 | 0 | 0 | 0 | 0 | 0 |  | 0 | 0
Exterior Lighting | 0 | 0 | 0 | 0 | 0 | 0 |  | 0 | 0
Daylighting | 0 | 0 | 0 | 0 | 0 | 0 |  | 0 | 0
Motors | 0 | 0 | 0 | 0 | 0 | 0 |  | 0 | 0
Process | 0 | 0 | 0 | 0 | 0 | 0 |  | 0 | 0
Compressed Air | 0 | 0 | 0 | 0 | 0 | 0 |  | 0 | 0
Food Processor | 0 | 0 | 0 | 0 | 0 | 0 |  | 0 | 0
Refrigeration | 0 | 0 | 0 | 0 | 0 | 0 |  | 0 | 0
Freezers | 0 | 0 | 0 | 0 | 0 | 0 |  | 0 | 0
Pumps | 0 | 0 | 0 | 0 | 0 | 0 |  | 0 | 0
Pool Pump | 0 | 0 | 0 | 0 | 0 | 0 |  | 0 | 0
Domestic Hot Water | 0 | 0 | 0 | 0 | 0 | 0 |  | 0 | 0
Water Heating | 0 | 0 | 0 | 0 | 0 | 0 |  | 0 | 0
Other or unspecified | 2453.1 | 26984.1 | 0 | 0 | 18.2192 | 7.067 | 0 | 1.0098 | -120615.5135
* Include program-level and admin costs allocated based to total gas and electric programs at the measure level.
**These values are only approximations if there are dual baseline measures in the program
Net Impacts by Climate Zone (All Measures Installed through 2023)
| Annual Wtd Avg Net kWh | Lifecycle Net kWh | Annual Wtd Avg Net Therms | Lifecycle Net Therms | Net July-Sept Wtd Avg Peak** (kW) | Net Wtd Avg Dec-Feb** (kW) |  | Wtd Avg User Entered kW | TRC Lifecycle Net Benefits* ($)
Total | 2947791.3426 | 28509667.1344 | -3486.715 | -61276.2527 | 943.5439 | 373.4788 |  | 1008.6396 | -3313688.9063
7 | 0 | 0 | 0 | 0 | 0 | 0 |  | 0 | 0
10 | 0 | 0 | 0 | 0 | 0 | 0 |  | 0 | 0
15 | 0 | 0 | 0 | 0 | 0 | 0 |  | 0 | 0
15 | 0 | 0 | 0 | 0 | 0 | 0 |  | 0 | 0
System | 2947791.3426 | 28509667.1344 | -3486.715 | -61276.2527 | 943.5439 | 373.4788 |  | 1008.6396 | -3313688.9063
0 | 0 | 0 | 0 | 0 | 0 | 0 |  | 0 | 0
0 | 0 | 0 | 0 | 0 | 0 | 0 |  | 0 | 0
0 | 0 | 0 | 0 | 0 | 0 | 0 |  | 0 | 0
0 | 0 | 0 | 0 | 0 | 0 | 0 |  | 0 | 0
0 | 0 | 0 | 0 | 0 | 0 | 0 |  | 0 | 0
0 | 0 | 0 | 0 | 0 | 0 | 0 |  | 0 | 0
* Include program-level and admin costs allocated based to total gas and electric programs at the measure level.
Persistent reductions in the summer (3rd Qtr) or winter (4th Qtr) of each year
| Net July-Sept Peak (kW) | Net Annual Dec-Feb (kW)
2013 | 258.8971 | 204.8979
2014 | 756.808 | 393.6918
2015 | 995.8217 | 393.6918
2016 | 931.6922 | 342.5251
2017 | 802.9684 | 290.9875
2018 | 702.9966 | 263.202
2019 | 627.9226 | 231.75
2020 | 588.2262 | 231.75
2021 | 588.2262 | 231.75
2022 | 588.2262 | 231.75
2023 | 587.8993 | 231.4892
2024 | 502.2965 | 163.4505
These values are only approximations if there are dual baseline measures in the program
Monthly Impacts
First Year for Impact Table: | 2013 | These values are only approximations if there are dual baseline measures in the program
| Quarter | Monthly Five Hour Avg or TOU Peak | Net Monthly NCP (kW) |  | Monthly Net kWh | Monthly Net Therms
2013-01-01 | 1 | 0 | 0 |  | 0 | 0
2013-02-01 | 1 | 0 | 0 |  | 0 | 0
2013-03-01 | 1 | 0 | 0 |  | 0 | 0
2013-04-01 | 2 | 51.2245 | 51.2464 |  | 23907.7897 | -0.0070179
2013-05-01 | 2 | 129.4486 | 141.6873 |  | 45817.9411 | -0.0070179
2013-06-01 | 2 | 129.4486 | 141.6873 |  | 45817.9411 | -0.0070179
2013-07-01 | 3 | 258.8971 | 283.3745 |  | 91635.8822 | -0.014036
2013-08-01 | 3 | 258.8971 | 283.3745 |  | 91635.8822 | -0.014036
2013-09-01 | 3 | 258.8971 | 283.3745 |  | 91635.8822 | -0.014036
2013-10-01 | 4 | 153.6735 | 153.7392 |  | 71723.369 | -195.8037
2013-11-01 | 4 | 153.6735 | 153.7392 |  | 71723.369 | -195.8037
2013-12-01 | 4 | 153.6735 | 153.7392 |  | 71723.369 | -195.8037
2014-01-01 | 5 | 204.8979 | 204.9856 |  | 95631.1587 | -261.0716
2014-02-01 | 5 | 204.8979 | 204.9856 |  | 95631.1587 | -261.0716
2014-03-01 | 5 | 204.8979 | 204.9856 |  | 95631.1587 | -261.0716
2014-04-01 | 6 | 252.0964 | 252.2091 |  | 117682.9602 | -0.042846
2014-05-01 | 6 | 637.3011 | 697.5319 |  | 225539.5833 | -0.042846
2014-06-01 | 6 | 637.3011 | 697.5319 |  | 225539.5833 | -0.042846
2014-07-01 | 7 | 756.808 | 828.3147 |  | 267807.4022 | -0.057621
2014-08-01 | 7 | 756.808 | 828.3147 |  | 267807.4022 | -0.057621
2014-09-01 | 7 | 756.808 | 828.3147 |  | 267807.4022 | -0.057621
2014-10-01 | 8 | 346.4934 | 346.6562 |  | 161786.5631 | -510.4661
2014-11-01 | 8 | 346.4934 | 346.6562 |  | 161786.5631 | -510.4661
2014-12-01 | 8 | 346.4934 | 346.6562 |  | 161786.5631 | -510.4661
2015-01-01 | 9 | 393.6918 | 393.8798 |  | 183838.3646 | -593.5976
2015-02-01 | 9 | 393.6918 | 393.8798 |  | 183838.3646 | -593.5976
2015-03-01 | 9 | 393.6918 | 393.8798 |  | 183838.3646 | -593.5976
2015-04-01 | 10 | 393.6918 | 393.8798 |  | 183838.3646 | -0.08717
2015-05-01 | 10 | 995.8217 | 1089.8804 |  | 352343.0401 | -0.08717
2015-06-01 | 10 | 995.8217 | 1089.8804 |  | 352343.0401 | -0.08717
2015-07-01 | 11 | 995.8217 | 1089.8804 |  | 352343.0401 | -0.08717
2015-08-01 | 11 | 995.8217 | 1089.8804 |  | 352343.0401 | -0.08717
2015-09-01 | 11 | 995.8217 | 1089.8804 |  | 352343.0401 | -0.08717
2015-10-01 | 12 | 393.6918 | 393.8798 |  | 183838.3646 | -593.5976
2015-11-01 | 12 | 393.6918 | 393.8798 |  | 183838.3646 | -593.5976
2015-12-01 | 12 | 393.6918 | 393.8798 |  | 183838.3646 | -593.5976
2016-01-01 | 13 | 393.6918 | 393.8798 |  | 183838.3646 | -593.5976
2016-02-01 | 13 | 393.6918 | 393.8798 |  | 183838.3646 | -593.5976
2016-03-01 | 13 | 393.6918 | 393.8798 |  | 183838.3646 | -593.5976
2016-04-01 | 14 | 380.9002 | 381.0881 |  | 177894.0007 | -0.080152
2016-05-01 | 14 | 963.7569 | 1054.7583 |  | 340958.5206 | -0.080152
2016-06-01 | 14 | 963.7569 | 1054.7583 |  | 340958.5206 | -0.080152
2016-07-01 | 15 | 931.6922 | 1019.6362 |  | 329574.001 | -0.073134
2016-08-01 | 15 | 931.6922 | 1019.6362 |  | 329574.001 | -0.073134
2016-09-01 | 15 | 931.6922 | 1019.6362 |  | 329574.001 | -0.073134
2016-10-01 | 16 | 355.3168 | 355.5047 |  | 166005.2731 | -590.6944
2016-11-01 | 16 | 355.3168 | 355.5047 |  | 166005.2731 | -590.6944
2016-12-01 | 16 | 355.3168 | 355.5047 |  | 166005.2731 | -590.6944
2017-01-01 | 17 | 342.5251 | 342.713 |  | 160060.9092 | -589.7267
2017-02-01 | 17 | 342.5251 | 342.713 |  | 160060.9092 | -589.7267
2017-03-01 | 17 | 342.5251 | 342.713 |  | 160060.9092 | -589.7267
2017-04-01 | 18 | 329.6407 | 329.8286 |  | 154073.4628 | -0.044324
2017-05-01 | 18 | 835.2656 | 914.0155 |  | 295337.9318 | -0.044324
2017-06-01 | 18 | 835.2656 | 914.0155 |  | 295337.9318 | -0.044324
2017-07-01 | 19 | 802.9684 | 878.6389 |  | 283870.9015 | -0.029549
2017-08-01 | 19 | 802.9684 | 878.6389 |  | 283870.9015 | -0.029549
2017-09-01 | 19 | 802.9684 | 878.6389 |  | 283870.9015 | -0.029549
2017-10-01 | 20 | 303.8719 | 304.0598 |  | 142098.5701 | -588.1209
2017-11-01 | 20 | 303.8719 | 304.0598 |  | 142098.5701 | -588.1209
2017-12-01 | 20 | 303.8719 | 304.0598 |  | 142098.5701 | -588.1209
2018-01-01 | 21 | 290.9875 | 291.1754 |  | 136111.1237 | -587.5856
2018-02-01 | 21 | 290.9875 | 291.1754 |  | 136111.1237 | -587.5856
2018-03-01 | 21 | 290.9875 | 291.1754 |  | 136111.1237 | -587.5856
2018-04-01 | 22 | 284.0411 | 284.2233 |  | 132855.6591 | 0
2018-05-01 | 22 | 720.6854 | 788.5375 |  | 254693.9009 | 0
2018-06-01 | 22 | 720.6854 | 788.5375 |  | 254693.9009 | 0
2018-07-01 | 23 | 702.9966 | 769.1893 |  | 248450.9607 | 0
2018-08-01 | 23 | 702.9966 | 769.1893 |  | 248450.9607 | 0
2018-09-01 | 23 | 702.9966 | 769.1893 |  | 248450.9607 | 0
2018-10-01 | 24 | 270.1484 | 270.3189 |  | 126344.7298 | -629.5301
2018-11-01 | 24 | 270.1484 | 270.3189 |  | 126344.7298 | -629.5301
2018-12-01 | 24 | 270.1484 | 270.3189 |  | 126344.7298 | -629.5301
2019-01-01 | 25 | 263.202 | 263.3667 |  | 123089.2652 | -643.5116
2019-02-01 | 25 | 263.202 | 263.3667 |  | 123089.2652 | -643.5116
2019-03-01 | 25 | 263.202 | 263.3667 |  | 123089.2652 | -643.5116
2019-04-01 | 26 | 255.339 | 255.5009 |  | 119421.5717 | 0
2019-05-01 | 26 | 647.7709 | 708.7659 |  | 228936.7199 | 0
2019-06-01 | 26 | 647.7709 | 708.7659 |  | 228936.7199 | 0
2019-07-01 | 27 | 627.9226 | 687.0388 |  | 221908.3595 | 0
2019-08-01 | 27 | 627.9226 | 687.0388 |  | 221908.3595 | 0
2019-09-01 | 27 | 627.9226 | 687.0388 |  | 221908.3595 | 0
2019-10-01 | 28 | 239.613 | 239.7691 |  | 112086.1847 | -687.87
2019-11-01 | 28 | 239.613 | 239.7691 |  | 112086.1847 | -687.87
2019-12-01 | 28 | 239.613 | 239.7691 |  | 112086.1847 | -687.87
2020-01-01 | 29 | 231.75 | 231.9032 |  | 108418.4912 | -702.6561
2020-02-01 | 29 | 231.75 | 231.9032 |  | 108418.4912 | -702.6561
2020-03-01 | 29 | 231.75 | 231.9032 |  | 108418.4912 | -702.6561
2020-04-01 | 30 | 231.75 | 231.9032 |  | 108418.4912 | 0
2020-05-01 | 30 | 588.2262 | 643.5846 |  | 207851.6385 | 0
2020-06-01 | 30 | 588.2262 | 643.5846 |  | 207851.6385 | 0
2020-07-01 | 31 | 588.2262 | 643.5846 |  | 207851.6385 | 0
2020-08-01 | 31 | 588.2262 | 643.5846 |  | 207851.6385 | 0
2020-09-01 | 31 | 588.2262 | 643.5846 |  | 207851.6385 | 0
2020-10-01 | 32 | 231.75 | 231.9032 |  | 108418.4912 | -702.6561
2020-11-01 | 32 | 231.75 | 231.9032 |  | 108418.4912 | -702.6561
2020-12-01 | 32 | 231.75 | 231.9032 |  | 108418.4912 | -702.6561
2021-01-01 | 33 | 231.75 | 231.9032 |  | 108418.4912 | -702.6561
2021-02-01 | 33 | 231.75 | 231.9032 |  | 108418.4912 | -702.6561
2021-03-01 | 33 | 231.75 | 231.9032 |  | 108418.4912 | -702.6561
2021-04-01 | 34 | 231.75 | 231.9032 |  | 108418.4912 | 0
2021-05-01 | 34 | 588.2262 | 643.5846 |  | 207851.6385 | 0
2021-06-01 | 34 | 588.2262 | 643.5846 |  | 207851.6385 | 0
2021-07-01 | 35 | 588.2262 | 643.5846 |  | 207851.6385 | 0
2021-08-01 | 35 | 588.2262 | 643.5846 |  | 207851.6385 | 0
2021-09-01 | 35 | 588.2262 | 643.5846 |  | 207851.6385 | 0
2021-10-01 | 36 | 231.75 | 231.9032 |  | 108418.4912 | -702.6561
2021-11-01 | 36 | 231.75 | 231.9032 |  | 108418.4912 | -702.6561
2021-12-01 | 36 | 231.75 | 231.9032 |  | 108418.4912 | -702.6561
2022-01-01 | 37 | 231.75 | 231.9032 |  | 108418.4912 | -702.6561
2022-02-01 | 37 | 231.75 | 231.9032 |  | 108418.4912 | -702.6561
2022-03-01 | 37 | 231.75 | 231.9032 |  | 108418.4912 | -702.6561
2022-04-01 | 38 | 231.75 | 231.9032 |  | 108418.4912 | 0
2022-05-01 | 38 | 588.2262 | 643.5846 |  | 207851.6385 | 0
2022-06-01 | 38 | 588.2262 | 643.5846 |  | 207851.6385 | 0
2022-07-01 | 39 | 588.2262 | 643.5846 |  | 207851.6385 | 0
2022-08-01 | 39 | 588.2262 | 643.5846 |  | 207851.6385 | 0
2022-09-01 | 39 | 588.2262 | 643.5846 |  | 207851.6385 | 0
2022-10-01 | 40 | 231.75 | 231.9032 |  | 108418.4912 | -702.6561
2022-11-01 | 40 | 231.75 | 231.9032 |  | 108418.4912 | -702.6561
2022-12-01 | 40 | 231.75 | 231.9032 |  | 108418.4912 | -702.6561
2023-01-01 | 41 | 231.75 | 231.9032 |  | 108418.4912 | -702.6561
2023-02-01 | 41 | 231.75 | 231.9032 |  | 108418.4912 | -702.6561
2023-03-01 | 41 | 231.75 | 231.9032 |  | 108418.4912 | -702.6561
2023-04-01 | 42 | 231.6848 | 231.838 |  | 108388.1941 | 0
2023-05-01 | 42 | 588.0628 | 643.4056 |  | 207793.6143 | 0
2023-06-01 | 42 | 588.0628 | 643.4056 |  | 207793.6143 | 0
2023-07-01 | 43 | 587.8993 | 643.2266 |  | 207735.5901 | 0
2023-08-01 | 43 | 587.8993 | 643.2266 |  | 207735.5901 | 0
2023-09-01 | 43 | 587.8993 | 643.2266 |  | 207735.5901 | 0
2023-10-01 | 44 | 231.5544 | 231.7076 |  | 108327.6001 | -702.6503
2023-11-01 | 44 | 231.5544 | 231.7076 |  | 108327.6001 | -702.6503
2023-12-01 | 44 | 231.5544 | 231.7076 |  | 108327.6001 | -702.6503

## Input
| SDG&E 2013 v1c4-Draft.xls |  |  |  | Program Budget ($) | [10 empty] | Import file format 5
[5 empty] | a. Administrative Costs | 2013 | 2014 | 2015 | NPV |  |  |  | Nominal | Nominal | Nominal
| Proposer General Information |  |  |  | a.i. Overhead and G&A | 123503.4273 | 123503.4273 |  | 238540.1517 | d. Incentives and Rebates ($) |  |  | 2013 | 2014 | 2015 | NPV |  | Market Effects Adjustments
| Proposer Name |  | SDGE |  | a.ii. Other Admin costs |  |  |  | 0 | d.i. User Input Incentive (treated like admin) | [5 empty] | 0 |  | Adjustment type |  | Uniform
| Program Name |  | 3224-SW-COM-Deemed Incentives-HVAC Commercial SDG&E_COMPLIANCE |  | b. Marketing/Outreach | 55936.811 | 55936.811 |  | 108038.9077 | d.ii. Rebate |  |  | 939583.625 | 1024450.1 | 0 |  |  | Enter Custom values in columns AO through AT
| Service Territory |  | SDG&E |  | c. Direct Implementation (non incentive) |  |  |  |  | d.iii. Direct Install Labor |  |  | 350213.0591 | 308963.0591 | 0 |  |  | Uniform Factors to apply to all measures
| First Year of Program Implementation |  |  | 2013 | c.i. Activity | 1057205.155 | 994678.155 |  | 1983693.7494 | d.iv. Direct Install Materials |  |  | 248750 | 125000 | 0 |  |  |  | Benefit Adj | Cost Adj
| Contact Information |  |  |  | c.ii. Installation |  |  |  | 0 | d.v. Upstream payments |  |  | 109641.25 | 131890 | 0 |  |  | Participant Inside
| Name |  |  |  | c.iii. Hardware & Materials |  |  |  | 0 | Subtotal Incentives and Rebates |  |  | 1648187.9341 | 1590303.1591 | 0 | 2987938.8979 |  | Participant Outside
| Address |  |  |  | c.iv. Rebate Processing and Inspection |  |  |  | 0 | [8 empty] | Non-participant | 5% | 5% | [39 empty] | Formulas for spreading annual installations to quarters
| ZIP code |  |  |  | d. Total Incentives and Rebates | 1648187.9341 | 1590303.1591 | 0 | 2987938.8979 | [8 empty] | Total Factor | 5% | 5% | [39 empty] | 0 | 0 | 0 | 0 | 0 | 0 | 0 | 0 | 0 | 0 | 0 | 0 | 0 | 0 | 0 | 0 | 0 | 0 | 0 | 0 | 0 | 0 | 0 | 0 | 0 | 0 | 0 | 0 | 0 | 0 | 0 | 0 | 0 | 0 | 0 | 0 | 0 | 0 | 0 | 0 | 0 | 0 | 0 | 0
| Telephone |  |  |  | e. EM&V |  |  |  | 0 | f. Costs recovered from other sources | [5 empty] | 0
| Email |  |  |  | Total | 2884833.3274 | 2764421.5524 | 0 | 5318211.7067 | Program Budget w/ Other Costs (a to f) |  |  | 2884833.3274 | 2764421.5524 | 0 | 5318211.7067
[15 empty] | Number of measures that have negative participant cost: | 1 |  |  | Total Excess incentive: | 19418.0012 | [39 empty] | Quarterly Installation Schedule
| Program Inputs | [10 empty] | Transfer | Admin | Admin | Admin | Participant | [8 empty] | Second Baseline (For savings after the RUL) | [7 empty] | Table Lookup Values |  |  |  |  | Benefits Adj Factors |  | Market Effects Adjustments | [8 empty] | Annual Installation Schedule (enter quarterly values to the right) | [10 empty] | 2013 |  |  |  | 2014 |  |  |  | 2015 |  |  |  | 2016 |  |  |  | 2017 |  |  |  | 2018 |  |  |  | 2019 |  |  |  | 2020 |  |  |  | 2021 |  |  |  | 2022 |  |  |  | 2023
| Measure Name | DEER RunID | Climate Zone | Target sector | Measure Electric End Use Shape | CZ, Sector, Measure combination found? | Expected Useful Life for New/ROB, RUL for retrofit. (yrs) | Program Type (To look up Net-to-gross Ratio) | Unit Definition (e.g. homes) | Program Type (NEW/ROB or Early Repl(RET)) | Gross Measure Cost (Total Cost for Retrofit, Incr Cost for New/ROB) ($/unit) | Rebate to end use customer or its assignee ($/unit) | Incentives to entities other than the end use customer or its assignee($/unit) | Direct Install Labor ($/unit) | Direct Install Material ($/unit) | Gross Participant Cost ($/unit) | Gross Unit Annual Electricity Savings (kwh/unit) | Electric Rate Schedule | Demand Scaler | User Entered kW Savings per unit (kW/unit) | Gross Unit Annual Gas Savings (therm/unit) | Gas Sector | Gas Rate Schedule | Gas Savings Profile | Total Life. Can be left blank for single baseline measures (Yrs) | Incremental Cost (relative to standard efficiency default device) ($/unit) | Measure Cost Inflation (%/year escalation) | Early retrofit incremental kWh savings (kWh/unit) | Early retrofit incremental kW savings (kW/unit) | Early retrofit incremental Th savings (Th/unit) | Combustion Type | Expected Useful Life for New/ROB, RUL for retrofit. (yrs) | Net-to-Gross Ratio - kWh | Net-to-Gross Ratio -Therms | Net-to-Gross Ratio - kW | Net-to-Gross Ratio - Therms (overides lookup value) | Net-to-Gross Ratio - Costs | Installation Rate (Blank gets 100%) (IR) | Gross Realization Rate (Blank gets 100%) (GRR) | Benefits - Participants Inside | Benefits - Participants Outside | Benefits- Non-participants | Costs - Participants Inside | Costs - Participants Outside | Costs- Non-participants | Total Benefits Factor | Total Cost Factor | % Eligible for TOU AC adjustment | 2013 | 2014 | 2015 | 2016 | 2017 | 2018 | 2019 | 2020 | 2021 | 2022 | 2023 | Qtr 1 | Qtr 2 | Qtr 3 | Qtr 4 | Qtr 1 | Qtr 2 | Qtr 3 | Qtr 4 | Qtr 1 | Qtr 2 | Qtr 3 | Qtr 4 | Qtr 1 | Qtr 2 | Qtr 3 | Qtr 4 | Qtr 1 | Qtr 2 | Qtr 3 | Qtr 4 | Qtr 1 | Qtr 2 | Qtr 3 | Qtr 4 | Qtr 1 | Qtr 2 | Qtr 3 | Qtr 4 | Qtr 1 | Qtr 2 | Qtr 3 | Qtr 4 | Qtr 1 | Qtr 2 | Qtr 3 | Qtr 4 | Qtr 1 | Qtr 2 | Qtr 3 | Qtr 4 | Qtr 1 | Qtr 2 | Qtr 3 | Qtr 4 | Total Number of Units | Comments
3224 | 416171-Pkg AC <65k Single Phase SEER = 14.0 ER-Rebate | NE-HVAC-airAC-Pkg-lt65kBtuh-14p0seer | System | Commercial | 01-ALC-AllCommercial-Cooling | TRUE |  |  | Ton | ER | 1063.2 | 125 | 0 | 0 | 0 | 938.2 | 759 |  | kWh | 0.264 | -2.45 | Commercial |  | Winter Only | 15 | 113.1 |  | 244 | 0.0606 | -1.38 | Small Boilers (<100 MMBtu/hr Heat Input):Controlled – Flue Gas Recirculation | 3 | 85% | [12 empty] | 0% | 0% | 100% | 6 | 4 | 0 | 0 | 0 | 0 | 0 | 0 | 0 | 0 | 0 | 2013 Qtr 1: 1.5; 2013 Qtr 2: 1.5; 2013 Qtr 3: 1.5; 2013 Qtr 4: 1.5; 2014 Qtr 1: 1; 2014 Qtr 2: 1; 2014 Qtr 3: 1; 2014 Qtr 4: 1 | 10
3224 | 416172-Pkg AC <65k Single Phase SEER = 14.0-UP Stream | NE-HVAC-airAC-Pkg-lt65kBtuh-14p0seer | System | Commercial | 01-ALC-AllCommercial-Cooling | TRUE |  |  | Ton | ROB | 97.8 | 0 | 50 | 0 | 0 | 47.8 | 244 |  | kWh | 0.0606 | -1.38 | Commercial |  | Winter Only | [7 empty] | 15 | 70% | [12 empty] | 0% | 0% | 100% | 33 | 48 | 0 | 0 | 0 | 0 | 0 | 0 | 0 | 0 | 0 | 2013 Qtr 1: 8.25; 2013 Qtr 2: 8.25; 2013 Qtr 3: 8.25; 2013 Qtr 4: 8.25; 2014 Qtr 1: 12; 2014 Qtr 2: 12; 2014 Qtr 3: 12; 2014 Qtr 4: 12 | 81
3224 | 416173-Pkg AC <65k Single Phase SEER = 14.0-Rebate | NE-HVAC-airAC-Pkg-lt65kBtuh-14p0seer | System | Commercial | 01-ALC-AllCommercial-Cooling | TRUE |  |  | Ton | ROB | 97.8 | 50 | 0 | 0 | 0 | 47.8 | 244 |  | kWh | 0.0606 | -1.38 | Commercial |  | Winter Only | [7 empty] | 15 | 70% | [12 empty] | 0% | 0% | 100% | 11 | 16 | 0 | 0 | 0 | 0 | 0 | 0 | 0 | 0 | 0 | 2013 Qtr 1: 2.75; 2013 Qtr 2: 2.75; 2013 Qtr 3: 2.75; 2013 Qtr 4: 2.75; 2014 Qtr 1: 4; 2014 Qtr 2: 4; 2014 Qtr 3: 4; 2014 Qtr 4: 4 | 27
3224 | 416174-Pkg AC <65k Three Phase SEER = 14.0 ER-UP Stream | NE-HVAC-airAC-Pkg-lt65kBtuh3phs-14p0seer | System | Commercial | 01-ALC-AllCommercial-Cooling | TRUE |  |  | Ton | ER | 1063.2 | 0 | 125 | 0 | 0 | 938.2 | 778 |  | kWh | 0.271 | -2.49 | Commercial |  |  | 15 | 113.1 |  | 244 | 0.0606 | -1.38 |  | 5 | 70% | [12 empty] | 0% | 0% | 100% | 2 | 1 | 0 | 0 | 0 | 0 | 0 | 0 | 0 | 0 | 0 | 2013 Qtr 1: 0.5; 2013 Qtr 2: 0.5; 2013 Qtr 3: 0.5; 2013 Qtr 4: 0.5; 2014 Qtr 1: 0.25; 2014 Qtr 2: 0.25; 2014 Qtr 3: 0.25; 2014 Qtr 4: 0.25 | 3
3224 | 416175-Pkg AC <65k Three Phase SEER = 14.0 ER-Rebate | NE-HVAC-airAC-Pkg-lt65kBtuh3phs-14p0seer | System | Commercial | 01-ALC-AllCommercial-Cooling | TRUE |  |  | Ton | ER | 1063.2 | 125 | 0 | 0 | 0 | 938.2 | 778 |  | kWh | 0.271 | -2.49 | Commercial |  |  | 15 | 113.1 |  | 244 | 0.0606 | -1.38 |  | 5 | 85% | [12 empty] | 0% | 0% | 100% | 2 | 1 | 0 | 0 | 0 | 0 | 0 | 0 | 0 | 0 | 0 | 2013 Qtr 1: 0.5; 2013 Qtr 2: 0.5; 2013 Qtr 3: 0.5; 2013 Qtr 4: 0.5; 2014 Qtr 1: 0.25; 2014 Qtr 2: 0.25; 2014 Qtr 3: 0.25; 2014 Qtr 4: 0.25 | 3
3224 | 416176-Pkg AC <65k Three Phase SEER = 14.0-UP Stream | NE-HVAC-airAC-Pkg-lt65kBtuh3phs-14p0seer | System | Commercial | 01-ALC-AllCommercial-Cooling | TRUE |  |  | Ton | ROB | 97.8 | 0 | 50 | 0 | 0 | 47.8 | 244 |  | kWh | 0.0606 | -1.38 | Commercial |  | Winter Only | [7 empty] | 15 | 70% | [12 empty] | 0% | 0% | 100% | 33 | 48 | 0 | 0 | 0 | 0 | 0 | 0 | 0 | 0 | 0 | 2013 Qtr 1: 8.25; 2013 Qtr 2: 8.25; 2013 Qtr 3: 8.25; 2013 Qtr 4: 8.25; 2014 Qtr 1: 12; 2014 Qtr 2: 12; 2014 Qtr 3: 12; 2014 Qtr 4: 12 | 81
3224 | 416177-Pkg AC <65k Three Phase SEER = 14.0-Rebate | NE-HVAC-airAC-Pkg-lt65kBtuh3phs-14p0seer | System | Commercial | 01-ALC-AllCommercial-Cooling | TRUE |  |  | Ton | ROB | 97.8 | 50 | 0 | 0 | 0 | 47.8 | 244 |  | kWh | 0.0606 | -1.38 | Commercial |  | Winter Only | [7 empty] | 15 | 85% | [12 empty] | 0% | 0% | 100% | 350 | 350 | 0 | 0 | 0 | 0 | 0 | 0 | 0 | 0 | 0 | 2013 Qtr 1: 87.5; 2013 Qtr 2: 87.5; 2013 Qtr 3: 87.5; 2013 Qtr 4: 87.5; 2014 Qtr 1: 87.5; 2014 Qtr 2: 87.5; 2014 Qtr 3: 87.5; 2014 Qtr 4: 87.5 | 700
3224 | 416178-Pkg AC or HP <65k Single Phase SEER = 15.0 or 12.5 EER-UP Stream | WPSDGENRHC0023 Rev 0, Rev 0, Msr 1 | System | Commercial | 01-ALC-AllCommercial-Cooling | TRUE |  |  | Ton | ROB | 195.6 | 0 | 150 | 0 | 0 | 45.6 | 264 |  | kWh | 0.08 | -2.74 | Commercial |  | Winter Only | [7 empty] | 15 | 70% | [12 empty] | 0% | 0% | 100% | 198 | 288 | 0 | 0 | 0 | 0 | 0 | 0 | 0 | 0 | 0 | 2013 Qtr 1: 49.5; 2013 Qtr 2: 49.5; 2013 Qtr 3: 49.5; 2013 Qtr 4: 49.5; 2014 Qtr 1: 72; 2014 Qtr 2: 72; 2014 Qtr 3: 72; 2014 Qtr 4: 72 | 486
3224 | 416179-Pkg AC or HP <65k Single Phase SEER = 15.0 or 12.5 EER-Rebate | WPSDGENRHC0023 Rev 0, Rev 0, Msr 1 | System | Commercial | 01-ALC-AllCommercial-Cooling | TRUE |  |  | Ton | ROB | 195.6 | 150 | 0 | 0 | 0 | 45.6 | 264 |  | kWh | 0.08 | -2.74 | Commercial |  | Winter Only | [7 empty] | 15 | 85% | [12 empty] | 0% | 0% | 100% | 198 | 288 | 0 | 0 | 0 | 0 | 0 | 0 | 0 | 0 | 0 | 2013 Qtr 1: 49.5; 2013 Qtr 2: 49.5; 2013 Qtr 3: 49.5; 2013 Qtr 4: 49.5; 2014 Qtr 1: 72; 2014 Qtr 2: 72; 2014 Qtr 3: 72; 2014 Qtr 4: 72 | 486
3224 | 416180-Pkg AC or HP <65k Single Phase SEER = 16.0 or 13 EER-UP Stream | WPSDGENRHC0023 Rev 0, Rev 0, Msr 2 | System | Commercial | 01-ALC-AllCommercial-Cooling | TRUE |  |  | Ton | ROB | 293.4 | 0 | 200 | 0 | 0 | 93.4 | 254 |  | kWh | 0.06 | -3.35 | Commercial | [9 empty] | 15 | 70% | [12 empty] | 0% | 0% | 100% | 72 | 60 | 0 | 0 | 0 | 0 | 0 | 0 | 0 | 0 | 0 | 2013 Qtr 1: 18; 2013 Qtr 2: 18; 2013 Qtr 3: 18; 2013 Qtr 4: 18; 2014 Qtr 1: 15; 2014 Qtr 2: 15; 2014 Qtr 3: 15; 2014 Qtr 4: 15 | 132
3224 | 416181-Pkg AC or HP <65k Single Phase SEER = 16.0 or 13 EER-Rebate | WPSDGENRHC0023 Rev 0, Rev 0, Msr 2 | System | Commercial | 01-ALC-AllCommercial-Cooling | TRUE |  |  | Ton | ROB | 293.4 | 200 | 0 | 0 | 0 | 93.4 | 254 |  | kWh | 0.06 | -3.35 | Commercial | [9 empty] | 15 | 85% | [12 empty] | 0% | 0% | 100% | 22 | 32 | 0 | 0 | 0 | 0 | 0 | 0 | 0 | 0 | 0 | 2013 Qtr 1: 5.5; 2013 Qtr 2: 5.5; 2013 Qtr 3: 5.5; 2013 Qtr 4: 5.5; 2014 Qtr 1: 8; 2014 Qtr 2: 8; 2014 Qtr 3: 8; 2014 Qtr 4: 8 | 54
3224 | 416192-Pkg HP <65k Single Phase SEER = 14.0 ER-UP Stream | dxHP-pkgSEER-lt65kBtuh-14p0seer-8p0hspf | System | Commercial | 01-ALC-AllCommercial-Cooling | TRUE |  |  | Ton | ER | 1063.2 | 0 | 125 | 0 | 0 | 938.2 | 1270 |  | kWh | 0.639 | 0 | Commercial |  |  | 15 | 113.1 |  | 201 | 0.098 | 0 |  | 5 | 70% | [12 empty] | 0% | 0% | 100% | 2 | 1 | 0 | 0 | 0 | 0 | 0 | 0 | 0 | 0 | 0 | 2013 Qtr 1: 0.5; 2013 Qtr 2: 0.5; 2013 Qtr 3: 0.5; 2013 Qtr 4: 0.5; 2014 Qtr 1: 0.25; 2014 Qtr 2: 0.25; 2014 Qtr 3: 0.25; 2014 Qtr 4: 0.25 | 3
3224 | 416193-Pkg HP <65k Single Phase SEER = 14.0 ER-Rebate | dxHP-pkgSEER-lt65kBtuh-14p0seer-8p0hspf | System | Commercial | 01-ALC-AllCommercial-Cooling | TRUE |  |  | Ton | ER | 1063.2 | 125 | 0 | 0 | 0 | 938.2 | 1270 |  | kWh | 0.639 | 0 | Commercial |  | Winter Only | 15 | 113.1 |  | 201 | 0.098 | 0 | Small Boilers (<100 MMBtu/hr Heat Input):Controlled – Flue Gas Recirculation | 3 | 85% | [12 empty] | 0% | 0% | 100% | 2 | 1 | 0 | 0 | 0 | 0 | 0 | 0 | 0 | 0 | 0 | 2013 Qtr 1: 0.5; 2013 Qtr 2: 0.5; 2013 Qtr 3: 0.5; 2013 Qtr 4: 0.5; 2014 Qtr 1: 0.25; 2014 Qtr 2: 0.25; 2014 Qtr 3: 0.25; 2014 Qtr 4: 0.25 | 3
3224 | 416194-Pkg HP <65k Single Phase SEER = 14.0-UP Stream | dxHP-pkgSEER-lt65kBtuh-14p0seer-8p0hspf | System | Commercial | 01-ALC-AllCommercial-Cooling | TRUE |  |  | Ton | ROB | 97.8 | 0 | 50 | 0 | 0 | 47.8 | 201 |  | kWh | 0.098 | 0 | Commercial | [9 empty] | 15 | 70% | [12 empty] | 0% | 0% | 100% | 110 | 107 | 0 | 0 | 0 | 0 | 0 | 0 | 0 | 0 | 0 | 2013 Qtr 1: 27.5; 2013 Qtr 2: 27.5; 2013 Qtr 3: 27.5; 2013 Qtr 4: 27.5; 2014 Qtr 1: 26.75; 2014 Qtr 2: 26.75; 2014 Qtr 3: 26.75; 2014 Qtr 4: 26.75 | 217
3224 | 416195-Pkg HP <65k Single Phase SEER = 14.0-Rebate | dxHP-pkgSEER-lt65kBtuh-14p0seer-8p0hspf | System | Commercial | 01-ALC-AllCommercial-Cooling | TRUE |  |  | Ton | ROB | 97.8 | 50 | 0 | 0 | 0 | 47.8 | 201 |  | kWh | 0.098 | 0 | Commercial | [9 empty] | 15 | 70% | [12 empty] | 0% | 0% | 100% | 11 | 16 | 0 | 0 | 0 | 0 | 0 | 0 | 0 | 0 | 0 | 2013 Qtr 1: 2.75; 2013 Qtr 2: 2.75; 2013 Qtr 3: 2.75; 2013 Qtr 4: 2.75; 2014 Qtr 1: 4; 2014 Qtr 2: 4; 2014 Qtr 3: 4; 2014 Qtr 4: 4 | 27
3224 | 416196-Pkg HP <65k Three Phase SEER = 14.0 ER-UP Stream | dxHP-pkgSEER-lt65kBtuh-14p0seer-8p0hspf | System | Commercial | 01-ALC-AllCommercial-Cooling | TRUE |  |  | Ton | ER | 1063.2 | 0 | 125 | 0 | 0 | 938.2 | 1270 |  | kWh | 0.639 | 0 | Commercial |  |  | 15 | 113.1 |  | 201 | 0.098 | 0 |  | 5 | 70% | [12 empty] | 0% | 0% | 100% | 2 | 1 | 0 | 0 | 0 | 0 | 0 | 0 | 0 | 0 | 0 | 2013 Qtr 1: 0.5; 2013 Qtr 2: 0.5; 2013 Qtr 3: 0.5; 2013 Qtr 4: 0.5; 2014 Qtr 1: 0.25; 2014 Qtr 2: 0.25; 2014 Qtr 3: 0.25; 2014 Qtr 4: 0.25 | 3
3224 | 416197-Pkg HP <65k Three Phase SEER = 14.0 ER-Rebate | dxHP-pkgSEER-lt65kBtuh-14p0seer-8p0hspf | System | Commercial | 01-ALC-AllCommercial-Cooling | TRUE |  |  | Ton | ER | 1063.2 | 125 | 0 | 0 | 0 | 938.2 | 1270 |  | kWh | 0.639 | 0 | Commercial |  |  | 15 | 113.1 |  | 201 | 0.098 | 0 |  | 5 | 85% | [12 empty] | 0% | 0% | 100% | 2 | 1 | 0 | 0 | 0 | 0 | 0 | 0 | 0 | 0 | 0 | 2013 Qtr 1: 0.5; 2013 Qtr 2: 0.5; 2013 Qtr 3: 0.5; 2013 Qtr 4: 0.5; 2014 Qtr 1: 0.25; 2014 Qtr 2: 0.25; 2014 Qtr 3: 0.25; 2014 Qtr 4: 0.25 | 3
3224 | 416198-Pkg HP <65k Three Phase SEER = 14.0-UP Stream | dxHP-pkgSEER-lt65kBtuh-14p0seer-8p0hspf | System | Commercial | 01-ALC-AllCommercial-Cooling | TRUE |  |  | Ton | ROB | 52.35 | 0 | 50 | 0 | 0 | 2.35 | 201 |  | kWh | 0.098 | 0 | Commercial | [9 empty] | 15 | 70% | [12 empty] | 0% | 0% | 100% | 33 | 48 | 0 | 0 | 0 | 0 | 0 | 0 | 0 | 0 | 0 | 2013 Qtr 1: 8.25; 2013 Qtr 2: 8.25; 2013 Qtr 3: 8.25; 2013 Qtr 4: 8.25; 2014 Qtr 1: 12; 2014 Qtr 2: 12; 2014 Qtr 3: 12; 2014 Qtr 4: 12 | 81
3224 | 416199-Pkg HP <65k Three Phase SEER = 14.0-Rebate | dxHP-pkgSEER-lt65kBtuh-14p0seer-8p0hspf | System | Commercial | 01-ALC-AllCommercial-Cooling | TRUE |  |  | Ton | ROB | 52.35 | 50 | 0 | 0 | 0 | 2.35 | 201 |  | kWh | 0.098 | 0 | Commercial | [9 empty] | 15 | 85% | [12 empty] | 0% | 0% | 100% | 11 | 16 | 0 | 0 | 0 | 0 | 0 | 0 | 0 | 0 | 0 | 2013 Qtr 1: 2.75; 2013 Qtr 2: 2.75; 2013 Qtr 3: 2.75; 2013 Qtr 4: 2.75; 2014 Qtr 1: 4; 2014 Qtr 2: 4; 2014 Qtr 3: 4; 2014 Qtr 4: 4 | 27
3224 | 416200-Pkg AC 135-239k EER=11.5 ER-UP Stream | NE-HVAC-airAC-SpltPkg-135to239kBtuh-11p5eer | System | Commercial | 01-ALC-AllCommercial-Cooling | TRUE |  |  | Ton | ER | 738 | 0 | 125 | 0 | 0 | 613 | 800 |  | kWh | 0.284 | -2.74 | Commercial |  | Winter Only | 15 | 86.2 |  | 63.5 | 0.033 | -0.397 | Small Boilers (<100 MMBtu/hr Heat Input):Controlled – Flue Gas Recirculation | 3 | 85% | [12 empty] | 0% | 0% | 100% | 2 | 1 | 0 | 0 | 0 | 0 | 0 | 0 | 0 | 0 | 0 | 2013 Qtr 1: 0.5; 2013 Qtr 2: 0.5; 2013 Qtr 3: 0.5; 2013 Qtr 4: 0.5; 2014 Qtr 1: 0.25; 2014 Qtr 2: 0.25; 2014 Qtr 3: 0.25; 2014 Qtr 4: 0.25 | 3
3224 | 416201-Pkg AC 135-239k EER=11.5 ER-Rebate | NE-HVAC-airAC-SpltPkg-135to239kBtuh-11p5eer | System | Commercial | 01-ALC-AllCommercial-Cooling | TRUE |  |  | Ton | ER | 738 | 125 | 0 | 0 | 0 | 613 | 800 |  | kWh | 0.284 | -2.74 | Commercial |  | Winter Only | 15 | 86.2 |  | 63.5 | 0.033 | -0.397 | Small Boilers (<100 MMBtu/hr Heat Input):Controlled – Flue Gas Recirculation | 3 | 85% | [12 empty] | 0% | 0% | 100% | 2 | 1 | 0 | 0 | 0 | 0 | 0 | 0 | 0 | 0 | 0 | 2013 Qtr 1: 0.5; 2013 Qtr 2: 0.5; 2013 Qtr 3: 0.5; 2013 Qtr 4: 0.5; 2014 Qtr 1: 0.25; 2014 Qtr 2: 0.25; 2014 Qtr 3: 0.25; 2014 Qtr 4: 0.25 | 3
3224 | 416202-Pkg AC 135-239k EER=11.5-UP Stream | NE-HVAC-airAC-SpltPkg-135to239kBtuh-11p5eer | System | Commercial | 01-ALC-AllCommercial-Cooling | TRUE |  |  | Ton | ROB | 86 | 0 | 50 | 0 | 0 | 36 | 63.5 |  | kWh | 0.033 | -0.397 | Commercial | [9 empty] | 15 | 70% | [12 empty] | 0% | 0% | 100% | 33 | 48 | 0 | 0 | 0 | 0 | 0 | 0 | 0 | 0 | 0 | 2013 Qtr 1: 8.25; 2013 Qtr 2: 8.25; 2013 Qtr 3: 8.25; 2013 Qtr 4: 8.25; 2014 Qtr 1: 12; 2014 Qtr 2: 12; 2014 Qtr 3: 12; 2014 Qtr 4: 12 | 81
3224 | 416203-Pkg AC 135-239k EER=11.5-Rebate | NE-HVAC-airAC-SpltPkg-135to239kBtuh-11p5eer | System | Commercial | 01-ALC-AllCommercial-Cooling | TRUE |  |  | Ton | ROB | 86 | 50 | 0 | 0 | 0 | 36 | 63.5 |  | kWh | 0.033 | -0.397 | Commercial | [9 empty] | 15 | 85% | [12 empty] | 0% | 0% | 100% | 11 | 16 | 0 | 0 | 0 | 0 | 0 | 0 | 0 | 0 | 0 | 2013 Qtr 1: 2.75; 2013 Qtr 2: 2.75; 2013 Qtr 3: 2.75; 2013 Qtr 4: 2.75; 2014 Qtr 1: 4; 2014 Qtr 2: 4; 2014 Qtr 3: 4; 2014 Qtr 4: 4 | 27
3224 | 416204-Pkg AC 135-239k EER=12.0 ER-Rebate | NE-HVAC-airAC-SpltPkg-135to239kBtuh-12p0eer | System | Commercial | 01-ALC-AllCommercial-Cooling | TRUE |  |  | Ton | ER | 755 | 125 | 0 | 0 | 0 | 630 | 929 |  | kWh | 0.318 | -3.5 | Commercial |  | Winter Only | 15 | 107.8 |  | 193 | 0.067 | -1.16 | Small Boilers (<100 MMBtu/hr Heat Input):Controlled – Flue Gas Recirculation | 3 | 85% | [12 empty] | 0% | 0% | 100% | 2 | 1 | 0 | 0 | 0 | 0 | 0 | 0 | 0 | 0 | 0 | 2013 Qtr 1: 0.5; 2013 Qtr 2: 0.5; 2013 Qtr 3: 0.5; 2013 Qtr 4: 0.5; 2014 Qtr 1: 0.25; 2014 Qtr 2: 0.25; 2014 Qtr 3: 0.25; 2014 Qtr 4: 0.25 | 3
3224 | 416205-Pkg AC 135-239k EER=12.0-UP Stream | NE-HVAC-airAC-SpltPkg-135to239kBtuh-12p0eer | System | Commercial | 01-ALC-AllCommercial-Cooling | TRUE |  |  | Ton | ROB | 108 | 0 | 50 | 0 | 0 | 58 | 193 |  | kWh | 0.067 | -1.16 | Commercial |  | Winter Only | [7 empty] | 15 | 70% | [12 empty] | 0% | 0% | 100% | 33 | 48 | 0 | 0 | 0 | 0 | 0 | 0 | 0 | 0 | 0 | 2013 Qtr 1: 8.25; 2013 Qtr 2: 8.25; 2013 Qtr 3: 8.25; 2013 Qtr 4: 8.25; 2014 Qtr 1: 12; 2014 Qtr 2: 12; 2014 Qtr 3: 12; 2014 Qtr 4: 12 | 81
3224 | 416206-Pkg AC 135-239k EER=12.0-Rebate | NE-HVAC-airAC-SpltPkg-135to239kBtuh-12p0eer | System | Commercial | 01-ALC-AllCommercial-Cooling | TRUE |  |  | Ton | ROB | 108 | 50 | 0 | 0 | 0 | 58 | 193 |  | kWh | 0.067 | -1.16 | Commercial | [9 empty] | 15 | 85% | [12 empty] | 0% | 0% | 100% | 11 | 16 | 0 | 0 | 0 | 0 | 0 | 0 | 0 | 0 | 0 | 2013 Qtr 1: 2.75; 2013 Qtr 2: 2.75; 2013 Qtr 3: 2.75; 2013 Qtr 4: 2.75; 2014 Qtr 1: 4; 2014 Qtr 2: 4; 2014 Qtr 3: 4; 2014 Qtr 4: 4 | 27
3224 | 416207-Pkg AC 240-759k EER=10.5 ER-UP Stream | NE-HVAC-airAC-SpltPkg-240to759kBtuh-10p5eer | System | Commercial | 01-ALC-AllCommercial-Cooling | TRUE |  |  | Ton | ER | 860 | 0 | 50 | 0 | 0 | 810 | 356 |  | kWh | 0.171 | -0.565 | Commercial |  |  | 15 | 246.8 |  | 56.1 | 0.0419 | 0 |  | 5 | 70% | [12 empty] | 0% | 0% | 100% | 2 | 1 | 0 | 0 | 0 | 0 | 0 | 0 | 0 | 0 | 0 | 2013 Qtr 1: 0.5; 2013 Qtr 2: 0.5; 2013 Qtr 3: 0.5; 2013 Qtr 4: 0.5; 2014 Qtr 1: 0.25; 2014 Qtr 2: 0.25; 2014 Qtr 3: 0.25; 2014 Qtr 4: 0.25 | 3
3224 | 416208-Pkg AC 240-759k EER=10.5 ER-Rebate | NE-HVAC-airAC-SpltPkg-240to759kBtuh-10p5eer | System | Commercial | 01-ALC-AllCommercial-Cooling | TRUE |  |  | Ton | ER | 860 | 50 | 0 | 0 | 0 | 810 | 356 |  | kWh | 0.171 | -0.565 | Commercial |  |  | 15 | 246.8 |  | 56.1 | 0.0419 | 0 |  | 5 | 85% | [12 empty] | 0% | 0% | 100% | 2 | 1 | 0 | 0 | 0 | 0 | 0 | 0 | 0 | 0 | 0 | 2013 Qtr 1: 0.5; 2013 Qtr 2: 0.5; 2013 Qtr 3: 0.5; 2013 Qtr 4: 0.5; 2014 Qtr 1: 0.25; 2014 Qtr 2: 0.25; 2014 Qtr 3: 0.25; 2014 Qtr 4: 0.25 | 3
3224 | 416209-Pkg AC 240-759k EER=10.5-UP Stream | NE-HVAC-airAC-SpltPkg-240to759kBtuh-10p5eer | System | Commercial | 01-ALC-AllCommercial-Cooling | TRUE |  |  | Ton | ROB | 247 | 0 | 50 | 0 | 0 | 197 | 56.1 |  | kWh | 0.0419 | 0 | Commercial | [9 empty] | 15 | 70% | [12 empty] | 0% | 0% | 100% | 82.5 | 120 | 0 | 0 | 0 | 0 | 0 | 0 | 0 | 0 | 0 | 2013 Qtr 1: 20.625; 2013 Qtr 2: 20.625; 2013 Qtr 3: 20.625; 2013 Qtr 4: 20.625; 2014 Qtr 1: 30; 2014 Qtr 2: 30; 2014 Qtr 3: 30; 2014 Qtr 4: 30 | 202.5
3224 | 416210-Pkg AC 240-759k EER=10.5-Rebate | NE-HVAC-airAC-SpltPkg-240to759kBtuh-10p5eer | System | Commercial | 01-ALC-AllCommercial-Cooling | TRUE |  |  | Ton | ROB | 247 | 50 | 0 | 0 | 0 | 197 | 56.1 |  | kWh | 0.0419 | 0 | Commercial | [9 empty] | 15 | 85% | [12 empty] | 0% | 0% | 100% | 11 | 16 | 0 | 0 | 0 | 0 | 0 | 0 | 0 | 0 | 0 | 2013 Qtr 1: 2.75; 2013 Qtr 2: 2.75; 2013 Qtr 3: 2.75; 2013 Qtr 4: 2.75; 2014 Qtr 1: 4; 2014 Qtr 2: 4; 2014 Qtr 3: 4; 2014 Qtr 4: 4 | 27
3224 | 416211-Pkg AC 240-759k EER=10.8 ER-UP Stream | NE-HVAC-airAC-SpltPkg-240to759kBtuh-10p8eer | System | Commercial | 01-ALC-AllCommercial-Cooling | TRUE |  |  | Ton | ER | 915 | 0 | 50 | 0 | 0 | 865 | 382 |  | kWh | 0.189 | -0.565 | Commercial |  |  | 15 | 117.4 |  | 81.6 | 0.0602 | 0 |  | 5 | 70% | [12 empty] | 0% | 0% | 100% | 2 | 1 | 0 | 0 | 0 | 0 | 0 | 0 | 0 | 0 | 0 | 2013 Qtr 1: 0.5; 2013 Qtr 2: 0.5; 2013 Qtr 3: 0.5; 2013 Qtr 4: 0.5; 2014 Qtr 1: 0.25; 2014 Qtr 2: 0.25; 2014 Qtr 3: 0.25; 2014 Qtr 4: 0.25 | 3
3224 | 416212-Pkg AC 240-759k EER=10.8 ER-Rebate | NE-HVAC-airAC-SpltPkg-240to759kBtuh-10p8eer | System | Commercial | 01-ALC-AllCommercial-Cooling | TRUE |  |  | Ton | ER | 915 | 50 | 0 | 0 | 0 | 865 | 382 |  | kWh | 0.189 | -0.565 | Commercial |  |  | 15 | 117.4 |  | 81.6 | 0.0602 | 0 |  | 5 | 85% | [12 empty] | 0% | 0% | 100% | 2 | 1 | 0 | 0 | 0 | 0 | 0 | 0 | 0 | 0 | 0 | 2013 Qtr 1: 0.5; 2013 Qtr 2: 0.5; 2013 Qtr 3: 0.5; 2013 Qtr 4: 0.5; 2014 Qtr 1: 0.25; 2014 Qtr 2: 0.25; 2014 Qtr 3: 0.25; 2014 Qtr 4: 0.25 | 3
3224 | 416213-Pkg AC 240-759k EER=10.8-UP Stream | NE-HVAC-airAC-SpltPkg-240to759kBtuh-10p8eer | System | Commercial | 01-ALC-AllCommercial-Cooling | TRUE |  |  | Ton | ROB | 117 | 0 | 50 | 0 | 0 | 67 | 81.6 |  | kWh | 0.0602 | 0 | Commercial | [9 empty] | 15 | 70% | [12 empty] | 0% | 0% | 100% | 82.5 | 120 | 0 | 0 | 0 | 0 | 0 | 0 | 0 | 0 | 0 | 2013 Qtr 1: 20.625; 2013 Qtr 2: 20.625; 2013 Qtr 3: 20.625; 2013 Qtr 4: 20.625; 2014 Qtr 1: 30; 2014 Qtr 2: 30; 2014 Qtr 3: 30; 2014 Qtr 4: 30 | 202.5
3224 | 416214-Pkg AC 240-759k EER=10.8-Rebate | NE-HVAC-airAC-SpltPkg-240to759kBtuh-10p8eer | System | Commercial | 01-ALC-AllCommercial-Cooling | TRUE |  |  | Ton | ROB | 117 | 50 | 0 | 0 | 0 | 67 | 81.6 |  | kWh | 0.0602 | 0 | Commercial | [9 empty] | 15 | 85% | [12 empty] | 0% | 0% | 100% | 11 | 16 | 0 | 0 | 0 | 0 | 0 | 0 | 0 | 0 | 0 | 2013 Qtr 1: 2.75; 2013 Qtr 2: 2.75; 2013 Qtr 3: 2.75; 2013 Qtr 4: 2.75; 2014 Qtr 1: 4; 2014 Qtr 2: 4; 2014 Qtr 3: 4; 2014 Qtr 4: 4 | 27
3224 | 416215-Pkg AC 65-89k EER=11.5 ER-UP Stream | NE-HVAC-airAC-SpltPkg-65to89kBtuh-11p5eer | System | Commercial | 01-ALC-AllCommercial-Cooling | TRUE |  |  | Ton | ER | 804 | 0 | 125 | 0 | 0 | 679 | 730 |  | kWh | 0.248 | -2.49 | Commercial |  |  | 15 | 55.3 |  | 91.5 | 0.0628 | 0.0793 |  | 5 | 70% | [12 empty] | 0% | 0% | 100% | 2 | 1 | 0 | 0 | 0 | 0 | 0 | 0 | 0 | 0 | 0 | 2013 Qtr 1: 0.5; 2013 Qtr 2: 0.5; 2013 Qtr 3: 0.5; 2013 Qtr 4: 0.5; 2014 Qtr 1: 0.25; 2014 Qtr 2: 0.25; 2014 Qtr 3: 0.25; 2014 Qtr 4: 0.25 | 3
3224 | 416216-Pkg AC 65-89k EER=11.5 ER-Rebate | NE-HVAC-airAC-SpltPkg-65to89kBtuh-11p5eer | System | Commercial | 01-ALC-AllCommercial-Cooling | TRUE |  |  | Ton | ER | 804 | 125 | 0 | 0 | 0 | 679 | 730 |  | kWh | 0.248 | -2.49 | Commercial |  |  | 15 | 55.3 |  | 91.5 | 0.0628 | 0.0793 |  | 5 | 85% | [12 empty] | 0% | 0% | 100% | 2 | 1 | 0 | 0 | 0 | 0 | 0 | 0 | 0 | 0 | 0 | 2013 Qtr 1: 0.5; 2013 Qtr 2: 0.5; 2013 Qtr 3: 0.5; 2013 Qtr 4: 0.5; 2014 Qtr 1: 0.25; 2014 Qtr 2: 0.25; 2014 Qtr 3: 0.25; 2014 Qtr 4: 0.25 | 3
3224 | 416217-Pkg AC 65-89k EER=11.5-UP Stream | NE-HVAC-airAC-SpltPkg-65to89kBtuh-11p5eer | System | Commercial | 01-ALC-AllCommercial-Cooling | TRUE |  |  | Ton | ROB | 55 | 0 | 50 | 0 | 0 | 5 | 91.5 |  | kWh | 0.0628 | 0.0793 | Commercial | [9 empty] | 15 | 70% | [12 empty] | 0% | 0% | 100% | 200 | 200 | 0 | 0 | 0 | 0 | 0 | 0 | 0 | 0 | 0 | 2013 Qtr 1: 50; 2013 Qtr 2: 50; 2013 Qtr 3: 50; 2013 Qtr 4: 50; 2014 Qtr 1: 50; 2014 Qtr 2: 50; 2014 Qtr 3: 50; 2014 Qtr 4: 50 | 400
3224 | 416218-Pkg AC 65-89k EER=11.5-Rebate | NE-HVAC-airAC-SpltPkg-65to89kBtuh-11p5eer | System | Commercial | 01-ALC-AllCommercial-Cooling | TRUE |  |  | Ton | ROB | 55 | 50 | 0 | 0 | 0 | 5 | 91.5 |  | kWh | 0.0628 | 0.0793 | Commercial | [9 empty] | 15 | 85% | [12 empty] | 0% | 0% | 100% | 200 | 200 | 0 | 0 | 0 | 0 | 0 | 0 | 0 | 0 | 0 | 2013 Qtr 1: 50; 2013 Qtr 2: 50; 2013 Qtr 3: 50; 2013 Qtr 4: 50; 2014 Qtr 1: 50; 2014 Qtr 2: 50; 2014 Qtr 3: 50; 2014 Qtr 4: 50 | 400
3224 | 416219-Pkg AC 65-89k EER=12.0 ER-UP Stream | NE-HVAC-airAC-SpltPkg-65to89kBtuh-12p0eer | System | Commercial | 01-ALC-AllCommercial-Cooling | TRUE |  |  | Ton | ER | 818 | 0 | 125 | 0 | 0 | 693 | 789 |  | kWh | 0.274 | -2.64 | Commercial |  |  | 15 | 69.8 |  | 150 | 0.0898 | -0.0647 |  | 5 | 70% | [12 empty] | 0% | 0% | 100% | 2 | 1 | 0 | 0 | 0 | 0 | 0 | 0 | 0 | 0 | 0 | 2013 Qtr 1: 0.5; 2013 Qtr 2: 0.5; 2013 Qtr 3: 0.5; 2013 Qtr 4: 0.5; 2014 Qtr 1: 0.25; 2014 Qtr 2: 0.25; 2014 Qtr 3: 0.25; 2014 Qtr 4: 0.25 | 3
3224 | 416220-Pkg AC 65-89k EER=12.0 ER-Rebate | NE-HVAC-airAC-SpltPkg-65to89kBtuh-12p0eer | System | Commercial | 01-ALC-AllCommercial-Cooling | TRUE |  |  | Ton | ER | 818 | 125 | 0 | 0 | 0 | 693 | 789 |  | kWh | 0.274 | -2.64 | Commercial |  |  | 15 | 69.8 |  | 150 | 0.0898 | -0.0647 |  | 5 | 85% | [12 empty] | 0% | 0% | 100% | 2 | 1 | 0 | 0 | 0 | 0 | 0 | 0 | 0 | 0 | 0 | 2013 Qtr 1: 0.5; 2013 Qtr 2: 0.5; 2013 Qtr 3: 0.5; 2013 Qtr 4: 0.5; 2014 Qtr 1: 0.25; 2014 Qtr 2: 0.25; 2014 Qtr 3: 0.25; 2014 Qtr 4: 0.25 | 3
3224 | 416221-Pkg AC 65-89k EER=12.0-UP Stream | NE-HVAC-airAC-SpltPkg-65to89kBtuh-12p0eer | System | Commercial | 01-ALC-AllCommercial-Cooling | TRUE |  |  | Ton | ROB | 70 | 0 | 50 | 0 | 0 | 20 | 150 |  | kWh | 0.0898 | -0.0647 | Commercial |  | Winter Only | [7 empty] | 15 | 70% | [12 empty] | 0% | 0% | 100% | 44 | 64 | 0 | 0 | 0 | 0 | 0 | 0 | 0 | 0 | 0 | 2013 Qtr 1: 11; 2013 Qtr 2: 11; 2013 Qtr 3: 11; 2013 Qtr 4: 11; 2014 Qtr 1: 16; 2014 Qtr 2: 16; 2014 Qtr 3: 16; 2014 Qtr 4: 16 | 108
3224 | 416222-Pkg AC 65-89k EER=12.0-Rebate | NE-HVAC-airAC-SpltPkg-65to89kBtuh-12p0eer | System | Commercial | 01-ALC-AllCommercial-Cooling | TRUE |  |  | Ton | ROB | 70 | 50 | 0 | 0 | 0 | 20 | 150 |  | kWh | 0.0898 | -0.0647 | Commercial | [9 empty] | 15 | 85% | [12 empty] | 0% | 0% | 100% | 11 | 16 | 0 | 0 | 0 | 0 | 0 | 0 | 0 | 0 | 0 | 2013 Qtr 1: 2.75; 2013 Qtr 2: 2.75; 2013 Qtr 3: 2.75; 2013 Qtr 4: 2.75; 2014 Qtr 1: 4; 2014 Qtr 2: 4; 2014 Qtr 3: 4; 2014 Qtr 4: 4 | 27
3224 | 416223-Pkg AC 90-134k EER=11.5 ER-Rebate | NE-HVAC-airAC-SpltPkg-90to134kBtuh-11p5eer | System | Commercial | 01-ALC-AllCommercial-Cooling | TRUE |  |  | Ton | ER | 863 | 125 | 0 | 0 | 0 | 738 | 746 |  | kWh | 0.249 | -2.5 | Commercial |  |  | 15 | 109.7 |  | 100 | 0.0643 | 0.0774 |  | 5 | 85% | [12 empty] | 0% | 0% | 100% | 2 | 1 | 0 | 0 | 0 | 0 | 0 | 0 | 0 | 0 | 0 | 2013 Qtr 1: 0.5; 2013 Qtr 2: 0.5; 2013 Qtr 3: 0.5; 2013 Qtr 4: 0.5; 2014 Qtr 1: 0.25; 2014 Qtr 2: 0.25; 2014 Qtr 3: 0.25; 2014 Qtr 4: 0.25 | 3
3224 | 416224-Pkg AC 90-134k EER=11.5-UP Stream | NE-HVAC-airAC-SpltPkg-90to134kBtuh-11p5eer | System | Commercial | 01-ALC-AllCommercial-Cooling | TRUE |  |  | Ton | ROB | 151 | 0 | 50 | 0 | 0 | 101 | 100 |  | kWh | 0.0643 | 0.0774 | Commercial | [9 empty] | 15 | 70% | [12 empty] | 0% | 0% | 100% | 33 | 48 | 0 | 0 | 0 | 0 | 0 | 0 | 0 | 0 | 0 | 2013 Qtr 1: 8.25; 2013 Qtr 2: 8.25; 2013 Qtr 3: 8.25; 2013 Qtr 4: 8.25; 2014 Qtr 1: 12; 2014 Qtr 2: 12; 2014 Qtr 3: 12; 2014 Qtr 4: 12 | 81
3224 | 416225-Pkg AC 90-134k EER=11.5-Rebate | NE-HVAC-airAC-SpltPkg-90to134kBtuh-11p5eer | System | Commercial | 01-ALC-AllCommercial-Cooling | TRUE |  |  | Ton | ROB | 151 | 50 | 0 | 0 | 0 | 101 | 100 |  | kWh | 0.0643 | 0.0774 | Commercial | [9 empty] | 15 | 85% | [12 empty] | 0% | 0% | 100% | 44 | 64 | 0 | 0 | 0 | 0 | 0 | 0 | 0 | 0 | 0 | 2013 Qtr 1: 11; 2013 Qtr 2: 11; 2013 Qtr 3: 11; 2013 Qtr 4: 11; 2014 Qtr 1: 16; 2014 Qtr 2: 16; 2014 Qtr 3: 16; 2014 Qtr 4: 16 | 108
3224 | 416226-Pkg AC 90-134k EER=12.0 ER-UP Stream | NE-HVAC-airAC-SpltPkg-90to134kBtuh-12p0eer | System | Commercial | 01-ALC-AllCommercial-Cooling | TRUE |  |  | Ton | ER | 904 | 0 | 125 | 0 | 0 | 779 | 790 |  | kWh | 0.275 | -2.64 | Commercial |  | Winter Only | 15 | 150.6 |  | 144 | 0.0908 | -0.0664 |  | 5 | 70% | [12 empty] | 0% | 0% | 100% | 2 | 1 | 0 | 0 | 0 | 0 | 0 | 0 | 0 | 0 | 0 | 2013 Qtr 1: 0.5; 2013 Qtr 2: 0.5; 2013 Qtr 3: 0.5; 2013 Qtr 4: 0.5; 2014 Qtr 1: 0.25; 2014 Qtr 2: 0.25; 2014 Qtr 3: 0.25; 2014 Qtr 4: 0.25 | 3
3224 | 416227-Pkg AC 90-134k EER=12.0 ER-Rebate | NE-HVAC-airAC-SpltPkg-90to134kBtuh-12p0eer | System | Commercial | 01-ALC-AllCommercial-Cooling | TRUE |  |  | Ton | ER | 904 | 125 | 0 | 0 | 0 | 779 | 790 |  | kWh | 0.275 | -2.64 | Commercial |  | Winter Only | 15 | 150.6 |  | 144 | 0.0908 | -0.0664 | Small Boilers (<100 MMBtu/hr Heat Input):Controlled – Flue Gas Recirculation | 3 | 85% | [12 empty] | 0% | 0% | 100% | 2 | 1 | 0 | 0 | 0 | 0 | 0 | 0 | 0 | 0 | 0 | 2013 Qtr 1: 0.5; 2013 Qtr 2: 0.5; 2013 Qtr 3: 0.5; 2013 Qtr 4: 0.5; 2014 Qtr 1: 0.25; 2014 Qtr 2: 0.25; 2014 Qtr 3: 0.25; 2014 Qtr 4: 0.25 | 3
3224 | 416228-Pkg AC 90-134k EER=12.0-UP Stream | NE-HVAC-airAC-SpltPkg-90to134kBtuh-12p0eer | System | Commercial | 01-ALC-AllCommercial-Cooling | TRUE |  |  | Ton | ROB | 150.6429 | 0 | 50 | 0 | 0 | 100.6429 | 144 |  | kWh | 0.0908 | -0.0664 | Commercial |  | Winter Only | [7 empty] | 15 | 70% | [12 empty] | 0% | 0% | 100% | 33 | 48 | 0 | 0 | 0 | 0 | 0 | 0 | 0 | 0 | 0 | 2013 Qtr 1: 8.25; 2013 Qtr 2: 8.25; 2013 Qtr 3: 8.25; 2013 Qtr 4: 8.25; 2014 Qtr 1: 12; 2014 Qtr 2: 12; 2014 Qtr 3: 12; 2014 Qtr 4: 12 | 81
3224 | 416229-Pkg AC 90-134k EER=12.0-Rebate | NE-HVAC-airAC-SpltPkg-90to134kBtuh-12p0eer | System | Commercial | 01-ALC-AllCommercial-Cooling | TRUE |  |  | Ton | ROB | 151 | 50 | 0 | 0 | 0 | 101 | 144 |  | kWh | 0.0908 | -0.0664 | Commercial |  | Winter Only | [7 empty] | 15 | 85% | [12 empty] | 0% | 0% | 100% | 11 | 16 | 0 | 0 | 0 | 0 | 0 | 0 | 0 | 0 | 0 | 2013 Qtr 1: 2.75; 2013 Qtr 2: 2.75; 2013 Qtr 3: 2.75; 2013 Qtr 4: 2.75; 2014 Qtr 1: 4; 2014 Qtr 2: 4; 2014 Qtr 3: 4; 2014 Qtr 4: 4 | 27
3224 | 416230-Pkg HP 135-239k EER=11.5 ER-UP Stream | dxHP-pkgEER-135to239kBtuh-11p5eer-3p2cop | System | Commercial | 01-ALC-AllCommercial-Cooling | TRUE |  |  | Ton | ER | 738 | 0 | 125 | 0 | 0 | 613 | 433 |  | kWh | 0.227 | -4.27e-05 | Commercial |  |  | 15 | 86.2 |  | 61.7 | 0.0523 | 0 |  | 5 | 70% | [12 empty] | 0% | 0% | 100% | 2 | 1 | 0 | 0 | 0 | 0 | 0 | 0 | 0 | 0 | 0 | 2013 Qtr 1: 0.5; 2013 Qtr 2: 0.5; 2013 Qtr 3: 0.5; 2013 Qtr 4: 0.5; 2014 Qtr 1: 0.25; 2014 Qtr 2: 0.25; 2014 Qtr 3: 0.25; 2014 Qtr 4: 0.25 | 3
3224 | 416231-Pkg HP 135-239k EER=11.5 ER-Rebate | dxHP-pkgEER-135to239kBtuh-11p5eer-3p2cop | System | Commercial | 01-ALC-AllCommercial-Cooling | TRUE |  |  | Ton | ER | 738 | 125 | 0 | 0 | 0 | 613 | 433 |  | kWh | 0.227 | -4.27e-05 | Commercial |  |  | 15 | 86.2 |  | 61.7 | 0.0523 | 0 |  | 5 | 85% | [12 empty] | 0% | 0% | 100% | 2 | 1 | 0 | 0 | 0 | 0 | 0 | 0 | 0 | 0 | 0 | 2013 Qtr 1: 0.5; 2013 Qtr 2: 0.5; 2013 Qtr 3: 0.5; 2013 Qtr 4: 0.5; 2014 Qtr 1: 0.25; 2014 Qtr 2: 0.25; 2014 Qtr 3: 0.25; 2014 Qtr 4: 0.25 | 3
3224 | 416232-Pkg HP 135-239k EER=11.5-UP Stream | dxHP-pkgEER-135to239kBtuh-11p5eer-3p2cop | System | Commercial | 01-ALC-AllCommercial-Cooling | TRUE |  |  | Ton | ROB | 86 | 0 | 50 | 0 | 0 | 36 | 61.7 |  | kWh | 0.0523 | 0 | Commercial | [9 empty] | 15 | 70% | [12 empty] | 0% | 0% | 100% | 33 | 48 | 0 | 0 | 0 | 0 | 0 | 0 | 0 | 0 | 0 | 2013 Qtr 1: 8.25; 2013 Qtr 2: 8.25; 2013 Qtr 3: 8.25; 2013 Qtr 4: 8.25; 2014 Qtr 1: 12; 2014 Qtr 2: 12; 2014 Qtr 3: 12; 2014 Qtr 4: 12 | 81
3224 | 416233-Pkg HP 135-239k EER=11.5-Rebate | dxHP-pkgEER-135to239kBtuh-11p5eer-3p2cop | System | Commercial | 01-ALC-AllCommercial-Cooling | TRUE |  |  | Ton | ROB | 86 | 50 | 0 | 0 | 0 | 36 | 61.7 |  | kWh | 0.0523 | 0 | Commercial | [9 empty] | 15 | 85% | [12 empty] | 0% | 0% | 100% | 11 | 16 | 0 | 0 | 0 | 0 | 0 | 0 | 0 | 0 | 0 | 2013 Qtr 1: 2.75; 2013 Qtr 2: 2.75; 2013 Qtr 3: 2.75; 2013 Qtr 4: 2.75; 2014 Qtr 1: 4; 2014 Qtr 2: 4; 2014 Qtr 3: 4; 2014 Qtr 4: 4 | 27
3224 | 416234-Pkg HP 135-239k EER=12.0 ER-UP Stream | dxHP-pkgEER-135to239kBtuh-12p0eer-3p2cop | System | Commercial | 01-ALC-AllCommercial-Cooling | TRUE |  |  | Ton | ER | 755 | 0 | 125 | 0 | 0 | 630 | 463 |  | kWh | 0.253 | -4.27e-05 | Commercial |  |  | 15 | 107.8 |  | 91.9 | 0.0779 | 0 |  | 5 | 70% | [12 empty] | 0% | 0% | 100% | 2 | 1 | 0 | 0 | 0 | 0 | 0 | 0 | 0 | 0 | 0 | 2013 Qtr 1: 0.5; 2013 Qtr 2: 0.5; 2013 Qtr 3: 0.5; 2013 Qtr 4: 0.5; 2014 Qtr 1: 0.25; 2014 Qtr 2: 0.25; 2014 Qtr 3: 0.25; 2014 Qtr 4: 0.25 | 3
3224 | 416235-Pkg HP 135-239k EER=12.0 ER-Rebate | dxHP-pkgEER-135to239kBtuh-12p0eer-3p2cop | System | Commercial | 01-ALC-AllCommercial-Cooling | TRUE |  |  | Ton | ER | 755 | 125 | 0 | 0 | 0 | 630 | 463 |  | kWh | 0.253 | -4.27e-05 | Commercial |  |  | 15 | 107.8 |  | 91.9 | 0.0779 | 0 |  | 5 | 85% | [12 empty] | 0% | 0% | 100% | 2 | 1 | 0 | 0 | 0 | 0 | 0 | 0 | 0 | 0 | 0 | 2013 Qtr 1: 0.5; 2013 Qtr 2: 0.5; 2013 Qtr 3: 0.5; 2013 Qtr 4: 0.5; 2014 Qtr 1: 0.25; 2014 Qtr 2: 0.25; 2014 Qtr 3: 0.25; 2014 Qtr 4: 0.25 | 3
3224 | 416236-Pkg HP 135-239k EER=12.0-UP Stream | dxHP-pkgEER-135to239kBtuh-12p0eer-3p2cop | System | Commercial | 01-ALC-AllCommercial-Cooling | TRUE |  |  | Ton | ROB | 108 | 0 | 50 | 0 | 0 | 58 | 91.9 |  | kWh | 0.0779 | 0 | Commercial | [9 empty] | 15 | 70% | [12 empty] | 0% | 0% | 100% | 33 | 48 | 0 | 0 | 0 | 0 | 0 | 0 | 0 | 0 | 0 | 2013 Qtr 1: 8.25; 2013 Qtr 2: 8.25; 2013 Qtr 3: 8.25; 2013 Qtr 4: 8.25; 2014 Qtr 1: 12; 2014 Qtr 2: 12; 2014 Qtr 3: 12; 2014 Qtr 4: 12 | 81
3224 | 416237-Pkg HP 135-239k EER=12.0-Rebate | dxHP-pkgEER-135to239kBtuh-12p0eer-3p2cop | System | Commercial | 01-ALC-AllCommercial-Cooling | TRUE |  |  | Ton | ROB | 108 | 50 | 0 | 0 | 0 | 58 | 91.9 |  | kWh | 0.0779 | 0 | Commercial | [9 empty] | 15 | 85% | [12 empty] | 0% | 0% | 100% | 11 | 16 | 0 | 0 | 0 | 0 | 0 | 0 | 0 | 0 | 0 | 2013 Qtr 1: 2.75; 2013 Qtr 2: 2.75; 2013 Qtr 3: 2.75; 2013 Qtr 4: 2.75; 2014 Qtr 1: 4; 2014 Qtr 2: 4; 2014 Qtr 3: 4; 2014 Qtr 4: 4 | 27
3224 | 416238-Pkg HP 240-759k EER=10.5 ER-UP Stream | dxHP-pkgEER-240to759kBtuh-10p5eer-3p2cop | System | Commercial | 01-ALC-AllCommercial-Cooling | TRUE |  |  | Ton | ER | 860 | 0 | 50 | 0 | 0 | 810 | 373 |  | kWh | 0.176 | -4.27e-05 | Commercial |  |  | 15 | 246.8 |  | 83.7 | 0.071 | 0 |  | 5 | 70% | [12 empty] | 0% | 0% | 100% | 2 | 1 | 0 | 0 | 0 | 0 | 0 | 0 | 0 | 0 | 0 | 2013 Qtr 1: 0.5; 2013 Qtr 2: 0.5; 2013 Qtr 3: 0.5; 2013 Qtr 4: 0.5; 2014 Qtr 1: 0.25; 2014 Qtr 2: 0.25; 2014 Qtr 3: 0.25; 2014 Qtr 4: 0.25 | 3
3224 | 416239-Pkg HP 240-759k EER=10.5 ER-Rebate | dxHP-pkgEER-240to759kBtuh-10p5eer-3p2cop | System | Commercial | 01-ALC-AllCommercial-Cooling | TRUE |  |  | Ton | ER | 860 | 75 | 0 | 0 | 0 | 785 | 373 |  | kWh | 0.176 | -4.27e-05 | Commercial |  |  | 15 | 246.8 |  | 83.7 | 0.071 | 0 |  | 5 | 85% | [12 empty] | 0% | 0% | 0% | 2 | 1 | 0 | 0 | 0 | 0 | 0 | 0 | 0 | 0 | 0 | 2013 Qtr 1: 0.5; 2013 Qtr 2: 0.5; 2013 Qtr 3: 0.5; 2013 Qtr 4: 0.5; 2014 Qtr 1: 0.25; 2014 Qtr 2: 0.25; 2014 Qtr 3: 0.25; 2014 Qtr 4: 0.25 | 3
3224 | 416240-Pkg HP 240-759k EER=10.5-UP Stream | dxHP-pkgEER-240to759kBtuh-10p5eer-3p2cop | System | Commercial | 01-ALC-AllCommercial-Cooling | TRUE |  |  | Ton | ROB | 247 | 0 | 50 | 0 | 0 | 197 | 83.7 |  | kWh | 0.071 | 0 | Commercial | [9 empty] | 15 | 70% | [12 empty] | 0% | 0% | 0% | 33 | 48 | 0 | 0 | 0 | 0 | 0 | 0 | 0 | 0 | 0 | 2013 Qtr 1: 8.25; 2013 Qtr 2: 8.25; 2013 Qtr 3: 8.25; 2013 Qtr 4: 8.25; 2014 Qtr 1: 12; 2014 Qtr 2: 12; 2014 Qtr 3: 12; 2014 Qtr 4: 12 | 81
3224 | 416241-Pkg HP 240-759k EER=10.5-Rebate | dxHP-pkgEER-240to759kBtuh-10p5eer-3p2cop | System | Commercial | 01-ALC-AllCommercial-Cooling | TRUE |  |  | Ton | ROB | 247 | 50 | 0 | 0 | 0 | 197 | 83.7 |  | kWh | 0.071 | 0 | Commercial |  | Annual | [6 empty] | Small Boilers (<100 MMBtu/hr Heat Input):Uncontrolled | 15 | 85% | [12 empty] | 0% | 0% | 100% | 11 | 16 | 0 | 0 | 0 | 0 | 0 | 0 | 0 | 0 | 0 | 2013 Qtr 1: 2.75; 2013 Qtr 2: 2.75; 2013 Qtr 3: 2.75; 2013 Qtr 4: 2.75; 2014 Qtr 1: 4; 2014 Qtr 2: 4; 2014 Qtr 3: 4; 2014 Qtr 4: 4 | 27
3224 | 416242-Pkg HP 240-759k EER=10.8 ER-UP Stream | dxHP-pkgEER-240to759kBtuh-10p8eer-3p2cop | System | Commercial | 01-ALC-AllCommercial-Cooling | TRUE |  |  | Ton | ER | 915 | 0 | 50 | 0 | 0 | 865 | 395 |  | kWh | 0.194 | -4.27e-05 | Commercial |  |  | 15 | 117.4 |  | 106 | 0.0897 | 0 |  | 5 | 70% | [12 empty] | 0% | 0% | 100% | 2 | 1 | 0 | 0 | 0 | 0 | 0 | 0 | 0 | 0 | 0 | 2013 Qtr 1: 0.5; 2013 Qtr 2: 0.5; 2013 Qtr 3: 0.5; 2013 Qtr 4: 0.5; 2014 Qtr 1: 0.25; 2014 Qtr 2: 0.25; 2014 Qtr 3: 0.25; 2014 Qtr 4: 0.25 | 3
3224 | 416243-Pkg HP 240-759k EER=10.8 ER-Rebate | dxHP-pkgEER-240to759kBtuh-10p8eer-3p2cop | System | Commercial | 11-HTL-Lodging–Hotel(GuestRooms)-COOL | TRUE |  |  | Ton | ER | 915 | 75 | 0 | 0 | 0 | 840 | 395 |  | kWh | 0.194 | -4.27e-05 | Commercial |  |  | 15 | 117.4 |  | 106 | 0.0897 | 0 |  | 5 | 85% | [12 empty] | 0% | 0% | 100% | 2 | 1 | 0 | 0 | 0 | 0 | 0 | 0 | 0 | 0 | 0 | 2013 Qtr 1: 0.5; 2013 Qtr 2: 0.5; 2013 Qtr 3: 0.5; 2013 Qtr 4: 0.5; 2014 Qtr 1: 0.25; 2014 Qtr 2: 0.25; 2014 Qtr 3: 0.25; 2014 Qtr 4: 0.25 | 3
3224 | 416244-Pkg HP 240-759k EER=10.8-UP Stream | dxHP-pkgEER-240to759kBtuh-10p8eer-3p2cop | System | Commercial | 11-HTL-Lodging–Hotel(GuestRooms)-COOL | TRUE |  |  | Ton | ROB | 117 | 0 | 50 | 0 | 0 | 67 | 106 |  | kWh | 0.0897 | 0 | Commercial | [9 empty] | 15 | 70% | [12 empty] | 0% | 0% | 100% | 33 | 48 | 0 | 0 | 0 | 0 | 0 | 0 | 0 | 0 | 0 | 2013 Qtr 1: 8.25; 2013 Qtr 2: 8.25; 2013 Qtr 3: 8.25; 2013 Qtr 4: 8.25; 2014 Qtr 1: 12; 2014 Qtr 2: 12; 2014 Qtr 3: 12; 2014 Qtr 4: 12 | 81
3224 | 416245-Pkg HP 240-759k EER=10.8-Rebate | dxHP-pkgEER-240to759kBtuh-10p8eer-3p2cop | System | Commercial | 11-HTL-Lodging–Hotel(GuestRooms)-COOL | TRUE |  |  | Ton | ROB | 117 | 50 | 0 | 0 | 0 | 67 | 106 |  | kWh | 0.0897 | 0 | Commercial | [9 empty] | 15 | 85% | [12 empty] | 0% | 0% | 100% | 11 | 16 | 0 | 0 | 0 | 0 | 0 | 0 | 0 | 0 | 0 | 2013 Qtr 1: 2.75; 2013 Qtr 2: 2.75; 2013 Qtr 3: 2.75; 2013 Qtr 4: 2.75; 2014 Qtr 1: 4; 2014 Qtr 2: 4; 2014 Qtr 3: 4; 2014 Qtr 4: 4 | 27
3224 | 416246-Pkg HP 65-89k EER=11.5 ER-UP Stream | dxHP-pkgEER-65to89kBtuh-11p5eer-3p4cop | System | Commercial | 11-HTL-Lodging–Hotel(GuestRooms)-COOL | TRUE |  |  | Ton | ER | 804 | 0 | 125 | 0 | 0 | 679 | 376 |  | kWh | 0.197 | 0 | Commercial |  |  | 15 | 55.3 |  | 48.3 | 0.0284 | 0 |  | 5 | 70% | [12 empty] | 0% | 0% | 100% | 2 | 1 | 0 | 0 | 0 | 0 | 0 | 0 | 0 | 0 | 0 | 2013 Qtr 1: 0.5; 2013 Qtr 2: 0.5; 2013 Qtr 3: 0.5; 2013 Qtr 4: 0.5; 2014 Qtr 1: 0.25; 2014 Qtr 2: 0.25; 2014 Qtr 3: 0.25; 2014 Qtr 4: 0.25 | 3
3224 | 416247-Pkg HP 65-89k EER=11.5 ER-Rebate | dxHP-pkgEER-65to89kBtuh-11p5eer-3p4cop | System | Commercial | 11-HTL-Lodging–Hotel(GuestRooms)-COOL | TRUE |  |  | Ton | ER | 804 | 125 | 0 | 0 | 0 | 679 | 376 |  | kWh | 0.197 | 0 | Commercial |  |  | 15 | 55.3 |  | 48.3 | 0.0284 | 0 |  | 5 | 85% | [12 empty] | 0% | 0% | 100% | 2 | 1 | 0 | 0 | 0 | 0 | 0 | 0 | 0 | 0 | 0 | 2013 Qtr 1: 0.5; 2013 Qtr 2: 0.5; 2013 Qtr 3: 0.5; 2013 Qtr 4: 0.5; 2014 Qtr 1: 0.25; 2014 Qtr 2: 0.25; 2014 Qtr 3: 0.25; 2014 Qtr 4: 0.25 | 3
3224 | 416248-Pkg HP 65-89k EER=11.5-UP Stream | dxHP-pkgEER-65to89kBtuh-11p5eer-3p4cop | System | Commercial | 11-HTL-Lodging–Hotel(GuestRooms)-COOL | TRUE |  |  | Ton | ROB | 55 | 0 | 50 | 0 | 0 | 5 | 48.3 |  | kWh | 0.0284 | 0 | Commercial | [9 empty] | 15 | 70% | [12 empty] | 0% | 0% | 100% | 33 | 48 | 0 | 0 | 0 | 0 | 0 | 0 | 0 | 0 | 0 | 2013 Qtr 1: 8.25; 2013 Qtr 2: 8.25; 2013 Qtr 3: 8.25; 2013 Qtr 4: 8.25; 2014 Qtr 1: 12; 2014 Qtr 2: 12; 2014 Qtr 3: 12; 2014 Qtr 4: 12 | 81
3224 | 416249-Pkg HP 65-89k EER=11.5-Rebate | dxHP-pkgEER-65to89kBtuh-11p5eer-3p4cop | System | Commercial | 11-HTL-Lodging–Hotel(GuestRooms)-COOL | TRUE |  |  | Ton | ROB | 55 | 50 | 0 | 0 | 0 | 5 | 48.3 |  | kWh | 0.0284 | 0 | Commercial | [9 empty] | 15 | 85% | [12 empty] | 0% | 0% | 100% | 11 | 16 | 0 | 0 | 0 | 0 | 0 | 0 | 0 | 0 | 0 | 2013 Qtr 1: 2.75; 2013 Qtr 2: 2.75; 2013 Qtr 3: 2.75; 2013 Qtr 4: 2.75; 2014 Qtr 1: 4; 2014 Qtr 2: 4; 2014 Qtr 3: 4; 2014 Qtr 4: 4 | 27
3224 | 416250-Pkg HP 65-89k EER=12.0 ER-UP Stream | dxHP-pkgEER-65to89kBtuh-12p0eer-3p4cop | System | Commercial | 11-HTL-Lodging–Hotel(GuestRooms)-COOL | TRUE |  |  | Ton | ER | 818 | 0 | 125 | 0 | 0 | 693 | 421 |  | kWh | 0.223 | 0 | Commercial |  |  | 15 | 69.8 |  | 92.5 | 0.0545 | 0 |  | 5 | 70% | [12 empty] | 0% | 0% | 100% | 2 | 1 | 0 | 0 | 0 | 0 | 0 | 0 | 0 | 0 | 0 | 2013 Qtr 1: 0.5; 2013 Qtr 2: 0.5; 2013 Qtr 3: 0.5; 2013 Qtr 4: 0.5; 2014 Qtr 1: 0.25; 2014 Qtr 2: 0.25; 2014 Qtr 3: 0.25; 2014 Qtr 4: 0.25 | 3
3224 | 416277-Packaged Terminal AC <7k ER-Rebate | D03-084 | System | Commercial | 01-ALC-AllCommercial-Cooling | TRUE |  |  | Ton | ER | 763 | 200 | 0 | 0 | 0 | 563 | 715 |  | kWh | 0.302 | 0 | Commercial |  | Winter Only | 15 | 84 |  | 316 | 0.134 | 0 | Small Boilers (<100 MMBtu/hr Heat Input):Uncontrolled | 5 | 85% | [12 empty] | 0% | 0% | 0% | 6 | 6 | 0 | 0 | 0 | 0 | 0 | 0 | 0 | 0 | 0 | 2013 Qtr 1: 1.5; 2013 Qtr 2: 1.5; 2013 Qtr 3: 1.5; 2013 Qtr 4: 1.5; 2014 Qtr 1: 1.5; 2014 Qtr 2: 1.5; 2014 Qtr 3: 1.5; 2014 Qtr 4: 1.5 | 12
3224 | 416278-Packaged Terminal AC <7k-Rebate | D03-084 | System | Commercial | 01-ALC-AllCommercial-Cooling | TRUE |  |  | Ton | ROB | 84 | 50 | 0 | 0 | 0 | 34 | 316 |  | kWh | 0.134 | 0 | Commercial |  | Winter Only | [6 empty] | Small Boilers (<100 MMBtu/hr Heat Input):Uncontrolled | 15 | 85% | [12 empty] | 0% | 0% | 0% | 6 | 6 | 0 | 0 | 0 | 0 | 0 | 0 | 0 | 0 | 0 | 2013 Qtr 1: 1.5; 2013 Qtr 2: 1.5; 2013 Qtr 3: 1.5; 2013 Qtr 4: 1.5; 2014 Qtr 1: 1.5; 2014 Qtr 2: 1.5; 2014 Qtr 3: 1.5; 2014 Qtr 4: 1.5 | 12
3224 | 416279-Packaged Terminal AC >15k ER-Rebate | D03-100 | System | Commercial | 01-ALC-AllCommercial-Cooling | TRUE |  |  | Ton | ER | 763 | 200 | 0 | 0 | 0 | 563 | 392 |  | kWh | 0.166 | 0 | Commercial |  | Winter Only | 15 | 143 |  | 315 | 0.134 | 0 | Small Boilers (<100 MMBtu/hr Heat Input):Uncontrolled | 5 | 85% | [12 empty] | 0% | 0% | 0% | 6 | 6 | 0 | 0 | 0 | 0 | 0 | 0 | 0 | 0 | 0 | 2013 Qtr 1: 1.5; 2013 Qtr 2: 1.5; 2013 Qtr 3: 1.5; 2013 Qtr 4: 1.5; 2014 Qtr 1: 1.5; 2014 Qtr 2: 1.5; 2014 Qtr 3: 1.5; 2014 Qtr 4: 1.5 | 12
3224 | 416280-Packaged Terminal AC >15k-Rebate | D03-100 | System | Commercial | 01-ALC-AllCommercial-Cooling | TRUE |  |  | Ton | ROB | 100 | 100 | 0 | 0 | 0 | 0 | 315 |  | kWh | 0.134 | 0 | Commercial |  | Winter Only | [6 empty] | Small Boilers (<100 MMBtu/hr Heat Input):Uncontrolled | 15 | 85% | [12 empty] | 0% | 0% | 0% | 6 | 6 | 0 | 0 | 0 | 0 | 0 | 0 | 0 | 0 | 0 | 2013 Qtr 1: 1.5; 2013 Qtr 2: 1.5; 2013 Qtr 3: 1.5; 2013 Qtr 4: 1.5; 2014 Qtr 1: 1.5; 2014 Qtr 2: 1.5; 2014 Qtr 3: 1.5; 2014 Qtr 4: 1.5 | 12
3224 | 416281-Packaged Terminal AC 7-15k ER-Rebate | D03-099 | System | Commercial | 01-ALC-AllCommercial-Cooling | TRUE |  |  | Ton | ER | 763 | 200 | 0 | 0 | 0 | 563 | 580 |  | kWh | 0.245 | 0 | Commercial |  | Winter Only | 15 | 44 |  | 347 | 0.147 | 0 | Small Boilers (<100 MMBtu/hr Heat Input):Controlled – Flue Gas Recirculation | 3 | 85% | [12 empty] | 0% | 0% | 0% | 13.75 | 20 | 0 | 0 | 0 | 0 | 0 | 0 | 0 | 0 | 0 | 2013 Qtr 1: 3.4375; 2013 Qtr 2: 3.4375; 2013 Qtr 3: 3.4375; 2013 Qtr 4: 3.4375; 2014 Qtr 1: 5; 2014 Qtr 2: 5; 2014 Qtr 3: 5; 2014 Qtr 4: 5 | 33.75
3224 | 416282-Packaged Terminal AC 7-15k-Rebate | D03-099 | System | Commercial | 01-ALC-AllCommercial-Cooling | TRUE |  |  | Ton | ROB | 44 | 35 | 0 | 0 | 0 | 9 | 347 |  | kWh | 0.147 | 0 | Commercial |  | Winter Only | [6 empty] | Small Boilers (<100 MMBtu/hr Heat Input):Uncontrolled | 15 | 85% | [12 empty] | 0% | 0% | 0% | 150 | 150 | 0 | 0 | 0 | 0 | 0 | 0 | 0 | 0 | 0 | 2013 Qtr 1: 37.5; 2013 Qtr 2: 37.5; 2013 Qtr 3: 37.5; 2013 Qtr 4: 37.5; 2014 Qtr 1: 37.5; 2014 Qtr 2: 37.5; 2014 Qtr 3: 37.5; 2014 Qtr 4: 37.5 | 300
3224 | 416283-Packaged Terminal HP <7k ER-Rebate | D03-085 | System | Commercial | 01-ALC-AllCommercial-Cooling | TRUE |  |  | Ton | ER | 763 | 200 | 0 | 0 | 0 | 563 | 710 |  | kWh | 0.295 | 0 | Commercial |  | Winter Only | 15 | 124 |  | 327 | 0.135 | 0 | Small Boilers (<100 MMBtu/hr Heat Input):Uncontrolled | 5 | 85% | [12 empty] | 0% | 0% | 0% | 6 | 6 | 0 | 0 | 0 | 0 | 0 | 0 | 0 | 0 | 0 | 2013 Qtr 1: 1.5; 2013 Qtr 2: 1.5; 2013 Qtr 3: 1.5; 2013 Qtr 4: 1.5; 2014 Qtr 1: 1.5; 2014 Qtr 2: 1.5; 2014 Qtr 3: 1.5; 2014 Qtr 4: 1.5 | 12
3224 | 416284-Packaged Terminal HP <7k-Rebate | D03-085 | System | Commercial | 01-ALC-AllCommercial-Cooling | TRUE |  |  | Ton | ROB | 413.8128 | 100 | 0 | 0 | 0 | 313.8128 | 327 |  | kWh | 0.135 | 0 | Commercial |  | Winter Only | [6 empty] | Small Boilers (<100 MMBtu/hr Heat Input):Uncontrolled | 15 | 85% | [12 empty] | 0% | 0% | 0% | 6 | 6 | 0 | 0 | 0 | 0 | 0 | 0 | 0 | 0 | 0 | 2013 Qtr 1: 1.5; 2013 Qtr 2: 1.5; 2013 Qtr 3: 1.5; 2013 Qtr 4: 1.5; 2014 Qtr 1: 1.5; 2014 Qtr 2: 1.5; 2014 Qtr 3: 1.5; 2014 Qtr 4: 1.5 | 12
3224 | 416285-Packaged Terminal HP >15k ER-Rebate | D03-102 | System | Commercial | 01-ALC-AllCommercial-Cooling | TRUE |  |  | Ton | ER | 763 | 200 | 0 | 0 | 0 | 563 | 376 |  | kWh | 0.155 | 0 | Commercial |  | Winter Only | 15 | 353 |  | 304 | 0.125 | 0 | Small Boilers (<100 MMBtu/hr Heat Input):Uncontrolled | 5 | 85% | [12 empty] | 0% | 0% | 0% | 6 | 6 | 0 | 0 | 0 | 0 | 0 | 0 | 0 | 0 | 0 | 2013 Qtr 1: 1.5; 2013 Qtr 2: 1.5; 2013 Qtr 3: 1.5; 2013 Qtr 4: 1.5; 2014 Qtr 1: 1.5; 2014 Qtr 2: 1.5; 2014 Qtr 3: 1.5; 2014 Qtr 4: 1.5 | 12
3224 | 416286-Packaged Terminal HP >15k-Rebate | D03-102 | System | Commercial | 01-ALC-AllCommercial-Cooling | TRUE |  |  | Ton | ROB | 311.6927 | 200 | 0 | 0 | 0 | 111.6927 | 304 |  | kWh | 0.125 | 0 | Commercial |  | Winter Only | [6 empty] | Small Boilers (<100 MMBtu/hr Heat Input):Uncontrolled | 15 | 85% | [12 empty] | 0% | 0% | 0% | 6 | 6 | 0 | 0 | 0 | 0 | 0 | 0 | 0 | 0 | 0 | 2013 Qtr 1: 1.5; 2013 Qtr 2: 1.5; 2013 Qtr 3: 1.5; 2013 Qtr 4: 1.5; 2014 Qtr 1: 1.5; 2014 Qtr 2: 1.5; 2014 Qtr 3: 1.5; 2014 Qtr 4: 1.5 | 12
3224 | 416287-Packaged Terminal HP 7-15k ER-Rebate | D03-101 | System | Commercial | 01-ALC-AllCommercial-Cooling | TRUE |  |  | Ton | ER | 763 | 200 | 0 | 0 | 0 | 563 | 560 |  | kWh | 0.232 | 0 | Commercial |  | Winter Only | 15 | 135 |  | 344 | 0.143 | 0 | Small Boilers (<100 MMBtu/hr Heat Input):Controlled – Flue Gas Recirculation | 3 | 85% | [12 empty] | 0% | 0% | 0% | 13.75 | 20 | 0 | 0 | 0 | 0 | 0 | 0 | 0 | 0 | 0 | 2013 Qtr 1: 3.4375; 2013 Qtr 2: 3.4375; 2013 Qtr 3: 3.4375; 2013 Qtr 4: 3.4375; 2014 Qtr 1: 5; 2014 Qtr 2: 5; 2014 Qtr 3: 5; 2014 Qtr 4: 5 | 33.75
3224 | 416288-Packaged Terminal HP 7-15k-Rebate | D03-101 | System | Commercial | 01-ALC-AllCommercial-Cooling | TRUE |  |  | Ton | ROB | 763 | 100 | 0 | 0 | 0 | 663 | 344 |  | kWh | 0.143 | 0 | Commercial | [9 empty] | 15 | 85% | [12 empty] | 0% | 0% | 0% | 150 | 150 | 0 | 0 | 0 | 0 | 0 | 0 | 0 | 0 | 0 | 2013 Qtr 1: 37.5; 2013 Qtr 2: 37.5; 2013 Qtr 3: 37.5; 2013 Qtr 4: 37.5; 2014 Qtr 1: 37.5; 2014 Qtr 2: 37.5; 2014 Qtr 3: 37.5; 2014 Qtr 4: 37.5 | 300
3224 | 416291-Comb Condenser Fan Coil-DI | WPSDGENRHC1040, Rev 0, Msr 1 | System | Commercial | 01-ALC-AllCommercial-Cooling | TRUE |  |  | Ton | ROB | 11 | 0 | 11 | 0 | 0 | 0 | 40 |  | kWh | 0.015 | 0 | Commercial |  | Winter Only | [6 empty] | Small Boilers (<100 MMBtu/hr Heat Input):Controlled – Flue Gas Recirculation | 3 | 73% |  |  |  |  | 67% | [7 empty] | 0% | 0% | 0% | 13.75 | 20 | 0 | 0 | 0 | 0 | 0 | 0 | 0 | 0 | 0 | 2013 Qtr 1: 3.4375; 2013 Qtr 2: 3.4375; 2013 Qtr 3: 3.4375; 2013 Qtr 4: 3.4375; 2014 Qtr 1: 5; 2014 Qtr 2: 5; 2014 Qtr 3: 5; 2014 Qtr 4: 5 | 33.75
3224 | 416295-Pkg AC <65k Single Phase SEER = 14.0 ER-UP Stream | D03-082 | System | Commercial | 01-ALC-AllCommercial-Cooling | TRUE |  |  | Ton | ER | 1063.2 | 0 | 125 | 0 | 0 | 938.2 | 522 |  | kWh | 0.299 | 0.00193 | Commercial |  |  | 15 | 113.1 |  | 168 | 0.0958 | 0.00184 |  | 5 | 70% | [12 empty] | 0% | 0% | 100% | 2 | 1 | 0 | 0 | 0 | 0 | 0 | 0 | 0 | 0 | 0 | 2013 Qtr 1: 0.5; 2013 Qtr 2: 0.5; 2013 Qtr 3: 0.5; 2013 Qtr 4: 0.5; 2014 Qtr 1: 0.25; 2014 Qtr 2: 0.25; 2014 Qtr 3: 0.25; 2014 Qtr 4: 0.25 | 3
3224 | 416297-Commercial Evap Cool <65k ER-UP Stream | D03-082 | System | Commercial | 01-ALC-AllCommercial-Cooling | TRUE |  |  | Ton | ER | 1331 | 0 | 110 | 0 | 0 | 1221 | 522 |  | kWh | 0.299 | 0.00193 | Commercial |  |  | 15 | 167.9 |  | 168 | 0.0958 | 0.00184 |  | 5 | 70% | [12 empty] | 0% | 0% | 0% | 8 | 8 | 0 | 0 | 0 | 0 | 0 | 0 | 0 | 0 | 0 | 2013 Qtr 1: 2; 2013 Qtr 2: 2; 2013 Qtr 3: 2; 2013 Qtr 4: 2; 2014 Qtr 1: 2; 2014 Qtr 2: 2; 2014 Qtr 3: 2; 2014 Qtr 4: 2 | 16
3224 | 416298-Commercial Evap Cool <65k ER-Rebate | D03-082 | System | Commercial | 01-ALC-AllCommercial-Cooling | TRUE |  |  | Ton | ER | 1331 | 110 | 0 | 0 | 0 | 1221 | 522 |  | kWh | 0.299 | 0.00193 | Commercial |  |  | 15 | 167.9 |  | 168 | 0.0958 | 0.00184 |  | 5 | 85% | [12 empty] | 0% | 0% | 0% | 8 | 106 | 0 | 0 | 0 | 0 | 0 | 0 | 0 | 0 | 0 | 2013 Qtr 1: 2; 2013 Qtr 2: 2; 2013 Qtr 3: 2; 2013 Qtr 4: 2; 2014 Qtr 1: 26.5; 2014 Qtr 2: 26.5; 2014 Qtr 3: 26.5; 2014 Qtr 4: 26.5 | 114
3224 | 416299-Commercial Evap Cool <65k-UP Stream | D03-082 | System | Commercial | 01-ALC-AllCommercial-Cooling | TRUE |  |  | Ton | ROB | 168 | 0 | 50 | 0 | 0 | 118 | 168 |  | kWh | 0.0958 | 0.00184 | Commercial | [9 empty] | 15 | 70% | [12 empty] | 0% | 0% | 0% | 8 | 6 | 0 | 0 | 0 | 0 | 0 | 0 | 0 | 0 | 0 | 2013 Qtr 1: 2; 2013 Qtr 2: 2; 2013 Qtr 3: 2; 2013 Qtr 4: 2; 2014 Qtr 1: 1.5; 2014 Qtr 2: 1.5; 2014 Qtr 3: 1.5; 2014 Qtr 4: 1.5 | 14
3224 | 416300-Commercial Evap Cool <65k-Rebate | D03-083 | System | Commercial | 01-ALC-AllCommercial-Cooling | TRUE |  |  | Ton | ROB | 168 | 80 | 0 | 0 | 0 | 88 | 209 |  | kWh | 0.146 | 0.0037 | Commercial | [9 empty] | 15 | 85% | [12 empty] | 0% | 0% | 0% | 8 | 31 | 0 | 0 | 0 | 0 | 0 | 0 | 0 | 0 | 0 | 2013 Qtr 1: 2; 2013 Qtr 2: 2; 2013 Qtr 3: 2; 2013 Qtr 4: 2; 2014 Qtr 1: 7.75; 2014 Qtr 2: 7.75; 2014 Qtr 3: 7.75; 2014 Qtr 4: 7.75 | 39
3224 | 416301-Commercial Evap Cool >=65k ER-UP Stream | D03-083 | System | Commercial | 01-ALC-AllCommercial-Cooling | TRUE |  |  | Ton | ER | 818 | 0 | 110 | 0 | 0 | 708 | 408 |  | kWh | 0.202 | 0.000735 | Commercial |  |  | 15 | 212.5 |  | 209 | 0.146 | 0.0037 |  | 5 | 70% | [12 empty] | 0% | 0% | 0% | 8 | 6 | 0 | 0 | 0 | 0 | 0 | 0 | 0 | 0 | 0 | 2013 Qtr 1: 2; 2013 Qtr 2: 2; 2013 Qtr 3: 2; 2013 Qtr 4: 2; 2014 Qtr 1: 1.5; 2014 Qtr 2: 1.5; 2014 Qtr 3: 1.5; 2014 Qtr 4: 1.5 | 14
3224 | 416302-Commercial Evap Cool >=65k ER-Rebate | D03-083 | System | Commercial | 01-ALC-AllCommercial-Cooling | TRUE |  |  | Ton | ER | 818 | 110 | 0 | 0 | 0 | 708 | 408 |  | kWh | 0.202 | 0.000735 | Commercial |  |  | 15 | 212.5 |  | 209 | 0.146 | 0.0037 |  | 5 | 85% | [12 empty] | 0% | 0% | 0% | 8 | 74.75 | 0 | 0 | 0 | 0 | 0 | 0 | 0 | 0 | 0 | 2013 Qtr 1: 2; 2013 Qtr 2: 2; 2013 Qtr 3: 2; 2013 Qtr 4: 2; 2014 Qtr 1: 18.6875; 2014 Qtr 2: 18.6875; 2014 Qtr 3: 18.6875; 2014 Qtr 4: 18.6875 | 82.75
3224 | 416303-Commercial Evap Cool >=65k-UP Stream | D03-083 | System | Commercial | 01-ALC-AllCommercial-Cooling | TRUE |  |  | Ton | ROB | 213 | 0 | 50 | 0 | 0 | 163 | 209 |  | kWh | 0.146 | 0.0037 | Commercial | [9 empty] | 15 | 70% | [12 empty] | 0% | 0% | 0% | 8 | 8 | 0 | 0 | 0 | 0 | 0 | 0 | 0 | 0 | 0 | 2013 Qtr 1: 2; 2013 Qtr 2: 2; 2013 Qtr 3: 2; 2013 Qtr 4: 2; 2014 Qtr 1: 2; 2014 Qtr 2: 2; 2014 Qtr 3: 2; 2014 Qtr 4: 2 | 16
3224 | 416304-Commercial Evap Cool >=65k-Rebate | D03-058 | System | Commercial | 01-ALC-AllCommercial-Cooling | TRUE |  |  | Ton | ROB | 213 | 80 | 0 | 0 | 0 | 133 | 372 |  | kWh | 0.00271 | -0.00863 | Commercial | [9 empty] | 15 | 85% | [12 empty] | 0% | 0% | 0% | 8 | 8 | 0 | 0 | 0 | 0 | 0 | 0 | 0 | 0 | 0 | 2013 Qtr 1: 2; 2013 Qtr 2: 2; 2013 Qtr 3: 2; 2013 Qtr 4: 2; 2014 Qtr 1: 2; 2014 Qtr 2: 2; 2014 Qtr 3: 2; 2014 Qtr 4: 2 | 16
3224 | 416305-Commercial Packaged Economizer Retrofit-UP Stream | D03-058 | System | Commercial | 01-ALC-AllCommercial-Cooling | TRUE |  |  | Ton | ROB | 153 | 0 | 50 | 0 | 0 | 103 | 372 |  | kWh | 0.00271 | -0.00863 | Commercial |  | Winter Only | [6 empty] | Small Boilers (<100 MMBtu/hr Heat Input):Uncontrolled | 10 | 85% | [12 empty] | 0% | 0% | 0% | 3 | 3 | 0 | 0 | 0 | 0 | 0 | 0 | 0 | 0 | 0 | 2013 Qtr 1: 0.75; 2013 Qtr 2: 0.75; 2013 Qtr 3: 0.75; 2013 Qtr 4: 0.75; 2014 Qtr 1: 0.75; 2014 Qtr 2: 0.75; 2014 Qtr 3: 0.75; 2014 Qtr 4: 0.75 | 6
3224 | 416306-Commercial Packaged Economizer Retrofit-UP Stream | D03-058 | System | Commercial | 01-ALC-AllCommercial-Cooling | TRUE |  |  | Ton | RET | 153 | 50 | 0 | 0 | 0 | 103 | 372 |  | kWh | 0.00271 | -0.00863 | Commercial |  | Winter Only | [6 empty] | Small Boilers (<100 MMBtu/hr Heat Input):Uncontrolled | 10 | 85% | [12 empty] | 0% | 0% | 0% | 3 | 3 | 0 | 0 | 0 | 0 | 0 | 0 | 0 | 0 | 0 | 2013 Qtr 1: 0.75; 2013 Qtr 2: 0.75; 2013 Qtr 3: 0.75; 2013 Qtr 4: 0.75; 2014 Qtr 1: 0.75; 2014 Qtr 2: 0.75; 2014 Qtr 3: 0.75; 2014 Qtr 4: 0.75 | 6
3224 | 416309-Pkg HP 65-89k EER=12.0 ER-Rebate | dxHP-pkgEER-65to89kBtuh-12p0eer-3p4cop | System | Commercial | 01-ALC-AllCommercial-Cooling | TRUE |  |  | Ton | ER | 818 | 125 | 0 | 0 | 0 | 693 | 421 |  | kWh | 0.223 | 0 | Commercial |  |  | 15 | 69.8 |  | 92.5 | 0.0545 | 0 |  | 5 | 85% | [12 empty] | 0% | 0% | 100% | 2 | 1 | 0 | 0 | 0 | 0 | 0 | 0 | 0 | 0 | 0 | 2013 Qtr 1: 0.5; 2013 Qtr 2: 0.5; 2013 Qtr 3: 0.5; 2013 Qtr 4: 0.5; 2014 Qtr 1: 0.25; 2014 Qtr 2: 0.25; 2014 Qtr 3: 0.25; 2014 Qtr 4: 0.25 | 3
3224 | 416310-Pkg HP 65-89k EER=12.0-UP Stream | dxHP-pkgEER-65to89kBtuh-12p0eer-3p4cop | System | Commercial | 01-ALC-AllCommercial-Cooling | TRUE |  |  | Ton | ROB | 70 | 0 | 50 | 0 | 0 | 20 | 92.5 |  | kWh | 0.0545 | 0 | Commercial | [9 empty] | 15 | 70% | [12 empty] | 0% | 0% | 100% | 8 | 8 | 0 | 0 | 0 | 0 | 0 | 0 | 0 | 0 | 0 | 2013 Qtr 1: 2; 2013 Qtr 2: 2; 2013 Qtr 3: 2; 2013 Qtr 4: 2; 2014 Qtr 1: 2; 2014 Qtr 2: 2; 2014 Qtr 3: 2; 2014 Qtr 4: 2 | 16
3224 | 416311-Pkg HP 65-89k EER=12.0-Rebate | dxHP-pkgEER-65to89kBtuh-12p0eer-3p4cop | System | Commercial | 01-ALC-AllCommercial-Cooling | TRUE |  |  | Ton | ROB | 70 | 50 | 0 | 0 | 0 | 20 | 92.5 |  | kWh | 0.0545 | 0 | Commercial | [9 empty] | 15 | 85% | [12 empty] | 0% | 0% | 100% | 11 | 16 | 0 | 0 | 0 | 0 | 0 | 0 | 0 | 0 | 0 | 2013 Qtr 1: 2.75; 2013 Qtr 2: 2.75; 2013 Qtr 3: 2.75; 2013 Qtr 4: 2.75; 2014 Qtr 1: 4; 2014 Qtr 2: 4; 2014 Qtr 3: 4; 2014 Qtr 4: 4 | 27
3224 | 416312-Pkg HP 90-134k EER=11.5 ER-UP Stream | dxHP-pkgEER-90to134kBtuh-11p5eer-3p4cop | System | Commercial | 01-ALC-AllCommercial-Cooling | TRUE |  |  | Ton | ER | 863 | 0 | 125 | 0 | 0 | 738 | 405 |  | kWh | 0.197 | -4.27e-05 | Commercial |  |  | 15 | 109.7 |  | 33 | 0.028 | 0 |  | 5 | 70% | [12 empty] | 0% | 0% | 100% | 2 | 1 | 0 | 0 | 0 | 0 | 0 | 0 | 0 | 0 | 0 | 2013 Qtr 1: 0.5; 2013 Qtr 2: 0.5; 2013 Qtr 3: 0.5; 2013 Qtr 4: 0.5; 2014 Qtr 1: 0.25; 2014 Qtr 2: 0.25; 2014 Qtr 3: 0.25; 2014 Qtr 4: 0.25 | 3
3224 | 416313-Pkg HP 90-134k EER=11.5 ER-Rebate | dxHP-pkgEER-90to134kBtuh-11p5eer-3p4cop | System | Commercial | 01-ALC-AllCommercial-Cooling | TRUE |  |  | Ton | ER | 863 | 125 | 0 | 0 | 0 | 738 | 405 |  | kWh | 0.197 | -4.27e-05 | Commercial |  |  | 15 | 109.7 |  | 33 | 0.028 | 0 |  | 5 | 85% | [12 empty] | 0% | 0% | 100% | 2 | 1 | 0 | 0 | 0 | 0 | 0 | 0 | 0 | 0 | 0 | 2013 Qtr 1: 0.5; 2013 Qtr 2: 0.5; 2013 Qtr 3: 0.5; 2013 Qtr 4: 0.5; 2014 Qtr 1: 0.25; 2014 Qtr 2: 0.25; 2014 Qtr 3: 0.25; 2014 Qtr 4: 0.25 | 3
3224 | 416314-Pkg HP 90-134k EER=11.5-UP Stream | dxHP-pkgEER-90to134kBtuh-11p5eer-3p4cop | System | Commercial | 01-ALC-AllCommercial-Cooling | TRUE |  |  | Ton | ROB | 151 | 0 | 50 | 0 | 0 | 101 | 33 |  | kWh | 0.028 | 0 | Commercial | [9 empty] | 15 | 70% | [12 empty] | 0% | 0% | 100% | 8 | 8 | 0 | 0 | 0 | 0 | 0 | 0 | 0 | 0 | 0 | 2013 Qtr 1: 2; 2013 Qtr 2: 2; 2013 Qtr 3: 2; 2013 Qtr 4: 2; 2014 Qtr 1: 2; 2014 Qtr 2: 2; 2014 Qtr 3: 2; 2014 Qtr 4: 2 | 16
3224 | 416315-Pkg HP 90-134k EER=11.5-Rebate | dxHP-pkgEER-90to134kBtuh-11p5eer-3p4cop | System | Commercial | 01-ALC-AllCommercial-Cooling | TRUE |  |  | Ton | ROB | 151 | 50 | 0 | 0 | 0 | 101 | 33 |  | kWh | 0.028 | 0 | Commercial | [9 empty] | 15 | 85% | [12 empty] | 0% | 0% | 100% | 11 | 16 | 0 | 0 | 0 | 0 | 0 | 0 | 0 | 0 | 0 | 2013 Qtr 1: 2.75; 2013 Qtr 2: 2.75; 2013 Qtr 3: 2.75; 2013 Qtr 4: 2.75; 2014 Qtr 1: 4; 2014 Qtr 2: 4; 2014 Qtr 3: 4; 2014 Qtr 4: 4 | 27
3224 | 416316-Pkg HP 90-134k EER=12.0 ER-UP Stream | dxHP-pkgEER-90to134kBtuh-12p0eer-3p4cop | System | Commercial | 01-ALC-AllCommercial-Cooling | TRUE |  |  | Ton | ER | 904 | 0 | 125 | 0 | 0 | 779 | 435 |  | kWh | 0.223 | -4.27e-05 | Commercial |  |  | 15 | 150.6 |  | 63.3 | 0.0536 | 0 |  | 5 | 70% | [12 empty] | 0% | 0% | 100% | 2 | 1 | 0 | 0 | 0 | 0 | 0 | 0 | 0 | 0 | 0 | 2013 Qtr 1: 0.5; 2013 Qtr 2: 0.5; 2013 Qtr 3: 0.5; 2013 Qtr 4: 0.5; 2014 Qtr 1: 0.25; 2014 Qtr 2: 0.25; 2014 Qtr 3: 0.25; 2014 Qtr 4: 0.25 | 3
3224 | 416317-Pkg HP 90-134k EER=12.0 ER-Rebate | dxHP-pkgEER-90to134kBtuh-12p0eer-3p4cop | System | Commercial | 01-ALC-AllCommercial-Cooling | TRUE |  |  | Ton | ER | 904 | 125 | 0 | 0 | 0 | 779 | 435 |  | kWh | 0.223 | -4.27e-05 | Commercial |  |  | 15 | 150.6 |  | 63.3 | 0.0536 | 0 |  | 5 | 85% | [12 empty] | 0% | 0% | 100% | 2 | 1 | 0 | 0 | 0 | 0 | 0 | 0 | 0 | 0 | 0 | 2013 Qtr 1: 0.5; 2013 Qtr 2: 0.5; 2013 Qtr 3: 0.5; 2013 Qtr 4: 0.5; 2014 Qtr 1: 0.25; 2014 Qtr 2: 0.25; 2014 Qtr 3: 0.25; 2014 Qtr 4: 0.25 | 3
3224 | 416318-Pkg HP 90-134k EER=12.0-UP Stream | dxHP-pkgEER-90to134kBtuh-12p0eer-3p4cop | System | Commercial | 01-ALC-AllCommercial-Cooling | TRUE |  |  | Ton | ROB | 151 | 0 | 50 | 0 | 0 | 101 | 63.3 |  | kWh | 0.0536 | 0 | Commercial | [9 empty] | 15 | 70% | [12 empty] | 0% | 0% | 100% | 8 | 8 | 0 | 0 | 0 | 0 | 0 | 0 | 0 | 0 | 0 | 2013 Qtr 1: 2; 2013 Qtr 2: 2; 2013 Qtr 3: 2; 2013 Qtr 4: 2; 2014 Qtr 1: 2; 2014 Qtr 2: 2; 2014 Qtr 3: 2; 2014 Qtr 4: 2 | 16
3224 | 416319-Pkg HP 90-134k EER=12.0-Rebate | dxHP-pkgEER-90to134kBtuh-12p0eer-3p4cop | System | Commercial | 01-ALC-AllCommercial-Cooling | TRUE |  |  | Ton | ROB | 151 | 50 | 0 | 0 | 0 | 101 | 63.3 |  | kWh | 0.0536 | 0 | Commercial | [9 empty] | 15 | 85% | [12 empty] | 0% | 0% | 100% | 11 | 16 | 0 | 0 | 0 | 0 | 0 | 0 | 0 | 0 | 0 | 2013 Qtr 1: 2.75; 2013 Qtr 2: 2.75; 2013 Qtr 3: 2.75; 2013 Qtr 4: 2.75; 2014 Qtr 1: 4; 2014 Qtr 2: 4; 2014 Qtr 3: 4; 2014 Qtr 4: 4 | 27
3224 | 416328-Split AC <65k Single Phase SEER = 14.0 ER-UP Stream | NE-HVAC-airAC-Split-lt65kBtuh-14p0seer | System | Commercial | 01-ALC-AllCommercial-Cooling | TRUE |  |  | Ton | ER | 1063.2 | 0 | 125 | 0 | 0 | 938.2 | 711 |  | kWh | 0.244 | -2.33 | Commercial |  | Winter Only | 15 | 113.1 |  | 244 | 0.0606 | -1.38 |  | 5 | 70% | [12 empty] | 0% | 0% | 100% | 2 | 1 | 0 | 0 | 0 | 0 | 0 | 0 | 0 | 0 | 0 | 2013 Qtr 1: 0.5; 2013 Qtr 2: 0.5; 2013 Qtr 3: 0.5; 2013 Qtr 4: 0.5; 2014 Qtr 1: 0.25; 2014 Qtr 2: 0.25; 2014 Qtr 3: 0.25; 2014 Qtr 4: 0.25 | 3
3224 | 416329-Split AC <65k Single Phase SEER = 14.0 ER-Rebate | NE-HVAC-airAC-Split-lt65kBtuh-14p0seer | System | Commercial | 01-ALC-AllCommercial-Cooling | TRUE |  |  | Ton | ER | 1063.2 | 125 | 0 | 0 | 0 | 938.2 | 711 |  | kWh | 0.244 | -2.33 | Commercial |  |  | 15 | 113.1 |  | 244 | 0.0606 | -1.38 |  | 5 | 70% | [12 empty] | 0% | 0% | 100% | 2 | 1 | 0 | 0 | 0 | 0 | 0 | 0 | 0 | 0 | 0 | 2013 Qtr 1: 0.5; 2013 Qtr 2: 0.5; 2013 Qtr 3: 0.5; 2013 Qtr 4: 0.5; 2014 Qtr 1: 0.25; 2014 Qtr 2: 0.25; 2014 Qtr 3: 0.25; 2014 Qtr 4: 0.25 | 3
3224 | 416330-Split AC <65k Single Phase SEER = 14.0-UP Stream | NE-HVAC-airAC-Split-lt65kBtuh-14p0seer | System | Commercial | 01-ALC-AllCommercial-Cooling | TRUE |  |  | Ton | ROB | 97.8 | 0 | 50 | 0 | 0 | 47.8 | 244 |  | kWh | 0.0606 | -1.38 | Commercial | [9 empty] | 15 | 70% | [12 empty] | 0% | 0% | 100% | 8 | 8 | 0 | 0 | 0 | 0 | 0 | 0 | 0 | 0 | 0 | 2013 Qtr 1: 2; 2013 Qtr 2: 2; 2013 Qtr 3: 2; 2013 Qtr 4: 2; 2014 Qtr 1: 2; 2014 Qtr 2: 2; 2014 Qtr 3: 2; 2014 Qtr 4: 2 | 16
3224 | 416331-Split AC <65k Single Phase SEER = 14.0-Rebate | NE-HVAC-airAC-Split-lt65kBtuh-14p0seer | System | Commercial | 01-ALC-AllCommercial-Cooling | TRUE |  |  | Ton | ROB | 97.8 | 50 | 0 | 0 | 0 | 47.8 | 244 |  | kWh | 0.0606 | -1.38 | Commercial | [9 empty] | 15 | 70% | [12 empty] | 0% | 0% | 100% | 10 | 12 | 0 | 0 | 0 | 0 | 0 | 0 | 0 | 0 | 0 | 2013 Qtr 1: 2.5; 2013 Qtr 2: 2.5; 2013 Qtr 3: 2.5; 2013 Qtr 4: 2.5; 2014 Qtr 1: 3; 2014 Qtr 2: 3; 2014 Qtr 3: 3; 2014 Qtr 4: 3 | 22
3224 | 416334-Split AC <65k Three Phase SEER = 14.0 ER-UP Stream | NE-HVAC-airAC-Split-lt65kBtuh3phs-14p0seer | System | Commercial | 01-ALC-AllCommercial-Cooling | TRUE |  |  | Ton | ER | 1063.2 | 0 | 125 | 0 | 0 | 938.2 | 728 |  | kWh | 0.251 | -2.36 | Commercial |  |  | 15 | 113.1 |  | 244 | 0.0606 | -1.38 |  | 5 | 70% | [12 empty] | 0% | 0% | 100% | 2 | 1 | 0 | 0 | 0 | 0 | 0 | 0 | 0 | 0 | 0 | 2013 Qtr 1: 0.5; 2013 Qtr 2: 0.5; 2013 Qtr 3: 0.5; 2013 Qtr 4: 0.5; 2014 Qtr 1: 0.25; 2014 Qtr 2: 0.25; 2014 Qtr 3: 0.25; 2014 Qtr 4: 0.25 | 3
3224 | 416335-Split AC <65k Three Phase SEER = 14.0 ER-Rebate | NE-HVAC-airAC-Split-lt65kBtuh3phs-14p0seer | System | Commercial | 01-ALC-AllCommercial-Cooling | TRUE |  |  | Ton | ER | 1063.2 | 125 | 0 | 0 | 0 | 938.2 | 728 |  | kWh | 0.251 | -2.36 | Commercial |  |  | 15 | 113.1 |  | 244 | 0.0606 | -1.38 |  | 5 | 85% | [12 empty] | 0% | 0% | 100% | 2 | 1 | 0 | 0 | 0 | 0 | 0 | 0 | 0 | 0 | 0 | 2013 Qtr 1: 0.5; 2013 Qtr 2: 0.5; 2013 Qtr 3: 0.5; 2013 Qtr 4: 0.5; 2014 Qtr 1: 0.25; 2014 Qtr 2: 0.25; 2014 Qtr 3: 0.25; 2014 Qtr 4: 0.25 | 3
3224 | 416336-Split AC <65k Three Phase SEER = 14.0-UP Stream | NE-HVAC-airAC-Split-lt65kBtuh3phs-14p0seer | System | Commercial | 01-ALC-AllCommercial-Cooling | TRUE |  |  | Ton | ER | 303.33 | 0 | 50 | 0 | 0 | 253.33 | 728 |  | kWh | 0.251 | -2.36 | Commercial |  |  | 15 | 113.1 |  | 244 | 0.0606 | -1.38 |  | 5 | 70% | [12 empty] | 0% | 0% | 100% | 8 | 8 | 0 | 0 | 0 | 0 | 0 | 0 | 0 | 0 | 0 | 2013 Qtr 1: 2; 2013 Qtr 2: 2; 2013 Qtr 3: 2; 2013 Qtr 4: 2; 2014 Qtr 1: 2; 2014 Qtr 2: 2; 2014 Qtr 3: 2; 2014 Qtr 4: 2 | 16
3224 | 416337-Split AC <65k Three Phase SEER = 14.0-Rebate | NE-HVAC-airAC-Split-lt65kBtuh3phs-14p0seer | System | Commercial | 01-ALC-AllCommercial-Cooling | TRUE |  |  | Ton | ROB | 97.8 | 50 | 0 | 0 | 0 | 47.8 | 244 |  | kWh | 0.0606 | -1.38 | Commercial | [9 empty] | 15 | 85% | [12 empty] | 0% | 0% | 100% | 4 | 4 | 0 | 0 | 0 | 0 | 0 | 0 | 0 | 0 | 0 | [44 empty] | 8 | bar: 2013 Qtr 1 to 2014 Qtr 4
3224 | 416348-Split HP <65k Single Phase SEER = 14.0 ER-Rebate | dxHP-pkgSEER-lt65kBtuh-14p0seer-8p0hspf | System | Commercial | 01-ALC-AllCommercial-Cooling | TRUE |  |  | Ton | ER | 1011.64 | 125 | 0 | 0 | 0 | 886.64 | 1270 |  | kWh | 0.639 | 0 | Commercial |  |  | 15 | 113.1 |  | 201 | 0.098 | 0 |  | 5 | 70% | [12 empty] | 0% | 0% | 100% | 2 | 1 | 0 | 0 | 0 | 0 | 0 | 0 | 0 | 0 | 0 | 2013 Qtr 1: 0.5; 2013 Qtr 2: 0.5; 2013 Qtr 3: 0.5; 2013 Qtr 4: 0.5; 2014 Qtr 1: 0.25; 2014 Qtr 2: 0.25; 2014 Qtr 3: 0.25; 2014 Qtr 4: 0.25 | 3
3224 | 416349-Split HP <65k Single Phase SEER = 14.0-Rebate | dxHP-pkgSEER-lt65kBtuh-14p0seer-8p0hspf | System | Commercial | 01-ALC-AllCommercial-Cooling | TRUE |  |  | Ton | ROB | 52.35 | 50 | 0 | 0 | 0 | 2.35 | 201 |  | kWh | 0.098 | 0 | Commercial | [9 empty] | 15 | 70% | [12 empty] | 0% | 0% | 100% | 11 | 16 | 0 | 0 | 0 | 0 | 0 | 0 | 0 | 0 | 0 | 2013 Qtr 1: 2.75; 2013 Qtr 2: 2.75; 2013 Qtr 3: 2.75; 2013 Qtr 4: 2.75; 2014 Qtr 1: 4; 2014 Qtr 2: 4; 2014 Qtr 3: 4; 2014 Qtr 4: 4 | 27
3224 | 416351-Split HP <65k Three Phase SEER = 14.0 ER-Rebate | dxHP-pkgSEER-lt65kBtuh-14p0seer-8p0hspf | System | Commercial | 01-ALC-AllCommercial-Cooling | TRUE |  |  | Ton | ER | 1011.64 | 125 | 0 | 0 | 0 | 886.64 | 1270 |  | kWh | 0.639 | 0 | Commercial |  |  | 15 | 113.1 |  | 201 | 0.098 | 0 |  | 5 | 85% | [12 empty] | 0% | 0% | 100% | 2 | 1 | 0 | 0 | 0 | 0 | 0 | 0 | 0 | 0 | 0 | 2013 Qtr 1: 0.5; 2013 Qtr 2: 0.5; 2013 Qtr 3: 0.5; 2013 Qtr 4: 0.5; 2014 Qtr 1: 0.25; 2014 Qtr 2: 0.25; 2014 Qtr 3: 0.25; 2014 Qtr 4: 0.25 | 3
3224 | 416352-Split HP <65k Three Phase SEER = 14.0-Rebate | dxHP-pkgSEER-lt65kBtuh-14p0seer-8p0hspf | System | Commercial | 01-ALC-AllCommercial-Cooling | TRUE |  |  | Ton | ROB | 52.35 | 50 | 0 | 0 | 0 | 2.35 | 201 |  | kWh | 0.098 | 0 | Commercial | [9 empty] | 15 | 85% | [12 empty] | 0% | 0% | 100% | 11 | 16 | 0 | 0 | 0 | 0 | 0 | 0 | 0 | 0 | 0 | 2013 Qtr 1: 2.75; 2013 Qtr 2: 2.75; 2013 Qtr 3: 2.75; 2013 Qtr 4: 2.75; 2014 Qtr 1: 4; 2014 Qtr 2: 4; 2014 Qtr 3: 4; 2014 Qtr 4: 4 | 27
3224 | 416355-Increased duct insulation in older vintages (1978-1992)-UP Stream | D03-075 | System | Commercial | 18-OFS-Office–Small-Cooling | TRUE |  |  | 1000 sqft served | RET | 200 | 100 | 0 | 0 | 0 | 100 | 138 |  | kWh | 0.0575 | -36.8 | Commercial |  | Winter Only | [6 empty] | Small Boilers (<100 MMBtu/hr Heat Input):Uncontrolled | 20 | 70% | [12 empty] | 0% | 0% | 0% | 1 | 1 | 0 | 0 | 0 | 0 | 0 | 0 | 0 | 0 | 0 | 2013 Qtr 1: 0.25; 2013 Qtr 2: 0.25; 2013 Qtr 3: 0.25; 2013 Qtr 4: 0.25; 2014 Qtr 1: 0.25; 2014 Qtr 2: 0.25; 2014 Qtr 3: 0.25; 2014 Qtr 4: 0.25 | 2
3224 | 416356-Increased duct insulation in older vintages (pre-1978)-UP Stream | D03-075 | System | Commercial | 01-ALC-AllCommercial-Cooling | TRUE |  |  | 1,000 sqft of house | RET | 200 | 100 | 0 | 0 | 0 | 100 | 138 |  | kWh | 0.0575 | -36.8 | Commercial |  | Winter Only | [6 empty] | Small Boilers (<100 MMBtu/hr Heat Input):Uncontrolled | 20 | 70% | [12 empty] | 0% | 0% | 0% | 4 | 4 | 0 | 0 | 0 | 0 | 0 | 0 | 0 | 0 | 0 | [44 empty] | 8 | bar: 2013 Qtr 1 to 2014 Qtr 4
3224 | 416359-PTAC/PTHP Controllers EMS-DI | WPSDGENRHC1050, Rev 0, Msr 1 | System | Commercial | 01-ALC-AllCommercial-Cooling | TRUE |  |  | Ton | RET | 346.19 | 0 | 0 | 50 | 200 | 96.19 | 481 |  | kWh | 0.198 | 0 | Commercial |  | Winter Only | [6 empty] | Small Boilers (<100 MMBtu/hr Heat Input):Controlled – Flue Gas Recirculation | 11 | 60% | [12 empty] | 0% | 0% | 0% | 662.5 | 250 | 0 | 0 | 0 | 0 | 0 | 0 | 0 | 0 | 0 | 2013 Qtr 1: 165.625; 2013 Qtr 2: 165.625; 2013 Qtr 3: 165.625; 2013 Qtr 4: 165.625; 2014 Qtr 1: 62.5; 2014 Qtr 2: 62.5; 2014 Qtr 3: 62.5; 2014 Qtr 4: 62.5 | 912.5
3224 | 416360-PTAC/PTHP Controllers EMS-Rebate | WPSDGENRHC1050, Rev 0, Msr 1 | System | Commercial | 01-ALC-AllCommercial-Cooling | TRUE |  |  | Ton | RET | 346.19 | 100 | 0 | 0 | 0 | 246.19 | 481 |  | kWh | 0.198 | 0 | Commercial |  | Winter Only | [6 empty] | Small Boilers (<100 MMBtu/hr Heat Input):Uncontrolled | 11 | 85% | [12 empty] | 0% | 0% | 0% | 3 | 3 | 0 | 0 | 0 | 0 | 0 | 0 | 0 | 0 | 0 | 2013 Qtr 1: 0.75; 2013 Qtr 2: 0.75; 2013 Qtr 3: 0.75; 2013 Qtr 4: 0.75; 2014 Qtr 1: 0.75; 2014 Qtr 2: 0.75; 2014 Qtr 3: 0.75; 2014 Qtr 4: 0.75 | 6
3224 | 416361-PTAC/PTHP Controllers ACC-DI | WPSDGENRHC1051, Rev 0, Msr 1 | System | Commercial | 01-ALC-AllCommercial-Cooling | TRUE |  |  | Ton | RET | 346.19 | 0 | 0 | 50 | 200 | 96.19 | 644.8404 |  | kWh | 0.24816 | 0 | Commercial |  | Winter Only | [6 empty] | Small Boilers (<100 MMBtu/hr Heat Input):Controlled – Flue Gas Recirculation | 11 | 60% | [12 empty] | 0% | 0% | 0% | 250 | 250 | 0 | 0 | 0 | 0 | 0 | 0 | 0 | 0 | 0 | 2013 Qtr 1: 62.5; 2013 Qtr 2: 62.5; 2013 Qtr 3: 62.5; 2013 Qtr 4: 62.5; 2014 Qtr 1: 62.5; 2014 Qtr 2: 62.5; 2014 Qtr 3: 62.5; 2014 Qtr 4: 62.5 | 500
3224 | 416362-PTAC/PTHP Controllers ACC-Rebate | WPSDGENRHC1051, Rev 0, Msr 1 | System | Commercial | 01-ALC-AllCommercial-Cooling | TRUE |  |  | Ton | RET | 346.19 | 100 | 0 | 0 | 0 | 246.19 | 644.8404 |  | kWh | 0.24816 | 0 | Commercial |  | Winter Only | [6 empty] | Small Boilers (<100 MMBtu/hr Heat Input):Uncontrolled | 11 | 85% | [12 empty] | 0% | 0% | 0% | 3 | 3 | 0 | 0 | 0 | 0 | 0 | 0 | 0 | 0 | 0 | 2013 Qtr 1: 0.75; 2013 Qtr 2: 0.75; 2013 Qtr 3: 0.75; 2013 Qtr 4: 0.75; 2014 Qtr 1: 0.75; 2014 Qtr 2: 0.75; 2014 Qtr 3: 0.75; 2014 Qtr 4: 0.75 | 6
3224 | 416363-Amana PTAC/PTHP Controllers EMS-DI | WPSDGENRHC1050, Rev 0, Msr 1 | System | Commercial | 36-GST-Lodging-GuestRooms-Cooling | TRUE |  |  | Ton | RET | 346.19 | 0 | 0 | 50 | 100 | 196.19 | 481 |  | kWh | 0.198 | 0 | Commercial |  | Winter Only | [6 empty] | Small Boilers (<100 MMBtu/hr Heat Input):Controlled – Flue Gas Recirculation | 11 | 60% | [12 empty] | 0% | 0% | 0% | 662.5 | 250 | 0 | 0 | 0 | 0 | 0 | 0 | 0 | 0 | 0 | 2013 Qtr 1: 165.625; 2013 Qtr 2: 165.625; 2013 Qtr 3: 165.625; 2013 Qtr 4: 165.625; 2014 Qtr 1: 62.5; 2014 Qtr 2: 62.5; 2014 Qtr 3: 62.5; 2014 Qtr 4: 62.5 | 912.5
3224 | 416364-Amana PTAC/PTHP Controllers EMS-Rebate | WPSDGENRHC1050, Rev 0, Msr 1 | System | Commercial |  |  |  |  | Ton | ROB | 346.19 | 100 | 0 | 0 | 0 | 246.19 | 481 |  | #N/A | 0.198 | 0 | Commercial |  | Winter Only | [7 empty] | 11 | 80% | [12 empty] | 0% | 0% | 0% | 3 | 3 | 0 | 0 | 0 | 0 | 0 | 0 | 0 | 0 | 0 | 2013 Qtr 1: 0.75; 2013 Qtr 2: 0.75; 2013 Qtr 3: 0.75; 2013 Qtr 4: 0.75; 2014 Qtr 1: 0.75; 2014 Qtr 2: 0.75; 2014 Qtr 3: 0.75; 2014 Qtr 4: 0.75 | 6
3224 | 416365-Quality Maintenance Plus: CZ=7 | WPSDGENRHC0022, Rev 1, Msr 1 | System | Commercial | 01-ALC-AllCommercial-Cooling | TRUE |  |  | Ton | ROB | 0 | 0 | 43 | 0 | 0 | 0 | 302.061 |  | kWh | 0.067 | 1.225 | Commercial |  | Winter Only | [7 empty] | 5 | 80% | [12 empty] | 0% | 0% | 100% | 36.5625 | 36.5625 | 0 | 0 | 0 | 0 | 0 | 0 | 0 | 0 | 0 | 2013 Qtr 1: 9.1406; 2013 Qtr 2: 9.1406; 2013 Qtr 3: 9.1406; 2013 Qtr 4: 9.1406; 2014 Qtr 1: 9.1406; 2014 Qtr 2: 9.1406; 2014 Qtr 3: 9.1406; 2014 Qtr 4: 9.1406 | 73.125
3224 | 416366-Quality Maintenance Plus with Economizer: CZ=7 | WPSDGENRHC0022, Rev 1, Msr 2 | System | Commercial | 01-ALC-AllCommercial-Cooling | TRUE |  |  | Ton | ROB | 0 | 0 | 29 | 0 | 0 | 0 | 274.24 |  | kWh | 0.079 | 2.31 | Commercial |  | Winter Only | [7 empty] | 5 | 80% | [12 empty] | 0% | 0% | 100% | 36.5625 | 36.5625 | 0 | 0 | 0 | 0 | 0 | 0 | 0 | 0 | 0 | 2013 Qtr 1: 9.1406; 2013 Qtr 2: 9.1406; 2013 Qtr 3: 9.1406; 2013 Qtr 4: 9.1406; 2014 Qtr 1: 9.1406; 2014 Qtr 2: 9.1406; 2014 Qtr 3: 9.1406; 2014 Qtr 4: 9.1406 | 73.125
3224 | 416367-Quality Maintenance plus Heat Pump: CZ=7 | WPSDGENRHC0022, Rev 1, Msr 3 | System | Commercial | 01-ALC-AllCommercial-Cooling | TRUE |  |  | Ton | ROB | 0 | 0 | 43 | 0 | 0 | 0 | 314.556 |  | kWh | 0.067 | 0 | Commercial |  | Winter Only | [7 empty] | 5 | 80% | [12 empty] | 0% | 0% | 100% | 36.5625 | 36.5625 | 0 | 0 | 0 | 0 | 0 | 0 | 0 | 0 | 0 | 2013 Qtr 1: 9.1406; 2013 Qtr 2: 9.1406; 2013 Qtr 3: 9.1406; 2013 Qtr 4: 9.1406; 2014 Qtr 1: 9.1406; 2014 Qtr 2: 9.1406; 2014 Qtr 3: 9.1406; 2014 Qtr 4: 9.1406 | 73.125
3224 | 416368-Quality Maintenance plus with Economizer Heat Pump: CZ=7 | WPSDGENRHC0022, Rev 1, Msr 4 | System | Commercial | 01-ALC-AllCommercial-Cooling | TRUE |  |  | Ton | ROB | 0 | 0 | 29 | 0 | 0 | 0 | 297.802 |  | kWh | 0.079 | 0 | Commercial |  | Winter Only | [7 empty] | 5 | 80% | [12 empty] | 0% | 0% | 100% | 36.5625 | 36.5625 | 0 | 0 | 0 | 0 | 0 | 0 | 0 | 0 | 0 | 2013 Qtr 1: 9.1406; 2013 Qtr 2: 9.1406; 2013 Qtr 3: 9.1406; 2013 Qtr 4: 9.1406; 2014 Qtr 1: 9.1406; 2014 Qtr 2: 9.1406; 2014 Qtr 3: 9.1406; 2014 Qtr 4: 9.1406 | 73.125
3224 | 416369-Quality Maintenance Plus: CZ=10 | WPSDGENRHC0022, Rev 1, Msr 1 | System | Commercial | 01-ALC-AllCommercial-Cooling | TRUE |  |  | Ton | ROB | 0 | 0 | 43 | 0 | 0 | 0 | 368.748 |  | kWh | 0.065 | 1.597 | Commercial |  | Winter Only | [7 empty] | 5 | 80% | [12 empty] | 0% | 0% | 100% | 36.5625 | 36.5625 | 0 | 0 | 0 | 0 | 0 | 0 | 0 | 0 | 0 | 2013 Qtr 1: 9.1406; 2013 Qtr 2: 9.1406; 2013 Qtr 3: 9.1406; 2013 Qtr 4: 9.1406; 2014 Qtr 1: 9.1406; 2014 Qtr 2: 9.1406; 2014 Qtr 3: 9.1406; 2014 Qtr 4: 9.1406 | 73.125
3224 | 416370-Quality Maintenance Plus with Economizer: CZ=10 | WPSDGENRHC0022, Rev 1, Msr 4 | System | Commercial | 01-ALC-AllCommercial-Cooling | TRUE |  |  | Ton | ROB | 0 | 0 | 29 | 0 | 0 | 0 | 397.5114 |  | kWh | 0.073 | 0 | Commercial |  | Winter Only | [7 empty] | 5 | 80% | [12 empty] | 0% | 0% | 100% | 36.5625 | 36.5625 | 0 | 0 | 0 | 0 | 0 | 0 | 0 | 0 | 0 | 2013 Qtr 1: 9.1406; 2013 Qtr 2: 9.1406; 2013 Qtr 3: 9.1406; 2013 Qtr 4: 9.1406; 2014 Qtr 1: 9.1406; 2014 Qtr 2: 9.1406; 2014 Qtr 3: 9.1406; 2014 Qtr 4: 9.1406 | 73.125
3224 | 416371-Quality Maintenance plus Heat Pump: CZ=10 | WPSDGENRHC0022, Rev 1, Msr 3 | System | Commercial | 01-ALC-AllCommercial-Cooling | TRUE |  |  | Ton | ROB | 0 | 0 | 43 | 0 | 0 | 0 | 385.0374 |  | kWh | 0.065 | 0 | Commercial |  | Winter Only | [7 empty] | 5 | 80% | [12 empty] | 0% | 0% | 100% | 36.5625 | 36.5625 | 0 | 0 | 0 | 0 | 0 | 0 | 0 | 0 | 0 | 2013 Qtr 1: 9.1406; 2013 Qtr 2: 9.1406; 2013 Qtr 3: 9.1406; 2013 Qtr 4: 9.1406; 2014 Qtr 1: 9.1406; 2014 Qtr 2: 9.1406; 2014 Qtr 3: 9.1406; 2014 Qtr 4: 9.1406 | 73.125
3224 | 416372-Quality Maintenance plus with Economizer Heat Pump: CZ=10 | WPSDGENRHC0022, Rev 1, Msr 4 | System | Commercial | 01-ALC-AllCommercial-Cooling | TRUE |  |  | Ton | ROB | 0 | 0 | 29 | 0 | 0 | 0 | 397.5114 |  | kWh | 0.073 | 0 | Commercial |  | Winter Only | [7 empty] | 5 | 80% | [12 empty] | 0% | 0% | 100% | 36.5625 | 36.5625 | 0 | 0 | 0 | 0 | 0 | 0 | 0 | 0 | 0 | 2013 Qtr 1: 9.1406; 2013 Qtr 2: 9.1406; 2013 Qtr 3: 9.1406; 2013 Qtr 4: 9.1406; 2014 Qtr 1: 9.1406; 2014 Qtr 2: 9.1406; 2014 Qtr 3: 9.1406; 2014 Qtr 4: 9.1406 | 73.125
3224 | 416373-Quality Maintenance Plus: CZ=7 - Savings only | WPSDGENRHC0022, Rev 1, Msr 1 | System | Commercial | 01-ALC-AllCommercial-Cooling | TRUE |  |  | Ton | ROB | 0 | 0 | 0 | 0 | 0 | 0 | 302.061 |  | kWh | 0.067 | 1.225 | Commercial |  | Winter Only | [7 empty] | 5 | 80% | [12 empty] | 0% | 0% | 0% | 36.5625 | 36.5625 | 0 | 0 | 0 | 0 | 0 | 0 | 0 | 0 | 0 | 2013 Qtr 1: 9.1406; 2013 Qtr 2: 9.1406; 2013 Qtr 3: 9.1406; 2013 Qtr 4: 9.1406; 2014 Qtr 1: 9.1406; 2014 Qtr 2: 9.1406; 2014 Qtr 3: 9.1406; 2014 Qtr 4: 9.1406 | 73.125
3224 | 416374-Quality Maintenance plus with Economizer - CZ7 - Savings Only | WPSDGENRHC0022, Rev 1, Msr 2 | System | Commercial | 01-ALC-AllCommercial-Cooling | TRUE |  |  | Ton | ROB | 0 | 0 | 0 | 0 | 0 | 0 | 274.24 |  | kWh | 0.079 | 2.31 | Commercial |  | Winter Only | [7 empty] | 5 | 80% | [12 empty] | 0% | 0% | 0% | 36.5625 | 36.5625 | 0 | 0 | 0 | 0 | 0 | 0 | 0 | 0 | 0 | 2013 Qtr 1: 9.1406; 2013 Qtr 2: 9.1406; 2013 Qtr 3: 9.1406; 2013 Qtr 4: 9.1406; 2014 Qtr 1: 9.1406; 2014 Qtr 2: 9.1406; 2014 Qtr 3: 9.1406; 2014 Qtr 4: 9.1406 | 73.125
3224 | 416375-Quality Maintenance plus Heat Pump - CZ7 - Savings Only | WPSDGENRHC0022, Rev 1, Msr 3 | System | Commercial | 01-ALC-AllCommercial-Cooling | TRUE |  |  | Ton | ROB | 0 | 0 | 0 | 0 | 0 | 0 | 314.556 |  | kWh | 0.067 | 0 | Commercial |  | Winter Only | [7 empty] | 5 | 80% | [12 empty] | 0% | 0% | 0% | 36.5625 | 36.5625 | 0 | 0 | 0 | 0 | 0 | 0 | 0 | 0 | 0 | 2013 Qtr 1: 9.1406; 2013 Qtr 2: 9.1406; 2013 Qtr 3: 9.1406; 2013 Qtr 4: 9.1406; 2014 Qtr 1: 9.1406; 2014 Qtr 2: 9.1406; 2014 Qtr 3: 9.1406; 2014 Qtr 4: 9.1406 | 73.125
3224 | 416376-Quality Maintenance with Economizer Heat Pump - CZ7 - Savings Only | WPSDGENRHC0022, Rev 1, Msr 4 | System | Commercial | 01-ALC-AllCommercial-Cooling | TRUE |  |  | Ton | ROB | 0 | 0 | 0 | 0 | 0 | 0 | 297.802 |  | kWh | 0.079 | 0 | Commercial |  | Winter Only | [7 empty] | 5 | 80% | [12 empty] | 0% | 0% | 0% | 36.5625 | 36.5625 | 0 | 0 | 0 | 0 | 0 | 0 | 0 | 0 | 0 | 2013 Qtr 1: 9.1406; 2013 Qtr 2: 9.1406; 2013 Qtr 3: 9.1406; 2013 Qtr 4: 9.1406; 2014 Qtr 1: 9.1406; 2014 Qtr 2: 9.1406; 2014 Qtr 3: 9.1406; 2014 Qtr 4: 9.1406 | 73.125
3224 | 416377-Quality Maintenance plus CZ10 - Savings Only | WPSDGENRHC0022, Rev 1, Msr 1 | System | Commercial | 01-ALC-AllCommercial-Cooling | TRUE |  |  | Ton | ROB | 0 | 0 | 0 | 0 | 0 | 0 | 368.748 |  | kWh | 0.065 | 1.597 | Commercial |  | Winter Only | [7 empty] | 5 | 80% | [12 empty] | 0% | 0% | 100% | 36.5625 | 36.5625 | 0 | 0 | 0 | 0 | 0 | 0 | 0 | 0 | 0 | 2013 Qtr 1: 9.1406; 2013 Qtr 2: 9.1406; 2013 Qtr 3: 9.1406; 2013 Qtr 4: 9.1406; 2014 Qtr 1: 9.1406; 2014 Qtr 2: 9.1406; 2014 Qtr 3: 9.1406; 2014 Qtr 4: 9.1406 | 73.125
3224 | 416378-Quality Maintenance Plus with Economizer: CZ10 - Savings only | WPSDGENRHC0022, Rev 1, Msr 2 | System | Commercial | 01-ALC-AllCommercial-Cooling | TRUE |  |  | Ton | ROB | 0 | 0 | 0 | 0 | 0 | 0 | 377.346 |  | kWh | 0.073 | 1.977 | Commercial |  | Winter Only | [7 empty] | 5 | 80% | [12 empty] | 0% | 0% | 0% | 36.5625 | 36.5625 | 0 | 0 | 0 | 0 | 0 | 0 | 0 | 0 | 0 | 2013 Qtr 1: 9.1406; 2013 Qtr 2: 9.1406; 2013 Qtr 3: 9.1406; 2013 Qtr 4: 9.1406; 2014 Qtr 1: 9.1406; 2014 Qtr 2: 9.1406; 2014 Qtr 3: 9.1406; 2014 Qtr 4: 9.1406 | 73.125
3224 | 416379-Quality Maintenance plus Heat Pump - CZ10 - Savings Only | WPSDGENRHC0022, Rev 1, Msr 3 | System | Commercial | 01-ALC-AllCommercial-Cooling | TRUE |  |  | Ton | ROB | 0 | 0 | 0 | 0 | 0 | 0 | 385.0374 |  | kWh | 0.065 | 0 | Commercial |  | Winter Only | [7 empty] | 5 | 80% | [12 empty] | 0% | 0% | 0% | 36.5625 | 36.5625 | 0 | 0 | 0 | 0 | 0 | 0 | 0 | 0 | 0 | 2013 Qtr 1: 9.1406; 2013 Qtr 2: 9.1406; 2013 Qtr 3: 9.1406; 2013 Qtr 4: 9.1406; 2014 Qtr 1: 9.1406; 2014 Qtr 2: 9.1406; 2014 Qtr 3: 9.1406; 2014 Qtr 4: 9.1406 | 73.125
3224 | 416380-Quality Maintenance plus with Economizer Heat Pump - CZ10 - Savings Only | WPSDGENRHC0022, Rev 1, Msr 4 | System | Commercial | 01-ALC-AllCommercial-Cooling | TRUE |  |  | Ton | ROB | 0 | 0 | 0 | 0 | 0 | 0 | 397.5114 |  | kWh | 0.073 | 0 | Commercial |  | Winter Only | [7 empty] | 5 | 80% | [12 empty] | 0% | 0% | 0% | 36.5625 | 36.5625 | 0 | 0 | 0 | 0 | 0 | 0 | 0 | 0 | 0 | 2013 Qtr 1: 9.1406; 2013 Qtr 2: 9.1406; 2013 Qtr 3: 9.1406; 2013 Qtr 4: 9.1406; 2014 Qtr 1: 9.1406; 2014 Qtr 2: 9.1406; 2014 Qtr 3: 9.1406; 2014 Qtr 4: 9.1406 | 73.125
3224 | 416381-Commercial Coil Cleaning Less than 3 tons - Incentive |  | System | Commercial | 01-ALC-AllCommercial-Cooling | TRUE |  |  | Unit | ROB | 55 | 55 | 0 | 0 | 0 | 0 |  |  | kWh |  |  | Commercial |  | Annual | [7 empty] | 3 | 80% | [12 empty] | 0% | 0% | 0% | 520 | 520 | 0 | 0 | 0 | 0 | 0 | 0 | 0 | 0 | 0 | 2013 Qtr 1: 130; 2013 Qtr 2: 130; 2013 Qtr 3: 130; 2013 Qtr 4: 130; 2014 Qtr 1: 130; 2014 Qtr 2: 130; 2014 Qtr 3: 130; 2014 Qtr 4: 130 | 1040
3224 | 416382-Commercial Coil Cleaning 3 to 5 tons - Incentive |  | System | Commercial | 01-ALC-AllCommercial-Cooling | TRUE |  |  | Unit | ROB | 110 | 110 | 0 | 0 | 0 | 0 |  |  | kWh |  |  | Commercial |  | Annual | [7 empty] | 3 | 80% | [12 empty] | 0% | 0% | 0% | 1250 | 1200 | 0 | 0 | 0 | 0 | 0 | 0 | 0 | 0 | 0 | 2013 Qtr 1: 312.5; 2013 Qtr 2: 312.5; 2013 Qtr 3: 312.5; 2013 Qtr 4: 312.5; 2014 Qtr 1: 300; 2014 Qtr 2: 300; 2014 Qtr 3: 300; 2014 Qtr 4: 300 | 2450
3224 | 416383-Commercial Coil Cleaning over 25 tons - Incentive |  | System | Commercial | 01-ALC-AllCommercial-Cooling | TRUE |  |  | Unit | ROB | 150 | 150 | 0 | 0 | 0 | 0 |  |  | kWh |  |  | Commercial |  | Annual | [7 empty] | 3 | 80% | [12 empty] | 0% | 0% | 0% | 96 | 96 | 0 | 0 | 0 | 0 | 0 | 0 | 0 | 0 | 0 | 2013 Qtr 1: 24; 2013 Qtr 2: 24; 2013 Qtr 3: 24; 2013 Qtr 4: 24; 2014 Qtr 1: 24; 2014 Qtr 2: 24; 2014 Qtr 3: 24; 2014 Qtr 4: 24 | 192
3224 | 416394-RCA Refr Chg Less than 3 tons-Incentive |  | System | Commercial | 01-ALC-AllCommercial-Cooling | TRUE |  |  | Unit | RET | 120 | 100 | 0 | 0 | 0 | 20 |  |  | kWh |  |  | Commercial |  | Annual | [7 empty] | 10 | 80% | [12 empty] | 0% | 0% | 0% | 468 | 468 | 0 | 0 | 0 | 0 | 0 | 0 | 0 | 0 | 0 | 2013 Qtr 1: 117; 2013 Qtr 2: 117; 2013 Qtr 3: 117; 2013 Qtr 4: 117; 2014 Qtr 1: 117; 2014 Qtr 2: 117; 2014 Qtr 3: 117; 2014 Qtr 4: 117 | 936
3224 | 416395-Commercial Coil Cleaning 6 to 25 tons - Incentive |  | System | Commercial | 01-ALC-AllCommercial-Cooling | TRUE |  |  | Unit | ROB | 130 | 130 | 0 | 0 | 0 | 0 |  |  | kWh |  |  | Commercial |  | Annual | [7 empty] | 3 | 80% | [12 empty] | 0% | 0% | 0% | 700 | 700 | 0 | 0 | 0 | 0 | 0 | 0 | 0 | 0 | 0 | 2013 Qtr 1: 175; 2013 Qtr 2: 175; 2013 Qtr 3: 175; 2013 Qtr 4: 175; 2014 Qtr 1: 175; 2014 Qtr 2: 175; 2014 Qtr 3: 175; 2014 Qtr 4: 175 | 1400
3224 | 416396-RCA Refr Chg - 3 to 5 tons-Incentive |  | System | Commercial | 01-ALC-AllCommercial-Cooling | TRUE |  |  | Unit | RET | 120 | 120 | 0 | 0 | 0 | 0 |  |  | kWh |  |  | Commercial |  | Annual | [7 empty] | 10 | 80% | [12 empty] | 0% | 0% | 0% | 1125 | 1080 | 0 | 0 | 0 | 0 | 0 | 0 | 0 | 0 | 0 | 2013 Qtr 1: 281.25; 2013 Qtr 2: 281.25; 2013 Qtr 3: 281.25; 2013 Qtr 4: 281.25; 2014 Qtr 1: 270; 2014 Qtr 2: 270; 2014 Qtr 3: 270; 2014 Qtr 4: 270 | 2205
3224 | 416397-RCA Refr Chg - 6 to 25 tons-Incentive |  | System | Commercial | 01-ALC-AllCommercial-Cooling | TRUE |  |  | Unit | RET | 200 | 200 | 0 | 0 | 0 | 0 |  |  | kWh |  |  | Commercial |  | Annual | [7 empty] | 10 | 80% | [12 empty] | 0% | 0% | 0% | 630 | 630 | 0 | 0 | 0 | 0 | 0 | 0 | 0 | 0 | 0 | 2013 Qtr 1: 157.5; 2013 Qtr 2: 157.5; 2013 Qtr 3: 157.5; 2013 Qtr 4: 157.5; 2014 Qtr 1: 157.5; 2014 Qtr 2: 157.5; 2014 Qtr 3: 157.5; 2014 Qtr 4: 157.5 | 1260
3224 | 416398-RCA Refr Chg - over 25 tons-Incentive |  | System | Commercial | 01-ALC-AllCommercial-Cooling | TRUE |  |  | Unit | RET | 260 | 260 | 0 | 0 | 0 | 0 |  |  | kWh |  |  | Commercial |  | Annual | [7 empty] | 10 | 80% | [12 empty] | 0% | 0% | 0% | 86.4 | 86.4 | 0 | 0 | 0 | 0 | 0 | 0 | 0 | 0 | 0 | 2013 Qtr 1: 21.6; 2013 Qtr 2: 21.6; 2013 Qtr 3: 21.6; 2013 Qtr 4: 21.6; 2014 Qtr 1: 21.6; 2014 Qtr 2: 21.6; 2014 Qtr 3: 21.6; 2014 Qtr 4: 21.6 | 172.8
3224 | 416400-Economizer Repair - less than 3 tons - Incentive |  | System | Commercial | 01-ALC-AllCommercial-Cooling | TRUE |  |  | Unit | ROB | 263 | 263 | 0 | 0 | 0 | 0 |  |  | kWh |  |  | Commercial |  | Annual | [7 empty] | 3 | 80% | [12 empty] | 0% | 0% | 0% | 1.425 | 2 | 0 | 0 | 0 | 0 | 0 | 0 | 0 | 0 | 0 | 2013 Qtr 1: 0.35625; 2013 Qtr 2: 0.35625; 2013 Qtr 3: 0.35625; 2013 Qtr 4: 0.35625; 2014 Qtr 1: 0.5; 2014 Qtr 2: 0.5; 2014 Qtr 3: 0.5; 2014 Qtr 4: 0.5 | 3.425
3224 | 416401-Economizer Repair - 3 to 5 tons - Incentive |  | System | Commercial | 01-ALC-AllCommercial-Cooling | TRUE |  |  | Unit | ROB | 397 | 397 | 0 | 0 | 0 | 0 |  |  | kWh |  |  | Commercial |  | Annual | [7 empty] | 3 | 80% | [12 empty] | 0% | 0% | 0% | 2.375 | 4 | 0 | 0 | 0 | 0 | 0 | 0 | 0 | 0 | 0 | 2013 Qtr 1: 0.59375; 2013 Qtr 2: 0.59375; 2013 Qtr 3: 0.59375; 2013 Qtr 4: 0.59375; 2014 Qtr 1: 1; 2014 Qtr 2: 1; 2014 Qtr 3: 1; 2014 Qtr 4: 1 | 6.375
3224 | 416402-Economizer Repair - 6 to 25 tons - Incentive |  | System | Commercial | 01-ALC-AllCommercial-Cooling | TRUE |  |  | Unit | ROB | 502 | 502 | 0 | 0 | 0 | 0 |  |  | kWh |  |  | Commercial |  | Annual | [7 empty] | 3 | 80% | [12 empty] | 0% | 0% | 0% | 280 | 280 | 0 | 0 | 0 | 0 | 0 | 0 | 0 | 0 | 0 | 2013 Qtr 1: 70; 2013 Qtr 2: 70; 2013 Qtr 3: 70; 2013 Qtr 4: 70; 2014 Qtr 1: 70; 2014 Qtr 2: 70; 2014 Qtr 3: 70; 2014 Qtr 4: 70 | 560
3224 | 416403-Economizer Repair - over 25 tons - Incentive |  | System | Commercial | 01-ALC-AllCommercial-Cooling | TRUE |  |  | Unit | ROB | 604 | 604 | 0 | 0 | 0 | 0 |  |  | kWh |  |  | Commercial |  | Annual | [7 empty] | 3 | 80% | [12 empty] | 0% | 0% | 0% | 38.4 | 38.4 | 0 | 0 | 0 | 0 | 0 | 0 | 0 | 0 | 0 | 2013 Qtr 1: 9.6; 2013 Qtr 2: 9.6; 2013 Qtr 3: 9.6; 2013 Qtr 4: 9.6; 2014 Qtr 1: 9.6; 2014 Qtr 2: 9.6; 2014 Qtr 3: 9.6; 2014 Qtr 4: 9.6 | 76.8
3224 | 416404-Commercial Evaporator Coil Cleaning - Savings Only 2013 | WPSDGENRHC1010, Rev 0, Msr 1 | System | Commercial | 01-ALC-AllCommercial-Cooling | TRUE |  |  | Ton | ROB | 35.11 | 0 | 0 | 35.11 | 0 | 0 | 92.6166 |  | kWh | 0.020982 | 0 | Commercial |  | Annual | [7 empty] | 3 | 73% |  |  |  |  | 67% | [7 empty] | 0% | 0% | 0% | 7731.7875 | 7731.7875 | 0 | 0 | 0 | 0 | 0 | 0 | 0 | 0 | 0 | 2013 Qtr 1: 1932.9469; 2013 Qtr 2: 1932.9469; 2013 Qtr 3: 1932.9469; 2013 Qtr 4: 1932.9469; 2014 Qtr 1: 1932.9469; 2014 Qtr 2: 1932.9469; 2014 Qtr 3: 1932.9469; 2014 Qtr 4: 1932.9469 | 15463.575
3224 | 416410-RCA Test Only Less than 3 tons - Incentive |  | System | Commercial | 01-ALC-AllCommercial-Cooling | TRUE |  |  | Unit | RET | 25 | 25 | 0 | 0 | 0 | 0 |  |  | kWh |  |  | Commercial |  | Annual | [7 empty] | 3 | 80% | [12 empty] | 0% | 0% | 0% | 14.25 | 27 | 0 | 0 | 0 | 0 | 0 | 0 | 0 | 0 | 0 | 2013 Qtr 1: 3.5625; 2013 Qtr 2: 3.5625; 2013 Qtr 3: 3.5625; 2013 Qtr 4: 3.5625; 2014 Qtr 1: 6.75; 2014 Qtr 2: 6.75; 2014 Qtr 3: 6.75; 2014 Qtr 4: 6.75 | 41.25
3224 | 416411-Fan Maintenance Only less than 3 tons - Incentive |  | System | Commercial | 01-ALC-AllCommercial-Cooling | TRUE |  |  | Unit | RET | 25 | 25 | 0 | 0 | 0 | 0 |  |  | kWh |  |  | Commercial |  | Annual | [7 empty] | 3 | 80% | [12 empty] | 0% | 0% | 0% | 14.25 | 27 | 0 | 0 | 0 | 0 | 0 | 0 | 0 | 0 | 0 | 2013 Qtr 1: 3.5625; 2013 Qtr 2: 3.5625; 2013 Qtr 3: 3.5625; 2013 Qtr 4: 3.5625; 2014 Qtr 1: 6.75; 2014 Qtr 2: 6.75; 2014 Qtr 3: 6.75; 2014 Qtr 4: 6.75 | 41.25
3224 | 416412-RCA Test Only 3 to 5 tons - Incentive |  | System | Commercial | 01-ALC-AllCommercial-Cooling | TRUE |  |  | Unit | RET | 25 | 25 | 0 | 0 | 0 | 0 |  |  | kWh |  |  | Commercial |  | Annual | [7 empty] | 3 | 80% | [12 empty] | 0% | 0% | 0% | 28.975 | 54 | 0 | 0 | 0 | 0 | 0 | 0 | 0 | 0 | 0 | 2013 Qtr 1: 7.2438; 2013 Qtr 2: 7.2438; 2013 Qtr 3: 7.2438; 2013 Qtr 4: 7.2438; 2014 Qtr 1: 13.5; 2014 Qtr 2: 13.5; 2014 Qtr 3: 13.5; 2014 Qtr 4: 13.5 | 82.975
3224 | 416413-Fan Maintenance Only 3 to 5 tons - Incentive |  | System | Commercial | 01-ALC-AllCommercial-Cooling | TRUE |  |  | Unit | RET | 25 | 25 | 0 | 0 | 0 | 0 |  |  | kWh |  |  | Commercial |  | Annual | [7 empty] | 3 | 80% | [12 empty] | 0% | 0% | 0% | 28.975 | 54 | 0 | 0 | 0 | 0 | 0 | 0 | 0 | 0 | 0 | 2013 Qtr 1: 7.2438; 2013 Qtr 2: 7.2438; 2013 Qtr 3: 7.2438; 2013 Qtr 4: 7.2438; 2014 Qtr 1: 13.5; 2014 Qtr 2: 13.5; 2014 Qtr 3: 13.5; 2014 Qtr 4: 13.5 | 82.975
3224 | 416414-RCA Test Only 6 to 25 tons - Incentive |  | System | Commercial | 01-ALC-AllCommercial-Cooling | TRUE |  |  | Unit | RET | 35 | 35 | 0 | 0 | 0 | 0 |  |  | kWh |  |  | Commercial |  | Annual | [7 empty] | 3 | 80% | [12 empty] | 0% | 0% | 0% | 14.25 | 27 | 0 | 0 | 0 | 0 | 0 | 0 | 0 | 0 | 0 | 2013 Qtr 1: 3.5625; 2013 Qtr 2: 3.5625; 2013 Qtr 3: 3.5625; 2013 Qtr 4: 3.5625; 2014 Qtr 1: 6.75; 2014 Qtr 2: 6.75; 2014 Qtr 3: 6.75; 2014 Qtr 4: 6.75 | 41.25
3224 | 416415-Fan Maintenance Only - 6 to 25 tons - Incentive |  | System | Commercial | 01-ALC-AllCommercial-Cooling | TRUE |  |  | Unit | RET | 35 | 35 | 0 | 0 | 0 | 0 |  |  | kWh |  |  | Commercial |  | Annual | [7 empty] | 3 | 80% | [12 empty] | 0% | 0% | 0% | 14.25 | 27 | 0 | 0 | 0 | 0 | 0 | 0 | 0 | 0 | 0 | 2013 Qtr 1: 3.5625; 2013 Qtr 2: 3.5625; 2013 Qtr 3: 3.5625; 2013 Qtr 4: 3.5625; 2014 Qtr 1: 6.75; 2014 Qtr 2: 6.75; 2014 Qtr 3: 6.75; 2014 Qtr 4: 6.75 | 41.25
3224 | 416416-RCA Test Only - Over 25 tons - Incentive |  | System | Commercial | 01-ALC-AllCommercial-Cooling | TRUE |  |  | Unit | RET | 45 | 45 | 0 | 0 | 0 | 0 |  |  | kWh |  |  | Commercial |  | Annual | [7 empty] | 3 | 80% | [12 empty] | 0% | 0% | 0% | 4.75 | 9 | 0 | 0 | 0 | 0 | 0 | 0 | 0 | 0 | 0 | 2013 Qtr 1: 1.1875; 2013 Qtr 2: 1.1875; 2013 Qtr 3: 1.1875; 2013 Qtr 4: 1.1875; 2014 Qtr 1: 2.25; 2014 Qtr 2: 2.25; 2014 Qtr 3: 2.25; 2014 Qtr 4: 2.25 | 13.75
3224 | 416417-Fan Maintenance Only - Over 25 tons - Incentive |  | System | Commercial | 01-ALC-AllCommercial-Cooling | TRUE |  |  | Unit | RET | 45 | 45 | 0 | 0 | 0 | 0 |  |  | kWh |  |  | Commercial |  | Annual | [7 empty] | 3 | 80% | [12 empty] | 0% | 0% | 0% | 4.75 | 9 | 0 | 0 | 0 | 0 | 0 | 0 | 0 | 0 | 0 | 2013 Qtr 1: 1.1875; 2013 Qtr 2: 1.1875; 2013 Qtr 3: 1.1875; 2013 Qtr 4: 1.1875; 2014 Qtr 1: 2.25; 2014 Qtr 2: 2.25; 2014 Qtr 3: 2.25; 2014 Qtr 4: 2.25 | 13.75
3224 | 416418-Thermostat - Adjust - Incentive |  | System | Commercial | 01-ALC-AllCommercial-Cooling | TRUE |  |  | Unit | ROB |  | 25 | 0 | 0 | 0 | -25 |  |  | kWh |  |  | Commercial |  | Annual | [7 empty] | 3 | 80% | [12 empty] | 0% | 0% | 0% | 72 | 60 | 0 | 0 | 0 | 0 | 0 | 0 | 0 | 0 | 0 | 2013 Qtr 1: 18; 2013 Qtr 2: 18; 2013 Qtr 3: 18; 2013 Qtr 4: 18; 2014 Qtr 1: 15; 2014 Qtr 2: 15; 2014 Qtr 3: 15; 2014 Qtr 4: 15 | 132
3224 | 416419-Thermostat - Replace - Incentive |  | System | Commercial | 01-ALC-AllCommercial-Cooling | TRUE |  |  | Unit | RET | 200 | 200 | 0 | 0 | 0 | 0 |  |  | kWh |  |  | Commercial |  | Annual | [7 empty] | 3 | 80% | [12 empty] | 0% | 0% | 0% | 18 | 15 | 0 | 0 | 0 | 0 | 0 | 0 | 0 | 0 | 0 | 2013 Qtr 1: 4.5; 2013 Qtr 2: 4.5; 2013 Qtr 3: 4.5; 2013 Qtr 4: 4.5; 2014 Qtr 1: 3.75; 2014 Qtr 2: 3.75; 2014 Qtr 3: 3.75; 2014 Qtr 4: 3.75 | 33
3224 | 416420-Minor Repairs - Platinum - Incentive |  | System | Commercial | 01-ALC-AllCommercial-Cooling | TRUE |  |  | Unit | ROB | 150 | 50 | 0 | 0 | 0 | 100 |  |  | kWh |  |  | Commercial |  | Annual | [7 empty] | 20 | 70% | [12 empty] | 0% | 0% | 0% | 184.14 | 89.82 | 0 | 0 | 0 | 0 | 0 | 0 | 0 | 0 | 0 | 2013 Qtr 1: 46.035; 2013 Qtr 2: 46.035; 2013 Qtr 3: 46.035; 2013 Qtr 4: 46.035; 2014 Qtr 1: 22.455; 2014 Qtr 2: 22.455; 2014 Qtr 3: 22.455; 2014 Qtr 4: 22.455 | 273.96
3224 | 416449-Quality Installation - Equipment Installation - Incentive | Com-RefrigCharge-wtd | System | Commercial | 01-ALC-AllCommercial-Cooling | TRUE |  |  | Unit | RET | 50 | 25 | 0 | 0 | 0 | 25 | 120 |  | kWh | 0.0939 | -0.00959 | Commercial |  | Annual | [7 empty] | 3 | 80% | [12 empty] | 0% | 0% | 0% | 41.325 | 87 | 0 | 0 | 0 | 0 | 0 | 0 | 0 | 0 | 0 | 2013 Qtr 1: 10.3313; 2013 Qtr 2: 10.3313; 2013 Qtr 3: 10.3313; 2013 Qtr 4: 10.3313; 2014 Qtr 1: 21.75; 2014 Qtr 2: 21.75; 2014 Qtr 3: 21.75; 2014 Qtr 4: 21.75 | 128.325
3224 | 461793-Customer Service and Maintance Agreement Imcentives |  | System | [5 empty] | Dollar | RET | 1 | 1 | 0 | 0 | 0 | 0 | 0 |  | #N/A | 0 | 0 | Commercial | [9 empty] | 3 | 100% | [5 empty] | 90% | [6 empty] | 0% | 0% | 0% | 34732 | 90075 | 0 | 0 | 0 | 0 | 0 | 0 | 0 | 0 | 0 | 2013 Qtr 1: 8683; 2013 Qtr 2: 8683; 2013 Qtr 3: 8683; 2013 Qtr 4: 8683; 2014 Qtr 1: 22518.75; 2014 Qtr 2: 22518.75; 2014 Qtr 3: 22518.75; 2014 Qtr 4: 22518.75 | 124807
3224-SW-COM-Deemed Incentives-HVAC Commercial SDG&E_COMPLIANCE | [15 empty] | 0 |  |  | #N/A | [26 empty] | 0% | 0% |  | 0 | 0 | 0 | 0 | 0 | 0 | 0 | 0 | 0 | 0 | 0 | [44 empty] | 0
3224-SW-COM-Deemed Incentives-HVAC Commercial SDG&E_COMPLIANCE | [15 empty] | 0 |  |  | #N/A | [26 empty] | 0% | 0% |  | 0 | 0 | 0 | 0 | 0 | 0 | 0 | 0 | 0 | 0 | 0 | [44 empty] | 0
3224-SW-COM-Deemed Incentives-HVAC Commercial SDG&E_COMPLIANCE | [15 empty] | 0 |  |  | #N/A | [26 empty] | 0% | 0% |  | 0 | 0 | 0 | 0 | 0 | 0 | 0 | 0 | 0 | 0 | 0 | [44 empty] | 0
3224-SW-COM-Deemed Incentives-HVAC Commercial SDG&E_COMPLIANCE | [15 empty] | 0 |  |  | #N/A | [26 empty] | 0% | 0% |  | 0 | 0 | 0 | 0 | 0 | 0 | 0 | 0 | 0 | 0 | 0 | [44 empty] | 0
3224-SW-COM-Deemed Incentives-HVAC Commercial SDG&E_COMPLIANCE | [15 empty] | 0 |  |  | #N/A | [26 empty] | 0% | 0% |  | 0 | 0 | 0 | 0 | 0 | 0 | 0 | 0 | 0 | 0 | 0 | [44 empty] | 0
3224-SW-COM-Deemed Incentives-HVAC Commercial SDG&E_COMPLIANCE | [15 empty] | 0 |  |  | #N/A | [26 empty] | 0% | 0% |  | 0 | 0 | 0 | 0 | 0 | 0 | 0 | 0 | 0 | 0 | 0 | [44 empty] | 0
3224-SW-COM-Deemed Incentives-HVAC Commercial SDG&E_COMPLIANCE | [15 empty] | 0 |  |  | #N/A | [26 empty] | 0% | 0% |  | 0 | 0 | 0 | 0 | 0 | 0 | 0 | 0 | 0 | 0 | 0 | [44 empty] | 0
3224-SW-COM-Deemed Incentives-HVAC Commercial SDG&E_COMPLIANCE | [15 empty] | 0 |  |  | #N/A | [26 empty] | 0% | 0% |  | 0 | 0 | 0 | 0 | 0 | 0 | 0 | 0 | 0 | 0 | 0 | [44 empty] | 0
3224-SW-COM-Deemed Incentives-HVAC Commercial SDG&E_COMPLIANCE | [15 empty] | 0 |  |  | #N/A | [26 empty] | 0% | 0% |  | 0 | 0 | 0 | 0 | 0 | 0 | 0 | 0 | 0 | 0 | 0 | [44 empty] | 0
3224-SW-COM-Deemed Incentives-HVAC Commercial SDG&E_COMPLIANCE | [15 empty] | 0 |  |  | #N/A | [26 empty] | 0% | 0% |  | 0 | 0 | 0 | 0 | 0 | 0 | 0 | 0 | 0 | 0 | 0 | [44 empty] | 0
3224-SW-COM-Deemed Incentives-HVAC Commercial SDG&E_COMPLIANCE | [15 empty] | 0 |  |  | #N/A | [26 empty] | 0% | 0% |  | 0 | 0 | 0 | 0 | 0 | 0 | 0 | 0 | 0 | 0 | 0 | [44 empty] | 0
3224-SW-COM-Deemed Incentives-HVAC Commercial SDG&E_COMPLIANCE | [15 empty] | 0 |  |  | #N/A | [26 empty] | 0% | 0% |  | 0 | 0 | 0 | 0 | 0 | 0 | 0 | 0 | 0 | 0 | 0 | [44 empty] | 0
3224-SW-COM-Deemed Incentives-HVAC Commercial SDG&E_COMPLIANCE | [15 empty] | 0 |  |  | #N/A | [26 empty] | 0% | 0% |  | 0 | 0 | 0 | 0 | 0 | 0 | 0 | 0 | 0 | 0 | 0 | [44 empty] | 0
3224-SW-COM-Deemed Incentives-HVAC Commercial SDG&E_COMPLIANCE | [15 empty] | 0 |  |  | #N/A | [26 empty] | 0% | 0% |  | 0 | 0 | 0 | 0 | 0 | 0 | 0 | 0 | 0 | 0 | 0 | [44 empty] | 0
3224-SW-COM-Deemed Incentives-HVAC Commercial SDG&E_COMPLIANCE | [15 empty] | 0 |  |  | #N/A | [26 empty] | 0% | 0% |  | 0 | 0 | 0 | 0 | 0 | 0 | 0 | 0 | 0 | 0 | 0 | [44 empty] | 0
3224-SW-COM-Deemed Incentives-HVAC Commercial SDG&E_COMPLIANCE | [15 empty] | 0 |  |  | #N/A | [26 empty] | 0% | 0% |  | 0 | 0 | 0 | 0 | 0 | 0 | 0 | 0 | 0 | 0 | 0 | [44 empty] | 0
3224-SW-COM-Deemed Incentives-HVAC Commercial SDG&E_COMPLIANCE | [15 empty] | 0 |  |  | #N/A | [26 empty] | 0% | 0% |  | 0 | 0 | 0 | 0 | 0 | 0 | 0 | 0 | 0 | 0 | 0 | [44 empty] | 0
3224-SW-COM-Deemed Incentives-HVAC Commercial SDG&E_COMPLIANCE | [15 empty] | 0 |  |  | #N/A | [26 empty] | 0% | 0% |  | 0 | 0 | 0 | 0 | 0 | 0 | 0 | 0 | 0 | 0 | 0 | [44 empty] | 0
3224-SW-COM-Deemed Incentives-HVAC Commercial SDG&E_COMPLIANCE | [15 empty] | 0 |  |  | #N/A | [26 empty] | 0% | 0% |  | 0 | 0 | 0 | 0 | 0 | 0 | 0 | 0 | 0 | 0 | 0 | [44 empty] | 0
3224-SW-COM-Deemed Incentives-HVAC Commercial SDG&E_COMPLIANCE | [15 empty] | 0 |  |  | #N/A | [26 empty] | 0% | 0% |  | 0 | 0 | 0 | 0 | 0 | 0 | 0 | 0 | 0 | 0 | 0 | [44 empty] | 0
3224-SW-COM-Deemed Incentives-HVAC Commercial SDG&E_COMPLIANCE | [15 empty] | 0 |  |  | #N/A | [26 empty] | 0% | 0% |  | 0 | 0 | 0 | 0 | 0 | 0 | 0 | 0 | 0 | 0 | 0 | [44 empty] | 0
3224-SW-COM-Deemed Incentives-HVAC Commercial SDG&E_COMPLIANCE | [15 empty] | 0 |  |  | #N/A | [26 empty] | 0% | 0% |  | 0 | 0 | 0 | 0 | 0 | 0 | 0 | 0 | 0 | 0 | 0 | [44 empty] | 0
3224-SW-COM-Deemed Incentives-HVAC Commercial SDG&E_COMPLIANCE | [15 empty] | 0 |  |  | #N/A | [26 empty] | 0% | 0% |  | 0 | 0 | 0 | 0 | 0 | 0 | 0 | 0 | 0 | 0 | 0 | [44 empty] | 0
3224-SW-COM-Deemed Incentives-HVAC Commercial SDG&E_COMPLIANCE | [15 empty] | 0 |  |  | #N/A | [26 empty] | 0% | 0% |  | 0 | 0 | 0 | 0 | 0 | 0 | 0 | 0 | 0 | 0 | 0 | [44 empty] | 0
3224-SW-COM-Deemed Incentives-HVAC Commercial SDG&E_COMPLIANCE | [15 empty] | 0 |  |  | #N/A | [26 empty] | 0% | 0% |  | 0 | 0 | 0 | 0 | 0 | 0 | 0 | 0 | 0 | 0 | 0 | [44 empty] | 0
3224-SW-COM-Deemed Incentives-HVAC Commercial SDG&E_COMPLIANCE | [15 empty] | 0 |  |  | #N/A | [26 empty] | 0% | 0% |  | 0 | 0 | 0 | 0 | 0 | 0 | 0 | 0 | 0 | 0 | 0 | [44 empty] | 0
3224-SW-COM-Deemed Incentives-HVAC Commercial SDG&E_COMPLIANCE | [15 empty] | 0 |  |  | #N/A | [26 empty] | 0% | 0% |  | 0 | 0 | 0 | 0 | 0 | 0 | 0 | 0 | 0 | 0 | 0 | [44 empty] | 0
3224-SW-COM-Deemed Incentives-HVAC Commercial SDG&E_COMPLIANCE | [15 empty] | 0 |  |  | #N/A | [26 empty] | 0% | 0% |  | 0 | 0 | 0 | 0 | 0 | 0 | 0 | 0 | 0 | 0 | 0 | [44 empty] | 0
3224-SW-COM-Deemed Incentives-HVAC Commercial SDG&E_COMPLIANCE | [15 empty] | 0 |  |  | #N/A | [26 empty] | 0% | 0% |  | 0 | 0 | 0 | 0 | 0 | 0 | 0 | 0 | 0 | 0 | 0 | [44 empty] | 0
3224-SW-COM-Deemed Incentives-HVAC Commercial SDG&E_COMPLIANCE | [15 empty] | 0 |  |  | #N/A | [26 empty] | 0% | 0% |  | 0 | 0 | 0 | 0 | 0 | 0 | 0 | 0 | 0 | 0 | 0 | [44 empty] | 0
3224-SW-COM-Deemed Incentives-HVAC Commercial SDG&E_COMPLIANCE | [15 empty] | 0 |  |  | #N/A | [26 empty] | 0% | 0% |  | 0 | 0 | 0 | 0 | 0 | 0 | 0 | 0 | 0 | 0 | 0 | [44 empty] | 0
3224-SW-COM-Deemed Incentives-HVAC Commercial SDG&E_COMPLIANCE | [15 empty] | 0 |  |  | #N/A | [26 empty] | 0% | 0% |  | 0 | 0 | 0 | 0 | 0 | 0 | 0 | 0 | 0 | 0 | 0 | [44 empty] | 0
3224-SW-COM-Deemed Incentives-HVAC Commercial SDG&E_COMPLIANCE | [15 empty] | 0 |  |  | #N/A | [26 empty] | 0% | 0% |  | 0 | 0 | 0 | 0 | 0 | 0 | 0 | 0 | 0 | 0 | 0 | [44 empty] | 0
3224-SW-COM-Deemed Incentives-HVAC Commercial SDG&E_COMPLIANCE | [15 empty] | 0 |  |  | #N/A | [26 empty] | 0% | 0% |  | 0 | 0 | 0 | 0 | 0 | 0 | 0 | 0 | 0 | 0 | 0 | [44 empty] | 0
3224-SW-COM-Deemed Incentives-HVAC Commercial SDG&E_COMPLIANCE | [15 empty] | 0 |  |  | #N/A | [26 empty] | 0% | 0% |  | 0 | 0 | 0 | 0 | 0 | 0 | 0 | 0 | 0 | 0 | 0 | [44 empty] | 0
3224-SW-COM-Deemed Incentives-HVAC Commercial SDG&E_COMPLIANCE | [15 empty] | 0 |  |  | #N/A | [26 empty] | 0% | 0% |  | 0 | 0 | 0 | 0 | 0 | 0 | 0 | 0 | 0 | 0 | 0 | [44 empty] | 0
3224-SW-COM-Deemed Incentives-HVAC Commercial SDG&E_COMPLIANCE | [15 empty] | 0 |  |  | #N/A | [26 empty] | 0% | 0% |  | 0 | 0 | 0 | 0 | 0 | 0 | 0 | 0 | 0 | 0 | 0 | [44 empty] | 0
3224-SW-COM-Deemed Incentives-HVAC Commercial SDG&E_COMPLIANCE | [15 empty] | 0 |  |  | #N/A | [26 empty] | 0% | 0% |  | 0 | 0 | 0 | 0 | 0 | 0 | 0 | 0 | 0 | 0 | 0 | [44 empty] | 0
3224-SW-COM-Deemed Incentives-HVAC Commercial SDG&E_COMPLIANCE | [15 empty] | 0 |  |  | #N/A | [26 empty] | 0% | 0% |  | 0 | 0 | 0 | 0 | 0 | 0 | 0 | 0 | 0 | 0 | 0 | [44 empty] | 0
3224-SW-COM-Deemed Incentives-HVAC Commercial SDG&E_COMPLIANCE | [15 empty] | 0 |  |  | #N/A | [26 empty] | 0% | 0% |  | 0 | 0 | 0 | 0 | 0 | 0 | 0 | 0 | 0 | 0 | 0 | [44 empty] | 0
3224-SW-COM-Deemed Incentives-HVAC Commercial SDG&E_COMPLIANCE | [15 empty] | 0 |  |  | #N/A | [26 empty] | 0% | 0% |  | 0 | 0 | 0 | 0 | 0 | 0 | 0 | 0 | 0 | 0 | 0 | [44 empty] | 0
3224-SW-COM-Deemed Incentives-HVAC Commercial SDG&E_COMPLIANCE | [15 empty] | 0 |  |  | #N/A | [26 empty] | 0% | 0% |  | 0 | 0 | 0 | 0 | 0 | 0 | 0 | 0 | 0 | 0 | 0 | [44 empty] | 0
3224-SW-COM-Deemed Incentives-HVAC Commercial SDG&E_COMPLIANCE | [15 empty] | 0 |  |  | #N/A | [26 empty] | 0% | 0% |  | 0 | 0 | 0 | 0 | 0 | 0 | 0 | 0 | 0 | 0 | 0 | [44 empty] | 0
3224-SW-COM-Deemed Incentives-HVAC Commercial SDG&E_COMPLIANCE | [15 empty] | 0 |  |  | #N/A | [26 empty] | 0% | 0% |  | 0 | 0 | 0 | 0 | 0 | 0 | 0 | 0 | 0 | 0 | 0 | [44 empty] | 0
3224-SW-COM-Deemed Incentives-HVAC Commercial SDG&E_COMPLIANCE | [15 empty] | 0 |  |  | #N/A | [26 empty] | 0% | 0% |  | 0 | 0 | 0 | 0 | 0 | 0 | 0 | 0 | 0 | 0 | 0 | [44 empty] | 0
3224-SW-COM-Deemed Incentives-HVAC Commercial SDG&E_COMPLIANCE | [15 empty] | 0 |  |  | #N/A | [26 empty] | 0% | 0% |  | 0 | 0 | 0 | 0 | 0 | 0 | 0 | 0 | 0 | 0 | 0 | [44 empty] | 0
3224-SW-COM-Deemed Incentives-HVAC Commercial SDG&E_COMPLIANCE | [15 empty] | 0 |  |  | #N/A | [26 empty] | 0% | 0% |  | 0 | 0 | 0 | 0 | 0 | 0 | 0 | 0 | 0 | 0 | 0 | [44 empty] | 0
3224-SW-COM-Deemed Incentives-HVAC Commercial SDG&E_COMPLIANCE | [15 empty] | 0 |  |  | #N/A | [26 empty] | 0% | 0% |  | 0 | 0 | 0 | 0 | 0 | 0 | 0 | 0 | 0 | 0 | 0 | [44 empty] | 0
3224-SW-COM-Deemed Incentives-HVAC Commercial SDG&E_COMPLIANCE | [15 empty] | 0 |  |  | #N/A | [26 empty] | 0% | 0% |  | 0 | 0 | 0 | 0 | 0 | 0 | 0 | 0 | 0 | 0 | 0 | [44 empty] | 0
3224-SW-COM-Deemed Incentives-HVAC Commercial SDG&E_COMPLIANCE | [15 empty] | 0 |  |  | #N/A | [26 empty] | 0% | 0% |  | 0 | 0 | 0 | 0 | 0 | 0 | 0 | 0 | 0 | 0 | 0 | [44 empty] | 0
3224-SW-COM-Deemed Incentives-HVAC Commercial SDG&E_COMPLIANCE | [15 empty] | 0 |  |  | #N/A | [26 empty] | 0% | 0% |  | 0 | 0 | 0 | 0 | 0 | 0 | 0 | 0 | 0 | 0 | 0 | [44 empty] | 0
3224-SW-COM-Deemed Incentives-HVAC Commercial SDG&E_COMPLIANCE | [15 empty] | 0 |  |  | #N/A | [26 empty] | 0% | 0% |  | 0 | 0 | 0 | 0 | 0 | 0 | 0 | 0 | 0 | 0 | 0 | [44 empty] | 0
3224-SW-COM-Deemed Incentives-HVAC Commercial SDG&E_COMPLIANCE | [15 empty] | 0 |  |  | #N/A | [26 empty] | 0% | 0% |  | 0 | 0 | 0 | 0 | 0 | 0 | 0 | 0 | 0 | 0 | 0 | [44 empty] | 0
3224-SW-COM-Deemed Incentives-HVAC Commercial SDG&E_COMPLIANCE | [15 empty] | 0 |  |  | #N/A | [26 empty] | 0% | 0% |  | 0 | 0 | 0 | 0 | 0 | 0 | 0 | 0 | 0 | 0 | 0 | [44 empty] | 0
3224-SW-COM-Deemed Incentives-HVAC Commercial SDG&E_COMPLIANCE | [15 empty] | 0 |  |  | #N/A | [26 empty] | 0% | 0% |  | 0 | 0 | 0 | 0 | 0 | 0 | 0 | 0 | 0 | 0 | 0 | [44 empty] | 0
3224-SW-COM-Deemed Incentives-HVAC Commercial SDG&E_COMPLIANCE | [15 empty] | 0 |  |  | #N/A | [26 empty] | 0% | 0% |  | 0 | 0 | 0 | 0 | 0 | 0 | 0 | 0 | 0 | 0 | 0 | [44 empty] | 0
3224-SW-COM-Deemed Incentives-HVAC Commercial SDG&E_COMPLIANCE | [15 empty] | 0 |  |  | #N/A | [26 empty] | 0% | 0% |  | 0 | 0 | 0 | 0 | 0 | 0 | 0 | 0 | 0 | 0 | 0 | [44 empty] | 0
3224-SW-COM-Deemed Incentives-HVAC Commercial SDG&E_COMPLIANCE | [15 empty] | 0 |  |  | #N/A | [26 empty] | 0% | 0% |  | 0 | 0 | 0 | 0 | 0 | 0 | 0 | 0 | 0 | 0 | 0 | [44 empty] | 0
3224-SW-COM-Deemed Incentives-HVAC Commercial SDG&E_COMPLIANCE | [15 empty] | 0 |  |  | #N/A | [26 empty] | 0% | 0% |  | 0 | 0 | 0 | 0 | 0 | 0 | 0 | 0 | 0 | 0 | 0 | [44 empty] | 0
3224-SW-COM-Deemed Incentives-HVAC Commercial SDG&E_COMPLIANCE | [15 empty] | 0 |  |  | #N/A | [26 empty] | 0% | 0% |  | 0 | 0 | 0 | 0 | 0 | 0 | 0 | 0 | 0 | 0 | 0 | [44 empty] | 0
3224-SW-COM-Deemed Incentives-HVAC Commercial SDG&E_COMPLIANCE | [15 empty] | 0 |  |  | #N/A | [26 empty] | 0% | 0% |  | 0 | 0 | 0 | 0 | 0 | 0 | 0 | 0 | 0 | 0 | 0 | [44 empty] | 0
3224-SW-COM-Deemed Incentives-HVAC Commercial SDG&E_COMPLIANCE | [15 empty] | 0 |  |  | #N/A | [26 empty] | 0% | 0% |  | 0 | 0 | 0 | 0 | 0 | 0 | 0 | 0 | 0 | 0 | 0 | [44 empty] | 0
3224-SW-COM-Deemed Incentives-HVAC Commercial SDG&E_COMPLIANCE | [15 empty] | 0 |  |  | #N/A | [26 empty] | 0% | 0% |  | 0 | 0 | 0 | 0 | 0 | 0 | 0 | 0 | 0 | 0 | 0 | [44 empty] | 0
3224-SW-COM-Deemed Incentives-HVAC Commercial SDG&E_COMPLIANCE | [15 empty] | 0 |  |  | #N/A | [26 empty] | 0% | 0% |  | 0 | 0 | 0 | 0 | 0 | 0 | 0 | 0 | 0 | 0 | 0 | [44 empty] | 0
3224-SW-COM-Deemed Incentives-HVAC Commercial SDG&E_COMPLIANCE | [15 empty] | 0 |  |  | #N/A | [26 empty] | 0% | 0% |  | 0 | 0 | 0 | 0 | 0 | 0 | 0 | 0 | 0 | 0 | 0 | [44 empty] | 0
3224-SW-COM-Deemed Incentives-HVAC Commercial SDG&E_COMPLIANCE | [15 empty] | 0 |  |  | #N/A | [26 empty] | 0% | 0% |  | 0 | 0 | 0 | 0 | 0 | 0 | 0 | 0 | 0 | 0 | 0 | [44 empty] | 0
3224-SW-COM-Deemed Incentives-HVAC Commercial SDG&E_COMPLIANCE | [15 empty] | 0 |  |  | #N/A | [26 empty] | 0% | 0% |  | 0 | 0 | 0 | 0 | 0 | 0 | 0 | 0 | 0 | 0 | 0 | [44 empty] | 0
3224-SW-COM-Deemed Incentives-HVAC Commercial SDG&E_COMPLIANCE | [15 empty] | 0 |  |  | #N/A | [26 empty] | 0% | 0% |  | 0 | 0 | 0 | 0 | 0 | 0 | 0 | 0 | 0 | 0 | 0 | [44 empty] | 0
3224-SW-COM-Deemed Incentives-HVAC Commercial SDG&E_COMPLIANCE | [15 empty] | 0 |  |  | #N/A | [26 empty] | 0% | 0% |  | 0 | 0 | 0 | 0 | 0 | 0 | 0 | 0 | 0 | 0 | 0 | [44 empty] | 0
3224-SW-COM-Deemed Incentives-HVAC Commercial SDG&E_COMPLIANCE | [15 empty] | 0 |  |  | #N/A | [26 empty] | 0% | 0% |  | 0 | 0 | 0 | 0 | 0 | 0 | 0 | 0 | 0 | 0 | 0 | [44 empty] | 0
3224-SW-COM-Deemed Incentives-HVAC Commercial SDG&E_COMPLIANCE | [15 empty] | 0 |  |  | #N/A | [26 empty] | 0% | 0% |  | 0 | 0 | 0 | 0 | 0 | 0 | 0 | 0 | 0 | 0 | 0 | [44 empty] | 0
3224-SW-COM-Deemed Incentives-HVAC Commercial SDG&E_COMPLIANCE | [15 empty] | 0 |  |  | #N/A | [26 empty] | 0% | 0% |  | 0 | 0 | 0 | 0 | 0 | 0 | 0 | 0 | 0 | 0 | 0 | [44 empty] | 0
3224-SW-COM-Deemed Incentives-HVAC Commercial SDG&E_COMPLIANCE | [15 empty] | 0 |  |  | #N/A | [26 empty] | 0% | 0% |  | 0 | 0 | 0 | 0 | 0 | 0 | 0 | 0 | 0 | 0 | 0 | [44 empty] | 0
3224-SW-COM-Deemed Incentives-HVAC Commercial SDG&E_COMPLIANCE | [15 empty] | 0 |  |  | #N/A | [26 empty] | 0% | 0% |  | 0 | 0 | 0 | 0 | 0 | 0 | 0 | 0 | 0 | 0 | 0 | [44 empty] | 0
3224-SW-COM-Deemed Incentives-HVAC Commercial SDG&E_COMPLIANCE | [15 empty] | 0 |  |  | #N/A | [26 empty] | 0% | 0% |  | 0 | 0 | 0 | 0 | 0 | 0 | 0 | 0 | 0 | 0 | 0 | [44 empty] | 0
3224-SW-COM-Deemed Incentives-HVAC Commercial SDG&E_COMPLIANCE | [15 empty] | 0 |  |  | #N/A | [26 empty] | 0% | 0% |  | 0 | 0 | 0 | 0 | 0 | 0 | 0 | 0 | 0 | 0 | 0 | [44 empty] | 0
3224-SW-COM-Deemed Incentives-HVAC Commercial SDG&E_COMPLIANCE | [15 empty] | 0 |  |  | #N/A | [26 empty] | 0% | 0% |  | 0 | 0 | 0 | 0 | 0 | 0 | 0 | 0 | 0 | 0 | 0 | [44 empty] | 0
3224-SW-COM-Deemed Incentives-HVAC Commercial SDG&E_COMPLIANCE | [15 empty] | 0 |  |  | #N/A | [26 empty] | 0% | 0% |  | 0 | 0 | 0 | 0 | 0 | 0 | 0 | 0 | 0 | 0 | 0 | [44 empty] | 0
3224-SW-COM-Deemed Incentives-HVAC Commercial SDG&E_COMPLIANCE | [15 empty] | 0 |  |  | #N/A | [26 empty] | 0% | 0% |  | 0 | 0 | 0 | 0 | 0 | 0 | 0 | 0 | 0 | 0 | 0 | [44 empty] | 0
3224-SW-COM-Deemed Incentives-HVAC Commercial SDG&E_COMPLIANCE | [15 empty] | 0 |  |  | #N/A | [26 empty] | 0% | 0% |  | 0 | 0 | 0 | 0 | 0 | 0 | 0 | 0 | 0 | 0 | 0 | [44 empty] | 0
3224-SW-COM-Deemed Incentives-HVAC Commercial SDG&E_COMPLIANCE | [15 empty] | 0 |  |  | #N/A | [26 empty] | 0% | 0% |  | 0 | 0 | 0 | 0 | 0 | 0 | 0 | 0 | 0 | 0 | 0 | [44 empty] | 0
3224-SW-COM-Deemed Incentives-HVAC Commercial SDG&E_COMPLIANCE | [15 empty] | 0 |  |  | #N/A | [26 empty] | 0% | 0% |  | 0 | 0 | 0 | 0 | 0 | 0 | 0 | 0 | 0 | 0 | 0 | [44 empty] | 0
3224-SW-COM-Deemed Incentives-HVAC Commercial SDG&E_COMPLIANCE | [15 empty] | 0 |  |  | #N/A | [26 empty] | 0% | 0% |  | 0 | 0 | 0 | 0 | 0 | 0 | 0 | 0 | 0 | 0 | 0 | [44 empty] | 0
3224-SW-COM-Deemed Incentives-HVAC Commercial SDG&E_COMPLIANCE | [15 empty] | 0 |  |  | #N/A | [26 empty] | 0% | 0% |  | 0 | 0 | 0 | 0 | 0 | 0 | 0 | 0 | 0 | 0 | 0 | [44 empty] | 0
3224-SW-COM-Deemed Incentives-HVAC Commercial SDG&E_COMPLIANCE | [15 empty] | 0 |  |  | #N/A | [26 empty] | 0% | 0% |  | 0 | 0 | 0 | 0 | 0 | 0 | 0 | 0 | 0 | 0 | 0 | [44 empty] | 0
3224-SW-COM-Deemed Incentives-HVAC Commercial SDG&E_COMPLIANCE | [15 empty] | 0 |  |  | #N/A | [26 empty] | 0% | 0% |  | 0 | 0 | 0 | 0 | 0 | 0 | 0 | 0 | 0 | 0 | 0 | [44 empty] | 0
3224-SW-COM-Deemed Incentives-HVAC Commercial SDG&E_COMPLIANCE | [15 empty] | 0 |  |  | #N/A | [26 empty] | 0% | 0% |  | 0 | 0 | 0 | 0 | 0 | 0 | 0 | 0 | 0 | 0 | 0 | [44 empty] | 0
3224-SW-COM-Deemed Incentives-HVAC Commercial SDG&E_COMPLIANCE | [15 empty] | 0 |  |  | #N/A | [26 empty] | 0% | 0% |  | 0 | 0 | 0 | 0 | 0 | 0 | 0 | 0 | 0 | 0 | 0 | [44 empty] | 0
3224-SW-COM-Deemed Incentives-HVAC Commercial SDG&E_COMPLIANCE | [15 empty] | 0 |  |  | #N/A | [26 empty] | 0% | 0% |  | 0 | 0 | 0 | 0 | 0 | 0 | 0 | 0 | 0 | 0 | 0 | [44 empty] | 0
3224-SW-COM-Deemed Incentives-HVAC Commercial SDG&E_COMPLIANCE | [15 empty] | 0 |  |  | #N/A | [26 empty] | 0% | 0% |  | 0 | 0 | 0 | 0 | 0 | 0 | 0 | 0 | 0 | 0 | 0 | [44 empty] | 0
3224-SW-COM-Deemed Incentives-HVAC Commercial SDG&E_COMPLIANCE | [15 empty] | 0 |  |  | #N/A | [26 empty] | 0% | 0% |  | 0 | 0 | 0 | 0 | 0 | 0 | 0 | 0 | 0 | 0 | 0 | [44 empty] | 0
3224-SW-COM-Deemed Incentives-HVAC Commercial SDG&E_COMPLIANCE | [15 empty] | 0 |  |  | #N/A | [26 empty] | 0% | 0% |  | 0 | 0 | 0 | 0 | 0 | 0 | 0 | 0 | 0 | 0 | 0 | [44 empty] | 0
3224-SW-COM-Deemed Incentives-HVAC Commercial SDG&E_COMPLIANCE | [15 empty] | 0 |  |  | #N/A | [26 empty] | 0% | 0% |  | 0 | 0 | 0 | 0 | 0 | 0 | 0 | 0 | 0 | 0 | 0 | [44 empty] | 0
3224-SW-COM-Deemed Incentives-HVAC Commercial SDG&E_COMPLIANCE | [15 empty] | 0 |  |  | #N/A | [26 empty] | 0% | 0% |  | 0 | 0 | 0 | 0 | 0 | 0 | 0 | 0 | 0 | 0 | 0 | [44 empty] | 0
3224-SW-COM-Deemed Incentives-HVAC Commercial SDG&E_COMPLIANCE | [15 empty] | 0 |  |  | #N/A | [26 empty] | 0% | 0% |  | 0 | 0 | 0 | 0 | 0 | 0 | 0 | 0 | 0 | 0 | 0 | [44 empty] | 0
3224-SW-COM-Deemed Incentives-HVAC Commercial SDG&E_COMPLIANCE | [15 empty] | 0 |  |  | #N/A | [26 empty] | 0% | 0% |  | 0 | 0 | 0 | 0 | 0 | 0 | 0 | 0 | 0 | 0 | 0 | [44 empty] | 0
3224-SW-COM-Deemed Incentives-HVAC Commercial SDG&E_COMPLIANCE | [15 empty] | 0 |  |  | #N/A | [26 empty] | 0% | 0% |  | 0 | 0 | 0 | 0 | 0 | 0 | 0 | 0 | 0 | 0 | 0 | [44 empty] | 0
3224-SW-COM-Deemed Incentives-HVAC Commercial SDG&E_COMPLIANCE | [15 empty] | 0 |  |  | #N/A | [26 empty] | 0% | 0% |  | 0 | 0 | 0 | 0 | 0 | 0 | 0 | 0 | 0 | 0 | 0 | [44 empty] | 0
3224-SW-COM-Deemed Incentives-HVAC Commercial SDG&E_COMPLIANCE | [15 empty] | 0 |  |  | #N/A | [26 empty] | 0% | 0% |  | 0 | 0 | 0 | 0 | 0 | 0 | 0 | 0 | 0 | 0 | 0 | [44 empty] | 0
3224-SW-COM-Deemed Incentives-HVAC Commercial SDG&E_COMPLIANCE | [15 empty] | 0 |  |  | #N/A | [26 empty] | 0% | 0% |  | 0 | 0 | 0 | 0 | 0 | 0 | 0 | 0 | 0 | 0 | 0 | [44 empty] | 0
3224-SW-COM-Deemed Incentives-HVAC Commercial SDG&E_COMPLIANCE | [15 empty] | 0 |  |  | #N/A | [26 empty] | 0% | 0% |  | 0 | 0 | 0 | 0 | 0 | 0 | 0 | 0 | 0 | 0 | 0 | [44 empty] | 0
3224-SW-COM-Deemed Incentives-HVAC Commercial SDG&E_COMPLIANCE | [15 empty] | 0 |  |  | #N/A | [26 empty] | 0% | 0% |  | 0 | 0 | 0 | 0 | 0 | 0 | 0 | 0 | 0 | 0 | 0 | [44 empty] | 0
3224-SW-COM-Deemed Incentives-HVAC Commercial SDG&E_COMPLIANCE | [15 empty] | 0 |  |  | #N/A | [26 empty] | 0% | 0% |  | 0 | 0 | 0 | 0 | 0 | 0 | 0 | 0 | 0 | 0 | 0 | [44 empty] | 0
3224-SW-COM-Deemed Incentives-HVAC Commercial SDG&E_COMPLIANCE | [15 empty] | 0 |  |  | #N/A | [26 empty] | 0% | 0% |  | 0 | 0 | 0 | 0 | 0 | 0 | 0 | 0 | 0 | 0 | 0 | [44 empty] | 0
3224-SW-COM-Deemed Incentives-HVAC Commercial SDG&E_COMPLIANCE | [15 empty] | 0 |  |  | #N/A | [26 empty] | 0% | 0% |  | 0 | 0 | 0 | 0 | 0 | 0 | 0 | 0 | 0 | 0 | 0 | [44 empty] | 0
3224-SW-COM-Deemed Incentives-HVAC Commercial SDG&E_COMPLIANCE | [15 empty] | 0 |  |  | #N/A | [26 empty] | 0% | 0% |  | 0 | 0 | 0 | 0 | 0 | 0 | 0 | 0 | 0 | 0 | 0 | [44 empty] | 0
3224-SW-COM-Deemed Incentives-HVAC Commercial SDG&E_COMPLIANCE | [15 empty] | 0 |  |  | #N/A | [26 empty] | 0% | 0% |  | 0 | 0 | 0 | 0 | 0 | 0 | 0 | 0 | 0 | 0 | 0 | [44 empty] | 0
3224-SW-COM-Deemed Incentives-HVAC Commercial SDG&E_COMPLIANCE | [15 empty] | 0 |  |  | #N/A | [26 empty] | 0% | 0% |  | 0 | 0 | 0 | 0 | 0 | 0 | 0 | 0 | 0 | 0 | 0 | [44 empty] | 0
3224-SW-COM-Deemed Incentives-HVAC Commercial SDG&E_COMPLIANCE | [15 empty] | 0 |  |  | #N/A | [26 empty] | 0% | 0% |  | 0 | 0 | 0 | 0 | 0 | 0 | 0 | 0 | 0 | 0 | 0 | [44 empty] | 0
3224-SW-COM-Deemed Incentives-HVAC Commercial SDG&E_COMPLIANCE | [15 empty] | 0 |  |  | #N/A | [26 empty] | 0% | 0% |  | 0 | 0 | 0 | 0 | 0 | 0 | 0 | 0 | 0 | 0 | 0 | [44 empty] | 0
3224-SW-COM-Deemed Incentives-HVAC Commercial SDG&E_COMPLIANCE | [15 empty] | 0 |  |  | #N/A | [26 empty] | 0% | 0% |  | 0 | 0 | 0 | 0 | 0 | 0 | 0 | 0 | 0 | 0 | 0 | [44 empty] | 0
3224-SW-COM-Deemed Incentives-HVAC Commercial SDG&E_COMPLIANCE | [15 empty] | 0 |  |  | #N/A | [26 empty] | 0% | 0% |  | 0 | 0 | 0 | 0 | 0 | 0 | 0 | 0 | 0 | 0 | 0 | [44 empty] | 0
3224-SW-COM-Deemed Incentives-HVAC Commercial SDG&E_COMPLIANCE | [15 empty] | 0 |  |  | #N/A | [26 empty] | 0% | 0% |  | 0 | 0 | 0 | 0 | 0 | 0 | 0 | 0 | 0 | 0 | 0 | [44 empty] | 0
3224-SW-COM-Deemed Incentives-HVAC Commercial SDG&E_COMPLIANCE | [15 empty] | 0 |  |  | #N/A | [26 empty] | 0% | 0% |  | 0 | 0 | 0 | 0 | 0 | 0 | 0 | 0 | 0 | 0 | 0 | [44 empty] | 0
3224-SW-COM-Deemed Incentives-HVAC Commercial SDG&E_COMPLIANCE | [15 empty] | 0 |  |  | #N/A | [26 empty] | 0% | 0% |  | 0 | 0 | 0 | 0 | 0 | 0 | 0 | 0 | 0 | 0 | 0 | [44 empty] | 0
3224-SW-COM-Deemed Incentives-HVAC Commercial SDG&E_COMPLIANCE | [15 empty] | 0 |  |  | #N/A | [26 empty] | 0% | 0% |  | 0 | 0 | 0 | 0 | 0 | 0 | 0 | 0 | 0 | 0 | 0 | [44 empty] | 0
3224-SW-COM-Deemed Incentives-HVAC Commercial SDG&E_COMPLIANCE | [15 empty] | 0 |  |  | #N/A | [26 empty] | 0% | 0% |  | 0 | 0 | 0 | 0 | 0 | 0 | 0 | 0 | 0 | 0 | 0 | [44 empty] | 0
3224-SW-COM-Deemed Incentives-HVAC Commercial SDG&E_COMPLIANCE | [15 empty] | 0 |  |  | #N/A | [26 empty] | 0% | 0% |  | 0 | 0 | 0 | 0 | 0 | 0 | 0 | 0 | 0 | 0 | 0 | [44 empty] | 0
3224-SW-COM-Deemed Incentives-HVAC Commercial SDG&E_COMPLIANCE | [15 empty] | 0 |  |  | #N/A | [26 empty] | 0% | 0% |  | 0 | 0 | 0 | 0 | 0 | 0 | 0 | 0 | 0 | 0 | 0 | [44 empty] | 0
3224-SW-COM-Deemed Incentives-HVAC Commercial SDG&E_COMPLIANCE | [15 empty] | 0 |  |  | #N/A | [26 empty] | 0% | 0% |  | 0 | 0 | 0 | 0 | 0 | 0 | 0 | 0 | 0 | 0 | 0 | [44 empty] | 0
3224-SW-COM-Deemed Incentives-HVAC Commercial SDG&E_COMPLIANCE | [15 empty] | 0 |  |  | #N/A | [26 empty] | 0% | 0% |  | 0 | 0 | 0 | 0 | 0 | 0 | 0 | 0 | 0 | 0 | 0 | [44 empty] | 0
3224-SW-COM-Deemed Incentives-HVAC Commercial SDG&E_COMPLIANCE | [15 empty] | 0 |  |  | #N/A | [26 empty] | 0% | 0% |  | 0 | 0 | 0 | 0 | 0 | 0 | 0 | 0 | 0 | 0 | 0 | [44 empty] | 0
3224-SW-COM-Deemed Incentives-HVAC Commercial SDG&E_COMPLIANCE | [15 empty] | 0 |  |  | #N/A | [26 empty] | 0% | 0% |  | 0 | 0 | 0 | 0 | 0 | 0 | 0 | 0 | 0 | 0 | 0 | [44 empty] | 0
3224-SW-COM-Deemed Incentives-HVAC Commercial SDG&E_COMPLIANCE | [15 empty] | 0 |  |  | #N/A | [26 empty] | 0% | 0% |  | 0 | 0 | 0 | 0 | 0 | 0 | 0 | 0 | 0 | 0 | 0 | [44 empty] | 0
3224-SW-COM-Deemed Incentives-HVAC Commercial SDG&E_COMPLIANCE | [15 empty] | 0 |  |  | #N/A | [26 empty] | 0% | 0% |  | 0 | 0 | 0 | 0 | 0 | 0 | 0 | 0 | 0 | 0 | 0 | [44 empty] | 0
3224-SW-COM-Deemed Incentives-HVAC Commercial SDG&E_COMPLIANCE | [15 empty] | 0 |  |  | #N/A | [26 empty] | 0% | 0% |  | 0 | 0 | 0 | 0 | 0 | 0 | 0 | 0 | 0 | 0 | 0 | [44 empty] | 0
3224-SW-COM-Deemed Incentives-HVAC Commercial SDG&E_COMPLIANCE | [15 empty] | 0 |  |  | #N/A | [26 empty] | 0% | 0% |  | 0 | 0 | 0 | 0 | 0 | 0 | 0 | 0 | 0 | 0 | 0 | [44 empty] | 0
3224-SW-COM-Deemed Incentives-HVAC Commercial SDG&E_COMPLIANCE | [15 empty] | 0 |  |  | #N/A | [26 empty] | 0% | 0% |  | 0 | 0 | 0 | 0 | 0 | 0 | 0 | 0 | 0 | 0 | 0 | [44 empty] | 0
3224-SW-COM-Deemed Incentives-HVAC Commercial SDG&E_COMPLIANCE | [15 empty] | 0 |  |  | #N/A | [26 empty] | 0% | 0% |  | 0 | 0 | 0 | 0 | 0 | 0 | 0 | 0 | 0 | 0 | 0 | [44 empty] | 0
3224-SW-COM-Deemed Incentives-HVAC Commercial SDG&E_COMPLIANCE | [15 empty] | 0 |  |  | #N/A | [26 empty] | 0% | 0% |  | 0 | 0 | 0 | 0 | 0 | 0 | 0 | 0 | 0 | 0 | 0 | [44 empty] | 0
3224-SW-COM-Deemed Incentives-HVAC Commercial SDG&E_COMPLIANCE | [15 empty] | 0 |  |  | #N/A | [26 empty] | 0% | 0% |  | 0 | 0 | 0 | 0 | 0 | 0 | 0 | 0 | 0 | 0 | 0 | [44 empty] | 0
3224-SW-COM-Deemed Incentives-HVAC Commercial SDG&E_COMPLIANCE | [15 empty] | 0 |  |  | #N/A | [26 empty] | 0% | 0% |  | 0 | 0 | 0 | 0 | 0 | 0 | 0 | 0 | 0 | 0 | 0 | [44 empty] | 0
3224-SW-COM-Deemed Incentives-HVAC Commercial SDG&E_COMPLIANCE | [15 empty] | 0 |  |  | #N/A | [26 empty] | 0% | 0% |  | 0 | 0 | 0 | 0 | 0 | 0 | 0 | 0 | 0 | 0 | 0 | [44 empty] | 0
3224-SW-COM-Deemed Incentives-HVAC Commercial SDG&E_COMPLIANCE | [15 empty] | 0 |  |  | #N/A | [26 empty] | 0% | 0% |  | 0 | 0 | 0 | 0 | 0 | 0 | 0 | 0 | 0 | 0 | 0 | [44 empty] | 0
3224-SW-COM-Deemed Incentives-HVAC Commercial SDG&E_COMPLIANCE | [15 empty] | 0 |  |  | #N/A | [26 empty] | 0% | 0% |  | 0 | 0 | 0 | 0 | 0 | 0 | 0 | 0 | 0 | 0 | 0 | [44 empty] | 0
3224-SW-COM-Deemed Incentives-HVAC Commercial SDG&E_COMPLIANCE | [15 empty] | 0 |  |  | #N/A | [26 empty] | 0% | 0% |  | 0 | 0 | 0 | 0 | 0 | 0 | 0 | 0 | 0 | 0 | 0 | [44 empty] | 0
3224-SW-COM-Deemed Incentives-HVAC Commercial SDG&E_COMPLIANCE | [15 empty] | 0 |  |  | #N/A | [26 empty] | 0% | 0% |  | 0 | 0 | 0 | 0 | 0 | 0 | 0 | 0 | 0 | 0 | 0 | [44 empty] | 0
3224-SW-COM-Deemed Incentives-HVAC Commercial SDG&E_COMPLIANCE | [15 empty] | 0 |  |  | #N/A | [26 empty] | 0% | 0% |  | 0 | 0 | 0 | 0 | 0 | 0 | 0 | 0 | 0 | 0 | 0 | [44 empty] | 0
3224-SW-COM-Deemed Incentives-HVAC Commercial SDG&E_COMPLIANCE | [15 empty] | 0 |  |  | #N/A | [26 empty] | 0% | 0% |  | 0 | 0 | 0 | 0 | 0 | 0 | 0 | 0 | 0 | 0 | 0 | [44 empty] | 0
3224-SW-COM-Deemed Incentives-HVAC Commercial SDG&E_COMPLIANCE | [15 empty] | 0 |  |  | #N/A | [26 empty] | 0% | 0% |  | 0 | 0 | 0 | 0 | 0 | 0 | 0 | 0 | 0 | 0 | 0 | [44 empty] | 0
3224-SW-COM-Deemed Incentives-HVAC Commercial SDG&E_COMPLIANCE | [15 empty] | 0 |  |  | #N/A | [26 empty] | 0% | 0% |  | 0 | 0 | 0 | 0 | 0 | 0 | 0 | 0 | 0 | 0 | 0 | [44 empty] | 0
3224-SW-COM-Deemed Incentives-HVAC Commercial SDG&E_COMPLIANCE | [15 empty] | 0 |  |  | #N/A | [26 empty] | 0% | 0% |  | 0 | 0 | 0 | 0 | 0 | 0 | 0 | 0 | 0 | 0 | 0 | [44 empty] | 0
3224-SW-COM-Deemed Incentives-HVAC Commercial SDG&E_COMPLIANCE | [15 empty] | 0 |  |  | #N/A | [26 empty] | 0% | 0% |  | 0 | 0 | 0 | 0 | 0 | 0 | 0 | 0 | 0 | 0 | 0 | [44 empty] | 0
3224-SW-COM-Deemed Incentives-HVAC Commercial SDG&E_COMPLIANCE | [15 empty] | 0 |  |  | #N/A | [26 empty] | 0% | 0% |  | 0 | 0 | 0 | 0 | 0 | 0 | 0 | 0 | 0 | 0 | 0 | [44 empty] | 0
3224-SW-COM-Deemed Incentives-HVAC Commercial SDG&E_COMPLIANCE | [15 empty] | 0 |  |  | #N/A | [26 empty] | 0% | 0% |  | 0 | 0 | 0 | 0 | 0 | 0 | 0 | 0 | 0 | 0 | 0 | [44 empty] | 0
3224-SW-COM-Deemed Incentives-HVAC Commercial SDG&E_COMPLIANCE | [15 empty] | 0 |  |  | #N/A | [26 empty] | 0% | 0% |  | 0 | 0 | 0 | 0 | 0 | 0 | 0 | 0 | 0 | 0 | 0 | [44 empty] | 0
3224-SW-COM-Deemed Incentives-HVAC Commercial SDG&E_COMPLIANCE | [15 empty] | 0 |  |  | #N/A | [26 empty] | 0% | 0% |  | 0 | 0 | 0 | 0 | 0 | 0 | 0 | 0 | 0 | 0 | 0 | [44 empty] | 0
3224-SW-COM-Deemed Incentives-HVAC Commercial SDG&E_COMPLIANCE | [15 empty] | 0 |  |  | #N/A | [26 empty] | 0% | 0% |  | 0 | 0 | 0 | 0 | 0 | 0 | 0 | 0 | 0 | 0 | 0 | [44 empty] | 0
3224-SW-COM-Deemed Incentives-HVAC Commercial SDG&E_COMPLIANCE | [15 empty] | 0 |  |  | #N/A | [26 empty] | 0% | 0% |  | 0 | 0 | 0 | 0 | 0 | 0 | 0 | 0 | 0 | 0 | 0 | [44 empty] | 0
3224-SW-COM-Deemed Incentives-HVAC Commercial SDG&E_COMPLIANCE | [15 empty] | 0 |  |  | #N/A | [26 empty] | 0% | 0% |  | 0 | 0 | 0 | 0 | 0 | 0 | 0 | 0 | 0 | 0 | 0 | [44 empty] | 0
3224-SW-COM-Deemed Incentives-HVAC Commercial SDG&E_COMPLIANCE | [15 empty] | 0 |  |  | #N/A | [26 empty] | 0% | 0% |  | 0 | 0 | 0 | 0 | 0 | 0 | 0 | 0 | 0 | 0 | 0 | [44 empty] | 0
3224-SW-COM-Deemed Incentives-HVAC Commercial SDG&E_COMPLIANCE | [15 empty] | 0 |  |  | #N/A | [26 empty] | 0% | 0% |  | 0 | 0 | 0 | 0 | 0 | 0 | 0 | 0 | 0 | 0 | 0 | [44 empty] | 0
3224-SW-COM-Deemed Incentives-HVAC Commercial SDG&E_COMPLIANCE | [15 empty] | 0 |  |  | #N/A | [26 empty] | 0% | 0% |  | 0 | 0 | 0 | 0 | 0 | 0 | 0 | 0 | 0 | 0 | 0 | [44 empty] | 0
3224-SW-COM-Deemed Incentives-HVAC Commercial SDG&E_COMPLIANCE | [15 empty] | 0 |  |  | #N/A | [26 empty] | 0% | 0% |  | 0 | 0 | 0 | 0 | 0 | 0 | 0 | 0 | 0 | 0 | 0 | [44 empty] | 0
3224-SW-COM-Deemed Incentives-HVAC Commercial SDG&E_COMPLIANCE | [15 empty] | 0 |  |  | #N/A | [26 empty] | 0% | 0% |  | 0 | 0 | 0 | 0 | 0 | 0 | 0 | 0 | 0 | 0 | 0 | [44 empty] | 0
3224-SW-COM-Deemed Incentives-HVAC Commercial SDG&E_COMPLIANCE | [15 empty] | 0 |  |  | #N/A | [26 empty] | 0% | 0% |  | 0 | 0 | 0 | 0 | 0 | 0 | 0 | 0 | 0 | 0 | 0 | [44 empty] | 0
3224-SW-COM-Deemed Incentives-HVAC Commercial SDG&E_COMPLIANCE | [15 empty] | 0 |  |  | #N/A | [26 empty] | 0% | 0% |  | 0 | 0 | 0 | 0 | 0 | 0 | 0 | 0 | 0 | 0 | 0 | [44 empty] | 0
3224-SW-COM-Deemed Incentives-HVAC Commercial SDG&E_COMPLIANCE | [15 empty] | 0 |  |  | #N/A | [26 empty] | 0% | 0% |  | 0 | 0 | 0 | 0 | 0 | 0 | 0 | 0 | 0 | 0 | 0 | [44 empty] | 0
3224-SW-COM-Deemed Incentives-HVAC Commercial SDG&E_COMPLIANCE | [15 empty] | 0 |  |  | #N/A | [26 empty] | 0% | 0% |  | 0 | 0 | 0 | 0 | 0 | 0 | 0 | 0 | 0 | 0 | 0 | [44 empty] | 0
3224-SW-COM-Deemed Incentives-HVAC Commercial SDG&E_COMPLIANCE | [15 empty] | 0 |  |  | #N/A | [26 empty] | 0% | 0% |  | 0 | 0 | 0 | 0 | 0 | 0 | 0 | 0 | 0 | 0 | 0 | [44 empty] | 0
3224-SW-COM-Deemed Incentives-HVAC Commercial SDG&E_COMPLIANCE | [15 empty] | 0 |  |  | #N/A | [26 empty] | 0% | 0% |  | 0 | 0 | 0 | 0 | 0 | 0 | 0 | 0 | 0 | 0 | 0 | [44 empty] | 0
3224-SW-COM-Deemed Incentives-HVAC Commercial SDG&E_COMPLIANCE | [15 empty] | 0 |  |  | #N/A | [26 empty] | 0% | 0% |  | 0 | 0 | 0 | 0 | 0 | 0 | 0 | 0 | 0 | 0 | 0 | [44 empty] | 0
3224-SW-COM-Deemed Incentives-HVAC Commercial SDG&E_COMPLIANCE | [15 empty] | 0 |  |  | #N/A | [26 empty] | 0% | 0% |  | 0 | 0 | 0 | 0 | 0 | 0 | 0 | 0 | 0 | 0 | 0 | [44 empty] | 0
3224-SW-COM-Deemed Incentives-HVAC Commercial SDG&E_COMPLIANCE | [15 empty] | 0 |  |  | #N/A | [26 empty] | 0% | 0% |  | 0 | 0 | 0 | 0 | 0 | 0 | 0 | 0 | 0 | 0 | 0 | [44 empty] | 0
3224-SW-COM-Deemed Incentives-HVAC Commercial SDG&E_COMPLIANCE | [15 empty] | 0 |  |  | #N/A | [26 empty] | 0% | 0% |  | 0 | 0 | 0 | 0 | 0 | 0 | 0 | 0 | 0 | 0 | 0 | [44 empty] | 0
3224-SW-COM-Deemed Incentives-HVAC Commercial SDG&E_COMPLIANCE | [15 empty] | 0 |  |  | #N/A | [26 empty] | 0% | 0% |  | 0 | 0 | 0 | 0 | 0 | 0 | 0 | 0 | 0 | 0 | 0 | [44 empty] | 0
3224-SW-COM-Deemed Incentives-HVAC Commercial SDG&E_COMPLIANCE | [15 empty] | 0 |  |  | #N/A | [26 empty] | 0% | 0% |  | 0 | 0 | 0 | 0 | 0 | 0 | 0 | 0 | 0 | 0 | 0 | [44 empty] | 0
3224-SW-COM-Deemed Incentives-HVAC Commercial SDG&E_COMPLIANCE | [15 empty] | 0 |  |  | #N/A | [26 empty] | 0% | 0% |  | 0 | 0 | 0 | 0 | 0 | 0 | 0 | 0 | 0 | 0 | 0 | [44 empty] | 0
3224-SW-COM-Deemed Incentives-HVAC Commercial SDG&E_COMPLIANCE | [15 empty] | 0 |  |  | #N/A | [26 empty] | 0% | 0% |  | 0 | 0 | 0 | 0 | 0 | 0 | 0 | 0 | 0 | 0 | 0 | [44 empty] | 0
3224-SW-COM-Deemed Incentives-HVAC Commercial SDG&E_COMPLIANCE | [15 empty] | 0 |  |  | #N/A | [26 empty] | 0% | 0% |  | 0 | 0 | 0 | 0 | 0 | 0 | 0 | 0 | 0 | 0 | 0 | [44 empty] | 0
3224-SW-COM-Deemed Incentives-HVAC Commercial SDG&E_COMPLIANCE | [15 empty] | 0 |  |  | #N/A | [26 empty] | 0% | 0% |  | 0 | 0 | 0 | 0 | 0 | 0 | 0 | 0 | 0 | 0 | 0 | [44 empty] | 0
3224-SW-COM-Deemed Incentives-HVAC Commercial SDG&E_COMPLIANCE | [15 empty] | 0 |  |  | #N/A | [26 empty] | 0% | 0% |  | 0 | 0 | 0 | 0 | 0 | 0 | 0 | 0 | 0 | 0 | 0 | [44 empty] | 0
3224-SW-COM-Deemed Incentives-HVAC Commercial SDG&E_COMPLIANCE | [15 empty] | 0 |  |  | #N/A | [26 empty] | 0% | 0% |  | 0 | 0 | 0 | 0 | 0 | 0 | 0 | 0 | 0 | 0 | 0 | [44 empty] | 0
3224-SW-COM-Deemed Incentives-HVAC Commercial SDG&E_COMPLIANCE | [15 empty] | 0 |  |  | #N/A | [26 empty] | 0% | 0% |  | 0 | 0 | 0 | 0 | 0 | 0 | 0 | 0 | 0 | 0 | 0 | [44 empty] | 0
3224-SW-COM-Deemed Incentives-HVAC Commercial SDG&E_COMPLIANCE | [15 empty] | 0 |  |  | #N/A | [26 empty] | 0% | 0% |  | 0 | 0 | 0 | 0 | 0 | 0 | 0 | 0 | 0 | 0 | 0 | [44 empty] | 0
3224-SW-COM-Deemed Incentives-HVAC Commercial SDG&E_COMPLIANCE | [15 empty] | 0 |  |  | #N/A | [26 empty] | 0% | 0% |  | 0 | 0 | 0 | 0 | 0 | 0 | 0 | 0 | 0 | 0 | 0 | [44 empty] | 0
3224-SW-COM-Deemed Incentives-HVAC Commercial SDG&E_COMPLIANCE | [15 empty] | 0 |  |  | #N/A | [26 empty] | 0% | 0% |  | 0 | 0 | 0 | 0 | 0 | 0 | 0 | 0 | 0 | 0 | 0 | [44 empty] | 0
3224-SW-COM-Deemed Incentives-HVAC Commercial SDG&E_COMPLIANCE | [15 empty] | 0 |  |  | #N/A | [26 empty] | 0% | 0% |  | 0 | 0 | 0 | 0 | 0 | 0 | 0 | 0 | 0 | 0 | 0 | [44 empty] | 0
3224-SW-COM-Deemed Incentives-HVAC Commercial SDG&E_COMPLIANCE | [15 empty] | 0 |  |  | #N/A | [26 empty] | 0% | 0% |  | 0 | 0 | 0 | 0 | 0 | 0 | 0 | 0 | 0 | 0 | 0 | [44 empty] | 0
3224-SW-COM-Deemed Incentives-HVAC Commercial SDG&E_COMPLIANCE | [15 empty] | 0 |  |  | #N/A | [26 empty] | 0% | 0% |  | 0 | 0 | 0 | 0 | 0 | 0 | 0 | 0 | 0 | 0 | 0 | [44 empty] | 0
3224-SW-COM-Deemed Incentives-HVAC Commercial SDG&E_COMPLIANCE | [15 empty] | 0 |  |  | #N/A | [26 empty] | 0% | 0% |  | 0 | 0 | 0 | 0 | 0 | 0 | 0 | 0 | 0 | 0 | 0 | [44 empty] | 0
3224-SW-COM-Deemed Incentives-HVAC Commercial SDG&E_COMPLIANCE | [15 empty] | 0 |  |  | #N/A | [26 empty] | 0% | 0% |  | 0 | 0 | 0 | 0 | 0 | 0 | 0 | 0 | 0 | 0 | 0 | [44 empty] | 0
3224-SW-COM-Deemed Incentives-HVAC Commercial SDG&E_COMPLIANCE | [15 empty] | 0 |  |  | #N/A | [26 empty] | 0% | 0% |  | 0 | 0 | 0 | 0 | 0 | 0 | 0 | 0 | 0 | 0 | 0 | [44 empty] | 0
3224-SW-COM-Deemed Incentives-HVAC Commercial SDG&E_COMPLIANCE | [15 empty] | 0 |  |  | #N/A | [26 empty] | 0% | 0% |  | 0 | 0 | 0 | 0 | 0 | 0 | 0 | 0 | 0 | 0 | 0 | [44 empty] | 0
3224-SW-COM-Deemed Incentives-HVAC Commercial SDG&E_COMPLIANCE | [15 empty] | 0 |  |  | #N/A | [26 empty] | 0% | 0% |  | 0 | 0 | 0 | 0 | 0 | 0 | 0 | 0 | 0 | 0 | 0 | [44 empty] | 0
3224-SW-COM-Deemed Incentives-HVAC Commercial SDG&E_COMPLIANCE | [15 empty] | 0 |  |  | #N/A | [26 empty] | 0% | 0% |  | 0 | 0 | 0 | 0 | 0 | 0 | 0 | 0 | 0 | 0 | 0 | [44 empty] | 0
3224-SW-COM-Deemed Incentives-HVAC Commercial SDG&E_COMPLIANCE | [15 empty] | 0 |  |  | #N/A | [26 empty] | 0% | 0% |  | 0 | 0 | 0 | 0 | 0 | 0 | 0 | 0 | 0 | 0 | 0 | [44 empty] | 0
3224-SW-COM-Deemed Incentives-HVAC Commercial SDG&E_COMPLIANCE | [15 empty] | 0 |  |  | #N/A | [26 empty] | 0% | 0% |  | 0 | 0 | 0 | 0 | 0 | 0 | 0 | 0 | 0 | 0 | 0 | [44 empty] | 0
3224-SW-COM-Deemed Incentives-HVAC Commercial SDG&E_COMPLIANCE | [15 empty] | 0 |  |  | #N/A | [26 empty] | 0% | 0% |  | 0 | 0 | 0 | 0 | 0 | 0 | 0 | 0 | 0 | 0 | 0 | [44 empty] | 0
3224-SW-COM-Deemed Incentives-HVAC Commercial SDG&E_COMPLIANCE | [15 empty] | 0 |  |  | #N/A | [26 empty] | 0% | 0% |  | 0 | 0 | 0 | 0 | 0 | 0 | 0 | 0 | 0 | 0 | 0 | [44 empty] | 0
3224-SW-COM-Deemed Incentives-HVAC Commercial SDG&E_COMPLIANCE | [15 empty] | 0 |  |  | #N/A | [26 empty] | 0% | 0% |  | 0 | 0 | 0 | 0 | 0 | 0 | 0 | 0 | 0 | 0 | 0 | [44 empty] | 0
3224-SW-COM-Deemed Incentives-HVAC Commercial SDG&E_COMPLIANCE | [15 empty] | 0 |  |  | #N/A | [26 empty] | 0% | 0% |  | 0 | 0 | 0 | 0 | 0 | 0 | 0 | 0 | 0 | 0 | 0 | [44 empty] | 0
3224-SW-COM-Deemed Incentives-HVAC Commercial SDG&E_COMPLIANCE | [15 empty] | 0 |  |  | #N/A | [26 empty] | 0% | 0% |  | 0 | 0 | 0 | 0 | 0 | 0 | 0 | 0 | 0 | 0 | 0 | [44 empty] | 0
3224-SW-COM-Deemed Incentives-HVAC Commercial SDG&E_COMPLIANCE | [15 empty] | 0 |  |  | #N/A | [26 empty] | 0% | 0% |  | 0 | 0 | 0 | 0 | 0 | 0 | 0 | 0 | 0 | 0 | 0 | [44 empty] | 0
3224-SW-COM-Deemed Incentives-HVAC Commercial SDG&E_COMPLIANCE | [15 empty] | 0 |  |  | #N/A | [26 empty] | 0% | 0% |  | 0 | 0 | 0 | 0 | 0 | 0 | 0 | 0 | 0 | 0 | 0 | [44 empty] | 0
3224-SW-COM-Deemed Incentives-HVAC Commercial SDG&E_COMPLIANCE | [15 empty] | 0 |  |  | #N/A | [26 empty] | 0% | 0% |  | 0 | 0 | 0 | 0 | 0 | 0 | 0 | 0 | 0 | 0 | 0 | [44 empty] | 0
3224-SW-COM-Deemed Incentives-HVAC Commercial SDG&E_COMPLIANCE | [15 empty] | 0 |  |  | #N/A | [26 empty] | 0% | 0% |  | 0 | 0 | 0 | 0 | 0 | 0 | 0 | 0 | 0 | 0 | 0 | [44 empty] | 0
3224-SW-COM-Deemed Incentives-HVAC Commercial SDG&E_COMPLIANCE | [15 empty] | 0 |  |  | #N/A | [26 empty] | 0% | 0% |  | 0 | 0 | 0 | 0 | 0 | 0 | 0 | 0 | 0 | 0 | 0 | [44 empty] | 0
3224-SW-COM-Deemed Incentives-HVAC Commercial SDG&E_COMPLIANCE | [15 empty] | 0 |  |  | #N/A | [26 empty] | 0% | 0% |  | 0 | 0 | 0 | 0 | 0 | 0 | 0 | 0 | 0 | 0 | 0 | [44 empty] | 0
3224-SW-COM-Deemed Incentives-HVAC Commercial SDG&E_COMPLIANCE | [15 empty] | 0 |  |  | #N/A | [26 empty] | 0% | 0% |  | 0 | 0 | 0 | 0 | 0 | 0 | 0 | 0 | 0 | 0 | 0 | [44 empty] | 0
3224-SW-COM-Deemed Incentives-HVAC Commercial SDG&E_COMPLIANCE | [15 empty] | 0 |  |  | #N/A | [26 empty] | 0% | 0% |  | 0 | 0 | 0 | 0 | 0 | 0 | 0 | 0 | 0 | 0 | 0 | [44 empty] | 0
3224-SW-COM-Deemed Incentives-HVAC Commercial SDG&E_COMPLIANCE | [15 empty] | 0 |  |  | #N/A | [26 empty] | 0% | 0% |  | 0 | 0 | 0 | 0 | 0 | 0 | 0 | 0 | 0 | 0 | 0 | [44 empty] | 0
3224-SW-COM-Deemed Incentives-HVAC Commercial SDG&E_COMPLIANCE | [15 empty] | 0 |  |  | #N/A | [26 empty] | 0% | 0% |  | 0 | 0 | 0 | 0 | 0 | 0 | 0 | 0 | 0 | 0 | 0 | [44 empty] | 0
3224-SW-COM-Deemed Incentives-HVAC Commercial SDG&E_COMPLIANCE | [15 empty] | 0 |  |  | #N/A | [26 empty] | 0% | 0% |  | 0 | 0 | 0 | 0 | 0 | 0 | 0 | 0 | 0 | 0 | 0 | [44 empty] | 0
3224-SW-COM-Deemed Incentives-HVAC Commercial SDG&E_COMPLIANCE | [15 empty] | 0 |  |  | #N/A | [26 empty] | 0% | 0% |  | 0 | 0 | 0 | 0 | 0 | 0 | 0 | 0 | 0 | 0 | 0 | [44 empty] | 0
3224-SW-COM-Deemed Incentives-HVAC Commercial SDG&E_COMPLIANCE | [15 empty] | 0 |  |  | #N/A | [26 empty] | 0% | 0% |  | 0 | 0 | 0 | 0 | 0 | 0 | 0 | 0 | 0 | 0 | 0 | [44 empty] | 0
3224-SW-COM-Deemed Incentives-HVAC Commercial SDG&E_COMPLIANCE | [15 empty] | 0 |  |  | #N/A | [26 empty] | 0% | 0% |  | 0 | 0 | 0 | 0 | 0 | 0 | 0 | 0 | 0 | 0 | 0 | [44 empty] | 0
3224-SW-COM-Deemed Incentives-HVAC Commercial SDG&E_COMPLIANCE | [15 empty] | 0 |  |  | #N/A | [26 empty] | 0% | 0% |  | 0 | 0 | 0 | 0 | 0 | 0 | 0 | 0 | 0 | 0 | 0 | [44 empty] | 0
3224-SW-COM-Deemed Incentives-HVAC Commercial SDG&E_COMPLIANCE | [15 empty] | 0 |  |  | #N/A | [26 empty] | 0% | 0% |  | 0 | 0 | 0 | 0 | 0 | 0 | 0 | 0 | 0 | 0 | 0 | [44 empty] | 0
3224-SW-COM-Deemed Incentives-HVAC Commercial SDG&E_COMPLIANCE | [15 empty] | 0 |  |  | #N/A | [26 empty] | 0% | 0% |  | 0 | 0 | 0 | 0 | 0 | 0 | 0 | 0 | 0 | 0 | 0 | [44 empty] | 0
3224-SW-COM-Deemed Incentives-HVAC Commercial SDG&E_COMPLIANCE | [15 empty] | 0 |  |  | #N/A | [26 empty] | 0% | 0% |  | 0 | 0 | 0 | 0 | 0 | 0 | 0 | 0 | 0 | 0 | 0 | [44 empty] | 0
3224-SW-COM-Deemed Incentives-HVAC Commercial SDG&E_COMPLIANCE | [15 empty] | 0 |  |  | #N/A | [26 empty] | 0% | 0% |  | 0 | 0 | 0 | 0 | 0 | 0 | 0 | 0 | 0 | 0 | 0 | [44 empty] | 0
3224-SW-COM-Deemed Incentives-HVAC Commercial SDG&E_COMPLIANCE | [15 empty] | 0 |  |  | #N/A | [26 empty] | 0% | 0% |  | 0 | 0 | 0 | 0 | 0 | 0 | 0 | 0 | 0 | 0 | 0 | [44 empty] | 0
3224-SW-COM-Deemed Incentives-HVAC Commercial SDG&E_COMPLIANCE | [15 empty] | 0 |  |  | #N/A | [26 empty] | 0% | 0% |  | 0 | 0 | 0 | 0 | 0 | 0 | 0 | 0 | 0 | 0 | 0 | [44 empty] | 0
3224-SW-COM-Deemed Incentives-HVAC Commercial SDG&E_COMPLIANCE | [15 empty] | 0 |  |  | #N/A | [26 empty] | 0% | 0% |  | 0 | 0 | 0 | 0 | 0 | 0 | 0 | 0 | 0 | 0 | 0 | [44 empty] | 0
3224-SW-COM-Deemed Incentives-HVAC Commercial SDG&E_COMPLIANCE | [15 empty] | 0 |  |  | #N/A | [26 empty] | 0% | 0% |  | 0 | 0 | 0 | 0 | 0 | 0 | 0 | 0 | 0 | 0 | 0 | [44 empty] | 0
3224-SW-COM-Deemed Incentives-HVAC Commercial SDG&E_COMPLIANCE | [15 empty] | 0 |  |  | #N/A | [26 empty] | 0% | 0% |  | 0 | 0 | 0 | 0 | 0 | 0 | 0 | 0 | 0 | 0 | 0 | [44 empty] | 0
3224-SW-COM-Deemed Incentives-HVAC Commercial SDG&E_COMPLIANCE | [15 empty] | 0 |  |  | #N/A | [26 empty] | 0% | 0% |  | 0 | 0 | 0 | 0 | 0 | 0 | 0 | 0 | 0 | 0 | 0 | [44 empty] | 0
3224-SW-COM-Deemed Incentives-HVAC Commercial SDG&E_COMPLIANCE | [15 empty] | 0 |  |  | #N/A | [26 empty] | 0% | 0% |  | 0 | 0 | 0 | 0 | 0 | 0 | 0 | 0 | 0 | 0 | 0 | [44 empty] | 0
3224-SW-COM-Deemed Incentives-HVAC Commercial SDG&E_COMPLIANCE | [15 empty] | 0 |  |  | #N/A | [26 empty] | 0% | 0% |  | 0 | 0 | 0 | 0 | 0 | 0 | 0 | 0 | 0 | 0 | 0 | [44 empty] | 0
3224-SW-COM-Deemed Incentives-HVAC Commercial SDG&E_COMPLIANCE | [15 empty] | 0 |  |  | #N/A | [26 empty] | 0% | 0% |  | 0 | 0 | 0 | 0 | 0 | 0 | 0 | 0 | 0 | 0 | 0 | [44 empty] | 0
3224-SW-COM-Deemed Incentives-HVAC Commercial SDG&E_COMPLIANCE | [15 empty] | 0 |  |  | #N/A | [26 empty] | 0% | 0% |  | 0 | 0 | 0 | 0 | 0 | 0 | 0 | 0 | 0 | 0 | 0 | [44 empty] | 0
3224-SW-COM-Deemed Incentives-HVAC Commercial SDG&E_COMPLIANCE | [15 empty] | 0 |  |  | #N/A | [26 empty] | 0% | 0% |  | 0 | 0 | 0 | 0 | 0 | 0 | 0 | 0 | 0 | 0 | 0 | [44 empty] | 0
3224-SW-COM-Deemed Incentives-HVAC Commercial SDG&E_COMPLIANCE | [15 empty] | 0 |  |  | #N/A | [26 empty] | 0% | 0% |  | 0 | 0 | 0 | 0 | 0 | 0 | 0 | 0 | 0 | 0 | 0 | [44 empty] | 0
3224-SW-COM-Deemed Incentives-HVAC Commercial SDG&E_COMPLIANCE | [15 empty] | 0 |  |  | #N/A | [26 empty] | 0% | 0% |  | 0 | 0 | 0 | 0 | 0 | 0 | 0 | 0 | 0 | 0 | 0 | [44 empty] | 0
3224-SW-COM-Deemed Incentives-HVAC Commercial SDG&E_COMPLIANCE | [15 empty] | 0 |  |  | #N/A | [26 empty] | 0% | 0% |  | 0 | 0 | 0 | 0 | 0 | 0 | 0 | 0 | 0 | 0 | 0 | [44 empty] | 0
3224-SW-COM-Deemed Incentives-HVAC Commercial SDG&E_COMPLIANCE | [15 empty] | 0 |  |  | #N/A | [26 empty] | 0% | 0% |  | 0 | 0 | 0 | 0 | 0 | 0 | 0 | 0 | 0 | 0 | 0 | [44 empty] | 0
3224-SW-COM-Deemed Incentives-HVAC Commercial SDG&E_COMPLIANCE | [15 empty] | 0 |  |  | #N/A | [26 empty] | 0% | 0% |  | 0 | 0 | 0 | 0 | 0 | 0 | 0 | 0 | 0 | 0 | 0 | [44 empty] | 0
3224-SW-COM-Deemed Incentives-HVAC Commercial SDG&E_COMPLIANCE | [15 empty] | 0 |  |  | #N/A | [26 empty] | 0% | 0% |  | 0 | 0 | 0 | 0 | 0 | 0 | 0 | 0 | 0 | 0 | 0 | [44 empty] | 0
3224-SW-COM-Deemed Incentives-HVAC Commercial SDG&E_COMPLIANCE | [15 empty] | 0 |  |  | #N/A | [26 empty] | 0% | 0% |  | 0 | 0 | 0 | 0 | 0 | 0 | 0 | 0 | 0 | 0 | 0 | [44 empty] | 0
3224-SW-COM-Deemed Incentives-HVAC Commercial SDG&E_COMPLIANCE | [15 empty] | 0 |  |  | #N/A | [26 empty] | 0% | 0% |  | 0 | 0 | 0 | 0 | 0 | 0 | 0 | 0 | 0 | 0 | 0 | [44 empty] | 0
3224-SW-COM-Deemed Incentives-HVAC Commercial SDG&E_COMPLIANCE | [15 empty] | 0 |  |  | #N/A | [26 empty] | 0% | 0% |  | 0 | 0 | 0 | 0 | 0 | 0 | 0 | 0 | 0 | 0 | 0 | [44 empty] | 0
3224-SW-COM-Deemed Incentives-HVAC Commercial SDG&E_COMPLIANCE | [15 empty] | 0 |  |  | #N/A | [26 empty] | 0% | 0% |  | 0 | 0 | 0 | 0 | 0 | 0 | 0 | 0 | 0 | 0 | 0 | [44 empty] | 0
3224-SW-COM-Deemed Incentives-HVAC Commercial SDG&E_COMPLIANCE | [15 empty] | 0 |  |  | #N/A | [26 empty] | 0% | 0% |  | 0 | 0 | 0 | 0 | 0 | 0 | 0 | 0 | 0 | 0 | 0 | [44 empty] | 0
3224-SW-COM-Deemed Incentives-HVAC Commercial SDG&E_COMPLIANCE | [15 empty] | 0 |  |  | #N/A | [26 empty] | 0% | 0% |  | 0 | 0 | 0 | 0 | 0 | 0 | 0 | 0 | 0 | 0 | 0 | [44 empty] | 0
3224-SW-COM-Deemed Incentives-HVAC Commercial SDG&E_COMPLIANCE | [15 empty] | 0 |  |  | #N/A | [26 empty] | 0% | 0% |  | 0 | 0 | 0 | 0 | 0 | 0 | 0 | 0 | 0 | 0 | 0 | [44 empty] | 0
3224-SW-COM-Deemed Incentives-HVAC Commercial SDG&E_COMPLIANCE | [15 empty] | 0 |  |  | #N/A | [26 empty] | 0% | 0% |  | 0 | 0 | 0 | 0 | 0 | 0 | 0 | 0 | 0 | 0 | 0 | [44 empty] | 0
3224-SW-COM-Deemed Incentives-HVAC Commercial SDG&E_COMPLIANCE | [15 empty] | 0 |  |  | #N/A | [26 empty] | 0% | 0% |  | 0 | 0 | 0 | 0 | 0 | 0 | 0 | 0 | 0 | 0 | 0 | [44 empty] | 0
3224-SW-COM-Deemed Incentives-HVAC Commercial SDG&E_COMPLIANCE | [15 empty] | 0 |  |  | #N/A | [26 empty] | 0% | 0% |  | 0 | 0 | 0 | 0 | 0 | 0 | 0 | 0 | 0 | 0 | 0 | [44 empty] | 0
3224-SW-COM-Deemed Incentives-HVAC Commercial SDG&E_COMPLIANCE | [15 empty] | 0 |  |  | #N/A | [26 empty] | 0% | 0% |  | 0 | 0 | 0 | 0 | 0 | 0 | 0 | 0 | 0 | 0 | 0 | [44 empty] | 0
3224-SW-COM-Deemed Incentives-HVAC Commercial SDG&E_COMPLIANCE | [15 empty] | 0 |  |  | #N/A | [26 empty] | 0% | 0% |  | 0 | 0 | 0 | 0 | 0 | 0 | 0 | 0 | 0 | 0 | 0 | [44 empty] | 0
3224-SW-COM-Deemed Incentives-HVAC Commercial SDG&E_COMPLIANCE | [15 empty] | 0 |  |  | #N/A | [26 empty] | 0% | 0% |  | 0 | 0 | 0 | 0 | 0 | 0 | 0 | 0 | 0 | 0 | 0 | [44 empty] | 0
3224-SW-COM-Deemed Incentives-HVAC Commercial SDG&E_COMPLIANCE | [15 empty] | 0 |  |  | #N/A | [26 empty] | 0% | 0% |  | 0 | 0 | 0 | 0 | 0 | 0 | 0 | 0 | 0 | 0 | 0 | [44 empty] | 0
3224-SW-COM-Deemed Incentives-HVAC Commercial SDG&E_COMPLIANCE | [15 empty] | 0 |  |  | #N/A | [26 empty] | 0% | 0% |  | 0 | 0 | 0 | 0 | 0 | 0 | 0 | 0 | 0 | 0 | 0 | [44 empty] | 0
3224-SW-COM-Deemed Incentives-HVAC Commercial SDG&E_COMPLIANCE | [15 empty] | 0 |  |  | #N/A | [26 empty] | 0% | 0% |  | 0 | 0 | 0 | 0 | 0 | 0 | 0 | 0 | 0 | 0 | 0 | [44 empty] | 0
3224-SW-COM-Deemed Incentives-HVAC Commercial SDG&E_COMPLIANCE | [15 empty] | 0 |  |  | #N/A | [26 empty] | 0% | 0% |  | 0 | 0 | 0 | 0 | 0 | 0 | 0 | 0 | 0 | 0 | 0 | [44 empty] | 0
3224-SW-COM-Deemed Incentives-HVAC Commercial SDG&E_COMPLIANCE | [15 empty] | 0 |  |  | #N/A | [26 empty] | 0% | 0% |  | 0 | 0 | 0 | 0 | 0 | 0 | 0 | 0 | 0 | 0 | 0 | [44 empty] | 0
3224-SW-COM-Deemed Incentives-HVAC Commercial SDG&E_COMPLIANCE | [15 empty] | 0 |  |  | #N/A | [26 empty] | 0% | 0% |  | 0 | 0 | 0 | 0 | 0 | 0 | 0 | 0 | 0 | 0 | 0 | [44 empty] | 0
3224-SW-COM-Deemed Incentives-HVAC Commercial SDG&E_COMPLIANCE | [15 empty] | 0 |  |  | #N/A | [26 empty] | 0% | 0% |  | 0 | 0 | 0 | 0 | 0 | 0 | 0 | 0 | 0 | 0 | 0 | [44 empty] | 0
3224-SW-COM-Deemed Incentives-HVAC Commercial SDG&E_COMPLIANCE | [15 empty] | 0 |  |  | #N/A | [26 empty] | 0% | 0% |  | 0 | 0 | 0 | 0 | 0 | 0 | 0 | 0 | 0 | 0 | 0 | [44 empty] | 0
3224-SW-COM-Deemed Incentives-HVAC Commercial SDG&E_COMPLIANCE | [15 empty] | 0 |  |  | #N/A | [26 empty] | 0% | 0% |  | 0 | 0 | 0 | 0 | 0 | 0 | 0 | 0 | 0 | 0 | 0 | [44 empty] | 0
3224-SW-COM-Deemed Incentives-HVAC Commercial SDG&E_COMPLIANCE | [15 empty] | 0 |  |  | #N/A | [26 empty] | 0% | 0% |  | 0 | 0 | 0 | 0 | 0 | 0 | 0 | 0 | 0 | 0 | 0 | [44 empty] | 0
3224-SW-COM-Deemed Incentives-HVAC Commercial SDG&E_COMPLIANCE | [15 empty] | 0 |  |  | #N/A | [26 empty] | 0% | 0% |  | 0 | 0 | 0 | 0 | 0 | 0 | 0 | 0 | 0 | 0 | 0 | [44 empty] | 0
3224-SW-COM-Deemed Incentives-HVAC Commercial SDG&E_COMPLIANCE | [15 empty] | 0 |  |  | #N/A | [26 empty] | 0% | 0% |  | 0 | 0 | 0 | 0 | 0 | 0 | 0 | 0 | 0 | 0 | 0 | [44 empty] | 0
3224-SW-COM-Deemed Incentives-HVAC Commercial SDG&E_COMPLIANCE | [15 empty] | 0 |  |  | #N/A | [26 empty] | 0% | 0% |  | 0 | 0 | 0 | 0 | 0 | 0 | 0 | 0 | 0 | 0 | 0 | [44 empty] | 0
3224-SW-COM-Deemed Incentives-HVAC Commercial SDG&E_COMPLIANCE | [15 empty] | 0 |  |  | #N/A | [26 empty] | 0% | 0% |  | 0 | 0 | 0 | 0 | 0 | 0 | 0 | 0 | 0 | 0 | 0 | [44 empty] | 0
3224-SW-COM-Deemed Incentives-HVAC Commercial SDG&E_COMPLIANCE | [15 empty] | 0 |  |  | #N/A | [26 empty] | 0% | 0% |  | 0 | 0 | 0 | 0 | 0 | 0 | 0 | 0 | 0 | 0 | 0 | [44 empty] | 0
3224-SW-COM-Deemed Incentives-HVAC Commercial SDG&E_COMPLIANCE | [15 empty] | 0 |  |  | #N/A | [26 empty] | 0% | 0% |  | 0 | 0 | 0 | 0 | 0 | 0 | 0 | 0 | 0 | 0 | 0 | [44 empty] | 0
3224-SW-COM-Deemed Incentives-HVAC Commercial SDG&E_COMPLIANCE | [15 empty] | 0 |  |  | #N/A | [26 empty] | 0% | 0% |  | 0 | 0 | 0 | 0 | 0 | 0 | 0 | 0 | 0 | 0 | 0 | [44 empty] | 0
3224-SW-COM-Deemed Incentives-HVAC Commercial SDG&E_COMPLIANCE | [15 empty] | 0 |  |  | #N/A | [26 empty] | 0% | 0% |  | 0 | 0 | 0 | 0 | 0 | 0 | 0 | 0 | 0 | 0 | 0 | [44 empty] | 0
3224-SW-COM-Deemed Incentives-HVAC Commercial SDG&E_COMPLIANCE | [15 empty] | 0 |  |  | #N/A | [26 empty] | 0% | 0% |  | 0 | 0 | 0 | 0 | 0 | 0 | 0 | 0 | 0 | 0 | 0 | [44 empty] | 0
3224-SW-COM-Deemed Incentives-HVAC Commercial SDG&E_COMPLIANCE | [15 empty] | 0 |  |  | #N/A | [26 empty] | 0% | 0% |  | 0 | 0 | 0 | 0 | 0 | 0 | 0 | 0 | 0 | 0 | 0 | [44 empty] | 0
3224-SW-COM-Deemed Incentives-HVAC Commercial SDG&E_COMPLIANCE | [15 empty] | 0 |  |  | #N/A | [26 empty] | 0% | 0% |  | 0 | 0 | 0 | 0 | 0 | 0 | 0 | 0 | 0 | 0 | 0 | [44 empty] | 0
3224-SW-COM-Deemed Incentives-HVAC Commercial SDG&E_COMPLIANCE | [15 empty] | 0 |  |  | #N/A | [26 empty] | 0% | 0% |  | 0 | 0 | 0 | 0 | 0 | 0 | 0 | 0 | 0 | 0 | 0 | [44 empty] | 0
3224-SW-COM-Deemed Incentives-HVAC Commercial SDG&E_COMPLIANCE | [15 empty] | 0 |  |  | #N/A | [26 empty] | 0% | 0% |  | 0 | 0 | 0 | 0 | 0 | 0 | 0 | 0 | 0 | 0 | 0 | [44 empty] | 0
3224-SW-COM-Deemed Incentives-HVAC Commercial SDG&E_COMPLIANCE | [15 empty] | 0 |  |  | #N/A | [26 empty] | 0% | 0% |  | 0 | 0 | 0 | 0 | 0 | 0 | 0 | 0 | 0 | 0 | 0 | [44 empty] | 0
3224-SW-COM-Deemed Incentives-HVAC Commercial SDG&E_COMPLIANCE | [15 empty] | 0 |  |  | #N/A | [26 empty] | 0% | 0% |  | 0 | 0 | 0 | 0 | 0 | 0 | 0 | 0 | 0 | 0 | 0 | [44 empty] | 0
3224-SW-COM-Deemed Incentives-HVAC Commercial SDG&E_COMPLIANCE | [15 empty] | 0 |  |  | #N/A | [26 empty] | 0% | 0% |  | 0 | 0 | 0 | 0 | 0 | 0 | 0 | 0 | 0 | 0 | 0 | [44 empty] | 0
3224-SW-COM-Deemed Incentives-HVAC Commercial SDG&E_COMPLIANCE | [15 empty] | 0 |  |  | #N/A | [26 empty] | 0% | 0% |  | 0 | 0 | 0 | 0 | 0 | 0 | 0 | 0 | 0 | 0 | 0 | [44 empty] | 0
3224-SW-COM-Deemed Incentives-HVAC Commercial SDG&E_COMPLIANCE | [15 empty] | 0 |  |  | #N/A | [26 empty] | 0% | 0% |  | 0 | 0 | 0 | 0 | 0 | 0 | 0 | 0 | 0 | 0 | 0 | [44 empty] | 0
3224-SW-COM-Deemed Incentives-HVAC Commercial SDG&E_COMPLIANCE | [15 empty] | 0 |  |  | #N/A | [26 empty] | 0% | 0% |  | 0 | 0 | 0 | 0 | 0 | 0 | 0 | 0 | 0 | 0 | 0 | [44 empty] | 0
3224-SW-COM-Deemed Incentives-HVAC Commercial SDG&E_COMPLIANCE | [15 empty] | 0 |  |  | #N/A | [26 empty] | 0% | 0% |  | 0 | 0 | 0 | 0 | 0 | 0 | 0 | 0 | 0 | 0 | 0 | [44 empty] | 0
3224-SW-COM-Deemed Incentives-HVAC Commercial SDG&E_COMPLIANCE | [15 empty] | 0 |  |  | #N/A | [26 empty] | 0% | 0% |  | 0 | 0 | 0 | 0 | 0 | 0 | 0 | 0 | 0 | 0 | 0 | [44 empty] | 0
3224-SW-COM-Deemed Incentives-HVAC Commercial SDG&E_COMPLIANCE | [15 empty] | 0 |  |  | #N/A | [26 empty] | 0% | 0% |  | 0 | 0 | 0 | 0 | 0 | 0 | 0 | 0 | 0 | 0 | 0 | [44 empty] | 0
3224-SW-COM-Deemed Incentives-HVAC Commercial SDG&E_COMPLIANCE | [15 empty] | 0 |  |  | #N/A | [26 empty] | 0% | 0% |  | 0 | 0 | 0 | 0 | 0 | 0 | 0 | 0 | 0 | 0 | 0 | [44 empty] | 0
3224-SW-COM-Deemed Incentives-HVAC Commercial SDG&E_COMPLIANCE | [15 empty] | 0 |  |  | #N/A | [26 empty] | 0% | 0% |  | 0 | 0 | 0 | 0 | 0 | 0 | 0 | 0 | 0 | 0 | 0 | [44 empty] | 0
3224-SW-COM-Deemed Incentives-HVAC Commercial SDG&E_COMPLIANCE | [15 empty] | 0 |  |  | #N/A | [26 empty] | 0% | 0% |  | 0 | 0 | 0 | 0 | 0 | 0 | 0 | 0 | 0 | 0 | 0 | [44 empty] | 0
3224-SW-COM-Deemed Incentives-HVAC Commercial SDG&E_COMPLIANCE | [15 empty] | 0 |  |  | #N/A | [26 empty] | 0% | 0% |  | 0 | 0 | 0 | 0 | 0 | 0 | 0 | 0 | 0 | 0 | 0 | [44 empty] | 0
3224-SW-COM-Deemed Incentives-HVAC Commercial SDG&E_COMPLIANCE | [15 empty] | 0 |  |  | #N/A | [26 empty] | 0% | 0% |  | 0 | 0 | 0 | 0 | 0 | 0 | 0 | 0 | 0 | 0 | 0 | [44 empty] | 0
3224-SW-COM-Deemed Incentives-HVAC Commercial SDG&E_COMPLIANCE | [15 empty] | 0 |  |  | #N/A | [26 empty] | 0% | 0% |  | 0 | 0 | 0 | 0 | 0 | 0 | 0 | 0 | 0 | 0 | 0 | [44 empty] | 0
3224-SW-COM-Deemed Incentives-HVAC Commercial SDG&E_COMPLIANCE | [15 empty] | 0 |  |  | #N/A | [26 empty] | 0% | 0% |  | 0 | 0 | 0 | 0 | 0 | 0 | 0 | 0 | 0 | 0 | 0 | [44 empty] | 0
3224-SW-COM-Deemed Incentives-HVAC Commercial SDG&E_COMPLIANCE | [15 empty] | 0 |  |  | #N/A | [26 empty] | 0% | 0% |  | 0 | 0 | 0 | 0 | 0 | 0 | 0 | 0 | 0 | 0 | 0 | [44 empty] | 0
3224-SW-COM-Deemed Incentives-HVAC Commercial SDG&E_COMPLIANCE | [15 empty] | 0 |  |  | #N/A | [26 empty] | 0% | 0% |  | 0 | 0 | 0 | 0 | 0 | 0 | 0 | 0 | 0 | 0 | 0 | [44 empty] | 0
3224-SW-COM-Deemed Incentives-HVAC Commercial SDG&E_COMPLIANCE | [15 empty] | 0 |  |  | #N/A | [26 empty] | 0% | 0% |  | 0 | 0 | 0 | 0 | 0 | 0 | 0 | 0 | 0 | 0 | 0 | [44 empty] | 0
3224-SW-COM-Deemed Incentives-HVAC Commercial SDG&E_COMPLIANCE | [15 empty] | 0 |  |  | #N/A | [26 empty] | 0% | 0% |  | 0 | 0 | 0 | 0 | 0 | 0 | 0 | 0 | 0 | 0 | 0 | [44 empty] | 0
3224-SW-COM-Deemed Incentives-HVAC Commercial SDG&E_COMPLIANCE | [15 empty] | 0 |  |  | #N/A | [26 empty] | 0% | 0% |  | 0 | 0 | 0 | 0 | 0 | 0 | 0 | 0 | 0 | 0 | 0 | [44 empty] | 0
3224-SW-COM-Deemed Incentives-HVAC Commercial SDG&E_COMPLIANCE | [15 empty] | 0 |  |  | #N/A | [26 empty] | 0% | 0% |  | 0 | 0 | 0 | 0 | 0 | 0 | 0 | 0 | 0 | 0 | 0 | [44 empty] | 0
3224-SW-COM-Deemed Incentives-HVAC Commercial SDG&E_COMPLIANCE | [15 empty] | 0 |  |  | #N/A | [26 empty] | 0% | 0% |  | 0 | 0 | 0 | 0 | 0 | 0 | 0 | 0 | 0 | 0 | 0 | [44 empty] | 0
3224-SW-COM-Deemed Incentives-HVAC Commercial SDG&E_COMPLIANCE | [15 empty] | 0 |  |  | #N/A | [26 empty] | 0% | 0% |  | 0 | 0 | 0 | 0 | 0 | 0 | 0 | 0 | 0 | 0 | 0 | [44 empty] | 0
3224-SW-COM-Deemed Incentives-HVAC Commercial SDG&E_COMPLIANCE | [15 empty] | 0 |  |  | #N/A | [26 empty] | 0% | 0% |  | 0 | 0 | 0 | 0 | 0 | 0 | 0 | 0 | 0 | 0 | 0 | [44 empty] | 0
3224-SW-COM-Deemed Incentives-HVAC Commercial SDG&E_COMPLIANCE | [15 empty] | 0 |  |  | #N/A | [26 empty] | 0% | 0% |  | 0 | 0 | 0 | 0 | 0 | 0 | 0 | 0 | 0 | 0 | 0 | [44 empty] | 0
3224-SW-COM-Deemed Incentives-HVAC Commercial SDG&E_COMPLIANCE | [15 empty] | 0 |  |  | #N/A | [26 empty] | 0% | 0% |  | 0 | 0 | 0 | 0 | 0 | 0 | 0 | 0 | 0 | 0 | 0 | [44 empty] | 0
3224-SW-COM-Deemed Incentives-HVAC Commercial SDG&E_COMPLIANCE | [15 empty] | 0 |  |  | #N/A | [26 empty] | 0% | 0% |  | 0 | 0 | 0 | 0 | 0 | 0 | 0 | 0 | 0 | 0 | 0 | [44 empty] | 0
3224-SW-COM-Deemed Incentives-HVAC Commercial SDG&E_COMPLIANCE | [15 empty] | 0 |  |  | #N/A | [26 empty] | 0% | 0% |  | 0 | 0 | 0 | 0 | 0 | 0 | 0 | 0 | 0 | 0 | 0 | [44 empty] | 0
3224-SW-COM-Deemed Incentives-HVAC Commercial SDG&E_COMPLIANCE | [15 empty] | 0 |  |  | #N/A | [26 empty] | 0% | 0% |  | 0 | 0 | 0 | 0 | 0 | 0 | 0 | 0 | 0 | 0 | 0 | [44 empty] | 0
3224-SW-COM-Deemed Incentives-HVAC Commercial SDG&E_COMPLIANCE | [15 empty] | 0 |  |  | #N/A | [26 empty] | 0% | 0% |  | 0 | 0 | 0 | 0 | 0 | 0 | 0 | 0 | 0 | 0 | 0 | [44 empty] | 0
3224-SW-COM-Deemed Incentives-HVAC Commercial SDG&E_COMPLIANCE | [15 empty] | 0 |  |  | #N/A | [26 empty] | 0% | 0% |  | 0 | 0 | 0 | 0 | 0 | 0 | 0 | 0 | 0 | 0 | 0 | [44 empty] | 0
3224-SW-COM-Deemed Incentives-HVAC Commercial SDG&E_COMPLIANCE | [15 empty] | 0 |  |  | #N/A | [26 empty] | 0% | 0% |  | 0 | 0 | 0 | 0 | 0 | 0 | 0 | 0 | 0 | 0 | 0 | [44 empty] | 0
3224-SW-COM-Deemed Incentives-HVAC Commercial SDG&E_COMPLIANCE | [15 empty] | 0 |  |  | #N/A | [26 empty] | 0% | 0% |  | 0 | 0 | 0 | 0 | 0 | 0 | 0 | 0 | 0 | 0 | 0 | [44 empty] | 0
3224-SW-COM-Deemed Incentives-HVAC Commercial SDG&E_COMPLIANCE | [15 empty] | 0 |  |  | #N/A | [26 empty] | 0% | 0% |  | 0 | 0 | 0 | 0 | 0 | 0 | 0 | 0 | 0 | 0 | 0 | [44 empty] | 0
3224-SW-COM-Deemed Incentives-HVAC Commercial SDG&E_COMPLIANCE | [15 empty] | 0 |  |  | #N/A | [26 empty] | 0% | 0% |  | 0 | 0 | 0 | 0 | 0 | 0 | 0 | 0 | 0 | 0 | 0 | [44 empty] | 0
3224-SW-COM-Deemed Incentives-HVAC Commercial SDG&E_COMPLIANCE | [15 empty] | 0 |  |  | #N/A | [26 empty] | 0% | 0% |  | 0 | 0 | 0 | 0 | 0 | 0 | 0 | 0 | 0 | 0 | 0 | [44 empty] | 0
3224-SW-COM-Deemed Incentives-HVAC Commercial SDG&E_COMPLIANCE | [15 empty] | 0 |  |  | #N/A | [26 empty] | 0% | 0% |  | 0 | 0 | 0 | 0 | 0 | 0 | 0 | 0 | 0 | 0 | 0 | [44 empty] | 0
3224-SW-COM-Deemed Incentives-HVAC Commercial SDG&E_COMPLIANCE | [15 empty] | 0 |  |  | #N/A | [26 empty] | 0% | 0% |  | 0 | 0 | 0 | 0 | 0 | 0 | 0 | 0 | 0 | 0 | 0 | [44 empty] | 0
3224-SW-COM-Deemed Incentives-HVAC Commercial SDG&E_COMPLIANCE | [15 empty] | 0 |  |  | #N/A | [26 empty] | 0% | 0% |  | 0 | 0 | 0 | 0 | 0 | 0 | 0 | 0 | 0 | 0 | 0 | [44 empty] | 0
3224-SW-COM-Deemed Incentives-HVAC Commercial SDG&E_COMPLIANCE | [15 empty] | 0 |  |  | #N/A | [26 empty] | 0% | 0% |  | 0 | 0 | 0 | 0 | 0 | 0 | 0 | 0 | 0 | 0 | 0 | [44 empty] | 0
3224-SW-COM-Deemed Incentives-HVAC Commercial SDG&E_COMPLIANCE | [15 empty] | 0 |  |  | #N/A | [26 empty] | 0% | 0% |  | 0 | 0 | 0 | 0 | 0 | 0 | 0 | 0 | 0 | 0 | 0 | [44 empty] | 0
3224-SW-COM-Deemed Incentives-HVAC Commercial SDG&E_COMPLIANCE | [15 empty] | 0 |  |  | #N/A | [26 empty] | 0% | 0% |  | 0 | 0 | 0 | 0 | 0 | 0 | 0 | 0 | 0 | 0 | 0 | [44 empty] | 0
3224-SW-COM-Deemed Incentives-HVAC Commercial SDG&E_COMPLIANCE | [15 empty] | 0 |  |  | #N/A | [26 empty] | 0% | 0% |  | 0 | 0 | 0 | 0 | 0 | 0 | 0 | 0 | 0 | 0 | 0 | [44 empty] | 0
3224-SW-COM-Deemed Incentives-HVAC Commercial SDG&E_COMPLIANCE | [15 empty] | 0 |  |  | #N/A | [26 empty] | 0% | 0% |  | 0 | 0 | 0 | 0 | 0 | 0 | 0 | 0 | 0 | 0 | 0 | [44 empty] | 0
3224-SW-COM-Deemed Incentives-HVAC Commercial SDG&E_COMPLIANCE | [15 empty] | 0 |  |  | #N/A | [26 empty] | 0% | 0% |  | 0 | 0 | 0 | 0 | 0 | 0 | 0 | 0 | 0 | 0 | 0 | [44 empty] | 0
3224-SW-COM-Deemed Incentives-HVAC Commercial SDG&E_COMPLIANCE | [15 empty] | 0 |  |  | #N/A | [26 empty] | 0% | 0% |  | 0 | 0 | 0 | 0 | 0 | 0 | 0 | 0 | 0 | 0 | 0 | [44 empty] | 0
3224-SW-COM-Deemed Incentives-HVAC Commercial SDG&E_COMPLIANCE | [15 empty] | 0 |  |  | #N/A | [26 empty] | 0% | 0% |  | 0 | 0 | 0 | 0 | 0 | 0 | 0 | 0 | 0 | 0 | 0 | [44 empty] | 0
3224-SW-COM-Deemed Incentives-HVAC Commercial SDG&E_COMPLIANCE | [15 empty] | 0 |  |  | #N/A | [26 empty] | 0% | 0% |  | 0 | 0 | 0 | 0 | 0 | 0 | 0 | 0 | 0 | 0 | 0 | [44 empty] | 0
3224-SW-COM-Deemed Incentives-HVAC Commercial SDG&E_COMPLIANCE | [15 empty] | 0 |  |  | #N/A | [26 empty] | 0% | 0% |  | 0 | 0 | 0 | 0 | 0 | 0 | 0 | 0 | 0 | 0 | 0 | [44 empty] | 0
3224-SW-COM-Deemed Incentives-HVAC Commercial SDG&E_COMPLIANCE | [15 empty] | 0 |  |  | #N/A | [26 empty] | 0% | 0% |  | 0 | 0 | 0 | 0 | 0 | 0 | 0 | 0 | 0 | 0 | 0 | [44 empty] | 0
3224-SW-COM-Deemed Incentives-HVAC Commercial SDG&E_COMPLIANCE | [15 empty] | 0 |  |  | #N/A | [26 empty] | 0% | 0% |  | 0 | 0 | 0 | 0 | 0 | 0 | 0 | 0 | 0 | 0 | 0 | [44 empty] | 0
3224-SW-COM-Deemed Incentives-HVAC Commercial SDG&E_COMPLIANCE | [15 empty] | 0 |  |  | #N/A | [26 empty] | 0% | 0% |  | 0 | 0 | 0 | 0 | 0 | 0 | 0 | 0 | 0 | 0 | 0 | [44 empty] | 0
3224-SW-COM-Deemed Incentives-HVAC Commercial SDG&E_COMPLIANCE | [15 empty] | 0 |  |  | #N/A | [26 empty] | 0% | 0% |  | 0 | 0 | 0 | 0 | 0 | 0 | 0 | 0 | 0 | 0 | 0 | [44 empty] | 0
3224-SW-COM-Deemed Incentives-HVAC Commercial SDG&E_COMPLIANCE | [15 empty] | 0 |  |  | #N/A | [26 empty] | 0% | 0% |  | 0 | 0 | 0 | 0 | 0 | 0 | 0 | 0 | 0 | 0 | 0 | [44 empty] | 0
3224-SW-COM-Deemed Incentives-HVAC Commercial SDG&E_COMPLIANCE | [15 empty] | 0 |  |  | #N/A | [26 empty] | 0% | 0% |  | 0 | 0 | 0 | 0 | 0 | 0 | 0 | 0 | 0 | 0 | 0 | [44 empty] | 0
3224-SW-COM-Deemed Incentives-HVAC Commercial SDG&E_COMPLIANCE | [15 empty] | 0 |  |  | #N/A | [26 empty] | 0% | 0% |  | 0 | 0 | 0 | 0 | 0 | 0 | 0 | 0 | 0 | 0 | 0 | [44 empty] | 0
3224-SW-COM-Deemed Incentives-HVAC Commercial SDG&E_COMPLIANCE | [15 empty] | 0 |  |  | #N/A | [26 empty] | 0% | 0% |  | 0 | 0 | 0 | 0 | 0 | 0 | 0 | 0 | 0 | 0 | 0 | [44 empty] | 0
3224-SW-COM-Deemed Incentives-HVAC Commercial SDG&E_COMPLIANCE | [15 empty] | 0 |  |  | #N/A | [26 empty] | 0% | 0% |  | 0 | 0 | 0 | 0 | 0 | 0 | 0 | 0 | 0 | 0 | 0 | [44 empty] | 0
3224-SW-COM-Deemed Incentives-HVAC Commercial SDG&E_COMPLIANCE | [15 empty] | 0 |  |  | #N/A | [26 empty] | 0% | 0% |  | 0 | 0 | 0 | 0 | 0 | 0 | 0 | 0 | 0 | 0 | 0 | [44 empty] | 0
3224-SW-COM-Deemed Incentives-HVAC Commercial SDG&E_COMPLIANCE | [15 empty] | 0 |  |  | #N/A | [26 empty] | 0% | 0% |  | 0 | 0 | 0 | 0 | 0 | 0 | 0 | 0 | 0 | 0 | 0 | [44 empty] | 0
3224-SW-COM-Deemed Incentives-HVAC Commercial SDG&E_COMPLIANCE | [15 empty] | 0 |  |  | #N/A | [26 empty] | 0% | 0% |  | 0 | 0 | 0 | 0 | 0 | 0 | 0 | 0 | 0 | 0 | 0 | [44 empty] | 0
3224-SW-COM-Deemed Incentives-HVAC Commercial SDG&E_COMPLIANCE | [15 empty] | 0 |  |  | #N/A | [26 empty] | 0% | 0% |  | 0 | 0 | 0 | 0 | 0 | 0 | 0 | 0 | 0 | 0 | 0 | [44 empty] | 0
3224-SW-COM-Deemed Incentives-HVAC Commercial SDG&E_COMPLIANCE | [15 empty] | 0 |  |  | #N/A | [26 empty] | 0% | 0% |  | 0 | 0 | 0 | 0 | 0 | 0 | 0 | 0 | 0 | 0 | 0 | [44 empty] | 0
3224-SW-COM-Deemed Incentives-HVAC Commercial SDG&E_COMPLIANCE | [15 empty] | 0 |  |  | #N/A | [26 empty] | 0% | 0% |  | 0 | 0 | 0 | 0 | 0 | 0 | 0 | 0 | 0 | 0 | 0 | [44 empty] | 0
3224-SW-COM-Deemed Incentives-HVAC Commercial SDG&E_COMPLIANCE | [15 empty] | 0 |  |  | #N/A | [26 empty] | 0% | 0% |  | 0 | 0 | 0 | 0 | 0 | 0 | 0 | 0 | 0 | 0 | 0 | [44 empty] | 0
3224-SW-COM-Deemed Incentives-HVAC Commercial SDG&E_COMPLIANCE | [15 empty] | 0 |  |  | #N/A | [26 empty] | 0% | 0% |  | 0 | 0 | 0 | 0 | 0 | 0 | 0 | 0 | 0 | 0 | 0 | [44 empty] | 0
3224-SW-COM-Deemed Incentives-HVAC Commercial SDG&E_COMPLIANCE | [15 empty] | 0 |  |  | #N/A | [26 empty] | 0% | 0% |  | 0 | 0 | 0 | 0 | 0 | 0 | 0 | 0 | 0 | 0 | 0 | [44 empty] | 0
3224-SW-COM-Deemed Incentives-HVAC Commercial SDG&E_COMPLIANCE | [15 empty] | 0 |  |  | #N/A | [26 empty] | 0% | 0% |  | 0 | 0 | 0 | 0 | 0 | 0 | 0 | 0 | 0 | 0 | 0 | [44 empty] | 0
3224-SW-COM-Deemed Incentives-HVAC Commercial SDG&E_COMPLIANCE | [15 empty] | 0 |  |  | #N/A | [26 empty] | 0% | 0% |  | 0 | 0 | 0 | 0 | 0 | 0 | 0 | 0 | 0 | 0 | 0 | [44 empty] | 0
3224-SW-COM-Deemed Incentives-HVAC Commercial SDG&E_COMPLIANCE | [15 empty] | 0 |  |  | #N/A | [26 empty] | 0% | 0% |  | 0 | 0 | 0 | 0 | 0 | 0 | 0 | 0 | 0 | 0 | 0 | [44 empty] | 0
3224-SW-COM-Deemed Incentives-HVAC Commercial SDG&E_COMPLIANCE | [15 empty] | 0 |  |  | #N/A | [26 empty] | 0% | 0% |  | 0 | 0 | 0 | 0 | 0 | 0 | 0 | 0 | 0 | 0 | 0 | [44 empty] | 0
3224-SW-COM-Deemed Incentives-HVAC Commercial SDG&E_COMPLIANCE | [15 empty] | 0 |  |  | #N/A | [26 empty] | 0% | 0% |  | 0 | 0 | 0 | 0 | 0 | 0 | 0 | 0 | 0 | 0 | 0 | [44 empty] | 0
3224-SW-COM-Deemed Incentives-HVAC Commercial SDG&E_COMPLIANCE | [15 empty] | 0 |  |  | #N/A | [26 empty] | 0% | 0% |  | 0 | 0 | 0 | 0 | 0 | 0 | 0 | 0 | 0 | 0 | 0 | [44 empty] | 0
3224-SW-COM-Deemed Incentives-HVAC Commercial SDG&E_COMPLIANCE | [15 empty] | 0 |  |  | #N/A | [26 empty] | 0% | 0% |  | 0 | 0 | 0 | 0 | 0 | 0 | 0 | 0 | 0 | 0 | 0 | [44 empty] | 0
3224-SW-COM-Deemed Incentives-HVAC Commercial SDG&E_COMPLIANCE | [15 empty] | 0 |  |  | #N/A | [26 empty] | 0% | 0% |  | 0 | 0 | 0 | 0 | 0 | 0 | 0 | 0 | 0 | 0 | 0 | [44 empty] | 0
3224-SW-COM-Deemed Incentives-HVAC Commercial SDG&E_COMPLIANCE | [15 empty] | 0 |  |  | #N/A | [26 empty] | 0% | 0% |  | 0 | 0 | 0 | 0 | 0 | 0 | 0 | 0 | 0 | 0 | 0 | [44 empty] | 0
3224-SW-COM-Deemed Incentives-HVAC Commercial SDG&E_COMPLIANCE | [15 empty] | 0 |  |  | #N/A | [26 empty] | 0% | 0% |  | 0 | 0 | 0 | 0 | 0 | 0 | 0 | 0 | 0 | 0 | 0 | [44 empty] | 0
3224-SW-COM-Deemed Incentives-HVAC Commercial SDG&E_COMPLIANCE | [15 empty] | 0 |  |  | #N/A | [26 empty] | 0% | 0% |  | 0 | 0 | 0 | 0 | 0 | 0 | 0 | 0 | 0 | 0 | 0 | [44 empty] | 0
3224-SW-COM-Deemed Incentives-HVAC Commercial SDG&E_COMPLIANCE | [15 empty] | 0 |  |  | #N/A | [26 empty] | 0% | 0% |  | 0 | 0 | 0 | 0 | 0 | 0 | 0 | 0 | 0 | 0 | 0 | [44 empty] | 0
3224-SW-COM-Deemed Incentives-HVAC Commercial SDG&E_COMPLIANCE | [15 empty] | 0 |  |  | #N/A | [26 empty] | 0% | 0% |  | 0 | 0 | 0 | 0 | 0 | 0 | 0 | 0 | 0 | 0 | 0 | [44 empty] | 0
3224-SW-COM-Deemed Incentives-HVAC Commercial SDG&E_COMPLIANCE | [15 empty] | 0 |  |  | #N/A | [26 empty] | 0% | 0% |  | 0 | 0 | 0 | 0 | 0 | 0 | 0 | 0 | 0 | 0 | 0 | [44 empty] | 0
3224-SW-COM-Deemed Incentives-HVAC Commercial SDG&E_COMPLIANCE | [15 empty] | 0 |  |  | #N/A | [26 empty] | 0% | 0% |  | 0 | 0 | 0 | 0 | 0 | 0 | 0 | 0 | 0 | 0 | 0 | [44 empty] | 0
3224-SW-COM-Deemed Incentives-HVAC Commercial SDG&E_COMPLIANCE | [15 empty] | 0 |  |  | #N/A | [26 empty] | 0% | 0% |  | 0 | 0 | 0 | 0 | 0 | 0 | 0 | 0 | 0 | 0 | 0 | [44 empty] | 0
3224-SW-COM-Deemed Incentives-HVAC Commercial SDG&E_COMPLIANCE | [15 empty] | 0 |  |  | #N/A | [26 empty] | 0% | 0% |  | 0 | 0 | 0 | 0 | 0 | 0 | 0 | 0 | 0 | 0 | 0 | [44 empty] | 0
3224-SW-COM-Deemed Incentives-HVAC Commercial SDG&E_COMPLIANCE | [15 empty] | 0 |  |  | #N/A | [26 empty] | 0% | 0% |  | 0 | 0 | 0 | 0 | 0 | 0 | 0 | 0 | 0 | 0 | 0 | [44 empty] | 0
3224-SW-COM-Deemed Incentives-HVAC Commercial SDG&E_COMPLIANCE | [15 empty] | 0 |  |  | #N/A | [26 empty] | 0% | 0% |  | 0 | 0 | 0 | 0 | 0 | 0 | 0 | 0 | 0 | 0 | 0 | [44 empty] | 0
3224-SW-COM-Deemed Incentives-HVAC Commercial SDG&E_COMPLIANCE | [15 empty] | 0 |  |  | #N/A | [26 empty] | 0% | 0% |  | 0 | 0 | 0 | 0 | 0 | 0 | 0 | 0 | 0 | 0 | 0 | [44 empty] | 0
3224-SW-COM-Deemed Incentives-HVAC Commercial SDG&E_COMPLIANCE | [15 empty] | 0 |  |  | #N/A | [26 empty] | 0% | 0% |  | 0 | 0 | 0 | 0 | 0 | 0 | 0 | 0 | 0 | 0 | 0 | [44 empty] | 0
3224-SW-COM-Deemed Incentives-HVAC Commercial SDG&E_COMPLIANCE | [15 empty] | 0 |  |  | #N/A | [26 empty] | 0% | 0% |  | 0 | 0 | 0 | 0 | 0 | 0 | 0 | 0 | 0 | 0 | 0 | [44 empty] | 0
3224-SW-COM-Deemed Incentives-HVAC Commercial SDG&E_COMPLIANCE | [15 empty] | 0 |  |  | #N/A | [26 empty] | 0% | 0% |  | 0 | 0 | 0 | 0 | 0 | 0 | 0 | 0 | 0 | 0 | 0 | [44 empty] | 0
3224-SW-COM-Deemed Incentives-HVAC Commercial SDG&E_COMPLIANCE | [15 empty] | 0 |  |  | #N/A | [26 empty] | 0% | 0% |  | 0 | 0 | 0 | 0 | 0 | 0 | 0 | 0 | 0 | 0 | 0 | [44 empty] | 0
3224-SW-COM-Deemed Incentives-HVAC Commercial SDG&E_COMPLIANCE | [15 empty] | 0 |  |  | #N/A | [26 empty] | 0% | 0% |  | 0 | 0 | 0 | 0 | 0 | 0 | 0 | 0 | 0 | 0 | 0 | [44 empty] | 0
3224-SW-COM-Deemed Incentives-HVAC Commercial SDG&E_COMPLIANCE | [15 empty] | 0 |  |  | #N/A | [26 empty] | 0% | 0% |  | 0 | 0 | 0 | 0 | 0 | 0 | 0 | 0 | 0 | 0 | 0 | [44 empty] | 0
3224-SW-COM-Deemed Incentives-HVAC Commercial SDG&E_COMPLIANCE | [15 empty] | 0 |  |  | #N/A | [26 empty] | 0% | 0% |  | 0 | 0 | 0 | 0 | 0 | 0 | 0 | 0 | 0 | 0 | 0 | [44 empty] | 0
3224-SW-COM-Deemed Incentives-HVAC Commercial SDG&E_COMPLIANCE | [15 empty] | 0 |  |  | #N/A | [26 empty] | 0% | 0% |  | 0 | 0 | 0 | 0 | 0 | 0 | 0 | 0 | 0 | 0 | 0 | [44 empty] | 0
3224-SW-COM-Deemed Incentives-HVAC Commercial SDG&E_COMPLIANCE | [15 empty] | 0 |  |  | #N/A | [26 empty] | 0% | 0% |  | 0 | 0 | 0 | 0 | 0 | 0 | 0 | 0 | 0 | 0 | 0 | [44 empty] | 0
3224-SW-COM-Deemed Incentives-HVAC Commercial SDG&E_COMPLIANCE | [15 empty] | 0 |  |  | #N/A | [26 empty] | 0% | 0% |  | 0 | 0 | 0 | 0 | 0 | 0 | 0 | 0 | 0 | 0 | 0 | [44 empty] | 0
3224-SW-COM-Deemed Incentives-HVAC Commercial SDG&E_COMPLIANCE | [15 empty] | 0 |  |  | #N/A | [26 empty] | 0% | 0% |  | 0 | 0 | 0 | 0 | 0 | 0 | 0 | 0 | 0 | 0 | 0 | [44 empty] | 0
3224-SW-COM-Deemed Incentives-HVAC Commercial SDG&E_COMPLIANCE | [15 empty] | 0 |  |  | #N/A | [26 empty] | 0% | 0% |  | 0 | 0 | 0 | 0 | 0 | 0 | 0 | 0 | 0 | 0 | 0 | [44 empty] | 0
3224-SW-COM-Deemed Incentives-HVAC Commercial SDG&E_COMPLIANCE | [15 empty] | 0 |  |  | #N/A | [26 empty] | 0% | 0% |  | 0 | 0 | 0 | 0 | 0 | 0 | 0 | 0 | 0 | 0 | 0 | [44 empty] | 0
3224-SW-COM-Deemed Incentives-HVAC Commercial SDG&E_COMPLIANCE | [15 empty] | 0 |  |  | #N/A | [26 empty] | 0% | 0% |  | 0 | 0 | 0 | 0 | 0 | 0 | 0 | 0 | 0 | 0 | 0 | [44 empty] | 0
3224-SW-COM-Deemed Incentives-HVAC Commercial SDG&E_COMPLIANCE | [15 empty] | 0 |  |  | #N/A | [26 empty] | 0% | 0% |  | 0 | 0 | 0 | 0 | 0 | 0 | 0 | 0 | 0 | 0 | 0 | [44 empty] | 0
3224-SW-COM-Deemed Incentives-HVAC Commercial SDG&E_COMPLIANCE | [15 empty] | 0 |  |  | #N/A | [26 empty] | 0% | 0% |  | 0 | 0 | 0 | 0 | 0 | 0 | 0 | 0 | 0 | 0 | 0 | [44 empty] | 0
3224-SW-COM-Deemed Incentives-HVAC Commercial SDG&E_COMPLIANCE | [15 empty] | 0 |  |  | #N/A | [26 empty] | 0% | 0% |  | 0 | 0 | 0 | 0 | 0 | 0 | 0 | 0 | 0 | 0 | 0 | [44 empty] | 0
3224-SW-COM-Deemed Incentives-HVAC Commercial SDG&E_COMPLIANCE | [15 empty] | 0 |  |  | #N/A | [26 empty] | 0% | 0% |  | 0 | 0 | 0 | 0 | 0 | 0 | 0 | 0 | 0 | 0 | 0 | [44 empty] | 0
3224-SW-COM-Deemed Incentives-HVAC Commercial SDG&E_COMPLIANCE | [15 empty] | 0 |  |  | #N/A | [26 empty] | 0% | 0% |  | 0 | 0 | 0 | 0 | 0 | 0 | 0 | 0 | 0 | 0 | 0 | [44 empty] | 0
3224-SW-COM-Deemed Incentives-HVAC Commercial SDG&E_COMPLIANCE | [15 empty] | 0 |  |  | #N/A | [26 empty] | 0% | 0% |  | 0 | 0 | 0 | 0 | 0 | 0 | 0 | 0 | 0 | 0 | 0 | [44 empty] | 0
3224-SW-COM-Deemed Incentives-HVAC Commercial SDG&E_COMPLIANCE | [15 empty] | 0 |  |  | #N/A | [26 empty] | 0% | 0% |  | 0 | 0 | 0 | 0 | 0 | 0 | 0 | 0 | 0 | 0 | 0 | [44 empty] | 0
3224-SW-COM-Deemed Incentives-HVAC Commercial SDG&E_COMPLIANCE | [15 empty] | 0 |  |  | #N/A | [26 empty] | 0% | 0% |  | 0 | 0 | 0 | 0 | 0 | 0 | 0 | 0 | 0 | 0 | 0 | [44 empty] | 0
3224-SW-COM-Deemed Incentives-HVAC Commercial SDG&E_COMPLIANCE | [15 empty] | 0 |  |  | #N/A | [26 empty] | 0% | 0% |  | 0 | 0 | 0 | 0 | 0 | 0 | 0 | 0 | 0 | 0 | 0 | [44 empty] | 0
3224-SW-COM-Deemed Incentives-HVAC Commercial SDG&E_COMPLIANCE | [15 empty] | 0 |  |  | #N/A | [26 empty] | 0% | 0% |  | 0 | 0 | 0 | 0 | 0 | 0 | 0 | 0 | 0 | 0 | 0 | [44 empty] | 0
3224-SW-COM-Deemed Incentives-HVAC Commercial SDG&E_COMPLIANCE | [15 empty] | 0 |  |  | #N/A | [26 empty] | 0% | 0% |  | 0 | 0 | 0 | 0 | 0 | 0 | 0 | 0 | 0 | 0 | 0 | [44 empty] | 0
3224-SW-COM-Deemed Incentives-HVAC Commercial SDG&E_COMPLIANCE | [15 empty] | 0 |  |  | #N/A | [26 empty] | 0% | 0% |  | 0 | 0 | 0 | 0 | 0 | 0 | 0 | 0 | 0 | 0 | 0 | [44 empty] | 0
3224-SW-COM-Deemed Incentives-HVAC Commercial SDG&E_COMPLIANCE | [15 empty] | 0 |  |  | #N/A | [26 empty] | 0% | 0% |  | 0 | 0 | 0 | 0 | 0 | 0 | 0 | 0 | 0 | 0 | 0 | [44 empty] | 0
3224-SW-COM-Deemed Incentives-HVAC Commercial SDG&E_COMPLIANCE | [15 empty] | 0 |  |  | #N/A | [26 empty] | 0% | 0% |  | 0 | 0 | 0 | 0 | 0 | 0 | 0 | 0 | 0 | 0 | 0 | [44 empty] | 0
3224-SW-COM-Deemed Incentives-HVAC Commercial SDG&E_COMPLIANCE | [15 empty] | 0 |  |  | #N/A | [26 empty] | 0% | 0% |  | 0 | 0 | 0 | 0 | 0 | 0 | 0 | 0 | 0 | 0 | 0 | [44 empty] | 0
3224-SW-COM-Deemed Incentives-HVAC Commercial SDG&E_COMPLIANCE | [15 empty] | 0 |  |  | #N/A | [26 empty] | 0% | 0% |  | 0 | 0 | 0 | 0 | 0 | 0 | 0 | 0 | 0 | 0 | 0 | [44 empty] | 0
3224-SW-COM-Deemed Incentives-HVAC Commercial SDG&E_COMPLIANCE | [15 empty] | 0 |  |  | #N/A | [26 empty] | 0% | 0% |  | 0 | 0 | 0 | 0 | 0 | 0 | 0 | 0 | 0 | 0 | 0 | [44 empty] | 0
3224-SW-COM-Deemed Incentives-HVAC Commercial SDG&E_COMPLIANCE | [15 empty] | 0 |  |  | #N/A | [26 empty] | 0% | 0% |  | 0 | 0 | 0 | 0 | 0 | 0 | 0 | 0 | 0 | 0 | 0 | [44 empty] | 0
3224-SW-COM-Deemed Incentives-HVAC Commercial SDG&E_COMPLIANCE | [15 empty] | 0 |  |  | #N/A | [26 empty] | 0% | 0% |  | 0 | 0 | 0 | 0 | 0 | 0 | 0 | 0 | 0 | 0 | 0 | [44 empty] | 0
3224-SW-COM-Deemed Incentives-HVAC Commercial SDG&E_COMPLIANCE | [15 empty] | 0 |  |  | #N/A | [26 empty] | 0% | 0% |  | 0 | 0 | 0 | 0 | 0 | 0 | 0 | 0 | 0 | 0 | 0 | [44 empty] | 0
3224-SW-COM-Deemed Incentives-HVAC Commercial SDG&E_COMPLIANCE | [15 empty] | 0 |  |  | #N/A | [26 empty] | 0% | 0% |  | 0 | 0 | 0 | 0 | 0 | 0 | 0 | 0 | 0 | 0 | 0 | [44 empty] | 0
3224-SW-COM-Deemed Incentives-HVAC Commercial SDG&E_COMPLIANCE | [15 empty] | 0 |  |  | #N/A | [26 empty] | 0% | 0% |  | 0 | 0 | 0 | 0 | 0 | 0 | 0 | 0 | 0 | 0 | 0 | [44 empty] | 0
3224-SW-COM-Deemed Incentives-HVAC Commercial SDG&E_COMPLIANCE | [15 empty] | 0 |  |  | #N/A | [26 empty] | 0% | 0% |  | 0 | 0 | 0 | 0 | 0 | 0 | 0 | 0 | 0 | 0 | 0 | [44 empty] | 0
3224-SW-COM-Deemed Incentives-HVAC Commercial SDG&E_COMPLIANCE | [15 empty] | 0 |  |  | #N/A | [26 empty] | 0% | 0% |  | 0 | 0 | 0 | 0 | 0 | 0 | 0 | 0 | 0 | 0 | 0 | [44 empty] | 0
3224-SW-COM-Deemed Incentives-HVAC Commercial SDG&E_COMPLIANCE | [15 empty] | 0 |  |  | #N/A | [26 empty] | 0% | 0% |  | 0 | 0 | 0 | 0 | 0 | 0 | 0 | 0 | 0 | 0 | 0 | [44 empty] | 0
3224-SW-COM-Deemed Incentives-HVAC Commercial SDG&E_COMPLIANCE | [15 empty] | 0 |  |  | #N/A | [26 empty] | 0% | 0% |  | 0 | 0 | 0 | 0 | 0 | 0 | 0 | 0 | 0 | 0 | 0 | [44 empty] | 0
3224-SW-COM-Deemed Incentives-HVAC Commercial SDG&E_COMPLIANCE | [15 empty] | 0 |  |  | #N/A | [26 empty] | 0% | 0% |  | 0 | 0 | 0 | 0 | 0 | 0 | 0 | 0 | 0 | 0 | 0 | [44 empty] | 0
3224-SW-COM-Deemed Incentives-HVAC Commercial SDG&E_COMPLIANCE | [15 empty] | 0 |  |  | #N/A | [26 empty] | 0% | 0% |  | 0 | 0 | 0 | 0 | 0 | 0 | 0 | 0 | 0 | 0 | 0 | [44 empty] | 0
3224-SW-COM-Deemed Incentives-HVAC Commercial SDG&E_COMPLIANCE | [15 empty] | 0 |  |  | #N/A | [26 empty] | 0% | 0% |  | 0 | 0 | 0 | 0 | 0 | 0 | 0 | 0 | 0 | 0 | 0 | [44 empty] | 0
3224-SW-COM-Deemed Incentives-HVAC Commercial SDG&E_COMPLIANCE | [15 empty] | 0 |  |  | #N/A | [26 empty] | 0% | 0% |  | 0 | 0 | 0 | 0 | 0 | 0 | 0 | 0 | 0 | 0 | 0 | [44 empty] | 0
3224-SW-COM-Deemed Incentives-HVAC Commercial SDG&E_COMPLIANCE | [15 empty] | 0 |  |  | #N/A | [26 empty] | 0% | 0% |  | 0 | 0 | 0 | 0 | 0 | 0 | 0 | 0 | 0 | 0 | 0 | [44 empty] | 0
3224-SW-COM-Deemed Incentives-HVAC Commercial SDG&E_COMPLIANCE | [15 empty] | 0 |  |  | #N/A | [26 empty] | 0% | 0% |  | 0 | 0 | 0 | 0 | 0 | 0 | 0 | 0 | 0 | 0 | 0 | [44 empty] | 0
3224-SW-COM-Deemed Incentives-HVAC Commercial SDG&E_COMPLIANCE | [15 empty] | 0 |  |  | #N/A | [26 empty] | 0% | 0% |  | 0 | 0 | 0 | 0 | 0 | 0 | 0 | 0 | 0 | 0 | 0 | [44 empty] | 0
3224-SW-COM-Deemed Incentives-HVAC Commercial SDG&E_COMPLIANCE | [15 empty] | 0 |  |  | #N/A | [26 empty] | 0% | 0% |  | 0 | 0 | 0 | 0 | 0 | 0 | 0 | 0 | 0 | 0 | 0 | [44 empty] | 0
3224-SW-COM-Deemed Incentives-HVAC Commercial SDG&E_COMPLIANCE | [15 empty] | 0 |  |  | #N/A | [26 empty] | 0% | 0% |  | 0 | 0 | 0 | 0 | 0 | 0 | 0 | 0 | 0 | 0 | 0 | [44 empty] | 0
3224-SW-COM-Deemed Incentives-HVAC Commercial SDG&E_COMPLIANCE | [15 empty] | 0 |  |  | #N/A | [26 empty] | 0% | 0% |  | 0 | 0 | 0 | 0 | 0 | 0 | 0 | 0 | 0 | 0 | 0 | [44 empty] | 0
3224-SW-COM-Deemed Incentives-HVAC Commercial SDG&E_COMPLIANCE | [15 empty] | 0 |  |  | #N/A | [26 empty] | 0% | 0% |  | 0 | 0 | 0 | 0 | 0 | 0 | 0 | 0 | 0 | 0 | 0 | [44 empty] | 0
3224-SW-COM-Deemed Incentives-HVAC Commercial SDG&E_COMPLIANCE | [15 empty] | 0 |  |  | #N/A | [26 empty] | 0% | 0% |  | 0 | 0 | 0 | 0 | 0 | 0 | 0 | 0 | 0 | 0 | 0 | [44 empty] | 0
3224-SW-COM-Deemed Incentives-HVAC Commercial SDG&E_COMPLIANCE | [15 empty] | 0 |  |  | #N/A | [26 empty] | 0% | 0% |  | 0 | 0 | 0 | 0 | 0 | 0 | 0 | 0 | 0 | 0 | 0 | [44 empty] | 0
3224-SW-COM-Deemed Incentives-HVAC Commercial SDG&E_COMPLIANCE | [15 empty] | 0 |  |  | #N/A | [26 empty] | 0% | 0% |  | 0 | 0 | 0 | 0 | 0 | 0 | 0 | 0 | 0 | 0 | 0 | [44 empty] | 0
3224-SW-COM-Deemed Incentives-HVAC Commercial SDG&E_COMPLIANCE | [15 empty] | 0 |  |  | #N/A | [26 empty] | 0% | 0% |  | 0 | 0 | 0 | 0 | 0 | 0 | 0 | 0 | 0 | 0 | 0 | [44 empty] | 0
3224-SW-COM-Deemed Incentives-HVAC Commercial SDG&E_COMPLIANCE | [15 empty] | 0 |  |  | #N/A | [26 empty] | 0% | 0% |  | 0 | 0 | 0 | 0 | 0 | 0 | 0 | 0 | 0 | 0 | 0 | [44 empty] | 0
3224-SW-COM-Deemed Incentives-HVAC Commercial SDG&E_COMPLIANCE | [15 empty] | 0 |  |  | #N/A | [26 empty] | 0% | 0% |  | 0 | 0 | 0 | 0 | 0 | 0 | 0 | 0 | 0 | 0 | 0 | [44 empty] | 0
3224-SW-COM-Deemed Incentives-HVAC Commercial SDG&E_COMPLIANCE | [15 empty] | 0 |  |  | #N/A | [26 empty] | 0% | 0% |  | 0 | 0 | 0 | 0 | 0 | 0 | 0 | 0 | 0 | 0 | 0 | [44 empty] | 0
3224-SW-COM-Deemed Incentives-HVAC Commercial SDG&E_COMPLIANCE | [15 empty] | 0 |  |  | #N/A | [26 empty] | 0% | 0% |  | 0 | 0 | 0 | 0 | 0 | 0 | 0 | 0 | 0 | 0 | 0 | [44 empty] | 0
3224-SW-COM-Deemed Incentives-HVAC Commercial SDG&E_COMPLIANCE | [15 empty] | 0 |  |  | #N/A | [26 empty] | 0% | 0% |  | 0 | 0 | 0 | 0 | 0 | 0 | 0 | 0 | 0 | 0 | 0 | [44 empty] | 0
3224-SW-COM-Deemed Incentives-HVAC Commercial SDG&E_COMPLIANCE | [15 empty] | 0 |  |  | #N/A | [26 empty] | 0% | 0% |  | 0 | 0 | 0 | 0 | 0 | 0 | 0 | 0 | 0 | 0 | 0 | [44 empty] | 0
3224-SW-COM-Deemed Incentives-HVAC Commercial SDG&E_COMPLIANCE | [15 empty] | 0 |  |  | #N/A | [26 empty] | 0% | 0% |  | 0 | 0 | 0 | 0 | 0 | 0 | 0 | 0 | 0 | 0 | 0 | [44 empty] | 0
3224-SW-COM-Deemed Incentives-HVAC Commercial SDG&E_COMPLIANCE | [15 empty] | 0 |  |  | #N/A | [26 empty] | 0% | 0% |  | 0 | 0 | 0 | 0 | 0 | 0 | 0 | 0 | 0 | 0 | 0 | [44 empty] | 0
3224-SW-COM-Deemed Incentives-HVAC Commercial SDG&E_COMPLIANCE | [15 empty] | 0 |  |  | #N/A | [26 empty] | 0% | 0% |  | 0 | 0 | 0 | 0 | 0 | 0 | 0 | 0 | 0 | 0 | 0 | [44 empty] | 0
3224-SW-COM-Deemed Incentives-HVAC Commercial SDG&E_COMPLIANCE | [15 empty] | 0 |  |  | #N/A | [26 empty] | 0% | 0% |  | 0 | 0 | 0 | 0 | 0 | 0 | 0 | 0 | 0 | 0 | 0 | [44 empty] | 0
3224-SW-COM-Deemed Incentives-HVAC Commercial SDG&E_COMPLIANCE | [15 empty] | 0 |  |  | #N/A | [26 empty] | 0% | 0% |  | 0 | 0 | 0 | 0 | 0 | 0 | 0 | 0 | 0 | 0 | 0 | [44 empty] | 0
3224-SW-COM-Deemed Incentives-HVAC Commercial SDG&E_COMPLIANCE | [15 empty] | 0 |  |  | #N/A | [26 empty] | 0% | 0% |  | 0 | 0 | 0 | 0 | 0 | 0 | 0 | 0 | 0 | 0 | 0 | [44 empty] | 0
3224-SW-COM-Deemed Incentives-HVAC Commercial SDG&E_COMPLIANCE | [15 empty] | 0 |  |  | #N/A | [26 empty] | 0% | 0% |  | 0 | 0 | 0 | 0 | 0 | 0 | 0 | 0 | 0 | 0 | 0 | [44 empty] | 0
3224-SW-COM-Deemed Incentives-HVAC Commercial SDG&E_COMPLIANCE | [15 empty] | 0 |  |  | #N/A | [26 empty] | 0% | 0% |  | 0 | 0 | 0 | 0 | 0 | 0 | 0 | 0 | 0 | 0 | 0 | [44 empty] | 0
3224-SW-COM-Deemed Incentives-HVAC Commercial SDG&E_COMPLIANCE | [15 empty] | 0 |  |  | #N/A | [26 empty] | 0% | 0% |  | 0 | 0 | 0 | 0 | 0 | 0 | 0 | 0 | 0 | 0 | 0 | [44 empty] | 0
3224-SW-COM-Deemed Incentives-HVAC Commercial SDG&E_COMPLIANCE | [15 empty] | 0 |  |  | #N/A | [26 empty] | 0% | 0% |  | 0 | 0 | 0 | 0 | 0 | 0 | 0 | 0 | 0 | 0 | 0 | [44 empty] | 0
3224-SW-COM-Deemed Incentives-HVAC Commercial SDG&E_COMPLIANCE | [15 empty] | 0 |  |  | #N/A | [26 empty] | 0% | 0% |  | 0 | 0 | 0 | 0 | 0 | 0 | 0 | 0 | 0 | 0 | 0 | [44 empty] | 0
3224-SW-COM-Deemed Incentives-HVAC Commercial SDG&E_COMPLIANCE | [15 empty] | 0 |  |  | #N/A | [26 empty] | 0% | 0% |  | 0 | 0 | 0 | 0 | 0 | 0 | 0 | 0 | 0 | 0 | 0 | [44 empty] | 0
3224-SW-COM-Deemed Incentives-HVAC Commercial SDG&E_COMPLIANCE | [15 empty] | 0 |  |  | #N/A | [26 empty] | 0% | 0% |  | 0 | 0 | 0 | 0 | 0 | 0 | 0 | 0 | 0 | 0 | 0 | [44 empty] | 0
3224-SW-COM-Deemed Incentives-HVAC Commercial SDG&E_COMPLIANCE | [15 empty] | 0 |  |  | #N/A | [26 empty] | 0% | 0% |  | 0 | 0 | 0 | 0 | 0 | 0 | 0 | 0 | 0 | 0 | 0 | [44 empty] | 0
3224-SW-COM-Deemed Incentives-HVAC Commercial SDG&E_COMPLIANCE | [15 empty] | 0 |  |  | #N/A | [26 empty] | 0% | 0% |  | 0 | 0 | 0 | 0 | 0 | 0 | 0 | 0 | 0 | 0 | 0 | [44 empty] | 0
3224-SW-COM-Deemed Incentives-HVAC Commercial SDG&E_COMPLIANCE | [15 empty] | 0 |  |  | #N/A | [26 empty] | 0% | 0% |  | 0 | 0 | 0 | 0 | 0 | 0 | 0 | 0 | 0 | 0 | 0 | [44 empty] | 0
3224-SW-COM-Deemed Incentives-HVAC Commercial SDG&E_COMPLIANCE | [15 empty] | 0 |  |  | #N/A | [26 empty] | 0% | 0% |  | 0 | 0 | 0 | 0 | 0 | 0 | 0 | 0 | 0 | 0 | 0 | [44 empty] | 0
3224-SW-COM-Deemed Incentives-HVAC Commercial SDG&E_COMPLIANCE | [15 empty] | 0 |  |  | #N/A | [26 empty] | 0% | 0% |  | 0 | 0 | 0 | 0 | 0 | 0 | 0 | 0 | 0 | 0 | 0 | [44 empty] | 0
3224-SW-COM-Deemed Incentives-HVAC Commercial SDG&E_COMPLIANCE | [15 empty] | 0 |  |  | #N/A | [26 empty] | 0% | 0% |  | 0 | 0 | 0 | 0 | 0 | 0 | 0 | 0 | 0 | 0 | 0 | [44 empty] | 0
3224-SW-COM-Deemed Incentives-HVAC Commercial SDG&E_COMPLIANCE | [15 empty] | 0 |  |  | #N/A | [26 empty] | 0% | 0% |  | 0 | 0 | 0 | 0 | 0 | 0 | 0 | 0 | 0 | 0 | 0 | [44 empty] | 0
3224-SW-COM-Deemed Incentives-HVAC Commercial SDG&E_COMPLIANCE | [15 empty] | 0 |  |  | #N/A | [26 empty] | 0% | 0% |  | 0 | 0 | 0 | 0 | 0 | 0 | 0 | 0 | 0 | 0 | 0 | [44 empty] | 0
3224-SW-COM-Deemed Incentives-HVAC Commercial SDG&E_COMPLIANCE | [15 empty] | 0 |  |  | #N/A | [26 empty] | 0% | 0% |  | 0 | 0 | 0 | 0 | 0 | 0 | 0 | 0 | 0 | 0 | 0 | [44 empty] | 0
3224-SW-COM-Deemed Incentives-HVAC Commercial SDG&E_COMPLIANCE | [15 empty] | 0 |  |  | #N/A | [26 empty] | 0% | 0% |  | 0 | 0 | 0 | 0 | 0 | 0 | 0 | 0 | 0 | 0 | 0 | [44 empty] | 0
3224-SW-COM-Deemed Incentives-HVAC Commercial SDG&E_COMPLIANCE | [15 empty] | 0 |  |  | #N/A | [26 empty] | 0% | 0% |  | 0 | 0 | 0 | 0 | 0 | 0 | 0 | 0 | 0 | 0 | 0 | [44 empty] | 0
3224-SW-COM-Deemed Incentives-HVAC Commercial SDG&E_COMPLIANCE | [15 empty] | 0 |  |  | #N/A | [26 empty] | 0% | 0% |  | 0 | 0 | 0 | 0 | 0 | 0 | 0 | 0 | 0 | 0 | 0 | [44 empty] | 0
3224-SW-COM-Deemed Incentives-HVAC Commercial SDG&E_COMPLIANCE | [15 empty] | 0 |  |  | #N/A | [26 empty] | 0% | 0% |  | 0 | 0 | 0 | 0 | 0 | 0 | 0 | 0 | 0 | 0 | 0 | [44 empty] | 0
3224-SW-COM-Deemed Incentives-HVAC Commercial SDG&E_COMPLIANCE | [15 empty] | 0 |  |  | #N/A | [26 empty] | 0% | 0% |  | 0 | 0 | 0 | 0 | 0 | 0 | 0 | 0 | 0 | 0 | 0 | [44 empty] | 0
3224-SW-COM-Deemed Incentives-HVAC Commercial SDG&E_COMPLIANCE | [15 empty] | 0 |  |  | #N/A | [26 empty] | 0% | 0% |  | 0 | 0 | 0 | 0 | 0 | 0 | 0 | 0 | 0 | 0 | 0 | [44 empty] | 0
3224-SW-COM-Deemed Incentives-HVAC Commercial SDG&E_COMPLIANCE | [15 empty] | 0 |  |  | #N/A | [26 empty] | 0% | 0% |  | 0 | 0 | 0 | 0 | 0 | 0 | 0 | 0 | 0 | 0 | 0 | [44 empty] | 0
3224-SW-COM-Deemed Incentives-HVAC Commercial SDG&E_COMPLIANCE | [15 empty] | 0 |  |  | #N/A | [26 empty] | 0% | 0% |  | 0 | 0 | 0 | 0 | 0 | 0 | 0 | 0 | 0 | 0 | 0 | [44 empty] | 0
3224-SW-COM-Deemed Incentives-HVAC Commercial SDG&E_COMPLIANCE | [15 empty] | 0 |  |  | #N/A | [26 empty] | 0% | 0% |  | 0 | 0 | 0 | 0 | 0 | 0 | 0 | 0 | 0 | 0 | 0 | [44 empty] | 0
3224-SW-COM-Deemed Incentives-HVAC Commercial SDG&E_COMPLIANCE | [15 empty] | 0 |  |  | #N/A | [26 empty] | 0% | 0% |  | 0 | 0 | 0 | 0 | 0 | 0 | 0 | 0 | 0 | 0 | 0 | [44 empty] | 0
3224-SW-COM-Deemed Incentives-HVAC Commercial SDG&E_COMPLIANCE | [15 empty] | 0 |  |  | #N/A | [26 empty] | 0% | 0% |  | 0 | 0 | 0 | 0 | 0 | 0 | 0 | 0 | 0 | 0 | 0 | [44 empty] | 0
3224-SW-COM-Deemed Incentives-HVAC Commercial SDG&E_COMPLIANCE | [15 empty] | 0 |  |  | #N/A | [26 empty] | 0% | 0% |  | 0 | 0 | 0 | 0 | 0 | 0 | 0 | 0 | 0 | 0 | 0 | [44 empty] | 0
3224-SW-COM-Deemed Incentives-HVAC Commercial SDG&E_COMPLIANCE | [15 empty] | 0 |  |  | #N/A | [26 empty] | 0% | 0% |  | 0 | 0 | 0 | 0 | 0 | 0 | 0 | 0 | 0 | 0 | 0 | [44 empty] | 0
3224-SW-COM-Deemed Incentives-HVAC Commercial SDG&E_COMPLIANCE | [15 empty] | 0 |  |  | #N/A | [26 empty] | 0% | 0% |  | 0 | 0 | 0 | 0 | 0 | 0 | 0 | 0 | 0 | 0 | 0 | [44 empty] | 0
3224-SW-COM-Deemed Incentives-HVAC Commercial SDG&E_COMPLIANCE | [15 empty] | 0 |  |  | #N/A | [26 empty] | 0% | 0% |  | 0 | 0 | 0 | 0 | 0 | 0 | 0 | 0 | 0 | 0 | 0 | [44 empty] | 0
3224-SW-COM-Deemed Incentives-HVAC Commercial SDG&E_COMPLIANCE | [15 empty] | 0 |  |  | #N/A | [26 empty] | 0% | 0% |  | 0 | 0 | 0 | 0 | 0 | 0 | 0 | 0 | 0 | 0 | 0 | [44 empty] | 0
3224-SW-COM-Deemed Incentives-HVAC Commercial SDG&E_COMPLIANCE | [15 empty] | 0 |  |  | #N/A | [26 empty] | 0% | 0% |  | 0 | 0 | 0 | 0 | 0 | 0 | 0 | 0 | 0 | 0 | 0 | [44 empty] | 0
3224-SW-COM-Deemed Incentives-HVAC Commercial SDG&E_COMPLIANCE | [15 empty] | 0 |  |  | #N/A | [26 empty] | 0% | 0% |  | 0 | 0 | 0 | 0 | 0 | 0 | 0 | 0 | 0 | 0 | 0 | [44 empty] | 0
3224-SW-COM-Deemed Incentives-HVAC Commercial SDG&E_COMPLIANCE | [15 empty] | 0 |  |  | #N/A | [26 empty] | 0% | 0% |  | 0 | 0 | 0 | 0 | 0 | 0 | 0 | 0 | 0 | 0 | 0 | [44 empty] | 0
3224-SW-COM-Deemed Incentives-HVAC Commercial SDG&E_COMPLIANCE | [15 empty] | 0 |  |  | #N/A | [26 empty] | 0% | 0% |  | 0 | 0 | 0 | 0 | 0 | 0 | 0 | 0 | 0 | 0 | 0 | [44 empty] | 0
3224-SW-COM-Deemed Incentives-HVAC Commercial SDG&E_COMPLIANCE | [15 empty] | 0 |  |  | #N/A | [26 empty] | 0% | 0% |  | 0 | 0 | 0 | 0 | 0 | 0 | 0 | 0 | 0 | 0 | 0 | [44 empty] | 0
3224-SW-COM-Deemed Incentives-HVAC Commercial SDG&E_COMPLIANCE | [15 empty] | 0 |  |  | #N/A | [26 empty] | 0% | 0% |  | 0 | 0 | 0 | 0 | 0 | 0 | 0 | 0 | 0 | 0 | 0 | [44 empty] | 0
3224-SW-COM-Deemed Incentives-HVAC Commercial SDG&E_COMPLIANCE | [15 empty] | 0 |  |  | #N/A | [26 empty] | 0% | 0% |  | 0 | 0 | 0 | 0 | 0 | 0 | 0 | 0 | 0 | 0 | 0 | [44 empty] | 0
3224-SW-COM-Deemed Incentives-HVAC Commercial SDG&E_COMPLIANCE | [15 empty] | 0 |  |  | #N/A | [26 empty] | 0% | 0% |  | 0 | 0 | 0 | 0 | 0 | 0 | 0 | 0 | 0 | 0 | 0 | [44 empty] | 0
3224-SW-COM-Deemed Incentives-HVAC Commercial SDG&E_COMPLIANCE | [15 empty] | 0 |  |  | #N/A | [26 empty] | 0% | 0% |  | 0 | 0 | 0 | 0 | 0 | 0 | 0 | 0 | 0 | 0 | 0 | [44 empty] | 0
3224-SW-COM-Deemed Incentives-HVAC Commercial SDG&E_COMPLIANCE | [15 empty] | 0 |  |  | #N/A | [26 empty] | 0% | 0% |  | 0 | 0 | 0 | 0 | 0 | 0 | 0 | 0 | 0 | 0 | 0 | [44 empty] | 0
3224-SW-COM-Deemed Incentives-HVAC Commercial SDG&E_COMPLIANCE | [15 empty] | 0 |  |  | #N/A | [26 empty] | 0% | 0% |  | 0 | 0 | 0 | 0 | 0 | 0 | 0 | 0 | 0 | 0 | 0 | [44 empty] | 0
3224-SW-COM-Deemed Incentives-HVAC Commercial SDG&E_COMPLIANCE | [15 empty] | 0 |  |  | #N/A | [26 empty] | 0% | 0% |  | 0 | 0 | 0 | 0 | 0 | 0 | 0 | 0 | 0 | 0 | 0 | [44 empty] | 0
3224-SW-COM-Deemed Incentives-HVAC Commercial SDG&E_COMPLIANCE | [15 empty] | 0 |  |  | #N/A | [26 empty] | 0% | 0% |  | 0 | 0 | 0 | 0 | 0 | 0 | 0 | 0 | 0 | 0 | 0 | [44 empty] | 0
3224-SW-COM-Deemed Incentives-HVAC Commercial SDG&E_COMPLIANCE | [15 empty] | 0 |  |  | #N/A | [26 empty] | 0% | 0% |  | 0 | 0 | 0 | 0 | 0 | 0 | 0 | 0 | 0 | 0 | 0 | [44 empty] | 0
3224-SW-COM-Deemed Incentives-HVAC Commercial SDG&E_COMPLIANCE | [15 empty] | 0 |  |  | #N/A | [26 empty] | 0% | 0% |  | 0 | 0 | 0 | 0 | 0 | 0 | 0 | 0 | 0 | 0 | 0 | [44 empty] | 0
3224-SW-COM-Deemed Incentives-HVAC Commercial SDG&E_COMPLIANCE | [15 empty] | 0 |  |  | #N/A | [26 empty] | 0% | 0% |  | 0 | 0 | 0 | 0 | 0 | 0 | 0 | 0 | 0 | 0 | 0 | [44 empty] | 0
3224-SW-COM-Deemed Incentives-HVAC Commercial SDG&E_COMPLIANCE | [15 empty] | 0 |  |  | #N/A | [26 empty] | 0% | 0% |  | 0 | 0 | 0 | 0 | 0 | 0 | 0 | 0 | 0 | 0 | 0 | [44 empty] | 0
3224-SW-COM-Deemed Incentives-HVAC Commercial SDG&E_COMPLIANCE | [15 empty] | 0 |  |  | #N/A | [26 empty] | 0% | 0% |  | 0 | 0 | 0 | 0 | 0 | 0 | 0 | 0 | 0 | 0 | 0 | [44 empty] | 0
3224-SW-COM-Deemed Incentives-HVAC Commercial SDG&E_COMPLIANCE | [15 empty] | 0 |  |  | #N/A | [26 empty] | 0% | 0% |  | 0 | 0 | 0 | 0 | 0 | 0 | 0 | 0 | 0 | 0 | 0 | [44 empty] | 0
3224-SW-COM-Deemed Incentives-HVAC Commercial SDG&E_COMPLIANCE | [15 empty] | 0 |  |  | #N/A | [26 empty] | 0% | 0% |  | 0 | 0 | 0 | 0 | 0 | 0 | 0 | 0 | 0 | 0 | 0 | [44 empty] | 0
3224-SW-COM-Deemed Incentives-HVAC Commercial SDG&E_COMPLIANCE | [15 empty] | 0 |  |  | #N/A | [26 empty] | 0% | 0% |  | 0 | 0 | 0 | 0 | 0 | 0 | 0 | 0 | 0 | 0 | 0 | [44 empty] | 0
3224-SW-COM-Deemed Incentives-HVAC Commercial SDG&E_COMPLIANCE | [15 empty] | 0 |  |  | #N/A | [26 empty] | 0% | 0% |  | 0 | 0 | 0 | 0 | 0 | 0 | 0 | 0 | 0 | 0 | 0 | [44 empty] | 0
3224-SW-COM-Deemed Incentives-HVAC Commercial SDG&E_COMPLIANCE | [15 empty] | 0 |  |  | #N/A | [26 empty] | 0% | 0% |  | 0 | 0 | 0 | 0 | 0 | 0 | 0 | 0 | 0 | 0 | 0 | [44 empty] | 0
3224-SW-COM-Deemed Incentives-HVAC Commercial SDG&E_COMPLIANCE | [15 empty] | 0 |  |  | #N/A | [26 empty] | 0% | 0% |  | 0 | 0 | 0 | 0 | 0 | 0 | 0 | 0 | 0 | 0 | 0 | [44 empty] | 0
3224-SW-COM-Deemed Incentives-HVAC Commercial SDG&E_COMPLIANCE | [15 empty] | 0 |  |  | #N/A | [26 empty] | 0% | 0% |  | 0 | 0 | 0 | 0 | 0 | 0 | 0 | 0 | 0 | 0 | 0 | [44 empty] | 0
3224-SW-COM-Deemed Incentives-HVAC Commercial SDG&E_COMPLIANCE | [15 empty] | 0 |  |  | #N/A | [26 empty] | 0% | 0% |  | 0 | 0 | 0 | 0 | 0 | 0 | 0 | 0 | 0 | 0 | 0 | [44 empty] | 0
3224-SW-COM-Deemed Incentives-HVAC Commercial SDG&E_COMPLIANCE | [15 empty] | 0 |  |  | #N/A | [26 empty] | 0% | 0% |  | 0 | 0 | 0 | 0 | 0 | 0 | 0 | 0 | 0 | 0 | 0 | [44 empty] | 0
3224-SW-COM-Deemed Incentives-HVAC Commercial SDG&E_COMPLIANCE | [15 empty] | 0 |  |  | #N/A | [26 empty] | 0% | 0% |  | 0 | 0 | 0 | 0 | 0 | 0 | 0 | 0 | 0 | 0 | 0 | [44 empty] | 0
3224-SW-COM-Deemed Incentives-HVAC Commercial SDG&E_COMPLIANCE | [15 empty] | 0 |  |  | #N/A | [26 empty] | 0% | 0% |  | 0 | 0 | 0 | 0 | 0 | 0 | 0 | 0 | 0 | 0 | 0 | [44 empty] | 0
3224-SW-COM-Deemed Incentives-HVAC Commercial SDG&E_COMPLIANCE | [15 empty] | 0 |  |  | #N/A | [26 empty] | 0% | 0% |  | 0 | 0 | 0 | 0 | 0 | 0 | 0 | 0 | 0 | 0 | 0 | [44 empty] | 0
3224-SW-COM-Deemed Incentives-HVAC Commercial SDG&E_COMPLIANCE | [15 empty] | 0 |  |  | #N/A | [26 empty] | 0% | 0% |  | 0 | 0 | 0 | 0 | 0 | 0 | 0 | 0 | 0 | 0 | 0 | [44 empty] | 0
3224-SW-COM-Deemed Incentives-HVAC Commercial SDG&E_COMPLIANCE | [15 empty] | 0 |  |  | #N/A | [26 empty] | 0% | 0% |  | 0 | 0 | 0 | 0 | 0 | 0 | 0 | 0 | 0 | 0 | 0 | [44 empty] | 0
3224-SW-COM-Deemed Incentives-HVAC Commercial SDG&E_COMPLIANCE | [15 empty] | 0 |  |  | #N/A | [26 empty] | 0% | 0% |  | 0 | 0 | 0 | 0 | 0 | 0 | 0 | 0 | 0 | 0 | 0 | [44 empty] | 0
3224-SW-COM-Deemed Incentives-HVAC Commercial SDG&E_COMPLIANCE | [15 empty] | 0 |  |  | #N/A | [26 empty] | 0% | 0% |  | 0 | 0 | 0 | 0 | 0 | 0 | 0 | 0 | 0 | 0 | 0 | [44 empty] | 0
3224-SW-COM-Deemed Incentives-HVAC Commercial SDG&E_COMPLIANCE | [15 empty] | 0 |  |  | #N/A | [26 empty] | 0% | 0% |  | 0 | 0 | 0 | 0 | 0 | 0 | 0 | 0 | 0 | 0 | 0 | [44 empty] | 0
3224-SW-COM-Deemed Incentives-HVAC Commercial SDG&E_COMPLIANCE | [15 empty] | 0 |  |  | #N/A | [26 empty] | 0% | 0% |  | 0 | 0 | 0 | 0 | 0 | 0 | 0 | 0 | 0 | 0 | 0 | [44 empty] | 0
3224-SW-COM-Deemed Incentives-HVAC Commercial SDG&E_COMPLIANCE | [15 empty] | 0 |  |  | #N/A | [26 empty] | 0% | 0% |  | 0 | 0 | 0 | 0 | 0 | 0 | 0 | 0 | 0 | 0 | 0 | [44 empty] | 0
3224-SW-COM-Deemed Incentives-HVAC Commercial SDG&E_COMPLIANCE | [15 empty] | 0 |  |  | #N/A | [26 empty] | 0% | 0% |  | 0 | 0 | 0 | 0 | 0 | 0 | 0 | 0 | 0 | 0 | 0 | [44 empty] | 0
3224-SW-COM-Deemed Incentives-HVAC Commercial SDG&E_COMPLIANCE | [15 empty] | 0 |  |  | #N/A | [26 empty] | 0% | 0% |  | 0 | 0 | 0 | 0 | 0 | 0 | 0 | 0 | 0 | 0 | 0 | [44 empty] | 0
3224-SW-COM-Deemed Incentives-HVAC Commercial SDG&E_COMPLIANCE | [15 empty] | 0 |  |  | #N/A | [26 empty] | 0% | 0% |  | 0 | 0 | 0 | 0 | 0 | 0 | 0 | 0 | 0 | 0 | 0 | [44 empty] | 0
3224-SW-COM-Deemed Incentives-HVAC Commercial SDG&E_COMPLIANCE | [15 empty] | 0 |  |  | #N/A | [26 empty] | 0% | 0% |  | 0 | 0 | 0 | 0 | 0 | 0 | 0 | 0 | 0 | 0 | 0 | [44 empty] | 0
3224-SW-COM-Deemed Incentives-HVAC Commercial SDG&E_COMPLIANCE | [15 empty] | 0 |  |  | #N/A | [26 empty] | 0% | 0% |  | 0 | 0 | 0 | 0 | 0 | 0 | 0 | 0 | 0 | 0 | 0 | [44 empty] | 0
3224-SW-COM-Deemed Incentives-HVAC Commercial SDG&E_COMPLIANCE | [15 empty] | 0 |  |  | #N/A | [26 empty] | 0% | 0% |  | 0 | 0 | 0 | 0 | 0 | 0 | 0 | 0 | 0 | 0 | 0 | [44 empty] | 0
3224-SW-COM-Deemed Incentives-HVAC Commercial SDG&E_COMPLIANCE | [15 empty] | 0 |  |  | #N/A | [26 empty] | 0% | 0% |  | 0 | 0 | 0 | 0 | 0 | 0 | 0 | 0 | 0 | 0 | 0 | [44 empty] | 0
3224-SW-COM-Deemed Incentives-HVAC Commercial SDG&E_COMPLIANCE | [15 empty] | 0 |  |  | #N/A | [26 empty] | 0% | 0% |  | 0 | 0 | 0 | 0 | 0 | 0 | 0 | 0 | 0 | 0 | 0 | [44 empty] | 0
3224-SW-COM-Deemed Incentives-HVAC Commercial SDG&E_COMPLIANCE | [15 empty] | 0 |  |  | #N/A | [26 empty] | 0% | 0% |  | 0 | 0 | 0 | 0 | 0 | 0 | 0 | 0 | 0 | 0 | 0 | [44 empty] | 0
3224-SW-COM-Deemed Incentives-HVAC Commercial SDG&E_COMPLIANCE | [15 empty] | 0 |  |  | #N/A | [26 empty] | 0% | 0% |  | 0 | 0 | 0 | 0 | 0 | 0 | 0 | 0 | 0 | 0 | 0 | [44 empty] | 0
3224-SW-COM-Deemed Incentives-HVAC Commercial SDG&E_COMPLIANCE | [15 empty] | 0 |  |  | #N/A | [26 empty] | 0% | 0% |  | 0 | 0 | 0 | 0 | 0 | 0 | 0 | 0 | 0 | 0 | 0 | [44 empty] | 0
3224-SW-COM-Deemed Incentives-HVAC Commercial SDG&E_COMPLIANCE | [15 empty] | 0 |  |  | #N/A | [26 empty] | 0% | 0% |  | 0 | 0 | 0 | 0 | 0 | 0 | 0 | 0 | 0 | 0 | 0 | [44 empty] | 0
3224-SW-COM-Deemed Incentives-HVAC Commercial SDG&E_COMPLIANCE | [15 empty] | 0 |  |  | #N/A | [26 empty] | 0% | 0% |  | 0 | 0 | 0 | 0 | 0 | 0 | 0 | 0 | 0 | 0 | 0 | [44 empty] | 0
3224-SW-COM-Deemed Incentives-HVAC Commercial SDG&E_COMPLIANCE | [15 empty] | 0 |  |  | #N/A | [26 empty] | 0% | 0% |  | 0 | 0 | 0 | 0 | 0 | 0 | 0 | 0 | 0 | 0 | 0 | [44 empty] | 0
3224-SW-COM-Deemed Incentives-HVAC Commercial SDG&E_COMPLIANCE | [15 empty] | 0 |  |  | #N/A | [26 empty] | 0% | 0% |  | 0 | 0 | 0 | 0 | 0 | 0 | 0 | 0 | 0 | 0 | 0 | [44 empty] | 0
3224-SW-COM-Deemed Incentives-HVAC Commercial SDG&E_COMPLIANCE | [15 empty] | 0 |  |  | #N/A | [26 empty] | 0% | 0% |  | 0 | 0 | 0 | 0 | 0 | 0 | 0 | 0 | 0 | 0 | 0 | [44 empty] | 0
3224-SW-COM-Deemed Incentives-HVAC Commercial SDG&E_COMPLIANCE | [15 empty] | 0 |  |  | #N/A | [26 empty] | 0% | 0% |  | 0 | 0 | 0 | 0 | 0 | 0 | 0 | 0 | 0 | 0 | 0 | [44 empty] | 0
3224-SW-COM-Deemed Incentives-HVAC Commercial SDG&E_COMPLIANCE | [15 empty] | 0 |  |  | #N/A | [26 empty] | 0% | 0% |  | 0 | 0 | 0 | 0 | 0 | 0 | 0 | 0 | 0 | 0 | 0 | [44 empty] | 0
3224-SW-COM-Deemed Incentives-HVAC Commercial SDG&E_COMPLIANCE | [15 empty] | 0 |  |  | #N/A | [26 empty] | 0% | 0% |  | 0 | 0 | 0 | 0 | 0 | 0 | 0 | 0 | 0 | 0 | 0 | [44 empty] | 0
3224-SW-COM-Deemed Incentives-HVAC Commercial SDG&E_COMPLIANCE | [15 empty] | 0 |  |  | #N/A | [26 empty] | 0% | 0% |  | 0 | 0 | 0 | 0 | 0 | 0 | 0 | 0 | 0 | 0 | 0 | [44 empty] | 0
3224-SW-COM-Deemed Incentives-HVAC Commercial SDG&E_COMPLIANCE | [15 empty] | 0 |  |  | #N/A | [26 empty] | 0% | 0% |  | 0 | 0 | 0 | 0 | 0 | 0 | 0 | 0 | 0 | 0 | 0 | [44 empty] | 0
3224-SW-COM-Deemed Incentives-HVAC Commercial SDG&E_COMPLIANCE | [15 empty] | 0 |  |  | #N/A | [26 empty] | 0% | 0% |  | 0 | 0 | 0 | 0 | 0 | 0 | 0 | 0 | 0 | 0 | 0 | [44 empty] | 0
3224-SW-COM-Deemed Incentives-HVAC Commercial SDG&E_COMPLIANCE | [15 empty] | 0 |  |  | #N/A | [26 empty] | 0% | 0% |  | 0 | 0 | 0 | 0 | 0 | 0 | 0 | 0 | 0 | 0 | 0 | [44 empty] | 0
3224-SW-COM-Deemed Incentives-HVAC Commercial SDG&E_COMPLIANCE | [15 empty] | 0 |  |  | #N/A | [26 empty] | 0% | 0% |  | 0 | 0 | 0 | 0 | 0 | 0 | 0 | 0 | 0 | 0 | 0 | [44 empty] | 0
3224-SW-COM-Deemed Incentives-HVAC Commercial SDG&E_COMPLIANCE | [15 empty] | 0 |  |  | #N/A | [26 empty] | 0% | 0% |  | 0 | 0 | 0 | 0 | 0 | 0 | 0 | 0 | 0 | 0 | 0 | [44 empty] | 0
3224-SW-COM-Deemed Incentives-HVAC Commercial SDG&E_COMPLIANCE | [15 empty] | 0 |  |  | #N/A | [26 empty] | 0% | 0% |  | 0 | 0 | 0 | 0 | 0 | 0 | 0 | 0 | 0 | 0 | 0 | [44 empty] | 0
3224-SW-COM-Deemed Incentives-HVAC Commercial SDG&E_COMPLIANCE | [15 empty] | 0 |  |  | #N/A | [26 empty] | 0% | 0% |  | 0 | 0 | 0 | 0 | 0 | 0 | 0 | 0 | 0 | 0 | 0 | [44 empty] | 0
3224-SW-COM-Deemed Incentives-HVAC Commercial SDG&E_COMPLIANCE | [15 empty] | 0 |  |  | #N/A | [26 empty] | 0% | 0% |  | 0 | 0 | 0 | 0 | 0 | 0 | 0 | 0 | 0 | 0 | 0 | [44 empty] | 0
3224-SW-COM-Deemed Incentives-HVAC Commercial SDG&E_COMPLIANCE | [15 empty] | 0 |  |  | #N/A | [26 empty] | 0% | 0% |  | 0 | 0 | 0 | 0 | 0 | 0 | 0 | 0 | 0 | 0 | 0 | [44 empty] | 0
3224-SW-COM-Deemed Incentives-HVAC Commercial SDG&E_COMPLIANCE | [15 empty] | 0 |  |  | #N/A | [26 empty] | 0% | 0% |  | 0 | 0 | 0 | 0 | 0 | 0 | 0 | 0 | 0 | 0 | 0 | [44 empty] | 0
3224-SW-COM-Deemed Incentives-HVAC Commercial SDG&E_COMPLIANCE | [15 empty] | 0 |  |  | #N/A | [26 empty] | 0% | 0% |  | 0 | 0 | 0 | 0 | 0 | 0 | 0 | 0 | 0 | 0 | 0 | [44 empty] | 0
3224-SW-COM-Deemed Incentives-HVAC Commercial SDG&E_COMPLIANCE | [15 empty] | 0 |  |  | #N/A | [26 empty] | 0% | 0% |  | 0 | 0 | 0 | 0 | 0 | 0 | 0 | 0 | 0 | 0 | 0 | [44 empty] | 0
3224-SW-COM-Deemed Incentives-HVAC Commercial SDG&E_COMPLIANCE | [15 empty] | 0 |  |  | #N/A | [26 empty] | 0% | 0% |  | 0 | 0 | 0 | 0 | 0 | 0 | 0 | 0 | 0 | 0 | 0 | [44 empty] | 0
3224-SW-COM-Deemed Incentives-HVAC Commercial SDG&E_COMPLIANCE | [15 empty] | 0 |  |  | #N/A | [26 empty] | 0% | 0% |  | 0 | 0 | 0 | 0 | 0 | 0 | 0 | 0 | 0 | 0 | 0 | [44 empty] | 0
3224-SW-COM-Deemed Incentives-HVAC Commercial SDG&E_COMPLIANCE | [15 empty] | 0 |  |  | #N/A | [26 empty] | 0% | 0% |  | 0 | 0 | 0 | 0 | 0 | 0 | 0 | 0 | 0 | 0 | 0 | [44 empty] | 0
3224-SW-COM-Deemed Incentives-HVAC Commercial SDG&E_COMPLIANCE | [15 empty] | 0 |  |  | #N/A | [26 empty] | 0% | 0% |  | 0 | 0 | 0 | 0 | 0 | 0 | 0 | 0 | 0 | 0 | 0 | [44 empty] | 0
3224-SW-COM-Deemed Incentives-HVAC Commercial SDG&E_COMPLIANCE | [15 empty] | 0 |  |  | #N/A | [26 empty] | 0% | 0% |  | 0 | 0 | 0 | 0 | 0 | 0 | 0 | 0 | 0 | 0 | 0 | [44 empty] | 0
3224-SW-COM-Deemed Incentives-HVAC Commercial SDG&E_COMPLIANCE | [15 empty] | 0 |  |  | #N/A | [26 empty] | 0% | 0% |  | 0 | 0 | 0 | 0 | 0 | 0 | 0 | 0 | 0 | 0 | 0 | [44 empty] | 0
3224-SW-COM-Deemed Incentives-HVAC Commercial SDG&E_COMPLIANCE | [15 empty] | 0 |  |  | #N/A | [26 empty] | 0% | 0% |  | 0 | 0 | 0 | 0 | 0 | 0 | 0 | 0 | 0 | 0 | 0 | [44 empty] | 0
3224-SW-COM-Deemed Incentives-HVAC Commercial SDG&E_COMPLIANCE | [15 empty] | 0 |  |  | #N/A | [26 empty] | 0% | 0% |  | 0 | 0 | 0 | 0 | 0 | 0 | 0 | 0 | 0 | 0 | 0 | [44 empty] | 0
3224-SW-COM-Deemed Incentives-HVAC Commercial SDG&E_COMPLIANCE | [15 empty] | 0 |  |  | #N/A | [26 empty] | 0% | 0% |  | 0 | 0 | 0 | 0 | 0 | 0 | 0 | 0 | 0 | 0 | 0 | [44 empty] | 0
3224-SW-COM-Deemed Incentives-HVAC Commercial SDG&E_COMPLIANCE | [15 empty] | 0 |  |  | #N/A | [26 empty] | 0% | 0% |  | 0 | 0 | 0 | 0 | 0 | 0 | 0 | 0 | 0 | 0 | 0 | [44 empty] | 0
3224-SW-COM-Deemed Incentives-HVAC Commercial SDG&E_COMPLIANCE | [15 empty] | 0 |  |  | #N/A | [26 empty] | 0% | 0% |  | 0 | 0 | 0 | 0 | 0 | 0 | 0 | 0 | 0 | 0 | 0 | [44 empty] | 0
3224-SW-COM-Deemed Incentives-HVAC Commercial SDG&E_COMPLIANCE | [15 empty] | 0 |  |  | #N/A | [26 empty] | 0% | 0% |  | 0 | 0 | 0 | 0 | 0 | 0 | 0 | 0 | 0 | 0 | 0 | [44 empty] | 0
3224-SW-COM-Deemed Incentives-HVAC Commercial SDG&E_COMPLIANCE | [15 empty] | 0 |  |  | #N/A | [26 empty] | 0% | 0% |  | 0 | 0 | 0 | 0 | 0 | 0 | 0 | 0 | 0 | 0 | 0 | [44 empty] | 0
3224-SW-COM-Deemed Incentives-HVAC Commercial SDG&E_COMPLIANCE | [15 empty] | 0 |  |  | #N/A | [26 empty] | 0% | 0% |  | 0 | 0 | 0 | 0 | 0 | 0 | 0 | 0 | 0 | 0 | 0 | [44 empty] | 0
3224-SW-COM-Deemed Incentives-HVAC Commercial SDG&E_COMPLIANCE | [15 empty] | 0 |  |  | #N/A | [26 empty] | 0% | 0% |  | 0 | 0 | 0 | 0 | 0 | 0 | 0 | 0 | 0 | 0 | 0 | [44 empty] | 0
3224-SW-COM-Deemed Incentives-HVAC Commercial SDG&E_COMPLIANCE | [15 empty] | 0 |  |  | #N/A | [26 empty] | 0% | 0% |  | 0 | 0 | 0 | 0 | 0 | 0 | 0 | 0 | 0 | 0 | 0 | [44 empty] | 0
3224-SW-COM-Deemed Incentives-HVAC Commercial SDG&E_COMPLIANCE | [15 empty] | 0 |  |  | #N/A | [26 empty] | 0% | 0% |  | 0 | 0 | 0 | 0 | 0 | 0 | 0 | 0 | 0 | 0 | 0 | [44 empty] | 0
3224-SW-COM-Deemed Incentives-HVAC Commercial SDG&E_COMPLIANCE | [15 empty] | 0 |  |  | #N/A | [26 empty] | 0% | 0% |  | 0 | 0 | 0 | 0 | 0 | 0 | 0 | 0 | 0 | 0 | 0 | [44 empty] | 0
3224-SW-COM-Deemed Incentives-HVAC Commercial SDG&E_COMPLIANCE | [15 empty] | 0 |  |  | #N/A | [26 empty] | 0% | 0% |  | 0 | 0 | 0 | 0 | 0 | 0 | 0 | 0 | 0 | 0 | 0 | [44 empty] | 0
3224-SW-COM-Deemed Incentives-HVAC Commercial SDG&E_COMPLIANCE | [15 empty] | 0 |  |  | #N/A | [26 empty] | 0% | 0% |  | 0 | 0 | 0 | 0 | 0 | 0 | 0 | 0 | 0 | 0 | 0 | [44 empty] | 0
3224-SW-COM-Deemed Incentives-HVAC Commercial SDG&E_COMPLIANCE | [15 empty] | 0 |  |  | #N/A | [26 empty] | 0% | 0% |  | 0 | 0 | 0 | 0 | 0 | 0 | 0 | 0 | 0 | 0 | 0 | [44 empty] | 0
3224-SW-COM-Deemed Incentives-HVAC Commercial SDG&E_COMPLIANCE | [15 empty] | 0 |  |  | #N/A | [26 empty] | 0% | 0% |  | 0 | 0 | 0 | 0 | 0 | 0 | 0 | 0 | 0 | 0 | 0 | [44 empty] | 0
3224-SW-COM-Deemed Incentives-HVAC Commercial SDG&E_COMPLIANCE | [15 empty] | 0 |  |  | #N/A | [26 empty] | 0% | 0% |  | 0 | 0 | 0 | 0 | 0 | 0 | 0 | 0 | 0 | 0 | 0 | [44 empty] | 0
3224-SW-COM-Deemed Incentives-HVAC Commercial SDG&E_COMPLIANCE | [15 empty] | 0 |  |  | #N/A | [26 empty] | 0% | 0% |  | 0 | 0 | 0 | 0 | 0 | 0 | 0 | 0 | 0 | 0 | 0 | [44 empty] | 0
3224-SW-COM-Deemed Incentives-HVAC Commercial SDG&E_COMPLIANCE | [15 empty] | 0 |  |  | #N/A | [26 empty] | 0% | 0% |  | 0 | 0 | 0 | 0 | 0 | 0 | 0 | 0 | 0 | 0 | 0 | [44 empty] | 0
3224-SW-COM-Deemed Incentives-HVAC Commercial SDG&E_COMPLIANCE | [15 empty] | 0 |  |  | #N/A | [26 empty] | 0% | 0% |  | 0 | 0 | 0 | 0 | 0 | 0 | 0 | 0 | 0 | 0 | 0 | [44 empty] | 0
3224-SW-COM-Deemed Incentives-HVAC Commercial SDG&E_COMPLIANCE | [15 empty] | 0 |  |  | #N/A | [26 empty] | 0% | 0% |  | 0 | 0 | 0 | 0 | 0 | 0 | 0 | 0 | 0 | 0 | 0 | [44 empty] | 0
3224-SW-COM-Deemed Incentives-HVAC Commercial SDG&E_COMPLIANCE | [15 empty] | 0 |  |  | #N/A | [26 empty] | 0% | 0% |  | 0 | 0 | 0 | 0 | 0 | 0 | 0 | 0 | 0 | 0 | 0 | [44 empty] | 0
3224-SW-COM-Deemed Incentives-HVAC Commercial SDG&E_COMPLIANCE | [15 empty] | 0 |  |  | #N/A | [26 empty] | 0% | 0% |  | 0 | 0 | 0 | 0 | 0 | 0 | 0 | 0 | 0 | 0 | 0 | [44 empty] | 0
3224-SW-COM-Deemed Incentives-HVAC Commercial SDG&E_COMPLIANCE | [15 empty] | 0 |  |  | #N/A | [26 empty] | 0% | 0% |  | 0 | 0 | 0 | 0 | 0 | 0 | 0 | 0 | 0 | 0 | 0 | [44 empty] | 0
3224-SW-COM-Deemed Incentives-HVAC Commercial SDG&E_COMPLIANCE | [15 empty] | 0 |  |  | #N/A | [26 empty] | 0% | 0% |  | 0 | 0 | 0 | 0 | 0 | 0 | 0 | 0 | 0 | 0 | 0 | [44 empty] | 0
3224-SW-COM-Deemed Incentives-HVAC Commercial SDG&E_COMPLIANCE | [15 empty] | 0 |  |  | #N/A | [26 empty] | 0% | 0% |  | 0 | 0 | 0 | 0 | 0 | 0 | 0 | 0 | 0 | 0 | 0 | [44 empty] | 0
3224-SW-COM-Deemed Incentives-HVAC Commercial SDG&E_COMPLIANCE | [15 empty] | 0 |  |  | #N/A | [26 empty] | 0% | 0% |  | 0 | 0 | 0 | 0 | 0 | 0 | 0 | 0 | 0 | 0 | 0 | [44 empty] | 0
3224-SW-COM-Deemed Incentives-HVAC Commercial SDG&E_COMPLIANCE | [15 empty] | 0 |  |  | #N/A | [26 empty] | 0% | 0% |  | 0 | 0 | 0 | 0 | 0 | 0 | 0 | 0 | 0 | 0 | 0 | [44 empty] | 0
3224-SW-COM-Deemed Incentives-HVAC Commercial SDG&E_COMPLIANCE | [15 empty] | 0 |  |  | #N/A | [26 empty] | 0% | 0% |  | 0 | 0 | 0 | 0 | 0 | 0 | 0 | 0 | 0 | 0 | 0 | [44 empty] | 0
3224-SW-COM-Deemed Incentives-HVAC Commercial SDG&E_COMPLIANCE | [15 empty] | 0 |  |  | #N/A | [26 empty] | 0% | 0% |  | 0 | 0 | 0 | 0 | 0 | 0 | 0 | 0 | 0 | 0 | 0 | [44 empty] | 0
3224-SW-COM-Deemed Incentives-HVAC Commercial SDG&E_COMPLIANCE | [15 empty] | 0 |  |  | #N/A | [26 empty] | 0% | 0% |  | 0 | 0 | 0 | 0 | 0 | 0 | 0 | 0 | 0 | 0 | 0 | [44 empty] | 0
3224-SW-COM-Deemed Incentives-HVAC Commercial SDG&E_COMPLIANCE | [15 empty] | 0 |  |  | #N/A | [26 empty] | 0% | 0% |  | 0 | 0 | 0 | 0 | 0 | 0 | 0 | 0 | 0 | 0 | 0 | [44 empty] | 0
3224-SW-COM-Deemed Incentives-HVAC Commercial SDG&E_COMPLIANCE | [15 empty] | 0 |  |  | #N/A | [26 empty] | 0% | 0% |  | 0 | 0 | 0 | 0 | 0 | 0 | 0 | 0 | 0 | 0 | 0 | [44 empty] | 0
3224-SW-COM-Deemed Incentives-HVAC Commercial SDG&E_COMPLIANCE | [15 empty] | 0 |  |  | #N/A | [26 empty] | 0% | 0% |  | 0 | 0 | 0 | 0 | 0 | 0 | 0 | 0 | 0 | 0 | 0 | [44 empty] | 0
3224-SW-COM-Deemed Incentives-HVAC Commercial SDG&E_COMPLIANCE | [15 empty] | 0 |  |  | #N/A | [26 empty] | 0% | 0% |  | 0 | 0 | 0 | 0 | 0 | 0 | 0 | 0 | 0 | 0 | 0 | [44 empty] | 0
3224-SW-COM-Deemed Incentives-HVAC Commercial SDG&E_COMPLIANCE | [15 empty] | 0 |  |  | #N/A | [26 empty] | 0% | 0% |  | 0 | 0 | 0 | 0 | 0 | 0 | 0 | 0 | 0 | 0 | 0 | [44 empty] | 0
3224-SW-COM-Deemed Incentives-HVAC Commercial SDG&E_COMPLIANCE | [15 empty] | 0 |  |  | #N/A | [26 empty] | 0% | 0% |  | 0 | 0 | 0 | 0 | 0 | 0 | 0 | 0 | 0 | 0 | 0 | [44 empty] | 0
3224-SW-COM-Deemed Incentives-HVAC Commercial SDG&E_COMPLIANCE | [15 empty] | 0 |  |  | #N/A | [26 empty] | 0% | 0% |  | 0 | 0 | 0 | 0 | 0 | 0 | 0 | 0 | 0 | 0 | 0 | [44 empty] | 0
3224-SW-COM-Deemed Incentives-HVAC Commercial SDG&E_COMPLIANCE | [15 empty] | 0 |  |  | #N/A | [26 empty] | 0% | 0% |  | 0 | 0 | 0 | 0 | 0 | 0 | 0 | 0 | 0 | 0 | 0 | [44 empty] | 0
3224-SW-COM-Deemed Incentives-HVAC Commercial SDG&E_COMPLIANCE | [15 empty] | 0 |  |  | #N/A | [26 empty] | 0% | 0% |  | 0 | 0 | 0 | 0 | 0 | 0 | 0 | 0 | 0 | 0 | 0 | [44 empty] | 0
3224-SW-COM-Deemed Incentives-HVAC Commercial SDG&E_COMPLIANCE | [15 empty] | 0 |  |  | #N/A | [26 empty] | 0% | 0% |  | 0 | 0 | 0 | 0 | 0 | 0 | 0 | 0 | 0 | 0 | 0 | [44 empty] | 0
3224-SW-COM-Deemed Incentives-HVAC Commercial SDG&E_COMPLIANCE | [15 empty] | 0 |  |  | #N/A | [26 empty] | 0% | 0% |  | 0 | 0 | 0 | 0 | 0 | 0 | 0 | 0 | 0 | 0 | 0 | [44 empty] | 0
3224-SW-COM-Deemed Incentives-HVAC Commercial SDG&E_COMPLIANCE | [15 empty] | 0 |  |  | #N/A | [26 empty] | 0% | 0% |  | 0 | 0 | 0 | 0 | 0 | 0 | 0 | 0 | 0 | 0 | 0 | [44 empty] | 0
3224-SW-COM-Deemed Incentives-HVAC Commercial SDG&E_COMPLIANCE | [15 empty] | 0 |  |  | #N/A | [26 empty] | 0% | 0% |  | 0 | 0 | 0 | 0 | 0 | 0 | 0 | 0 | 0 | 0 | 0 | [44 empty] | 0
3224-SW-COM-Deemed Incentives-HVAC Commercial SDG&E_COMPLIANCE | [15 empty] | 0 |  |  | #N/A | [26 empty] | 0% | 0% |  | 0 | 0 | 0 | 0 | 0 | 0 | 0 | 0 | 0 | 0 | 0 | [44 empty] | 0
3224-SW-COM-Deemed Incentives-HVAC Commercial SDG&E_COMPLIANCE | [15 empty] | 0 |  |  | #N/A | [26 empty] | 0% | 0% |  | 0 | 0 | 0 | 0 | 0 | 0 | 0 | 0 | 0 | 0 | 0 | [44 empty] | 0
3224-SW-COM-Deemed Incentives-HVAC Commercial SDG&E_COMPLIANCE | [15 empty] | 0 |  |  | #N/A | [26 empty] | 0% | 0% |  | 0 | 0 | 0 | 0 | 0 | 0 | 0 | 0 | 0 | 0 | 0 | [44 empty] | 0
3224-SW-COM-Deemed Incentives-HVAC Commercial SDG&E_COMPLIANCE | [15 empty] | 0 |  |  | #N/A | [26 empty] | 0% | 0% |  | 0 | 0 | 0 | 0 | 0 | 0 | 0 | 0 | 0 | 0 | 0 | [44 empty] | 0
3224-SW-COM-Deemed Incentives-HVAC Commercial SDG&E_COMPLIANCE | [15 empty] | 0 |  |  | #N/A | [26 empty] | 0% | 0% |  | 0 | 0 | 0 | 0 | 0 | 0 | 0 | 0 | 0 | 0 | 0 | [44 empty] | 0
3224-SW-COM-Deemed Incentives-HVAC Commercial SDG&E_COMPLIANCE | [15 empty] | 0 |  |  | #N/A | [26 empty] | 0% | 0% |  | 0 | 0 | 0 | 0 | 0 | 0 | 0 | 0 | 0 | 0 | 0 | [44 empty] | 0
3224-SW-COM-Deemed Incentives-HVAC Commercial SDG&E_COMPLIANCE | [15 empty] | 0 |  |  | #N/A | [26 empty] | 0% | 0% |  | 0 | 0 | 0 | 0 | 0 | 0 | 0 | 0 | 0 | 0 | 0 | [44 empty] | 0
3224-SW-COM-Deemed Incentives-HVAC Commercial SDG&E_COMPLIANCE | [15 empty] | 0 |  |  | #N/A | [26 empty] | 0% | 0% |  | 0 | 0 | 0 | 0 | 0 | 0 | 0 | 0 | 0 | 0 | 0 | [44 empty] | 0
3224-SW-COM-Deemed Incentives-HVAC Commercial SDG&E_COMPLIANCE | [15 empty] | 0 |  |  | #N/A | [26 empty] | 0% | 0% |  | 0 | 0 | 0 | 0 | 0 | 0 | 0 | 0 | 0 | 0 | 0 | [44 empty] | 0
3224-SW-COM-Deemed Incentives-HVAC Commercial SDG&E_COMPLIANCE | [15 empty] | 0 |  |  | #N/A | [26 empty] | 0% | 0% |  | 0 | 0 | 0 | 0 | 0 | 0 | 0 | 0 | 0 | 0 | 0 | [44 empty] | 0
3224-SW-COM-Deemed Incentives-HVAC Commercial SDG&E_COMPLIANCE | [15 empty] | 0 |  |  | #N/A | [26 empty] | 0% | 0% |  | 0 | 0 | 0 | 0 | 0 | 0 | 0 | 0 | 0 | 0 | 0 | [44 empty] | 0
3224-SW-COM-Deemed Incentives-HVAC Commercial SDG&E_COMPLIANCE | [15 empty] | 0 |  |  | #N/A | [26 empty] | 0% | 0% |  | 0 | 0 | 0 | 0 | 0 | 0 | 0 | 0 | 0 | 0 | 0 | [44 empty] | 0
3224-SW-COM-Deemed Incentives-HVAC Commercial SDG&E_COMPLIANCE | [15 empty] | 0 |  |  | #N/A | [26 empty] | 0% | 0% |  | 0 | 0 | 0 | 0 | 0 | 0 | 0 | 0 | 0 | 0 | 0 | [44 empty] | 0
3224-SW-COM-Deemed Incentives-HVAC Commercial SDG&E_COMPLIANCE | [15 empty] | 0 |  |  | #N/A | [26 empty] | 0% | 0% |  | 0 | 0 | 0 | 0 | 0 | 0 | 0 | 0 | 0 | 0 | 0 | [44 empty] | 0
3224-SW-COM-Deemed Incentives-HVAC Commercial SDG&E_COMPLIANCE | [15 empty] | 0 |  |  | #N/A | [26 empty] | 0% | 0% |  | 0 | 0 | 0 | 0 | 0 | 0 | 0 | 0 | 0 | 0 | 0 | [44 empty] | 0
3224-SW-COM-Deemed Incentives-HVAC Commercial SDG&E_COMPLIANCE | [15 empty] | 0 |  |  | #N/A | [26 empty] | 0% | 0% |  | 0 | 0 | 0 | 0 | 0 | 0 | 0 | 0 | 0 | 0 | 0 | [44 empty] | 0
3224-SW-COM-Deemed Incentives-HVAC Commercial SDG&E_COMPLIANCE | [15 empty] | 0 |  |  | #N/A | [26 empty] | 0% | 0% |  | 0 | 0 | 0 | 0 | 0 | 0 | 0 | 0 | 0 | 0 | 0 | [44 empty] | 0
3224-SW-COM-Deemed Incentives-HVAC Commercial SDG&E_COMPLIANCE | [15 empty] | 0 |  |  | #N/A | [26 empty] | 0% | 0% |  | 0 | 0 | 0 | 0 | 0 | 0 | 0 | 0 | 0 | 0 | 0 | [44 empty] | 0
3224-SW-COM-Deemed Incentives-HVAC Commercial SDG&E_COMPLIANCE | [15 empty] | 0 |  |  | #N/A | [26 empty] | 0% | 0% |  | 0 | 0 | 0 | 0 | 0 | 0 | 0 | 0 | 0 | 0 | 0 | [44 empty] | 0
3224-SW-COM-Deemed Incentives-HVAC Commercial SDG&E_COMPLIANCE | [15 empty] | 0 |  |  | #N/A | [26 empty] | 0% | 0% |  | 0 | 0 | 0 | 0 | 0 | 0 | 0 | 0 | 0 | 0 | 0 | [44 empty] | 0
3224-SW-COM-Deemed Incentives-HVAC Commercial SDG&E_COMPLIANCE | [15 empty] | 0 |  |  | #N/A | [26 empty] | 0% | 0% |  | 0 | 0 | 0 | 0 | 0 | 0 | 0 | 0 | 0 | 0 | 0 | [44 empty] | 0
3224-SW-COM-Deemed Incentives-HVAC Commercial SDG&E_COMPLIANCE | [15 empty] | 0 |  |  | #N/A | [26 empty] | 0% | 0% |  | 0 | 0 | 0 | 0 | 0 | 0 | 0 | 0 | 0 | 0 | 0 | [44 empty] | 0
3224-SW-COM-Deemed Incentives-HVAC Commercial SDG&E_COMPLIANCE | [15 empty] | 0 |  |  | #N/A | [26 empty] | 0% | 0% |  | 0 | 0 | 0 | 0 | 0 | 0 | 0 | 0 | 0 | 0 | 0 | [44 empty] | 0
3224-SW-COM-Deemed Incentives-HVAC Commercial SDG&E_COMPLIANCE | [15 empty] | 0 |  |  | #N/A | [26 empty] | 0% | 0% |  | 0 | 0 | 0 | 0 | 0 | 0 | 0 | 0 | 0 | 0 | 0 | [44 empty] | 0
3224-SW-COM-Deemed Incentives-HVAC Commercial SDG&E_COMPLIANCE | [15 empty] | 0 |  |  | #N/A | [26 empty] | 0% | 0% |  | 0 | 0 | 0 | 0 | 0 | 0 | 0 | 0 | 0 | 0 | 0 | [44 empty] | 0
3224-SW-COM-Deemed Incentives-HVAC Commercial SDG&E_COMPLIANCE | [15 empty] | 0 |  |  | #N/A | [26 empty] | 0% | 0% |  | 0 | 0 | 0 | 0 | 0 | 0 | 0 | 0 | 0 | 0 | 0 | [44 empty] | 0
3224-SW-COM-Deemed Incentives-HVAC Commercial SDG&E_COMPLIANCE | [15 empty] | 0 |  |  | #N/A | [26 empty] | 0% | 0% |  | 0 | 0 | 0 | 0 | 0 | 0 | 0 | 0 | 0 | 0 | 0 | [44 empty] | 0
3224-SW-COM-Deemed Incentives-HVAC Commercial SDG&E_COMPLIANCE | [15 empty] | 0 |  |  | #N/A | [26 empty] | 0% | 0% |  | 0 | 0 | 0 | 0 | 0 | 0 | 0 | 0 | 0 | 0 | 0 | [44 empty] | 0
3224-SW-COM-Deemed Incentives-HVAC Commercial SDG&E_COMPLIANCE | [15 empty] | 0 |  |  | #N/A | [26 empty] | 0% | 0% |  | 0 | 0 | 0 | 0 | 0 | 0 | 0 | 0 | 0 | 0 | 0 | [44 empty] | 0
3224-SW-COM-Deemed Incentives-HVAC Commercial SDG&E_COMPLIANCE | [15 empty] | 0 |  |  | #N/A | [26 empty] | 0% | 0% |  | 0 | 0 | 0 | 0 | 0 | 0 | 0 | 0 | 0 | 0 | 0 | [44 empty] | 0
3224-SW-COM-Deemed Incentives-HVAC Commercial SDG&E_COMPLIANCE | [15 empty] | 0 |  |  | #N/A | [26 empty] | 0% | 0% |  | 0 | 0 | 0 | 0 | 0 | 0 | 0 | 0 | 0 | 0 | 0 | [44 empty] | 0
3224-SW-COM-Deemed Incentives-HVAC Commercial SDG&E_COMPLIANCE | [15 empty] | 0 |  |  | #N/A | [26 empty] | 0% | 0% |  | 0 | 0 | 0 | 0 | 0 | 0 | 0 | 0 | 0 | 0 | 0 | [44 empty] | 0
3224-SW-COM-Deemed Incentives-HVAC Commercial SDG&E_COMPLIANCE | [15 empty] | 0 |  |  | #N/A | [26 empty] | 0% | 0% |  | 0 | 0 | 0 | 0 | 0 | 0 | 0 | 0 | 0 | 0 | 0 | [44 empty] | 0
3224-SW-COM-Deemed Incentives-HVAC Commercial SDG&E_COMPLIANCE | [15 empty] | 0 |  |  | #N/A | [26 empty] | 0% | 0% |  | 0 | 0 | 0 | 0 | 0 | 0 | 0 | 0 | 0 | 0 | 0 | [44 empty] | 0
3224-SW-COM-Deemed Incentives-HVAC Commercial SDG&E_COMPLIANCE | [15 empty] | 0 |  |  | #N/A | [26 empty] | 0% | 0% |  | 0 | 0 | 0 | 0 | 0 | 0 | 0 | 0 | 0 | 0 | 0 | [44 empty] | 0
3224-SW-COM-Deemed Incentives-HVAC Commercial SDG&E_COMPLIANCE | [15 empty] | 0 |  |  | #N/A | [26 empty] | 0% | 0% |  | 0 | 0 | 0 | 0 | 0 | 0 | 0 | 0 | 0 | 0 | 0 | [44 empty] | 0
3224-SW-COM-Deemed Incentives-HVAC Commercial SDG&E_COMPLIANCE | [15 empty] | 0 |  |  | #N/A | [26 empty] | 0% | 0% |  | 0 | 0 | 0 | 0 | 0 | 0 | 0 | 0 | 0 | 0 | 0 | [44 empty] | 0
3224-SW-COM-Deemed Incentives-HVAC Commercial SDG&E_COMPLIANCE | [15 empty] | 0 |  |  | #N/A | [26 empty] | 0% | 0% |  | 0 | 0 | 0 | 0 | 0 | 0 | 0 | 0 | 0 | 0 | 0 | [44 empty] | 0
3224-SW-COM-Deemed Incentives-HVAC Commercial SDG&E_COMPLIANCE | [15 empty] | 0 |  |  | #N/A | [26 empty] | 0% | 0% |  | 0 | 0 | 0 | 0 | 0 | 0 | 0 | 0 | 0 | 0 | 0 | [44 empty] | 0
3224-SW-COM-Deemed Incentives-HVAC Commercial SDG&E_COMPLIANCE | [15 empty] | 0 |  |  | #N/A | [26 empty] | 0% | 0% |  | 0 | 0 | 0 | 0 | 0 | 0 | 0 | 0 | 0 | 0 | 0 | [44 empty] | 0
3224-SW-COM-Deemed Incentives-HVAC Commercial SDG&E_COMPLIANCE | [15 empty] | 0 |  |  | #N/A | [26 empty] | 0% | 0% |  | 0 | 0 | 0 | 0 | 0 | 0 | 0 | 0 | 0 | 0 | 0 | [44 empty] | 0
3224-SW-COM-Deemed Incentives-HVAC Commercial SDG&E_COMPLIANCE | [15 empty] | 0 |  |  | #N/A | [26 empty] | 0% | 0% |  | 0 | 0 | 0 | 0 | 0 | 0 | 0 | 0 | 0 | 0 | 0 | [44 empty] | 0
3224-SW-COM-Deemed Incentives-HVAC Commercial SDG&E_COMPLIANCE | [15 empty] | 0 |  |  | #N/A | [26 empty] | 0% | 0% |  | 0 | 0 | 0 | 0 | 0 | 0 | 0 | 0 | 0 | 0 | 0 | [44 empty] | 0
3224-SW-COM-Deemed Incentives-HVAC Commercial SDG&E_COMPLIANCE | [15 empty] | 0 |  |  | #N/A | [26 empty] | 0% | 0% |  | 0 | 0 | 0 | 0 | 0 | 0 | 0 | 0 | 0 | 0 | 0 | [44 empty] | 0
3224-SW-COM-Deemed Incentives-HVAC Commercial SDG&E_COMPLIANCE | [15 empty] | 0 |  |  | #N/A | [26 empty] | 0% | 0% |  | 0 | 0 | 0 | 0 | 0 | 0 | 0 | 0 | 0 | 0 | 0 | [44 empty] | 0
3224-SW-COM-Deemed Incentives-HVAC Commercial SDG&E_COMPLIANCE | [15 empty] | 0 |  |  | #N/A | [26 empty] | 0% | 0% |  | 0 | 0 | 0 | 0 | 0 | 0 | 0 | 0 | 0 | 0 | 0 | [44 empty] | 0
3224-SW-COM-Deemed Incentives-HVAC Commercial SDG&E_COMPLIANCE | [15 empty] | 0 |  |  | #N/A | [26 empty] | 0% | 0% |  | 0 | 0 | 0 | 0 | 0 | 0 | 0 | 0 | 0 | 0 | 0 | [44 empty] | 0
3224-SW-COM-Deemed Incentives-HVAC Commercial SDG&E_COMPLIANCE | [15 empty] | 0 |  |  | #N/A | [26 empty] | 0% | 0% |  | 0 | 0 | 0 | 0 | 0 | 0 | 0 | 0 | 0 | 0 | 0 | [44 empty] | 0
3224-SW-COM-Deemed Incentives-HVAC Commercial SDG&E_COMPLIANCE | [15 empty] | 0 |  |  | #N/A | [26 empty] | 0% | 0% |  | 0 | 0 | 0 | 0 | 0 | 0 | 0 | 0 | 0 | 0 | 0 | [44 empty] | 0
3224-SW-COM-Deemed Incentives-HVAC Commercial SDG&E_COMPLIANCE | [15 empty] | 0 |  |  | #N/A | [26 empty] | 0% | 0% |  | 0 | 0 | 0 | 0 | 0 | 0 | 0 | 0 | 0 | 0 | 0 | [44 empty] | 0
3224-SW-COM-Deemed Incentives-HVAC Commercial SDG&E_COMPLIANCE | [15 empty] | 0 |  |  | #N/A | [26 empty] | 0% | 0% |  | 0 | 0 | 0 | 0 | 0 | 0 | 0 | 0 | 0 | 0 | 0 | [44 empty] | 0
3224-SW-COM-Deemed Incentives-HVAC Commercial SDG&E_COMPLIANCE | [15 empty] | 0 |  |  | #N/A | [26 empty] | 0% | 0% |  | 0 | 0 | 0 | 0 | 0 | 0 | 0 | 0 | 0 | 0 | 0 | [44 empty] | 0
3224-SW-COM-Deemed Incentives-HVAC Commercial SDG&E_COMPLIANCE | [15 empty] | 0 |  |  | #N/A | [26 empty] | 0% | 0% |  | 0 | 0 | 0 | 0 | 0 | 0 | 0 | 0 | 0 | 0 | 0 | [44 empty] | 0
3224-SW-COM-Deemed Incentives-HVAC Commercial SDG&E_COMPLIANCE | [15 empty] | 0 |  |  | #N/A | [26 empty] | 0% | 0% |  | 0 | 0 | 0 | 0 | 0 | 0 | 0 | 0 | 0 | 0 | 0 | [44 empty] | 0
3224-SW-COM-Deemed Incentives-HVAC Commercial SDG&E_COMPLIANCE | [15 empty] | 0 |  |  | #N/A | [26 empty] | 0% | 0% |  | 0 | 0 | 0 | 0 | 0 | 0 | 0 | 0 | 0 | 0 | 0 | [44 empty] | 0
3224-SW-COM-Deemed Incentives-HVAC Commercial SDG&E_COMPLIANCE | [15 empty] | 0 |  |  | #N/A | [26 empty] | 0% | 0% |  | 0 | 0 | 0 | 0 | 0 | 0 | 0 | 0 | 0 | 0 | 0 | [44 empty] | 0
3224-SW-COM-Deemed Incentives-HVAC Commercial SDG&E_COMPLIANCE | [15 empty] | 0 |  |  | #N/A | [26 empty] | 0% | 0% |  | 0 | 0 | 0 | 0 | 0 | 0 | 0 | 0 | 0 | 0 | 0 | [44 empty] | 0
3224-SW-COM-Deemed Incentives-HVAC Commercial SDG&E_COMPLIANCE | [15 empty] | 0 |  |  | #N/A | [26 empty] | 0% | 0% |  | 0 | 0 | 0 | 0 | 0 | 0 | 0 | 0 | 0 | 0 | 0 | [44 empty] | 0
3224-SW-COM-Deemed Incentives-HVAC Commercial SDG&E_COMPLIANCE | [15 empty] | 0 |  |  | #N/A | [26 empty] | 0% | 0% |  | 0 | 0 | 0 | 0 | 0 | 0 | 0 | 0 | 0 | 0 | 0 | [44 empty] | 0
3224-SW-COM-Deemed Incentives-HVAC Commercial SDG&E_COMPLIANCE | [15 empty] | 0 |  |  | #N/A | [26 empty] | 0% | 0% |  | 0 | 0 | 0 | 0 | 0 | 0 | 0 | 0 | 0 | 0 | 0 | [44 empty] | 0
3224-SW-COM-Deemed Incentives-HVAC Commercial SDG&E_COMPLIANCE | [15 empty] | 0 |  |  | #N/A | [26 empty] | 0% | 0% |  | 0 | 0 | 0 | 0 | 0 | 0 | 0 | 0 | 0 | 0 | 0 | [44 empty] | 0
3224-SW-COM-Deemed Incentives-HVAC Commercial SDG&E_COMPLIANCE | [15 empty] | 0 |  |  | #N/A | [26 empty] | 0% | 0% |  | 0 | 0 | 0 | 0 | 0 | 0 | 0 | 0 | 0 | 0 | 0 | [44 empty] | 0
Do NOT enter program data in this row or below. The Spreadsheet will not evaluate any such data. | bar: 2013 Qtr 1 to 2016 Qtr 4; 2018 Qtr 1 to 2018 Qtr 4; 2020 Qtr 1 to 2020 Qtr 4; 2022 Qtr 1 to 2022 Qtr 4
Lists of Dimensions and their Labels | bar: 2013 Qtr 2; 2015 Qtr 3; 2016 Qtr 1 to 2023 Qtr 4
|  |  | Climate Zones | Sectors | End Use Validation List |  | Measure Types for Measure Life | Measure Types for NTGR | Gas Sector | Gas Savings Profile | Combustor Type | bar: 2013 Qtr 2; 2015 Qtr 3; 2016 Qtr 2; 2018 Qtr 2; 2020 Qtr 2; 2022 Qtr 2
|  |  | 7 | RES | res:DEER:Indoor_CFL_Ltg |  | NONRESIDENTIAL MEASURES: |  | Residential | Summer Only | Large Boilers (>100 MMBtu/hr Heat Input):Uncontrolled | bar: 2013 Qtr 1 to 2013 Qtr 2; 2014 Qtr 4 to 2016 Qtr 2; 2017 Qtr 2; 2018 Qtr 1 to 2018 Qtr 2; 2019 Qtr 2; 2020 Qtr 1 to 2020 Qtr 2; 2021 Qtr 2; 2022 Qtr 1 to 2022 Qtr 2; 2023 Qtr 2 to 2023 Qtr 4
|  |  | 10 | NON_RES | res:DEER:Indoor_CFL_Ltg |  | **************************************************************** | NonRes-sAll-mCFL-dn | Commercial | Winter Only | Large Boilers (>100 MMBtu/hr Heat Input):Controlled Low NOx Burner | bar: 2013 Qtr 1 to 2013 Qtr 2; 2014 Qtr 4 to 2016 Qtr 2; 2017 Qtr 2; 2018 Qtr 1 to 2018 Qtr 2; 2019 Qtr 2; 2020 Qtr 1 to 2020 Qtr 2; 2021 Qtr 2; 2022 Qtr 1 to 2022 Qtr 2; 2023 Qtr 2 to 2023 Qtr 4
|  |  | 15 | Residential | res:DEER:Indoor_CFL_Ltg |  | Ballast – Dimmable: NR - 11 | NonRes-sAll-mCFL-ci | Core | Annual | Large Boilers (>100 MMBtu/hr Heat Input):Controlled – Flue Gas Recirculation | bar: 2013 Qtr 1 to 2013 Qtr 2; 2014 Qtr 4 to 2016 Qtr 2; 2017 Qtr 2; 2018 Qtr 1 to 2018 Qtr 2; 2019 Qtr 2; 2020 Qtr 1 to 2020 Qtr 2; 2021 Qtr 2; 2022 Qtr 1 to 2022 Qtr 2; 2023 Qtr 2 to 2023 Qtr 4
|  |  | 15 | Commercial | res:DEER:Indoor_CFL_Ltg |  | Ballast – Electronic: NR - 11 | NonRes-sAll-mCFL-dir |  |  | Small Boilers (<100 MMBtu/hr Heat Input):Uncontrolled | bar: 2013 Qtr 1 to 2013 Qtr 2; 2014 Qtr 4 to 2016 Qtr 2; 2017 Qtr 2; 2018 Qtr 1 to 2018 Qtr 2; 2019 Qtr 2; 2020 Qtr 1 to 2020 Qtr 2; 2021 Qtr 2; 2022 Qtr 1 to 2022 Qtr 2; 2023 Qtr 2 to 2023 Qtr 4
|  |  | System | Industrial | res:DEER:Indoor_CFL_Ltg |  | Fluorescent Fixture – T8: C/I/A - 11 | NonRes-sAll-mT5T8-dn |  |  | Small Boilers (<100 MMBtu/hr Heat Input):Controlled Low NOx Burner | bar: 2013 Qtr 1 to 2013 Qtr 2; 2014 Qtr 4 to 2016 Qtr 2; 2017 Qtr 2; 2018 Qtr 1 to 2018 Qtr 2; 2019 Qtr 2; 2020 Qtr 1 to 2020 Qtr 2; 2021 Qtr 2; 2022 Qtr 1 to 2022 Qtr 2; 2023 Qtr 2 to 2023 Qtr 4
|  |  |  | Agricultural | res:DEER:RefgFrzr_HighEff |  | Fixture: T8 Lamp & Electronic Ballast: C/I/A - 11 | NonRes-sAll-mT5T8-ci |  |  | Small Boilers (<100 MMBtu/hr Heat Input):Controlled – Flue Gas Recirculation | bar: 2013 Qtr 1 to 2013 Qtr 2; 2014 Qtr 4 to 2016 Qtr 2; 2017 Qtr 2; 2018 Qtr 1 to 2018 Qtr 2; 2019 Qtr 2; 2020 Qtr 1 to 2020 Qtr 2; 2021 Qtr 2; 2022 Qtr 1 to 2022 Qtr 2; 2023 Qtr 2 to 2023 Qtr 4
|  |  |  | Not Used | res:DEER:RefgFrzr_HighEff |  | T8 Fixtures – 17 Watt Lamp, 2ft or 32-watt Lamp, 4ft 11 | NonRes-sAll-mT8-dir |  |  | Residential Furnaces (<0.3):Uncontrolled | bar: 2013 Qtr 1 to 2013 Qtr 2; 2014 Qtr 4 to 2016 Qtr 2; 2017 Qtr 2; 2018 Qtr 1 to 2018 Qtr 2; 2019 Qtr 2; 2020 Qtr 1 to 2020 Qtr 2; 2021 Qtr 2; 2022 Qtr 1 to 2022 Qtr 2; 2023 Qtr 2 to 2023 Qtr 4
[5 empty] | res:DEER:RefgFrzr_HighEff |  | T8 Lamps: C/I/A - 5 | NonRes-sAll-mLtgCtrl | bar: 2013 Qtr 1 to 2013 Qtr 2; 2014 Qtr 4 to 2016 Qtr 2; 2017 Qtr 2; 2018 Qtr 1 to 2018 Qtr 2; 2019 Qtr 2; 2020 Qtr 1 to 2020 Qtr 2; 2021 Qtr 2; 2022 Qtr 1 to 2022 Qtr 2; 2023 Qtr 2 to 2023 Qtr 4
[5 empty] | res:DEER:RefgFrzr_HighEff |  | High Efficiency Lighting (HID): NR - 16 | NonRes-sAll-mLtgCtrl-htr | bar: 2013 Qtr 1 to 2013 Qtr 2; 2014 Qtr 4 to 2016 Qtr 2; 2017 Qtr 2; 2018 Qtr 1 to 2018 Qtr 2; 2019 Qtr 2; 2020 Qtr 1 to 2020 Qtr 2; 2021 Qtr 2; 2022 Qtr 1 to 2022 Qtr 2; 2023 Qtr 2 to 2023 Qtr 4
[5 empty] | res:DEER:RefgFrzr_HighEff |  | High Output T5 Fixture: NR - 16 |  | Electric Rate | Gas Rate | bar: 2013 Qtr 1 to 2013 Qtr 2; 2014 Qtr 4 to 2016 Qtr 2; 2017 Qtr 2; 2018 Qtr 1 to 2018 Qtr 2; 2019 Qtr 2; 2020 Qtr 1 to 2020 Qtr 2; 2021 Qtr 2; 2022 Qtr 1 to 2022 Qtr 2; 2023 Qtr 2 to 2023 Qtr 4
[5 empty] | res:DEER:RefgFrzr_Recyc-Conditioned |  | Indoor or Outdoor Lighting System Modification: NR - 13.5 | NonRes-sAll-mCFL | Residential | Residential | bar: 2013 Qtr 1 to 2013 Qtr 2; 2014 Qtr 4 to 2016 Qtr 2; 2017 Qtr 2; 2018 Qtr 1 to 2018 Qtr 2; 2019 Qtr 2; 2020 Qtr 1 to 2020 Qtr 2; 2021 Qtr 2; 2022 Qtr 1 to 2022 Qtr 2; 2023 Qtr 2 to 2023 Qtr 4
[5 empty] | res:DEER:RefgFrzr_Recyc-Conditioned |  | Lighting Controls: NR - 16 | Res-sAll-mCFL-up | Commercial | Not Used | bar: 2013 Qtr 1 to 2013 Qtr 2; 2014 Qtr 4 to 2016 Qtr 2; 2017 Qtr 2; 2018 Qtr 1 to 2018 Qtr 2; 2019 Qtr 2; 2020 Qtr 1 to 2020 Qtr 2; 2021 Qtr 2; 2022 Qtr 1 to 2022 Qtr 2; 2023 Qtr 2 to 2023 Qtr 4
[5 empty] | res:DEER:RefgFrzr_Recyc-Conditioned |  | Daylighting Controls; NR - 16 | NonRes-sAll-mHVAC-RCA | Not Used | Not Used | bar: 2013 Qtr 1 to 2013 Qtr 2; 2014 Qtr 4 to 2016 Qtr 2; 2017 Qtr 2; 2018 Qtr 1 to 2018 Qtr 2; 2019 Qtr 2; 2020 Qtr 1 to 2020 Qtr 2; 2021 Qtr 2; 2022 Qtr 1 to 2022 Qtr 2; 2023 Qtr 2 to 2023 Qtr 4
[5 empty] | res:DEER:RefgFrzr_Recyc-Conditioned |  | Lighting Power Density: NR - 11 | NonRes-sAll-mRCx-dn | Not Used | bar: 2013 Qtr 1 to 2013 Qtr 2; 2014 Qtr 4 to 2016 Qtr 2; 2017 Qtr 2; 2018 Qtr 1 to 2018 Qtr 2; 2019 Qtr 2; 2020 Qtr 1 to 2020 Qtr 2; 2021 Qtr 2; 2022 Qtr 1 to 2022 Qtr 2; 2023 Qtr 2 to 2023 Qtr 4
[5 empty] | res:DEER:RefgFrzr_Recyc-Conditioned |  | Exit Sign – CF Hardware Kit/LED/ Electro-Luminescent: NR - 16 | NonRes-sAll-mRCx-ci | Not Used | bar: 2013 Qtr 1 to 2013 Qtr 2; 2014 Qtr 4 to 2016 Qtr 2; 2017 Qtr 2; 2018 Qtr 1 to 2018 Qtr 2; 2019 Qtr 2; 2020 Qtr 1 to 2020 Qtr 2; 2021 Qtr 2; 2022 Qtr 1 to 2022 Qtr 2; 2023 Qtr 2 to 2023 Qtr 4
[5 empty] | res:DEER:RefgFrzr_Recyc-UnConditioned |  | Occupancy Sensor: NR - 8 | NonRes-sAll-mHVAC-Chiller | 0 | bar: 2013 Qtr 1 to 2013 Qtr 2; 2014 Qtr 4 to 2016 Qtr 2; 2017 Qtr 2; 2018 Qtr 1 to 2018 Qtr 2; 2019 Qtr 2; 2020 Qtr 1 to 2020 Qtr 2; 2021 Qtr 2; 2022 Qtr 1 to 2022 Qtr 2; 2023 Qtr 2 to 2023 Qtr 4
[5 empty] | res:DEER:RefgFrzr_Recyc-UnConditioned |  | Photocell: NR - 8 | NonRes-sAll-mHVAC-DX-up | bar: 2013 Qtr 1 to 2013 Qtr 2; 2014 Qtr 4 to 2016 Qtr 2; 2017 Qtr 2; 2018 Qtr 1 to 2018 Qtr 2; 2019 Qtr 2; 2020 Qtr 1 to 2020 Qtr 2; 2021 Qtr 2; 2022 Qtr 1 to 2022 Qtr 2; 2023 Qtr 2 to 2023 Qtr 4
[5 empty] | res:DEER:RefgFrzr_Recyc-UnConditioned |  | Time Clock – Lighting: NR - 8 | Res-sAll-mHVAC-RmAC-dn | bar: 2013 Qtr 2; 2015 Qtr 3; 2016 Qtr 2; 2018 Qtr 2; 2020 Qtr 2; 2022 Qtr 2 to 2023 Qtr 4
[5 empty] | res:DEER:RefgFrzr_Recyc-UnConditioned |  | Induction Lamps: NR - 2 | Res-sAll-mDuctSeal | bar: 2013 Qtr 2; 2015 Qtr 3; 2016 Qtr 2; 2018 Qtr 2; 2020 Qtr 2; 2022 Qtr 2 to 2023 Qtr 4
[5 empty] | res:DEER:RefgFrzr_Recyc-UnConditioned |  | Induction Fixture: NR - 16 | Res-sAll-mHVAC-RCA | bar: 2013 Qtr 2; 2015 Qtr 3; 2016 Qtr 2; 2018 Qtr 2; 2020 Qtr 2; 2022 Qtr 2 to 2023 Qtr 4
[5 empty] | res:DEER:HVAC_Eff_AC |  | Delamp/reflectors: C/I - 11 | Res-sSF-mShellIns | bar: 2013 Qtr 2; 2015 Qtr 3; 2016 Qtr 2; 2018 Qtr 2; 2020 Qtr 2; 2022 Qtr 2 to 2023 Qtr 4
[5 empty] | res:DEER:HVAC_Eff_AC |  | Optical Reflectors- new construction: Ind, NRNC - 12 | Res-sSF-mACgt14-dn | bar: 2013 Qtr 2; 2015 Qtr 3; 2016 Qtr 2; 2018 Qtr 2; 2020 Qtr 2; 2022 Qtr 2 to 2023 Qtr 4
[5 empty] | res:DEER:HVAC_Eff_AC |  | Optical Reflectors- retrofit: NR - 10 | Res-sSF-mACgt16-dn | bar: 2013 Qtr 2; 2015 Qtr 3; 2016 Qtr 2; 2018 Qtr 2; 2020 Qtr 2; 2022 Qtr 2 to 2023 Qtr 4
[5 empty] | res:DEER:HVAC_Eff_AC |  | HID fixture: Interior, >= 176 Watts lamp: Ind - 16 | Res-sSF-mHPes | bar: 2013 Qtr 2; 2015 Qtr 3; 2016 Qtr 2; 2018 Qtr 2; 2020 Qtr 2; 2022 Qtr 2 to 2023 Qtr 4
[5 empty] | res:DEER:HVAC_Eff_AC |  | HID fixture: Interior, 251-400 Watt lamp: Com - 16 | NonRes-sAll-mPOC | bar: 2013 Qtr 2; 2015 Qtr 3; 2016 Qtr 2; 2018 Qtr 2; 2020 Qtr 2; 2022 Qtr 2 to 2023 Qtr 4
[5 empty] | res:DEER:HVAC_Eff_HP |  | CFL Fixture: Pin based CFL fixture: Com - 12.0 | NonRes-sAll-mPipeIns | bar: 2013 Qtr 2; 2015 Qtr 3; 2016 Qtr 2; 2018 Qtr 2; 2020 Qtr 2; 2022 Qtr 2 to 2023 Qtr 4
[5 empty] | res:DEER:HVAC_Eff_HP |  | Screw-in CFL: Education - Primary School: NR - 5.6 | NonRes-sAll-mStmTrp-dn | bar: 2013 Qtr 2; 2015 Qtr 3; 2016 Qtr 2; 2018 Qtr 2; 2020 Qtr 2; 2022 Qtr 2 to 2023 Qtr 4
[5 empty] | res:DEER:HVAC_Eff_HP |  | Screw-in CFL: Education - Secondary School: NR - 3.5 | NonRes-sAll-mStmTrp-ci | bar: 2013 Qtr 2; 2015 Qtr 3; 2016 Qtr 2; 2018 Qtr 2; 2020 Qtr 2; 2022 Qtr 2 to 2023 Qtr 4
[5 empty] | res:DEER:HVAC_Eff_HP |  | Screw-in CFL: Education - Community College: NR - 2.1 | NonRes-sAll-mCust | bar: 2013 Qtr 2; 2015 Qtr 3; 2016 Qtr 2; 2018 Qtr 2; 2020 Qtr 2; 2022 Qtr 2 to 2023 Qtr 4
[5 empty] | res:DEER:HVAC_Eff_HP |  | Screw-in CFL: Education - University: NR - 2.6 | NonRes-sAll-mCustElec-bd | bar: 2013 Qtr 2; 2015 Qtr 3; 2016 Qtr 2; 2018 Qtr 2; 2020 Qtr 2; 2022 Qtr 2 to 2023 Qtr 4
[5 empty] | res:DEER:HVAC_Duct_Sealing |  | Screw-in CFL: Grocery: NR - 1.4 | NonRes-sGHS-mHtCrtn-dn | bar: 2013 Qtr 2; 2015 Qtr 3; 2016 Qtr 2; 2018 Qtr 2; 2020 Qtr 2; 2022 Qtr 2 to 2023 Qtr 4
[5 empty] | res:DEER:HVAC_Duct_Sealing |  | Screw-in CFL: Health/Medical - Hospital: NR - 0.9 | NonRes-sGHS-mHtCrtn-ci | bar: 2013 Qtr 2; 2015 Qtr 3; 2016 Qtr 2; 2018 Qtr 2; 2020 Qtr 2; 2022 Qtr 2 to 2023 Qtr 4
[5 empty] | res:DEER:HVAC_Duct_Sealing |  | Screw-in CFL: Health/Medical - Nursing Home: NR - 0.9 | NonRes-sGHS-mIRF-dn | bar: 2013 Qtr 2; 2015 Qtr 3; 2016 Qtr 2; 2018 Qtr 2; 2020 Qtr 2; 2022 Qtr 2 to 2023 Qtr 4
[5 empty] | res:DEER:HVAC_Duct_Sealing |  | Screw-in CFL: Lodging - Hotel: NR - 0.9 | NonRes-sGHS-mIRF-ci | bar: 2013 Qtr 2; 2015 Qtr 3; 2016 Qtr 2; 2018 Qtr 2; 2020 Qtr 2; 2022 Qtr 2 to 2023 Qtr 4
[5 empty] | res:DEER:HVAC_Duct_Sealing |  | Screw-in CFL: Lodging - Motel: NR - 0.9 | NonRes-sAll-mPmpTst | bar: 2013 Qtr 2; 2015 Qtr 3; 2016 Qtr 2; 2018 Qtr 2; 2020 Qtr 2; 2022 Qtr 2 to 2023 Qtr 4
[5 empty] | res:DEER:HVAC_Refrig_Charge |  | Screw-in CFL: Lodging - Guest Rooms: NR - 7.0 | NonRes-sAg-mCust-ci | bar: 2013 Qtr 2; 2015 Qtr 3; 2016 Qtr 2; 2018 Qtr 2; 2020 Qtr 2; 2022 Qtr 2 to 2023 Qtr 4
[5 empty] | res:DEER:HVAC_Refrig_Charge |  | Screw-in CFL: Manufacturing - Light Industrial: NR - 2.8 | Res-sAll-mDHWshwr | bar: 2013 Qtr 2; 2015 Qtr 3; 2016 Qtr 2; 2018 Qtr 2; 2020 Qtr 2; 2022 Qtr 2 to 2023 Qtr 4
[5 empty] | res:DEER:HVAC_Refrig_Charge |  | Screw-in CFL: Office - Large: NR - 2.9 | Res-sSF-mDHWaerator | bar: 2022 Qtr 3 to 2023 Qtr 4
[5 empty] | res:DEER:HVAC_Refrig_Charge |  | Screw-in CFL: Office - Small: NR - 3.2 | Res-sMF-mDHWaerator | bar: 2022 Qtr 3 to 2023 Qtr 4
[5 empty] | res:DEER:HVAC_Refrig_Charge |  | Screw-in CFL: Restaurant - Sit-Down: NR - 2.3 | Res-sAll-mDHWgt62 | bar: 2022 Qtr 3 to 2023 Qtr 4
[5 empty] | res:DEER:Refg_Chrg_Duct_Seal |  | Screw-in CFL: Restaurant - Fast-Food: NR - 1.3 | Res-sAll-mCW | bar: 2022 Qtr 3 to 2023 Qtr 4
[5 empty] | res:DEER:Refg_Chrg_Duct_Seal |  | Screw-in CFL: Retail - 3-Story Large: NR - 1.9 | Res-sAll-mRefgRec | bar: 2022 Qtr 3 to 2023 Qtr 4
[5 empty] | res:DEER:Refg_Chrg_Duct_Seal |  | Screw-in CFL: Retail - Single-Story Large: NR - 1.8 | Res-sAll-mFrzrRec | bar: 2022 Qtr 3 to 2023 Qtr 4
[5 empty] | res:DEER:Refg_Chrg_Duct_Seal |  | Screw-in CFL: Retail - Small: NR - 2.1 | NonRes-sAll-mRfg-DG | bar: 2022 Qtr 3 to 2023 Qtr 4
[5 empty] | res:DEER:Refg_Chrg_Duct_Seal |  | Screw-in CFL: Storage - Conditioned: NR - 2.8 | NonRes-sAll-mRfg-SC | bar: 2022 Qtr 3 to 2023 Qtr 4
[5 empty] | res:DEER:RefgFrzr_Recycling |  | Screw-in CFL: Storage - Unconditioned: NR - 2.8 | Res-Default>2 | bar: 2022 Qtr 3 to 2023 Qtr 4
[5 empty] | res:DEER:RefgFrzr_Recycling |  | Screw-in CFL: Warehouse - Refrigerated: NR - 3.1 | Res-Default-HTG-di | bar: 2022 Qtr 3 to 2023 Qtr 4
[5 empty] | res:DEER:RefgFrzr_Recycling |  |  | Com-Default>2yrs | bar: 2022 Qtr 3 to 2023 Qtr 4
[5 empty] | res:DEER:RefgFrzr_Recycling |  | HVAC/Refrigeration – SPC: NR - 16 | Ind-Default>2yrs | bar: 2022 Qtr 3 to 2023 Qtr 4
[5 empty] | res:DEER:RefgFrzr_Recycling |  | Chiller – High Efficiency: NR - 20 | Agric-Default>2yrs
[5 empty] | NON_res:DEER:Indoor_CFL_Ltg |  | Chiller – Variable Speed Drive: NR - 20 | Com-Default-HTG-di
[5 empty] | NON_res:DEER:Indoor_CFL_Ltg |  | Water Cooled Chillers: NR - 20 | Ind-Default-HTG-di
[5 empty] | NON_res:DEER:Indoor_CFL_Ltg |  | Air Conditioners – High Efficiency: NR - 15 | Agricult-Default-HTG-di
[5 empty] | NON_res:DEER:Indoor_CFL_Ltg |  | Packaged HVAC Systems: NR - 15 | ET-Default
[5 empty] | NON_res:DEER:Indoor_CFL_Ltg |  | Install HVAC EMS: Com - 14 | EUC-Default
[5 empty] | NON_res:DEER:Indoor_Non-CFL_Ltg |  | AC Packaged Terminal Units: NR - 15 | NonRes-sAll-mCust-Gas
[5 empty] | NON_res:DEER:Indoor_Non-CFL_Ltg |  | Evaporative Coolers: NR - 15 | NonRes-sAll-mCust-Elec
[5 empty] | NON_res:DEER:Indoor_Non-CFL_Ltg |  | Boiler – High Efficiency: NR - 20 | All-Default<=2yrs
[5 empty] | NON_res:DEER:Indoor_Non-CFL_Ltg |  | Cooling Towers/Evaporative Condenser: NR - 15 | 0
[5 empty] | NON_res:DEER:Indoor_Non-CFL_Ltg |  | Heat Pump – Split System: NR - 15 | -------------------------------
[5 empty] | NON_res:DEER:HVAC_Chillers |  | Heat Pump with Integrated Water Heating: NR - 10
[5 empty] | NON_res:DEER:HVAC_Chillers |  | Ground Source Heat Pump: NR - 15
[5 empty] | NON_res:DEER:HVAC_Chillers |  | Reduce Internal Load: NR - 15
[5 empty] | NON_res:DEER:HVAC_Chillers |  | Insulation: NR - 20
[5 empty] | NON_res:DEER:HVAC_Chillers |  | Insulation Package: NR - 20
[5 empty] | NON_res:DEER:HVAC_Refrig_Charge |  | Reflective Window Film: NR - 10
[5 empty] | NON_res:DEER:HVAC_Refrig_Charge |  | Bypass/Delay Timer(lighting): NR - 8
[5 empty] | NON_res:DEER:HVAC_Refrig_Charge |  | Set-Back Thermostat: NR - 11
[5 empty] | NON_res:DEER:HVAC_Refrig_Charge |  | Time Clock - HVAC: NR - 10
[5 empty] | NON_res:DEER:HVAC_Refrig_Charge |  | HVAC/Space Heating/Efficiency (Gas): NR - 18
[5 empty] | NON_res:DEER:HVAC_Split-Package_AC |  | Nonresidential Gas – AC: NR - 20
NON_res:DEER:HVAC_Split-Package_AC
[5 empty] | NON_res:DEER:HVAC_Split-Package_AC |  | Adjustable speed drive, application unknown: Ag - 10
[5 empty] | NON_res:DEER:HVAC_Split-Package_AC |  | Adjustable speed drive, application unknown: Com - 10
[5 empty] | NON_res:DEER:HVAC_Split-Package_AC |  | Adjustable Speed Drive: HVAC fan, 50 HP Max: Com - 10
[5 empty] | NON_res:DEER:HVAC_Split-Package_HP |  | Pump repair: Ag - 11
[5 empty] | NON_res:DEER:HVAC_Split-Package_HP |  | Injection molding machines: Ind - 15
[5 empty] | NON_res:DEER:HVAC_Split-Package_HP |  | Plastic extusion equipment: Ind - 15
[5 empty] | NON_res:DEER:HVAC_Split-Package_HP |  | Process cooling: Ind - 15
[5 empty] | NON_res:DEER:HVAC_Split-Package_HP |  | Process equipment insulation: Ind - 15
NON_res:DEER:HVAC_Duct_Sealing
[5 empty] | NON_res:DEER:HVAC_Duct_Sealing |  | Horizontal Clothes Washer: NR - 10
[5 empty] | NON_res:DEER:HVAC_Duct_Sealing |  | Efficient Dishwashing: NR - 5
[5 empty] | NON_res:DEER:HVAC_Duct_Sealing |  | Water Heater Controls: NR - 15
[5 empty] | NON_res:DEER:HVAC_Duct_Sealing |  | Cooking measures , Assorted: Com - 12
[5 empty] | res:DEER:Res_ClothesDishWasher |  | Water Heater – Gas: NR - 15
[5 empty] | res:DEER:Res_BldgShell_Ins |  | Domestic Hot Water Boiler (Gas): NR - 20
01-ALC-AllCommercial-Cooling
[5 empty] | 01-ALC-AllCommercial-ExtLight |  | Auto Closer for Cooler/Freezer: NR - 8
[5 empty] | 01-ALC-AllCommercial-IntLight |  | Door Gaskets: NR - 4
[5 empty] | 01-ALC-AllCommercial-OffEquip |  | Floating Head Pressure: NR - 16
[5 empty] | 01-ALC-AllCommercial-Refrig |  | Heatless Door: NR - 16
[5 empty] | 01-ALC-AllCommercial-Vent/Fan |  | Humidistat Control for Anti-Sweat Heater: NR - 12
[5 empty] | 02-ASM-Assembly-Cooling |  | Insulation on Refrigeration Suction Line: NR - 11
[5 empty] | 02-ASM-Assembly-Exit |  | Night Covers for Display Cases: NR - 5
[5 empty] | 02-ASM-Assembly-ExtLight |  | PSC Evaporator Motor – Walkin/ Display: NR - 15
[5 empty] | 02-ASM-Assembly-IntLight |  | Refrigeration Case Doors – Glass/Acrylic: NR - 12
[5 empty] | 03-BCR-BothResidentialandCommercial-COOL |  | Refrigerator Case with Doors: NR - 12
[5 empty] | 03-BCR-BothResidentialandCommercial-LIT_INT |  | Refrigerator Condensate Evaporator – Elec/Non Elec: NR - 8
[5 empty] | 03-BCR-BothResidentialandCommercial-OFF_EQ |  | Strip Curtains for Walk-Ins: NR - 4
[5 empty] | 03-BCR-BothResidentialandCommercial-LIT_EXT |  | Ballast: Electronic, for display case: NR - 11
[5 empty] | 03-BCR-BothResidentialandCommercial-REFG |  | Defrost: NR - 16
[5 empty] | 03-BCR-BothResidentialandCommercial-VENT |  | FHP & EFF Conditioner: NR - 16
[5 empty] | 04-DMO-ResidentialMobileHome–DoubleWide-CL_DRY |  | High-efficiency Liquid Suction Heat Exchangers: NR - 16
[5 empty] | 04-DMO-ResidentialMobileHome–DoubleWide-CL_WASH |  | Night Shields on Refrigerator and Freezer Cases: NR - 5
[5 empty] | 04-DMO-ResidentialMobileHome–DoubleWide-DSH_WASH |  | Walk-in Refrigerator or Freezer: Evaporative Fan Controller: NR - 5
[5 empty] | 04-DMO-ResidentialMobileHome–DoubleWide-FREEZ |  | Multiplec Refrigeration Systems/Supermarket Systems: NR - 10
04-DMO-ResidentialMobileHome–DoubleWide-LIGHT
[5 empty] | 04-DMO-ResidentialMobileHome–DoubleWide-POOL_PMP |  | Kiln/Oven/Furnace: NR - 18
[5 empty] | 04-DMO-ResidentialMobileHome–DoubleWide-REFG |  | Thermal Night Curtains: NR - 5
[5 empty] | 04-DMO-ResidentialMobileHome–DoubleWide-SP_COOL |  | Custom Measures – SPC: NR - 15
[5 empty] | 04-DMO-ResidentialMobileHome–DoubleWide-SP_HEAT |  | Local Government Partnership: NR - 11
[5 empty] | 04-DMO-ResidentialMobileHome–DoubleWide-WAT_HEAT |  | Audits: NR - 3
[5 empty] | 05-ECC-Education–CommunityCollege-COOL |  | Plug Load Sensor: NR - 10
[5 empty] | 05-ECC-Education–CommunityCollege-LIT_INT |  | Information: NR - 1
[5 empty] | 05-ECC-Education–CommunityCollege-OFF_EQ |  | High Efficiency Motors: NR - 15
[5 empty] | 05-ECC-Education–CommunityCollege-LIT_EXT |  | Process Overhaul: NR - 20
[5 empty] | 05-ECC-Education–CommunityCollege-REFG |  | System Controls: NR - 15
05-ECC-Education–CommunityCollege-VENT
06-EPR-Education–PrimarySchool-COOL
[5 empty] | 06-EPR-Education–PrimarySchool-LIT_INT |  | RESIDENTIAL MEASURES
[5 empty] | 06-EPR-Education–PrimarySchool-OFF_EQ |  | ****************************************************************
[5 empty] | 06-EPR-Education–PrimarySchool-LIT_EXT |  | T8 Fixtures ; lamp or ballast: Res - 15
[5 empty] | 06-EPR-Education–PrimarySchool-REFG |  | Pin based CFL Fixture: Res - 16
[5 empty] | 06-EPR-Education–PrimarySchool-VENT |  | CFL: Indoor Screw in: Res - 9.4
[5 empty] | 07-ESE-Education–SecondarySchool-COOL |  | CFL: Outdoor Screw in: Res - 7
[5 empty] | 07-ESE-Education–SecondarySchool-LIT_INT |  | Torchiere: Res - 9
07-ESE-Education–SecondarySchool-OFF_EQ
[5 empty] | 07-ESE-Education–SecondarySchool-LIT_EXT |  | Air Conditioners with SEER >= 11.0: Res - 18
[5 empty] | 07-ESE-Education–SecondarySchool-REFG |  | Central Air Conditioners: Res - 18
[5 empty] | 07-ESE-Education–SecondarySchool-VENT |  | Duct Testing: Res NC - 18
[5 empty] | 08-EUN-Education–University-COOL |  | High Energy Efficiency Ducts: Res - 18
[5 empty] | 08-EUN-Education–University-LIT_INT |  | Whole House Fan: Res - 15
[5 empty] | 08-EUN-Education–University-OFF_EQ |  | Evaporative Cooler: Res - 15
[5 empty] | 08-EUN-Education–University-LIT_EXT |  | Glazing - Low E Double / Low Shade Coefficient: Res - 20
[5 empty] | 08-EUN-Education–University-REFG |  | Heat Pump - Electric: Res - 15
[5 empty] | 08-EUN-Education–University-VENT |  | Insulation - Ceiling / Floor / Walls: Res - 20
[5 empty] | 09-GRO-Grocery-COOL |  | A/C with Integrated Water Heating: Res - 10
[5 empty] | 09-GRO-Grocery-LIT_INT |  | Programmable Thermostat: Res - 12
09-GRO-Grocery-OFF_EQ
[5 empty] | 09-GRO-Grocery-LIT_EXT |  | Audits: Res - 3
[5 empty] | 09-GRO-Grocery-REFG |  | Gas Cooktops: Res - 20
[5 empty] | 09-GRO-Grocery-VENT |  | Gas Dryer Stub: Res - 18
[5 empty] | 10-HSP-Health/Medical–Hospital-COOL |  | Energy-Efficient Furnaces: Res - 18
10-HSP-Health/Medical–Hospital-LIT_INT
[5 empty] | 10-HSP-Health/Medical–Hospital-OFF_EQ |  | Refrigerator Recycling: Res - 10
[5 empty] | 10-HSP-Health/Medical–Hospital-LIT_EXT |  | Refrigerator - Energy Efficient; 20% more efficient: Res - 18
[5 empty] | 10-HSP-Health/Medical–Hospital-REFG |  | Refrigerators: Res - 18
10-HSP-Health/Medical–Hospital-VENT
11-HTL-Lodging–Hotel(GuestRooms)-COOL
[5 empty] | 11-HTL-Lodging–Hotel(GuestRooms)-LIT_INT |  | GENERIC USEFUL LIVES:
[5 empty] | 11-HTL-Lodging–Hotel(GuestRooms)-OFF_EQ |  | ****************************************************************
[5 empty] | 11-HTL-Lodging–Hotel(GuestRooms)-LIT_EXT |  | 0.1
[5 empty] | 11-HTL-Lodging–Hotel(GuestRooms)-REFG |  | 0.2
[5 empty] | 11-HTL-Lodging–Hotel(GuestRooms)-VENT |  | 0.3
[5 empty] | 12-MBT-Manufacturing–Bio/Tech-AG_PUMP |  | 0.4
[5 empty] | 12-MBT-Manufacturing–Bio/Tech-COMP_AIR |  | 0.5
[5 empty] | 12-MBT-Manufacturing–Bio/Tech-COOL |  | 0.6
[5 empty] | 12-MBT-Manufacturing–Bio/Tech-LIGHT |  | 0.7
[5 empty] | 12-MBT-Manufacturing–Bio/Tech-MOTOR |  | 0.8
[5 empty] | 12-MBT-Manufacturing–Bio/Tech-PROC_OTH |  | 0.9
[5 empty] | 13-MFM-ResidentialMulti-family-CL_DRY |  | 1
[5 empty] | 13-MFM-ResidentialMulti-family-CL_WASH |  | 1.1
[5 empty] | 13-MFM-ResidentialMulti-family-DSH_WASH |  | 1.2
[5 empty] | 13-MFM-ResidentialMulti-family-FREEZ |  | 1.3
[5 empty] | 13-MFM-ResidentialMulti-family-LIGHT |  | 1.4
[5 empty] | 13-MFM-ResidentialMulti-family-POOL_PMP |  | 1.5
[5 empty] | 13-MFM-ResidentialMulti-family-REFG |  | 1.6
[5 empty] | 13-MFM-ResidentialMulti-family-SP_COOL |  | 1.7
[5 empty] | 13-MFM-ResidentialMulti-family-SP_HEAT |  | 1.8
[5 empty] | 13-MFM-ResidentialMulti-family-WAT_HEAT |  | 1.9
[5 empty] | 14-MLI-Manufacturing–LightIndustry-AG_PUMP |  | 2
[5 empty] | 14-MLI-Manufacturing–LightIndustry-COMP_AIR |  | 2.1
[5 empty] | 14-MLI-Manufacturing–LightIndustry-COOL |  | 2.2
[5 empty] | 14-MLI-Manufacturing–LightIndustry-LIGHT |  | 2.3
[5 empty] | 14-MLI-Manufacturing–LightIndustry-MOTOR |  | 2.4
[5 empty] | 14-MLI-Manufacturing–LightIndustry-PROC_OTH |  | 2.5
[5 empty] | 15-MTL-Lodging–Motel-COOL |  | 2.6
[5 empty] | 15-MTL-Lodging–Motel-LIT_INT |  | 2.7
[5 empty] | 15-MTL-Lodging–Motel-OFF_EQ |  | 2.8
[5 empty] | 15-MTL-Lodging–Motel-LIT_EXT |  | 2.9
[5 empty] | 15-MTL-Lodging–Motel-REFG |  | 3
[5 empty] | 15-MTL-Lodging–Motel-VENT |  | 3.1
[5 empty] | 16-NRS-Health/Medical–Clinic-COOL |  | 3.2
[5 empty] | 16-NRS-Health/Medical–Clinic-LIT_INT |  | 3.3
[5 empty] | 16-NRS-Health/Medical–Clinic-OFF_EQ |  | 3.4
[5 empty] | 16-NRS-Health/Medical–Clinic-LIT_EXT |  | 3.5
[5 empty] | 16-NRS-Health/Medical–Clinic-REFG |  | 3.6
[5 empty] | 16-NRS-Health/Medical–Clinic-VENT |  | 3.7
[5 empty] | 17-OFL-Office–Large-Cooling |  | 3.8
[5 empty] | 17-OFL-Office–Large-ExtLight |  | 3.9
[5 empty] | 17-OFL-Office–Large-IntLight |  | 4
[5 empty] | 17-OFL-Office–Large-OffEquip |  | 4.1
[5 empty] | 17-OFL-Office–Large-Refrig |  | 4.2
[5 empty] | 17-OFL-Office–Large-Vent/Fan |  | 4.3
[5 empty] | 18-OFS-Office–Small-Cooling |  | 4.4
[5 empty] | 18-OFS-Office–Small-ExtLight |  | 4.5
[5 empty] | 18-OFS-Office–Small-IntLight |  | 4.6
[5 empty] | 18-OFS-Office–Small-OffEquip |  | 4.7
[5 empty] | 18-OFS-Office–Small-Refrig |  | 4.8
[5 empty] | 18-OFS-Office–Small-Vent/Fan |  | 4.9
[5 empty] | 19-RES-AllResidential-CL_DRY |  | 5
[5 empty] | 19-RES-AllResidential-CL_WASH |  | 5.1
[5 empty] | 19-RES-AllResidential-DSH_WASH |  | 5.2
[5 empty] | 19-RES-AllResidential-FREEZ |  | 5.3
[5 empty] | 19-RES-AllResidential-LIGHT |  | 5.4
[5 empty] | 19-RES-AllResidential-POOL_PMP |  | 5.5
[5 empty] | 19-RES-AllResidential-REFG |  | 5.6
[5 empty] | 19-RES-AllResidential-SP_COOL |  | 5.7
[5 empty] | 19-RES-AllResidential-SP_HEAT |  | 5.8
[5 empty] | 19-RES-AllResidential-WAT_HEAT |  | 5.9
[5 empty] | 20-RFF-Restaurant–FastFood-Cooling |  | 6
[5 empty] | 20-RFF-Restaurant–FastFood-ExtLight |  | 6.1
[5 empty] | 20-RFF-Restaurant–FastFood-IntLight |  | 6.2
[5 empty] | 20-RFF-Restaurant–FastFood-OffEquip |  | 6.3
[5 empty] | 20-RFF-Restaurant–FastFood-Refrig |  | 6.4
[5 empty] | 20-RFF-Restaurant–FastFood-Vent/Fan |  | 6.5
[5 empty] | 21-RSD-Restaurant–SitDown-COOL |  | 6.6
[5 empty] | 21-RSD-Restaurant–SitDown-LIT_INT |  | 6.7
[5 empty] | 21-RSD-Restaurant–SitDown-OFF_EQ |  | 6.8
[5 empty] | 21-RSD-Restaurant–SitDown-LIT_EXT |  | 6.9
[5 empty] | 21-RSD-Restaurant–SitDown-PROC_OTH |  | 7
[5 empty] | 21-RSD-Restaurant–SitDown-REFG |  | 7.1
[5 empty] | 21-RSD-Restaurant–SitDown-VENT |  | 7.2
[5 empty] | 22-RT3-Retail–3StoryLarge-COOL |  | 7.3
[5 empty] | 22-RT3-Retail–3StoryLarge-LIT_INT |  | 7.4
[5 empty] | 22-RT3-Retail–3StoryLarge-OFF_EQ |  | 7.5
[5 empty] | 22-RT3-Retail–3StoryLarge-LIT_EXT |  | 7.6
[5 empty] | 22-RT3-Retail–3StoryLarge-REFG |  | 7.7
[5 empty] | 22-RT3-Retail–3StoryLarge-VENT |  | 7.8
[5 empty] | 23-RTL-Retail–SingleStorylarge-COOL |  | 7.9
[5 empty] | 23-RTL-Retail–SingleStorylarge-LIT_INT |  | 8
[5 empty] | 23-RTL-Retail–SingleStorylarge-OFF_EQ |  | 8.1
[5 empty] | 23-RTL-Retail–SingleStorylarge-LIT_EXT |  | 8.2
[5 empty] | 23-RTL-Retail–SingleStorylarge-REFG |  | 8.3
[5 empty] | 23-RTL-Retail–SingleStorylarge-VENT |  | 8.4
[5 empty] | 24-RTS-Retail–Small-COOL |  | 8.5
[5 empty] | 24-RTS-Retail–Small-LIT_INT |  | 8.6
[5 empty] | 24-RTS-Retail–Small-OFF_EQ |  | 8.7
[5 empty] | 24-RTS-Retail–Small-LIT_EXT |  | 8.8
[5 empty] | 24-RTS-Retail–Small-REFG |  | 8.9
[5 empty] | 24-RTS-Retail–Small-VENT |  | 9
[5 empty] | 25-SCN-Storage–Conditioned-Cooling |  | 9.1
[5 empty] | 25-SCN-Storage–Conditioned-Exit |  | 9.2
[5 empty] | 25-SCN-Storage–Conditioned-ExtLight |  | 9.3
[5 empty] | 26-SFM-ResidentialSingleFamily-CL_DRY |  | 9.4
[5 empty] | 26-SFM-ResidentialSingleFamily-CL_WASH |  | 9.5
[5 empty] | 26-SFM-ResidentialSingleFamily-DSH_WASH |  | 9.6
[5 empty] | 26-SFM-ResidentialSingleFamily-FREEZ |  | 9.7
[5 empty] | 26-SFM-ResidentialSingleFamily-LIGHT |  | 9.8
[5 empty] | 26-SFM-ResidentialSingleFamily-POOL_PMP |  | 9.9
[5 empty] | 26-SFM-ResidentialSingleFamily-REFG |  | 10
[5 empty] | 26-SFM-ResidentialSingleFamily-SP_COOL |  | 10.1
[5 empty] | 26-SFM-ResidentialSingleFamily-SP_HEAT |  | 10.2
[5 empty] | 26-SFM-ResidentialSingleFamily-WAT_HEAT |  | 10.3
[5 empty] | 27-SMO-ResidentialMobileHome–SingleWide-CL_DRY |  | 10.4
[5 empty] | 27-SMO-ResidentialMobileHome–SingleWide-CL_WASH |  | 10.5
[5 empty] | 27-SMO-ResidentialMobileHome–SingleWide-DSH_WASH |  | 10.6
[5 empty] | 27-SMO-ResidentialMobileHome–SingleWide-FREEZ |  | 10.7
[5 empty] | 27-SMO-ResidentialMobileHome–SingleWide-LIGHT |  | 10.8
[5 empty] | 27-SMO-ResidentialMobileHome–SingleWide-POOL_PMP |  | 10.9
[5 empty] | 27-SMO-ResidentialMobileHome–SingleWide-REFG |  | 11
[5 empty] | 27-SMO-ResidentialMobileHome–SingleWide-SP_COOL |  | 11.1
[5 empty] | 27-SMO-ResidentialMobileHome–SingleWide-SP_HEAT |  | 11.2
[5 empty] | 27-SMO-ResidentialMobileHome–SingleWide-WAT_HEAT |  | 11.3
[5 empty] | 28-SUN-Storage–Unconditioned-Exit |  | 11.4
[5 empty] | 28-SUN-Storage–Unconditioned-ExtLight |  | 11.5
[5 empty] | 29-WRF-Storage–Refrigerated-Cooling |  | 11.6
[5 empty] | 29-WRF-Storage–Refrigerated-Exit |  | 11.7
[5 empty] | 29-WRF-Storage–Refrigerated-ExtLight |  | 11.8
[5 empty] | 30-S20-SIC20Food&KindredProducts-AG_PUMP |  | 11.9
[5 empty] | 30-S20-SIC20Food&KindredProducts-COMP_AIR |  | 12
[5 empty] | 30-S20-SIC20Food&KindredProducts-COOL |  | 12.1
[5 empty] | 30-S20-SIC20Food&KindredProducts-LIGHT |  | 12.2
[5 empty] | 30-S20-SIC20Food&KindredProducts-MOTOR |  | 12.3
[5 empty] | 30-S20-SIC20Food&KindredProducts-PROC_OTH |  | 12.4
[5 empty] | 31-S26-SIC26Paper&AlliedProducts-AG_PUMP |  | 12.5
[5 empty] | 31-S26-SIC26Paper&AlliedProducts-COMP_AIR |  | 12.6
[5 empty] | 31-S26-SIC26Paper&AlliedProducts-COOL |  | 12.7
[5 empty] | 31-S26-SIC26Paper&AlliedProducts-LIGHT |  | 12.8
[5 empty] | 31-S26-SIC26Paper&AlliedProducts-MOTOR |  | 12.9
[5 empty] | 31-S26-SIC26Paper&AlliedProducts-PROC_OTH |  | 13
[5 empty] | 32-S28-SIC28Chemicals&AlliedProducts-AG_PUMP |  | 13.1
[5 empty] | 32-S28-SIC28Chemicals&AlliedProducts-COMP_AIR |  | 13.2
[5 empty] | 32-S28-SIC28Chemicals&AlliedProducts-COOL |  | 13.3
[5 empty] | 32-S28-SIC28Chemicals&AlliedProducts-LIGHT |  | 13.4
[5 empty] | 32-S28-SIC28Chemicals&AlliedProducts-MOTOR |  | 13.5
[5 empty] | 32-S28-SIC28Chemicals&AlliedProducts-PROC_OTH |  | 13.6
[5 empty] | 33-S29-SIC29Petroleum&CoalProducts-AG_PUMP |  | 13.7
[5 empty] | 33-S29-SIC29Petroleum&CoalProducts-COMP_AIR |  | 13.8
[5 empty] | 33-S29-SIC29Petroleum&CoalProducts-COOL |  | 13.9
[5 empty] | 33-S29-SIC29Petroleum&CoalProducts-LIGHT |  | 14
[5 empty] | 33-S29-SIC29Petroleum&CoalProducts-MOTOR |  | 14.1
[5 empty] | 33-S29-SIC29Petroleum&CoalProducts-PROC_OTH |  | 14.2
[5 empty] | 34-S33-SIC33Metals-AG_PUMP |  | 14.3
[5 empty] | 34-S33-SIC33Metals-COMP_AIR |  | 14.4
[5 empty] | 34-S33-SIC33Metals-COOL |  | 14.5
[5 empty] | 34-S33-SIC33Metals-LIGHT |  | 14.6
[5 empty] | 34-S33-SIC33Metals-MOTOR |  | 14.7
[5 empty] | 34-S33-SIC33Metals-PROC_OTH |  | 14.8
[5 empty] | 35-OTI-OtherIndustrial-AG_PUMP |  | 14.9
[5 empty] | 35-OTI-OtherIndustrial-COMP_AIR |  | 15
[5 empty] | 35-OTI-OtherIndustrial-COOL |  | 15.1
[5 empty] | 35-OTI-OtherIndustrial-LIGHT |  | 15.2
[5 empty] | 35-OTI-OtherIndustrial-MOTOR |  | 15.3
[5 empty] | 35-OTI-OtherIndustrial-PROC_OTH |  | 15.4
[5 empty] | 36-GST-Lodging-GuestRooms-Cooling |  | 15.5
[5 empty] | 36-GST-Lodging-GuestRooms-ExtLight |  | 15.6
[5 empty] | 36-GST-Lodging-GuestRooms-IntLight |  | 15.7
[5 empty] | 36-GST-Lodging-GuestRooms-OffEquip |  | 15.8
[5 empty] | 36-GST-Lodging-GuestRooms-Refrig |  | 15.9
[5 empty] | 36-GST-Lodging-GuestRooms-Vent/Fan |  | 16
16.1
16.2
16.3
16.4
16.5
16.6
16.7
16.8
16.9
17
17.1
17.2
17.3
17.4
17.5
17.6
17.7
17.8
17.9
18
18.1
18.2
18.3
18.4
18.5
18.6
18.7
18.8
18.9
19
19.1
19.2
19.3
19.4
19.5
19.6
19.7
19.8
19.9
20
21
22
23
24
25
26
27
28
29
30