## Export
PROGRAM NAME | 3226-SW-COM Direct Install SDG&E_COMPLIANCE
BUDGET |  |  | SDG&E 2013 v1c4-Draft.xls
Administrative Costs
Overhead and G&A | 56610.4603
Other Administrative Costs | 0
Marketing/Outreach | 32802.2815
Direct Implementation
d.i. User Input Incentive (No rebates) | 0
d.ii. - d.v. Rebates etc | 15635365.8064
Activity | 804380.0656
Installation | 0
Hardware & Materials | 0
Rebate Processing & Inspection | 0
EM&V Costs | 0
Budget | 16529158.6138
Costs recovered from other sources | 0
Budget (plus other costs) | 16529158.6138
PROGRAM IMPACTS
Program Reductions | 2013-2014 | 2013 | 2014
User Entered kW (kW) | 6623.4811 | 3312.2529 | 3311.2282
Net Jul-Sept Peak (kW) | 5779.6252 | 2890.236 | 2889.3893
Net Dec-Feb Peak (kW) | 3547.4258 | 1774.0366 | 1773.3892
Net NCP (kW) | 3547.4258 | 1774.0366 | 1773.3892
Net CEC (kW) | 0 | 0 | 0
Annual Net kWh | 27248025.3411 | 13626428.1168 | 13621597.2243
Lifecycle Net kWh | 319879634.1659 | 159945930.2251 | 159933703.9409
Annual Net Therms | -6597.1648 | -3989.4123 | -2607.7525
Lifecycle Net Therms | -486818.7585 | -246824.2369 | -239994.5216
Program Reductions for Measures installed through 2024
TRC
Costs | 17369733.8447
Electric Benefits | 27966680.6275
Gas Benefits | -349848.6283
Net Benefits (NPV) | 10247098.1545
BC Ratio | 1.5899
PAC
Costs | 16529158.6138
Electric Benefits | 27966680.6275
Gas Benefits | -349848.6283
Net Benefits (NPV) | 11087673.3854
BC Ratio | 1.6708
Levelized Cost
Levelized Cost TRC ($/kWh )
Discounted kWh | 195614134.1256
Cost | 0.088136
Benefits | 0.14297
Benefit-Cost | 0.054832
Levelized Cost PAC ($/kWh)
Discounted kWh | 195614134.1256
Cost | 0.083871
Benefits | 0.14297
Benefit-Cost | 0.059097
Levelized Cost TRC ($/therm)
Discounted Therms | -242323.633
Cost | -0.41306
Benefits | 1.4437
Benefit-Cost | 1.8568
Levelized Cost PAC ($/therm)
Discounted Therms | -242323.633
Cost | -0.3928
Benefits | 1.4437
Benefit-Cost | 1.8365
Emission Annual Reductions (2014-2016) |  |  |  | Energy Division File sheet "Attachment II" Total Electricity and Gas Emission Reductions
Electric Annual CO2 (tons) - 2014 | 6968.5155 |  |  |  | 2013 | 2014 | 2015 | 2016 | 2017 | 2018 | 2019
2015 | 6966.0234 |  |  |  | Total | Total | Total | Total | Total | Total | Total
2016 | 0 |  |  | Annual CO2 Emission Reductions (tons) | 6945.1775 | 6950.7681 | 0 | 0 | 0 | 0 | 0
Electric Lifecycle CO2 (tons) - 2014 | 81674.0487 |  |  | Lifecycle CO2 Emission Reductions (tons) | 80230.1269 | 80263.7747 | 0 | 0 | 0 | 0 | 0
2015 | 81667.7427 |  |  | Annual NOx Emission Reductions (tons) | 0.85318 | 0.85967 | 0 | 0 | 0 | 0 | 0
2016 | 0 |  |  | Lifecycle NOx Emission Reductions (tons) | 9.0377 | 9.0707 | 0 | 0 | 0 | 0 | 0
Electric Annual NOX (tons) - 2014 | 0.85323 |  |  | Annual SO2 Emission Reductions (tons)
2015 | 0.85292 |  |  | Lifecycle SO2 Emission Reductions (tons)
2016 | 0
Electric Lifecycle NOX (tons) - 2014 | 9.9858
2015 | 9.985
2016 | 0
Electric Annual SO2 (lbs) - 2014
2015
2016
Electric Lifecycle SO2 (lbs) - 2014
2015
2016
Gas Annual CO2 (tons) - 2014 | -23.3381
2015 | -15.2554
2016 | 0
Gas Lifecycle CO2 (tons) - 2014 | -1443.9218
2015 | -1403.968
2016 | 0
Gas Annual NOX (tons) - 2014 | -4.5539e-05
2015 | 0.0067546
2016 | 0
Gas Lifecycle NOX (tons) - 2014 | -0.94808
2015 | -0.91428
2016 | 0
Gas Annual SO2 (lbs) - 2014
2015
2016
Gas Lifecycle SO2 (lbs) - 2014
2015
2016
Data below not currently used in Energy Division workbook
Levelized Cost RIM ($/therm)
Discounted Therms | -242323.633
Cost | 2.5854
Benefits | 1.4437
Benefit-Cost | -1.1417
Levelized Cost RIM ($/kWh)
Discounted kWh | 195614134.1256
Cost | 0.25603
Benefits | 0.14297
Benefit-Cost | -1.1417
RIM
Costs | 49455777.9494
Electric Benefits | 27966680.6275
Gas Benefits | -349848.6283
Net Benefits (NPV) | -21838945.9502
BC Ratio | 0.55841
Impacts for all programs
Net July-Sept Wtd Avg Peak** (kW)
Clothes Dryer | 0
Clothes Washer | 0
Consumer Electronics | 0
Cooking | 0
Dishwasher | 0
Net Wtd Avg Dec-Feb** (kW)
Clothes Dryer | 0
Clothes Washer | 0
Consumer Electronics | 0
Cooking | 0
Dishwasher | 0
0
Clothes Dryer | 0
Clothes Washer | 0
Consumer Electronics | 0
Cooking | 0
Dishwasher | 0
Annual Wtd Avg Net kWh
Clothes Dryer | 0
Clothes Washer | 0
Consumer Electronics | 0
Cooking | 0
Dishwasher | 0
Lifecycle Net kWh
Clothes Dryer | 0
Clothes Washer | 0
Consumer Electronics | 0
Cooking | 0
Dishwasher | 0
Annual Wtd Avg Net Therms
Clothes Dryer | 0
Clothes Washer | 0
Consumer Electronics | 0
Cooking | 0
Dishwasher | 0
Lifecycle Net Therms
Clothes Dryer | 0
Clothes Washer | 0
Consumer Electronics | 0
Cooking | 0
Dishwasher | 0
Goal Attainment | Net Annual Savings
kWh
2013 | 15913255.9293
2014 | 15735316.2765
2015 | -1052663.1495
2016 | -3735355.1078
2017 | -3951367.991
2018 | -1109349.0534
2019 | -16244
2020 | -6091.5
2021 | -16416.3125
2022 | -26266.1
kW
2013 | 3897.4108
2014 | 3854.9466
2015 | -245.6096
2016 | -948.5239
2017 | -1054.6518
2018 | -311.0474
2019 | 0.0334
2020 | 0.012525
2021 | -1.6188
2022 | -2.59
Therms
2013 | -5553.7703
2014 | -4017.8647
2015 | 2020.5987
2016 | 5059.0227
2017 | 3293.0484
2018 | -14127.6978
2019 | -23980.95
2020 | -9208.575
2021 | 0
2022 | 0

## Output by Measure
SDGE
3226-SW-COM Direct Install SDG&E_COMPLIANCE
SDG&E | [7 empty] | Levelized Benefits less Costs (TRC) |  |  |  | Levelized Benefits less Costs (PAC) |  |  |  | Benefit Cost Ratios
Net Impacts by Measure | [7 empty] | No Allocated Admin |  | w/ Allocated Admin |  | No Allocated Admin |  | w/ Allocated Admin |  | No Allocated Admin |  | w/ Allocated Admin
| Wtd Avg Net Avg Jul-Sep (kW) | Wtd Avg Net Dec-Feb Pk (kW) | Wtd Avg Net User Entered kW | Wtd Avg Annual kWh adj for Net to gross | Wtd Avg Lifecycle kWh (Annual * Measure Life) | Wtd Avg Annual Therms | Wtd Avg Lifecycle Therms | Electric ($/kWh) | Gas ($/Th) | Electric ($/kWh) | Gas ($/Th) | Electric ($/kWh) | Gas ($/Th) | Electric ($/kWh) | Gas ($/Th) | TRC | PAC | TRC | PAC
Total or Average | 5779.6252 | 3547.4258 | 6623.4811 | 27248025.3411 | 319879634.1659 | -6597.1648 | -486818.7585 | 0.05937 | 1.8314 | 0.054832 | 1.8568 | 0.063635 | 1.8112 | 0.059097 | 1.8365
428002-Small Pkg AC, increase refrigerant charge from typical under-charge to factory specified level | 110.1949 | 1.9448 | 174.2061 | 222627.6 | 2226276 | -17.7917 | -177.9166 | 0.16561 | 1.1186 | 0.15785 | 1.1186 | 0.16937 | 1.1186 | 0.16161 | 1.1186 | 3.0949 | 3.2496 | 2.8179 | 2.9457
428003-Small Pkg AC, increase refrigerant charge from high under-charge to factory specified level | 2.7937 | 0.049306 | 4.4165 | 5644.08 | 56440.8 | -0.45106 | -4.5106 | 0.16561 | 1.1186 | 0.15785 | 1.1186 | 0.16937 | 1.1186 | 0.16161 | 1.1186 | 3.0949 | 3.2496 | 2.8179 | 2.9457
428004-Small Pkg AC, decrease refrigerant charge from typical over-charge to factory specified level | 29.1784 | 0.51497 | 46.1278 | 58949.28 | 589492.8 | -4.711 | -47.1103 | 0.16561 | 1.1186 | 0.15785 | 1.1186 | 0.16937 | 1.1186 | 0.16161 | 1.1186 | 3.0949 | 3.2496 | 2.8179 | 2.9457
428005-Small Pkg AC, decrease refrigerant charge from high over-charge to factory specified level | 1.552 | 0.027392 | 2.4536 | 3135.6 | 31356 | -0.25059 | -2.5059 | 0.16561 | 1.1186 | 0.15785 | 1.1186 | 0.16937 | 1.1186 | 0.16161 | 1.1186 | 3.0949 | 3.2496 | 2.8179 | 2.9457
428006-Replaced refrig. line insulation (A/C) | 0.46308 | 0.19876 | 0.15444 | 1190.5608 | 13096.1688 | 0 | 0 | -1.4255 | 0 | -1.4309 | 0 | -1.3496 | 0 | -1.355 | 0 | 0.10558 | 0.11086 | 0.10523 | 0.11047
428008-Cleaned Condenser Coil | 1037.5781 | 445.3367 | 783.9 | 2667600 | 8002800 | 0 | 0 | 0.082578 | 0 | 0.077915 | 0 | 0.085641 | 0 | 0.080978 | 0 | 2.2835 | 2.3977 | 2.1292 | 2.2282
428009-Cleaned Evap. Coil | 361.4874 | 155.1532 | 210.5496 | 929379.3286 | 2788137.9858 | 0 | 0 | -0.034591 | 0 | -0.039254 | 0 | -0.023707 | 0 | -0.02837 | 0 | 0.80942 | 0.86105 | 0.78914 | 0.83814
428010-Checked and re-positioned outside air dampers | 8.3552 | 3.5861 | 0.20405 | 21481.2 | 64443.6 | -411.372 | -1234.116 | 0.14063 | 0.98099 | 0.13596 | 0.98099 | 0.14093 | 0.98099 | 0.13626 | 0.98099 | 20.3806 | 21.3996 | 11.7014 | 12.0304
428012-Straighten Condenser Coil Fins | 20.9773 | 9.0036 | 11.2882 | 53932.32 | 161796.96 | 0 | 0 | 0.063447 | 0 | 0.058784 | 0 | 0.067421 | 0 | 0.062758 | 0 | 1.7601 | 1.8482 | 1.667 | 1.7457
428013-Duct Seal Testing | 0.069198 | 0.0083882 | 0.12134 | 288.1897 | 5187.415 | -1.6685 | -30.0324 | -1.7728 | 1.2804 | -1.779 | 1.2804 | 0.19715 | 1.2804 | 0.19089 | 1.2804 | 0.096318 | 0 | 0.096013 | 30.3219
428014-Replaced air filter | 192.9181 | 82.802 | 118.8 | 495990 | 495990 | 0 | 0 | -0.098012 | 0 | -0.1024 | 0 | -0.086756 | 0 | -0.091147 | 0 | 0.58533 | 0.6146 | 0.57465 | 0.60284
428015-Replaced hot water line insulation (electric) | 0.60252 | 0.41968 | 0 | 3495.942 | 45447.246 | 0 | 0 | -0.87598 | 0 | -0.88009 | 0 | -0.82809 | 0 | -0.8322 | 0 | 0.12889 | 0.13534 | 0.12837 | 0.13476
428016-Replaced hot water line insulation (gas) | 0 | 0 | 0 | 0 | 0 | 1336.5 | 17374.5 | 0 | -3.3896 | 0 | -3.4234 | 0 | -3.1774 | 0 | -3.2112 | 0.23917 | 0.25113 | 0.23737 | 0.24915
428018-Boiler Cleaning - Laundry Dry Cleaners (Gas) | 0 | 0 | 0 | 0 | 0 | 42798.6 | 213993 | 0 | 0.73588 | 0 | 0.70685 | 0 | 0.7444 | 0 | 0.71537 | 5.1156 | 5.3714 | 4.401 | 4.589
428019-Super Low Flow Showerhead | 0 | 0 | 0 | 0 | 0 | 514.08 | 5140.8 | 0 | 0.50778 | 0 | 0.47475 | 0 | 0.53316 | 0 | 0.50013 | 1.9527 | 2.0503 | 1.8387 | 1.925
428020-Super Low Flow Batheroom Aerator | 0 | 0 | 0 | 0 | 0 | 2970 | 29700 | 0 | 0.41387 | 0 | 0.38082 | 0 | 0.46515 | 0 | 0.4321 | 1.6597 | 1.8074 | 1.5766 | 1.7093
428021-Cleaned Condenser Coil for Refrigeration Unit Serving Walkins | 12.6951 | 10.1805 | 34.398 | 93912 | 281736 | 0 | 0 | -0.077217 | 0 | -0.080437 | 0 | -0.068708 | 0 | -0.071929 | 0 | 0.56783 | 0.59622 | 0.55778 | 0.58515
428022-Cleaned Condenser Coil Refrigeration Unit Serving Reach-ins | 72.5433 | 58.1742 | 196.56 | 536640 | 1609920 | 0 | 0 | -0.12084 | 0 | -0.12406 | 0 | -0.11025 | 0 | -0.11347 | 0 | 0.45641 | 0.47923 | 0.44989 | 0.47205
428023-Suction Line Insulation for Walk-In Refrigeration Units | 1.241 | 1.0379 | 1.215 | 9366.3 | 103029.3 | 0 | 0 | -1.2643 | 0 | -1.268 | 0 | -1.1985 | 0 | -1.2022 | 0 | 0.084717 | 0.088953 | 0.08449 | 0.088703
428025-Refrigeration - Evap. Fan ECM, Display Case Cooler | 0 | 0 | 0 | 0 | 0 | 0 | 0 | 0 | 0 | 0 | 0 | 0 | 0 | 0 | 0 | 0 | 0 | 0 | 0
428027-Refrigeration - Efficient Evap Fan (ECM) Walk In Cooler | 0 | 0 | 0 | 0 | 0 | 0 | 0 | 0 | 0 | 0 | 0 | 0 | 0 | 0 | 0 | 0 | 0 | 0 | 0
428029-Refrigeration - Night Covers for Display Cases Med Temp | 0.029574 | 0.024732 | -0.06012 | 223.2 | 1116 | 21.96 | 109.8 | -0.33196 | -2.8714 | -0.33531 | -2.9004 | -0.31112 | -2.6911 | -0.31448 | -2.7202 | 0.24145 | 0.25352 | 0.23962 | 0.2515
428030-Refrigeration - Anti-Sweat Heater Controls | 15.4546 | 12.9246 | 1.7833 | 116640 | 1399680 | 0 | 0 | 0.10415 | 0 | 0.10039 | 0 | 0.10484 | 0 | 0.10108 | 0 | 8.2021 | 8.6122 | 6.5079 | 6.7634
428031-Refrigeration - Food Service -Auto Closer for Main Cooler Doors | 1.7393 | 1.4546 | 2.7972 | 13127.184 | 105017.472 | 0 | 0 | 0.090239 | 0 | 0.08669 | 0 | 0.091267 | 0 | 0.087718 | 0 | 5.1822 | 5.4413 | 4.4502 | 4.64
428032-Refrigeration - Food Service -Auto Closer for Main Freezer Doors | 4.5251 | 3.7843 | 1.8648 | 34151.796 | 273214.368 | 0 | 0 | 0.10352 | 0 | 0.099974 | 0 | 0.10392 | 0 | 0.10037 | 0 | 13.4821 | 14.1562 | 9.4418 | 9.7675
428033-Refrigeration - Vending Machine Controller | 3.1328 | 2.4309 | 0 | 29016 | 145080 | 0 | 0 | 0.064197 | 0 | 0.061024 | 0 | 0.0659 | 0 | 0.062727 | 0 | 2.7946 | 2.9343 | 2.5669 | 2.6843
428035-CFL, 15W lamp, Integral or Modular, Tube or Spiral or Flood | 22.0465 | 18.3348 | 29.4867 | 139563.6165 | 344722.1328 | -348.3844 | -860.5094 | 0.071161 | 0.96911 | 0.067292 | 0.96911 | 0.073577 | 0.96911 | 0.069708 | 0.96911 | 2.3551 | 2.4729 | 2.1882 | 2.2895
428036-CFL, 20W lamp, Integral or Modular, Tube or Spiral or Flood | 8.5879 | 7.1421 | 11.518 | 54365.1075 | 134281.8155 | -136.0663 | -336.0839 | 0.080231 | 0.96913 | 0.076362 | 0.96913 | 0.082215 | 0.96913 | 0.078346 | 0.96913 | 2.8675 | 3.0109 | 2.6239 | 2.7434
428037-CFL, 7W lamp, Integral or Modular, Tube or Spiral or Flood | 0.5934 | 0.49349 | 0.7937 | 3756.456 | 9278.4463 | -9.3911 | -23.1961 | 0.029073 | 0.96894 | 0.025205 | 0.96894 | 0.033491 | 0.96894 | 0.029624 | 0.96894 | 1.2872 | 1.3516 | 1.2357 | 1.2949
428038-CFL, 9W lamp, Integral or Modular, Tube or Spiral or Flood | 0.042378 | 0.035243 | 0.056885 | 268.2702 | 662.6274 | -0.66983 | -1.6545 | 0.046657 | 0.96956 | 0.042786 | 0.96956 | 0.050244 | 0.96956 | 0.046373 | 0.96956 | 1.5874 | 1.6667 | 1.5098 | 1.5814
428039-CFL, 11W lamp, Integral or Modular, Tube or Spiral or Flood | 0.4661 | 0.38763 | 0.62406 | 2950.6356 | 7288.0699 | -7.3614 | -18.1828 | 0.057833 | 0.96956 | 0.053962 | 0.96956 | 0.060887 | 0.96956 | 0.057016 | 0.96956 | 1.864 | 1.9572 | 1.7579 | 1.8405
428040-CFL, 13W lamp, Integral or Modular, Tube or Spiral or Flood | 3.2408 | 2.6952 | 4.3529 | 20515.77 | 50673.9519 | -51.3786 | -126.9052 | 0.065476 | 0.96956 | 0.061605 | 0.96956 | 0.068166 | 0.96956 | 0.064295 | 0.96956 | 2.116 | 2.2218 | 1.9803 | 2.0726
428041-CFL, 16W lamp, Integral or Modular, Tube or Spiral or Flood | 0.075504 | 0.062792 | 0.10098 | 477.972 | 1180.5908 | -1.1916 | -2.9432 | 0.07356 | 0.96956 | 0.069689 | 0.96956 | 0.075865 | 0.96956 | 0.071994 | 0.96956 | 2.4695 | 2.593 | 2.2867 | 2.3922
428042-CFL, 17W lamp, Integral or Modular, Tube or Spiral or Flood | 0.079758 | 0.06633 | 0.10738 | 504.9 | 1247.103 | -1.2656 | -3.1261 | 0.075327 | 0.96956 | 0.071455 | 0.96956 | 0.077548 | 0.96956 | 0.073676 | 0.96956 | 2.5628 | 2.6909 | 2.3664 | 2.4752
428043-CFL, 18W lamp, Integral or Modular, Tube or Spiral or Flood | 0.084543 | 0.07031 | 0.11377 | 535.194 | 1321.9292 | -1.3397 | -3.309 | 0.077164 | 0.96956 | 0.073293 | 0.96956 | 0.079298 | 0.96956 | 0.075427 | 0.96956 | 2.668 | 2.8014 | 2.4558 | 2.5684
428044-CFL, 23W lamp, Integral or Modular, Tube or Spiral or Flood | 4.149 | 3.4505 | 5.5491 | 26264.898 | 64874.2981 | -65.5335 | -161.8677 | 0.083919 | 0.96912 | 0.08005 | 0.96912 | 0.085727 | 0.96912 | 0.081858 | 0.96912 | 3.1463 | 3.3036 | 2.8554 | 2.9844
428045-CFL, 25W lamp, Integral or Modular, Tube or Spiral or Flood | 0.11751 | 0.097726 | 0.15787 | 743.886 | 1837.3984 | -1.8614 | -4.5977 | 0.085789 | 0.96956 | 0.081918 | 0.96956 | 0.087512 | 0.96956 | 0.083641 | 0.96956 | 3.304 | 3.4692 | 2.9846 | 3.1188
428046-CFL, 28W lamp, Integral or Modular, Tube or Spiral or Flood | 0.32967 | 0.27416 | 0.44179 | 2086.92 | 5154.6924 | -5.2173 | -12.8867 | 0.088228 | 0.96956 | 0.084357 | 0.96956 | 0.089835 | 0.96956 | 0.085963 | 0.96956 | 3.5428 | 3.7199 | 3.1782 | 3.32
428056-CFL, 14W w/Reflector | 36.6886 | 30.5117 | 49.2782 | 232254 | 573667.38 | -581.6448 | -1436.6627 | 0.08027 | 0.96956 | 0.076399 | 0.96956 | 0.082256 | 0.96956 | 0.078385 | 0.96956 | 2.8667 | 3.01 | 2.6231 | 2.7426
428057-CFL, 18W w/Reflector | 94.4771 | 78.5709 | 127.1389 | 598079.295 | 1477255.8587 | -1497.079 | -3697.7851 | 0.077164 | 0.96956 | 0.073293 | 0.96956 | 0.079298 | 0.96956 | 0.075427 | 0.96956 | 2.668 | 2.8014 | 2.4558 | 2.5684
428058-CFL, 23W w/Reflector | 93.8271 | 78.0303 | 125.4895 | 593964.36 | 1467091.9692 | -1481.9993 | -3660.5383 | 0.083999 | 0.96956 | 0.080128 | 0.96956 | 0.085807 | 0.96956 | 0.081936 | 0.96956 | 3.1484 | 3.3058 | 2.8571 | 2.9861
428059-CFL, 13W Globe (dimmable,Reflective) | 1.5287 | 1.2713 | 2.0533 | 9677.25 | 23902.8075 | -24.2352 | -59.8609 | 0.065476 | 0.96956 | 0.061605 | 0.96956 | 0.068166 | 0.96956 | 0.064295 | 0.96956 | 2.116 | 2.2218 | 1.9803 | 2.0726
428060-CF Hardwired Fixture 28W | 14.1033 | 11.7289 | 18.9 | 89280 | 220521.6 | -223.2 | -551.304 | 0.019743 | 0.96956 | 0.015872 | 0.96956 | 0.024611 | 0.96956 | 0.02074 | 0.96956 | 1.1694 | 1.2279 | 1.1267 | 1.1809
428061-Lighting - Standard Tier 5' Case Door | 33.7924 | 21.1299 | 26.9451 | 174758.22 | 1922340.42 | 0 | 0 | -0.0445 | 0 | -0.048687 | 0 | -0.036099 | 0 | -0.040286 | 0 | 0.74776 | 0.78514 | 0.73042 | 0.76605
428062-Lighting - Standard Tier 6' Case Door | 237.407 | 148.4471 | 188.2735 | 1227755.62 | 13505311.82 | 0 | 0 | 0.042121 | 0 | 0.037934 | 0 | 0.049542 | 0 | 0.045355 | 0 | 1.4691 | 1.6014 | 1.4036 | 1.524
428066-LED OPEN Sign Replacing Neon OPEN Sign | 10.5206 | 8.7494 | 9.108 | 66600 | 1065600 | -215.64 | -3450.24 | 0.016431 | 1.2417 | 0.011582 | 1.2417 | 0.022924 | 1.2417 | 0.018075 | 1.2417 | 1.091 | 1.1456 | 1.0536 | 1.1043
428069-Lighting - Occupancy Sensor - Wall/Ceiling Mounted Lighting Sensor | 73.2723 | 47.2479 | 87.9149 | 370010.3501 | 5550155.2512 | -1091.5305 | -16372.958 | 0.070504 | 1.2215 | 0.066031 | 1.2215 | 0.073858 | 1.2215 | 0.069385 | 1.2215 | 1.9499 | 2.0474 | 1.8335 | 1.9194
428071-Lighting - 2 Ft 4th Gen. T-8 with Elec. Ballast (1 Lamp) | 31.105 | 19.4495 | 38.2205 | 160860.0914 | 2412901.3709 | -423.694 | -6355.4099 | 0.062533 | 1.2215 | 0.058136 | 1.2215 | 0.066151 | 1.2215 | 0.061755 | 1.2215 | 1.7806 | 1.8696 | 1.6832 | 1.7625
428072-Lighting - 3 Ft 4th Gen. T-8 with Elec. Ballast (1 Lamp) | 8.4832 | 5.3044 | 10.4238 | 43870.934 | 658064.0102 | -115.5529 | -1733.2936 | 0.045547 | 1.2215 | 0.04115 | 1.2215 | 0.049974 | 1.2215 | 0.045577 | 1.2215 | 1.4553 | 1.528 | 1.3896 | 1.4558
428073-Lighting - 4 Ft 4th Gen. T-8 with Elec. Ballast (1 Lamp) | 56.5237 | 47.0073 | 85.018 | 357818.154 | 5367272.3104 | -942.4675 | -14137.0119 | 0.0031297 | 1.1646 | -0.0014523 | 1.1646 | 0.0098551 | 1.1646 | 0.0052731 | 1.1646 | 1.0004 | 1.0505 | 0.969 | 1.0159
428074-Lighting - 4 Ft 4th Gen. T-8 with Elec. Ballast (2-Lamp) | 307.8999 | 256.0616 | 463.1163 | 1949133.753 | 29237006.2955 | -5133.8791 | -77008.1862 | 0.05273 | 1.1855 | 0.04807 | 1.1855 | 0.057211 | 1.1855 | 0.052551 | 1.1855 | 1.5272 | 1.6036 | 1.4552 | 1.5243
428075-Lighting - 4 Ft 2nd Gen. T-8 with Elec. Ballast (3-Lamp) | 127.0855 | 105.6893 | 189.1289 | 804503.7 | 12067555.5 | -2079.4774 | -31192.161 | 0.073525 | 1.2215 | 0.06873 | 1.2215 | 0.077217 | 1.2215 | 0.072422 | 1.2215 | 1.9075 | 2.0029 | 1.7964 | 1.8808
428076-Lighting - 4 Ft 2nd Gen. T-8 with Elec. Ballast (4-Lamp) | 324.3011 | 269.7014 | 481.7613 | 2052960 | 30794400 | -5296.6368 | -79449.552 | 0.10064 | 1.2215 | 0.095848 | 1.2215 | 0.10304 | 1.2215 | 0.098249 | 1.2215 | 2.9336 | 3.0803 | 2.6789 | 2.8006
428077-Lighting - T8 to 4ft 28 Watt Lamp & Ballast (1 Lamp) | 106.0397 | 66.3051 | 130.2973 | 548386.6752 | 8225800.128 | -1444.4113 | -21666.17 | -0.04246 | 1.2215 | -0.046857 | 1.2215 | -0.033842 | 1.2215 | -0.038238 | 1.2215 | 0.74761 | 0.78499 | 0.72988 | 0.76547
428078-Lighting - T8 to 4ft 28 Watt Lamp & Ballast (2 Lamp) | 500.743 | 313.1072 | 615.2926 | 2589603.744 | 38844056.16 | -6820.8313 | -102312.4693 | 0.029241 | 1.2215 | 0.024844 | 1.2215 | 0.034445 | 1.2215 | 0.030048 | 1.2215 | 1.2381 | 1.3 | 1.1903 | 1.2474
428079-Lighting - T8 to 4ft 28 Watt Lamp & Ballast (3 Lamp) | 353.4656 | 221.0168 | 434.3242 | 1827955.584 | 27419333.76 | -4814.7044 | -72220.5666 | 0.076475 | 1.2215 | 0.072079 | 1.2215 | 0.07943 | 1.2215 | 0.075033 | 1.2215 | 2.1807 | 2.2898 | 2.0364 | 2.1312
428080-Lighting - T8 to 4ft 28 Watt Lamp & Ballast (4 Lamp) | 600.8916 | 375.7286 | 738.3512 | 3107524.4928 | 46612867.392 | -8184.9975 | -122774.9632 | 0.076066 | 1.2215 | 0.071669 | 1.2215 | 0.07904 | 1.2215 | 0.074643 | 1.2215 | 2.1664 | 2.2747 | 2.0239 | 2.1182
428081-4-foot (4-lamp) - (2) 48in (2) Premium Instant Start Ballast - Reduced Light Ouput w/Reflector T8 LF | 33.4959 | 27.8565 | 50.3816 | 212042.8477 | 3180642.7162 | -558.5057 | -8377.5857 | 0.077839 | 1.2215 | 0.073045 | 1.2215 | 0.081326 | 1.2215 | 0.076531 | 1.2215 | 2.0191 | 2.1201 | 1.895 | 1.9837
428083-4-foot (6-lamp) | 16.5928 | 13.7992 | 24.7827 | 105039.36 | 1575590.4 | -272.4458 | -4086.6876 | 0.090161 | 1.2215 | 0.085366 | 1.2215 | 0.093061 | 1.2215 | 0.088266 | 1.2215 | 2.4284 | 2.5498 | 2.2512 | 2.3551
428084-FL, (1) 96in, T8 lamp, IS EB, RLO (BF<.85), Tandem 2 Lamp Ballast, Lumens=4152, W/fixt=49 (Retrofit) | 11.2614 | 9.3654 | 16.7829 | 71289.036 | 1069335.54 | -184.7664 | -2771.496 | -0.0084568 | 1.2215 | -0.013251 | 1.2215 | -0.00086069 | 1.2215 | -0.0056553 | 1.2215 | 0.92714 | 0.9735 | 0.90009 | 0.94371
428085-FL, (2) 96in, T8 lamp, IS EB, RLO (BF<0.85), Lumens=8304, W/fixt=98 (Retrofit) | 192.6348 | 160.2027 | 287.4144 | 1219458.24 | 18291873.6 | -3161.5584 | -47423.376 | 0.055675 | 1.2215 | 0.05088 | 1.2215 | 0.060217 | 1.2215 | 0.055423 | 1.2215 | 1.5505 | 1.628 | 1.4763 | 1.5464
428086-FL, (4) 46in, T5HO lamp, (2) Programmed Start Ballast, (BF: 1.00), Lumens=19000, W/fixt=234 (Replace) | 82.0693 | 68.252 | 122.1265 | 519532.6984 | 7792990.476 | -1346.6921 | -20200.3819 | 0.12688 | 1.2215 | 0.12208 | 1.2215 | 0.12803 | 1.2215 | 0.12324 | 1.2215 | 6.1155 | 6.4212 | 5.1036 | 5.3149
428087-FL, (6) 46in, T5HO lamp, (3) Programmed Start Ballast, (BF: 1.00), Lumens=28500, W/fixt=351 (Replace, code reference) | 40.4018 | 33.5997 | 60.2472 | 255759.9 | 3836398.5 | -662.6507 | -9939.7597 | 0.097918 | 1.2215 | 0.093123 | 1.2215 | 0.10045 | 1.2215 | 0.095654 | 1.2215 | 2.7829 | 2.9221 | 2.5526 | 2.6692
428089-Suction Line Insulation for Walk-In Freezer Units | 0.010756 | 0.0089947 | 0.01053 | 81.1746 | 892.9206 | 0 | 0 | -1.4768 | 0 | -1.4805 | 0 | -1.4009 | 0 | -1.4046 | 0 | 0.073422 | 0.077093 | 0.073251 | 0.076904
428092-Lighting - T8 to 4ft 25 Watt Lamp & Ballast (2 Lamp) | 282.7725 | 176.8135 | 347.4594 | 1462364.4672 | 21935467.008 | -3851.7636 | -57776.4533 | 0.045633 | 1.2215 | 0.041236 | 1.2215 | 0.050056 | 1.2215 | 0.04566 | 1.2215 | 1.4566 | 1.5295 | 1.3908 | 1.4571
428093-Lighting - T8 to 4ft 25 Watt Lamp & Ballast (4 Lamp) | 137.8516 | 86.1966 | 169.3864 | 712902.6778 | 10693540.1664 | -1877.7347 | -28166.021 | 0.084073 | 1.2215 | 0.079676 | 1.2215 | 0.086666 | 1.2215 | 0.082269 | 1.2215 | 2.485 | 2.6093 | 2.2993 | 2.4053
428094-4-foot (3-lamp) T8 to 28 Watt lamps (2 lamp) and (1) HLO ballast | 39.0785 | 32.4992 | 58.7785 | 247383.3224 | 3710749.8355 | -651.59 | -9773.85 | 0.078786 | 1.2215 | 0.073991 | 1.2215 | 0.089933 | 1.2215 | 0.085139 | 1.2215 | 2.0456 | 2.4186 | 1.9183 | 2.2427
428095-4-foot (4-lamp) T8 to 32 Watt lamps (2 lamp) and (1) HLO ballast | 13.9566 | 11.6069 | 20.9923 | 88351.1866 | 1325267.7984 | -232.7107 | -3490.6607 | 0.077839 | 1.2215 | 0.073045 | 1.2215 | 0.081326 | 1.2215 | 0.076531 | 1.2215 | 2.0191 | 2.1201 | 1.895 | 1.9837
0 | 0 | 0 | 0 | 0 | 0 | 0 | 0 | 0 | 0 | 0 | 0 | 0 | 0 | 0 | 0 | 0 | 0 | 0 | 0
0 | 0 | 0 | 0 | 0 | 0 | 0 | 0 | 0 | 0 | 0 | 0 | 0 | 0 | 0 | 0 | 0 | 0 | 0 | 0
0 | 0 | 0 | 0 | 0 | 0 | 0 | 0 | 0 | 0 | 0 | 0 | 0 | 0 | 0 | 0 | 0 | 0 | 0 | 0
0 | 0 | 0 | 0 | 0 | 0 | 0 | 0 | 0 | 0 | 0 | 0 | 0 | 0 | 0 | 0 | 0 | 0 | 0 | 0
0 | 0 | 0 | 0 | 0 | 0 | 0 | 0 | 0 | 0 | 0 | 0 | 0 | 0 | 0 | 0 | 0 | 0 | 0 | 0
0 | 0 | 0 | 0 | 0 | 0 | 0 | 0 | 0 | 0 | 0 | 0 | 0 | 0 | 0 | 0 | 0 | 0 | 0 | 0
0 | 0 | 0 | 0 | 0 | 0 | 0 | 0 | 0 | 0 | 0 | 0 | 0 | 0 | 0 | 0 | 0 | 0 | 0 | 0
0 | 0 | 0 | 0 | 0 | 0 | 0 | 0 | 0 | 0 | 0 | 0 | 0 | 0 | 0 | 0 | 0 | 0 | 0 | 0
0 | 0 | 0 | 0 | 0 | 0 | 0 | 0 | 0 | 0 | 0 | 0 | 0 | 0 | 0 | 0 | 0 | 0 | 0 | 0
0 | 0 | 0 | 0 | 0 | 0 | 0 | 0 | 0 | 0 | 0 | 0 | 0 | 0 | 0 | 0 | 0 | 0 | 0 | 0
0 | 0 | 0 | 0 | 0 | 0 | 0 | 0 | 0 | 0 | 0 | 0 | 0 | 0 | 0 | 0 | 0 | 0 | 0 | 0
0 | 0 | 0 | 0 | 0 | 0 | 0 | 0 | 0 | 0 | 0 | 0 | 0 | 0 | 0 | 0 | 0 | 0 | 0 | 0
0 | 0 | 0 | 0 | 0 | 0 | 0 | 0 | 0 | 0 | 0 | 0 | 0 | 0 | 0 | 0 | 0 | 0 | 0 | 0
0 | 0 | 0 | 0 | 0 | 0 | 0 | 0 | 0 | 0 | 0 | 0 | 0 | 0 | 0 | 0 | 0 | 0 | 0 | 0
0 | 0 | 0 | 0 | 0 | 0 | 0 | 0 | 0 | 0 | 0 | 0 | 0 | 0 | 0 | 0 | 0 | 0 | 0 | 0
0 | 0 | 0 | 0 | 0 | 0 | 0 | 0 | 0 | 0 | 0 | 0 | 0 | 0 | 0 | 0 | 0 | 0 | 0 | 0
0 | 0 | 0 | 0 | 0 | 0 | 0 | 0 | 0 | 0 | 0 | 0 | 0 | 0 | 0 | 0 | 0 | 0 | 0 | 0
0 | 0 | 0 | 0 | 0 | 0 | 0 | 0 | 0 | 0 | 0 | 0 | 0 | 0 | 0 | 0 | 0 | 0 | 0 | 0
0 | 0 | 0 | 0 | 0 | 0 | 0 | 0 | 0 | 0 | 0 | 0 | 0 | 0 | 0 | 0 | 0 | 0 | 0 | 0
0 | 0 | 0 | 0 | 0 | 0 | 0 | 0 | 0 | 0 | 0 | 0 | 0 | 0 | 0 | 0 | 0 | 0 | 0 | 0
0 | 0 | 0 | 0 | 0 | 0 | 0 | 0 | 0 | 0 | 0 | 0 | 0 | 0 | 0 | 0 | 0 | 0 | 0 | 0
0 | 0 | 0 | 0 | 0 | 0 | 0 | 0 | 0 | 0 | 0 | 0 | 0 | 0 | 0 | 0 | 0 | 0 | 0 | 0
0 | 0 | 0 | 0 | 0 | 0 | 0 | 0 | 0 | 0 | 0 | 0 | 0 | 0 | 0 | 0 | 0 | 0 | 0 | 0
0 | 0 | 0 | 0 | 0 | 0 | 0 | 0 | 0 | 0 | 0 | 0 | 0 | 0 | 0 | 0 | 0 | 0 | 0 | 0
0 | 0 | 0 | 0 | 0 | 0 | 0 | 0 | 0 | 0 | 0 | 0 | 0 | 0 | 0 | 0 | 0 | 0 | 0 | 0
0 | 0 | 0 | 0 | 0 | 0 | 0 | 0 | 0 | 0 | 0 | 0 | 0 | 0 | 0 | 0 | 0 | 0 | 0 | 0
0 | 0 | 0 | 0 | 0 | 0 | 0 | 0 | 0 | 0 | 0 | 0 | 0 | 0 | 0 | 0 | 0 | 0 | 0 | 0
0 | 0 | 0 | 0 | 0 | 0 | 0 | 0 | 0 | 0 | 0 | 0 | 0 | 0 | 0 | 0 | 0 | 0 | 0 | 0
0 | 0 | 0 | 0 | 0 | 0 | 0 | 0 | 0 | 0 | 0 | 0 | 0 | 0 | 0 | 0 | 0 | 0 | 0 | 0
0 | 0 | 0 | 0 | 0 | 0 | 0 | 0 | 0 | 0 | 0 | 0 | 0 | 0 | 0 | 0 | 0 | 0 | 0 | 0
0 | 0 | 0 | 0 | 0 | 0 | 0 | 0 | 0 | 0 | 0 | 0 | 0 | 0 | 0 | 0 | 0 | 0 | 0 | 0
0 | 0 | 0 | 0 | 0 | 0 | 0 | 0 | 0 | 0 | 0 | 0 | 0 | 0 | 0 | 0 | 0 | 0 | 0 | 0
0 | 0 | 0 | 0 | 0 | 0 | 0 | 0 | 0 | 0 | 0 | 0 | 0 | 0 | 0 | 0 | 0 | 0 | 0 | 0
0 | 0 | 0 | 0 | 0 | 0 | 0 | 0 | 0 | 0 | 0 | 0 | 0 | 0 | 0 | 0 | 0 | 0 | 0 | 0
0 | 0 | 0 | 0 | 0 | 0 | 0 | 0 | 0 | 0 | 0 | 0 | 0 | 0 | 0 | 0 | 0 | 0 | 0 | 0
0 | 0 | 0 | 0 | 0 | 0 | 0 | 0 | 0 | 0 | 0 | 0 | 0 | 0 | 0 | 0 | 0 | 0 | 0 | 0
0 | 0 | 0 | 0 | 0 | 0 | 0 | 0 | 0 | 0 | 0 | 0 | 0 | 0 | 0 | 0 | 0 | 0 | 0 | 0
0 | 0 | 0 | 0 | 0 | 0 | 0 | 0 | 0 | 0 | 0 | 0 | 0 | 0 | 0 | 0 | 0 | 0 | 0 | 0
0 | 0 | 0 | 0 | 0 | 0 | 0 | 0 | 0 | 0 | 0 | 0 | 0 | 0 | 0 | 0 | 0 | 0 | 0 | 0
0 | 0 | 0 | 0 | 0 | 0 | 0 | 0 | 0 | 0 | 0 | 0 | 0 | 0 | 0 | 0 | 0 | 0 | 0 | 0
0 | 0 | 0 | 0 | 0 | 0 | 0 | 0 | 0 | 0 | 0 | 0 | 0 | 0 | 0 | 0 | 0 | 0 | 0 | 0
0 | 0 | 0 | 0 | 0 | 0 | 0 | 0 | 0 | 0 | 0 | 0 | 0 | 0 | 0 | 0 | 0 | 0 | 0 | 0
0 | 0 | 0 | 0 | 0 | 0 | 0 | 0 | 0 | 0 | 0 | 0 | 0 | 0 | 0 | 0 | 0 | 0 | 0 | 0
0 | 0 | 0 | 0 | 0 | 0 | 0 | 0 | 0 | 0 | 0 | 0 | 0 | 0 | 0 | 0 | 0 | 0 | 0 | 0
0 | 0 | 0 | 0 | 0 | 0 | 0 | 0 | 0 | 0 | 0 | 0 | 0 | 0 | 0 | 0 | 0 | 0 | 0 | 0
0 | 0 | 0 | 0 | 0 | 0 | 0 | 0 | 0 | 0 | 0 | 0 | 0 | 0 | 0 | 0 | 0 | 0 | 0 | 0
0 | 0 | 0 | 0 | 0 | 0 | 0 | 0 | 0 | 0 | 0 | 0 | 0 | 0 | 0 | 0 | 0 | 0 | 0 | 0
0 | 0 | 0 | 0 | 0 | 0 | 0 | 0 | 0 | 0 | 0 | 0 | 0 | 0 | 0 | 0 | 0 | 0 | 0 | 0
0 | 0 | 0 | 0 | 0 | 0 | 0 | 0 | 0 | 0 | 0 | 0 | 0 | 0 | 0 | 0 | 0 | 0 | 0 | 0
0 | 0 | 0 | 0 | 0 | 0 | 0 | 0 | 0 | 0 | 0 | 0 | 0 | 0 | 0 | 0 | 0 | 0 | 0 | 0
0 | 0 | 0 | 0 | 0 | 0 | 0 | 0 | 0 | 0 | 0 | 0 | 0 | 0 | 0 | 0 | 0 | 0 | 0 | 0
0 | 0 | 0 | 0 | 0 | 0 | 0 | 0 | 0 | 0 | 0 | 0 | 0 | 0 | 0 | 0 | 0 | 0 | 0 | 0
0 | 0 | 0 | 0 | 0 | 0 | 0 | 0 | 0 | 0 | 0 | 0 | 0 | 0 | 0 | 0 | 0 | 0 | 0 | 0
0 | 0 | 0 | 0 | 0 | 0 | 0 | 0 | 0 | 0 | 0 | 0 | 0 | 0 | 0 | 0 | 0 | 0 | 0 | 0
0 | 0 | 0 | 0 | 0 | 0 | 0 | 0 | 0 | 0 | 0 | 0 | 0 | 0 | 0 | 0 | 0 | 0 | 0 | 0
0 | 0 | 0 | 0 | 0 | 0 | 0 | 0 | 0 | 0 | 0 | 0 | 0 | 0 | 0 | 0 | 0 | 0 | 0 | 0
0 | 0 | 0 | 0 | 0 | 0 | 0 | 0 | 0 | 0 | 0 | 0 | 0 | 0 | 0 | 0 | 0 | 0 | 0 | 0
0 | 0 | 0 | 0 | 0 | 0 | 0 | 0 | 0 | 0 | 0 | 0 | 0 | 0 | 0 | 0 | 0 | 0 | 0 | 0
0 | 0 | 0 | 0 | 0 | 0 | 0 | 0 | 0 | 0 | 0 | 0 | 0 | 0 | 0 | 0 | 0 | 0 | 0 | 0
0 | 0 | 0 | 0 | 0 | 0 | 0 | 0 | 0 | 0 | 0 | 0 | 0 | 0 | 0 | 0 | 0 | 0 | 0 | 0
0 | 0 | 0 | 0 | 0 | 0 | 0 | 0 | 0 | 0 | 0 | 0 | 0 | 0 | 0 | 0 | 0 | 0 | 0 | 0
0 | 0 | 0 | 0 | 0 | 0 | 0 | 0 | 0 | 0 | 0 | 0 | 0 | 0 | 0 | 0 | 0 | 0 | 0 | 0
0 | 0 | 0 | 0 | 0 | 0 | 0 | 0 | 0 | 0 | 0 | 0 | 0 | 0 | 0 | 0 | 0 | 0 | 0 | 0
0 | 0 | 0 | 0 | 0 | 0 | 0 | 0 | 0 | 0 | 0 | 0 | 0 | 0 | 0 | 0 | 0 | 0 | 0 | 0
0 | 0 | 0 | 0 | 0 | 0 | 0 | 0 | 0 | 0 | 0 | 0 | 0 | 0 | 0 | 0 | 0 | 0 | 0 | 0
0 | 0 | 0 | 0 | 0 | 0 | 0 | 0 | 0 | 0 | 0 | 0 | 0 | 0 | 0 | 0 | 0 | 0 | 0 | 0
0 | 0 | 0 | 0 | 0 | 0 | 0 | 0 | 0 | 0 | 0 | 0 | 0 | 0 | 0 | 0 | 0 | 0 | 0 | 0
0 | 0 | 0 | 0 | 0 | 0 | 0 | 0 | 0 | 0 | 0 | 0 | 0 | 0 | 0 | 0 | 0 | 0 | 0 | 0
0 | 0 | 0 | 0 | 0 | 0 | 0 | 0 | 0 | 0 | 0 | 0 | 0 | 0 | 0 | 0 | 0 | 0 | 0 | 0
0 | 0 | 0 | 0 | 0 | 0 | 0 | 0 | 0 | 0 | 0 | 0 | 0 | 0 | 0 | 0 | 0 | 0 | 0 | 0
0 | 0 | 0 | 0 | 0 | 0 | 0 | 0 | 0 | 0 | 0 | 0 | 0 | 0 | 0 | 0 | 0 | 0 | 0 | 0
0 | 0 | 0 | 0 | 0 | 0 | 0 | 0 | 0 | 0 | 0 | 0 | 0 | 0 | 0 | 0 | 0 | 0 | 0 | 0
0 | 0 | 0 | 0 | 0 | 0 | 0 | 0 | 0 | 0 | 0 | 0 | 0 | 0 | 0 | 0 | 0 | 0 | 0 | 0
0 | 0 | 0 | 0 | 0 | 0 | 0 | 0 | 0 | 0 | 0 | 0 | 0 | 0 | 0 | 0 | 0 | 0 | 0 | 0
0 | 0 | 0 | 0 | 0 | 0 | 0 | 0 | 0 | 0 | 0 | 0 | 0 | 0 | 0 | 0 | 0 | 0 | 0 | 0
0 | 0 | 0 | 0 | 0 | 0 | 0 | 0 | 0 | 0 | 0 | 0 | 0 | 0 | 0 | 0 | 0 | 0 | 0 | 0
0 | 0 | 0 | 0 | 0 | 0 | 0 | 0 | 0 | 0 | 0 | 0 | 0 | 0 | 0 | 0 | 0 | 0 | 0 | 0
0 | 0 | 0 | 0 | 0 | 0 | 0 | 0 | 0 | 0 | 0 | 0 | 0 | 0 | 0 | 0 | 0 | 0 | 0 | 0
0 | 0 | 0 | 0 | 0 | 0 | 0 | 0 | 0 | 0 | 0 | 0 | 0 | 0 | 0 | 0 | 0 | 0 | 0 | 0
0 | 0 | 0 | 0 | 0 | 0 | 0 | 0 | 0 | 0 | 0 | 0 | 0 | 0 | 0 | 0 | 0 | 0 | 0 | 0
0 | 0 | 0 | 0 | 0 | 0 | 0 | 0 | 0 | 0 | 0 | 0 | 0 | 0 | 0 | 0 | 0 | 0 | 0 | 0
0 | 0 | 0 | 0 | 0 | 0 | 0 | 0 | 0 | 0 | 0 | 0 | 0 | 0 | 0 | 0 | 0 | 0 | 0 | 0
0 | 0 | 0 | 0 | 0 | 0 | 0 | 0 | 0 | 0 | 0 | 0 | 0 | 0 | 0 | 0 | 0 | 0 | 0 | 0
0 | 0 | 0 | 0 | 0 | 0 | 0 | 0 | 0 | 0 | 0 | 0 | 0 | 0 | 0 | 0 | 0 | 0 | 0 | 0
0 | 0 | 0 | 0 | 0 | 0 | 0 | 0 | 0 | 0 | 0 | 0 | 0 | 0 | 0 | 0 | 0 | 0 | 0 | 0
0 | 0 | 0 | 0 | 0 | 0 | 0 | 0 | 0 | 0 | 0 | 0 | 0 | 0 | 0 | 0 | 0 | 0 | 0 | 0
0 | 0 | 0 | 0 | 0 | 0 | 0 | 0 | 0 | 0 | 0 | 0 | 0 | 0 | 0 | 0 | 0 | 0 | 0 | 0
0 | 0 | 0 | 0 | 0 | 0 | 0 | 0 | 0 | 0 | 0 | 0 | 0 | 0 | 0 | 0 | 0 | 0 | 0 | 0
0 | 0 | 0 | 0 | 0 | 0 | 0 | 0 | 0 | 0 | 0 | 0 | 0 | 0 | 0 | 0 | 0 | 0 | 0 | 0
0 | 0 | 0 | 0 | 0 | 0 | 0 | 0 | 0 | 0 | 0 | 0 | 0 | 0 | 0 | 0 | 0 | 0 | 0 | 0
0 | 0 | 0 | 0 | 0 | 0 | 0 | 0 | 0 | 0 | 0 | 0 | 0 | 0 | 0 | 0 | 0 | 0 | 0 | 0
0 | 0 | 0 | 0 | 0 | 0 | 0 | 0 | 0 | 0 | 0 | 0 | 0 | 0 | 0 | 0 | 0 | 0 | 0 | 0
0 | 0 | 0 | 0 | 0 | 0 | 0 | 0 | 0 | 0 | 0 | 0 | 0 | 0 | 0 | 0 | 0 | 0 | 0 | 0
0 | 0 | 0 | 0 | 0 | 0 | 0 | 0 | 0 | 0 | 0 | 0 | 0 | 0 | 0 | 0 | 0 | 0 | 0 | 0
0 | 0 | 0 | 0 | 0 | 0 | 0 | 0 | 0 | 0 | 0 | 0 | 0 | 0 | 0 | 0 | 0 | 0 | 0 | 0
0 | 0 | 0 | 0 | 0 | 0 | 0 | 0 | 0 | 0 | 0 | 0 | 0 | 0 | 0 | 0 | 0 | 0 | 0 | 0
0 | 0 | 0 | 0 | 0 | 0 | 0 | 0 | 0 | 0 | 0 | 0 | 0 | 0 | 0 | 0 | 0 | 0 | 0 | 0
0 | 0 | 0 | 0 | 0 | 0 | 0 | 0 | 0 | 0 | 0 | 0 | 0 | 0 | 0 | 0 | 0 | 0 | 0 | 0
0 | 0 | 0 | 0 | 0 | 0 | 0 | 0 | 0 | 0 | 0 | 0 | 0 | 0 | 0 | 0 | 0 | 0 | 0 | 0
0 | 0 | 0 | 0 | 0 | 0 | 0 | 0 | 0 | 0 | 0 | 0 | 0 | 0 | 0 | 0 | 0 | 0 | 0 | 0
0 | 0 | 0 | 0 | 0 | 0 | 0 | 0 | 0 | 0 | 0 | 0 | 0 | 0 | 0 | 0 | 0 | 0 | 0 | 0
0 | 0 | 0 | 0 | 0 | 0 | 0 | 0 | 0 | 0 | 0 | 0 | 0 | 0 | 0 | 0 | 0 | 0 | 0 | 0
0 | 0 | 0 | 0 | 0 | 0 | 0 | 0 | 0 | 0 | 0 | 0 | 0 | 0 | 0 | 0 | 0 | 0 | 0 | 0
0 | 0 | 0 | 0 | 0 | 0 | 0 | 0 | 0 | 0 | 0 | 0 | 0 | 0 | 0 | 0 | 0 | 0 | 0 | 0
0 | 0 | 0 | 0 | 0 | 0 | 0 | 0 | 0 | 0 | 0 | 0 | 0 | 0 | 0 | 0 | 0 | 0 | 0 | 0
0 | 0 | 0 | 0 | 0 | 0 | 0 | 0 | 0 | 0 | 0 | 0 | 0 | 0 | 0 | 0 | 0 | 0 | 0 | 0
0 | 0 | 0 | 0 | 0 | 0 | 0 | 0 | 0 | 0 | 0 | 0 | 0 | 0 | 0 | 0 | 0 | 0 | 0 | 0
0 | 0 | 0 | 0 | 0 | 0 | 0 | 0 | 0 | 0 | 0 | 0 | 0 | 0 | 0 | 0 | 0 | 0 | 0 | 0
0 | 0 | 0 | 0 | 0 | 0 | 0 | 0 | 0 | 0 | 0 | 0 | 0 | 0 | 0 | 0 | 0 | 0 | 0 | 0
0 | 0 | 0 | 0 | 0 | 0 | 0 | 0 | 0 | 0 | 0 | 0 | 0 | 0 | 0 | 0 | 0 | 0 | 0 | 0
0 | 0 | 0 | 0 | 0 | 0 | 0 | 0 | 0 | 0 | 0 | 0 | 0 | 0 | 0 | 0 | 0 | 0 | 0 | 0
0 | 0 | 0 | 0 | 0 | 0 | 0 | 0 | 0 | 0 | 0 | 0 | 0 | 0 | 0 | 0 | 0 | 0 | 0 | 0
0 | 0 | 0 | 0 | 0 | 0 | 0 | 0 | 0 | 0 | 0 | 0 | 0 | 0 | 0 | 0 | 0 | 0 | 0 | 0
0 | 0 | 0 | 0 | 0 | 0 | 0 | 0 | 0 | 0 | 0 | 0 | 0 | 0 | 0 | 0 | 0 | 0 | 0 | 0
0 | 0 | 0 | 0 | 0 | 0 | 0 | 0 | 0 | 0 | 0 | 0 | 0 | 0 | 0 | 0 | 0 | 0 | 0 | 0
0 | 0 | 0 | 0 | 0 | 0 | 0 | 0 | 0 | 0 | 0 | 0 | 0 | 0 | 0 | 0 | 0 | 0 | 0 | 0
0 | 0 | 0 | 0 | 0 | 0 | 0 | 0 | 0 | 0 | 0 | 0 | 0 | 0 | 0 | 0 | 0 | 0 | 0 | 0
0 | 0 | 0 | 0 | 0 | 0 | 0 | 0 | 0 | 0 | 0 | 0 | 0 | 0 | 0 | 0 | 0 | 0 | 0 | 0
0 | 0 | 0 | 0 | 0 | 0 | 0 | 0 | 0 | 0 | 0 | 0 | 0 | 0 | 0 | 0 | 0 | 0 | 0 | 0
0 | 0 | 0 | 0 | 0 | 0 | 0 | 0 | 0 | 0 | 0 | 0 | 0 | 0 | 0 | 0 | 0 | 0 | 0 | 0
0 | 0 | 0 | 0 | 0 | 0 | 0 | 0 | 0 | 0 | 0 | 0 | 0 | 0 | 0 | 0 | 0 | 0 | 0 | 0
0 | 0 | 0 | 0 | 0 | 0 | 0 | 0 | 0 | 0 | 0 | 0 | 0 | 0 | 0 | 0 | 0 | 0 | 0 | 0
0 | 0 | 0 | 0 | 0 | 0 | 0 | 0 | 0 | 0 | 0 | 0 | 0 | 0 | 0 | 0 | 0 | 0 | 0 | 0
0 | 0 | 0 | 0 | 0 | 0 | 0 | 0 | 0 | 0 | 0 | 0 | 0 | 0 | 0 | 0 | 0 | 0 | 0 | 0
0 | 0 | 0 | 0 | 0 | 0 | 0 | 0 | 0 | 0 | 0 | 0 | 0 | 0 | 0 | 0 | 0 | 0 | 0 | 0
0 | 0 | 0 | 0 | 0 | 0 | 0 | 0 | 0 | 0 | 0 | 0 | 0 | 0 | 0 | 0 | 0 | 0 | 0 | 0
0 | 0 | 0 | 0 | 0 | 0 | 0 | 0 | 0 | 0 | 0 | 0 | 0 | 0 | 0 | 0 | 0 | 0 | 0 | 0
0 | 0 | 0 | 0 | 0 | 0 | 0 | 0 | 0 | 0 | 0 | 0 | 0 | 0 | 0 | 0 | 0 | 0 | 0 | 0
0 | 0 | 0 | 0 | 0 | 0 | 0 | 0 | 0 | 0 | 0 | 0 | 0 | 0 | 0 | 0 | 0 | 0 | 0 | 0
0 | 0 | 0 | 0 | 0 | 0 | 0 | 0 | 0 | 0 | 0 | 0 | 0 | 0 | 0 | 0 | 0 | 0 | 0 | 0
0 | 0 | 0 | 0 | 0 | 0 | 0 | 0 | 0 | 0 | 0 | 0 | 0 | 0 | 0 | 0 | 0 | 0 | 0 | 0
0 | 0 | 0 | 0 | 0 | 0 | 0 | 0 | 0 | 0 | 0 | 0 | 0 | 0 | 0 | 0 | 0 | 0 | 0 | 0
0 | 0 | 0 | 0 | 0 | 0 | 0 | 0 | 0 | 0 | 0 | 0 | 0 | 0 | 0 | 0 | 0 | 0 | 0 | 0
0 | 0 | 0 | 0 | 0 | 0 | 0 | 0 | 0 | 0 | 0 | 0 | 0 | 0 | 0 | 0 | 0 | 0 | 0 | 0
0 | 0 | 0 | 0 | 0 | 0 | 0 | 0 | 0 | 0 | 0 | 0 | 0 | 0 | 0 | 0 | 0 | 0 | 0 | 0
0 | 0 | 0 | 0 | 0 | 0 | 0 | 0 | 0 | 0 | 0 | 0 | 0 | 0 | 0 | 0 | 0 | 0 | 0 | 0
0 | 0 | 0 | 0 | 0 | 0 | 0 | 0 | 0 | 0 | 0 | 0 | 0 | 0 | 0 | 0 | 0 | 0 | 0 | 0
0 | 0 | 0 | 0 | 0 | 0 | 0 | 0 | 0 | 0 | 0 | 0 | 0 | 0 | 0 | 0 | 0 | 0 | 0 | 0
0 | 0 | 0 | 0 | 0 | 0 | 0 | 0 | 0 | 0 | 0 | 0 | 0 | 0 | 0 | 0 | 0 | 0 | 0 | 0
0 | 0 | 0 | 0 | 0 | 0 | 0 | 0 | 0 | 0 | 0 | 0 | 0 | 0 | 0 | 0 | 0 | 0 | 0 | 0
0 | 0 | 0 | 0 | 0 | 0 | 0 | 0 | 0 | 0 | 0 | 0 | 0 | 0 | 0 | 0 | 0 | 0 | 0 | 0
0 | 0 | 0 | 0 | 0 | 0 | 0 | 0 | 0 | 0 | 0 | 0 | 0 | 0 | 0 | 0 | 0 | 0 | 0 | 0
0 | 0 | 0 | 0 | 0 | 0 | 0 | 0 | 0 | 0 | 0 | 0 | 0 | 0 | 0 | 0 | 0 | 0 | 0 | 0
0 | 0 | 0 | 0 | 0 | 0 | 0 | 0 | 0 | 0 | 0 | 0 | 0 | 0 | 0 | 0 | 0 | 0 | 0 | 0
0 | 0 | 0 | 0 | 0 | 0 | 0 | 0 | 0 | 0 | 0 | 0 | 0 | 0 | 0 | 0 | 0 | 0 | 0 | 0
0 | 0 | 0 | 0 | 0 | 0 | 0 | 0 | 0 | 0 | 0 | 0 | 0 | 0 | 0 | 0 | 0 | 0 | 0 | 0
0 | 0 | 0 | 0 | 0 | 0 | 0 | 0 | 0 | 0 | 0 | 0 | 0 | 0 | 0 | 0 | 0 | 0 | 0 | 0
0 | 0 | 0 | 0 | 0 | 0 | 0 | 0 | 0 | 0 | 0 | 0 | 0 | 0 | 0 | 0 | 0 | 0 | 0 | 0
0 | 0 | 0 | 0 | 0 | 0 | 0 | 0 | 0 | 0 | 0 | 0 | 0 | 0 | 0 | 0 | 0 | 0 | 0 | 0
0 | 0 | 0 | 0 | 0 | 0 | 0 | 0 | 0 | 0 | 0 | 0 | 0 | 0 | 0 | 0 | 0 | 0 | 0 | 0
0 | 0 | 0 | 0 | 0 | 0 | 0 | 0 | 0 | 0 | 0 | 0 | 0 | 0 | 0 | 0 | 0 | 0 | 0 | 0
0 | 0 | 0 | 0 | 0 | 0 | 0 | 0 | 0 | 0 | 0 | 0 | 0 | 0 | 0 | 0 | 0 | 0 | 0 | 0
0 | 0 | 0 | 0 | 0 | 0 | 0 | 0 | 0 | 0 | 0 | 0 | 0 | 0 | 0 | 0 | 0 | 0 | 0 | 0
0 | 0 | 0 | 0 | 0 | 0 | 0 | 0 | 0 | 0 | 0 | 0 | 0 | 0 | 0 | 0 | 0 | 0 | 0 | 0
0 | 0 | 0 | 0 | 0 | 0 | 0 | 0 | 0 | 0 | 0 | 0 | 0 | 0 | 0 | 0 | 0 | 0 | 0 | 0
0 | 0 | 0 | 0 | 0 | 0 | 0 | 0 | 0 | 0 | 0 | 0 | 0 | 0 | 0 | 0 | 0 | 0 | 0 | 0
0 | 0 | 0 | 0 | 0 | 0 | 0 | 0 | 0 | 0 | 0 | 0 | 0 | 0 | 0 | 0 | 0 | 0 | 0 | 0
0 | 0 | 0 | 0 | 0 | 0 | 0 | 0 | 0 | 0 | 0 | 0 | 0 | 0 | 0 | 0 | 0 | 0 | 0 | 0
0 | 0 | 0 | 0 | 0 | 0 | 0 | 0 | 0 | 0 | 0 | 0 | 0 | 0 | 0 | 0 | 0 | 0 | 0 | 0
0 | 0 | 0 | 0 | 0 | 0 | 0 | 0 | 0 | 0 | 0 | 0 | 0 | 0 | 0 | 0 | 0 | 0 | 0 | 0
0 | 0 | 0 | 0 | 0 | 0 | 0 | 0 | 0 | 0 | 0 | 0 | 0 | 0 | 0 | 0 | 0 | 0 | 0 | 0
0 | 0 | 0 | 0 | 0 | 0 | 0 | 0 | 0 | 0 | 0 | 0 | 0 | 0 | 0 | 0 | 0 | 0 | 0 | 0
0 | 0 | 0 | 0 | 0 | 0 | 0 | 0 | 0 | 0 | 0 | 0 | 0 | 0 | 0 | 0 | 0 | 0 | 0 | 0
0 | 0 | 0 | 0 | 0 | 0 | 0 | 0 | 0 | 0 | 0 | 0 | 0 | 0 | 0 | 0 | 0 | 0 | 0 | 0
0 | 0 | 0 | 0 | 0 | 0 | 0 | 0 | 0 | 0 | 0 | 0 | 0 | 0 | 0 | 0 | 0 | 0 | 0 | 0
0 | 0 | 0 | 0 | 0 | 0 | 0 | 0 | 0 | 0 | 0 | 0 | 0 | 0 | 0 | 0 | 0 | 0 | 0 | 0
0 | 0 | 0 | 0 | 0 | 0 | 0 | 0 | 0 | 0 | 0 | 0 | 0 | 0 | 0 | 0 | 0 | 0 | 0 | 0
0 | 0 | 0 | 0 | 0 | 0 | 0 | 0 | 0 | 0 | 0 | 0 | 0 | 0 | 0 | 0 | 0 | 0 | 0 | 0
0 | 0 | 0 | 0 | 0 | 0 | 0 | 0 | 0 | 0 | 0 | 0 | 0 | 0 | 0 | 0 | 0 | 0 | 0 | 0
0 | 0 | 0 | 0 | 0 | 0 | 0 | 0 | 0 | 0 | 0 | 0 | 0 | 0 | 0 | 0 | 0 | 0 | 0 | 0
0 | 0 | 0 | 0 | 0 | 0 | 0 | 0 | 0 | 0 | 0 | 0 | 0 | 0 | 0 | 0 | 0 | 0 | 0 | 0
0 | 0 | 0 | 0 | 0 | 0 | 0 | 0 | 0 | 0 | 0 | 0 | 0 | 0 | 0 | 0 | 0 | 0 | 0 | 0
0 | 0 | 0 | 0 | 0 | 0 | 0 | 0 | 0 | 0 | 0 | 0 | 0 | 0 | 0 | 0 | 0 | 0 | 0 | 0
0 | 0 | 0 | 0 | 0 | 0 | 0 | 0 | 0 | 0 | 0 | 0 | 0 | 0 | 0 | 0 | 0 | 0 | 0 | 0
0 | 0 | 0 | 0 | 0 | 0 | 0 | 0 | 0 | 0 | 0 | 0 | 0 | 0 | 0 | 0 | 0 | 0 | 0 | 0
0 | 0 | 0 | 0 | 0 | 0 | 0 | 0 | 0 | 0 | 0 | 0 | 0 | 0 | 0 | 0 | 0 | 0 | 0 | 0
0 | 0 | 0 | 0 | 0 | 0 | 0 | 0 | 0 | 0 | 0 | 0 | 0 | 0 | 0 | 0 | 0 | 0 | 0 | 0
0 | 0 | 0 | 0 | 0 | 0 | 0 | 0 | 0 | 0 | 0 | 0 | 0 | 0 | 0 | 0 | 0 | 0 | 0 | 0
0 | 0 | 0 | 0 | 0 | 0 | 0 | 0 | 0 | 0 | 0 | 0 | 0 | 0 | 0 | 0 | 0 | 0 | 0 | 0
0 | 0 | 0 | 0 | 0 | 0 | 0 | 0 | 0 | 0 | 0 | 0 | 0 | 0 | 0 | 0 | 0 | 0 | 0 | 0
0 | 0 | 0 | 0 | 0 | 0 | 0 | 0 | 0 | 0 | 0 | 0 | 0 | 0 | 0 | 0 | 0 | 0 | 0 | 0
0 | 0 | 0 | 0 | 0 | 0 | 0 | 0 | 0 | 0 | 0 | 0 | 0 | 0 | 0 | 0 | 0 | 0 | 0 | 0
0 | 0 | 0 | 0 | 0 | 0 | 0 | 0 | 0 | 0 | 0 | 0 | 0 | 0 | 0 | 0 | 0 | 0 | 0 | 0
0 | 0 | 0 | 0 | 0 | 0 | 0 | 0 | 0 | 0 | 0 | 0 | 0 | 0 | 0 | 0 | 0 | 0 | 0 | 0
0 | 0 | 0 | 0 | 0 | 0 | 0 | 0 | 0 | 0 | 0 | 0 | 0 | 0 | 0 | 0 | 0 | 0 | 0 | 0
0 | 0 | 0 | 0 | 0 | 0 | 0 | 0 | 0 | 0 | 0 | 0 | 0 | 0 | 0 | 0 | 0 | 0 | 0 | 0
0 | 0 | 0 | 0 | 0 | 0 | 0 | 0 | 0 | 0 | 0 | 0 | 0 | 0 | 0 | 0 | 0 | 0 | 0 | 0
0 | 0 | 0 | 0 | 0 | 0 | 0 | 0 | 0 | 0 | 0 | 0 | 0 | 0 | 0 | 0 | 0 | 0 | 0 | 0
0 | 0 | 0 | 0 | 0 | 0 | 0 | 0 | 0 | 0 | 0 | 0 | 0 | 0 | 0 | 0 | 0 | 0 | 0 | 0
0 | 0 | 0 | 0 | 0 | 0 | 0 | 0 | 0 | 0 | 0 | 0 | 0 | 0 | 0 | 0 | 0 | 0 | 0 | 0
0 | 0 | 0 | 0 | 0 | 0 | 0 | 0 | 0 | 0 | 0 | 0 | 0 | 0 | 0 | 0 | 0 | 0 | 0 | 0
0 | 0 | 0 | 0 | 0 | 0 | 0 | 0 | 0 | 0 | 0 | 0 | 0 | 0 | 0 | 0 | 0 | 0 | 0 | 0
0 | 0 | 0 | 0 | 0 | 0 | 0 | 0 | 0 | 0 | 0 | 0 | 0 | 0 | 0 | 0 | 0 | 0 | 0 | 0
0 | 0 | 0 | 0 | 0 | 0 | 0 | 0 | 0 | 0 | 0 | 0 | 0 | 0 | 0 | 0 | 0 | 0 | 0 | 0
0 | 0 | 0 | 0 | 0 | 0 | 0 | 0 | 0 | 0 | 0 | 0 | 0 | 0 | 0 | 0 | 0 | 0 | 0 | 0
0 | 0 | 0 | 0 | 0 | 0 | 0 | 0 | 0 | 0 | 0 | 0 | 0 | 0 | 0 | 0 | 0 | 0 | 0 | 0
0 | 0 | 0 | 0 | 0 | 0 | 0 | 0 | 0 | 0 | 0 | 0 | 0 | 0 | 0 | 0 | 0 | 0 | 0 | 0
0 | 0 | 0 | 0 | 0 | 0 | 0 | 0 | 0 | 0 | 0 | 0 | 0 | 0 | 0 | 0 | 0 | 0 | 0 | 0
0 | 0 | 0 | 0 | 0 | 0 | 0 | 0 | 0 | 0 | 0 | 0 | 0 | 0 | 0 | 0 | 0 | 0 | 0 | 0
0 | 0 | 0 | 0 | 0 | 0 | 0 | 0 | 0 | 0 | 0 | 0 | 0 | 0 | 0 | 0 | 0 | 0 | 0 | 0
0 | 0 | 0 | 0 | 0 | 0 | 0 | 0 | 0 | 0 | 0 | 0 | 0 | 0 | 0 | 0 | 0 | 0 | 0 | 0
0 | 0 | 0 | 0 | 0 | 0 | 0 | 0 | 0 | 0 | 0 | 0 | 0 | 0 | 0 | 0 | 0 | 0 | 0 | 0
0 | 0 | 0 | 0 | 0 | 0 | 0 | 0 | 0 | 0 | 0 | 0 | 0 | 0 | 0 | 0 | 0 | 0 | 0 | 0
0 | 0 | 0 | 0 | 0 | 0 | 0 | 0 | 0 | 0 | 0 | 0 | 0 | 0 | 0 | 0 | 0 | 0 | 0 | 0
0 | 0 | 0 | 0 | 0 | 0 | 0 | 0 | 0 | 0 | 0 | 0 | 0 | 0 | 0 | 0 | 0 | 0 | 0 | 0
0 | 0 | 0 | 0 | 0 | 0 | 0 | 0 | 0 | 0 | 0 | 0 | 0 | 0 | 0 | 0 | 0 | 0 | 0 | 0
0 | 0 | 0 | 0 | 0 | 0 | 0 | 0 | 0 | 0 | 0 | 0 | 0 | 0 | 0 | 0 | 0 | 0 | 0 | 0
0 | 0 | 0 | 0 | 0 | 0 | 0 | 0 | 0 | 0 | 0 | 0 | 0 | 0 | 0 | 0 | 0 | 0 | 0 | 0
0 | 0 | 0 | 0 | 0 | 0 | 0 | 0 | 0 | 0 | 0 | 0 | 0 | 0 | 0 | 0 | 0 | 0 | 0 | 0
0 | 0 | 0 | 0 | 0 | 0 | 0 | 0 | 0 | 0 | 0 | 0 | 0 | 0 | 0 | 0 | 0 | 0 | 0 | 0
0 | 0 | 0 | 0 | 0 | 0 | 0 | 0 | 0 | 0 | 0 | 0 | 0 | 0 | 0 | 0 | 0 | 0 | 0 | 0
0 | 0 | 0 | 0 | 0 | 0 | 0 | 0 | 0 | 0 | 0 | 0 | 0 | 0 | 0 | 0 | 0 | 0 | 0 | 0
0 | 0 | 0 | 0 | 0 | 0 | 0 | 0 | 0 | 0 | 0 | 0 | 0 | 0 | 0 | 0 | 0 | 0 | 0 | 0
0 | 0 | 0 | 0 | 0 | 0 | 0 | 0 | 0 | 0 | 0 | 0 | 0 | 0 | 0 | 0 | 0 | 0 | 0 | 0
0 | 0 | 0 | 0 | 0 | 0 | 0 | 0 | 0 | 0 | 0 | 0 | 0 | 0 | 0 | 0 | 0 | 0 | 0 | 0
0 | 0 | 0 | 0 | 0 | 0 | 0 | 0 | 0 | 0 | 0 | 0 | 0 | 0 | 0 | 0 | 0 | 0 | 0 | 0
0 | 0 | 0 | 0 | 0 | 0 | 0 | 0 | 0 | 0 | 0 | 0 | 0 | 0 | 0 | 0 | 0 | 0 | 0 | 0
0 | 0 | 0 | 0 | 0 | 0 | 0 | 0 | 0 | 0 | 0 | 0 | 0 | 0 | 0 | 0 | 0 | 0 | 0 | 0
0 | 0 | 0 | 0 | 0 | 0 | 0 | 0 | 0 | 0 | 0 | 0 | 0 | 0 | 0 | 0 | 0 | 0 | 0 | 0
0 | 0 | 0 | 0 | 0 | 0 | 0 | 0 | 0 | 0 | 0 | 0 | 0 | 0 | 0 | 0 | 0 | 0 | 0 | 0
0 | 0 | 0 | 0 | 0 | 0 | 0 | 0 | 0 | 0 | 0 | 0 | 0 | 0 | 0 | 0 | 0 | 0 | 0 | 0
0 | 0 | 0 | 0 | 0 | 0 | 0 | 0 | 0 | 0 | 0 | 0 | 0 | 0 | 0 | 0 | 0 | 0 | 0 | 0
0 | 0 | 0 | 0 | 0 | 0 | 0 | 0 | 0 | 0 | 0 | 0 | 0 | 0 | 0 | 0 | 0 | 0 | 0 | 0
0 | 0 | 0 | 0 | 0 | 0 | 0 | 0 | 0 | 0 | 0 | 0 | 0 | 0 | 0 | 0 | 0 | 0 | 0 | 0
0 | 0 | 0 | 0 | 0 | 0 | 0 | 0 | 0 | 0 | 0 | 0 | 0 | 0 | 0 | 0 | 0 | 0 | 0 | 0
0 | 0 | 0 | 0 | 0 | 0 | 0 | 0 | 0 | 0 | 0 | 0 | 0 | 0 | 0 | 0 | 0 | 0 | 0 | 0
0 | 0 | 0 | 0 | 0 | 0 | 0 | 0 | 0 | 0 | 0 | 0 | 0 | 0 | 0 | 0 | 0 | 0 | 0 | 0
0 | 0 | 0 | 0 | 0 | 0 | 0 | 0 | 0 | 0 | 0 | 0 | 0 | 0 | 0 | 0 | 0 | 0 | 0 | 0
0 | 0 | 0 | 0 | 0 | 0 | 0 | 0 | 0 | 0 | 0 | 0 | 0 | 0 | 0 | 0 | 0 | 0 | 0 | 0
0 | 0 | 0 | 0 | 0 | 0 | 0 | 0 | 0 | 0 | 0 | 0 | 0 | 0 | 0 | 0 | 0 | 0 | 0 | 0
0 | 0 | 0 | 0 | 0 | 0 | 0 | 0 | 0 | 0 | 0 | 0 | 0 | 0 | 0 | 0 | 0 | 0 | 0 | 0
0 | 0 | 0 | 0 | 0 | 0 | 0 | 0 | 0 | 0 | 0 | 0 | 0 | 0 | 0 | 0 | 0 | 0 | 0 | 0
0 | 0 | 0 | 0 | 0 | 0 | 0 | 0 | 0 | 0 | 0 | 0 | 0 | 0 | 0 | 0 | 0 | 0 | 0 | 0
0 | 0 | 0 | 0 | 0 | 0 | 0 | 0 | 0 | 0 | 0 | 0 | 0 | 0 | 0 | 0 | 0 | 0 | 0 | 0
0 | 0 | 0 | 0 | 0 | 0 | 0 | 0 | 0 | 0 | 0 | 0 | 0 | 0 | 0 | 0 | 0 | 0 | 0 | 0
0 | 0 | 0 | 0 | 0 | 0 | 0 | 0 | 0 | 0 | 0 | 0 | 0 | 0 | 0 | 0 | 0 | 0 | 0 | 0
0 | 0 | 0 | 0 | 0 | 0 | 0 | 0 | 0 | 0 | 0 | 0 | 0 | 0 | 0 | 0 | 0 | 0 | 0 | 0
0 | 0 | 0 | 0 | 0 | 0 | 0 | 0 | 0 | 0 | 0 | 0 | 0 | 0 | 0 | 0 | 0 | 0 | 0 | 0
0 | 0 | 0 | 0 | 0 | 0 | 0 | 0 | 0 | 0 | 0 | 0 | 0 | 0 | 0 | 0 | 0 | 0 | 0 | 0
0 | 0 | 0 | 0 | 0 | 0 | 0 | 0 | 0 | 0 | 0 | 0 | 0 | 0 | 0 | 0 | 0 | 0 | 0 | 0
0 | 0 | 0 | 0 | 0 | 0 | 0 | 0 | 0 | 0 | 0 | 0 | 0 | 0 | 0 | 0 | 0 | 0 | 0 | 0
0 | 0 | 0 | 0 | 0 | 0 | 0 | 0 | 0 | 0 | 0 | 0 | 0 | 0 | 0 | 0 | 0 | 0 | 0 | 0
0 | 0 | 0 | 0 | 0 | 0 | 0 | 0 | 0 | 0 | 0 | 0 | 0 | 0 | 0 | 0 | 0 | 0 | 0 | 0
0 | 0 | 0 | 0 | 0 | 0 | 0 | 0 | 0 | 0 | 0 | 0 | 0 | 0 | 0 | 0 | 0 | 0 | 0 | 0
0 | 0 | 0 | 0 | 0 | 0 | 0 | 0 | 0 | 0 | 0 | 0 | 0 | 0 | 0 | 0 | 0 | 0 | 0 | 0
0 | 0 | 0 | 0 | 0 | 0 | 0 | 0 | 0 | 0 | 0 | 0 | 0 | 0 | 0 | 0 | 0 | 0 | 0 | 0
0 | 0 | 0 | 0 | 0 | 0 | 0 | 0 | 0 | 0 | 0 | 0 | 0 | 0 | 0 | 0 | 0 | 0 | 0 | 0
0 | 0 | 0 | 0 | 0 | 0 | 0 | 0 | 0 | 0 | 0 | 0 | 0 | 0 | 0 | 0 | 0 | 0 | 0 | 0
0 | 0 | 0 | 0 | 0 | 0 | 0 | 0 | 0 | 0 | 0 | 0 | 0 | 0 | 0 | 0 | 0 | 0 | 0 | 0
0 | 0 | 0 | 0 | 0 | 0 | 0 | 0 | 0 | 0 | 0 | 0 | 0 | 0 | 0 | 0 | 0 | 0 | 0 | 0
0 | 0 | 0 | 0 | 0 | 0 | 0 | 0 | 0 | 0 | 0 | 0 | 0 | 0 | 0 | 0 | 0 | 0 | 0 | 0
0 | 0 | 0 | 0 | 0 | 0 | 0 | 0 | 0 | 0 | 0 | 0 | 0 | 0 | 0 | 0 | 0 | 0 | 0 | 0
0 | 0 | 0 | 0 | 0 | 0 | 0 | 0 | 0 | 0 | 0 | 0 | 0 | 0 | 0 | 0 | 0 | 0 | 0 | 0
0 | 0 | 0 | 0 | 0 | 0 | 0 | 0 | 0 | 0 | 0 | 0 | 0 | 0 | 0 | 0 | 0 | 0 | 0 | 0
0 | 0 | 0 | 0 | 0 | 0 | 0 | 0 | 0 | 0 | 0 | 0 | 0 | 0 | 0 | 0 | 0 | 0 | 0 | 0
0 | 0 | 0 | 0 | 0 | 0 | 0 | 0 | 0 | 0 | 0 | 0 | 0 | 0 | 0 | 0 | 0 | 0 | 0 | 0
0 | 0 | 0 | 0 | 0 | 0 | 0 | 0 | 0 | 0 | 0 | 0 | 0 | 0 | 0 | 0 | 0 | 0 | 0 | 0
0 | 0 | 0 | 0 | 0 | 0 | 0 | 0 | 0 | 0 | 0 | 0 | 0 | 0 | 0 | 0 | 0 | 0 | 0 | 0
0 | 0 | 0 | 0 | 0 | 0 | 0 | 0 | 0 | 0 | 0 | 0 | 0 | 0 | 0 | 0 | 0 | 0 | 0 | 0
0 | 0 | 0 | 0 | 0 | 0 | 0 | 0 | 0 | 0 | 0 | 0 | 0 | 0 | 0 | 0 | 0 | 0 | 0 | 0
0 | 0 | 0 | 0 | 0 | 0 | 0 | 0 | 0 | 0 | 0 | 0 | 0 | 0 | 0 | 0 | 0 | 0 | 0 | 0
0 | 0 | 0 | 0 | 0 | 0 | 0 | 0 | 0 | 0 | 0 | 0 | 0 | 0 | 0 | 0 | 0 | 0 | 0 | 0
0 | 0 | 0 | 0 | 0 | 0 | 0 | 0 | 0 | 0 | 0 | 0 | 0 | 0 | 0 | 0 | 0 | 0 | 0 | 0
0 | 0 | 0 | 0 | 0 | 0 | 0 | 0 | 0 | 0 | 0 | 0 | 0 | 0 | 0 | 0 | 0 | 0 | 0 | 0
0 | 0 | 0 | 0 | 0 | 0 | 0 | 0 | 0 | 0 | 0 | 0 | 0 | 0 | 0 | 0 | 0 | 0 | 0 | 0
0 | 0 | 0 | 0 | 0 | 0 | 0 | 0 | 0 | 0 | 0 | 0 | 0 | 0 | 0 | 0 | 0 | 0 | 0 | 0
0 | 0 | 0 | 0 | 0 | 0 | 0 | 0 | 0 | 0 | 0 | 0 | 0 | 0 | 0 | 0 | 0 | 0 | 0 | 0
0 | 0 | 0 | 0 | 0 | 0 | 0 | 0 | 0 | 0 | 0 | 0 | 0 | 0 | 0 | 0 | 0 | 0 | 0 | 0
0 | 0 | 0 | 0 | 0 | 0 | 0 | 0 | 0 | 0 | 0 | 0 | 0 | 0 | 0 | 0 | 0 | 0 | 0 | 0
0 | 0 | 0 | 0 | 0 | 0 | 0 | 0 | 0 | 0 | 0 | 0 | 0 | 0 | 0 | 0 | 0 | 0 | 0 | 0
0 | 0 | 0 | 0 | 0 | 0 | 0 | 0 | 0 | 0 | 0 | 0 | 0 | 0 | 0 | 0 | 0 | 0 | 0 | 0
0 | 0 | 0 | 0 | 0 | 0 | 0 | 0 | 0 | 0 | 0 | 0 | 0 | 0 | 0 | 0 | 0 | 0 | 0 | 0
0 | 0 | 0 | 0 | 0 | 0 | 0 | 0 | 0 | 0 | 0 | 0 | 0 | 0 | 0 | 0 | 0 | 0 | 0 | 0
0 | 0 | 0 | 0 | 0 | 0 | 0 | 0 | 0 | 0 | 0 | 0 | 0 | 0 | 0 | 0 | 0 | 0 | 0 | 0
0 | 0 | 0 | 0 | 0 | 0 | 0 | 0 | 0 | 0 | 0 | 0 | 0 | 0 | 0 | 0 | 0 | 0 | 0 | 0
0 | 0 | 0 | 0 | 0 | 0 | 0 | 0 | 0 | 0 | 0 | 0 | 0 | 0 | 0 | 0 | 0 | 0 | 0 | 0
0 | 0 | 0 | 0 | 0 | 0 | 0 | 0 | 0 | 0 | 0 | 0 | 0 | 0 | 0 | 0 | 0 | 0 | 0 | 0
0 | 0 | 0 | 0 | 0 | 0 | 0 | 0 | 0 | 0 | 0 | 0 | 0 | 0 | 0 | 0 | 0 | 0 | 0 | 0
0 | 0 | 0 | 0 | 0 | 0 | 0 | 0 | 0 | 0 | 0 | 0 | 0 | 0 | 0 | 0 | 0 | 0 | 0 | 0
0 | 0 | 0 | 0 | 0 | 0 | 0 | 0 | 0 | 0 | 0 | 0 | 0 | 0 | 0 | 0 | 0 | 0 | 0 | 0
0 | 0 | 0 | 0 | 0 | 0 | 0 | 0 | 0 | 0 | 0 | 0 | 0 | 0 | 0 | 0 | 0 | 0 | 0 | 0
0 | 0 | 0 | 0 | 0 | 0 | 0 | 0 | 0 | 0 | 0 | 0 | 0 | 0 | 0 | 0 | 0 | 0 | 0 | 0
0 | 0 | 0 | 0 | 0 | 0 | 0 | 0 | 0 | 0 | 0 | 0 | 0 | 0 | 0 | 0 | 0 | 0 | 0 | 0
0 | 0 | 0 | 0 | 0 | 0 | 0 | 0 | 0 | 0 | 0 | 0 | 0 | 0 | 0 | 0 | 0 | 0 | 0 | 0
0 | 0 | 0 | 0 | 0 | 0 | 0 | 0 | 0 | 0 | 0 | 0 | 0 | 0 | 0 | 0 | 0 | 0 | 0 | 0
0 | 0 | 0 | 0 | 0 | 0 | 0 | 0 | 0 | 0 | 0 | 0 | 0 | 0 | 0 | 0 | 0 | 0 | 0 | 0
0 | 0 | 0 | 0 | 0 | 0 | 0 | 0 | 0 | 0 | 0 | 0 | 0 | 0 | 0 | 0 | 0 | 0 | 0 | 0
0 | 0 | 0 | 0 | 0 | 0 | 0 | 0 | 0 | 0 | 0 | 0 | 0 | 0 | 0 | 0 | 0 | 0 | 0 | 0
0 | 0 | 0 | 0 | 0 | 0 | 0 | 0 | 0 | 0 | 0 | 0 | 0 | 0 | 0 | 0 | 0 | 0 | 0 | 0
0 | 0 | 0 | 0 | 0 | 0 | 0 | 0 | 0 | 0 | 0 | 0 | 0 | 0 | 0 | 0 | 0 | 0 | 0 | 0
0 | 0 | 0 | 0 | 0 | 0 | 0 | 0 | 0 | 0 | 0 | 0 | 0 | 0 | 0 | 0 | 0 | 0 | 0 | 0
0 | 0 | 0 | 0 | 0 | 0 | 0 | 0 | 0 | 0 | 0 | 0 | 0 | 0 | 0 | 0 | 0 | 0 | 0 | 0
0 | 0 | 0 | 0 | 0 | 0 | 0 | 0 | 0 | 0 | 0 | 0 | 0 | 0 | 0 | 0 | 0 | 0 | 0 | 0
0 | 0 | 0 | 0 | 0 | 0 | 0 | 0 | 0 | 0 | 0 | 0 | 0 | 0 | 0 | 0 | 0 | 0 | 0 | 0
0 | 0 | 0 | 0 | 0 | 0 | 0 | 0 | 0 | 0 | 0 | 0 | 0 | 0 | 0 | 0 | 0 | 0 | 0 | 0
0 | 0 | 0 | 0 | 0 | 0 | 0 | 0 | 0 | 0 | 0 | 0 | 0 | 0 | 0 | 0 | 0 | 0 | 0 | 0
0 | 0 | 0 | 0 | 0 | 0 | 0 | 0 | 0 | 0 | 0 | 0 | 0 | 0 | 0 | 0 | 0 | 0 | 0 | 0
0 | 0 | 0 | 0 | 0 | 0 | 0 | 0 | 0 | 0 | 0 | 0 | 0 | 0 | 0 | 0 | 0 | 0 | 0 | 0
0 | 0 | 0 | 0 | 0 | 0 | 0 | 0 | 0 | 0 | 0 | 0 | 0 | 0 | 0 | 0 | 0 | 0 | 0 | 0
0 | 0 | 0 | 0 | 0 | 0 | 0 | 0 | 0 | 0 | 0 | 0 | 0 | 0 | 0 | 0 | 0 | 0 | 0 | 0
0 | 0 | 0 | 0 | 0 | 0 | 0 | 0 | 0 | 0 | 0 | 0 | 0 | 0 | 0 | 0 | 0 | 0 | 0 | 0
0 | 0 | 0 | 0 | 0 | 0 | 0 | 0 | 0 | 0 | 0 | 0 | 0 | 0 | 0 | 0 | 0 | 0 | 0 | 0
0 | 0 | 0 | 0 | 0 | 0 | 0 | 0 | 0 | 0 | 0 | 0 | 0 | 0 | 0 | 0 | 0 | 0 | 0 | 0
0 | 0 | 0 | 0 | 0 | 0 | 0 | 0 | 0 | 0 | 0 | 0 | 0 | 0 | 0 | 0 | 0 | 0 | 0 | 0
0 | 0 | 0 | 0 | 0 | 0 | 0 | 0 | 0 | 0 | 0 | 0 | 0 | 0 | 0 | 0 | 0 | 0 | 0 | 0
0 | 0 | 0 | 0 | 0 | 0 | 0 | 0 | 0 | 0 | 0 | 0 | 0 | 0 | 0 | 0 | 0 | 0 | 0 | 0
0 | 0 | 0 | 0 | 0 | 0 | 0 | 0 | 0 | 0 | 0 | 0 | 0 | 0 | 0 | 0 | 0 | 0 | 0 | 0
0 | 0 | 0 | 0 | 0 | 0 | 0 | 0 | 0 | 0 | 0 | 0 | 0 | 0 | 0 | 0 | 0 | 0 | 0 | 0
0 | 0 | 0 | 0 | 0 | 0 | 0 | 0 | 0 | 0 | 0 | 0 | 0 | 0 | 0 | 0 | 0 | 0 | 0 | 0
0 | 0 | 0 | 0 | 0 | 0 | 0 | 0 | 0 | 0 | 0 | 0 | 0 | 0 | 0 | 0 | 0 | 0 | 0 | 0
0 | 0 | 0 | 0 | 0 | 0 | 0 | 0 | 0 | 0 | 0 | 0 | 0 | 0 | 0 | 0 | 0 | 0 | 0 | 0
0 | 0 | 0 | 0 | 0 | 0 | 0 | 0 | 0 | 0 | 0 | 0 | 0 | 0 | 0 | 0 | 0 | 0 | 0 | 0
0 | 0 | 0 | 0 | 0 | 0 | 0 | 0 | 0 | 0 | 0 | 0 | 0 | 0 | 0 | 0 | 0 | 0 | 0 | 0
0 | 0 | 0 | 0 | 0 | 0 | 0 | 0 | 0 | 0 | 0 | 0 | 0 | 0 | 0 | 0 | 0 | 0 | 0 | 0
0 | 0 | 0 | 0 | 0 | 0 | 0 | 0 | 0 | 0 | 0 | 0 | 0 | 0 | 0 | 0 | 0 | 0 | 0 | 0
0 | 0 | 0 | 0 | 0 | 0 | 0 | 0 | 0 | 0 | 0 | 0 | 0 | 0 | 0 | 0 | 0 | 0 | 0 | 0
0 | 0 | 0 | 0 | 0 | 0 | 0 | 0 | 0 | 0 | 0 | 0 | 0 | 0 | 0 | 0 | 0 | 0 | 0 | 0
0 | 0 | 0 | 0 | 0 | 0 | 0 | 0 | 0 | 0 | 0 | 0 | 0 | 0 | 0 | 0 | 0 | 0 | 0 | 0
0 | 0 | 0 | 0 | 0 | 0 | 0 | 0 | 0 | 0 | 0 | 0 | 0 | 0 | 0 | 0 | 0 | 0 | 0 | 0
0 | 0 | 0 | 0 | 0 | 0 | 0 | 0 | 0 | 0 | 0 | 0 | 0 | 0 | 0 | 0 | 0 | 0 | 0 | 0
0 | 0 | 0 | 0 | 0 | 0 | 0 | 0 | 0 | 0 | 0 | 0 | 0 | 0 | 0 | 0 | 0 | 0 | 0 | 0
0 | 0 | 0 | 0 | 0 | 0 | 0 | 0 | 0 | 0 | 0 | 0 | 0 | 0 | 0 | 0 | 0 | 0 | 0 | 0
0 | 0 | 0 | 0 | 0 | 0 | 0 | 0 | 0 | 0 | 0 | 0 | 0 | 0 | 0 | 0 | 0 | 0 | 0 | 0
0 | 0 | 0 | 0 | 0 | 0 | 0 | 0 | 0 | 0 | 0 | 0 | 0 | 0 | 0 | 0 | 0 | 0 | 0 | 0
0 | 0 | 0 | 0 | 0 | 0 | 0 | 0 | 0 | 0 | 0 | 0 | 0 | 0 | 0 | 0 | 0 | 0 | 0 | 0
0 | 0 | 0 | 0 | 0 | 0 | 0 | 0 | 0 | 0 | 0 | 0 | 0 | 0 | 0 | 0 | 0 | 0 | 0 | 0
0 | 0 | 0 | 0 | 0 | 0 | 0 | 0 | 0 | 0 | 0 | 0 | 0 | 0 | 0 | 0 | 0 | 0 | 0 | 0
0 | 0 | 0 | 0 | 0 | 0 | 0 | 0 | 0 | 0 | 0 | 0 | 0 | 0 | 0 | 0 | 0 | 0 | 0 | 0
0 | 0 | 0 | 0 | 0 | 0 | 0 | 0 | 0 | 0 | 0 | 0 | 0 | 0 | 0 | 0 | 0 | 0 | 0 | 0
0 | 0 | 0 | 0 | 0 | 0 | 0 | 0 | 0 | 0 | 0 | 0 | 0 | 0 | 0 | 0 | 0 | 0 | 0 | 0
0 | 0 | 0 | 0 | 0 | 0 | 0 | 0 | 0 | 0 | 0 | 0 | 0 | 0 | 0 | 0 | 0 | 0 | 0 | 0
0 | 0 | 0 | 0 | 0 | 0 | 0 | 0 | 0 | 0 | 0 | 0 | 0 | 0 | 0 | 0 | 0 | 0 | 0 | 0
0 | 0 | 0 | 0 | 0 | 0 | 0 | 0 | 0 | 0 | 0 | 0 | 0 | 0 | 0 | 0 | 0 | 0 | 0 | 0
0 | 0 | 0 | 0 | 0 | 0 | 0 | 0 | 0 | 0 | 0 | 0 | 0 | 0 | 0 | 0 | 0 | 0 | 0 | 0
0 | 0 | 0 | 0 | 0 | 0 | 0 | 0 | 0 | 0 | 0 | 0 | 0 | 0 | 0 | 0 | 0 | 0 | 0 | 0
0 | 0 | 0 | 0 | 0 | 0 | 0 | 0 | 0 | 0 | 0 | 0 | 0 | 0 | 0 | 0 | 0 | 0 | 0 | 0
0 | 0 | 0 | 0 | 0 | 0 | 0 | 0 | 0 | 0 | 0 | 0 | 0 | 0 | 0 | 0 | 0 | 0 | 0 | 0
0 | 0 | 0 | 0 | 0 | 0 | 0 | 0 | 0 | 0 | 0 | 0 | 0 | 0 | 0 | 0 | 0 | 0 | 0 | 0
0 | 0 | 0 | 0 | 0 | 0 | 0 | 0 | 0 | 0 | 0 | 0 | 0 | 0 | 0 | 0 | 0 | 0 | 0 | 0
0 | 0 | 0 | 0 | 0 | 0 | 0 | 0 | 0 | 0 | 0 | 0 | 0 | 0 | 0 | 0 | 0 | 0 | 0 | 0
0 | 0 | 0 | 0 | 0 | 0 | 0 | 0 | 0 | 0 | 0 | 0 | 0 | 0 | 0 | 0 | 0 | 0 | 0 | 0
0 | 0 | 0 | 0 | 0 | 0 | 0 | 0 | 0 | 0 | 0 | 0 | 0 | 0 | 0 | 0 | 0 | 0 | 0 | 0
0 | 0 | 0 | 0 | 0 | 0 | 0 | 0 | 0 | 0 | 0 | 0 | 0 | 0 | 0 | 0 | 0 | 0 | 0 | 0
0 | 0 | 0 | 0 | 0 | 0 | 0 | 0 | 0 | 0 | 0 | 0 | 0 | 0 | 0 | 0 | 0 | 0 | 0 | 0
0 | 0 | 0 | 0 | 0 | 0 | 0 | 0 | 0 | 0 | 0 | 0 | 0 | 0 | 0 | 0 | 0 | 0 | 0 | 0
0 | 0 | 0 | 0 | 0 | 0 | 0 | 0 | 0 | 0 | 0 | 0 | 0 | 0 | 0 | 0 | 0 | 0 | 0 | 0
0 | 0 | 0 | 0 | 0 | 0 | 0 | 0 | 0 | 0 | 0 | 0 | 0 | 0 | 0 | 0 | 0 | 0 | 0 | 0
0 | 0 | 0 | 0 | 0 | 0 | 0 | 0 | 0 | 0 | 0 | 0 | 0 | 0 | 0 | 0 | 0 | 0 | 0 | 0
0 | 0 | 0 | 0 | 0 | 0 | 0 | 0 | 0 | 0 | 0 | 0 | 0 | 0 | 0 | 0 | 0 | 0 | 0 | 0
0 | 0 | 0 | 0 | 0 | 0 | 0 | 0 | 0 | 0 | 0 | 0 | 0 | 0 | 0 | 0 | 0 | 0 | 0 | 0
0 | 0 | 0 | 0 | 0 | 0 | 0 | 0 | 0 | 0 | 0 | 0 | 0 | 0 | 0 | 0 | 0 | 0 | 0 | 0
0 | 0 | 0 | 0 | 0 | 0 | 0 | 0 | 0 | 0 | 0 | 0 | 0 | 0 | 0 | 0 | 0 | 0 | 0 | 0
0 | 0 | 0 | 0 | 0 | 0 | 0 | 0 | 0 | 0 | 0 | 0 | 0 | 0 | 0 | 0 | 0 | 0 | 0 | 0
0 | 0 | 0 | 0 | 0 | 0 | 0 | 0 | 0 | 0 | 0 | 0 | 0 | 0 | 0 | 0 | 0 | 0 | 0 | 0
0 | 0 | 0 | 0 | 0 | 0 | 0 | 0 | 0 | 0 | 0 | 0 | 0 | 0 | 0 | 0 | 0 | 0 | 0 | 0
0 | 0 | 0 | 0 | 0 | 0 | 0 | 0 | 0 | 0 | 0 | 0 | 0 | 0 | 0 | 0 | 0 | 0 | 0 | 0
0 | 0 | 0 | 0 | 0 | 0 | 0 | 0 | 0 | 0 | 0 | 0 | 0 | 0 | 0 | 0 | 0 | 0 | 0 | 0
0 | 0 | 0 | 0 | 0 | 0 | 0 | 0 | 0 | 0 | 0 | 0 | 0 | 0 | 0 | 0 | 0 | 0 | 0 | 0
0 | 0 | 0 | 0 | 0 | 0 | 0 | 0 | 0 | 0 | 0 | 0 | 0 | 0 | 0 | 0 | 0 | 0 | 0 | 0
0 | 0 | 0 | 0 | 0 | 0 | 0 | 0 | 0 | 0 | 0 | 0 | 0 | 0 | 0 | 0 | 0 | 0 | 0 | 0
0 | 0 | 0 | 0 | 0 | 0 | 0 | 0 | 0 | 0 | 0 | 0 | 0 | 0 | 0 | 0 | 0 | 0 | 0 | 0
0 | 0 | 0 | 0 | 0 | 0 | 0 | 0 | 0 | 0 | 0 | 0 | 0 | 0 | 0 | 0 | 0 | 0 | 0 | 0
0 | 0 | 0 | 0 | 0 | 0 | 0 | 0 | 0 | 0 | 0 | 0 | 0 | 0 | 0 | 0 | 0 | 0 | 0 | 0
0 | 0 | 0 | 0 | 0 | 0 | 0 | 0 | 0 | 0 | 0 | 0 | 0 | 0 | 0 | 0 | 0 | 0 | 0 | 0
0 | 0 | 0 | 0 | 0 | 0 | 0 | 0 | 0 | 0 | 0 | 0 | 0 | 0 | 0 | 0 | 0 | 0 | 0 | 0
0 | 0 | 0 | 0 | 0 | 0 | 0 | 0 | 0 | 0 | 0 | 0 | 0 | 0 | 0 | 0 | 0 | 0 | 0 | 0
0 | 0 | 0 | 0 | 0 | 0 | 0 | 0 | 0 | 0 | 0 | 0 | 0 | 0 | 0 | 0 | 0 | 0 | 0 | 0
0 | 0 | 0 | 0 | 0 | 0 | 0 | 0 | 0 | 0 | 0 | 0 | 0 | 0 | 0 | 0 | 0 | 0 | 0 | 0
0 | 0 | 0 | 0 | 0 | 0 | 0 | 0 | 0 | 0 | 0 | 0 | 0 | 0 | 0 | 0 | 0 | 0 | 0 | 0
0 | 0 | 0 | 0 | 0 | 0 | 0 | 0 | 0 | 0 | 0 | 0 | 0 | 0 | 0 | 0 | 0 | 0 | 0 | 0
0 | 0 | 0 | 0 | 0 | 0 | 0 | 0 | 0 | 0 | 0 | 0 | 0 | 0 | 0 | 0 | 0 | 0 | 0 | 0
0 | 0 | 0 | 0 | 0 | 0 | 0 | 0 | 0 | 0 | 0 | 0 | 0 | 0 | 0 | 0 | 0 | 0 | 0 | 0
0 | 0 | 0 | 0 | 0 | 0 | 0 | 0 | 0 | 0 | 0 | 0 | 0 | 0 | 0 | 0 | 0 | 0 | 0 | 0
0 | 0 | 0 | 0 | 0 | 0 | 0 | 0 | 0 | 0 | 0 | 0 | 0 | 0 | 0 | 0 | 0 | 0 | 0 | 0
0 | 0 | 0 | 0 | 0 | 0 | 0 | 0 | 0 | 0 | 0 | 0 | 0 | 0 | 0 | 0 | 0 | 0 | 0 | 0
0 | 0 | 0 | 0 | 0 | 0 | 0 | 0 | 0 | 0 | 0 | 0 | 0 | 0 | 0 | 0 | 0 | 0 | 0 | 0
0 | 0 | 0 | 0 | 0 | 0 | 0 | 0 | 0 | 0 | 0 | 0 | 0 | 0 | 0 | 0 | 0 | 0 | 0 | 0
0 | 0 | 0 | 0 | 0 | 0 | 0 | 0 | 0 | 0 | 0 | 0 | 0 | 0 | 0 | 0 | 0 | 0 | 0 | 0
0 | 0 | 0 | 0 | 0 | 0 | 0 | 0 | 0 | 0 | 0 | 0 | 0 | 0 | 0 | 0 | 0 | 0 | 0 | 0
0 | 0 | 0 | 0 | 0 | 0 | 0 | 0 | 0 | 0 | 0 | 0 | 0 | 0 | 0 | 0 | 0 | 0 | 0 | 0
0 | 0 | 0 | 0 | 0 | 0 | 0 | 0 | 0 | 0 | 0 | 0 | 0 | 0 | 0 | 0 | 0 | 0 | 0 | 0
0 | 0 | 0 | 0 | 0 | 0 | 0 | 0 | 0 | 0 | 0 | 0 | 0 | 0 | 0 | 0 | 0 | 0 | 0 | 0
0 | 0 | 0 | 0 | 0 | 0 | 0 | 0 | 0 | 0 | 0 | 0 | 0 | 0 | 0 | 0 | 0 | 0 | 0 | 0
0 | 0 | 0 | 0 | 0 | 0 | 0 | 0 | 0 | 0 | 0 | 0 | 0 | 0 | 0 | 0 | 0 | 0 | 0 | 0
0 | 0 | 0 | 0 | 0 | 0 | 0 | 0 | 0 | 0 | 0 | 0 | 0 | 0 | 0 | 0 | 0 | 0 | 0 | 0
0 | 0 | 0 | 0 | 0 | 0 | 0 | 0 | 0 | 0 | 0 | 0 | 0 | 0 | 0 | 0 | 0 | 0 | 0 | 0
0 | 0 | 0 | 0 | 0 | 0 | 0 | 0 | 0 | 0 | 0 | 0 | 0 | 0 | 0 | 0 | 0 | 0 | 0 | 0
0 | 0 | 0 | 0 | 0 | 0 | 0 | 0 | 0 | 0 | 0 | 0 | 0 | 0 | 0 | 0 | 0 | 0 | 0 | 0
0 | 0 | 0 | 0 | 0 | 0 | 0 | 0 | 0 | 0 | 0 | 0 | 0 | 0 | 0 | 0 | 0 | 0 | 0 | 0
0 | 0 | 0 | 0 | 0 | 0 | 0 | 0 | 0 | 0 | 0 | 0 | 0 | 0 | 0 | 0 | 0 | 0 | 0 | 0
0 | 0 | 0 | 0 | 0 | 0 | 0 | 0 | 0 | 0 | 0 | 0 | 0 | 0 | 0 | 0 | 0 | 0 | 0 | 0
0 | 0 | 0 | 0 | 0 | 0 | 0 | 0 | 0 | 0 | 0 | 0 | 0 | 0 | 0 | 0 | 0 | 0 | 0 | 0
0 | 0 | 0 | 0 | 0 | 0 | 0 | 0 | 0 | 0 | 0 | 0 | 0 | 0 | 0 | 0 | 0 | 0 | 0 | 0
0 | 0 | 0 | 0 | 0 | 0 | 0 | 0 | 0 | 0 | 0 | 0 | 0 | 0 | 0 | 0 | 0 | 0 | 0 | 0
0 | 0 | 0 | 0 | 0 | 0 | 0 | 0 | 0 | 0 | 0 | 0 | 0 | 0 | 0 | 0 | 0 | 0 | 0 | 0
0 | 0 | 0 | 0 | 0 | 0 | 0 | 0 | 0 | 0 | 0 | 0 | 0 | 0 | 0 | 0 | 0 | 0 | 0 | 0
0 | 0 | 0 | 0 | 0 | 0 | 0 | 0 | 0 | 0 | 0 | 0 | 0 | 0 | 0 | 0 | 0 | 0 | 0 | 0
0 | 0 | 0 | 0 | 0 | 0 | 0 | 0 | 0 | 0 | 0 | 0 | 0 | 0 | 0 | 0 | 0 | 0 | 0 | 0
0 | 0 | 0 | 0 | 0 | 0 | 0 | 0 | 0 | 0 | 0 | 0 | 0 | 0 | 0 | 0 | 0 | 0 | 0 | 0
0 | 0 | 0 | 0 | 0 | 0 | 0 | 0 | 0 | 0 | 0 | 0 | 0 | 0 | 0 | 0 | 0 | 0 | 0 | 0
0 | 0 | 0 | 0 | 0 | 0 | 0 | 0 | 0 | 0 | 0 | 0 | 0 | 0 | 0 | 0 | 0 | 0 | 0 | 0
0 | 0 | 0 | 0 | 0 | 0 | 0 | 0 | 0 | 0 | 0 | 0 | 0 | 0 | 0 | 0 | 0 | 0 | 0 | 0
0 | 0 | 0 | 0 | 0 | 0 | 0 | 0 | 0 | 0 | 0 | 0 | 0 | 0 | 0 | 0 | 0 | 0 | 0 | 0
0 | 0 | 0 | 0 | 0 | 0 | 0 | 0 | 0 | 0 | 0 | 0 | 0 | 0 | 0 | 0 | 0 | 0 | 0 | 0
0 | 0 | 0 | 0 | 0 | 0 | 0 | 0 | 0 | 0 | 0 | 0 | 0 | 0 | 0 | 0 | 0 | 0 | 0 | 0
0 | 0 | 0 | 0 | 0 | 0 | 0 | 0 | 0 | 0 | 0 | 0 | 0 | 0 | 0 | 0 | 0 | 0 | 0 | 0
0 | 0 | 0 | 0 | 0 | 0 | 0 | 0 | 0 | 0 | 0 | 0 | 0 | 0 | 0 | 0 | 0 | 0 | 0 | 0
0 | 0 | 0 | 0 | 0 | 0 | 0 | 0 | 0 | 0 | 0 | 0 | 0 | 0 | 0 | 0 | 0 | 0 | 0 | 0
0 | 0 | 0 | 0 | 0 | 0 | 0 | 0 | 0 | 0 | 0 | 0 | 0 | 0 | 0 | 0 | 0 | 0 | 0 | 0
0 | 0 | 0 | 0 | 0 | 0 | 0 | 0 | 0 | 0 | 0 | 0 | 0 | 0 | 0 | 0 | 0 | 0 | 0 | 0
0 | 0 | 0 | 0 | 0 | 0 | 0 | 0 | 0 | 0 | 0 | 0 | 0 | 0 | 0 | 0 | 0 | 0 | 0 | 0
0 | 0 | 0 | 0 | 0 | 0 | 0 | 0 | 0 | 0 | 0 | 0 | 0 | 0 | 0 | 0 | 0 | 0 | 0 | 0
0 | 0 | 0 | 0 | 0 | 0 | 0 | 0 | 0 | 0 | 0 | 0 | 0 | 0 | 0 | 0 | 0 | 0 | 0 | 0
0 | 0 | 0 | 0 | 0 | 0 | 0 | 0 | 0 | 0 | 0 | 0 | 0 | 0 | 0 | 0 | 0 | 0 | 0 | 0
0 | 0 | 0 | 0 | 0 | 0 | 0 | 0 | 0 | 0 | 0 | 0 | 0 | 0 | 0 | 0 | 0 | 0 | 0 | 0
0 | 0 | 0 | 0 | 0 | 0 | 0 | 0 | 0 | 0 | 0 | 0 | 0 | 0 | 0 | 0 | 0 | 0 | 0 | 0
0 | 0 | 0 | 0 | 0 | 0 | 0 | 0 | 0 | 0 | 0 | 0 | 0 | 0 | 0 | 0 | 0 | 0 | 0 | 0
0 | 0 | 0 | 0 | 0 | 0 | 0 | 0 | 0 | 0 | 0 | 0 | 0 | 0 | 0 | 0 | 0 | 0 | 0 | 0
0 | 0 | 0 | 0 | 0 | 0 | 0 | 0 | 0 | 0 | 0 | 0 | 0 | 0 | 0 | 0 | 0 | 0 | 0 | 0
0 | 0 | 0 | 0 | 0 | 0 | 0 | 0 | 0 | 0 | 0 | 0 | 0 | 0 | 0 | 0 | 0 | 0 | 0 | 0
0 | 0 | 0 | 0 | 0 | 0 | 0 | 0 | 0 | 0 | 0 | 0 | 0 | 0 | 0 | 0 | 0 | 0 | 0 | 0
0 | 0 | 0 | 0 | 0 | 0 | 0 | 0 | 0 | 0 | 0 | 0 | 0 | 0 | 0 | 0 | 0 | 0 | 0 | 0
0 | 0 | 0 | 0 | 0 | 0 | 0 | 0 | 0 | 0 | 0 | 0 | 0 | 0 | 0 | 0 | 0 | 0 | 0 | 0
0 | 0 | 0 | 0 | 0 | 0 | 0 | 0 | 0 | 0 | 0 | 0 | 0 | 0 | 0 | 0 | 0 | 0 | 0 | 0
0 | 0 | 0 | 0 | 0 | 0 | 0 | 0 | 0 | 0 | 0 | 0 | 0 | 0 | 0 | 0 | 0 | 0 | 0 | 0
0 | 0 | 0 | 0 | 0 | 0 | 0 | 0 | 0 | 0 | 0 | 0 | 0 | 0 | 0 | 0 | 0 | 0 | 0 | 0
0 | 0 | 0 | 0 | 0 | 0 | 0 | 0 | 0 | 0 | 0 | 0 | 0 | 0 | 0 | 0 | 0 | 0 | 0 | 0
0 | 0 | 0 | 0 | 0 | 0 | 0 | 0 | 0 | 0 | 0 | 0 | 0 | 0 | 0 | 0 | 0 | 0 | 0 | 0
0 | 0 | 0 | 0 | 0 | 0 | 0 | 0 | 0 | 0 | 0 | 0 | 0 | 0 | 0 | 0 | 0 | 0 | 0 | 0
0 | 0 | 0 | 0 | 0 | 0 | 0 | 0 | 0 | 0 | 0 | 0 | 0 | 0 | 0 | 0 | 0 | 0 | 0 | 0
0 | 0 | 0 | 0 | 0 | 0 | 0 | 0 | 0 | 0 | 0 | 0 | 0 | 0 | 0 | 0 | 0 | 0 | 0 | 0
0 | 0 | 0 | 0 | 0 | 0 | 0 | 0 | 0 | 0 | 0 | 0 | 0 | 0 | 0 | 0 | 0 | 0 | 0 | 0
0 | 0 | 0 | 0 | 0 | 0 | 0 | 0 | 0 | 0 | 0 | 0 | 0 | 0 | 0 | 0 | 0 | 0 | 0 | 0
0 | 0 | 0 | 0 | 0 | 0 | 0 | 0 | 0 | 0 | 0 | 0 | 0 | 0 | 0 | 0 | 0 | 0 | 0 | 0
0 | 0 | 0 | 0 | 0 | 0 | 0 | 0 | 0 | 0 | 0 | 0 | 0 | 0 | 0 | 0 | 0 | 0 | 0 | 0
0 | 0 | 0 | 0 | 0 | 0 | 0 | 0 | 0 | 0 | 0 | 0 | 0 | 0 | 0 | 0 | 0 | 0 | 0 | 0
0 | 0 | 0 | 0 | 0 | 0 | 0 | 0 | 0 | 0 | 0 | 0 | 0 | 0 | 0 | 0 | 0 | 0 | 0 | 0
0 | 0 | 0 | 0 | 0 | 0 | 0 | 0 | 0 | 0 | 0 | 0 | 0 | 0 | 0 | 0 | 0 | 0 | 0 | 0
0 | 0 | 0 | 0 | 0 | 0 | 0 | 0 | 0 | 0 | 0 | 0 | 0 | 0 | 0 | 0 | 0 | 0 | 0 | 0
0 | 0 | 0 | 0 | 0 | 0 | 0 | 0 | 0 | 0 | 0 | 0 | 0 | 0 | 0 | 0 | 0 | 0 | 0 | 0
0 | 0 | 0 | 0 | 0 | 0 | 0 | 0 | 0 | 0 | 0 | 0 | 0 | 0 | 0 | 0 | 0 | 0 | 0 | 0
0 | 0 | 0 | 0 | 0 | 0 | 0 | 0 | 0 | 0 | 0 | 0 | 0 | 0 | 0 | 0 | 0 | 0 | 0 | 0
0 | 0 | 0 | 0 | 0 | 0 | 0 | 0 | 0 | 0 | 0 | 0 | 0 | 0 | 0 | 0 | 0 | 0 | 0 | 0
0 | 0 | 0 | 0 | 0 | 0 | 0 | 0 | 0 | 0 | 0 | 0 | 0 | 0 | 0 | 0 | 0 | 0 | 0 | 0
0 | 0 | 0 | 0 | 0 | 0 | 0 | 0 | 0 | 0 | 0 | 0 | 0 | 0 | 0 | 0 | 0 | 0 | 0 | 0
0 | 0 | 0 | 0 | 0 | 0 | 0 | 0 | 0 | 0 | 0 | 0 | 0 | 0 | 0 | 0 | 0 | 0 | 0 | 0
0 | 0 | 0 | 0 | 0 | 0 | 0 | 0 | 0 | 0 | 0 | 0 | 0 | 0 | 0 | 0 | 0 | 0 | 0 | 0
0 | 0 | 0 | 0 | 0 | 0 | 0 | 0 | 0 | 0 | 0 | 0 | 0 | 0 | 0 | 0 | 0 | 0 | 0 | 0
0 | 0 | 0 | 0 | 0 | 0 | 0 | 0 | 0 | 0 | 0 | 0 | 0 | 0 | 0 | 0 | 0 | 0 | 0 | 0
0 | 0 | 0 | 0 | 0 | 0 | 0 | 0 | 0 | 0 | 0 | 0 | 0 | 0 | 0 | 0 | 0 | 0 | 0 | 0
0 | 0 | 0 | 0 | 0 | 0 | 0 | 0 | 0 | 0 | 0 | 0 | 0 | 0 | 0 | 0 | 0 | 0 | 0 | 0
0 | 0 | 0 | 0 | 0 | 0 | 0 | 0 | 0 | 0 | 0 | 0 | 0 | 0 | 0 | 0 | 0 | 0 | 0 | 0
0 | 0 | 0 | 0 | 0 | 0 | 0 | 0 | 0 | 0 | 0 | 0 | 0 | 0 | 0 | 0 | 0 | 0 | 0 | 0
0 | 0 | 0 | 0 | 0 | 0 | 0 | 0 | 0 | 0 | 0 | 0 | 0 | 0 | 0 | 0 | 0 | 0 | 0 | 0
0 | 0 | 0 | 0 | 0 | 0 | 0 | 0 | 0 | 0 | 0 | 0 | 0 | 0 | 0 | 0 | 0 | 0 | 0 | 0
0 | 0 | 0 | 0 | 0 | 0 | 0 | 0 | 0 | 0 | 0 | 0 | 0 | 0 | 0 | 0 | 0 | 0 | 0 | 0
0 | 0 | 0 | 0 | 0 | 0 | 0 | 0 | 0 | 0 | 0 | 0 | 0 | 0 | 0 | 0 | 0 | 0 | 0 | 0
0 | 0 | 0 | 0 | 0 | 0 | 0 | 0 | 0 | 0 | 0 | 0 | 0 | 0 | 0 | 0 | 0 | 0 | 0 | 0
0 | 0 | 0 | 0 | 0 | 0 | 0 | 0 | 0 | 0 | 0 | 0 | 0 | 0 | 0 | 0 | 0 | 0 | 0 | 0
0 | 0 | 0 | 0 | 0 | 0 | 0 | 0 | 0 | 0 | 0 | 0 | 0 | 0 | 0 | 0 | 0 | 0 | 0 | 0
0 | 0 | 0 | 0 | 0 | 0 | 0 | 0 | 0 | 0 | 0 | 0 | 0 | 0 | 0 | 0 | 0 | 0 | 0 | 0
0 | 0 | 0 | 0 | 0 | 0 | 0 | 0 | 0 | 0 | 0 | 0 | 0 | 0 | 0 | 0 | 0 | 0 | 0 | 0
0 | 0 | 0 | 0 | 0 | 0 | 0 | 0 | 0 | 0 | 0 | 0 | 0 | 0 | 0 | 0 | 0 | 0 | 0 | 0
0 | 0 | 0 | 0 | 0 | 0 | 0 | 0 | 0 | 0 | 0 | 0 | 0 | 0 | 0 | 0 | 0 | 0 | 0 | 0
0 | 0 | 0 | 0 | 0 | 0 | 0 | 0 | 0 | 0 | 0 | 0 | 0 | 0 | 0 | 0 | 0 | 0 | 0 | 0
0 | 0 | 0 | 0 | 0 | 0 | 0 | 0 | 0 | 0 | 0 | 0 | 0 | 0 | 0 | 0 | 0 | 0 | 0 | 0
0 | 0 | 0 | 0 | 0 | 0 | 0 | 0 | 0 | 0 | 0 | 0 | 0 | 0 | 0 | 0 | 0 | 0 | 0 | 0
0 | 0 | 0 | 0 | 0 | 0 | 0 | 0 | 0 | 0 | 0 | 0 | 0 | 0 | 0 | 0 | 0 | 0 | 0 | 0
0 | 0 | 0 | 0 | 0 | 0 | 0 | 0 | 0 | 0 | 0 | 0 | 0 | 0 | 0 | 0 | 0 | 0 | 0 | 0
0 | 0 | 0 | 0 | 0 | 0 | 0 | 0 | 0 | 0 | 0 | 0 | 0 | 0 | 0 | 0 | 0 | 0 | 0 | 0
0 | 0 | 0 | 0 | 0 | 0 | 0 | 0 | 0 | 0 | 0 | 0 | 0 | 0 | 0 | 0 | 0 | 0 | 0 | 0
0 | 0 | 0 | 0 | 0 | 0 | 0 | 0 | 0 | 0 | 0 | 0 | 0 | 0 | 0 | 0 | 0 | 0 | 0 | 0
0 | 0 | 0 | 0 | 0 | 0 | 0 | 0 | 0 | 0 | 0 | 0 | 0 | 0 | 0 | 0 | 0 | 0 | 0 | 0
0 | 0 | 0 | 0 | 0 | 0 | 0 | 0 | 0 | 0 | 0 | 0 | 0 | 0 | 0 | 0 | 0 | 0 | 0 | 0
0 | 0 | 0 | 0 | 0 | 0 | 0 | 0 | 0 | 0 | 0 | 0 | 0 | 0 | 0 | 0 | 0 | 0 | 0 | 0
0 | 0 | 0 | 0 | 0 | 0 | 0 | 0 | 0 | 0 | 0 | 0 | 0 | 0 | 0 | 0 | 0 | 0 | 0 | 0
0 | 0 | 0 | 0 | 0 | 0 | 0 | 0 | 0 | 0 | 0 | 0 | 0 | 0 | 0 | 0 | 0 | 0 | 0 | 0
0 | 0 | 0 | 0 | 0 | 0 | 0 | 0 | 0 | 0 | 0 | 0 | 0 | 0 | 0 | 0 | 0 | 0 | 0 | 0
0 | 0 | 0 | 0 | 0 | 0 | 0 | 0 | 0 | 0 | 0 | 0 | 0 | 0 | 0 | 0 | 0 | 0 | 0 | 0
0 | 0 | 0 | 0 | 0 | 0 | 0 | 0 | 0 | 0 | 0 | 0 | 0 | 0 | 0 | 0 | 0 | 0 | 0 | 0
0 | 0 | 0 | 0 | 0 | 0 | 0 | 0 | 0 | 0 | 0 | 0 | 0 | 0 | 0 | 0 | 0 | 0 | 0 | 0
0 | 0 | 0 | 0 | 0 | 0 | 0 | 0 | 0 | 0 | 0 | 0 | 0 | 0 | 0 | 0 | 0 | 0 | 0 | 0
0 | 0 | 0 | 0 | 0 | 0 | 0 | 0 | 0 | 0 | 0 | 0 | 0 | 0 | 0 | 0 | 0 | 0 | 0 | 0
0 | 0 | 0 | 0 | 0 | 0 | 0 | 0 | 0 | 0 | 0 | 0 | 0 | 0 | 0 | 0 | 0 | 0 | 0 | 0
0 | 0 | 0 | 0 | 0 | 0 | 0 | 0 | 0 | 0 | 0 | 0 | 0 | 0 | 0 | 0 | 0 | 0 | 0 | 0
0 | 0 | 0 | 0 | 0 | 0 | 0 | 0 | 0 | 0 | 0 | 0 | 0 | 0 | 0 | 0 | 0 | 0 | 0 | 0
0 | 0 | 0 | 0 | 0 | 0 | 0 | 0 | 0 | 0 | 0 | 0 | 0 | 0 | 0 | 0 | 0 | 0 | 0 | 0
0 | 0 | 0 | 0 | 0 | 0 | 0 | 0 | 0 | 0 | 0 | 0 | 0 | 0 | 0 | 0 | 0 | 0 | 0 | 0
0 | 0 | 0 | 0 | 0 | 0 | 0 | 0 | 0 | 0 | 0 | 0 | 0 | 0 | 0 | 0 | 0 | 0 | 0 | 0
0 | 0 | 0 | 0 | 0 | 0 | 0 | 0 | 0 | 0 | 0 | 0 | 0 | 0 | 0 | 0 | 0 | 0 | 0 | 0
0 | 0 | 0 | 0 | 0 | 0 | 0 | 0 | 0 | 0 | 0 | 0 | 0 | 0 | 0 | 0 | 0 | 0 | 0 | 0
0 | 0 | 0 | 0 | 0 | 0 | 0 | 0 | 0 | 0 | 0 | 0 | 0 | 0 | 0 | 0 | 0 | 0 | 0 | 0
0 | 0 | 0 | 0 | 0 | 0 | 0 | 0 | 0 | 0 | 0 | 0 | 0 | 0 | 0 | 0 | 0 | 0 | 0 | 0
0 | 0 | 0 | 0 | 0 | 0 | 0 | 0 | 0 | 0 | 0 | 0 | 0 | 0 | 0 | 0 | 0 | 0 | 0 | 0
0 | 0 | 0 | 0 | 0 | 0 | 0 | 0 | 0 | 0 | 0 | 0 | 0 | 0 | 0 | 0 | 0 | 0 | 0 | 0
0 | 0 | 0 | 0 | 0 | 0 | 0 | 0 | 0 | 0 | 0 | 0 | 0 | 0 | 0 | 0 | 0 | 0 | 0 | 0
0 | 0 | 0 | 0 | 0 | 0 | 0 | 0 | 0 | 0 | 0 | 0 | 0 | 0 | 0 | 0 | 0 | 0 | 0 | 0
0 | 0 | 0 | 0 | 0 | 0 | 0 | 0 | 0 | 0 | 0 | 0 | 0 | 0 | 0 | 0 | 0 | 0 | 0 | 0
0 | 0 | 0 | 0 | 0 | 0 | 0 | 0 | 0 | 0 | 0 | 0 | 0 | 0 | 0 | 0 | 0 | 0 | 0 | 0
0 | 0 | 0 | 0 | 0 | 0 | 0 | 0 | 0 | 0 | 0 | 0 | 0 | 0 | 0 | 0 | 0 | 0 | 0 | 0
0 | 0 | 0 | 0 | 0 | 0 | 0 | 0 | 0 | 0 | 0 | 0 | 0 | 0 | 0 | 0 | 0 | 0 | 0 | 0
0 | 0 | 0 | 0 | 0 | 0 | 0 | 0 | 0 | 0 | 0 | 0 | 0 | 0 | 0 | 0 | 0 | 0 | 0 | 0
0 | 0 | 0 | 0 | 0 | 0 | 0 | 0 | 0 | 0 | 0 | 0 | 0 | 0 | 0 | 0 | 0 | 0 | 0 | 0
0 | 0 | 0 | 0 | 0 | 0 | 0 | 0 | 0 | 0 | 0 | 0 | 0 | 0 | 0 | 0 | 0 | 0 | 0 | 0
0 | 0 | 0 | 0 | 0 | 0 | 0 | 0 | 0 | 0 | 0 | 0 | 0 | 0 | 0 | 0 | 0 | 0 | 0 | 0
0 | 0 | 0 | 0 | 0 | 0 | 0 | 0 | 0 | 0 | 0 | 0 | 0 | 0 | 0 | 0 | 0 | 0 | 0 | 0
0 | 0 | 0 | 0 | 0 | 0 | 0 | 0 | 0 | 0 | 0 | 0 | 0 | 0 | 0 | 0 | 0 | 0 | 0 | 0
0 | 0 | 0 | 0 | 0 | 0 | 0 | 0 | 0 | 0 | 0 | 0 | 0 | 0 | 0 | 0 | 0 | 0 | 0 | 0
0 | 0 | 0 | 0 | 0 | 0 | 0 | 0 | 0 | 0 | 0 | 0 | 0 | 0 | 0 | 0 | 0 | 0 | 0 | 0
0 | 0 | 0 | 0 | 0 | 0 | 0 | 0 | 0 | 0 | 0 | 0 | 0 | 0 | 0 | 0 | 0 | 0 | 0 | 0
0 | 0 | 0 | 0 | 0 | 0 | 0 | 0 | 0 | 0 | 0 | 0 | 0 | 0 | 0 | 0 | 0 | 0 | 0 | 0
0 | 0 | 0 | 0 | 0 | 0 | 0 | 0 | 0 | 0 | 0 | 0 | 0 | 0 | 0 | 0 | 0 | 0 | 0 | 0
0 | 0 | 0 | 0 | 0 | 0 | 0 | 0 | 0 | 0 | 0 | 0 | 0 | 0 | 0 | 0 | 0 | 0 | 0 | 0
0 | 0 | 0 | 0 | 0 | 0 | 0 | 0 | 0 | 0 | 0 | 0 | 0 | 0 | 0 | 0 | 0 | 0 | 0 | 0
0 | 0 | 0 | 0 | 0 | 0 | 0 | 0 | 0 | 0 | 0 | 0 | 0 | 0 | 0 | 0 | 0 | 0 | 0 | 0
0 | 0 | 0 | 0 | 0 | 0 | 0 | 0 | 0 | 0 | 0 | 0 | 0 | 0 | 0 | 0 | 0 | 0 | 0 | 0
0 | 0 | 0 | 0 | 0 | 0 | 0 | 0 | 0 | 0 | 0 | 0 | 0 | 0 | 0 | 0 | 0 | 0 | 0 | 0
0 | 0 | 0 | 0 | 0 | 0 | 0 | 0 | 0 | 0 | 0 | 0 | 0 | 0 | 0 | 0 | 0 | 0 | 0 | 0
0 | 0 | 0 | 0 | 0 | 0 | 0 | 0 | 0 | 0 | 0 | 0 | 0 | 0 | 0 | 0 | 0 | 0 | 0 | 0
0 | 0 | 0 | 0 | 0 | 0 | 0 | 0 | 0 | 0 | 0 | 0 | 0 | 0 | 0 | 0 | 0 | 0 | 0 | 0
0 | 0 | 0 | 0 | 0 | 0 | 0 | 0 | 0 | 0 | 0 | 0 | 0 | 0 | 0 | 0 | 0 | 0 | 0 | 0
0 | 0 | 0 | 0 | 0 | 0 | 0 | 0 | 0 | 0 | 0 | 0 | 0 | 0 | 0 | 0 | 0 | 0 | 0 | 0
0 | 0 | 0 | 0 | 0 | 0 | 0 | 0 | 0 | 0 | 0 | 0 | 0 | 0 | 0 | 0 | 0 | 0 | 0 | 0
0 | 0 | 0 | 0 | 0 | 0 | 0 | 0 | 0 | 0 | 0 | 0 | 0 | 0 | 0 | 0 | 0 | 0 | 0 | 0
0 | 0 | 0 | 0 | 0 | 0 | 0 | 0 | 0 | 0 | 0 | 0 | 0 | 0 | 0 | 0 | 0 | 0 | 0 | 0
0 | 0 | 0 | 0 | 0 | 0 | 0 | 0 | 0 | 0 | 0 | 0 | 0 | 0 | 0 | 0 | 0 | 0 | 0 | 0
0 | 0 | 0 | 0 | 0 | 0 | 0 | 0 | 0 | 0 | 0 | 0 | 0 | 0 | 0 | 0 | 0 | 0 | 0 | 0
0 | 0 | 0 | 0 | 0 | 0 | 0 | 0 | 0 | 0 | 0 | 0 | 0 | 0 | 0 | 0 | 0 | 0 | 0 | 0
0 | 0 | 0 | 0 | 0 | 0 | 0 | 0 | 0 | 0 | 0 | 0 | 0 | 0 | 0 | 0 | 0 | 0 | 0 | 0
0 | 0 | 0 | 0 | 0 | 0 | 0 | 0 | 0 | 0 | 0 | 0 | 0 | 0 | 0 | 0 | 0 | 0 | 0 | 0
0 | 0 | 0 | 0 | 0 | 0 | 0 | 0 | 0 | 0 | 0 | 0 | 0 | 0 | 0 | 0 | 0 | 0 | 0 | 0
0 | 0 | 0 | 0 | 0 | 0 | 0 | 0 | 0 | 0 | 0 | 0 | 0 | 0 | 0 | 0 | 0 | 0 | 0 | 0
0 | 0 | 0 | 0 | 0 | 0 | 0 | 0 | 0 | 0 | 0 | 0 | 0 | 0 | 0 | 0 | 0 | 0 | 0 | 0
0 | 0 | 0 | 0 | 0 | 0 | 0 | 0 | 0 | 0 | 0 | 0 | 0 | 0 | 0 | 0 | 0 | 0 | 0 | 0
0 | 0 | 0 | 0 | 0 | 0 | 0 | 0 | 0 | 0 | 0 | 0 | 0 | 0 | 0 | 0 | 0 | 0 | 0 | 0
0 | 0 | 0 | 0 | 0 | 0 | 0 | 0 | 0 | 0 | 0 | 0 | 0 | 0 | 0 | 0 | 0 | 0 | 0 | 0
0 | 0 | 0 | 0 | 0 | 0 | 0 | 0 | 0 | 0 | 0 | 0 | 0 | 0 | 0 | 0 | 0 | 0 | 0 | 0
0 | 0 | 0 | 0 | 0 | 0 | 0 | 0 | 0 | 0 | 0 | 0 | 0 | 0 | 0 | 0 | 0 | 0 | 0 | 0
0 | 0 | 0 | 0 | 0 | 0 | 0 | 0 | 0 | 0 | 0 | 0 | 0 | 0 | 0 | 0 | 0 | 0 | 0 | 0
0 | 0 | 0 | 0 | 0 | 0 | 0 | 0 | 0 | 0 | 0 | 0 | 0 | 0 | 0 | 0 | 0 | 0 | 0 | 0
0 | 0 | 0 | 0 | 0 | 0 | 0 | 0 | 0 | 0 | 0 | 0 | 0 | 0 | 0 | 0 | 0 | 0 | 0 | 0
0 | 0 | 0 | 0 | 0 | 0 | 0 | 0 | 0 | 0 | 0 | 0 | 0 | 0 | 0 | 0 | 0 | 0 | 0 | 0
0 | 0 | 0 | 0 | 0 | 0 | 0 | 0 | 0 | 0 | 0 | 0 | 0 | 0 | 0 | 0 | 0 | 0 | 0 | 0
0 | 0 | 0 | 0 | 0 | 0 | 0 | 0 | 0 | 0 | 0 | 0 | 0 | 0 | 0 | 0 | 0 | 0 | 0 | 0
0 | 0 | 0 | 0 | 0 | 0 | 0 | 0 | 0 | 0 | 0 | 0 | 0 | 0 | 0 | 0 | 0 | 0 | 0 | 0
0 | 0 | 0 | 0 | 0 | 0 | 0 | 0 | 0 | 0 | 0 | 0 | 0 | 0 | 0 | 0 | 0 | 0 | 0 | 0
0 | 0 | 0 | 0 | 0 | 0 | 0 | 0 | 0 | 0 | 0 | 0 | 0 | 0 | 0 | 0 | 0 | 0 | 0 | 0
0 | 0 | 0 | 0 | 0 | 0 | 0 | 0 | 0 | 0 | 0 | 0 | 0 | 0 | 0 | 0 | 0 | 0 | 0 | 0
0 | 0 | 0 | 0 | 0 | 0 | 0 | 0 | 0 | 0 | 0 | 0 | 0 | 0 | 0 | 0 | 0 | 0 | 0 | 0
0 | 0 | 0 | 0 | 0 | 0 | 0 | 0 | 0 | 0 | 0 | 0 | 0 | 0 | 0 | 0 | 0 | 0 | 0 | 0
0 | 0 | 0 | 0 | 0 | 0 | 0 | 0 | 0 | 0 | 0 | 0 | 0 | 0 | 0 | 0 | 0 | 0 | 0 | 0
0 | 0 | 0 | 0 | 0 | 0 | 0 | 0 | 0 | 0 | 0 | 0 | 0 | 0 | 0 | 0 | 0 | 0 | 0 | 0
0 | 0 | 0 | 0 | 0 | 0 | 0 | 0 | 0 | 0 | 0 | 0 | 0 | 0 | 0 | 0 | 0 | 0 | 0 | 0
0 | 0 | 0 | 0 | 0 | 0 | 0 | 0 | 0 | 0 | 0 | 0 | 0 | 0 | 0 | 0 | 0 | 0 | 0 | 0
0 | 0 | 0 | 0 | 0 | 0 | 0 | 0 | 0 | 0 | 0 | 0 | 0 | 0 | 0 | 0 | 0 | 0 | 0 | 0
0 | 0 | 0 | 0 | 0 | 0 | 0 | 0 | 0 | 0 | 0 | 0 | 0 | 0 | 0 | 0 | 0 | 0 | 0 | 0
0 | 0 | 0 | 0 | 0 | 0 | 0 | 0 | 0 | 0 | 0 | 0 | 0 | 0 | 0 | 0 | 0 | 0 | 0 | 0
0 | 0 | 0 | 0 | 0 | 0 | 0 | 0 | 0 | 0 | 0 | 0 | 0 | 0 | 0 | 0 | 0 | 0 | 0 | 0
0 | 0 | 0 | 0 | 0 | 0 | 0 | 0 | 0 | 0 | 0 | 0 | 0 | 0 | 0 | 0 | 0 | 0 | 0 | 0
0 | 0 | 0 | 0 | 0 | 0 | 0 | 0 | 0 | 0 | 0 | 0 | 0 | 0 | 0 | 0 | 0 | 0 | 0 | 0
0 | 0 | 0 | 0 | 0 | 0 | 0 | 0 | 0 | 0 | 0 | 0 | 0 | 0 | 0 | 0 | 0 | 0 | 0 | 0
0 | 0 | 0 | 0 | 0 | 0 | 0 | 0 | 0 | 0 | 0 | 0 | 0 | 0 | 0 | 0 | 0 | 0 | 0 | 0
0 | 0 | 0 | 0 | 0 | 0 | 0 | 0 | 0 | 0 | 0 | 0 | 0 | 0 | 0 | 0 | 0 | 0 | 0 | 0
0 | 0 | 0 | 0 | 0 | 0 | 0 | 0 | 0 | 0 | 0 | 0 | 0 | 0 | 0 | 0 | 0 | 0 | 0 | 0
0 | 0 | 0 | 0 | 0 | 0 | 0 | 0 | 0 | 0 | 0 | 0 | 0 | 0 | 0 | 0 | 0 | 0 | 0 | 0
0 | 0 | 0 | 0 | 0 | 0 | 0 | 0 | 0 | 0 | 0 | 0 | 0 | 0 | 0 | 0 | 0 | 0 | 0 | 0
0 | 0 | 0 | 0 | 0 | 0 | 0 | 0 | 0 | 0 | 0 | 0 | 0 | 0 | 0 | 0 | 0 | 0 | 0 | 0
0 | 0 | 0 | 0 | 0 | 0 | 0 | 0 | 0 | 0 | 0 | 0 | 0 | 0 | 0 | 0 | 0 | 0 | 0 | 0
0 | 0 | 0 | 0 | 0 | 0 | 0 | 0 | 0 | 0 | 0 | 0 | 0 | 0 | 0 | 0 | 0 | 0 | 0 | 0
0 | 0 | 0 | 0 | 0 | 0 | 0 | 0 | 0 | 0 | 0 | 0 | 0 | 0 | 0 | 0 | 0 | 0 | 0 | 0
0 | 0 | 0 | 0 | 0 | 0 | 0 | 0 | 0 | 0 | 0 | 0 | 0 | 0 | 0 | 0 | 0 | 0 | 0 | 0
0 | 0 | 0 | 0 | 0 | 0 | 0 | 0 | 0 | 0 | 0 | 0 | 0 | 0 | 0 | 0 | 0 | 0 | 0 | 0
0 | 0 | 0 | 0 | 0 | 0 | 0 | 0 | 0 | 0 | 0 | 0 | 0 | 0 | 0 | 0 | 0 | 0 | 0 | 0
0 | 0 | 0 | 0 | 0 | 0 | 0 | 0 | 0 | 0 | 0 | 0 | 0 | 0 | 0 | 0 | 0 | 0 | 0 | 0
0 | 0 | 0 | 0 | 0 | 0 | 0 | 0 | 0 | 0 | 0 | 0 | 0 | 0 | 0 | 0 | 0 | 0 | 0 | 0
0 | 0 | 0 | 0 | 0 | 0 | 0 | 0 | 0 | 0 | 0 | 0 | 0 | 0 | 0 | 0 | 0 | 0 | 0 | 0
0 | 0 | 0 | 0 | 0 | 0 | 0 | 0 | 0 | 0 | 0 | 0 | 0 | 0 | 0 | 0 | 0 | 0 | 0 | 0
0 | 0 | 0 | 0 | 0 | 0 | 0 | 0 | 0 | 0 | 0 | 0 | 0 | 0 | 0 | 0 | 0 | 0 | 0 | 0
0 | 0 | 0 | 0 | 0 | 0 | 0 | 0 | 0 | 0 | 0 | 0 | 0 | 0 | 0 | 0 | 0 | 0 | 0 | 0
0 | 0 | 0 | 0 | 0 | 0 | 0 | 0 | 0 | 0 | 0 | 0 | 0 | 0 | 0 | 0 | 0 | 0 | 0 | 0
0 | 0 | 0 | 0 | 0 | 0 | 0 | 0 | 0 | 0 | 0 | 0 | 0 | 0 | 0 | 0 | 0 | 0 | 0 | 0
0 | 0 | 0 | 0 | 0 | 0 | 0 | 0 | 0 | 0 | 0 | 0 | 0 | 0 | 0 | 0 | 0 | 0 | 0 | 0
0 | 0 | 0 | 0 | 0 | 0 | 0 | 0 | 0 | 0 | 0 | 0 | 0 | 0 | 0 | 0 | 0 | 0 | 0 | 0
0 | 0 | 0 | 0 | 0 | 0 | 0 | 0 | 0 | 0 | 0 | 0 | 0 | 0 | 0 | 0 | 0 | 0 | 0 | 0
0 | 0 | 0 | 0 | 0 | 0 | 0 | 0 | 0 | 0 | 0 | 0 | 0 | 0 | 0 | 0 | 0 | 0 | 0 | 0
0 | 0 | 0 | 0 | 0 | 0 | 0 | 0 | 0 | 0 | 0 | 0 | 0 | 0 | 0 | 0 | 0 | 0 | 0 | 0
0 | 0 | 0 | 0 | 0 | 0 | 0 | 0 | 0 | 0 | 0 | 0 | 0 | 0 | 0 | 0 | 0 | 0 | 0 | 0
0 | 0 | 0 | 0 | 0 | 0 | 0 | 0 | 0 | 0 | 0 | 0 | 0 | 0 | 0 | 0 | 0 | 0 | 0 | 0
0 | 0 | 0 | 0 | 0 | 0 | 0 | 0 | 0 | 0 | 0 | 0 | 0 | 0 | 0 | 0 | 0 | 0 | 0 | 0
0 | 0 | 0 | 0 | 0 | 0 | 0 | 0 | 0 | 0 | 0 | 0 | 0 | 0 | 0 | 0 | 0 | 0 | 0 | 0
0 | 0 | 0 | 0 | 0 | 0 | 0 | 0 | 0 | 0 | 0 | 0 | 0 | 0 | 0 | 0 | 0 | 0 | 0 | 0
0 | 0 | 0 | 0 | 0 | 0 | 0 | 0 | 0 | 0 | 0 | 0 | 0 | 0 | 0 | 0 | 0 | 0 | 0 | 0
0 | 0 | 0 | 0 | 0 | 0 | 0 | 0 | 0 | 0 | 0 | 0 | 0 | 0 | 0 | 0 | 0 | 0 | 0 | 0
0 | 0 | 0 | 0 | 0 | 0 | 0 | 0 | 0 | 0 | 0 | 0 | 0 | 0 | 0 | 0 | 0 | 0 | 0 | 0
0 | 0 | 0 | 0 | 0 | 0 | 0 | 0 | 0 | 0 | 0 | 0 | 0 | 0 | 0 | 0 | 0 | 0 | 0 | 0
0 | 0 | 0 | 0 | 0 | 0 | 0 | 0 | 0 | 0 | 0 | 0 | 0 | 0 | 0 | 0 | 0 | 0 | 0 | 0
0 | 0 | 0 | 0 | 0 | 0 | 0 | 0 | 0 | 0 | 0 | 0 | 0 | 0 | 0 | 0 | 0 | 0 | 0 | 0
0 | 0 | 0 | 0 | 0 | 0 | 0 | 0 | 0 | 0 | 0 | 0 | 0 | 0 | 0 | 0 | 0 | 0 | 0 | 0
0 | 0 | 0 | 0 | 0 | 0 | 0 | 0 | 0 | 0 | 0 | 0 | 0 | 0 | 0 | 0 | 0 | 0 | 0 | 0
0 | 0 | 0 | 0 | 0 | 0 | 0 | 0 | 0 | 0 | 0 | 0 | 0 | 0 | 0 | 0 | 0 | 0 | 0 | 0
0 | 0 | 0 | 0 | 0 | 0 | 0 | 0 | 0 | 0 | 0 | 0 | 0 | 0 | 0 | 0 | 0 | 0 | 0 | 0
0 | 0 | 0 | 0 | 0 | 0 | 0 | 0 | 0 | 0 | 0 | 0 | 0 | 0 | 0 | 0 | 0 | 0 | 0 | 0
0 | 0 | 0 | 0 | 0 | 0 | 0 | 0 | 0 | 0 | 0 | 0 | 0 | 0 | 0 | 0 | 0 | 0 | 0 | 0
0 | 0 | 0 | 0 | 0 | 0 | 0 | 0 | 0 | 0 | 0 | 0 | 0 | 0 | 0 | 0 | 0 | 0 | 0 | 0
0 | 0 | 0 | 0 | 0 | 0 | 0 | 0 | 0 | 0 | 0 | 0 | 0 | 0 | 0 | 0 | 0 | 0 | 0 | 0
0 | 0 | 0 | 0 | 0 | 0 | 0 | 0 | 0 | 0 | 0 | 0 | 0 | 0 | 0 | 0 | 0 | 0 | 0 | 0
0 | 0 | 0 | 0 | 0 | 0 | 0 | 0 | 0 | 0 | 0 | 0 | 0 | 0 | 0 | 0 | 0 | 0 | 0 | 0
0 | 0 | 0 | 0 | 0 | 0 | 0 | 0 | 0 | 0 | 0 | 0 | 0 | 0 | 0 | 0 | 0 | 0 | 0 | 0
0 | 0 | 0 | 0 | 0 | 0 | 0 | 0 | 0 | 0 | 0 | 0 | 0 | 0 | 0 | 0 | 0 | 0 | 0 | 0
0 | 0 | 0 | 0 | 0 | 0 | 0 | 0 | 0 | 0 | 0 | 0 | 0 | 0 | 0 | 0 | 0 | 0 | 0 | 0
0 | 0 | 0 | 0 | 0 | 0 | 0 | 0 | 0 | 0 | 0 | 0 | 0 | 0 | 0 | 0 | 0 | 0 | 0 | 0
0 | 0 | 0 | 0 | 0 | 0 | 0 | 0 | 0 | 0 | 0 | 0 | 0 | 0 | 0 | 0 | 0 | 0 | 0 | 0
0 | 0 | 0 | 0 | 0 | 0 | 0 | 0 | 0 | 0 | 0 | 0 | 0 | 0 | 0 | 0 | 0 | 0 | 0 | 0
0 | 0 | 0 | 0 | 0 | 0 | 0 | 0 | 0 | 0 | 0 | 0 | 0 | 0 | 0 | 0 | 0 | 0 | 0 | 0
0 | 0 | 0 | 0 | 0 | 0 | 0 | 0 | 0 | 0 | 0 | 0 | 0 | 0 | 0 | 0 | 0 | 0 | 0 | 0
0 | 0 | 0 | 0 | 0 | 0 | 0 | 0 | 0 | 0 | 0 | 0 | 0 | 0 | 0 | 0 | 0 | 0 | 0 | 0
0 | 0 | 0 | 0 | 0 | 0 | 0 | 0 | 0 | 0 | 0 | 0 | 0 | 0 | 0 | 0 | 0 | 0 | 0 | 0
0 | 0 | 0 | 0 | 0 | 0 | 0 | 0 | 0 | 0 | 0 | 0 | 0 | 0 | 0 | 0 | 0 | 0 | 0 | 0
0 | 0 | 0 | 0 | 0 | 0 | 0 | 0 | 0 | 0 | 0 | 0 | 0 | 0 | 0 | 0 | 0 | 0 | 0 | 0
0 | 0 | 0 | 0 | 0 | 0 | 0 | 0 | 0 | 0 | 0 | 0 | 0 | 0 | 0 | 0 | 0 | 0 | 0 | 0
0 | 0 | 0 | 0 | 0 | 0 | 0 | 0 | 0 | 0 | 0 | 0 | 0 | 0 | 0 | 0 | 0 | 0 | 0 | 0
0 | 0 | 0 | 0 | 0 | 0 | 0 | 0 | 0 | 0 | 0 | 0 | 0 | 0 | 0 | 0 | 0 | 0 | 0 | 0
0 | 0 | 0 | 0 | 0 | 0 | 0 | 0 | 0 | 0 | 0 | 0 | 0 | 0 | 0 | 0 | 0 | 0 | 0 | 0
0 | 0 | 0 | 0 | 0 | 0 | 0 | 0 | 0 | 0 | 0 | 0 | 0 | 0 | 0 | 0 | 0 | 0 | 0 | 0
0 | 0 | 0 | 0 | 0 | 0 | 0 | 0 | 0 | 0 | 0 | 0 | 0 | 0 | 0 | 0 | 0 | 0 | 0 | 0
0 | 0 | 0 | 0 | 0 | 0 | 0 | 0 | 0 | 0 | 0 | 0 | 0 | 0 | 0 | 0 | 0 | 0 | 0 | 0
0 | 0 | 0 | 0 | 0 | 0 | 0 | 0 | 0 | 0 | 0 | 0 | 0 | 0 | 0 | 0 | 0 | 0 | 0 | 0
0 | 0 | 0 | 0 | 0 | 0 | 0 | 0 | 0 | 0 | 0 | 0 | 0 | 0 | 0 | 0 | 0 | 0 | 0 | 0
0 | 0 | 0 | 0 | 0 | 0 | 0 | 0 | 0 | 0 | 0 | 0 | 0 | 0 | 0 | 0 | 0 | 0 | 0 | 0
0 | 0 | 0 | 0 | 0 | 0 | 0 | 0 | 0 | 0 | 0 | 0 | 0 | 0 | 0 | 0 | 0 | 0 | 0 | 0
0 | 0 | 0 | 0 | 0 | 0 | 0 | 0 | 0 | 0 | 0 | 0 | 0 | 0 | 0 | 0 | 0 | 0 | 0 | 0
0 | 0 | 0 | 0 | 0 | 0 | 0 | 0 | 0 | 0 | 0 | 0 | 0 | 0 | 0 | 0 | 0 | 0 | 0 | 0
0 | 0 | 0 | 0 | 0 | 0 | 0 | 0 | 0 | 0 | 0 | 0 | 0 | 0 | 0 | 0 | 0 | 0 | 0 | 0
0 | 0 | 0 | 0 | 0 | 0 | 0 | 0 | 0 | 0 | 0 | 0 | 0 | 0 | 0 | 0 | 0 | 0 | 0 | 0
0 | 0 | 0 | 0 | 0 | 0 | 0 | 0 | 0 | 0 | 0 | 0 | 0 | 0 | 0 | 0 | 0 | 0 | 0 | 0
0 | 0 | 0 | 0 | 0 | 0 | 0 | 0 | 0 | 0 | 0 | 0 | 0 | 0 | 0 | 0 | 0 | 0 | 0 | 0
0 | 0 | 0 | 0 | 0 | 0 | 0 | 0 | 0 | 0 | 0 | 0 | 0 | 0 | 0 | 0 | 0 | 0 | 0 | 0
0 | 0 | 0 | 0 | 0 | 0 | 0 | 0 | 0 | 0 | 0 | 0 | 0 | 0 | 0 | 0 | 0 | 0 | 0 | 0
0 | 0 | 0 | 0 | 0 | 0 | 0 | 0 | 0 | 0 | 0 | 0 | 0 | 0 | 0 | 0 | 0 | 0 | 0 | 0
0 | 0 | 0 | 0 | 0 | 0 | 0 | 0 | 0 | 0 | 0 | 0 | 0 | 0 | 0 | 0 | 0 | 0 | 0 | 0
0 | 0 | 0 | 0 | 0 | 0 | 0 | 0 | 0 | 0 | 0 | 0 | 0 | 0 | 0 | 0 | 0 | 0 | 0 | 0
0 | 0 | 0 | 0 | 0 | 0 | 0 | 0 | 0 | 0 | 0 | 0 | 0 | 0 | 0 | 0 | 0 | 0 | 0 | 0
0 | 0 | 0 | 0 | 0 | 0 | 0 | 0 | 0 | 0 | 0 | 0 | 0 | 0 | 0 | 0 | 0 | 0 | 0 | 0
0 | 0 | 0 | 0 | 0 | 0 | 0 | 0 | 0 | 0 | 0 | 0 | 0 | 0 | 0 | 0 | 0 | 0 | 0 | 0
0 | 0 | 0 | 0 | 0 | 0 | 0 | 0 | 0 | 0 | 0 | 0 | 0 | 0 | 0 | 0 | 0 | 0 | 0 | 0
0 | 0 | 0 | 0 | 0 | 0 | 0 | 0 | 0 | 0 | 0 | 0 | 0 | 0 | 0 | 0 | 0 | 0 | 0 | 0
0 | 0 | 0 | 0 | 0 | 0 | 0 | 0 | 0 | 0 | 0 | 0 | 0 | 0 | 0 | 0 | 0 | 0 | 0 | 0
0 | 0 | 0 | 0 | 0 | 0 | 0 | 0 | 0 | 0 | 0 | 0 | 0 | 0 | 0 | 0 | 0 | 0 | 0 | 0
0 | 0 | 0 | 0 | 0 | 0 | 0 | 0 | 0 | 0 | 0 | 0 | 0 | 0 | 0 | 0 | 0 | 0 | 0 | 0
0 | 0 | 0 | 0 | 0 | 0 | 0 | 0 | 0 | 0 | 0 | 0 | 0 | 0 | 0 | 0 | 0 | 0 | 0 | 0
0 | 0 | 0 | 0 | 0 | 0 | 0 | 0 | 0 | 0 | 0 | 0 | 0 | 0 | 0 | 0 | 0 | 0 | 0 | 0
0 | 0 | 0 | 0 | 0 | 0 | 0 | 0 | 0 | 0 | 0 | 0 | 0 | 0 | 0 | 0 | 0 | 0 | 0 | 0
0 | 0 | 0 | 0 | 0 | 0 | 0 | 0 | 0 | 0 | 0 | 0 | 0 | 0 | 0 | 0 | 0 | 0 | 0 | 0
0 | 0 | 0 | 0 | 0 | 0 | 0 | 0 | 0 | 0 | 0 | 0 | 0 | 0 | 0 | 0 | 0 | 0 | 0 | 0
0 | 0 | 0 | 0 | 0 | 0 | 0 | 0 | 0 | 0 | 0 | 0 | 0 | 0 | 0 | 0 | 0 | 0 | 0 | 0
0 | 0 | 0 | 0 | 0 | 0 | 0 | 0 | 0 | 0 | 0 | 0 | 0 | 0 | 0 | 0 | 0 | 0 | 0 | 0
0 | 0 | 0 | 0 | 0 | 0 | 0 | 0 | 0 | 0 | 0 | 0 | 0 | 0 | 0 | 0 | 0 | 0 | 0 | 0
0 | 0 | 0 | 0 | 0 | 0 | 0 | 0 | 0 | 0 | 0 | 0 | 0 | 0 | 0 | 0 | 0 | 0 | 0 | 0
0 | 0 | 0 | 0 | 0 | 0 | 0 | 0 | 0 | 0 | 0 | 0 | 0 | 0 | 0 | 0 | 0 | 0 | 0 | 0
0 | 0 | 0 | 0 | 0 | 0 | 0 | 0 | 0 | 0 | 0 | 0 | 0 | 0 | 0 | 0 | 0 | 0 | 0 | 0
0 | 0 | 0 | 0 | 0 | 0 | 0 | 0 | 0 | 0 | 0 | 0 | 0 | 0 | 0 | 0 | 0 | 0 | 0 | 0
0 | 0 | 0 | 0 | 0 | 0 | 0 | 0 | 0 | 0 | 0 | 0 | 0 | 0 | 0 | 0 | 0 | 0 | 0 | 0
0 | 0 | 0 | 0 | 0 | 0 | 0 | 0 | 0 | 0 | 0 | 0 | 0 | 0 | 0 | 0 | 0 | 0 | 0 | 0
0 | 0 | 0 | 0 | 0 | 0 | 0 | 0 | 0 | 0 | 0 | 0 | 0 | 0 | 0 | 0 | 0 | 0 | 0 | 0
0 | 0 | 0 | 0 | 0 | 0 | 0 | 0 | 0 | 0 | 0 | 0 | 0 | 0 | 0 | 0 | 0 | 0 | 0 | 0
0 | 0 | 0 | 0 | 0 | 0 | 0 | 0 | 0 | 0 | 0 | 0 | 0 | 0 | 0 | 0 | 0 | 0 | 0 | 0
0 | 0 | 0 | 0 | 0 | 0 | 0 | 0 | 0 | 0 | 0 | 0 | 0 | 0 | 0 | 0 | 0 | 0 | 0 | 0
0 | 0 | 0 | 0 | 0 | 0 | 0 | 0 | 0 | 0 | 0 | 0 | 0 | 0 | 0 | 0 | 0 | 0 | 0 | 0
0 | 0 | 0 | 0 | 0 | 0 | 0 | 0 | 0 | 0 | 0 | 0 | 0 | 0 | 0 | 0 | 0 | 0 | 0 | 0
0 | 0 | 0 | 0 | 0 | 0 | 0 | 0 | 0 | 0 | 0 | 0 | 0 | 0 | 0 | 0 | 0 | 0 | 0 | 0
0 | 0 | 0 | 0 | 0 | 0 | 0 | 0 | 0 | 0 | 0 | 0 | 0 | 0 | 0 | 0 | 0 | 0 | 0 | 0
0 | 0 | 0 | 0 | 0 | 0 | 0 | 0 | 0 | 0 | 0 | 0 | 0 | 0 | 0 | 0 | 0 | 0 | 0 | 0
0 | 0 | 0 | 0 | 0 | 0 | 0 | 0 | 0 | 0 | 0 | 0 | 0 | 0 | 0 | 0 | 0 | 0 | 0 | 0
0 | 0 | 0 | 0 | 0 | 0 | 0 | 0 | 0 | 0 | 0 | 0 | 0 | 0 | 0 | 0 | 0 | 0 | 0 | 0
0 | 0 | 0 | 0 | 0 | 0 | 0 | 0 | 0 | 0 | 0 | 0 | 0 | 0 | 0 | 0 | 0 | 0 | 0 | 0
0 | 0 | 0 | 0 | 0 | 0 | 0 | 0 | 0 | 0 | 0 | 0 | 0 | 0 | 0 | 0 | 0 | 0 | 0 | 0
0 | 0 | 0 | 0 | 0 | 0 | 0 | 0 | 0 | 0 | 0 | 0 | 0 | 0 | 0 | 0 | 0 | 0 | 0 | 0
0 | 0 | 0 | 0 | 0 | 0 | 0 | 0 | 0 | 0 | 0 | 0 | 0 | 0 | 0 | 0 | 0 | 0 | 0 | 0
0 | 0 | 0 | 0 | 0 | 0 | 0 | 0 | 0 | 0 | 0 | 0 | 0 | 0 | 0 | 0 | 0 | 0 | 0 | 0
0 | 0 | 0 | 0 | 0 | 0 | 0 | 0 | 0 | 0 | 0 | 0 | 0 | 0 | 0 | 0 | 0 | 0 | 0 | 0
0 | 0 | 0 | 0 | 0 | 0 | 0 | 0 | 0 | 0 | 0 | 0 | 0 | 0 | 0 | 0 | 0 | 0 | 0 | 0
0 | 0 | 0 | 0 | 0 | 0 | 0 | 0 | 0 | 0 | 0 | 0 | 0 | 0 | 0 | 0 | 0 | 0 | 0 | 0
0 | 0 | 0 | 0 | 0 | 0 | 0 | 0 | 0 | 0 | 0 | 0 | 0 | 0 | 0 | 0 | 0 | 0 | 0 | 0
0 | 0 | 0 | 0 | 0 | 0 | 0 | 0 | 0 | 0 | 0 | 0 | 0 | 0 | 0 | 0 | 0 | 0 | 0 | 0
0 | 0 | 0 | 0 | 0 | 0 | 0 | 0 | 0 | 0 | 0 | 0 | 0 | 0 | 0 | 0 | 0 | 0 | 0 | 0
0 | 0 | 0 | 0 | 0 | 0 | 0 | 0 | 0 | 0 | 0 | 0 | 0 | 0 | 0 | 0 | 0 | 0 | 0 | 0
0 | 0 | 0 | 0 | 0 | 0 | 0 | 0 | 0 | 0 | 0 | 0 | 0 | 0 | 0 | 0 | 0 | 0 | 0 | 0
0 | 0 | 0 | 0 | 0 | 0 | 0 | 0 | 0 | 0 | 0 | 0 | 0 | 0 | 0 | 0 | 0 | 0 | 0 | 0
0 | 0 | 0 | 0 | 0 | 0 | 0 | 0 | 0 | 0 | 0 | 0 | 0 | 0 | 0 | 0 | 0 | 0 | 0 | 0
0 | 0 | 0 | 0 | 0 | 0 | 0 | 0 | 0 | 0 | 0 | 0 | 0 | 0 | 0 | 0 | 0 | 0 | 0 | 0
0 | 0 | 0 | 0 | 0 | 0 | 0 | 0 | 0 | 0 | 0 | 0 | 0 | 0 | 0 | 0 | 0 | 0 | 0 | 0
0 | 0 | 0 | 0 | 0 | 0 | 0 | 0 | 0 | 0 | 0 | 0 | 0 | 0 | 0 | 0 | 0 | 0 | 0 | 0
0 | 0 | 0 | 0 | 0 | 0 | 0 | 0 | 0 | 0 | 0 | 0 | 0 | 0 | 0 | 0 | 0 | 0 | 0 | 0
0 | 0 | 0 | 0 | 0 | 0 | 0 | 0 | 0 | 0 | 0 | 0 | 0 | 0 | 0 | 0 | 0 | 0 | 0 | 0
0 | 0 | 0 | 0 | 0 | 0 | 0 | 0 | 0 | 0 | 0 | 0 | 0 | 0 | 0 | 0 | 0 | 0 | 0 | 0
0 | 0 | 0 | 0 | 0 | 0 | 0 | 0 | 0 | 0 | 0 | 0 | 0 | 0 | 0 | 0 | 0 | 0 | 0 | 0
0 | 0 | 0 | 0 | 0 | 0 | 0 | 0 | 0 | 0 | 0 | 0 | 0 | 0 | 0 | 0 | 0 | 0 | 0 | 0
0 | 0 | 0 | 0 | 0 | 0 | 0 | 0 | 0 | 0 | 0 | 0 | 0 | 0 | 0 | 0 | 0 | 0 | 0 | 0
0 | 0 | 0 | 0 | 0 | 0 | 0 | 0 | 0 | 0 | 0 | 0 | 0 | 0 | 0 | 0 | 0 | 0 | 0 | 0
0 | 0 | 0 | 0 | 0 | 0 | 0 | 0 | 0 | 0 | 0 | 0 | 0 | 0 | 0 | 0 | 0 | 0 | 0 | 0
0 | 0 | 0 | 0 | 0 | 0 | 0 | 0 | 0 | 0 | 0 | 0 | 0 | 0 | 0 | 0 | 0 | 0 | 0 | 0
0 | 0 | 0 | 0 | 0 | 0 | 0 | 0 | 0 | 0 | 0 | 0 | 0 | 0 | 0 | 0 | 0 | 0 | 0 | 0
0 | 0 | 0 | 0 | 0 | 0 | 0 | 0 | 0 | 0 | 0 | 0 | 0 | 0 | 0 | 0 | 0 | 0 | 0 | 0
0 | 0 | 0 | 0 | 0 | 0 | 0 | 0 | 0 | 0 | 0 | 0 | 0 | 0 | 0 | 0 | 0 | 0 | 0 | 0
0 | 0 | 0 | 0 | 0 | 0 | 0 | 0 | 0 | 0 | 0 | 0 | 0 | 0 | 0 | 0 | 0 | 0 | 0 | 0
0 | 0 | 0 | 0 | 0 | 0 | 0 | 0 | 0 | 0 | 0 | 0 | 0 | 0 | 0 | 0 | 0 | 0 | 0 | 0
0 | 0 | 0 | 0 | 0 | 0 | 0 | 0 | 0 | 0 | 0 | 0 | 0 | 0 | 0 | 0 | 0 | 0 | 0 | 0
0 | 0 | 0 | 0 | 0 | 0 | 0 | 0 | 0 | 0 | 0 | 0 | 0 | 0 | 0 | 0 | 0 | 0 | 0 | 0
0 | 0 | 0 | 0 | 0 | 0 | 0 | 0 | 0 | 0 | 0 | 0 | 0 | 0 | 0 | 0 | 0 | 0 | 0 | 0
0 | 0 | 0 | 0 | 0 | 0 | 0 | 0 | 0 | 0 | 0 | 0 | 0 | 0 | 0 | 0 | 0 | 0 | 0 | 0
0 | 0 | 0 | 0 | 0 | 0 | 0 | 0 | 0 | 0 | 0 | 0 | 0 | 0 | 0 | 0 | 0 | 0 | 0 | 0
0 | 0 | 0 | 0 | 0 | 0 | 0 | 0 | 0 | 0 | 0 | 0 | 0 | 0 | 0 | 0 | 0 | 0 | 0 | 0
0 | 0 | 0 | 0 | 0 | 0 | 0 | 0 | 0 | 0 | 0 | 0 | 0 | 0 | 0 | 0 | 0 | 0 | 0 | 0
0 | 0 | 0 | 0 | 0 | 0 | 0 | 0 | 0 | 0 | 0 | 0 | 0 | 0 | 0 | 0 | 0 | 0 | 0 | 0
0 | 0 | 0 | 0 | 0 | 0 | 0 | 0 | 0 | 0 | 0 | 0 | 0 | 0 | 0 | 0 | 0 | 0 | 0 | 0
0 | 0 | 0 | 0 | 0 | 0 | 0 | 0 | 0 | 0 | 0 | 0 | 0 | 0 | 0 | 0 | 0 | 0 | 0 | 0
0 | 0 | 0 | 0 | 0 | 0 | 0 | 0 | 0 | 0 | 0 | 0 | 0 | 0 | 0 | 0 | 0 | 0 | 0 | 0
0 | 0 | 0 | 0 | 0 | 0 | 0 | 0 | 0 | 0 | 0 | 0 | 0 | 0 | 0 | 0 | 0 | 0 | 0 | 0
0 | 0 | 0 | 0 | 0 | 0 | 0 | 0 | 0 | 0 | 0 | 0 | 0 | 0 | 0 | 0 | 0 | 0 | 0 | 0
0 | 0 | 0 | 0 | 0 | 0 | 0 | 0 | 0 | 0 | 0 | 0 | 0 | 0 | 0 | 0 | 0 | 0 | 0 | 0
0 | 0 | 0 | 0 | 0 | 0 | 0 | 0 | 0 | 0 | 0 | 0 | 0 | 0 | 0 | 0 | 0 | 0 | 0 | 0
0 | 0 | 0 | 0 | 0 | 0 | 0 | 0 | 0 | 0 | 0 | 0 | 0 | 0 | 0 | 0 | 0 | 0 | 0 | 0
0 | 0 | 0 | 0 | 0 | 0 | 0 | 0 | 0 | 0 | 0 | 0 | 0 | 0 | 0 | 0 | 0 | 0 | 0 | 0
0 | 0 | 0 | 0 | 0 | 0 | 0 | 0 | 0 | 0 | 0 | 0 | 0 | 0 | 0 | 0 | 0 | 0 | 0 | 0
0 | 0 | 0 | 0 | 0 | 0 | 0 | 0 | 0 | 0 | 0 | 0 | 0 | 0 | 0 | 0 | 0 | 0 | 0 | 0
0 | 0 | 0 | 0 | 0 | 0 | 0 | 0 | 0 | 0 | 0 | 0 | 0 | 0 | 0 | 0 | 0 | 0 | 0 | 0
0 | 0 | 0 | 0 | 0 | 0 | 0 | 0 | 0 | 0 | 0 | 0 | 0 | 0 | 0 | 0 | 0 | 0 | 0 | 0
0 | 0 | 0 | 0 | 0 | 0 | 0 | 0 | 0 | 0 | 0 | 0 | 0 | 0 | 0 | 0 | 0 | 0 | 0 | 0
0 | 0 | 0 | 0 | 0 | 0 | 0 | 0 | 0 | 0 | 0 | 0 | 0 | 0 | 0 | 0 | 0 | 0 | 0 | 0
0 | 0 | 0 | 0 | 0 | 0 | 0 | 0 | 0 | 0 | 0 | 0 | 0 | 0 | 0 | 0 | 0 | 0 | 0 | 0
0 | 0 | 0 | 0 | 0 | 0 | 0 | 0 | 0 | 0 | 0 | 0 | 0 | 0 | 0 | 0 | 0 | 0 | 0 | 0
0 | 0 | 0 | 0 | 0 | 0 | 0 | 0 | 0 | 0 | 0 | 0 | 0 | 0 | 0 | 0 | 0 | 0 | 0 | 0

## Output
Program Summary |  | Nominal |  |  | Present Value |  |  |  | Avoided Cost Version
Proposer Name |  | SDGE | [6 empty] | 2011-08-04
Program Name |  | 3226-SW-COM Direct Install SDG&E_COMPLIANCE | [6 empty] | 2012-02-17
Total Program Budget ($) |  | 17883028.6758 |  |  | 16529158.6138 |  |  |  | Base Year
2013
Net Participant Cost ($) |  |  |  |  | 840575.2308 |  |  |  | SDG&E 2013 v1c4-Draft.xls
Program Impacts | [9 empty] | Program Impacts (Gross)
| Wtd Annual Net kWh | Lifecycle Net kWh | Wtd Annual Net Therms | Lifecycle Net Therms | Wtd Net Jul-Sept Pk** (kW) | Wtd Net Dec-Feb Pk** (kW) |  | Wtd User Entered kW |  |  | Wtd Annual Gross kWh | Lifecycle Gross kWh | Wtd Annual Gross Therms | Lifecycle Gross Therms | Wtd User Entered kW
2013 | 13626428.1168 | 159945930.2251 | -3989.4123 | -246824.2369 | 2890.236 | 1774.0366 |  | 3312.2529 |  | 2013 | 15113077.4795 | 172209052.2914 | -3446.1574 | -215583.9497 | 3707.2875
2014 | 13621597.2243 | 159933703.9409 | -2607.7525 | -239994.5216 | 2889.3893 | 1773.3892 |  | 3311.2282 |  | 2014 | 15107356.5767 | 172194562.2931 | -1910.2518 | -207993.5788 | 3706.0733
2013-2014 | 27248025.3411 | 319879634.1659 | -6597.1648 | -486818.7585 | 5779.6252 | 3547.4258 |  | 6623.4811 |  | 2013-2014 | 30220434.0562 | 344403614.5845 | -5356.4093 | -423577.5285 | 7413.3609
Cost Effectiveness (Lifecycle Present Value Dollars)
|  | Benefits |  |  | Benefit - Cost
| Cost | Electric | Gas | Incentives | NPV | B/C Ratio | Notes
Program TRC ($) | 17369733.8447 | 27966680.6275 | -349848.6283 | NA | 10247098.1545 | 1.5899 | *1
Program PAC ($) | 16529158.6138 | 27966680.6275 | -349848.6283 | NA | 11087673.3854 | 1.6708 | *1,2
Program RIM ($) | 49455777.9494 | 27966680.6275 | -349848.6283 | NA | -21838945.9502 | 0.55841 | *1
*1 B/C Ratio is an approximation because any supply cost increases are treated as negative benefits rather than as a cost as in the Standard Practice Manual
*2 PAC benefits include environmental costs. This is to be consistent with the TRC benefits, but is not strictly consistent with the Standard Practice Manual.
Levelized Cost and Benefit (All Measures Installed through 2023)
| Discounted Savings |  |  |  | Benefit - Cost
| kWh | Therms | Cost | Benefits | NPV
TRC ($/kWh ) | 195614134.1256 |  | 0.088136 | 0.14297 | 0.054832
PAC ($/kWh) | 195614134.1256 |  | 0.083871 | 0.14297 | 0.059097
RIM ($/kWh) | 195614134.1256 |  | 0.25603 | 0.14297 | -0.11306
TRC ($/therm) |  | -242323.633 | -0.41306 | 1.4437 | 1.8568
PAC ($/therm) |  | -242323.633 | -0.3928 | 1.4437 | 1.8365
RIM ($/therm) |  | -242323.633 | 2.5854 | 1.4437 | -1.1417
Wtd Avg Emissions Reductions | [9 empty] | Wtd Avg Emissions Reductions (Gross)
| Electric Reductions |  |  | Gas Reductions | [6 empty] | Electric Reductions |  |  | Gas Reductions
Annual Reductions | CO2 (tons) | NOX (lbs) | PM-10 (lbs) | CO2 (tons) | NOX (lbs) |  |  |  |  | Annual Reductions | CO2 (tons) | NOX (lbs) | PM-10 (lbs) | CO2 (tons) | NOX (lbs)
2013 | 6968.5155 | 1706.4558 | 917.5031 | -23.3381 | -0.091077 | * annual reductions are the units |  |  |  | 2013 | 7731.4377 | 1893.9124 | 1017.8729 | -20.16 | 8.2497 | * annual reductions are the units
2014 | 6966.0234 | 1705.8403 | 917.1756 | -15.2554 | 13.5091 | implemented in the year, times |  |  |  | 2014 | 7728.4865 | 1893.1836 | 1017.4852 | -11.175 | 23.3677 | implemented in the year, times
2015 | 0 | 0 | 0 | 0 | 0 | the annual emission reduction |  |  |  | 2015 | 0 | 0 | 0 | 0 | 0 | the annual emission reduction
2016 | 0 | 0 | 0 | 0 | 0 | for the measure, weighted |  |  |  | 2016 | 0 | 0 | 0 | 0 | 0 | for the measure, weighted for
2017 | 0 | 0 | 0 | 0 | 0 | for dual baseline. |  |  |  | 2017 | 0 | 0 | 0 | 0 | 0 | split baseline performance
2018 | 0 | 0 | 0 | 0 | 0 |  |  |  |  | 2018 | 0 | 0 | 0 | 0 | 0
2019 | 0 | 0 | 0 | 0 | 0 |  |  |  |  | 2019 | 0 | 0 | 0 | 0 | 0
2020 | 0 | 0 | 0 | 0 | 0 |  |  |  |  | 2020 | 0 | 0 | 0 | 0 | 0
2021 | 0 | 0 | 0 | 0 | 0 |  |  |  |  | 2021 | 0 | 0 | 0 | 0 | 0
2022 | 0 | 0 | 0 | 0 | 0 |  |  |  |  | 2022 | 0 | 0 | 0 | 0 | 0
2023 | 0 | 0 | 0 | 0 | 0 |  |  |  |  | 2023 | 0 | 0 | 0 | 0 | 0
Total Annual | 13934.539 | 3412.2961 | 1834.6787 | -38.5934 | 13.4181 |  |  |  |  | Total Annual | 15459.9243 | 3787.096 | 2035.3581 | -31.335 | 31.6175
Lifecycle Reductions | [9 empty] | Lifecycle Reductions
2013 | 81674.0487 | 19971.5144 | 10757.1776 | -1443.9218 | -1896.1545 |  |  |  |  | 2013 | 87954.4668 | 21511.6635 | 11583.8064 | -1505.1439 | -1967.8765
2014 | 81667.7427 | 19969.9573 | 10756.3489 | -1403.968 | -1828.5667 |  |  |  |  | 2014 | 87946.9931 | 21509.818 | 11582.8243 | -1460.7402 | -1892.7625
2015 | 0 | 0 | 0 | 0 | 0 |  |  |  |  | 2015 | 0 | 0 | 0 | 0 | 0
2016 | 0 | 0 | 0 | 0 | 0 |  |  |  |  | 2016 | 0 | 0 | 0 | 0 | 0
2017 | 0 | 0 | 0 | 0 | 0 |  |  |  |  | 2017 | 0 | 0 | 0 | 0 | 0
2018 | 0 | 0 | 0 | 0 | 0 |  |  |  |  | 2018 | 0 | 0 | 0 | 0 | 0
2019 | 0 | 0 | 0 | 0 | 0 |  |  |  |  | 2019 | 0 | 0 | 0 | 0 | 0
2020 | 0 | 0 | 0 | 0 | 0 |  |  |  |  | 2020 | 0 | 0 | 0 | 0 | 0
2021 | 0 | 0 | 0 | 0 | 0 |  |  |  |  | 2021 | 0 | 0 | 0 | 0 | 0
2022 | 0 | 0 | 0 | 0 | 0 |  |  |  |  | 2022 | 0 | 0 | 0 | 0 | 0
2023 | 0 | 0 | 0 | 0 | 0 |  |  |  |  | 2023 | 0 | 0 | 0 | 0 | 0
Total Lifecycle | 163341.7913 | 39941.4718 | 21513.5266 | -2847.8897 | -3724.7212 |  |  |  |  | Total Lifecycle | 175901.4599 | 43021.4815 | 23166.6308 | -2965.884 | -3860.639
Reductions based on total annual installations | [9 empty] | Wtd Avg Reductions based on total annual installations (Gross)
| Annual Wtd Avg Net kWh | Lifecycle Net kWh | Annual Wtd Avg Net Therms | Lifecycle Net Therms | Net July-Sept Wtd Avg Peak** (kW) | Net Wtd Avg Dec-Feb** (kW) |  | Wtd Avg User Entered kW | Net Annual NCP (kW) |  | Wtd Avg Annual Gross kWh | Wtd Avg Lifecycle Gross kWh | Wtd Avg Annual Gross Therms | Wtd Avg Lifecycle Gross Therms | Wtd Avg User Entered kW
2013 | 13626428.1168 | 159945930.2251 | -3989.4123 | -246824.2369 | 2890.236 | 1774.0366 |  | 3312.2529 | 2560.6242 | 2013 | 15113077.4795 | 172209052.2914 | -3446.1574 | -215583.9497 | 3707.2875
2014 | 13621597.2243 | 159933703.9409 | -2607.7525 | -239994.5216 | 2889.3893 | 1773.3892 |  | 3311.2282 | 3382.1761 | 2014 | 15107356.5767 | 172194562.2931 | -1910.2518 | -207993.5788 | 3706.0733
2015 | 0 | 0 | 0 | 0 | 0 | 0 |  | 0 | 1219.6499 | 2015 | 0 | 0 | 0 | 0 | 0
2016 | 0 | 0 | 0 | 0 | 0 | 0 |  | 0 | -672.1644 | 2016 | 0 | 0 | 0 | 0 | 0
2017 | 0 | 0 | 0 | 0 | 0 | 0 |  | 0 | -1089.1334 | 2017 | 0 | 0 | 0 | 0 | 0
2018 | 0 | 0 | 0 | 0 | 0 | 0 |  | 0 | -288.7545 | 2018 | 0 | 0 | 0 | 0 | 0
2019 | 0 | 0 | 0 | 0 | 0 | 0 |  | 0 | -2.0543 | 2019 | 0 | 0 | 0 | 0 | 0
2020 | 0 | 0 | 0 | 0 | 0 | 0 |  | 0 | -0.51358 | 2020 | 0 | 0 | 0 | 0 | 0
2021 | 0 | 0 | 0 | 0 | 0 | 0 |  | 0 | -2.1595 | 2021 | 0 | 0 | 0 | 0 | 0
2022 | 0 | 0 | 0 | 0 | 0 | 0 |  | 0 | -2.8793 | 2022 | 0 | 0 | 0 | 0 | 0
2023 | 0 | 0 | 0 | 0 | 0 | 0 |  | 0 | -107.2961 | 2023 | 0 | 0 | 0 | 0 | 0
Total | 27248025.3411 | 319879634.1659 | -6597.1648 | -486818.7585 | 5779.6252 | 3547.4258 |  | 6623.4811 | 4997.4951 | Total | 30220434.0562 | 344403614.5845 | -5356.4093 | -423577.5285 | 7413.3609
Wtd Average Net Impacts by Sector (All Measures Installed through 2023) | [9 empty] | Gross Savings for Goal Attainment - kWh
| Annual Wtd Avg Net kWh | Lifecycle Net kWh | Annual Wtd Avg Net Therms | Lifecycle Net Therms | Net July-Sept Wtd Avg Peak** (kW) | Net Wtd Avg Dec-Feb** (kW) |  | Wtd Avg User Entered kW | TRC Lifecycle Net Benefits* ($) |  | 1st Year Annual Savings | Decay of single or first baseline | 2nd Baseline Savings | 2nd Baseline Decay | Total Cumulative | Net Annual Savings
Total | 27248025.3411 | 319879634.1659 | -6597.1648 | -486818.7585 | 5779.6252 | 3547.4258 |  | 6623.4811 | 10247098.1545 |  | kWh | kWh | kWh | kWh | kWh | kWh
RES | 0 | 0 | 0 | 0 | 0 | 0 |  | 0 | 0 | 2013 | 15913255.9293 |  | 0 | 0 | 15913255.9293 | 15913255.9293
NON_RES | 0 | 0 | 0 | 0 | 0 | 0 |  | 0 | 0 | 2014 | 31820790.9558 | -172218.75 | 0 | 0 | 31648572.2058 | 15735316.2765
Residential | 0 | 0 | 3484.08 | 34840.8 | 0 | 0 |  | 0 | 9404.6378 | 2015 | 31820790.9558 | -1910567.8095 | 685685.91 | 0 | 30595909.0563 | -1052663.1495
Commercial | 27248025.3411 | 319879634.1659 | -10081.2448 | -521659.5585 | 5637.0645 | 3428.8667 |  | 6623.4811 | 10237693.5167 | 2016 | 31820790.9558 | -6743020.3733 | 1782783.366 | 0 | 26860553.9485 | -3735355.1078
Industrial | 0 | 0 | 0 | 0 | 0 | 0 |  | 0 | 0 | 2017 | 31820790.9558 | -11105799.9103 | 2194194.912 | 0 | 22909185.9574 | -3951367.991
Agricultural | 0 | 0 | 0 | 0 | 0 | 0 |  | 0 | 0 | 2018 | 31820790.9558 | -12215148.9638 | 2194194.912 | 0 | 21799836.904 | -1109349.0534
Not Used | 0 | 0 | 0 | 0 | 0 | 0 |  | 0 | 0 | 2019 | 31820790.9558 | -12231392.9638 | 2194194.912 | 0 | 21783592.904 | -16244
0 | 0 | 0 | 0 | 0 | 0 | 0 |  | 0 | 0 | 2020 | 31820790.9558 | -12237484.4638 | 2194194.912 | 0 | 21777501.404 | -6091.5
0 | 0 | 0 | 0 | 0 | 0 | 0 |  | 0 | 0 | 2021 | 31820790.9558 | -12253900.7763 | 2194194.912 | 0 | 21761085.0915 | -16416.3125
0 | 0 | 0 | 0 | 0 | 0 | 0 |  | 0 | 0 | 2022 | 31820790.9558 | -12280166.8763 | 2194194.912 | 0 | 21734818.9915 | -26266.1
0 | 0 | 0 | 0 | 0 | 0 | 0 |  | 0 | 0
0 | 0 | 0 | 0 | 0 | 0 | 0 |  | 0 | 0 | Gross Savings for Goal Attainment - kW
0 | 0 | 0 | 0 | 0 | 0 | 0 |  | 0 | 0 |  | 1st Year Annual | Decay or single or | 2nd Baseline | 2nd Baseline | Total | Net Annual
0 | 0 | 0 | 0 | 0 | 0 | 0 |  | 0 | 0 |  | Savings | first baseline | Savings | Decay | Cummulative | Savings
0 | 0 | 0 | 0 | 0 | 0 | 0 |  | 0 | 0 |  | kW | kW | kW | kW | kW | kW
0 | 0 | 0 | 0 | 0 | 0 | 0 |  | 0 | 0 | 2013 | 3897.4108 |  | 0 | 0 | 3897.4108 | 3897.4108
0 | 0 | 0 | 0 | 0 | 0 | 0 | 0 | 0 | 0 | 2014 | 7793.6074 | -41.25 | 0 | 0 | 7752.3574 | 3854.9466
0 | 0 | 0 | 0 | 0 | 0 | 0 | 0 | 0 | 0 | 2015 | 7793.6074 | -449.7793 | 162.9197 | 0 | 7506.7478 | -245.6096
0 | 0 | 0 | 0 | 0 | 0 | 0 | 0 | 0 | 0 | 2016 | 7793.6074 | -1658.9748 | 423.5912 | 0 | 6558.2239 | -948.5239
0 | 0 | 0 | 0 | 0 | 0 | 0 | 0 | 0 | 0 | 2017 | 7793.6074 | -2811.3783 | 521.3431 | 0 | 5503.5721 | -1054.6518
0 | 0 | 0 | 0 | 0 | 0 | 0 | 0 | 0 | 0 | 2018 | 7793.6074 | -3122.4257 | 521.3431 | 0 | 5192.5247 | -311.0474
0 | 0 | 0 | 0 | 0 | 0 | 0 | 0 | 0 | 0 | 2019 | 7793.6074 | -3122.3923 | 521.3431 | 0 | 5192.5581 | 0.0334
0 | 0 | 0 | 0 | 0 | 0 | 0 | 0 | 0 | 0 | 2020 | 7793.6074 | -3122.3798 | 521.3431 | 0 | 5192.5707 | 0.012525
Other and upspecified | 0 | 0 | -1.4552e-11 | 0 | 142.5608 | 118.5591 | 0 | 0 | 0 | 2021 | 7793.6074 | -3123.9986 | 521.3431 | 0 | 5190.9519 | -1.6188
* Include program-level and admin costs allocated based to total gas and electric programs at the measure level. | [9 empty] | 2022 | 7793.6074 | -3126.5886 | 521.3431 | 0 | 5188.3619 | -2.59
**These values are only approximations if there are dual baseline measures in the program
Net Impacts by CPUC End Use Categories (All Measures Installed through 2023) | [9 empty] | Gross Savings for Goal Attainment - Therms
| Annual Wtd Avg Net kWh | Lifecycle Net kWh | Annual Wtd Avg Net Therms | Lifecycle Net Therms | Net July-Sept Wtd Avg Peak** (kW) | Net Wtd Avg Dec-Feb** (kW) |  | Wtd Avg User Entered kW | TRC Lifecycle Net Benefits* ($) |  | 1st Year Annual Savings | Decay of single or first baseline | 2nd Baseline Savings | 2nd Baseline Decay | Total Cumulative | Net Annual Savings
Total | 27248025.3411 | 319879634.1659 | -6597.1648 | -486818.7585 | 5779.6252 | 3547.4258 |  | 6623.4811 | 10247098.1545 |  | Therms | Therms | Therms | Therms | Therms | Therms
Clothes Dryer | 0 | 0 | 0 | 0 | 0 | 0 |  | 0 | 0 | 2013 | -5553.7703 |  | 0 | 0 | -5553.7703 | -5553.7703
Clothes Washer | 0 | 0 | 0 | 0 | 0 | 0 |  | 0 | 0 | 2014 | -9571.635 | 0 | 0 | 0 | -9571.635 | -4017.8647
Consumer Electronics | 0 | 0 | 0 | 0 | 0 | 0 |  | 0 | 0 | 2015 | -9571.635 | 3826.6464 | -1806.0477 | 0 | -7551.0363 | 2020.5987
Cooking | 0 | 0 | 0 | 0 | 0 | 0 |  | 0 | 0 | 2016 | -9571.635 | 11775.3454 | -4695.724 | 0 | -2492.0136 | 5059.0227
Dishwasher | 0 | 0 | 0 | 0 | 0 | 0 |  | 0 | 0 | 2017 | -9571.635 | 16152.0224 | -5779.3527 | 0 | 801.0347 | 3293.0484
Other Appliance | 0 | 0 | 0 | 0 | 0 | 0 |  | 0 | 0 | 2018 | -9571.635 | 2024.3246 | -5779.3527 | 0 | -13326.6631 | -14127.6978
Office Equipment | 11859478.4484 | 172275129.4815 | -27533.6898 | -413005.3469 | 2293.1541 | 1433.9183 |  | 2698.9741 | 4551768.723 | 2019 | -9571.635 | -21956.6254 | -5779.3527 | 0 | -37307.6131 | -23980.95
Building shell | 0 | 0 | 0 | 0 | 0 | 0 |  | 0 | 0 | 2020 | -9571.635 | -31165.2004 | -5779.3527 | 0 | -46516.1881 | -9208.575
Space Cooling | 4460218.1591 | 14435017.7296 | -436.2448 | -1496.1917 | 1765.5674 | 698.6253 |  | 1352.2216 | 705920.6255 | 2021 | -9571.635 | -31165.2004 | -5779.3527 | 0 | -46516.1881 | 0
Space Heating | 0 | 0 | 0 | 0 | 0 | 0 |  | 0 | 0 | 2022 | -9571.635 | -31165.2004 | -5779.3527 | 0 | -46516.1881 | 0
Ventilation | 0 | 0 | 0 | 0 | 0 | 0 |  | 0 | 0
Interior Lighting | 10095171.079 | 129249800.8942 | -26268.3702 | -338635.32 | 1466.9715 | 1206.3026 |  | 2333.7167 | 5079914.9153
Exterior Lighting | 0 | 0 | 0 | 0 | 0 | 0 |  | 0 | 0
Daylighting | 0 | 0 | 0 | 0 | 0 | 0 |  | 0 | 0
Motors | 0 | 0 | 0 | 0 | 0 | 0 |  | 0 | 0
Process | 0 | 0 | 0 | 0 | 0 | 0 |  | 0 | 0
Compressed Air | 0 | 0 | 0 | 0 | 0 | 0 |  | 0 | 0
Food Processor | 0 | 0 | 0 | 0 | 0 | 0 |  | 0 | 0
Refrigeration | 833157.6546 | 3919686.0606 | 21.96 | 109.8 | 111.3715 | 90.0206 |  | 238.5687 | -184287.5863
Freezers | 0 | 0 | 0 | 0 | 0 | 0 |  | 0 | 0
Pumps | 0 | 0 | 0 | 0 | 0 | 0 |  | 0 | 0
Pool Pump | 0 | 0 | 0 | 0 | 0 | 0 |  | 0 | 0
Domestic Hot Water | 0 | 0 | 0 | 0 | 0 | 0 |  | 0 | 0
Water Heating | 0 | 0 | 0 | 0 | 0 | 0 |  | 0 | 0
Other or unspecified | 0 | 0 | 47619.18 | 266208.3 | 142.5608 | 118.5591 | 0 | 0 | 93781.4771
* Include program-level and admin costs allocated based to total gas and electric programs at the measure level.
**These values are only approximations if there are dual baseline measures in the program
Net Impacts by Climate Zone (All Measures Installed through 2023)
| Annual Wtd Avg Net kWh | Lifecycle Net kWh | Annual Wtd Avg Net Therms | Lifecycle Net Therms | Net July-Sept Wtd Avg Peak** (kW) | Net Wtd Avg Dec-Feb** (kW) |  | Wtd Avg User Entered kW | TRC Lifecycle Net Benefits* ($)
Total | 27248025.3411 | 319879634.1659 | -6597.1648 | -486818.7585 | 5637.0645 | 3428.8667 |  | 6623.4811 | 10247098.1545
7 | 0 | 0 | 0 | 0 | 0 | 0 |  | 0 | 0
10 | 0 | 0 | 0 | 0 | 0 | 0 |  | 0 | 0
15 | 0 | 0 | 0 | 0 | 0 | 0 |  | 0 | 0
15 | 0 | 0 | 0 | 0 | 0 | 0 |  | 0 | 0
System | 27248025.3411 | 319879634.1659 | -6597.1648 | -486818.7585 | 5637.0645 | 3428.8667 |  | 6623.4811 | 10247098.1545
0 | 0 | 0 | 0 | 0 | 0 | 0 |  | 0 | 0
0 | 0 | 0 | 0 | 0 | 0 | 0 |  | 0 | 0
0 | 0 | 0 | 0 | 0 | 0 | 0 |  | 0 | 0
0 | 0 | 0 | 0 | 0 | 0 | 0 |  | 0 | 0
0 | 0 | 0 | 0 | 0 | 0 | 0 |  | 0 | 0
0 | 0 | 0 | 0 | 0 | 0 | 0 |  | 0 | 0
* Include program-level and admin costs allocated based to total gas and electric programs at the measure level.
Persistent reductions in the summer (3rd Qtr) or winter (4th Qtr) of each year
| Net July-Sept Peak (kW) | Net Annual Dec-Feb (kW)
2013 | 1504.527 | 1872.8504
2014 | 4464.9282 | 3703.6524
2015 | 5803.5117 | 3488.9311
2016 | 5098.1442 | 2916.7042
2017 | 4132.3981 | 2517.8578
2018 | 3753.2335 | 2516.63
2019 | 3751.6523 | 2515.4022
2020 | 3750.8618 | 2515.4022
2021 | 3749.2957 | 2512.7828
2022 | 3746.1635 | 2510.1634
2023 | 3708.6676 | 2508.8951
2024 | 3568.5796 | 2422.2156
These values are only approximations if there are dual baseline measures in the program
Monthly Impacts
First Year for Impact Table: | 2013 | These values are only approximations if there are dual baseline measures in the program
| Quarter | Monthly Five Hour Avg or TOU Peak | Net Monthly NCP (kW) |  | Monthly Net kWh | Monthly Net Therms
2013-01-01 | 1 | 0 | 0 |  | 0 | 0
2013-02-01 | 1 | 0 | 0 |  | 0 | 0
2013-03-01 | 1 | 0 | 0 |  | 0 | 0
2013-04-01 | 2 | 441.8248 | 835.0918 |  | 285566.2591 | 481.9856
2013-05-01 | 2 | 798.1718 | 917.8211 |  | 321314.1293 | 481.9856
2013-06-01 | 2 | 652.7015 | 908.7392 |  | 313605.1813 | 481.9856
2013-07-01 | 3 | 1470.1052 | 1735.5969 |  | 639608.7096 | 963.9713
2013-08-01 | 3 | 1523.8171 | 1842.9347 |  | 653306.6534 | 963.9713
2013-09-01 | 3 | 1519.6588 | 1853.3553 |  | 652008.3399 | 963.9713
2013-10-01 | 4 | 1198.547 | 2560.6242 |  | 903029.9253 | -2192.2779
2013-11-01 | 4 | 1405.7577 | 2514.8299 |  | 849948.7429 | -2192.2779
2013-12-01 | 4 | 1411.2104 | 2435.902 |  | 827019.8959 | -2192.2779
2014-01-01 | 5 | 1901.5937 | 3295.7753 |  | 1120525.8403 | -2923.0372
2014-02-01 | 5 | 1835.3436 | 3306.6657 |  | 1097628.1595 | -2923.0372
2014-03-01 | 5 | 1712.4352 | 3309.7333 |  | 1148139.9296 | -2923.0372
2014-04-01 | 6 | 2198.6332 | 4164.7992 |  | 1423795.6532 | 2438.4806
2014-05-01 | 6 | 3966.4846 | 4564.6581 |  | 1599573.3547 | 2438.4806
2014-06-01 | 6 | 3239.2504 | 4519.2532 |  | 1561036.0045 | 2438.4806
2014-07-01 | 7 | 4361.6898 | 5157.9835 |  | 1904841.9288 | 2949.0188
2014-08-01 | 7 | 4522.7795 | 5479.9082 |  | 1945925.2417 | 2949.0188
2014-09-01 | 7 | 4510.3154 | 5511.1637 |  | 1942029.9641 | 2949.0188
2014-10-01 | 8 | 2765.2379 | 5942.8004 |  | 2094933.5632 | -5028.2652
2014-11-01 | 8 | 3248.5652 | 5835.963 |  | 1971113.4437 | -5028.2652
2014-12-01 | 8 | 3261.2824 | 5651.8439 |  | 1917628.9592 | -5028.2652
2015-01-01 | 9 | 3761.1157 | 6548.9434 |  | 2224924.467 | -5730.0078
2015-02-01 | 9 | 3628.6696 | 6570.7338 |  | 2179148.0997 | -5730.0078
2015-03-01 | 9 | 3382.9484 | 6576.8614 |  | 2280131.5392 | -5730.0078
2015-04-01 | 10 | 3457.7406 | 6570.0658 |  | 2246367.5661 | 3970.095
2015-05-01 | 10 | 6219.8553 | 7162.4502 |  | 2516319.5601 | 3970.095
2015-06-01 | 10 | 5079.5202 | 7090.6801 |  | 2456126.3516 | 3970.095
2015-07-01 | 11 | 5671.1905 | 6697.2233 |  | 2480093.6107 | 3970.095
2015-08-01 | 11 | 5876.9366 | 7109.0249 |  | 2532802.1539 | 3970.095
2015-09-01 | 11 | 5862.4078 | 7149.4796 |  | 2527542.1494 | 3970.095
2015-10-01 | 12 | 3051.08 | 6520.3391 |  | 2299733.0587 | -5349.442
2015-11-01 | 12 | 3560.2568 | 6402.456 |  | 2167676.2034 | -5349.442
2015-12-01 | 12 | 3573.2587 | 6204.1371 |  | 2110796.6885 | -5349.442
2016-01-01 | 13 | 3539.5092 | 6169.0653 |  | 2104581.2189 | -5160.7956
2016-02-01 | 13 | 3423.0648 | 6193.688 |  | 2064423.618 | -5160.7956
2016-03-01 | 13 | 3205.6509 | 6197.5719 |  | 2153544.7211 | -5160.7956
2016-04-01 | 14 | 3168.3881 | 6045.908 |  | 2071443.6901 | 3970.095
2016-05-01 | 14 | 5648.6041 | 6490.2859 |  | 2301625.7183 | 3970.095
2016-06-01 | 14 | 4670.1997 | 6424.6309 |  | 2251651.2808 | 3970.095
2016-07-01 | 15 | 4987.2594 | 5869.7467 |  | 2203054.9507 | 3970.095
2016-08-01 | 15 | 5156.6482 | 6211.4429 |  | 2247441.5918 | 3970.095
2016-09-01 | 15 | 5150.525 | 6246.9936 |  | 2241914.9387 | 3970.095
2016-10-01 | 16 | 2640.2927 | 5780.7791 |  | 2027765.8862 | -4569.6099
2016-11-01 | 16 | 3062.8115 | 5671.3551 |  | 1914670.3994 | -4569.6099
2016-12-01 | 16 | 3072.74 | 5497.3161 |  | 1866308.0063 | -4569.6099
2017-01-01 | 17 | 2958.0866 | 5371.8597 |  | 1822600.8461 | -4372.8574
2017-02-01 | 17 | 2863.0135 | 5400.265 |  | 1789947.444 | -4372.8574
2017-03-01 | 17 | 2683.4056 | 5401.1524 |  | 1863225.6874 | -4372.8574
2017-04-01 | 18 | 2654.4813 | 5293.8142 |  | 1801576.8135 | 3970.095
2017-05-01 | 18 | 4581.9594 | 5322.6932 |  | 1934189.2793 | 3970.095
2017-06-01 | 18 | 3765.5415 | 5263.1556 |  | 1894437.1295 | 3970.095
2017-07-01 | 19 | 4037.5834 | 4812.4591 |  | 1861201.6206 | 3970.095
2017-08-01 | 19 | 4179.7163 | 5101.5995 |  | 1899349.5918 | 3970.095
2017-09-01 | 19 | 4179.8945 | 5133.4738 |  | 1893623.0406 | 3970.095
2017-10-01 | 20 | 2227.0629 | 5200.2109 |  | 1804737.6446 | -4162.7017
2017-11-01 | 20 | 2606.1992 | 5095.0218 |  | 1701134.5435 | -4162.7017
2017-12-01 | 20 | 2614.5892 | 4933.1377 |  | 1657035.9673 | -4162.7017
2018-01-01 | 21 | 2556.9298 | 4913.1915 |  | 1645236.7823 | -4154.1314
2018-02-01 | 21 | 2467.2262 | 4942.5473 |  | 1614468.8123 | -4154.1314
2018-03-01 | 21 | 2297.1171 | 4942.6818 |  | 1683766.5323 | -4154.1314
2018-04-01 | 22 | 2373.8049 | 4976.0767 |  | 1676262.4574 | 3538.4288
2018-05-01 | 22 | 3969.5416 | 4695.7253 |  | 1740982.2202 | 3538.4288
2018-06-01 | 22 | 3176.3721 | 4637.0656 |  | 1702697.1829 | 3538.4288
2018-07-01 | 23 | 3658.4189 | 4433.1705 |  | 1745028.5772 | 3106.7625
2018-08-01 | 23 | 3800.5517 | 4722.3109 |  | 1783176.5483 | 3106.7625
2018-09-01 | 23 | 3800.73 | 4754.1852 |  | 1777449.9972 | 3106.7625
2018-10-01 | 24 | 2140.9703 | 5112.398 |  | 1768260.5194 | -5449.1302
2018-11-01 | 24 | 2520.1066 | 5007.2089 |  | 1664657.4183 | -5449.1302
2018-12-01 | 24 | 2528.4966 | 4845.3247 |  | 1620558.8421 | -5449.1302
2019-01-01 | 25 | 2555.702 | 4911.1372 |  | 1644022.8596 | -5880.7964
2019-02-01 | 25 | 2465.9984 | 4940.493 |  | 1613254.8897 | -5880.7964
2019-03-01 | 25 | 2295.8893 | 4940.6275 |  | 1682552.6097 | -5880.7964
2019-04-01 | 26 | 2372.5771 | 4974.0224 |  | 1675048.5348 | 1783.0013
2019-05-01 | 26 | 3967.9604 | 4693.896 |  | 1739757.7919 | 1783.0013
2019-06-01 | 26 | 3174.791 | 4635.2363 |  | 1701472.7546 | 1783.0013
2019-07-01 | 27 | 3656.8377 | 4431.3412 |  | 1743804.1489 | 1322.5725
2019-08-01 | 27 | 3798.9705 | 4720.4816 |  | 1781952.12 | 1322.5725
2019-09-01 | 27 | 3799.1488 | 4752.3559 |  | 1776225.5688 | 1322.5725
2019-10-01 | 28 | 2139.7425 | 5110.3436 |  | 1767046.5968 | -7262.0827
2019-11-01 | 28 | 2518.8788 | 5005.1545 |  | 1663443.4957 | -7262.0827
2019-12-01 | 28 | 2527.2687 | 4843.2704 |  | 1619344.9195 | -7262.0827
2020-01-01 | 29 | 2554.4742 | 4909.0829 |  | 1642808.937 | -7722.5114
2020-02-01 | 29 | 2464.7706 | 4938.4386 |  | 1612040.967 | -7722.5114
2020-03-01 | 29 | 2294.6615 | 4938.5731 |  | 1681338.6871 | -7722.5114
2020-04-01 | 30 | 2371.6562 | 4972.4816 |  | 1674138.0928 | 401.715
2020-05-01 | 30 | 3966.7745 | 4692.524 |  | 1738839.4706 | 401.715
2020-06-01 | 30 | 3173.6051 | 4633.8643 |  | 1700554.4333 | 401.715
2020-07-01 | 31 | 3656.0471 | 4430.4266 |  | 1743191.9347 | 401.715
2020-08-01 | 31 | 3798.18 | 4719.567 |  | 1781339.9058 | 401.715
2020-09-01 | 31 | 3798.3582 | 4751.4413 |  | 1775613.3547 | 401.715
2020-10-01 | 32 | 2139.4355 | 5109.8301 |  | 1766743.1161 | -7722.5114
2020-11-01 | 32 | 2518.5719 | 5004.6409 |  | 1663140.015 | -7722.5114
2020-12-01 | 32 | 2526.9618 | 4842.7568 |  | 1619041.4389 | -7722.5114
2021-01-01 | 33 | 2554.4742 | 4909.0829 |  | 1642808.937 | -7722.5114
2021-02-01 | 33 | 2464.7706 | 4938.4386 |  | 1612040.967 | -7722.5114
2021-03-01 | 33 | 2294.6615 | 4938.5731 |  | 1681338.6871 | -7722.5114
2021-04-01 | 34 | 2371.0014 | 4971.7618 |  | 1673654.2431 | 401.715
2021-05-01 | 34 | 3965.9915 | 4691.741 |  | 1738334.8857 | 401.715
2021-06-01 | 34 | 3172.822 | 4633.0813 |  | 1700049.8484 | 401.715
2021-07-01 | 35 | 3654.481 | 4428.8605 |  | 1742182.7649 | 401.715
2021-08-01 | 35 | 3796.6139 | 4718.0009 |  | 1780330.736 | 401.715
2021-09-01 | 35 | 3796.7921 | 4749.8752 |  | 1774604.1848 | 401.715
2021-10-01 | 36 | 2137.471 | 5107.6706 |  | 1765291.567 | -7722.5114
2021-11-01 | 36 | 2516.6073 | 5002.4814 |  | 1661688.4659 | -7722.5114
2021-12-01 | 36 | 2524.9972 | 4840.5973 |  | 1617589.8897 | -7722.5114
2022-01-01 | 37 | 2551.8548 | 4906.2035 |  | 1640873.5382 | -7722.5114
2022-02-01 | 37 | 2462.1512 | 4935.5593 |  | 1610105.5682 | -7722.5114
2022-03-01 | 37 | 2292.042 | 4935.6938 |  | 1679403.2883 | -7722.5114
2022-04-01 | 38 | 2368.382 | 4968.8825 |  | 1671718.8443 | 401.715
2022-05-01 | 38 | 3962.8593 | 4688.6088 |  | 1736316.5461 | 401.715
2022-06-01 | 38 | 3169.6898 | 4629.9491 |  | 1698031.5087 | 401.715
2022-07-01 | 39 | 3651.3488 | 4425.7283 |  | 1740164.4252 | 401.715
2022-08-01 | 39 | 3793.4817 | 4714.8687 |  | 1778312.3963 | 401.715
2022-09-01 | 39 | 3793.6599 | 4746.743 |  | 1772585.8452 | 401.715
2022-10-01 | 40 | 2134.8515 | 5104.7912 |  | 1763356.1682 | -7722.5114
2022-11-01 | 40 | 2513.9879 | 4999.6021 |  | 1659753.0671 | -7722.5114
2022-12-01 | 40 | 2522.3778 | 4837.718 |  | 1615654.4909 | -7722.5114
2023-01-01 | 41 | 2549.2354 | 4903.3242 |  | 1638938.1394 | -7722.5114
2023-02-01 | 41 | 2459.5317 | 4932.68 |  | 1608170.1694 | -7722.5114
2023-03-01 | 41 | 2289.4226 | 4932.8145 |  | 1677467.8895 | -7722.5114
2023-04-01 | 42 | 2365.6849 | 4945.5683 |  | 1669082.0379 | 365.3175
2023-05-01 | 42 | 3956.8698 | 4654.9578 |  | 1732869.1222 | 365.3175
2023-06-01 | 42 | 3161.6805 | 4599.8107 |  | 1692986.3791 | 365.3175
2023-07-01 | 43 | 3614.1505 | 4351.6969 |  | 1725231.5924 | 328.92
2023-08-01 | 43 | 3760.4503 | 4645.0978 |  | 1762929.629 | 328.92
2023-09-01 | 43 | 3751.402 | 4674.3586 |  | 1758925.8239 | 328.92
2023-10-01 | 44 | 2132.062 | 4997.4951 |  | 1749934.9525 | -7830.2537
2023-11-01 | 44 | 2511.0452 | 4917.8907 |  | 1654103.8634 | -7830.2537
2023-12-01 | 44 | 2521.3238 | 4776.8938 |  | 1612580.9673 | -7830.2537

## Input
| SDG&E 2013 v1c4-Draft.xls |  |  |  | Program Budget ($) | [10 empty] | Import file format 5
[5 empty] | a. Administrative Costs | 2013 | 2014 | 2015 | NPV |  |  |  | Nominal | Nominal | Nominal
| Proposer General Information |  |  |  | a.i. Overhead and G&A | 29309.8911 | 29309.8911 |  | 56610.4603 | d. Incentives and Rebates ($) |  |  | 2013 | 2014 | 2015 | NPV |  | Market Effects Adjustments
| Proposer Name |  | SDGE |  | a.ii. Other Admin costs |  |  |  | 0 | d.i. User Input Incentive (treated like admin) | [5 empty] | 0 |  | Adjustment type |  | Uniform
| Program Name |  | 3226-SW-COM Direct Install SDG&E_COMPLIANCE |  | b. Marketing/Outreach | 16983.28 | 16983.28 |  | 32802.2815 | d.ii. Rebate |  |  | 0 | 0 | 0 |  |  | Enter Custom values in columns AO through AT
| Service Territory |  | SDG&E |  | c. Direct Implementation (non incentive) |  |  |  |  | d.iii. Direct Install Labor |  |  | 4389868.005 | 4390429.595 | 0 |  |  | Uniform Factors to apply to all measures
| First Year of Program Implementation |  |  | 2013 | c.i. Activity | 416465.2963 | 416465.2963 |  | 804380.0656 | d.iv. Direct Install Materials |  |  | 4088761.4355 | 4088452.7055 | 0 |  |  |  | Benefit Adj | Cost Adj
| Contact Information |  |  |  | c.ii. Installation |  |  |  | 0 | d.v. Upstream payments |  |  | 0 | 0 | 0 |  |  | Participant Inside
| Name |  |  |  | c.iii. Hardware & Materials |  |  |  | 0 | Subtotal Incentives and Rebates |  |  | 8478629.4405 | 8478882.3005 | 0 | 15635365.8064 |  | Participant Outside
| Address |  |  |  | c.iv. Rebate Processing and Inspection |  |  |  | 0 | [8 empty] | Non-participant | 5% | 5% | [39 empty] | Formulas for spreading annual installations to quarters
| ZIP code |  |  |  | d. Total Incentives and Rebates | 8478629.4405 | 8478882.3005 | 0 | 15635365.8064 | [8 empty] | Total Factor | 5% | 5% | [39 empty] | 0 | 0 | 0 | 0 | 0 | 0 | 0 | 0 | 0 | 0 | 0 | 0 | 0 | 0 | 0 | 0 | 0 | 0 | 0 | 0 | 0 | 0 | 0 | 0 | 0 | 0 | 0 | 0 | 0 | 0 | 0 | 0 | 0 | 0 | 0 | 0 | 0 | 0 | 0 | 0 | 0 | 0 | 0 | 0
| Telephone |  |  |  | e. EM&V |  |  |  | 0 | f. Costs recovered from other sources | [5 empty] | 0
| Email |  |  |  | Total | 8941387.9079 | 8941640.7679 | 0 | 16529158.6138 | Program Budget w/ Other Costs (a to f) |  |  | 8941387.9079 | 8941640.7679 | 0 | 16529158.6138
[15 empty] | Number of measures that have negative participant cost: | 0 |  |  | Total Excess incentive: | 1552430.4293 | [39 empty] | Quarterly Installation Schedule
| Program Inputs | [10 empty] | Transfer | Admin | Admin | Admin | Participant | [8 empty] | Second Baseline (For savings after the RUL) | [7 empty] | Table Lookup Values |  |  |  |  | Benefits Adj Factors |  | Market Effects Adjustments | [8 empty] | Annual Installation Schedule (enter quarterly values to the right) | [10 empty] | 2013 |  |  |  | 2014 |  |  |  | 2015 |  |  |  | 2016 |  |  |  | 2017 |  |  |  | 2018 |  |  |  | 2019 |  |  |  | 2020 |  |  |  | 2021 |  |  |  | 2022 |  |  |  | 2023
| Measure Name | DEER RunID | Climate Zone | Target sector | Measure Electric End Use Shape | CZ, Sector, Measure combination found? | Expected Useful Life for New/ROB, RUL for retrofit. (yrs) | Program Type (To look up Net-to-gross Ratio) | Unit Definition (e.g. homes) | Program Type (NEW/ROB or Early Repl(RET)) | Gross Measure Cost (Total Cost for Retrofit, Incr Cost for New/ROB) ($/unit) | Rebate to end use customer or its assignee ($/unit) | Incentives to entities other than the end use customer or its assignee($/unit) | Direct Install Labor ($/unit) | Direct Install Material ($/unit) | Gross Participant Cost ($/unit) | Gross Unit Annual Electricity Savings (kwh/unit) | Electric Rate Schedule | Demand Scaler | User Entered kW Savings per unit (kW/unit) | Gross Unit Annual Gas Savings (therm/unit) | Gas Sector | Gas Rate Schedule | Gas Savings Profile | Total Life. Can be left blank for single baseline measures (Yrs) | Incremental Cost (relative to standard efficiency default device) ($/unit) | Measure Cost Inflation (%/year escalation) | Early retrofit incremental kWh savings (kWh/unit) | Early retrofit incremental kW savings (kW/unit) | Early retrofit incremental Th savings (Th/unit) | Combustion Type | Expected Useful Life for New/ROB, RUL for retrofit. (yrs) | Net-to-Gross Ratio - kWh | Net-to-Gross Ratio -Therms | Net-to-Gross Ratio - kW | Net-to-Gross Ratio - Therms (overides lookup value) | Net-to-Gross Ratio - Costs | Installation Rate (Blank gets 100%) (IR) | Gross Realization Rate (Blank gets 100%) (GRR) | Benefits - Participants Inside | Benefits - Participants Outside | Benefits- Non-participants | Costs - Participants Inside | Costs - Participants Outside | Costs- Non-participants | Total Benefits Factor | Total Cost Factor | % Eligible for TOU AC adjustment | 2013 | 2014 | 2015 | 2016 | 2017 | 2018 | 2019 | 2020 | 2021 | 2022 | 2023 | Qtr 1 | Qtr 2 | Qtr 3 | Qtr 4 | Qtr 1 | Qtr 2 | Qtr 3 | Qtr 4 | Qtr 1 | Qtr 2 | Qtr 3 | Qtr 4 | Qtr 1 | Qtr 2 | Qtr 3 | Qtr 4 | Qtr 1 | Qtr 2 | Qtr 3 | Qtr 4 | Qtr 1 | Qtr 2 | Qtr 3 | Qtr 4 | Qtr 1 | Qtr 2 | Qtr 3 | Qtr 4 | Qtr 1 | Qtr 2 | Qtr 3 | Qtr 4 | Qtr 1 | Qtr 2 | Qtr 3 | Qtr 4 | Qtr 1 | Qtr 2 | Qtr 3 | Qtr 4 | Qtr 1 | Qtr 2 | Qtr 3 | Qtr 4 | Total Number of Units | Comments
3226 | 428002-Small Pkg AC, increase refrigerant charge from typical under-charge to factory specified level | Com-RefrigCharge-wtd | System | Commercial | NON_res:DEER:HVAC_Refrig_Charge | TRUE |  |  | Ton | RET | 35 | 0 | 0 | 27.5 | 7.5 | 0 | 120 |  | kWh | 0.0939 | -0.00959 | Commercial |  | Winter Only | [6 empty] | Small Boilers (<100 MMBtu/hr Heat Input):Uncontrolled | 10 | 73% |  |  |  |  | 67% | [7 empty] | 0% | 0% | 100% | 1775 | 1775 | 0 | 0 | 0 | 0 | 0 | 0 | 0 | 0 | 0 | 2013 Qtr 1: 443.75; 2013 Qtr 2: 443.75; 2013 Qtr 3: 443.75; 2013 Qtr 4: 443.75; 2014 Qtr 1: 443.75; 2014 Qtr 2: 443.75; 2014 Qtr 3: 443.75; 2014 Qtr 4: 443.75 | 3550
3226 | 428003-Small Pkg AC, increase refrigerant charge from high under-charge to factory specified level | Com-RefrigCharge-wtd | System | Commercial | NON_res:DEER:HVAC_Refrig_Charge | TRUE |  |  | Ton | RET | 35 | 0 | 0 | 27.5 | 7.5 | 0 | 120 |  | kWh | 0.0939 | -0.00959 | Commercial |  | Winter Only | [6 empty] | Small Boilers (<100 MMBtu/hr Heat Input):Uncontrolled | 10 | 73% |  |  |  |  | 67% | [7 empty] | 0% | 0% | 100% | 45 | 45 | 0 | 0 | 0 | 0 | 0 | 0 | 0 | 0 | 0 | 2013 Qtr 1: 11.25; 2013 Qtr 2: 11.25; 2013 Qtr 3: 11.25; 2013 Qtr 4: 11.25; 2014 Qtr 1: 11.25; 2014 Qtr 2: 11.25; 2014 Qtr 3: 11.25; 2014 Qtr 4: 11.25 | 90
3226 | 428004-Small Pkg AC, decrease refrigerant charge from typical over-charge to factory specified level | Com-RefrigCharge-wtd | System | Commercial | NON_res:DEER:HVAC_Refrig_Charge | TRUE |  |  | Ton | RET | 35 | 0 | 0 | 27.5 | 7.5 | 0 | 120 |  | kWh | 0.0939 | -0.00959 | Commercial |  | Winter Only | [6 empty] | Small Boilers (<100 MMBtu/hr Heat Input):Uncontrolled | 10 | 73% |  |  |  |  | 67% | [7 empty] | 0% | 0% | 100% | 470 | 470 | 0 | 0 | 0 | 0 | 0 | 0 | 0 | 0 | 0 | 2013 Qtr 1: 117.5; 2013 Qtr 2: 117.5; 2013 Qtr 3: 117.5; 2013 Qtr 4: 117.5; 2014 Qtr 1: 117.5; 2014 Qtr 2: 117.5; 2014 Qtr 3: 117.5; 2014 Qtr 4: 117.5 | 940
3226 | 428005-Small Pkg AC, decrease refrigerant charge from high over-charge to factory specified level | Com-RefrigCharge-wtd | System | Commercial | NON_res:DEER:HVAC_Refrig_Charge | TRUE |  |  | Ton | RET | 35 | 0 | 0 | 27.5 | 7.5 | 0 | 120 |  | kWh | 0.0939 | -0.00959 | Commercial |  | Winter Only | [6 empty] | Small Boilers (<100 MMBtu/hr Heat Input):Uncontrolled | 10 | 73% |  |  |  |  | 67% | [7 empty] | 0% | 0% | 100% | 25 | 25 | 0 | 0 | 0 | 0 | 0 | 0 | 0 | 0 | 0 | 2013 Qtr 1: 6.25; 2013 Qtr 2: 6.25; 2013 Qtr 3: 6.25; 2013 Qtr 4: 6.25; 2014 Qtr 1: 6.25; 2014 Qtr 2: 6.25; 2014 Qtr 3: 6.25; 2014 Qtr 4: 6.25 | 50
3226 | 428006-Replaced refrig. line insulation (A/C) | WPSDGENRRN1000, Rev 0, Msr 1 | System | Commercial | 24-RTS-Retail–Small-COOL | TRUE |  |  | Unit | ROB | 32.48 | 0 | 0 | 25 | 7.48 | 0 | 3.469 |  | kWh | 0.00045 | 0 | Commercial |  | Winter Only | [6 empty] | Small Boilers (<100 MMBtu/hr Heat Input):Uncontrolled | 11 | 73% | [12 empty] | 0% | 0% | 100% | 220 | 220 | 0 | 0 | 0 | 0 | 0 | 0 | 0 | 0 | 0 | 2013 Qtr 1: 55; 2013 Qtr 2: 55; 2013 Qtr 3: 55; 2013 Qtr 4: 55; 2014 Qtr 1: 55; 2014 Qtr 2: 55; 2014 Qtr 3: 55; 2014 Qtr 4: 55 | 440
3226 | 428008-Cleaned Condenser Coil | WPSDGENRHC1020, Rev 0, Msr 1 | System | Commercial | 24-RTS-Retail–Small-COOL | TRUE |  |  | Ton | RET | 30.5 | 0 | 0 | 30.5 | 0 | 0 | 228 |  | kWh | 0.067 | 0 | Commercial |  | Winter Only | [6 empty] | Small Boilers (<100 MMBtu/hr Heat Input):Uncontrolled | 3 | 73% | [12 empty] | 0% | 0% | 100% | 7500 | 7500 | 0 | 0 | 0 | 0 | 0 | 0 | 0 | 0 | 0 | 2013 Qtr 1: 1875; 2013 Qtr 2: 1875; 2013 Qtr 3: 1875; 2013 Qtr 4: 1875; 2014 Qtr 1: 1875; 2014 Qtr 2: 1875; 2014 Qtr 3: 1875; 2014 Qtr 4: 1875 | 15000
3226 | 428009-Cleaned Evap. Coil | WPSDGENRHC1010, Rev 0, Msr 1 | System | Commercial | 24-RTS-Retail–Small-COOL | TRUE |  |  | Ton | RET | 35.11 | 0 | 0 | 34.5 | 0 | 0.61 | 92.6166 |  | kWh | 0.020982 | 0 | Commercial |  | Winter Only | [6 empty] | Small Boilers (<100 MMBtu/hr Heat Input):Uncontrolled | 3 | 73% | [12 empty] | 0% | 0% | 100% | 6435 | 6430 | 0 | 0 | 0 | 0 | 0 | 0 | 0 | 0 | 0 | 2013 Qtr 1: 1608.75; 2013 Qtr 2: 1608.75; 2013 Qtr 3: 1608.75; 2013 Qtr 4: 1608.75; 2014 Qtr 1: 1607.5; 2014 Qtr 2: 1607.5; 2014 Qtr 3: 1607.5; 2014 Qtr 4: 1607.5 | 12865
3226 | 428010-Checked and re-positioned outside air dampers | D03-060 | System | Commercial | 24-RTS-Retail–Small-COOL | TRUE |  |  | Ton | RET | 6 | 0 | 0 | 6 | 0 | 0 | 459 |  | kWh | 0.00436 | -8.79 | Commercial |  | Winter Only | [6 empty] | Small Boilers (<100 MMBtu/hr Heat Input):Uncontrolled | 3 | 73% | [12 empty] | 0% | 0% | 100% | 30 | 30 | 0 | 0 | 0 | 0 | 0 | 0 | 0 | 0 | 0 | 2013 Qtr 1: 7.5; 2013 Qtr 2: 7.5; 2013 Qtr 3: 7.5; 2013 Qtr 4: 7.5; 2014 Qtr 1: 7.5; 2014 Qtr 2: 7.5; 2014 Qtr 3: 7.5; 2014 Qtr 4: 7.5 | 60
3226 | 428012-Straighten Condenser Coil Fins | WPSDGENRHC1040, Rev 0, Msr 1 | System | Commercial | 24-RTS-Retail–Small-COOL | TRUE |  |  | Ton | RET | 5 | 0 | 0 | 5 | 0 | 0 | 43 |  | kWh | 0.009 | 0 | Commercial |  | Winter Only | [6 empty] | Small Boilers (<100 MMBtu/hr Heat Input):Uncontrolled | 3 | 73% |  |  |  |  | 67% | [7 empty] | 0% | 0% | 100% | 1200 | 1200 | 0 | 0 | 0 | 0 | 0 | 0 | 0 | 0 | 0 | 2013 Qtr 1: 300; 2013 Qtr 2: 300; 2013 Qtr 3: 300; 2013 Qtr 4: 300; 2014 Qtr 1: 300; 2014 Qtr 2: 300; 2014 Qtr 3: 300; 2014 Qtr 4: 300 | 2400
3226 | 428013-Duct Seal Testing | NB-HVAC-DuctSeal-high | System | Commercial | NON_res:DEER:HVAC_Duct_Sealing | TRUE |  |  | Ton | RET | 383 | 0 | 0 | 0 | 0 | 383 | 39.9 |  | kWh | 0.0168 | -0.231 | Commercial |  | Winter Only | [6 empty] | Small Boilers (<100 MMBtu/hr Heat Input):Uncontrolled | 18 | 73% |  |  |  |  | 46.3% | [7 empty] | 0% | 0% | 0% | 10 | 10 | 0 | 0 | 0 | 0 | 0 | 0 | 0 | 0 | 0 | 2013 Qtr 1: 2.5; 2013 Qtr 2: 2.5; 2013 Qtr 3: 2.5; 2013 Qtr 4: 2.5; 2014 Qtr 1: 2.5; 2014 Qtr 2: 2.5; 2014 Qtr 3: 2.5; 2014 Qtr 4: 2.5 | 20
3226 | 428014-Replaced air filter | WPSDGENRHC1030, Rev 0, Msr 1 | System | Commercial | 24-RTS-Retail–Small-COOL | TRUE |  |  | Ton | RET | 10.15 | 0 | 0 | 8 | 2.15 | 4.4409e-16 | 50.1 |  | kWh | 0.012 | 0 | Commercial |  | Winter Only | [6 empty] | Small Boilers (<100 MMBtu/hr Heat Input):Uncontrolled | 1 | 85% | [12 empty] | 0% | 0% | 50% | 5500 | 5500 | 0 | 0 | 0 | 0 | 0 | 0 | 0 | 0 | 0 | 2013 Qtr 1: 1375; 2013 Qtr 2: 1375; 2013 Qtr 3: 1375; 2013 Qtr 4: 1375; 2014 Qtr 1: 1375; 2014 Qtr 2: 1375; 2014 Qtr 3: 1375; 2014 Qtr 4: 1375 | 11000
3226 | 428015-Replaced hot water line insulation (electric) | WPSDGENRWH1200, Rev 0, Msr 1 | System | Commercial | 24-RTS-Retail–Small-OFF_EQ | TRUE |  |  | Unit | RET | 82 | 0 | 0 | 75 | 7 | 0 | 10.82 |  | kWh | 0 | 0 | Commercial |  | Winter Only | [6 empty] | Small Boilers (<100 MMBtu/hr Heat Input):Uncontrolled | 13 | 85% | [12 empty] | 0% | 0% | 0% | 180 | 179 | 0 | 0 | 0 | 0 | 0 | 0 | 0 | 0 | 0 | 2013 Qtr 1: 45; 2013 Qtr 2: 45; 2013 Qtr 3: 45; 2013 Qtr 4: 45; 2014 Qtr 1: 44.75; 2014 Qtr 2: 44.75; 2014 Qtr 3: 44.75; 2014 Qtr 4: 44.75 | 359
3226 | 428016-Replaced hot water line insulation (gas) | WPSDGENRWH1202, Rev 1, Msr 1 | System | Commercial |  |  |  |  | Unit | RET | 110.8 | 0 | 0 | 85 | 25.8 | 0 | 0 |  | #N/A | 0 | 3.3 | Commercial |  | Annual | [6 empty] | Small Boilers (<100 MMBtu/hr Heat Input):Uncontrolled | 13 | 85% | [12 empty] | 0% | 0% | 0% | 225 | 225 | 0 | 0 | 0 | 0 | 0 | 0 | 0 | 0 | 0 | 2013 Qtr 1: 56.25; 2013 Qtr 2: 56.25; 2013 Qtr 3: 56.25; 2013 Qtr 4: 56.25; 2014 Qtr 1: 56.25; 2014 Qtr 2: 56.25; 2014 Qtr 3: 56.25; 2014 Qtr 4: 56.25 | 450
3226 | 428018-Boiler Cleaning - Laundry Dry Cleaners (Gas) | WPSDGENRWH1100, Rev 0, Msr 1 | System | Commercial |  |  |  |  | boiler | RET | 1025 | 0 | 0 | 1025 | 0 | 0 | 0 |  | #N/A | 0 | 1534 | Commercial |  | Annual | [6 empty] | Small Boilers (<100 MMBtu/hr Heat Input):Uncontrolled | 5 | 85% | [12 empty] | 0% | 0% | 0% | 15 | 16 | 0 | 0 | 0 | 0 | 0 | 0 | 0 | 0 | 0 | 2013 Qtr 1: 3.75; 2013 Qtr 2: 3.75; 2013 Qtr 3: 3.75; 2013 Qtr 4: 3.75; 2014 Qtr 1: 4; 2014 Qtr 2: 4; 2014 Qtr 3: 4; 2014 Qtr 4: 4 | 31
3226 | 428019-Super Low Flow Showerhead | WPSDGEREWH1061A, Rev 3, Msr 1 | System | Residential |  |  |  |  | Showerhead | ROB | 37.95 | 0 | 0 | 15 | 22.95 | 3.5527e-15 | 0 |  | #N/A | 0 | 11.2 | Residential |  | Annual | [6 empty] | Small Boilers (<100 MMBtu/hr Heat Input):Controlled – Flue Gas Recirculation | 10 | 85% | [12 empty] | 0% | 0% | 0% | 26 | 25 | 0 | 0 | 0 | 0 | 0 | 0 | 0 | 0 | 0 | 2013 Qtr 1: 6.5; 2013 Qtr 2: 6.5; 2013 Qtr 3: 6.5; 2013 Qtr 4: 6.5; 2014 Qtr 1: 6.25; 2014 Qtr 2: 6.25; 2014 Qtr 3: 6.25; 2014 Qtr 4: 6.25 | 51
3226 | 428020-Super Low Flow Batheroom Aerator | WPSDGEREWH1012, Rev 0, Msr 1 | System | Residential |  |  |  |  | Aerator | ROB | 13.24 | 0 | 0 | 5.58 | 7.11 | 0.55 | 0 |  | #N/A | 0 | 3.3 | Residential |  | Annual | [6 empty] | Small Boilers (<100 MMBtu/hr Heat Input):Controlled – Flue Gas Recirculation | 10 | 85% | [12 empty] | 0% | 0% | 0% | 500 | 500 | 0 | 0 | 0 | 0 | 0 | 0 | 0 | 0 | 0 | 2013 Qtr 1: 125; 2013 Qtr 2: 125; 2013 Qtr 3: 125; 2013 Qtr 4: 125; 2014 Qtr 1: 125; 2014 Qtr 2: 125; 2014 Qtr 3: 125; 2014 Qtr 4: 125 | 1000
3226 | 428021-Cleaned Condenser Coil for Refrigeration Unit Serving Walkins | WPSDGENRHC1020, Rev 0, Msr 1 | System | Commercial | 22-RT3-Retail–3StoryLarge-REFG | TRUE |  |  | Walk-in | RET | 63.9 | 0 | 0 | 63.9 | 0 | 0 | 172 |  | kWh | 0.063 | 0 | Commercial |  | Winter Only | [6 empty] | Small Boilers (<100 MMBtu/hr Heat Input):Uncontrolled | 3 | 73% | [12 empty] | 0% | 0% | 100% | 350 | 350 | 0 | 0 | 0 | 0 | 0 | 0 | 0 | 0 | 0 | 2013 Qtr 1: 87.5; 2013 Qtr 2: 87.5; 2013 Qtr 3: 87.5; 2013 Qtr 4: 87.5; 2014 Qtr 1: 87.5; 2014 Qtr 2: 87.5; 2014 Qtr 3: 87.5; 2014 Qtr 4: 87.5 | 700
3226 | 428022-Cleaned Condenser Coil Refrigeration Unit Serving Reach-ins | WPSDGENRHC1020, Rev 0, Msr 1 | System | Commercial | 22-RT3-Retail–3StoryLarge-REFG | TRUE |  |  | Reach-in | RET | 79.5 | 0 | 0 | 79.5 | 0 | 0 | 172 |  | kWh | 0.063 | 0 | Commercial |  | Winter Only | [6 empty] | Small Boilers (<100 MMBtu/hr Heat Input):Uncontrolled | 3 | 73% | [12 empty] | 0% | 0% | 100% | 2000 | 2000 | 0 | 0 | 0 | 0 | 0 | 0 | 0 | 0 | 0 | 2013 Qtr 1: 500; 2013 Qtr 2: 500; 2013 Qtr 3: 500; 2013 Qtr 4: 500; 2014 Qtr 1: 500; 2014 Qtr 2: 500; 2014 Qtr 3: 500; 2014 Qtr 4: 500 | 4000
3226 | 428023-Suction Line Insulation for Walk-In Refrigeration Units | WPSDGENRRN1000, Rev 0, Msr 1 | System | Commercial | 09-GRO-Grocery-REFG | TRUE |  |  | 10 feet | ROB | 32.48 | 0 | 0 | 25 | 7.48 | 0 | 3.469 |  | kWh | 0.00045 | 0 | Commercial |  | Winter Only | [6 empty] | Small Boilers (<100 MMBtu/hr Heat Input):Uncontrolled | 11 | 85% | [12 empty] | 0% | 0% | 0% | 1500 | 1500 | 0 | 0 | 0 | 0 | 0 | 0 | 0 | 0 | 0 | 2013 Qtr 1: 375; 2013 Qtr 2: 375; 2013 Qtr 3: 375; 2013 Qtr 4: 375; 2014 Qtr 1: 375; 2014 Qtr 2: 375; 2014 Qtr 3: 375; 2014 Qtr 4: 375 | 3000
3226 | 428025-Refrigeration - Evap. Fan ECM, Display Case Cooler |  | System | Commercial | 09-GRO-Grocery-REFG | TRUE |  |  | Motor | RET | 145 | 0 | 0 | 70 | 75 | 0 |  |  | kWh |  |  | Commercial |  | Annual | [6 empty] | Small Boilers (<100 MMBtu/hr Heat Input):Uncontrolled | 15 | 85% | [12 empty] | 0% | 0% | 0% | 20 | 20 | 0 | 0 | 0 | 0 | 0 | 0 | 0 | 0 | 0 | 2013 Qtr 1: 5; 2013 Qtr 2: 5; 2013 Qtr 3: 5; 2013 Qtr 4: 5; 2014 Qtr 1: 5; 2014 Qtr 2: 5; 2014 Qtr 3: 5; 2014 Qtr 4: 5 | 40
3226 | 428027-Refrigeration - Efficient Evap Fan (ECM) Walk In Cooler |  | System | Commercial | 09-GRO-Grocery-REFG | TRUE |  |  | Motor | ROB |  | 0 | 0 | 201 | 100 | 0 |  |  | kWh |  |  | Commercial |  | Annual | [6 empty] | Small Boilers (<100 MMBtu/hr Heat Input):Uncontrolled | 15 | 85% | [12 empty] | 0% | 0% | 0% | 40 | 40 | 0 | 0 | 0 | 0 | 0 | 0 | 0 | 0 | 0 | 2013 Qtr 1: 10; 2013 Qtr 2: 10; 2013 Qtr 3: 10; 2013 Qtr 4: 10; 2014 Qtr 1: 10; 2014 Qtr 2: 10; 2014 Qtr 3: 10; 2014 Qtr 4: 10 | 80
3226 | 428029-Refrigeration - Night Covers for Display Cases Med Temp | D03-205 | System | Commercial | 09-GRO-Grocery-REFG | TRUE |  |  | linear ft | RET | 37.5375 | 0 | 0 | 3.7875 | 33.75 | 0 | 12.4 |  | kWh | -0.00334 | 1.22 | Commercial |  | Annual | [6 empty] | Small Boilers (<100 MMBtu/hr Heat Input):Uncontrolled | 5 | 85% | [12 empty] | 0% | 0% | 0% | 10 | 10 | 0 | 0 | 0 | 0 | 0 | 0 | 0 | 0 | 0 | 2013 Qtr 1: 2.5; 2013 Qtr 2: 2.5; 2013 Qtr 3: 2.5; 2013 Qtr 4: 2.5; 2014 Qtr 1: 2.5; 2014 Qtr 2: 2.5; 2014 Qtr 3: 2.5; 2014 Qtr 4: 2.5 | 20
3226 | 428030-Refrigeration - Anti-Sweat Heater Controls | WPSDGENRRN0009, Rev 0, Msr 1 | System | Commercial | 09-GRO-Grocery-REFG | TRUE |  |  | linear ft | RET | 28 | 0 | 0 | 28 | 0 | 0 | 270 |  | kWh | 0.004128 | 0 | Commercial |  | Winter Only | [6 empty] | Small Boilers (<100 MMBtu/hr Heat Input):Uncontrolled | 12 | 85% | [12 empty] | 0% | 0% | 0% | 240 | 240 | 0 | 0 | 0 | 0 | 0 | 0 | 0 | 0 | 0 | 2013 Qtr 1: 60; 2013 Qtr 2: 60; 2013 Qtr 3: 60; 2013 Qtr 4: 60; 2014 Qtr 1: 60; 2014 Qtr 2: 60; 2014 Qtr 3: 60; 2014 Qtr 4: 60 | 480
3226 | 428031-Refrigeration - Food Service -Auto Closer for Main Cooler Doors | WPSDGENRRN0110, Rev 0, Msr 1 | System | Commercial | 09-GRO-Grocery-REFG | TRUE |  |  | Per Cooler | RET | 121.82 | 0 | 0 | 85 | 36.82 | 0 | 1041.84 |  | kWh | 0.222 | 0 | Commercial |  | Annual | [6 empty] | Small Boilers (<100 MMBtu/hr Heat Input):Uncontrolled | 8 | 85% | [12 empty] | 0% | 0% | 0% | 7 | 7 | 0 | 0 | 0 | 0 | 0 | 0 | 0 | 0 | 0 | 2013 Qtr 1: 1.75; 2013 Qtr 2: 1.75; 2013 Qtr 3: 1.75; 2013 Qtr 4: 1.75; 2014 Qtr 1: 1.75; 2014 Qtr 2: 1.75; 2014 Qtr 3: 1.75; 2014 Qtr 4: 1.75 | 14
3226 | 428032-Refrigeration - Food Service -Auto Closer for Main Freezer Doors | WPSDGENRRN0110, Rev 0, Msr 2 | System | Commercial | 09-GRO-Grocery-REFG | TRUE |  |  | Freezer | RET | 121.82 | 0 | 0 | 85 | 36.82 | 0 | 2710.46 |  | kWh | 0.148 | 0 | Commercial |  | Winter Only | [6 empty] | Small Boilers (<100 MMBtu/hr Heat Input):Uncontrolled | 8 | 85% | [12 empty] | 0% | 0% | 0% | 7 | 7 | 0 | 0 | 0 | 0 | 0 | 0 | 0 | 0 | 0 | 2013 Qtr 1: 1.75; 2013 Qtr 2: 1.75; 2013 Qtr 3: 1.75; 2013 Qtr 4: 1.75; 2014 Qtr 1: 1.75; 2014 Qtr 2: 1.75; 2014 Qtr 3: 1.75; 2014 Qtr 4: 1.75 | 14
3226 | 428033-Refrigeration - Vending Machine Controller | WPSDGENRCS0001, Rev 0, Msr 1 | System | Commercial | 18-OFS-Office–Small-Refrig | TRUE |  |  | Unit | RET | 215.5 | 0 | 0 | 35.5 | 180 | 0 | 1612 |  | kWh | 0 | 0 | Commercial |  | Winter Only | [6 empty] | Small Boilers (<100 MMBtu/hr Heat Input):Uncontrolled | 5 | 85% | [12 empty] | 0% | 0% | 0% | 10 | 10 | 0 | 0 | 0 | 0 | 0 | 0 | 0 | 0 | 0 | 2013 Qtr 1: 2.5; 2013 Qtr 2: 2.5; 2013 Qtr 3: 2.5; 2013 Qtr 4: 2.5; 2014 Qtr 1: 2.5; 2014 Qtr 2: 2.5; 2014 Qtr 3: 2.5; 2014 Qtr 4: 2.5 | 20
3226 | 428035-CFL, 15W lamp, Integral or Modular, Tube or Spiral or Flood | Com-Lighting-InGen_CFLratio0357_CFLscw-15w | System | Commercial | NON_res:DEER:Indoor_Non-CFL_Ltg | TRUE |  |  | Lamp | ROB | 12.69 | 0 | 0 | 5.43 | 7.26 | 0 | 133 |  | kWh | 0.0281 | -0.332 | Commercial |  | Winter Only | [6 empty] | Small Boilers (<100 MMBtu/hr Heat Input):Uncontrolled | 2.47 | 80% |  |  |  |  | 99% | [7 empty] | 0% | 0% | 0% | 636 | 611 | 0 | 0 | 0 | 0 | 0 | 0 | 0 | 0 | 0 | 2013 Qtr 1: 159; 2013 Qtr 2: 159; 2013 Qtr 3: 159; 2013 Qtr 4: 159; 2014 Qtr 1: 152.75; 2014 Qtr 2: 152.75; 2014 Qtr 3: 152.75; 2014 Qtr 4: 152.75 | 1247
3226 | 428036-CFL, 20W lamp, Integral or Modular, Tube or Spiral or Flood | Com-Lighting-InGen_CFLratio0357_CFLscw-20w | System | Commercial | NON_res:DEER:Indoor_Non-CFL_Ltg | TRUE |  |  | Lamp | ROB | 13.87 | 0 | 0 | 5.43 | 8.44 | 0 | 177 |  | kWh | 0.0375 | -0.443 | Commercial |  | Winter Only | [6 empty] | Small Boilers (<100 MMBtu/hr Heat Input):Uncontrolled | 2.47 | 80% |  |  |  |  | 99% | [7 empty] | 0% | 0% | 0% | 186 | 179 | 0 | 0 | 0 | 0 | 0 | 0 | 0 | 0 | 0 | 2013 Qtr 1: 46.5; 2013 Qtr 2: 46.5; 2013 Qtr 3: 46.5; 2013 Qtr 4: 46.5; 2014 Qtr 1: 44.75; 2014 Qtr 2: 44.75; 2014 Qtr 3: 44.75; 2014 Qtr 4: 44.75 | 365
3226 | 428037-CFL, 7W lamp, Integral or Modular, Tube or Spiral or Flood | Com-Lighting-InGen_CFLratio0357_CFLscw-7w | System | Commercial | NON_res:DEER:Indoor_Non-CFL_Ltg | TRUE |  |  | Lamp | ROB | 10.82 | 0 | 0 | 5.43 | 5.39 | 8.8818e-16 | 62 |  | kWh | 0.0131 | -0.155 | Commercial |  | Winter Only | [6 empty] | Small Boilers (<100 MMBtu/hr Heat Input):Controlled Low NOx Burner | 2.47 | 80% |  |  |  |  | 99% | [7 empty] | 0% | 0% | 0% | 37 | 35 | 0 | 0 | 0 | 0 | 0 | 0 | 0 | 0 | 0 | 2013 Qtr 1: 9.25; 2013 Qtr 2: 9.25; 2013 Qtr 3: 9.25; 2013 Qtr 4: 9.25; 2014 Qtr 1: 8.75; 2014 Qtr 2: 8.75; 2014 Qtr 3: 8.75; 2014 Qtr 4: 8.75 | 72
3226 | 428038-CFL, 9W lamp, Integral or Modular, Tube or Spiral or Flood | Com-Lighting-InGen_CFLratio0357_CFLscw-9w | System | Commercial | NON_res:DEER:Indoor_Non-CFL_Ltg | TRUE |  |  | Lamp | ROB | 11.29 | 0 | 0 | 5.43 | 5.86 | 0 | 79.7 |  | kWh | 0.0169 | -0.199 | Commercial |  | Winter Only | [6 empty] | Small Boilers (<100 MMBtu/hr Heat Input):Controlled Low NOx Burner | 2.47 | 80% |  |  |  |  | 99% | [7 empty] | 0% | 0% | 0% | 2 | 2 | 0 | 0 | 0 | 0 | 0 | 0 | 0 | 0 | 0 | 2013 Qtr 1: 0.5; 2013 Qtr 2: 0.5; 2013 Qtr 3: 0.5; 2013 Qtr 4: 0.5; 2014 Qtr 1: 0.5; 2014 Qtr 2: 0.5; 2014 Qtr 3: 0.5; 2014 Qtr 4: 0.5 | 4
3226 | 428039-CFL, 11W lamp, Integral or Modular, Tube or Spiral or Flood | Com-Lighting-InGen_CFLratio0357_CFLscw-11w | System | Commercial | NON_res:DEER:Indoor_Non-CFL_Ltg | TRUE |  |  | Lamp | ROB | 11.75 | 0 | 0 | 5.43 | 6.32 | 0 | 97.4 |  | kWh | 0.0206 | -0.243 | Commercial |  | Winter Only | [6 empty] | Small Boilers (<100 MMBtu/hr Heat Input):Controlled Low NOx Burner | 2.47 | 80% |  |  |  |  | 99% | [7 empty] | 0% | 0% | 0% | 18 | 18 | 0 | 0 | 0 | 0 | 0 | 0 | 0 | 0 | 0 | 2013 Qtr 1: 4.5; 2013 Qtr 2: 4.5; 2013 Qtr 3: 4.5; 2013 Qtr 4: 4.5; 2014 Qtr 1: 4.5; 2014 Qtr 2: 4.5; 2014 Qtr 3: 4.5; 2014 Qtr 4: 4.5 | 36
3226 | 428040-CFL, 13W lamp, Integral or Modular, Tube or Spiral or Flood | Com-Lighting-InGen_CFLratio0357_CFLscw-13w | System | Commercial | NON_res:DEER:Indoor_Non-CFL_Ltg | TRUE |  |  | Lamp | ROB | 12.22 | 0 | 0 | 5.43 | 6.79 | 8.8818e-16 | 115 |  | kWh | 0.0244 | -0.288 | Commercial |  | Winter Only | [6 empty] | Small Boilers (<100 MMBtu/hr Heat Input):Controlled Low NOx Burner | 2.47 | 80% |  |  |  |  | 99% | [7 empty] | 0% | 0% | 0% | 106 | 106 | 0 | 0 | 0 | 0 | 0 | 0 | 0 | 0 | 0 | 2013 Qtr 1: 26.5; 2013 Qtr 2: 26.5; 2013 Qtr 3: 26.5; 2013 Qtr 4: 26.5; 2014 Qtr 1: 26.5; 2014 Qtr 2: 26.5; 2014 Qtr 3: 26.5; 2014 Qtr 4: 26.5 | 212
3226 | 428041-CFL, 16W lamp, Integral or Modular, Tube or Spiral or Flood | Com-Lighting-InGen_CFLratio0357_CFLscw-16w | System | Commercial | NON_res:DEER:Indoor_Non-CFL_Ltg | TRUE |  |  | Lamp | ROB | 12.93 | 0 | 0 | 5.43 | 7.5 | 0 | 142 |  | kWh | 0.03 | -0.354 | Commercial |  | Winter Only | [6 empty] | Small Boilers (<100 MMBtu/hr Heat Input):Controlled Low NOx Burner | 2.47 | 80% |  |  |  |  | 99% | [7 empty] | 0% | 0% | 0% | 2 | 2 | 0 | 0 | 0 | 0 | 0 | 0 | 0 | 0 | 0 | 2013 Qtr 1: 0.5; 2013 Qtr 2: 0.5; 2013 Qtr 3: 0.5; 2013 Qtr 4: 0.5; 2014 Qtr 1: 0.5; 2014 Qtr 2: 0.5; 2014 Qtr 3: 0.5; 2014 Qtr 4: 0.5 | 4
3226 | 428042-CFL, 17W lamp, Integral or Modular, Tube or Spiral or Flood | Com-Lighting-InGen_CFLratio0357_CFLscw-17w | System | Commercial | NON_res:DEER:Indoor_Non-CFL_Ltg | TRUE |  |  | Lamp | ROB | 13.16 | 0 | 0 | 5.43 | 7.73 | 0 | 150 |  | kWh | 0.0319 | -0.376 | Commercial |  | Winter Only | [6 empty] | Small Boilers (<100 MMBtu/hr Heat Input):Controlled Low NOx Burner | 2.47 | 80% |  |  |  |  | 99% | [7 empty] | 0% | 0% | 0% | 2 | 2 | 0 | 0 | 0 | 0 | 0 | 0 | 0 | 0 | 0 | 2013 Qtr 1: 0.5; 2013 Qtr 2: 0.5; 2013 Qtr 3: 0.5; 2013 Qtr 4: 0.5; 2014 Qtr 1: 0.5; 2014 Qtr 2: 0.5; 2014 Qtr 3: 0.5; 2014 Qtr 4: 0.5 | 4
3226 | 428043-CFL, 18W lamp, Integral or Modular, Tube or Spiral or Flood | Com-Lighting-InGen_CFLratio0357_CFLscw-18w | System | Commercial | NON_res:DEER:Indoor_Non-CFL_Ltg | TRUE |  |  | Lamp | ROB | 13.4 | 0 | 0 | 5.43 | 7.97 | 8.8818e-16 | 159 |  | kWh | 0.0338 | -0.398 | Commercial |  | Winter Only | [6 empty] | Small Boilers (<100 MMBtu/hr Heat Input):Controlled Low NOx Burner | 2.47 | 80% |  |  |  |  | 99% | [7 empty] | 0% | 0% | 0% | 2 | 2 | 0 | 0 | 0 | 0 | 0 | 0 | 0 | 0 | 0 | 2013 Qtr 1: 0.5; 2013 Qtr 2: 0.5; 2013 Qtr 3: 0.5; 2013 Qtr 4: 0.5; 2014 Qtr 1: 0.5; 2014 Qtr 2: 0.5; 2014 Qtr 3: 0.5; 2014 Qtr 4: 0.5 | 4
3226 | 428044-CFL, 23W lamp, Integral or Modular, Tube or Spiral or Flood | Com-Lighting-InGen_CFLratio0357_CFLscw-23w | System | Commercial | NON_res:DEER:Indoor_Non-CFL_Ltg | TRUE |  |  | Lamp | ROB | 14.57 | 0 | 0 | 5.43 | 9.14 | 0 | 204 |  | kWh | 0.0431 | -0.509 | Commercial |  | Winter Only | [6 empty] | Small Boilers (<100 MMBtu/hr Heat Input):Controlled Low NOx Burner | 2.47 | 80% |  |  |  |  | 99% | [7 empty] | 0% | 0% | 0% | 78 | 75 | 0 | 0 | 0 | 0 | 0 | 0 | 0 | 0 | 0 | 2013 Qtr 1: 19.5; 2013 Qtr 2: 19.5; 2013 Qtr 3: 19.5; 2013 Qtr 4: 19.5; 2014 Qtr 1: 18.75; 2014 Qtr 2: 18.75; 2014 Qtr 3: 18.75; 2014 Qtr 4: 18.75 | 153
3226 | 428045-CFL, 25W lamp, Integral or Modular, Tube or Spiral or Flood | Com-Lighting-InGen_CFLratio0357_CFLscw-25w | System | Commercial | NON_res:DEER:Indoor_Non-CFL_Ltg | TRUE |  |  | Lamp | ROB | 15.04 | 0 | 0 | 5.43 | 9.61 | 0 | 221 |  | kWh | 0.0469 | -0.553 | Commercial |  | Winter Only | [6 empty] | Small Boilers (<100 MMBtu/hr Heat Input):Controlled Low NOx Burner | 2.47 | 80% |  |  |  |  | 99% | [7 empty] | 0% | 0% | 0% | 2 | 2 | 0 | 0 | 0 | 0 | 0 | 0 | 0 | 0 | 0 | 2013 Qtr 1: 0.5; 2013 Qtr 2: 0.5; 2013 Qtr 3: 0.5; 2013 Qtr 4: 0.5; 2014 Qtr 1: 0.5; 2014 Qtr 2: 0.5; 2014 Qtr 3: 0.5; 2014 Qtr 4: 0.5 | 4
3226 | 428046-CFL, 28W lamp, Integral or Modular, Tube or Spiral or Flood | Com-Lighting-InGen_CFLratio0357_CFLscw-28w | System | Commercial | NON_res:DEER:Indoor_Non-CFL_Ltg | TRUE |  |  | Lamp | ROB | 15.74 | 0 | 0 | 5.43 | 10.31 | 0 | 248 |  | kWh | 0.0525 | -0.62 | Commercial |  | Winter Only | [6 empty] | Small Boilers (<100 MMBtu/hr Heat Input):Controlled Low NOx Burner | 2.47 | 80% |  |  |  |  | 99% | [7 empty] | 0% | 0% | 0% | 5 | 5 | 0 | 0 | 0 | 0 | 0 | 0 | 0 | 0 | 0 | 2013 Qtr 1: 1.25; 2013 Qtr 2: 1.25; 2013 Qtr 3: 1.25; 2013 Qtr 4: 1.25; 2014 Qtr 1: 1.25; 2014 Qtr 2: 1.25; 2014 Qtr 3: 1.25; 2014 Qtr 4: 1.25 | 10
3226 | 428056-CFL, 14W w/Reflector | Com-Lighting-InGen_CFLratio0357_CFLscw-13w | System | Commercial | NON_res:DEER:Indoor_Non-CFL_Ltg | TRUE |  |  | Lamp | ROB | 9.02 | 0 | 0 | 3.77 | 5.25 | 0 | 115 |  | kWh | 0.0244 | -0.288 | Commercial |  | Winter Only | [6 empty] | Small Boilers (<100 MMBtu/hr Heat Input):Controlled Low NOx Burner | 2.47 | 80% |  |  |  |  | 99% | [7 empty] | 0% | 0% | 0% | 1200 | 1200 | 0 | 0 | 0 | 0 | 0 | 0 | 0 | 0 | 0 | 2013 Qtr 1: 300; 2013 Qtr 2: 300; 2013 Qtr 3: 300; 2013 Qtr 4: 300; 2014 Qtr 1: 300; 2014 Qtr 2: 300; 2014 Qtr 3: 300; 2014 Qtr 4: 300 | 2400
3226 | 428057-CFL, 18W w/Reflector | Com-Lighting-InGen_CFLratio0357_CFLscw-18w | System | Commercial | NON_res:DEER:Indoor_Non-CFL_Ltg | TRUE |  |  | Lamp | ROB | 13.4 | 0 | 0 | 5.43 | 7.97 | 8.8818e-16 | 159 |  | kWh | 0.0338 | -0.398 | Commercial |  | Winter Only | [6 empty] | Small Boilers (<100 MMBtu/hr Heat Input):Controlled Low NOx Burner | 2.47 | 80% |  |  |  |  | 99% | [7 empty] | 0% | 0% | 0% | 2235 | 2235 | 0 | 0 | 0 | 0 | 0 | 0 | 0 | 0 | 0 | 2013 Qtr 1: 558.75; 2013 Qtr 2: 558.75; 2013 Qtr 3: 558.75; 2013 Qtr 4: 558.75; 2014 Qtr 1: 558.75; 2014 Qtr 2: 558.75; 2014 Qtr 3: 558.75; 2014 Qtr 4: 558.75 | 4470
3226 | 428058-CFL, 23W w/Reflector | Com-Lighting-InGen_CFLratio0357_CFLscw-23w | System | Commercial | NON_res:DEER:Indoor_Non-CFL_Ltg | TRUE |  |  | Lamp | ROB | 14.57 | 0 | 0 | 5.43 | 9.14 | 0 | 204 |  | kWh | 0.0431 | -0.509 | Commercial |  | Winter Only | [6 empty] | Small Boilers (<100 MMBtu/hr Heat Input):Controlled Low NOx Burner | 2.47 | 80% |  |  |  |  | 99% | [7 empty] | 0% | 0% | 0% | 1730 | 1730 | 0 | 0 | 0 | 0 | 0 | 0 | 0 | 0 | 0 | 2013 Qtr 1: 432.5; 2013 Qtr 2: 432.5; 2013 Qtr 3: 432.5; 2013 Qtr 4: 432.5; 2014 Qtr 1: 432.5; 2014 Qtr 2: 432.5; 2014 Qtr 3: 432.5; 2014 Qtr 4: 432.5 | 3460
3226 | 428059-CFL, 13W Globe (dimmable,Reflective) | Com-Lighting-InGen_CFLratio0357_CFLscw-13w | System | Commercial | NON_res:DEER:Indoor_Non-CFL_Ltg | TRUE |  |  | Lamp | ROB | 12.22 | 0 | 0 | 5.43 | 6.79 | 8.8818e-16 | 115 |  | kWh | 0.0244 | -0.288 | Commercial |  | Winter Only | [6 empty] | Small Boilers (<100 MMBtu/hr Heat Input):Controlled Low NOx Burner | 2.47 | 80% |  |  |  |  | 99% | [7 empty] | 0% | 0% | 0% | 50 | 50 | 0 | 0 | 0 | 0 | 0 | 0 | 0 | 0 | 0 | 2013 Qtr 1: 12.5; 2013 Qtr 2: 12.5; 2013 Qtr 3: 12.5; 2013 Qtr 4: 12.5; 2014 Qtr 1: 12.5; 2014 Qtr 2: 12.5; 2014 Qtr 3: 12.5; 2014 Qtr 4: 12.5 | 100
3226 | 428060-CF Hardwired Fixture 28W | Com-Lighting-InGen_CFLratio0357_CFLscw-28w | System | Commercial | NON_res:DEER:Indoor_Non-CFL_Ltg | TRUE |  |  | Fixture | RET | 51 | 0 | 0 | 27 | 24 | 0 | 248 |  | kWh | 0.0525 | -0.62 | Commercial |  | Winter Only | [6 empty] | Small Boilers (<100 MMBtu/hr Heat Input):Controlled Low NOx Burner | 2.47 | 85% | [12 empty] | 0% | 0% | 0% | 200 | 200 | 0 | 0 | 0 | 0 | 0 | 0 | 0 | 0 | 0 | 2013 Qtr 1: 50; 2013 Qtr 2: 50; 2013 Qtr 3: 50; 2013 Qtr 4: 50; 2014 Qtr 1: 50; 2014 Qtr 2: 50; 2014 Qtr 3: 50; 2014 Qtr 4: 50 | 400
3226 | 428061-Lighting - Standard Tier 5' Case Door | WPSDGENRLG0082, Rev 1, Msr 2 | System | Commercial | 18-OFS-Office–Small-IntLight | TRUE |  |  | Door | RET | 258 | 0 | 0 | 56.33 | 201.67 | 2.8422e-14 | 227 |  | kWh | 0.035 | 0 | Commercial |  | Winter Only | [6 empty] | Small Boilers (<100 MMBtu/hr Heat Input):Controlled Low NOx Burner | 11 | 89% |  |  |  |  | 91% | [7 empty] | 0% | 0% | 0% | 450 | 450 | 0 | 0 | 0 | 0 | 0 | 0 | 0 | 0 | 0 | 2013 Qtr 1: 112.5; 2013 Qtr 2: 112.5; 2013 Qtr 3: 112.5; 2013 Qtr 4: 112.5; 2014 Qtr 1: 112.5; 2014 Qtr 2: 112.5; 2014 Qtr 3: 112.5; 2014 Qtr 4: 112.5 | 900
3226 | 428062-Lighting - Standard Tier 6' Case Door | WPSDGENRLG0082, Rev 1, Msr 4 | System | Commercial | 18-OFS-Office–Small-IntLight | TRUE |  |  | Door | RET | 269 | 0 | 0 | 56.33 | 201.67 | 11 | 463 |  | kWh | 0.071 | 0 | Commercial |  | Winter Only | [6 empty] | Small Boilers (<100 MMBtu/hr Heat Input):Controlled Low NOx Burner | 11 | 89% |  |  |  |  | 91% | [7 empty] | 0% | 0% | 0% | 1550 | 1550 | 0 | 0 | 0 | 0 | 0 | 0 | 0 | 0 | 0 | 2013 Qtr 1: 387.5; 2013 Qtr 2: 387.5; 2013 Qtr 3: 387.5; 2013 Qtr 4: 387.5; 2014 Qtr 1: 387.5; 2014 Qtr 2: 387.5; 2014 Qtr 3: 387.5; 2014 Qtr 4: 387.5 | 3100
3226 | 428066-LED OPEN Sign Replacing Neon OPEN Sign | Com-Lighting-InExit_Exit-Incand-40w-Double_Exit-CFL-21w-Double | System | Commercial | NON_res:DEER:Indoor_Non-CFL_Ltg | TRUE |  |  | Fixture | RET | 214.14 | 0 | 0 | 20 | 194.14 | 0 | 185 |  | kWh | 0.0253 | -0.599 | Commercial |  | Winter Only | [6 empty] | Small Boilers (<100 MMBtu/hr Heat Input):Controlled Low NOx Burner | 16 | 85% | [12 empty] | 0% | 0% | 0% | 200 | 200 | 0 | 0 | 0 | 0 | 0 | 0 | 0 | 0 | 0 | 2013 Qtr 1: 50; 2013 Qtr 2: 50; 2013 Qtr 3: 50; 2013 Qtr 4: 50; 2014 Qtr 1: 50; 2014 Qtr 2: 50; 2014 Qtr 3: 50; 2014 Qtr 4: 50 | 400
3226 | 428069-Lighting - Occupancy Sensor - Wall/Ceiling Mounted Lighting Sensor | WPSDGENRLG0016, Rev 2, Msr 5 | System | Commercial | 01-ALC-AllCommercial-IntLight | TRUE |  |  | Sensor | RET | 77.2833 | 0 | 0 | 35 | 42.2833 | 0 | 128.2176 |  | kWh | 0.030465 | -0.37824 | Commercial |  | Winter Only | [6 empty] | Small Boilers (<100 MMBtu/hr Heat Input):Controlled Low NOx Burner | 15 | 89% | [12 empty] | 0% | 0% | 0% | 1535 | 1535 | 0 | 0 | 0 | 0 | 0 | 0 | 0 | 0 | 0 | 2013 Qtr 1: 383.75; 2013 Qtr 2: 383.75; 2013 Qtr 3: 383.75; 2013 Qtr 4: 383.75; 2014 Qtr 1: 383.75; 2014 Qtr 2: 383.75; 2014 Qtr 3: 383.75; 2014 Qtr 4: 383.75 | 3070
3226 | 428071-Lighting - 2 Ft 4th Gen. T-8 with Elec. Ballast (1 Lamp) | WPSDGENRLG0013, Rev 3, Msr 1 | System | Commercial | 18-OFS-Office–Small-IntLight | TRUE |  |  | Fixture | RET | 46.37 | 0 | 0 | 14.75 | 31.62 | 0 | 78.3552 |  | kWh | 0.018617 | -0.20638 | Commercial |  | Winter Only | [6 empty] | Small Boilers (<100 MMBtu/hr Heat Input):Controlled Low NOx Burner | 15 | 89% |  |  |  |  | 91% | [7 empty] | 0% | 0% | 0% | 1200 | 1200 | 0 | 0 | 0 | 0 | 0 | 0 | 0 | 0 | 0 | 2013 Qtr 1: 300; 2013 Qtr 2: 300; 2013 Qtr 3: 300; 2013 Qtr 4: 300; 2014 Qtr 1: 300; 2014 Qtr 2: 300; 2014 Qtr 3: 300; 2014 Qtr 4: 300 | 2400
3226 | 428072-Lighting - 3 Ft 4th Gen. T-8 with Elec. Ballast (1 Lamp) | WPSDGENRLG0013, Rev 3, Msr 2 | System | Commercial | 18-OFS-Office–Small-IntLight | TRUE |  |  | Fixture | RET | 46.42 | 0 | 0 | 22.7 | 23.72 | 3.5527e-15 | 64.1088 |  | kWh | 0.015232 | -0.16886 | Commercial |  | Winter Only | [6 empty] | Small Boilers (<100 MMBtu/hr Heat Input):Controlled Low NOx Burner | 15 | 89% |  |  |  |  | 91% | [7 empty] | 0% | 0% | 0% | 400 | 400 | 0 | 0 | 0 | 0 | 0 | 0 | 0 | 0 | 0 | 2013 Qtr 1: 100; 2013 Qtr 2: 100; 2013 Qtr 3: 100; 2013 Qtr 4: 100; 2014 Qtr 1: 100; 2014 Qtr 2: 100; 2014 Qtr 3: 100; 2014 Qtr 4: 100 | 800
3226 | 428073-Lighting - 4 Ft 4th Gen. T-8 with Elec. Ballast (1 Lamp) | WPSDGENRLG0013, Rev 3, Msr 10 | System | Commercial | NON_res:DEER:Indoor_Non-CFL_Ltg | TRUE |  |  | Fixture | ER | 45.18 | 0 | 0 | 22.09 | 23.09 | 0 | 74.7936 |  | kWh | 0.017771 | -0.197 | Commercial |  | Winter Only | 15 | 6.4 |  | 32.0544 | 0.0076162 | -0.084429 | Small Boilers (<100 MMBtu/hr Heat Input):Controlled Low NOx Burner | 2.0964 | 89% |  |  |  |  | 91% | [7 empty] | 0% | 0% | 0% | 5500 | 5500 | 0 | 0 | 0 | 0 | 0 | 0 | 0 | 0 | 0 | 2013 Qtr 1: 1375; 2013 Qtr 2: 1375; 2013 Qtr 3: 1375; 2013 Qtr 4: 1375; 2014 Qtr 1: 1375; 2014 Qtr 2: 1375; 2014 Qtr 3: 1375; 2014 Qtr 4: 1375 | 11000
3226 | 428074-Lighting - 4 Ft 4th Gen. T-8 with Elec. Ballast (2-Lamp) | WPSDGENRLG0013, Rev 3, Msr 11 | System | Commercial | NON_res:DEER:Indoor_Non-CFL_Ltg | TRUE |  |  | Fixture | ER | 51.53 | 0 | 0 | 25.79 | 25.74 | 3.5527e-15 | 106.848 |  | kWh | 0.025387 | -0.28143 | Commercial |  | Winter Only | 15 | 7.2 |  | 60.5472 | 0.014386 | -0.15948 | Small Boilers (<100 MMBtu/hr Heat Input):Controlled Low NOx Burner | 2.0964 | 89% |  |  |  |  | 91% | [7 empty] | 0% | 0% | 0% | 17000 | 17000 | 0 | 0 | 0 | 0 | 0 | 0 | 0 | 0 | 0 | 2013 Qtr 1: 4250; 2013 Qtr 2: 4250; 2013 Qtr 3: 4250; 2013 Qtr 4: 4250; 2014 Qtr 1: 4250; 2014 Qtr 2: 4250; 2014 Qtr 3: 4250; 2014 Qtr 4: 4250 | 34000
3226 | 428075-Lighting - 4 Ft 2nd Gen. T-8 with Elec. Ballast (3-Lamp) | Com-Lighting-InGen_T12-48in-102w_T8-48in-93w-B_T8-48in-78w-B | System | Commercial | NON_res:DEER:Indoor_Non-CFL_Ltg | TRUE |  |  | Fixture | RET | 51.63 | 0 | 0 | 26.39 | 25.24 | 3.5527e-15 | 85.5 |  | kWh | 0.0201 | -0.221 | Commercial |  | Winter Only | [6 empty] | Small Boilers (<100 MMBtu/hr Heat Input):Controlled Low NOx Burner | 15 | 89% |  |  |  |  | 91% | [7 empty] | 0% | 0% | 0% | 5500 | 5500 | 0 | 0 | 0 | 0 | 0 | 0 | 0 | 0 | 0 | 2013 Qtr 1: 1375; 2013 Qtr 2: 1375; 2013 Qtr 3: 1375; 2013 Qtr 4: 1375; 2014 Qtr 1: 1375; 2014 Qtr 2: 1375; 2014 Qtr 3: 1375; 2014 Qtr 4: 1375 | 11000
3226 | 428076-Lighting - 4 Ft 2nd Gen. T-8 with Elec. Ballast (4-Lamp) | Com-Lighting-InGen_T12-48in-144w-A_T8-48in-118w-B_T8-48in-102w-B | System | Commercial | NON_res:DEER:Indoor_Non-CFL_Ltg | TRUE |  |  | Fixture | RET | 58.9 | 0 | 0 | 29.87 | 29.03 | 0 | 150 |  | kWh | 0.0352 | -0.387 | Commercial |  | Winter Only | [6 empty] | Small Boilers (<100 MMBtu/hr Heat Input):Controlled Low NOx Burner | 15 | 89% |  |  |  |  | 91% | [7 empty] | 0% | 0% | 0% | 8000 | 8000 | 0 | 0 | 0 | 0 | 0 | 0 | 0 | 0 | 0 | 2013 Qtr 1: 2000; 2013 Qtr 2: 2000; 2013 Qtr 3: 2000; 2013 Qtr 4: 2000; 2014 Qtr 1: 2000; 2014 Qtr 2: 2000; 2014 Qtr 3: 2000; 2014 Qtr 4: 2000 | 16000
3226 | 428077-Lighting - T8 to 4ft 28 Watt Lamp & Ballast (1 Lamp) | WPSDGENRLG0013, Rev 3, Msr 14 | System | Commercial | 18-OFS-Office–Small-IntLight | TRUE |  |  | Fixture | RET | 45.18 | 0 | 0 | 22.09 | 23.09 | 0 | 32.0544 |  | kWh | 0.0076162 | -0.084429 | Commercial |  | Winter Only | [6 empty] | Small Boilers (<100 MMBtu/hr Heat Input):Controlled Low NOx Burner | 15 | 89% |  |  |  |  | 91% | [7 empty] | 0% | 0% | 0% | 10000 | 10000 | 0 | 0 | 0 | 0 | 0 | 0 | 0 | 0 | 0 | 2013 Qtr 1: 2500; 2013 Qtr 2: 2500; 2013 Qtr 3: 2500; 2013 Qtr 4: 2500; 2014 Qtr 1: 2500; 2014 Qtr 2: 2500; 2014 Qtr 3: 2500; 2014 Qtr 4: 2500 | 20000
3226 | 428078-Lighting - T8 to 4ft 28 Watt Lamp & Ballast (2 Lamp) | WPSDGENRLG0013, Rev 3, Msr 15 | System | Commercial | 18-OFS-Office–Small-IntLight | TRUE |  |  | Fixture | RET | 51.53 | 0 | 0 | 25.79 | 25.74 | 3.5527e-15 | 60.5472 |  | kWh | 0.014386 | -0.15948 | Commercial |  | Winter Only | [6 empty] | Small Boilers (<100 MMBtu/hr Heat Input):Uncontrolled | 15 | 89% |  |  |  |  | 91% | [7 empty] | 0% | 0% | 0% | 25000 | 25000 | 0 | 0 | 0 | 0 | 0 | 0 | 0 | 0 | 0 | 2013 Qtr 1: 6250; 2013 Qtr 2: 6250; 2013 Qtr 3: 6250; 2013 Qtr 4: 6250; 2014 Qtr 1: 6250; 2014 Qtr 2: 6250; 2014 Qtr 3: 6250; 2014 Qtr 4: 6250 | 50000
3226 | 428079-Lighting - T8 to 4ft 28 Watt Lamp & Ballast (3 Lamp) | WPSDGENRLG0013, Rev 3, Msr 16 | System | Commercial | 18-OFS-Office–Small-IntLight | TRUE |  |  | Fixture | RET | 51.63 | 0 | 0 | 26.39 | 25.24 | 3.5527e-15 | 106.848 |  | kWh | 0.025387 | -0.28143 | Commercial |  | Winter Only | [6 empty] | Small Boilers (<100 MMBtu/hr Heat Input):Uncontrolled | 15 | 89% |  |  |  |  | 91% | [7 empty] | 0% | 0% | 0% | 10000 | 10000 | 0 | 0 | 0 | 0 | 0 | 0 | 0 | 0 | 0 | 2013 Qtr 1: 2500; 2013 Qtr 2: 2500; 2013 Qtr 3: 2500; 2013 Qtr 4: 2500; 2014 Qtr 1: 2500; 2014 Qtr 2: 2500; 2014 Qtr 3: 2500; 2014 Qtr 4: 2500 | 20000
3226 | 428080-Lighting - T8 to 4ft 28 Watt Lamp & Ballast (4 Lamp) | WPSDGENRLG0013, Rev 3, Msr 17 | System | Commercial | 18-OFS-Office–Small-IntLight | TRUE |  |  | Fixture | RET | 58.9 | 0 | 0 | 29.87 | 29.03 | 0 | 121.0944 |  | kWh | 0.028772 | -0.31895 | Commercial |  | Winter Only | [6 empty] | Small Boilers (<100 MMBtu/hr Heat Input):Uncontrolled | 15 | 89% |  |  |  |  | 91% | [7 empty] | 0% | 0% | 0% | 15000 | 15000 | 0 | 0 | 0 | 0 | 0 | 0 | 0 | 0 | 0 | 2013 Qtr 1: 3750; 2013 Qtr 2: 3750; 2013 Qtr 3: 3750; 2013 Qtr 4: 3750; 2014 Qtr 1: 3750; 2014 Qtr 2: 3750; 2014 Qtr 3: 3750; 2014 Qtr 4: 3750 | 30000
3226 | 428081-4-foot (4-lamp) - (2) 48in (2) Premium Instant Start Ballast - Reduced Light Ouput w/Reflector T8 LF | WPSDGENRLG0013, Rev 3, Msr 22 | System | Commercial | NON_res:DEER:Indoor_Non-CFL_Ltg | TRUE |  |  | Fixture | RET | 58.9 | 0 | 0 | 29.87 | 29.03 | 0 | 103.2864 |  | kWh | 0.024541 | -0.27205 | Commercial |  | Winter Only | [6 empty] | Small Boilers (<100 MMBtu/hr Heat Input):Uncontrolled | 15 | 89% |  |  |  |  | 91% | [7 empty] | 0% | 0% | 0% | 1200 | 1200 | 0 | 0 | 0 | 0 | 0 | 0 | 0 | 0 | 0 | 2013 Qtr 1: 300; 2013 Qtr 2: 300; 2013 Qtr 3: 300; 2013 Qtr 4: 300; 2014 Qtr 1: 300; 2014 Qtr 2: 300; 2014 Qtr 3: 300; 2014 Qtr 4: 300 | 2400
3226 | 428083-4-foot (6-lamp) | Com-Lighting-InGen_T12-96in-210w_T8-48in-182w-A_T8-48in-156w-B | System | Commercial | NON_res:DEER:Indoor_Non-CFL_Ltg | TRUE |  |  | Fixture | RET | 97.07 | 0 | 0 | 34.62 | 62.45 | 0 | 192 |  | kWh | 0.0453 | -0.498 | Commercial |  | Winter Only | [6 empty] | Small Boilers (<100 MMBtu/hr Heat Input):Uncontrolled | 15 | 89% |  |  |  |  | 97% | [7 empty] | 0% | 0% | 0% | 300 | 300 | 0 | 0 | 0 | 0 | 0 | 0 | 0 | 0 | 0 | 2013 Qtr 1: 75; 2013 Qtr 2: 75; 2013 Qtr 3: 75; 2013 Qtr 4: 75; 2014 Qtr 1: 75; 2014 Qtr 2: 75; 2014 Qtr 3: 75; 2014 Qtr 4: 75 | 600
3226 | 428084-FL, (1) 96in, T8 lamp, IS EB, RLO (BF<.85), Tandem 2 Lamp Ballast, Lumens=4152, W/fixt=49 (Retrofit) | Com-Lighting-InGen_T12-96in-62w-A_T8-96in-55w_T8-96in-49w | System | Commercial | NON_res:DEER:Indoor_Non-CFL_Ltg | TRUE |  |  | Fixture | RET | 57.52 | 0 | 0 | 23.56 | 33.96 | 7.1054e-15 | 46.3 |  | kWh | 0.0109 | -0.12 | Commercial |  | Winter Only | [6 empty] | Small Boilers (<100 MMBtu/hr Heat Input):Uncontrolled | 15 | 89% |  |  |  |  | 91% | [7 empty] | 0% | 0% | 0% | 900 | 900 | 0 | 0 | 0 | 0 | 0 | 0 | 0 | 0 | 0 | 2013 Qtr 1: 225; 2013 Qtr 2: 225; 2013 Qtr 3: 225; 2013 Qtr 4: 225; 2014 Qtr 1: 225; 2014 Qtr 2: 225; 2014 Qtr 3: 225; 2014 Qtr 4: 225 | 1800
3226 | 428085-FL, (2) 96in, T8 lamp, IS EB, RLO (BF<0.85), Lumens=8304, W/fixt=98 (Retrofit) | Com-Lighting-InGen_T12-96in-123w-A_T8-96in-109w_T8-96in-98w | System | Commercial | NON_res:DEER:Indoor_Non-CFL_Ltg | TRUE |  |  | Fixture | RET | 66.19 | 0 | 0 | 25.79 | 40.4 | 0 | 89.1 |  | kWh | 0.021 | -0.231 | Commercial |  | Winter Only | [6 empty] | Small Boilers (<100 MMBtu/hr Heat Input):Uncontrolled | 15 | 89% |  |  |  |  | 91% | [7 empty] | 0% | 0% | 0% | 8000 | 8000 | 0 | 0 | 0 | 0 | 0 | 0 | 0 | 0 | 0 | 2013 Qtr 1: 2000; 2013 Qtr 2: 2000; 2013 Qtr 3: 2000; 2013 Qtr 4: 2000; 2014 Qtr 1: 2000; 2014 Qtr 2: 2000; 2014 Qtr 3: 2000; 2014 Qtr 4: 2000 | 16000
3226 | 428086-FL, (4) 46in, T5HO lamp, (2) Programmed Start Ballast, (BF: 1.00), Lumens=19000, W/fixt=234 (Replace) | Com-Lighting-InGen_MV-455w_PSMH-365w_T5-46in-234w | System | Commercial | NON_res:DEER:Indoor_Non-CFL_Ltg | TRUE |  |  | Fixture | RET | 158 | 0 | 0 | 66 | 92 | 0 | 787 |  | kWh | 0.185 | -2.04 | Commercial |  | Winter Only | [6 empty] | Small Boilers (<100 MMBtu/hr Heat Input):Uncontrolled | 15 | 89% |  |  |  |  | 97% | [7 empty] | 0% | 0% | 0% | 362 | 362 | 0 | 0 | 0 | 0 | 0 | 0 | 0 | 0 | 0 | 2013 Qtr 1: 90.5; 2013 Qtr 2: 90.5; 2013 Qtr 3: 90.5; 2013 Qtr 4: 90.5; 2014 Qtr 1: 90.5; 2014 Qtr 2: 90.5; 2014 Qtr 3: 90.5; 2014 Qtr 4: 90.5 | 724
3226 | 428087-FL, (6) 46in, T5HO lamp, (3) Programmed Start Ballast, (BF: 1.00), Lumens=28500, W/fixt=351 (Replace, code reference) | Com-Lighting-InGen_PSMH-456w_PSMH-456w_T5-46in-351w | System | Commercial | NON_res:DEER:Indoor_Non-CFL_Ltg | TRUE |  |  | Fixture | RET | 165 | 0 | 0 | 71 | 94 | 0 | 374 |  | kWh | 0.0881 | -0.969 | Commercial |  | Winter Only | [6 empty] | Small Boilers (<100 MMBtu/hr Heat Input):Uncontrolled | 15 | 89% |  |  |  |  | 97% | [7 empty] | 0% | 0% | 0% | 375 | 375 | 0 | 0 | 0 | 0 | 0 | 0 | 0 | 0 | 0 | 2013 Qtr 1: 93.75; 2013 Qtr 2: 93.75; 2013 Qtr 3: 93.75; 2013 Qtr 4: 93.75; 2014 Qtr 1: 93.75; 2014 Qtr 2: 93.75; 2014 Qtr 3: 93.75; 2014 Qtr 4: 93.75 | 750
3226 | 428089-Suction Line Insulation for Walk-In Freezer Units | WPSDGENRRN1000, Rev 0, Msr 1 | System | Commercial | 09-GRO-Grocery-REFG | TRUE |  |  | 10 feet | ROB | 32.48 | 0 | 0 | 25 | 7.48 | 0 | 3.469 |  | kWh | 0.00045 | 0 | Commercial |  | Winter Only | [7 empty] | 11 | 73% | [12 empty] | 0% | 0% | 0% | 15 | 15 | 0 | 0 | 0 | 0 | 0 | 0 | 0 | 0 | 0 | 2013 Qtr 1: 3.75; 2013 Qtr 2: 3.75; 2013 Qtr 3: 3.75; 2013 Qtr 4: 3.75; 2014 Qtr 1: 3.75; 2014 Qtr 2: 3.75; 2014 Qtr 3: 3.75; 2014 Qtr 4: 3.75 | 30
3226 | 428092-Lighting - T8 to 4ft 25 Watt Lamp & Ballast (2 Lamp) | WPSDGENRLG0013, Rev 3, Msr 19 | System | Commercial | 18-OFS-Office–Small-IntLight | TRUE |  |  | Fixture | RET | 51.53 | 0 | 0 | 25.79 | 25.74 | 3.5527e-15 | 71.232 |  | kWh | 0.016925 | -0.18762 | Commercial |  | Winter Only | [6 empty] | Small Boilers (<100 MMBtu/hr Heat Input):Uncontrolled | 15 | 89% |  |  |  |  | 91% | [7 empty] | 0% | 0% | 0% | 12000 | 12000 | 0 | 0 | 0 | 0 | 0 | 0 | 0 | 0 | 0 | 2013 Qtr 1: 3000; 2013 Qtr 2: 3000; 2013 Qtr 3: 3000; 2013 Qtr 4: 3000; 2014 Qtr 1: 3000; 2014 Qtr 2: 3000; 2014 Qtr 3: 3000; 2014 Qtr 4: 3000 | 24000
3226 | 428093-Lighting - T8 to 4ft 25 Watt Lamp & Ballast (4 Lamp) | WPSDGENRLG0013, Rev 3, Msr 21 | System | Commercial | 18-OFS-Office–Small-IntLight | TRUE |  |  | Fixture | RET | 58.9 | 0 | 0 | 29.87 | 29.03 | 0 | 138.9024 |  | kWh | 0.033003 | -0.36586 | Commercial |  | Winter Only | [6 empty] | Small Boilers (<100 MMBtu/hr Heat Input):Uncontrolled | 15 | 89% |  |  |  |  | 91% | [7 empty] | 0% | 0% | 0% | 3000 | 3000 | 0 | 0 | 0 | 0 | 0 | 0 | 0 | 0 | 0 | 2013 Qtr 1: 750; 2013 Qtr 2: 750; 2013 Qtr 3: 750; 2013 Qtr 4: 750; 2014 Qtr 1: 750; 2014 Qtr 2: 750; 2014 Qtr 3: 750; 2014 Qtr 4: 750 | 6000
3226 | 428094-4-foot (3-lamp) T8 to 28 Watt lamps (2 lamp) and (1) HLO ballast | WPSDGENRLG0013, Rev 3, Msr 22 | System | Commercial | NON_res:DEER:Indoor_Non-CFL_Ltg | TRUE |  |  | Fixture | RET | 58.9 | 0 | 0 | 26.39 | 25.24 | 7.27 | 103.2864 |  | kWh | 0.024541 | -0.27205 | Commercial |  | Winter Only | [6 empty] | Small Boilers (<100 MMBtu/hr Heat Input):Uncontrolled | 15 | 89% |  |  |  |  | 91% | [7 empty] | 0% | 0% | 0% | 1400 | 1400 | 0 | 0 | 0 | 0 | 0 | 0 | 0 | 0 | 0 | 2013 Qtr 1: 350; 2013 Qtr 2: 350; 2013 Qtr 3: 350; 2013 Qtr 4: 350; 2014 Qtr 1: 350; 2014 Qtr 2: 350; 2014 Qtr 3: 350; 2014 Qtr 4: 350 | 2800
3226 | 428095-4-foot (4-lamp) T8 to 32 Watt lamps (2 lamp) and (1) HLO ballast | WPSDGENRLG0013, Rev 3, Msr 22 | System | Commercial | NON_res:DEER:Indoor_Non-CFL_Ltg | TRUE |  |  | Fixture | RET | 58.9 | 0 | 0 | 29.87 | 29.03 | 0 | 103.2864 |  | kWh | 0.024541 | -0.27205 | Commercial |  | Winter Only | [6 empty] | Small Boilers (<100 MMBtu/hr Heat Input):Uncontrolled | 15 | 89% |  |  |  |  | 91% | [7 empty] | 0% | 0% | 0% | 500 | 500 | 0 | 0 | 0 | 0 | 0 | 0 | 0 | 0 | 0 | 2013 Qtr 1: 125; 2013 Qtr 2: 125; 2013 Qtr 3: 125; 2013 Qtr 4: 125; 2014 Qtr 1: 125; 2014 Qtr 2: 125; 2014 Qtr 3: 125; 2014 Qtr 4: 125 | 1000
3226-SW-COM Direct Install SDG&E_COMPLIANCE | [15 empty] | 0 |  |  | #N/A | [26 empty] | 0% | 0% |  | 0 | 0 | 0 | 0 | 0 | 0 | 0 | 0 | 0 | 0 | 0 | [44 empty] | 0
3226-SW-COM Direct Install SDG&E_COMPLIANCE | [15 empty] | 0 |  |  | #N/A | [26 empty] | 0% | 0% |  | 0 | 0 | 0 | 0 | 0 | 0 | 0 | 0 | 0 | 0 | 0 | [44 empty] | 0
3226-SW-COM Direct Install SDG&E_COMPLIANCE | [15 empty] | 0 |  |  | #N/A | [26 empty] | 0% | 0% |  | 0 | 0 | 0 | 0 | 0 | 0 | 0 | 0 | 0 | 0 | 0 | [44 empty] | 0
3226-SW-COM Direct Install SDG&E_COMPLIANCE | [15 empty] | 0 |  |  | #N/A | [26 empty] | 0% | 0% |  | 0 | 0 | 0 | 0 | 0 | 0 | 0 | 0 | 0 | 0 | 0 | [44 empty] | 0
3226-SW-COM Direct Install SDG&E_COMPLIANCE | [15 empty] | 0 |  |  | #N/A | [26 empty] | 0% | 0% |  | 0 | 0 | 0 | 0 | 0 | 0 | 0 | 0 | 0 | 0 | 0 | [44 empty] | 0
3226-SW-COM Direct Install SDG&E_COMPLIANCE | [15 empty] | 0 |  |  | #N/A | [26 empty] | 0% | 0% |  | 0 | 0 | 0 | 0 | 0 | 0 | 0 | 0 | 0 | 0 | 0 | [44 empty] | 0
3226-SW-COM Direct Install SDG&E_COMPLIANCE | [15 empty] | 0 |  |  | #N/A | [26 empty] | 0% | 0% |  | 0 | 0 | 0 | 0 | 0 | 0 | 0 | 0 | 0 | 0 | 0 | [44 empty] | 0
3226-SW-COM Direct Install SDG&E_COMPLIANCE | [15 empty] | 0 |  |  | #N/A | [26 empty] | 0% | 0% |  | 0 | 0 | 0 | 0 | 0 | 0 | 0 | 0 | 0 | 0 | 0 | [44 empty] | 0
3226-SW-COM Direct Install SDG&E_COMPLIANCE | [15 empty] | 0 |  |  | #N/A | [26 empty] | 0% | 0% |  | 0 | 0 | 0 | 0 | 0 | 0 | 0 | 0 | 0 | 0 | 0 | [44 empty] | 0
3226-SW-COM Direct Install SDG&E_COMPLIANCE | [15 empty] | 0 |  |  | #N/A | [26 empty] | 0% | 0% |  | 0 | 0 | 0 | 0 | 0 | 0 | 0 | 0 | 0 | 0 | 0 | [44 empty] | 0
3226-SW-COM Direct Install SDG&E_COMPLIANCE | [15 empty] | 0 |  |  | #N/A | [26 empty] | 0% | 0% |  | 0 | 0 | 0 | 0 | 0 | 0 | 0 | 0 | 0 | 0 | 0 | [44 empty] | 0
3226-SW-COM Direct Install SDG&E_COMPLIANCE | [15 empty] | 0 |  |  | #N/A | [26 empty] | 0% | 0% |  | 0 | 0 | 0 | 0 | 0 | 0 | 0 | 0 | 0 | 0 | 0 | [44 empty] | 0
3226-SW-COM Direct Install SDG&E_COMPLIANCE | [15 empty] | 0 |  |  | #N/A | [26 empty] | 0% | 0% |  | 0 | 0 | 0 | 0 | 0 | 0 | 0 | 0 | 0 | 0 | 0 | [44 empty] | 0
3226-SW-COM Direct Install SDG&E_COMPLIANCE | [15 empty] | 0 |  |  | #N/A | [26 empty] | 0% | 0% |  | 0 | 0 | 0 | 0 | 0 | 0 | 0 | 0 | 0 | 0 | 0 | [44 empty] | 0
3226-SW-COM Direct Install SDG&E_COMPLIANCE | [15 empty] | 0 |  |  | #N/A | [26 empty] | 0% | 0% |  | 0 | 0 | 0 | 0 | 0 | 0 | 0 | 0 | 0 | 0 | 0 | [44 empty] | 0
3226-SW-COM Direct Install SDG&E_COMPLIANCE | [15 empty] | 0 |  |  | #N/A | [26 empty] | 0% | 0% |  | 0 | 0 | 0 | 0 | 0 | 0 | 0 | 0 | 0 | 0 | 0 | [44 empty] | 0
3226-SW-COM Direct Install SDG&E_COMPLIANCE | [15 empty] | 0 |  |  | #N/A | [26 empty] | 0% | 0% |  | 0 | 0 | 0 | 0 | 0 | 0 | 0 | 0 | 0 | 0 | 0 | [44 empty] | 0
3226-SW-COM Direct Install SDG&E_COMPLIANCE | [15 empty] | 0 |  |  | #N/A | [26 empty] | 0% | 0% |  | 0 | 0 | 0 | 0 | 0 | 0 | 0 | 0 | 0 | 0 | 0 | [44 empty] | 0
3226-SW-COM Direct Install SDG&E_COMPLIANCE | [15 empty] | 0 |  |  | #N/A | [26 empty] | 0% | 0% |  | 0 | 0 | 0 | 0 | 0 | 0 | 0 | 0 | 0 | 0 | 0 | [44 empty] | 0
3226-SW-COM Direct Install SDG&E_COMPLIANCE | [15 empty] | 0 |  |  | #N/A | [26 empty] | 0% | 0% |  | 0 | 0 | 0 | 0 | 0 | 0 | 0 | 0 | 0 | 0 | 0 | [44 empty] | 0
3226-SW-COM Direct Install SDG&E_COMPLIANCE | [15 empty] | 0 |  |  | #N/A | [26 empty] | 0% | 0% |  | 0 | 0 | 0 | 0 | 0 | 0 | 0 | 0 | 0 | 0 | 0 | [44 empty] | 0
3226-SW-COM Direct Install SDG&E_COMPLIANCE | [15 empty] | 0 |  |  | #N/A | [26 empty] | 0% | 0% |  | 0 | 0 | 0 | 0 | 0 | 0 | 0 | 0 | 0 | 0 | 0 | [44 empty] | 0
3226-SW-COM Direct Install SDG&E_COMPLIANCE | [15 empty] | 0 |  |  | #N/A | [26 empty] | 0% | 0% |  | 0 | 0 | 0 | 0 | 0 | 0 | 0 | 0 | 0 | 0 | 0 | [44 empty] | 0
3226-SW-COM Direct Install SDG&E_COMPLIANCE | [15 empty] | 0 |  |  | #N/A | [26 empty] | 0% | 0% |  | 0 | 0 | 0 | 0 | 0 | 0 | 0 | 0 | 0 | 0 | 0 | [44 empty] | 0
3226-SW-COM Direct Install SDG&E_COMPLIANCE | [15 empty] | 0 |  |  | #N/A | [26 empty] | 0% | 0% |  | 0 | 0 | 0 | 0 | 0 | 0 | 0 | 0 | 0 | 0 | 0 | [44 empty] | 0
3226-SW-COM Direct Install SDG&E_COMPLIANCE | [15 empty] | 0 |  |  | #N/A | [26 empty] | 0% | 0% |  | 0 | 0 | 0 | 0 | 0 | 0 | 0 | 0 | 0 | 0 | 0 | [44 empty] | 0
3226-SW-COM Direct Install SDG&E_COMPLIANCE | [15 empty] | 0 |  |  | #N/A | [26 empty] | 0% | 0% |  | 0 | 0 | 0 | 0 | 0 | 0 | 0 | 0 | 0 | 0 | 0 | [44 empty] | 0
3226-SW-COM Direct Install SDG&E_COMPLIANCE | [15 empty] | 0 |  |  | #N/A | [26 empty] | 0% | 0% |  | 0 | 0 | 0 | 0 | 0 | 0 | 0 | 0 | 0 | 0 | 0 | [44 empty] | 0
3226-SW-COM Direct Install SDG&E_COMPLIANCE | [15 empty] | 0 |  |  | #N/A | [26 empty] | 0% | 0% |  | 0 | 0 | 0 | 0 | 0 | 0 | 0 | 0 | 0 | 0 | 0 | [44 empty] | 0
3226-SW-COM Direct Install SDG&E_COMPLIANCE | [15 empty] | 0 |  |  | #N/A | [26 empty] | 0% | 0% |  | 0 | 0 | 0 | 0 | 0 | 0 | 0 | 0 | 0 | 0 | 0 | [44 empty] | 0
3226-SW-COM Direct Install SDG&E_COMPLIANCE | [15 empty] | 0 |  |  | #N/A | [26 empty] | 0% | 0% |  | 0 | 0 | 0 | 0 | 0 | 0 | 0 | 0 | 0 | 0 | 0 | [44 empty] | 0
3226-SW-COM Direct Install SDG&E_COMPLIANCE | [15 empty] | 0 |  |  | #N/A | [26 empty] | 0% | 0% |  | 0 | 0 | 0 | 0 | 0 | 0 | 0 | 0 | 0 | 0 | 0 | [44 empty] | 0
3226-SW-COM Direct Install SDG&E_COMPLIANCE | [15 empty] | 0 |  |  | #N/A | [26 empty] | 0% | 0% |  | 0 | 0 | 0 | 0 | 0 | 0 | 0 | 0 | 0 | 0 | 0 | [44 empty] | 0
3226-SW-COM Direct Install SDG&E_COMPLIANCE | [15 empty] | 0 |  |  | #N/A | [26 empty] | 0% | 0% |  | 0 | 0 | 0 | 0 | 0 | 0 | 0 | 0 | 0 | 0 | 0 | [44 empty] | 0
3226-SW-COM Direct Install SDG&E_COMPLIANCE | [15 empty] | 0 |  |  | #N/A | [26 empty] | 0% | 0% |  | 0 | 0 | 0 | 0 | 0 | 0 | 0 | 0 | 0 | 0 | 0 | [44 empty] | 0
3226-SW-COM Direct Install SDG&E_COMPLIANCE | [15 empty] | 0 |  |  | #N/A | [26 empty] | 0% | 0% |  | 0 | 0 | 0 | 0 | 0 | 0 | 0 | 0 | 0 | 0 | 0 | [44 empty] | 0
3226-SW-COM Direct Install SDG&E_COMPLIANCE | [15 empty] | 0 |  |  | #N/A | [26 empty] | 0% | 0% |  | 0 | 0 | 0 | 0 | 0 | 0 | 0 | 0 | 0 | 0 | 0 | [44 empty] | 0
3226-SW-COM Direct Install SDG&E_COMPLIANCE | [15 empty] | 0 |  |  | #N/A | [26 empty] | 0% | 0% |  | 0 | 0 | 0 | 0 | 0 | 0 | 0 | 0 | 0 | 0 | 0 | [44 empty] | 0
3226-SW-COM Direct Install SDG&E_COMPLIANCE | [15 empty] | 0 |  |  | #N/A | [26 empty] | 0% | 0% |  | 0 | 0 | 0 | 0 | 0 | 0 | 0 | 0 | 0 | 0 | 0 | [44 empty] | 0
3226-SW-COM Direct Install SDG&E_COMPLIANCE | [15 empty] | 0 |  |  | #N/A | [26 empty] | 0% | 0% |  | 0 | 0 | 0 | 0 | 0 | 0 | 0 | 0 | 0 | 0 | 0 | [44 empty] | 0
3226-SW-COM Direct Install SDG&E_COMPLIANCE | [15 empty] | 0 |  |  | #N/A | [26 empty] | 0% | 0% |  | 0 | 0 | 0 | 0 | 0 | 0 | 0 | 0 | 0 | 0 | 0 | [44 empty] | 0
3226-SW-COM Direct Install SDG&E_COMPLIANCE | [15 empty] | 0 |  |  | #N/A | [26 empty] | 0% | 0% |  | 0 | 0 | 0 | 0 | 0 | 0 | 0 | 0 | 0 | 0 | 0 | [44 empty] | 0
3226-SW-COM Direct Install SDG&E_COMPLIANCE | [15 empty] | 0 |  |  | #N/A | [26 empty] | 0% | 0% |  | 0 | 0 | 0 | 0 | 0 | 0 | 0 | 0 | 0 | 0 | 0 | [44 empty] | 0
3226-SW-COM Direct Install SDG&E_COMPLIANCE | [15 empty] | 0 |  |  | #N/A | [26 empty] | 0% | 0% |  | 0 | 0 | 0 | 0 | 0 | 0 | 0 | 0 | 0 | 0 | 0 | [44 empty] | 0
3226-SW-COM Direct Install SDG&E_COMPLIANCE | [15 empty] | 0 |  |  | #N/A | [26 empty] | 0% | 0% |  | 0 | 0 | 0 | 0 | 0 | 0 | 0 | 0 | 0 | 0 | 0 | [44 empty] | 0
3226-SW-COM Direct Install SDG&E_COMPLIANCE | [15 empty] | 0 |  |  | #N/A | [26 empty] | 0% | 0% |  | 0 | 0 | 0 | 0 | 0 | 0 | 0 | 0 | 0 | 0 | 0 | [44 empty] | 0
3226-SW-COM Direct Install SDG&E_COMPLIANCE | [15 empty] | 0 |  |  | #N/A | [26 empty] | 0% | 0% |  | 0 | 0 | 0 | 0 | 0 | 0 | 0 | 0 | 0 | 0 | 0 | [44 empty] | 0
3226-SW-COM Direct Install SDG&E_COMPLIANCE | [15 empty] | 0 |  |  | #N/A | [26 empty] | 0% | 0% |  | 0 | 0 | 0 | 0 | 0 | 0 | 0 | 0 | 0 | 0 | 0 | [44 empty] | 0
3226-SW-COM Direct Install SDG&E_COMPLIANCE | [15 empty] | 0 |  |  | #N/A | [26 empty] | 0% | 0% |  | 0 | 0 | 0 | 0 | 0 | 0 | 0 | 0 | 0 | 0 | 0 | [44 empty] | 0
3226-SW-COM Direct Install SDG&E_COMPLIANCE | [15 empty] | 0 |  |  | #N/A | [26 empty] | 0% | 0% |  | 0 | 0 | 0 | 0 | 0 | 0 | 0 | 0 | 0 | 0 | 0 | [44 empty] | 0
3226-SW-COM Direct Install SDG&E_COMPLIANCE | [15 empty] | 0 |  |  | #N/A | [26 empty] | 0% | 0% |  | 0 | 0 | 0 | 0 | 0 | 0 | 0 | 0 | 0 | 0 | 0 | [44 empty] | 0
3226-SW-COM Direct Install SDG&E_COMPLIANCE | [15 empty] | 0 |  |  | #N/A | [26 empty] | 0% | 0% |  | 0 | 0 | 0 | 0 | 0 | 0 | 0 | 0 | 0 | 0 | 0 | [44 empty] | 0
3226-SW-COM Direct Install SDG&E_COMPLIANCE | [15 empty] | 0 |  |  | #N/A | [26 empty] | 0% | 0% |  | 0 | 0 | 0 | 0 | 0 | 0 | 0 | 0 | 0 | 0 | 0 | [44 empty] | 0
3226-SW-COM Direct Install SDG&E_COMPLIANCE | [15 empty] | 0 |  |  | #N/A | [26 empty] | 0% | 0% |  | 0 | 0 | 0 | 0 | 0 | 0 | 0 | 0 | 0 | 0 | 0 | [44 empty] | 0
3226-SW-COM Direct Install SDG&E_COMPLIANCE | [15 empty] | 0 |  |  | #N/A | [26 empty] | 0% | 0% |  | 0 | 0 | 0 | 0 | 0 | 0 | 0 | 0 | 0 | 0 | 0 | [44 empty] | 0
3226-SW-COM Direct Install SDG&E_COMPLIANCE | [15 empty] | 0 |  |  | #N/A | [26 empty] | 0% | 0% |  | 0 | 0 | 0 | 0 | 0 | 0 | 0 | 0 | 0 | 0 | 0 | [44 empty] | 0
3226-SW-COM Direct Install SDG&E_COMPLIANCE | [15 empty] | 0 |  |  | #N/A | [26 empty] | 0% | 0% |  | 0 | 0 | 0 | 0 | 0 | 0 | 0 | 0 | 0 | 0 | 0 | [44 empty] | 0
3226-SW-COM Direct Install SDG&E_COMPLIANCE | [15 empty] | 0 |  |  | #N/A | [26 empty] | 0% | 0% |  | 0 | 0 | 0 | 0 | 0 | 0 | 0 | 0 | 0 | 0 | 0 | [44 empty] | 0
3226-SW-COM Direct Install SDG&E_COMPLIANCE | [15 empty] | 0 |  |  | #N/A | [26 empty] | 0% | 0% |  | 0 | 0 | 0 | 0 | 0 | 0 | 0 | 0 | 0 | 0 | 0 | [44 empty] | 0
3226-SW-COM Direct Install SDG&E_COMPLIANCE | [15 empty] | 0 |  |  | #N/A | [26 empty] | 0% | 0% |  | 0 | 0 | 0 | 0 | 0 | 0 | 0 | 0 | 0 | 0 | 0 | [44 empty] | 0
3226-SW-COM Direct Install SDG&E_COMPLIANCE | [15 empty] | 0 |  |  | #N/A | [26 empty] | 0% | 0% |  | 0 | 0 | 0 | 0 | 0 | 0 | 0 | 0 | 0 | 0 | 0 | [44 empty] | 0
3226-SW-COM Direct Install SDG&E_COMPLIANCE | [15 empty] | 0 |  |  | #N/A | [26 empty] | 0% | 0% |  | 0 | 0 | 0 | 0 | 0 | 0 | 0 | 0 | 0 | 0 | 0 | [44 empty] | 0
3226-SW-COM Direct Install SDG&E_COMPLIANCE | [15 empty] | 0 |  |  | #N/A | [26 empty] | 0% | 0% |  | 0 | 0 | 0 | 0 | 0 | 0 | 0 | 0 | 0 | 0 | 0 | [44 empty] | 0
3226-SW-COM Direct Install SDG&E_COMPLIANCE | [15 empty] | 0 |  |  | #N/A | [26 empty] | 0% | 0% |  | 0 | 0 | 0 | 0 | 0 | 0 | 0 | 0 | 0 | 0 | 0 | [44 empty] | 0
3226-SW-COM Direct Install SDG&E_COMPLIANCE | [15 empty] | 0 |  |  | #N/A | [26 empty] | 0% | 0% |  | 0 | 0 | 0 | 0 | 0 | 0 | 0 | 0 | 0 | 0 | 0 | [44 empty] | 0
3226-SW-COM Direct Install SDG&E_COMPLIANCE | [15 empty] | 0 |  |  | #N/A | [26 empty] | 0% | 0% |  | 0 | 0 | 0 | 0 | 0 | 0 | 0 | 0 | 0 | 0 | 0 | [44 empty] | 0
3226-SW-COM Direct Install SDG&E_COMPLIANCE | [15 empty] | 0 |  |  | #N/A | [26 empty] | 0% | 0% |  | 0 | 0 | 0 | 0 | 0 | 0 | 0 | 0 | 0 | 0 | 0 | [44 empty] | 0
3226-SW-COM Direct Install SDG&E_COMPLIANCE | [15 empty] | 0 |  |  | #N/A | [26 empty] | 0% | 0% |  | 0 | 0 | 0 | 0 | 0 | 0 | 0 | 0 | 0 | 0 | 0 | [44 empty] | 0
3226-SW-COM Direct Install SDG&E_COMPLIANCE | [15 empty] | 0 |  |  | #N/A | [26 empty] | 0% | 0% |  | 0 | 0 | 0 | 0 | 0 | 0 | 0 | 0 | 0 | 0 | 0 | [44 empty] | 0
3226-SW-COM Direct Install SDG&E_COMPLIANCE | [15 empty] | 0 |  |  | #N/A | [26 empty] | 0% | 0% |  | 0 | 0 | 0 | 0 | 0 | 0 | 0 | 0 | 0 | 0 | 0 | [44 empty] | 0
3226-SW-COM Direct Install SDG&E_COMPLIANCE | [15 empty] | 0 |  |  | #N/A | [26 empty] | 0% | 0% |  | 0 | 0 | 0 | 0 | 0 | 0 | 0 | 0 | 0 | 0 | 0 | [44 empty] | 0
3226-SW-COM Direct Install SDG&E_COMPLIANCE | [15 empty] | 0 |  |  | #N/A | [26 empty] | 0% | 0% |  | 0 | 0 | 0 | 0 | 0 | 0 | 0 | 0 | 0 | 0 | 0 | [44 empty] | 0
3226-SW-COM Direct Install SDG&E_COMPLIANCE | [15 empty] | 0 |  |  | #N/A | [26 empty] | 0% | 0% |  | 0 | 0 | 0 | 0 | 0 | 0 | 0 | 0 | 0 | 0 | 0 | [44 empty] | 0
3226-SW-COM Direct Install SDG&E_COMPLIANCE | [15 empty] | 0 |  |  | #N/A | [26 empty] | 0% | 0% |  | 0 | 0 | 0 | 0 | 0 | 0 | 0 | 0 | 0 | 0 | 0 | [44 empty] | 0
3226-SW-COM Direct Install SDG&E_COMPLIANCE | [15 empty] | 0 |  |  | #N/A | [26 empty] | 0% | 0% |  | 0 | 0 | 0 | 0 | 0 | 0 | 0 | 0 | 0 | 0 | 0 | [44 empty] | 0
3226-SW-COM Direct Install SDG&E_COMPLIANCE | [15 empty] | 0 |  |  | #N/A | [26 empty] | 0% | 0% |  | 0 | 0 | 0 | 0 | 0 | 0 | 0 | 0 | 0 | 0 | 0 | [44 empty] | 0
3226-SW-COM Direct Install SDG&E_COMPLIANCE | [15 empty] | 0 |  |  | #N/A | [26 empty] | 0% | 0% |  | 0 | 0 | 0 | 0 | 0 | 0 | 0 | 0 | 0 | 0 | 0 | [44 empty] | 0
3226-SW-COM Direct Install SDG&E_COMPLIANCE | [15 empty] | 0 |  |  | #N/A | [26 empty] | 0% | 0% |  | 0 | 0 | 0 | 0 | 0 | 0 | 0 | 0 | 0 | 0 | 0 | [44 empty] | 0
3226-SW-COM Direct Install SDG&E_COMPLIANCE | [15 empty] | 0 |  |  | #N/A | [26 empty] | 0% | 0% |  | 0 | 0 | 0 | 0 | 0 | 0 | 0 | 0 | 0 | 0 | 0 | [44 empty] | 0
3226-SW-COM Direct Install SDG&E_COMPLIANCE | [15 empty] | 0 |  |  | #N/A | [26 empty] | 0% | 0% |  | 0 | 0 | 0 | 0 | 0 | 0 | 0 | 0 | 0 | 0 | 0 | [44 empty] | 0
3226-SW-COM Direct Install SDG&E_COMPLIANCE | [15 empty] | 0 |  |  | #N/A | [26 empty] | 0% | 0% |  | 0 | 0 | 0 | 0 | 0 | 0 | 0 | 0 | 0 | 0 | 0 | [44 empty] | 0
3226-SW-COM Direct Install SDG&E_COMPLIANCE | [15 empty] | 0 |  |  | #N/A | [26 empty] | 0% | 0% |  | 0 | 0 | 0 | 0 | 0 | 0 | 0 | 0 | 0 | 0 | 0 | [44 empty] | 0
3226-SW-COM Direct Install SDG&E_COMPLIANCE | [15 empty] | 0 |  |  | #N/A | [26 empty] | 0% | 0% |  | 0 | 0 | 0 | 0 | 0 | 0 | 0 | 0 | 0 | 0 | 0 | [44 empty] | 0
3226-SW-COM Direct Install SDG&E_COMPLIANCE | [15 empty] | 0 |  |  | #N/A | [26 empty] | 0% | 0% |  | 0 | 0 | 0 | 0 | 0 | 0 | 0 | 0 | 0 | 0 | 0 | [44 empty] | 0
3226-SW-COM Direct Install SDG&E_COMPLIANCE | [15 empty] | 0 |  |  | #N/A | [26 empty] | 0% | 0% |  | 0 | 0 | 0 | 0 | 0 | 0 | 0 | 0 | 0 | 0 | 0 | [44 empty] | 0
3226-SW-COM Direct Install SDG&E_COMPLIANCE | [15 empty] | 0 |  |  | #N/A | [26 empty] | 0% | 0% |  | 0 | 0 | 0 | 0 | 0 | 0 | 0 | 0 | 0 | 0 | 0 | [44 empty] | 0
3226-SW-COM Direct Install SDG&E_COMPLIANCE | [15 empty] | 0 |  |  | #N/A | [26 empty] | 0% | 0% |  | 0 | 0 | 0 | 0 | 0 | 0 | 0 | 0 | 0 | 0 | 0 | [44 empty] | 0
3226-SW-COM Direct Install SDG&E_COMPLIANCE | [15 empty] | 0 |  |  | #N/A | [26 empty] | 0% | 0% |  | 0 | 0 | 0 | 0 | 0 | 0 | 0 | 0 | 0 | 0 | 0 | [44 empty] | 0
3226-SW-COM Direct Install SDG&E_COMPLIANCE | [15 empty] | 0 |  |  | #N/A | [26 empty] | 0% | 0% |  | 0 | 0 | 0 | 0 | 0 | 0 | 0 | 0 | 0 | 0 | 0 | [44 empty] | 0
3226-SW-COM Direct Install SDG&E_COMPLIANCE | [15 empty] | 0 |  |  | #N/A | [26 empty] | 0% | 0% |  | 0 | 0 | 0 | 0 | 0 | 0 | 0 | 0 | 0 | 0 | 0 | [44 empty] | 0
3226-SW-COM Direct Install SDG&E_COMPLIANCE | [15 empty] | 0 |  |  | #N/A | [26 empty] | 0% | 0% |  | 0 | 0 | 0 | 0 | 0 | 0 | 0 | 0 | 0 | 0 | 0 | [44 empty] | 0
3226-SW-COM Direct Install SDG&E_COMPLIANCE | [15 empty] | 0 |  |  | #N/A | [26 empty] | 0% | 0% |  | 0 | 0 | 0 | 0 | 0 | 0 | 0 | 0 | 0 | 0 | 0 | [44 empty] | 0
3226-SW-COM Direct Install SDG&E_COMPLIANCE | [15 empty] | 0 |  |  | #N/A | [26 empty] | 0% | 0% |  | 0 | 0 | 0 | 0 | 0 | 0 | 0 | 0 | 0 | 0 | 0 | [44 empty] | 0
3226-SW-COM Direct Install SDG&E_COMPLIANCE | [15 empty] | 0 |  |  | #N/A | [26 empty] | 0% | 0% |  | 0 | 0 | 0 | 0 | 0 | 0 | 0 | 0 | 0 | 0 | 0 | [44 empty] | 0
3226-SW-COM Direct Install SDG&E_COMPLIANCE | [15 empty] | 0 |  |  | #N/A | [26 empty] | 0% | 0% |  | 0 | 0 | 0 | 0 | 0 | 0 | 0 | 0 | 0 | 0 | 0 | [44 empty] | 0
3226-SW-COM Direct Install SDG&E_COMPLIANCE | [15 empty] | 0 |  |  | #N/A | [26 empty] | 0% | 0% |  | 0 | 0 | 0 | 0 | 0 | 0 | 0 | 0 | 0 | 0 | 0 | [44 empty] | 0
3226-SW-COM Direct Install SDG&E_COMPLIANCE | [15 empty] | 0 |  |  | #N/A | [26 empty] | 0% | 0% |  | 0 | 0 | 0 | 0 | 0 | 0 | 0 | 0 | 0 | 0 | 0 | [44 empty] | 0
3226-SW-COM Direct Install SDG&E_COMPLIANCE | [15 empty] | 0 |  |  | #N/A | [26 empty] | 0% | 0% |  | 0 | 0 | 0 | 0 | 0 | 0 | 0 | 0 | 0 | 0 | 0 | [44 empty] | 0
3226-SW-COM Direct Install SDG&E_COMPLIANCE | [15 empty] | 0 |  |  | #N/A | [26 empty] | 0% | 0% |  | 0 | 0 | 0 | 0 | 0 | 0 | 0 | 0 | 0 | 0 | 0 | [44 empty] | 0
3226-SW-COM Direct Install SDG&E_COMPLIANCE | [15 empty] | 0 |  |  | #N/A | [26 empty] | 0% | 0% |  | 0 | 0 | 0 | 0 | 0 | 0 | 0 | 0 | 0 | 0 | 0 | [44 empty] | 0
3226-SW-COM Direct Install SDG&E_COMPLIANCE | [15 empty] | 0 |  |  | #N/A | [26 empty] | 0% | 0% |  | 0 | 0 | 0 | 0 | 0 | 0 | 0 | 0 | 0 | 0 | 0 | [44 empty] | 0
3226-SW-COM Direct Install SDG&E_COMPLIANCE | [15 empty] | 0 |  |  | #N/A | [26 empty] | 0% | 0% |  | 0 | 0 | 0 | 0 | 0 | 0 | 0 | 0 | 0 | 0 | 0 | [44 empty] | 0
3226-SW-COM Direct Install SDG&E_COMPLIANCE | [15 empty] | 0 |  |  | #N/A | [26 empty] | 0% | 0% |  | 0 | 0 | 0 | 0 | 0 | 0 | 0 | 0 | 0 | 0 | 0 | [44 empty] | 0
3226-SW-COM Direct Install SDG&E_COMPLIANCE | [15 empty] | 0 |  |  | #N/A | [26 empty] | 0% | 0% |  | 0 | 0 | 0 | 0 | 0 | 0 | 0 | 0 | 0 | 0 | 0 | [44 empty] | 0
3226-SW-COM Direct Install SDG&E_COMPLIANCE | [15 empty] | 0 |  |  | #N/A | [26 empty] | 0% | 0% |  | 0 | 0 | 0 | 0 | 0 | 0 | 0 | 0 | 0 | 0 | 0 | [44 empty] | 0
3226-SW-COM Direct Install SDG&E_COMPLIANCE | [15 empty] | 0 |  |  | #N/A | [26 empty] | 0% | 0% |  | 0 | 0 | 0 | 0 | 0 | 0 | 0 | 0 | 0 | 0 | 0 | [44 empty] | 0
3226-SW-COM Direct Install SDG&E_COMPLIANCE | [15 empty] | 0 |  |  | #N/A | [26 empty] | 0% | 0% |  | 0 | 0 | 0 | 0 | 0 | 0 | 0 | 0 | 0 | 0 | 0 | [44 empty] | 0
3226-SW-COM Direct Install SDG&E_COMPLIANCE | [15 empty] | 0 |  |  | #N/A | [26 empty] | 0% | 0% |  | 0 | 0 | 0 | 0 | 0 | 0 | 0 | 0 | 0 | 0 | 0 | [44 empty] | 0
3226-SW-COM Direct Install SDG&E_COMPLIANCE | [15 empty] | 0 |  |  | #N/A | [26 empty] | 0% | 0% |  | 0 | 0 | 0 | 0 | 0 | 0 | 0 | 0 | 0 | 0 | 0 | [44 empty] | 0
3226-SW-COM Direct Install SDG&E_COMPLIANCE | [15 empty] | 0 |  |  | #N/A | [26 empty] | 0% | 0% |  | 0 | 0 | 0 | 0 | 0 | 0 | 0 | 0 | 0 | 0 | 0 | [44 empty] | 0
3226-SW-COM Direct Install SDG&E_COMPLIANCE | [15 empty] | 0 |  |  | #N/A | [26 empty] | 0% | 0% |  | 0 | 0 | 0 | 0 | 0 | 0 | 0 | 0 | 0 | 0 | 0 | [44 empty] | 0
3226-SW-COM Direct Install SDG&E_COMPLIANCE | [15 empty] | 0 |  |  | #N/A | [26 empty] | 0% | 0% |  | 0 | 0 | 0 | 0 | 0 | 0 | 0 | 0 | 0 | 0 | 0 | [44 empty] | 0
3226-SW-COM Direct Install SDG&E_COMPLIANCE | [15 empty] | 0 |  |  | #N/A | [26 empty] | 0% | 0% |  | 0 | 0 | 0 | 0 | 0 | 0 | 0 | 0 | 0 | 0 | 0 | [44 empty] | 0
3226-SW-COM Direct Install SDG&E_COMPLIANCE | [15 empty] | 0 |  |  | #N/A | [26 empty] | 0% | 0% |  | 0 | 0 | 0 | 0 | 0 | 0 | 0 | 0 | 0 | 0 | 0 | [44 empty] | 0
3226-SW-COM Direct Install SDG&E_COMPLIANCE | [15 empty] | 0 |  |  | #N/A | [26 empty] | 0% | 0% |  | 0 | 0 | 0 | 0 | 0 | 0 | 0 | 0 | 0 | 0 | 0 | [44 empty] | 0
3226-SW-COM Direct Install SDG&E_COMPLIANCE | [15 empty] | 0 |  |  | #N/A | [26 empty] | 0% | 0% |  | 0 | 0 | 0 | 0 | 0 | 0 | 0 | 0 | 0 | 0 | 0 | [44 empty] | 0
3226-SW-COM Direct Install SDG&E_COMPLIANCE | [15 empty] | 0 |  |  | #N/A | [26 empty] | 0% | 0% |  | 0 | 0 | 0 | 0 | 0 | 0 | 0 | 0 | 0 | 0 | 0 | [44 empty] | 0
3226-SW-COM Direct Install SDG&E_COMPLIANCE | [15 empty] | 0 |  |  | #N/A | [26 empty] | 0% | 0% |  | 0 | 0 | 0 | 0 | 0 | 0 | 0 | 0 | 0 | 0 | 0 | [44 empty] | 0
3226-SW-COM Direct Install SDG&E_COMPLIANCE | [15 empty] | 0 |  |  | #N/A | [26 empty] | 0% | 0% |  | 0 | 0 | 0 | 0 | 0 | 0 | 0 | 0 | 0 | 0 | 0 | [44 empty] | 0
3226-SW-COM Direct Install SDG&E_COMPLIANCE | [15 empty] | 0 |  |  | #N/A | [26 empty] | 0% | 0% |  | 0 | 0 | 0 | 0 | 0 | 0 | 0 | 0 | 0 | 0 | 0 | [44 empty] | 0
3226-SW-COM Direct Install SDG&E_COMPLIANCE | [15 empty] | 0 |  |  | #N/A | [26 empty] | 0% | 0% |  | 0 | 0 | 0 | 0 | 0 | 0 | 0 | 0 | 0 | 0 | 0 | [44 empty] | 0
3226-SW-COM Direct Install SDG&E_COMPLIANCE | [15 empty] | 0 |  |  | #N/A | [26 empty] | 0% | 0% |  | 0 | 0 | 0 | 0 | 0 | 0 | 0 | 0 | 0 | 0 | 0 | [44 empty] | 0
3226-SW-COM Direct Install SDG&E_COMPLIANCE | [15 empty] | 0 |  |  | #N/A | [26 empty] | 0% | 0% |  | 0 | 0 | 0 | 0 | 0 | 0 | 0 | 0 | 0 | 0 | 0 | [44 empty] | 0
3226-SW-COM Direct Install SDG&E_COMPLIANCE | [15 empty] | 0 |  |  | #N/A | [26 empty] | 0% | 0% |  | 0 | 0 | 0 | 0 | 0 | 0 | 0 | 0 | 0 | 0 | 0 | [44 empty] | 0
3226-SW-COM Direct Install SDG&E_COMPLIANCE | [15 empty] | 0 |  |  | #N/A | [26 empty] | 0% | 0% |  | 0 | 0 | 0 | 0 | 0 | 0 | 0 | 0 | 0 | 0 | 0 | [44 empty] | 0
3226-SW-COM Direct Install SDG&E_COMPLIANCE | [15 empty] | 0 |  |  | #N/A | [26 empty] | 0% | 0% |  | 0 | 0 | 0 | 0 | 0 | 0 | 0 | 0 | 0 | 0 | 0 | [44 empty] | 0
3226-SW-COM Direct Install SDG&E_COMPLIANCE | [15 empty] | 0 |  |  | #N/A | [26 empty] | 0% | 0% |  | 0 | 0 | 0 | 0 | 0 | 0 | 0 | 0 | 0 | 0 | 0 | [44 empty] | 0
3226-SW-COM Direct Install SDG&E_COMPLIANCE | [15 empty] | 0 |  |  | #N/A | [26 empty] | 0% | 0% |  | 0 | 0 | 0 | 0 | 0 | 0 | 0 | 0 | 0 | 0 | 0 | [44 empty] | 0
3226-SW-COM Direct Install SDG&E_COMPLIANCE | [15 empty] | 0 |  |  | #N/A | [26 empty] | 0% | 0% |  | 0 | 0 | 0 | 0 | 0 | 0 | 0 | 0 | 0 | 0 | 0 | [44 empty] | 0
3226-SW-COM Direct Install SDG&E_COMPLIANCE | [15 empty] | 0 |  |  | #N/A | [26 empty] | 0% | 0% |  | 0 | 0 | 0 | 0 | 0 | 0 | 0 | 0 | 0 | 0 | 0 | [44 empty] | 0
3226-SW-COM Direct Install SDG&E_COMPLIANCE | [15 empty] | 0 |  |  | #N/A | [26 empty] | 0% | 0% |  | 0 | 0 | 0 | 0 | 0 | 0 | 0 | 0 | 0 | 0 | 0 | [44 empty] | 0
3226-SW-COM Direct Install SDG&E_COMPLIANCE | [15 empty] | 0 |  |  | #N/A | [26 empty] | 0% | 0% |  | 0 | 0 | 0 | 0 | 0 | 0 | 0 | 0 | 0 | 0 | 0 | [44 empty] | 0
3226-SW-COM Direct Install SDG&E_COMPLIANCE | [15 empty] | 0 |  |  | #N/A | [26 empty] | 0% | 0% |  | 0 | 0 | 0 | 0 | 0 | 0 | 0 | 0 | 0 | 0 | 0 | [44 empty] | 0
3226-SW-COM Direct Install SDG&E_COMPLIANCE | [15 empty] | 0 |  |  | #N/A | [26 empty] | 0% | 0% |  | 0 | 0 | 0 | 0 | 0 | 0 | 0 | 0 | 0 | 0 | 0 | [44 empty] | 0
3226-SW-COM Direct Install SDG&E_COMPLIANCE | [15 empty] | 0 |  |  | #N/A | [26 empty] | 0% | 0% |  | 0 | 0 | 0 | 0 | 0 | 0 | 0 | 0 | 0 | 0 | 0 | [44 empty] | 0
3226-SW-COM Direct Install SDG&E_COMPLIANCE | [15 empty] | 0 |  |  | #N/A | [26 empty] | 0% | 0% |  | 0 | 0 | 0 | 0 | 0 | 0 | 0 | 0 | 0 | 0 | 0 | [44 empty] | 0
3226-SW-COM Direct Install SDG&E_COMPLIANCE | [15 empty] | 0 |  |  | #N/A | [26 empty] | 0% | 0% |  | 0 | 0 | 0 | 0 | 0 | 0 | 0 | 0 | 0 | 0 | 0 | [44 empty] | 0
3226-SW-COM Direct Install SDG&E_COMPLIANCE | [15 empty] | 0 |  |  | #N/A | [26 empty] | 0% | 0% |  | 0 | 0 | 0 | 0 | 0 | 0 | 0 | 0 | 0 | 0 | 0 | [44 empty] | 0
3226-SW-COM Direct Install SDG&E_COMPLIANCE | [15 empty] | 0 |  |  | #N/A | [26 empty] | 0% | 0% |  | 0 | 0 | 0 | 0 | 0 | 0 | 0 | 0 | 0 | 0 | 0 | [44 empty] | 0
3226-SW-COM Direct Install SDG&E_COMPLIANCE | [15 empty] | 0 |  |  | #N/A | [26 empty] | 0% | 0% |  | 0 | 0 | 0 | 0 | 0 | 0 | 0 | 0 | 0 | 0 | 0 | [44 empty] | 0
3226-SW-COM Direct Install SDG&E_COMPLIANCE | [15 empty] | 0 |  |  | #N/A | [26 empty] | 0% | 0% |  | 0 | 0 | 0 | 0 | 0 | 0 | 0 | 0 | 0 | 0 | 0 | [44 empty] | 0
3226-SW-COM Direct Install SDG&E_COMPLIANCE | [15 empty] | 0 |  |  | #N/A | [26 empty] | 0% | 0% |  | 0 | 0 | 0 | 0 | 0 | 0 | 0 | 0 | 0 | 0 | 0 | [44 empty] | 0
3226-SW-COM Direct Install SDG&E_COMPLIANCE | [15 empty] | 0 |  |  | #N/A | [26 empty] | 0% | 0% |  | 0 | 0 | 0 | 0 | 0 | 0 | 0 | 0 | 0 | 0 | 0 | [44 empty] | 0
3226-SW-COM Direct Install SDG&E_COMPLIANCE | [15 empty] | 0 |  |  | #N/A | [26 empty] | 0% | 0% |  | 0 | 0 | 0 | 0 | 0 | 0 | 0 | 0 | 0 | 0 | 0 | [44 empty] | 0
3226-SW-COM Direct Install SDG&E_COMPLIANCE | [15 empty] | 0 |  |  | #N/A | [26 empty] | 0% | 0% |  | 0 | 0 | 0 | 0 | 0 | 0 | 0 | 0 | 0 | 0 | 0 | [44 empty] | 0
3226-SW-COM Direct Install SDG&E_COMPLIANCE | [15 empty] | 0 |  |  | #N/A | [26 empty] | 0% | 0% |  | 0 | 0 | 0 | 0 | 0 | 0 | 0 | 0 | 0 | 0 | 0 | [44 empty] | 0
3226-SW-COM Direct Install SDG&E_COMPLIANCE | [15 empty] | 0 |  |  | #N/A | [26 empty] | 0% | 0% |  | 0 | 0 | 0 | 0 | 0 | 0 | 0 | 0 | 0 | 0 | 0 | [44 empty] | 0
3226-SW-COM Direct Install SDG&E_COMPLIANCE | [15 empty] | 0 |  |  | #N/A | [26 empty] | 0% | 0% |  | 0 | 0 | 0 | 0 | 0 | 0 | 0 | 0 | 0 | 0 | 0 | [44 empty] | 0
3226-SW-COM Direct Install SDG&E_COMPLIANCE | [15 empty] | 0 |  |  | #N/A | [26 empty] | 0% | 0% |  | 0 | 0 | 0 | 0 | 0 | 0 | 0 | 0 | 0 | 0 | 0 | [44 empty] | 0
3226-SW-COM Direct Install SDG&E_COMPLIANCE | [15 empty] | 0 |  |  | #N/A | [26 empty] | 0% | 0% |  | 0 | 0 | 0 | 0 | 0 | 0 | 0 | 0 | 0 | 0 | 0 | [44 empty] | 0
3226-SW-COM Direct Install SDG&E_COMPLIANCE | [15 empty] | 0 |  |  | #N/A | [26 empty] | 0% | 0% |  | 0 | 0 | 0 | 0 | 0 | 0 | 0 | 0 | 0 | 0 | 0 | [44 empty] | 0
3226-SW-COM Direct Install SDG&E_COMPLIANCE | [15 empty] | 0 |  |  | #N/A | [26 empty] | 0% | 0% |  | 0 | 0 | 0 | 0 | 0 | 0 | 0 | 0 | 0 | 0 | 0 | [44 empty] | 0
3226-SW-COM Direct Install SDG&E_COMPLIANCE | [15 empty] | 0 |  |  | #N/A | [26 empty] | 0% | 0% |  | 0 | 0 | 0 | 0 | 0 | 0 | 0 | 0 | 0 | 0 | 0 | [44 empty] | 0
3226-SW-COM Direct Install SDG&E_COMPLIANCE | [15 empty] | 0 |  |  | #N/A | [26 empty] | 0% | 0% |  | 0 | 0 | 0 | 0 | 0 | 0 | 0 | 0 | 0 | 0 | 0 | [44 empty] | 0
3226-SW-COM Direct Install SDG&E_COMPLIANCE | [15 empty] | 0 |  |  | #N/A | [26 empty] | 0% | 0% |  | 0 | 0 | 0 | 0 | 0 | 0 | 0 | 0 | 0 | 0 | 0 | [44 empty] | 0
3226-SW-COM Direct Install SDG&E_COMPLIANCE | [15 empty] | 0 |  |  | #N/A | [26 empty] | 0% | 0% |  | 0 | 0 | 0 | 0 | 0 | 0 | 0 | 0 | 0 | 0 | 0 | [44 empty] | 0
3226-SW-COM Direct Install SDG&E_COMPLIANCE | [15 empty] | 0 |  |  | #N/A | [26 empty] | 0% | 0% |  | 0 | 0 | 0 | 0 | 0 | 0 | 0 | 0 | 0 | 0 | 0 | [44 empty] | 0
3226-SW-COM Direct Install SDG&E_COMPLIANCE | [15 empty] | 0 |  |  | #N/A | [26 empty] | 0% | 0% |  | 0 | 0 | 0 | 0 | 0 | 0 | 0 | 0 | 0 | 0 | 0 | [44 empty] | 0
3226-SW-COM Direct Install SDG&E_COMPLIANCE | [15 empty] | 0 |  |  | #N/A | [26 empty] | 0% | 0% |  | 0 | 0 | 0 | 0 | 0 | 0 | 0 | 0 | 0 | 0 | 0 | [44 empty] | 0
3226-SW-COM Direct Install SDG&E_COMPLIANCE | [15 empty] | 0 |  |  | #N/A | [26 empty] | 0% | 0% |  | 0 | 0 | 0 | 0 | 0 | 0 | 0 | 0 | 0 | 0 | 0 | [44 empty] | 0
3226-SW-COM Direct Install SDG&E_COMPLIANCE | [15 empty] | 0 |  |  | #N/A | [26 empty] | 0% | 0% |  | 0 | 0 | 0 | 0 | 0 | 0 | 0 | 0 | 0 | 0 | 0 | [44 empty] | 0
3226-SW-COM Direct Install SDG&E_COMPLIANCE | [15 empty] | 0 |  |  | #N/A | [26 empty] | 0% | 0% |  | 0 | 0 | 0 | 0 | 0 | 0 | 0 | 0 | 0 | 0 | 0 | [44 empty] | 0
3226-SW-COM Direct Install SDG&E_COMPLIANCE | [15 empty] | 0 |  |  | #N/A | [26 empty] | 0% | 0% |  | 0 | 0 | 0 | 0 | 0 | 0 | 0 | 0 | 0 | 0 | 0 | [44 empty] | 0
3226-SW-COM Direct Install SDG&E_COMPLIANCE | [15 empty] | 0 |  |  | #N/A | [26 empty] | 0% | 0% |  | 0 | 0 | 0 | 0 | 0 | 0 | 0 | 0 | 0 | 0 | 0 | [44 empty] | 0
3226-SW-COM Direct Install SDG&E_COMPLIANCE | [15 empty] | 0 |  |  | #N/A | [26 empty] | 0% | 0% |  | 0 | 0 | 0 | 0 | 0 | 0 | 0 | 0 | 0 | 0 | 0 | [44 empty] | 0
3226-SW-COM Direct Install SDG&E_COMPLIANCE | [15 empty] | 0 |  |  | #N/A | [26 empty] | 0% | 0% |  | 0 | 0 | 0 | 0 | 0 | 0 | 0 | 0 | 0 | 0 | 0 | [44 empty] | 0
3226-SW-COM Direct Install SDG&E_COMPLIANCE | [15 empty] | 0 |  |  | #N/A | [26 empty] | 0% | 0% |  | 0 | 0 | 0 | 0 | 0 | 0 | 0 | 0 | 0 | 0 | 0 | [44 empty] | 0
3226-SW-COM Direct Install SDG&E_COMPLIANCE | [15 empty] | 0 |  |  | #N/A | [26 empty] | 0% | 0% |  | 0 | 0 | 0 | 0 | 0 | 0 | 0 | 0 | 0 | 0 | 0 | [44 empty] | 0
3226-SW-COM Direct Install SDG&E_COMPLIANCE | [15 empty] | 0 |  |  | #N/A | [26 empty] | 0% | 0% |  | 0 | 0 | 0 | 0 | 0 | 0 | 0 | 0 | 0 | 0 | 0 | [44 empty] | 0
3226-SW-COM Direct Install SDG&E_COMPLIANCE | [15 empty] | 0 |  |  | #N/A | [26 empty] | 0% | 0% |  | 0 | 0 | 0 | 0 | 0 | 0 | 0 | 0 | 0 | 0 | 0 | [44 empty] | 0
3226-SW-COM Direct Install SDG&E_COMPLIANCE | [15 empty] | 0 |  |  | #N/A | [26 empty] | 0% | 0% |  | 0 | 0 | 0 | 0 | 0 | 0 | 0 | 0 | 0 | 0 | 0 | [44 empty] | 0
3226-SW-COM Direct Install SDG&E_COMPLIANCE | [15 empty] | 0 |  |  | #N/A | [26 empty] | 0% | 0% |  | 0 | 0 | 0 | 0 | 0 | 0 | 0 | 0 | 0 | 0 | 0 | [44 empty] | 0
3226-SW-COM Direct Install SDG&E_COMPLIANCE | [15 empty] | 0 |  |  | #N/A | [26 empty] | 0% | 0% |  | 0 | 0 | 0 | 0 | 0 | 0 | 0 | 0 | 0 | 0 | 0 | [44 empty] | 0
3226-SW-COM Direct Install SDG&E_COMPLIANCE | [15 empty] | 0 |  |  | #N/A | [26 empty] | 0% | 0% |  | 0 | 0 | 0 | 0 | 0 | 0 | 0 | 0 | 0 | 0 | 0 | [44 empty] | 0
3226-SW-COM Direct Install SDG&E_COMPLIANCE | [15 empty] | 0 |  |  | #N/A | [26 empty] | 0% | 0% |  | 0 | 0 | 0 | 0 | 0 | 0 | 0 | 0 | 0 | 0 | 0 | [44 empty] | 0
3226-SW-COM Direct Install SDG&E_COMPLIANCE | [15 empty] | 0 |  |  | #N/A | [26 empty] | 0% | 0% |  | 0 | 0 | 0 | 0 | 0 | 0 | 0 | 0 | 0 | 0 | 0 | [44 empty] | 0
3226-SW-COM Direct Install SDG&E_COMPLIANCE | [15 empty] | 0 |  |  | #N/A | [26 empty] | 0% | 0% |  | 0 | 0 | 0 | 0 | 0 | 0 | 0 | 0 | 0 | 0 | 0 | [44 empty] | 0
3226-SW-COM Direct Install SDG&E_COMPLIANCE | [15 empty] | 0 |  |  | #N/A | [26 empty] | 0% | 0% |  | 0 | 0 | 0 | 0 | 0 | 0 | 0 | 0 | 0 | 0 | 0 | [44 empty] | 0
3226-SW-COM Direct Install SDG&E_COMPLIANCE | [15 empty] | 0 |  |  | #N/A | [26 empty] | 0% | 0% |  | 0 | 0 | 0 | 0 | 0 | 0 | 0 | 0 | 0 | 0 | 0 | [44 empty] | 0
3226-SW-COM Direct Install SDG&E_COMPLIANCE | [15 empty] | 0 |  |  | #N/A | [26 empty] | 0% | 0% |  | 0 | 0 | 0 | 0 | 0 | 0 | 0 | 0 | 0 | 0 | 0 | [44 empty] | 0
3226-SW-COM Direct Install SDG&E_COMPLIANCE | [15 empty] | 0 |  |  | #N/A | [26 empty] | 0% | 0% |  | 0 | 0 | 0 | 0 | 0 | 0 | 0 | 0 | 0 | 0 | 0 | [44 empty] | 0
3226-SW-COM Direct Install SDG&E_COMPLIANCE | [15 empty] | 0 |  |  | #N/A | [26 empty] | 0% | 0% |  | 0 | 0 | 0 | 0 | 0 | 0 | 0 | 0 | 0 | 0 | 0 | [44 empty] | 0
3226-SW-COM Direct Install SDG&E_COMPLIANCE | [15 empty] | 0 |  |  | #N/A | [26 empty] | 0% | 0% |  | 0 | 0 | 0 | 0 | 0 | 0 | 0 | 0 | 0 | 0 | 0 | [44 empty] | 0
3226-SW-COM Direct Install SDG&E_COMPLIANCE | [15 empty] | 0 |  |  | #N/A | [26 empty] | 0% | 0% |  | 0 | 0 | 0 | 0 | 0 | 0 | 0 | 0 | 0 | 0 | 0 | [44 empty] | 0
3226-SW-COM Direct Install SDG&E_COMPLIANCE | [15 empty] | 0 |  |  | #N/A | [26 empty] | 0% | 0% |  | 0 | 0 | 0 | 0 | 0 | 0 | 0 | 0 | 0 | 0 | 0 | [44 empty] | 0
3226-SW-COM Direct Install SDG&E_COMPLIANCE | [15 empty] | 0 |  |  | #N/A | [26 empty] | 0% | 0% |  | 0 | 0 | 0 | 0 | 0 | 0 | 0 | 0 | 0 | 0 | 0 | [44 empty] | 0
3226-SW-COM Direct Install SDG&E_COMPLIANCE | [15 empty] | 0 |  |  | #N/A | [26 empty] | 0% | 0% |  | 0 | 0 | 0 | 0 | 0 | 0 | 0 | 0 | 0 | 0 | 0 | [44 empty] | 0
3226-SW-COM Direct Install SDG&E_COMPLIANCE | [15 empty] | 0 |  |  | #N/A | [26 empty] | 0% | 0% |  | 0 | 0 | 0 | 0 | 0 | 0 | 0 | 0 | 0 | 0 | 0 | [44 empty] | 0
3226-SW-COM Direct Install SDG&E_COMPLIANCE | [15 empty] | 0 |  |  | #N/A | [26 empty] | 0% | 0% |  | 0 | 0 | 0 | 0 | 0 | 0 | 0 | 0 | 0 | 0 | 0 | [44 empty] | 0
3226-SW-COM Direct Install SDG&E_COMPLIANCE | [15 empty] | 0 |  |  | #N/A | [26 empty] | 0% | 0% |  | 0 | 0 | 0 | 0 | 0 | 0 | 0 | 0 | 0 | 0 | 0 | [44 empty] | 0
3226-SW-COM Direct Install SDG&E_COMPLIANCE | [15 empty] | 0 |  |  | #N/A | [26 empty] | 0% | 0% |  | 0 | 0 | 0 | 0 | 0 | 0 | 0 | 0 | 0 | 0 | 0 | [44 empty] | 0
3226-SW-COM Direct Install SDG&E_COMPLIANCE | [15 empty] | 0 |  |  | #N/A | [26 empty] | 0% | 0% |  | 0 | 0 | 0 | 0 | 0 | 0 | 0 | 0 | 0 | 0 | 0 | [44 empty] | 0
3226-SW-COM Direct Install SDG&E_COMPLIANCE | [15 empty] | 0 |  |  | #N/A | [26 empty] | 0% | 0% |  | 0 | 0 | 0 | 0 | 0 | 0 | 0 | 0 | 0 | 0 | 0 | [44 empty] | 0
3226-SW-COM Direct Install SDG&E_COMPLIANCE | [15 empty] | 0 |  |  | #N/A | [26 empty] | 0% | 0% |  | 0 | 0 | 0 | 0 | 0 | 0 | 0 | 0 | 0 | 0 | 0 | [44 empty] | 0
3226-SW-COM Direct Install SDG&E_COMPLIANCE | [15 empty] | 0 |  |  | #N/A | [26 empty] | 0% | 0% |  | 0 | 0 | 0 | 0 | 0 | 0 | 0 | 0 | 0 | 0 | 0 | [44 empty] | 0
3226-SW-COM Direct Install SDG&E_COMPLIANCE | [15 empty] | 0 |  |  | #N/A | [26 empty] | 0% | 0% |  | 0 | 0 | 0 | 0 | 0 | 0 | 0 | 0 | 0 | 0 | 0 | [44 empty] | 0
3226-SW-COM Direct Install SDG&E_COMPLIANCE | [15 empty] | 0 |  |  | #N/A | [26 empty] | 0% | 0% |  | 0 | 0 | 0 | 0 | 0 | 0 | 0 | 0 | 0 | 0 | 0 | [44 empty] | 0
3226-SW-COM Direct Install SDG&E_COMPLIANCE | [15 empty] | 0 |  |  | #N/A | [26 empty] | 0% | 0% |  | 0 | 0 | 0 | 0 | 0 | 0 | 0 | 0 | 0 | 0 | 0 | [44 empty] | 0
3226-SW-COM Direct Install SDG&E_COMPLIANCE | [15 empty] | 0 |  |  | #N/A | [26 empty] | 0% | 0% |  | 0 | 0 | 0 | 0 | 0 | 0 | 0 | 0 | 0 | 0 | 0 | [44 empty] | 0
3226-SW-COM Direct Install SDG&E_COMPLIANCE | [15 empty] | 0 |  |  | #N/A | [26 empty] | 0% | 0% |  | 0 | 0 | 0 | 0 | 0 | 0 | 0 | 0 | 0 | 0 | 0 | [44 empty] | 0
3226-SW-COM Direct Install SDG&E_COMPLIANCE | [15 empty] | 0 |  |  | #N/A | [26 empty] | 0% | 0% |  | 0 | 0 | 0 | 0 | 0 | 0 | 0 | 0 | 0 | 0 | 0 | [44 empty] | 0
3226-SW-COM Direct Install SDG&E_COMPLIANCE | [15 empty] | 0 |  |  | #N/A | [26 empty] | 0% | 0% |  | 0 | 0 | 0 | 0 | 0 | 0 | 0 | 0 | 0 | 0 | 0 | [44 empty] | 0
3226-SW-COM Direct Install SDG&E_COMPLIANCE | [15 empty] | 0 |  |  | #N/A | [26 empty] | 0% | 0% |  | 0 | 0 | 0 | 0 | 0 | 0 | 0 | 0 | 0 | 0 | 0 | [44 empty] | 0
3226-SW-COM Direct Install SDG&E_COMPLIANCE | [15 empty] | 0 |  |  | #N/A | [26 empty] | 0% | 0% |  | 0 | 0 | 0 | 0 | 0 | 0 | 0 | 0 | 0 | 0 | 0 | [44 empty] | 0
3226-SW-COM Direct Install SDG&E_COMPLIANCE | [15 empty] | 0 |  |  | #N/A | [26 empty] | 0% | 0% |  | 0 | 0 | 0 | 0 | 0 | 0 | 0 | 0 | 0 | 0 | 0 | [44 empty] | 0
3226-SW-COM Direct Install SDG&E_COMPLIANCE | [15 empty] | 0 |  |  | #N/A | [26 empty] | 0% | 0% |  | 0 | 0 | 0 | 0 | 0 | 0 | 0 | 0 | 0 | 0 | 0 | [44 empty] | 0
3226-SW-COM Direct Install SDG&E_COMPLIANCE | [15 empty] | 0 |  |  | #N/A | [26 empty] | 0% | 0% |  | 0 | 0 | 0 | 0 | 0 | 0 | 0 | 0 | 0 | 0 | 0 | [44 empty] | 0
3226-SW-COM Direct Install SDG&E_COMPLIANCE | [15 empty] | 0 |  |  | #N/A | [26 empty] | 0% | 0% |  | 0 | 0 | 0 | 0 | 0 | 0 | 0 | 0 | 0 | 0 | 0 | [44 empty] | 0
3226-SW-COM Direct Install SDG&E_COMPLIANCE | [15 empty] | 0 |  |  | #N/A | [26 empty] | 0% | 0% |  | 0 | 0 | 0 | 0 | 0 | 0 | 0 | 0 | 0 | 0 | 0 | [44 empty] | 0
3226-SW-COM Direct Install SDG&E_COMPLIANCE | [15 empty] | 0 |  |  | #N/A | [26 empty] | 0% | 0% |  | 0 | 0 | 0 | 0 | 0 | 0 | 0 | 0 | 0 | 0 | 0 | [44 empty] | 0
3226-SW-COM Direct Install SDG&E_COMPLIANCE | [15 empty] | 0 |  |  | #N/A | [26 empty] | 0% | 0% |  | 0 | 0 | 0 | 0 | 0 | 0 | 0 | 0 | 0 | 0 | 0 | [44 empty] | 0
3226-SW-COM Direct Install SDG&E_COMPLIANCE | [15 empty] | 0 |  |  | #N/A | [26 empty] | 0% | 0% |  | 0 | 0 | 0 | 0 | 0 | 0 | 0 | 0 | 0 | 0 | 0 | [44 empty] | 0
3226-SW-COM Direct Install SDG&E_COMPLIANCE | [15 empty] | 0 |  |  | #N/A | [26 empty] | 0% | 0% |  | 0 | 0 | 0 | 0 | 0 | 0 | 0 | 0 | 0 | 0 | 0 | [44 empty] | 0
3226-SW-COM Direct Install SDG&E_COMPLIANCE | [15 empty] | 0 |  |  | #N/A | [26 empty] | 0% | 0% |  | 0 | 0 | 0 | 0 | 0 | 0 | 0 | 0 | 0 | 0 | 0 | [44 empty] | 0
3226-SW-COM Direct Install SDG&E_COMPLIANCE | [15 empty] | 0 |  |  | #N/A | [26 empty] | 0% | 0% |  | 0 | 0 | 0 | 0 | 0 | 0 | 0 | 0 | 0 | 0 | 0 | [44 empty] | 0
3226-SW-COM Direct Install SDG&E_COMPLIANCE | [15 empty] | 0 |  |  | #N/A | [26 empty] | 0% | 0% |  | 0 | 0 | 0 | 0 | 0 | 0 | 0 | 0 | 0 | 0 | 0 | [44 empty] | 0
3226-SW-COM Direct Install SDG&E_COMPLIANCE | [15 empty] | 0 |  |  | #N/A | [26 empty] | 0% | 0% |  | 0 | 0 | 0 | 0 | 0 | 0 | 0 | 0 | 0 | 0 | 0 | [44 empty] | 0
3226-SW-COM Direct Install SDG&E_COMPLIANCE | [15 empty] | 0 |  |  | #N/A | [26 empty] | 0% | 0% |  | 0 | 0 | 0 | 0 | 0 | 0 | 0 | 0 | 0 | 0 | 0 | [44 empty] | 0
3226-SW-COM Direct Install SDG&E_COMPLIANCE | [15 empty] | 0 |  |  | #N/A | [26 empty] | 0% | 0% |  | 0 | 0 | 0 | 0 | 0 | 0 | 0 | 0 | 0 | 0 | 0 | [44 empty] | 0
3226-SW-COM Direct Install SDG&E_COMPLIANCE | [15 empty] | 0 |  |  | #N/A | [26 empty] | 0% | 0% |  | 0 | 0 | 0 | 0 | 0 | 0 | 0 | 0 | 0 | 0 | 0 | [44 empty] | 0
3226-SW-COM Direct Install SDG&E_COMPLIANCE | [15 empty] | 0 |  |  | #N/A | [26 empty] | 0% | 0% |  | 0 | 0 | 0 | 0 | 0 | 0 | 0 | 0 | 0 | 0 | 0 | [44 empty] | 0
3226-SW-COM Direct Install SDG&E_COMPLIANCE | [15 empty] | 0 |  |  | #N/A | [26 empty] | 0% | 0% |  | 0 | 0 | 0 | 0 | 0 | 0 | 0 | 0 | 0 | 0 | 0 | [44 empty] | 0
3226-SW-COM Direct Install SDG&E_COMPLIANCE | [15 empty] | 0 |  |  | #N/A | [26 empty] | 0% | 0% |  | 0 | 0 | 0 | 0 | 0 | 0 | 0 | 0 | 0 | 0 | 0 | [44 empty] | 0
3226-SW-COM Direct Install SDG&E_COMPLIANCE | [15 empty] | 0 |  |  | #N/A | [26 empty] | 0% | 0% |  | 0 | 0 | 0 | 0 | 0 | 0 | 0 | 0 | 0 | 0 | 0 | [44 empty] | 0
3226-SW-COM Direct Install SDG&E_COMPLIANCE | [15 empty] | 0 |  |  | #N/A | [26 empty] | 0% | 0% |  | 0 | 0 | 0 | 0 | 0 | 0 | 0 | 0 | 0 | 0 | 0 | [44 empty] | 0
3226-SW-COM Direct Install SDG&E_COMPLIANCE | [15 empty] | 0 |  |  | #N/A | [26 empty] | 0% | 0% |  | 0 | 0 | 0 | 0 | 0 | 0 | 0 | 0 | 0 | 0 | 0 | [44 empty] | 0
3226-SW-COM Direct Install SDG&E_COMPLIANCE | [15 empty] | 0 |  |  | #N/A | [26 empty] | 0% | 0% |  | 0 | 0 | 0 | 0 | 0 | 0 | 0 | 0 | 0 | 0 | 0 | [44 empty] | 0
3226-SW-COM Direct Install SDG&E_COMPLIANCE | [15 empty] | 0 |  |  | #N/A | [26 empty] | 0% | 0% |  | 0 | 0 | 0 | 0 | 0 | 0 | 0 | 0 | 0 | 0 | 0 | [44 empty] | 0
3226-SW-COM Direct Install SDG&E_COMPLIANCE | [15 empty] | 0 |  |  | #N/A | [26 empty] | 0% | 0% |  | 0 | 0 | 0 | 0 | 0 | 0 | 0 | 0 | 0 | 0 | 0 | [44 empty] | 0
3226-SW-COM Direct Install SDG&E_COMPLIANCE | [15 empty] | 0 |  |  | #N/A | [26 empty] | 0% | 0% |  | 0 | 0 | 0 | 0 | 0 | 0 | 0 | 0 | 0 | 0 | 0 | [44 empty] | 0
3226-SW-COM Direct Install SDG&E_COMPLIANCE | [15 empty] | 0 |  |  | #N/A | [26 empty] | 0% | 0% |  | 0 | 0 | 0 | 0 | 0 | 0 | 0 | 0 | 0 | 0 | 0 | [44 empty] | 0
3226-SW-COM Direct Install SDG&E_COMPLIANCE | [15 empty] | 0 |  |  | #N/A | [26 empty] | 0% | 0% |  | 0 | 0 | 0 | 0 | 0 | 0 | 0 | 0 | 0 | 0 | 0 | [44 empty] | 0
3226-SW-COM Direct Install SDG&E_COMPLIANCE | [15 empty] | 0 |  |  | #N/A | [26 empty] | 0% | 0% |  | 0 | 0 | 0 | 0 | 0 | 0 | 0 | 0 | 0 | 0 | 0 | [44 empty] | 0
3226-SW-COM Direct Install SDG&E_COMPLIANCE | [15 empty] | 0 |  |  | #N/A | [26 empty] | 0% | 0% |  | 0 | 0 | 0 | 0 | 0 | 0 | 0 | 0 | 0 | 0 | 0 | [44 empty] | 0
3226-SW-COM Direct Install SDG&E_COMPLIANCE | [15 empty] | 0 |  |  | #N/A | [26 empty] | 0% | 0% |  | 0 | 0 | 0 | 0 | 0 | 0 | 0 | 0 | 0 | 0 | 0 | [44 empty] | 0
3226-SW-COM Direct Install SDG&E_COMPLIANCE | [15 empty] | 0 |  |  | #N/A | [26 empty] | 0% | 0% |  | 0 | 0 | 0 | 0 | 0 | 0 | 0 | 0 | 0 | 0 | 0 | [44 empty] | 0
3226-SW-COM Direct Install SDG&E_COMPLIANCE | [15 empty] | 0 |  |  | #N/A | [26 empty] | 0% | 0% |  | 0 | 0 | 0 | 0 | 0 | 0 | 0 | 0 | 0 | 0 | 0 | [44 empty] | 0
3226-SW-COM Direct Install SDG&E_COMPLIANCE | [15 empty] | 0 |  |  | #N/A | [26 empty] | 0% | 0% |  | 0 | 0 | 0 | 0 | 0 | 0 | 0 | 0 | 0 | 0 | 0 | [44 empty] | 0
3226-SW-COM Direct Install SDG&E_COMPLIANCE | [15 empty] | 0 |  |  | #N/A | [26 empty] | 0% | 0% |  | 0 | 0 | 0 | 0 | 0 | 0 | 0 | 0 | 0 | 0 | 0 | [44 empty] | 0
3226-SW-COM Direct Install SDG&E_COMPLIANCE | [15 empty] | 0 |  |  | #N/A | [26 empty] | 0% | 0% |  | 0 | 0 | 0 | 0 | 0 | 0 | 0 | 0 | 0 | 0 | 0 | [44 empty] | 0
3226-SW-COM Direct Install SDG&E_COMPLIANCE | [15 empty] | 0 |  |  | #N/A | [26 empty] | 0% | 0% |  | 0 | 0 | 0 | 0 | 0 | 0 | 0 | 0 | 0 | 0 | 0 | [44 empty] | 0
3226-SW-COM Direct Install SDG&E_COMPLIANCE | [15 empty] | 0 |  |  | #N/A | [26 empty] | 0% | 0% |  | 0 | 0 | 0 | 0 | 0 | 0 | 0 | 0 | 0 | 0 | 0 | [44 empty] | 0
3226-SW-COM Direct Install SDG&E_COMPLIANCE | [15 empty] | 0 |  |  | #N/A | [26 empty] | 0% | 0% |  | 0 | 0 | 0 | 0 | 0 | 0 | 0 | 0 | 0 | 0 | 0 | [44 empty] | 0
3226-SW-COM Direct Install SDG&E_COMPLIANCE | [15 empty] | 0 |  |  | #N/A | [26 empty] | 0% | 0% |  | 0 | 0 | 0 | 0 | 0 | 0 | 0 | 0 | 0 | 0 | 0 | [44 empty] | 0
3226-SW-COM Direct Install SDG&E_COMPLIANCE | [15 empty] | 0 |  |  | #N/A | [26 empty] | 0% | 0% |  | 0 | 0 | 0 | 0 | 0 | 0 | 0 | 0 | 0 | 0 | 0 | [44 empty] | 0
3226-SW-COM Direct Install SDG&E_COMPLIANCE | [15 empty] | 0 |  |  | #N/A | [26 empty] | 0% | 0% |  | 0 | 0 | 0 | 0 | 0 | 0 | 0 | 0 | 0 | 0 | 0 | [44 empty] | 0
3226-SW-COM Direct Install SDG&E_COMPLIANCE | [15 empty] | 0 |  |  | #N/A | [26 empty] | 0% | 0% |  | 0 | 0 | 0 | 0 | 0 | 0 | 0 | 0 | 0 | 0 | 0 | [44 empty] | 0
3226-SW-COM Direct Install SDG&E_COMPLIANCE | [15 empty] | 0 |  |  | #N/A | [26 empty] | 0% | 0% |  | 0 | 0 | 0 | 0 | 0 | 0 | 0 | 0 | 0 | 0 | 0 | [44 empty] | 0
3226-SW-COM Direct Install SDG&E_COMPLIANCE | [15 empty] | 0 |  |  | #N/A | [26 empty] | 0% | 0% |  | 0 | 0 | 0 | 0 | 0 | 0 | 0 | 0 | 0 | 0 | 0 | [44 empty] | 0
3226-SW-COM Direct Install SDG&E_COMPLIANCE | [15 empty] | 0 |  |  | #N/A | [26 empty] | 0% | 0% |  | 0 | 0 | 0 | 0 | 0 | 0 | 0 | 0 | 0 | 0 | 0 | [44 empty] | 0
3226-SW-COM Direct Install SDG&E_COMPLIANCE | [15 empty] | 0 |  |  | #N/A | [26 empty] | 0% | 0% |  | 0 | 0 | 0 | 0 | 0 | 0 | 0 | 0 | 0 | 0 | 0 | [44 empty] | 0
3226-SW-COM Direct Install SDG&E_COMPLIANCE | [15 empty] | 0 |  |  | #N/A | [26 empty] | 0% | 0% |  | 0 | 0 | 0 | 0 | 0 | 0 | 0 | 0 | 0 | 0 | 0 | [44 empty] | 0
3226-SW-COM Direct Install SDG&E_COMPLIANCE | [15 empty] | 0 |  |  | #N/A | [26 empty] | 0% | 0% |  | 0 | 0 | 0 | 0 | 0 | 0 | 0 | 0 | 0 | 0 | 0 | [44 empty] | 0
3226-SW-COM Direct Install SDG&E_COMPLIANCE | [15 empty] | 0 |  |  | #N/A | [26 empty] | 0% | 0% |  | 0 | 0 | 0 | 0 | 0 | 0 | 0 | 0 | 0 | 0 | 0 | [44 empty] | 0
3226-SW-COM Direct Install SDG&E_COMPLIANCE | [15 empty] | 0 |  |  | #N/A | [26 empty] | 0% | 0% |  | 0 | 0 | 0 | 0 | 0 | 0 | 0 | 0 | 0 | 0 | 0 | [44 empty] | 0
3226-SW-COM Direct Install SDG&E_COMPLIANCE | [15 empty] | 0 |  |  | #N/A | [26 empty] | 0% | 0% |  | 0 | 0 | 0 | 0 | 0 | 0 | 0 | 0 | 0 | 0 | 0 | [44 empty] | 0
3226-SW-COM Direct Install SDG&E_COMPLIANCE | [15 empty] | 0 |  |  | #N/A | [26 empty] | 0% | 0% |  | 0 | 0 | 0 | 0 | 0 | 0 | 0 | 0 | 0 | 0 | 0 | [44 empty] | 0
3226-SW-COM Direct Install SDG&E_COMPLIANCE | [15 empty] | 0 |  |  | #N/A | [26 empty] | 0% | 0% |  | 0 | 0 | 0 | 0 | 0 | 0 | 0 | 0 | 0 | 0 | 0 | [44 empty] | 0
3226-SW-COM Direct Install SDG&E_COMPLIANCE | [15 empty] | 0 |  |  | #N/A | [26 empty] | 0% | 0% |  | 0 | 0 | 0 | 0 | 0 | 0 | 0 | 0 | 0 | 0 | 0 | [44 empty] | 0
3226-SW-COM Direct Install SDG&E_COMPLIANCE | [15 empty] | 0 |  |  | #N/A | [26 empty] | 0% | 0% |  | 0 | 0 | 0 | 0 | 0 | 0 | 0 | 0 | 0 | 0 | 0 | [44 empty] | 0
3226-SW-COM Direct Install SDG&E_COMPLIANCE | [15 empty] | 0 |  |  | #N/A | [26 empty] | 0% | 0% |  | 0 | 0 | 0 | 0 | 0 | 0 | 0 | 0 | 0 | 0 | 0 | [44 empty] | 0
3226-SW-COM Direct Install SDG&E_COMPLIANCE | [15 empty] | 0 |  |  | #N/A | [26 empty] | 0% | 0% |  | 0 | 0 | 0 | 0 | 0 | 0 | 0 | 0 | 0 | 0 | 0 | [44 empty] | 0
3226-SW-COM Direct Install SDG&E_COMPLIANCE | [15 empty] | 0 |  |  | #N/A | [26 empty] | 0% | 0% |  | 0 | 0 | 0 | 0 | 0 | 0 | 0 | 0 | 0 | 0 | 0 | [44 empty] | 0
3226-SW-COM Direct Install SDG&E_COMPLIANCE | [15 empty] | 0 |  |  | #N/A | [26 empty] | 0% | 0% |  | 0 | 0 | 0 | 0 | 0 | 0 | 0 | 0 | 0 | 0 | 0 | [44 empty] | 0
3226-SW-COM Direct Install SDG&E_COMPLIANCE | [15 empty] | 0 |  |  | #N/A | [26 empty] | 0% | 0% |  | 0 | 0 | 0 | 0 | 0 | 0 | 0 | 0 | 0 | 0 | 0 | [44 empty] | 0
3226-SW-COM Direct Install SDG&E_COMPLIANCE | [15 empty] | 0 |  |  | #N/A | [26 empty] | 0% | 0% |  | 0 | 0 | 0 | 0 | 0 | 0 | 0 | 0 | 0 | 0 | 0 | [44 empty] | 0
3226-SW-COM Direct Install SDG&E_COMPLIANCE | [15 empty] | 0 |  |  | #N/A | [26 empty] | 0% | 0% |  | 0 | 0 | 0 | 0 | 0 | 0 | 0 | 0 | 0 | 0 | 0 | [44 empty] | 0
3226-SW-COM Direct Install SDG&E_COMPLIANCE | [15 empty] | 0 |  |  | #N/A | [26 empty] | 0% | 0% |  | 0 | 0 | 0 | 0 | 0 | 0 | 0 | 0 | 0 | 0 | 0 | [44 empty] | 0
3226-SW-COM Direct Install SDG&E_COMPLIANCE | [15 empty] | 0 |  |  | #N/A | [26 empty] | 0% | 0% |  | 0 | 0 | 0 | 0 | 0 | 0 | 0 | 0 | 0 | 0 | 0 | [44 empty] | 0
3226-SW-COM Direct Install SDG&E_COMPLIANCE | [15 empty] | 0 |  |  | #N/A | [26 empty] | 0% | 0% |  | 0 | 0 | 0 | 0 | 0 | 0 | 0 | 0 | 0 | 0 | 0 | [44 empty] | 0
3226-SW-COM Direct Install SDG&E_COMPLIANCE | [15 empty] | 0 |  |  | #N/A | [26 empty] | 0% | 0% |  | 0 | 0 | 0 | 0 | 0 | 0 | 0 | 0 | 0 | 0 | 0 | [44 empty] | 0
3226-SW-COM Direct Install SDG&E_COMPLIANCE | [15 empty] | 0 |  |  | #N/A | [26 empty] | 0% | 0% |  | 0 | 0 | 0 | 0 | 0 | 0 | 0 | 0 | 0 | 0 | 0 | [44 empty] | 0
3226-SW-COM Direct Install SDG&E_COMPLIANCE | [15 empty] | 0 |  |  | #N/A | [26 empty] | 0% | 0% |  | 0 | 0 | 0 | 0 | 0 | 0 | 0 | 0 | 0 | 0 | 0 | [44 empty] | 0
3226-SW-COM Direct Install SDG&E_COMPLIANCE | [15 empty] | 0 |  |  | #N/A | [26 empty] | 0% | 0% |  | 0 | 0 | 0 | 0 | 0 | 0 | 0 | 0 | 0 | 0 | 0 | [44 empty] | 0
3226-SW-COM Direct Install SDG&E_COMPLIANCE | [15 empty] | 0 |  |  | #N/A | [26 empty] | 0% | 0% |  | 0 | 0 | 0 | 0 | 0 | 0 | 0 | 0 | 0 | 0 | 0 | [44 empty] | 0
3226-SW-COM Direct Install SDG&E_COMPLIANCE | [15 empty] | 0 |  |  | #N/A | [26 empty] | 0% | 0% |  | 0 | 0 | 0 | 0 | 0 | 0 | 0 | 0 | 0 | 0 | 0 | [44 empty] | 0
3226-SW-COM Direct Install SDG&E_COMPLIANCE | [15 empty] | 0 |  |  | #N/A | [26 empty] | 0% | 0% |  | 0 | 0 | 0 | 0 | 0 | 0 | 0 | 0 | 0 | 0 | 0 | [44 empty] | 0
3226-SW-COM Direct Install SDG&E_COMPLIANCE | [15 empty] | 0 |  |  | #N/A | [26 empty] | 0% | 0% |  | 0 | 0 | 0 | 0 | 0 | 0 | 0 | 0 | 0 | 0 | 0 | [44 empty] | 0
3226-SW-COM Direct Install SDG&E_COMPLIANCE | [15 empty] | 0 |  |  | #N/A | [26 empty] | 0% | 0% |  | 0 | 0 | 0 | 0 | 0 | 0 | 0 | 0 | 0 | 0 | 0 | [44 empty] | 0
3226-SW-COM Direct Install SDG&E_COMPLIANCE | [15 empty] | 0 |  |  | #N/A | [26 empty] | 0% | 0% |  | 0 | 0 | 0 | 0 | 0 | 0 | 0 | 0 | 0 | 0 | 0 | [44 empty] | 0
3226-SW-COM Direct Install SDG&E_COMPLIANCE | [15 empty] | 0 |  |  | #N/A | [26 empty] | 0% | 0% |  | 0 | 0 | 0 | 0 | 0 | 0 | 0 | 0 | 0 | 0 | 0 | [44 empty] | 0
3226-SW-COM Direct Install SDG&E_COMPLIANCE | [15 empty] | 0 |  |  | #N/A | [26 empty] | 0% | 0% |  | 0 | 0 | 0 | 0 | 0 | 0 | 0 | 0 | 0 | 0 | 0 | [44 empty] | 0
3226-SW-COM Direct Install SDG&E_COMPLIANCE | [15 empty] | 0 |  |  | #N/A | [26 empty] | 0% | 0% |  | 0 | 0 | 0 | 0 | 0 | 0 | 0 | 0 | 0 | 0 | 0 | [44 empty] | 0
3226-SW-COM Direct Install SDG&E_COMPLIANCE | [15 empty] | 0 |  |  | #N/A | [26 empty] | 0% | 0% |  | 0 | 0 | 0 | 0 | 0 | 0 | 0 | 0 | 0 | 0 | 0 | [44 empty] | 0
3226-SW-COM Direct Install SDG&E_COMPLIANCE | [15 empty] | 0 |  |  | #N/A | [26 empty] | 0% | 0% |  | 0 | 0 | 0 | 0 | 0 | 0 | 0 | 0 | 0 | 0 | 0 | [44 empty] | 0
3226-SW-COM Direct Install SDG&E_COMPLIANCE | [15 empty] | 0 |  |  | #N/A | [26 empty] | 0% | 0% |  | 0 | 0 | 0 | 0 | 0 | 0 | 0 | 0 | 0 | 0 | 0 | [44 empty] | 0
3226-SW-COM Direct Install SDG&E_COMPLIANCE | [15 empty] | 0 |  |  | #N/A | [26 empty] | 0% | 0% |  | 0 | 0 | 0 | 0 | 0 | 0 | 0 | 0 | 0 | 0 | 0 | [44 empty] | 0
3226-SW-COM Direct Install SDG&E_COMPLIANCE | [15 empty] | 0 |  |  | #N/A | [26 empty] | 0% | 0% |  | 0 | 0 | 0 | 0 | 0 | 0 | 0 | 0 | 0 | 0 | 0 | [44 empty] | 0
3226-SW-COM Direct Install SDG&E_COMPLIANCE | [15 empty] | 0 |  |  | #N/A | [26 empty] | 0% | 0% |  | 0 | 0 | 0 | 0 | 0 | 0 | 0 | 0 | 0 | 0 | 0 | [44 empty] | 0
3226-SW-COM Direct Install SDG&E_COMPLIANCE | [15 empty] | 0 |  |  | #N/A | [26 empty] | 0% | 0% |  | 0 | 0 | 0 | 0 | 0 | 0 | 0 | 0 | 0 | 0 | 0 | [44 empty] | 0
3226-SW-COM Direct Install SDG&E_COMPLIANCE | [15 empty] | 0 |  |  | #N/A | [26 empty] | 0% | 0% |  | 0 | 0 | 0 | 0 | 0 | 0 | 0 | 0 | 0 | 0 | 0 | [44 empty] | 0
3226-SW-COM Direct Install SDG&E_COMPLIANCE | [15 empty] | 0 |  |  | #N/A | [26 empty] | 0% | 0% |  | 0 | 0 | 0 | 0 | 0 | 0 | 0 | 0 | 0 | 0 | 0 | [44 empty] | 0
3226-SW-COM Direct Install SDG&E_COMPLIANCE | [15 empty] | 0 |  |  | #N/A | [26 empty] | 0% | 0% |  | 0 | 0 | 0 | 0 | 0 | 0 | 0 | 0 | 0 | 0 | 0 | [44 empty] | 0
3226-SW-COM Direct Install SDG&E_COMPLIANCE | [15 empty] | 0 |  |  | #N/A | [26 empty] | 0% | 0% |  | 0 | 0 | 0 | 0 | 0 | 0 | 0 | 0 | 0 | 0 | 0 | [44 empty] | 0
3226-SW-COM Direct Install SDG&E_COMPLIANCE | [15 empty] | 0 |  |  | #N/A | [26 empty] | 0% | 0% |  | 0 | 0 | 0 | 0 | 0 | 0 | 0 | 0 | 0 | 0 | 0 | [44 empty] | 0
3226-SW-COM Direct Install SDG&E_COMPLIANCE | [15 empty] | 0 |  |  | #N/A | [26 empty] | 0% | 0% |  | 0 | 0 | 0 | 0 | 0 | 0 | 0 | 0 | 0 | 0 | 0 | [44 empty] | 0
3226-SW-COM Direct Install SDG&E_COMPLIANCE | [15 empty] | 0 |  |  | #N/A | [26 empty] | 0% | 0% |  | 0 | 0 | 0 | 0 | 0 | 0 | 0 | 0 | 0 | 0 | 0 | [44 empty] | 0
3226-SW-COM Direct Install SDG&E_COMPLIANCE | [15 empty] | 0 |  |  | #N/A | [26 empty] | 0% | 0% |  | 0 | 0 | 0 | 0 | 0 | 0 | 0 | 0 | 0 | 0 | 0 | [44 empty] | 0
3226-SW-COM Direct Install SDG&E_COMPLIANCE | [15 empty] | 0 |  |  | #N/A | [26 empty] | 0% | 0% |  | 0 | 0 | 0 | 0 | 0 | 0 | 0 | 0 | 0 | 0 | 0 | [44 empty] | 0
3226-SW-COM Direct Install SDG&E_COMPLIANCE | [15 empty] | 0 |  |  | #N/A | [26 empty] | 0% | 0% |  | 0 | 0 | 0 | 0 | 0 | 0 | 0 | 0 | 0 | 0 | 0 | [44 empty] | 0
3226-SW-COM Direct Install SDG&E_COMPLIANCE | [15 empty] | 0 |  |  | #N/A | [26 empty] | 0% | 0% |  | 0 | 0 | 0 | 0 | 0 | 0 | 0 | 0 | 0 | 0 | 0 | [44 empty] | 0
3226-SW-COM Direct Install SDG&E_COMPLIANCE | [15 empty] | 0 |  |  | #N/A | [26 empty] | 0% | 0% |  | 0 | 0 | 0 | 0 | 0 | 0 | 0 | 0 | 0 | 0 | 0 | [44 empty] | 0
3226-SW-COM Direct Install SDG&E_COMPLIANCE | [15 empty] | 0 |  |  | #N/A | [26 empty] | 0% | 0% |  | 0 | 0 | 0 | 0 | 0 | 0 | 0 | 0 | 0 | 0 | 0 | [44 empty] | 0
3226-SW-COM Direct Install SDG&E_COMPLIANCE | [15 empty] | 0 |  |  | #N/A | [26 empty] | 0% | 0% |  | 0 | 0 | 0 | 0 | 0 | 0 | 0 | 0 | 0 | 0 | 0 | [44 empty] | 0
3226-SW-COM Direct Install SDG&E_COMPLIANCE | [15 empty] | 0 |  |  | #N/A | [26 empty] | 0% | 0% |  | 0 | 0 | 0 | 0 | 0 | 0 | 0 | 0 | 0 | 0 | 0 | [44 empty] | 0
3226-SW-COM Direct Install SDG&E_COMPLIANCE | [15 empty] | 0 |  |  | #N/A | [26 empty] | 0% | 0% |  | 0 | 0 | 0 | 0 | 0 | 0 | 0 | 0 | 0 | 0 | 0 | [44 empty] | 0
3226-SW-COM Direct Install SDG&E_COMPLIANCE | [15 empty] | 0 |  |  | #N/A | [26 empty] | 0% | 0% |  | 0 | 0 | 0 | 0 | 0 | 0 | 0 | 0 | 0 | 0 | 0 | [44 empty] | 0
3226-SW-COM Direct Install SDG&E_COMPLIANCE | [15 empty] | 0 |  |  | #N/A | [26 empty] | 0% | 0% |  | 0 | 0 | 0 | 0 | 0 | 0 | 0 | 0 | 0 | 0 | 0 | [44 empty] | 0
3226-SW-COM Direct Install SDG&E_COMPLIANCE | [15 empty] | 0 |  |  | #N/A | [26 empty] | 0% | 0% |  | 0 | 0 | 0 | 0 | 0 | 0 | 0 | 0 | 0 | 0 | 0 | [44 empty] | 0
3226-SW-COM Direct Install SDG&E_COMPLIANCE | [15 empty] | 0 |  |  | #N/A | [26 empty] | 0% | 0% |  | 0 | 0 | 0 | 0 | 0 | 0 | 0 | 0 | 0 | 0 | 0 | [44 empty] | 0
3226-SW-COM Direct Install SDG&E_COMPLIANCE | [15 empty] | 0 |  |  | #N/A | [26 empty] | 0% | 0% |  | 0 | 0 | 0 | 0 | 0 | 0 | 0 | 0 | 0 | 0 | 0 | [44 empty] | 0
3226-SW-COM Direct Install SDG&E_COMPLIANCE | [15 empty] | 0 |  |  | #N/A | [26 empty] | 0% | 0% |  | 0 | 0 | 0 | 0 | 0 | 0 | 0 | 0 | 0 | 0 | 0 | [44 empty] | 0
3226-SW-COM Direct Install SDG&E_COMPLIANCE | [15 empty] | 0 |  |  | #N/A | [26 empty] | 0% | 0% |  | 0 | 0 | 0 | 0 | 0 | 0 | 0 | 0 | 0 | 0 | 0 | [44 empty] | 0
3226-SW-COM Direct Install SDG&E_COMPLIANCE | [15 empty] | 0 |  |  | #N/A | [26 empty] | 0% | 0% |  | 0 | 0 | 0 | 0 | 0 | 0 | 0 | 0 | 0 | 0 | 0 | [44 empty] | 0
3226-SW-COM Direct Install SDG&E_COMPLIANCE | [15 empty] | 0 |  |  | #N/A | [26 empty] | 0% | 0% |  | 0 | 0 | 0 | 0 | 0 | 0 | 0 | 0 | 0 | 0 | 0 | [44 empty] | 0
3226-SW-COM Direct Install SDG&E_COMPLIANCE | [15 empty] | 0 |  |  | #N/A | [26 empty] | 0% | 0% |  | 0 | 0 | 0 | 0 | 0 | 0 | 0 | 0 | 0 | 0 | 0 | [44 empty] | 0
3226-SW-COM Direct Install SDG&E_COMPLIANCE | [15 empty] | 0 |  |  | #N/A | [26 empty] | 0% | 0% |  | 0 | 0 | 0 | 0 | 0 | 0 | 0 | 0 | 0 | 0 | 0 | [44 empty] | 0
3226-SW-COM Direct Install SDG&E_COMPLIANCE | [15 empty] | 0 |  |  | #N/A | [26 empty] | 0% | 0% |  | 0 | 0 | 0 | 0 | 0 | 0 | 0 | 0 | 0 | 0 | 0 | [44 empty] | 0
3226-SW-COM Direct Install SDG&E_COMPLIANCE | [15 empty] | 0 |  |  | #N/A | [26 empty] | 0% | 0% |  | 0 | 0 | 0 | 0 | 0 | 0 | 0 | 0 | 0 | 0 | 0 | [44 empty] | 0
3226-SW-COM Direct Install SDG&E_COMPLIANCE | [15 empty] | 0 |  |  | #N/A | [26 empty] | 0% | 0% |  | 0 | 0 | 0 | 0 | 0 | 0 | 0 | 0 | 0 | 0 | 0 | [44 empty] | 0
3226-SW-COM Direct Install SDG&E_COMPLIANCE | [15 empty] | 0 |  |  | #N/A | [26 empty] | 0% | 0% |  | 0 | 0 | 0 | 0 | 0 | 0 | 0 | 0 | 0 | 0 | 0 | [44 empty] | 0
3226-SW-COM Direct Install SDG&E_COMPLIANCE | [15 empty] | 0 |  |  | #N/A | [26 empty] | 0% | 0% |  | 0 | 0 | 0 | 0 | 0 | 0 | 0 | 0 | 0 | 0 | 0 | [44 empty] | 0
3226-SW-COM Direct Install SDG&E_COMPLIANCE | [15 empty] | 0 |  |  | #N/A | [26 empty] | 0% | 0% |  | 0 | 0 | 0 | 0 | 0 | 0 | 0 | 0 | 0 | 0 | 0 | [44 empty] | 0
3226-SW-COM Direct Install SDG&E_COMPLIANCE | [15 empty] | 0 |  |  | #N/A | [26 empty] | 0% | 0% |  | 0 | 0 | 0 | 0 | 0 | 0 | 0 | 0 | 0 | 0 | 0 | [44 empty] | 0
3226-SW-COM Direct Install SDG&E_COMPLIANCE | [15 empty] | 0 |  |  | #N/A | [26 empty] | 0% | 0% |  | 0 | 0 | 0 | 0 | 0 | 0 | 0 | 0 | 0 | 0 | 0 | [44 empty] | 0
3226-SW-COM Direct Install SDG&E_COMPLIANCE | [15 empty] | 0 |  |  | #N/A | [26 empty] | 0% | 0% |  | 0 | 0 | 0 | 0 | 0 | 0 | 0 | 0 | 0 | 0 | 0 | [44 empty] | 0
3226-SW-COM Direct Install SDG&E_COMPLIANCE | [15 empty] | 0 |  |  | #N/A | [26 empty] | 0% | 0% |  | 0 | 0 | 0 | 0 | 0 | 0 | 0 | 0 | 0 | 0 | 0 | [44 empty] | 0
3226-SW-COM Direct Install SDG&E_COMPLIANCE | [15 empty] | 0 |  |  | #N/A | [26 empty] | 0% | 0% |  | 0 | 0 | 0 | 0 | 0 | 0 | 0 | 0 | 0 | 0 | 0 | [44 empty] | 0
3226-SW-COM Direct Install SDG&E_COMPLIANCE | [15 empty] | 0 |  |  | #N/A | [26 empty] | 0% | 0% |  | 0 | 0 | 0 | 0 | 0 | 0 | 0 | 0 | 0 | 0 | 0 | [44 empty] | 0
3226-SW-COM Direct Install SDG&E_COMPLIANCE | [15 empty] | 0 |  |  | #N/A | [26 empty] | 0% | 0% |  | 0 | 0 | 0 | 0 | 0 | 0 | 0 | 0 | 0 | 0 | 0 | [44 empty] | 0
3226-SW-COM Direct Install SDG&E_COMPLIANCE | [15 empty] | 0 |  |  | #N/A | [26 empty] | 0% | 0% |  | 0 | 0 | 0 | 0 | 0 | 0 | 0 | 0 | 0 | 0 | 0 | [44 empty] | 0
3226-SW-COM Direct Install SDG&E_COMPLIANCE | [15 empty] | 0 |  |  | #N/A | [26 empty] | 0% | 0% |  | 0 | 0 | 0 | 0 | 0 | 0 | 0 | 0 | 0 | 0 | 0 | [44 empty] | 0
3226-SW-COM Direct Install SDG&E_COMPLIANCE | [15 empty] | 0 |  |  | #N/A | [26 empty] | 0% | 0% |  | 0 | 0 | 0 | 0 | 0 | 0 | 0 | 0 | 0 | 0 | 0 | [44 empty] | 0
3226-SW-COM Direct Install SDG&E_COMPLIANCE | [15 empty] | 0 |  |  | #N/A | [26 empty] | 0% | 0% |  | 0 | 0 | 0 | 0 | 0 | 0 | 0 | 0 | 0 | 0 | 0 | [44 empty] | 0
3226-SW-COM Direct Install SDG&E_COMPLIANCE | [15 empty] | 0 |  |  | #N/A | [26 empty] | 0% | 0% |  | 0 | 0 | 0 | 0 | 0 | 0 | 0 | 0 | 0 | 0 | 0 | [44 empty] | 0
3226-SW-COM Direct Install SDG&E_COMPLIANCE | [15 empty] | 0 |  |  | #N/A | [26 empty] | 0% | 0% |  | 0 | 0 | 0 | 0 | 0 | 0 | 0 | 0 | 0 | 0 | 0 | [44 empty] | 0
3226-SW-COM Direct Install SDG&E_COMPLIANCE | [15 empty] | 0 |  |  | #N/A | [26 empty] | 0% | 0% |  | 0 | 0 | 0 | 0 | 0 | 0 | 0 | 0 | 0 | 0 | 0 | [44 empty] | 0
3226-SW-COM Direct Install SDG&E_COMPLIANCE | [15 empty] | 0 |  |  | #N/A | [26 empty] | 0% | 0% |  | 0 | 0 | 0 | 0 | 0 | 0 | 0 | 0 | 0 | 0 | 0 | [44 empty] | 0
3226-SW-COM Direct Install SDG&E_COMPLIANCE | [15 empty] | 0 |  |  | #N/A | [26 empty] | 0% | 0% |  | 0 | 0 | 0 | 0 | 0 | 0 | 0 | 0 | 0 | 0 | 0 | [44 empty] | 0
3226-SW-COM Direct Install SDG&E_COMPLIANCE | [15 empty] | 0 |  |  | #N/A | [26 empty] | 0% | 0% |  | 0 | 0 | 0 | 0 | 0 | 0 | 0 | 0 | 0 | 0 | 0 | [44 empty] | 0
3226-SW-COM Direct Install SDG&E_COMPLIANCE | [15 empty] | 0 |  |  | #N/A | [26 empty] | 0% | 0% |  | 0 | 0 | 0 | 0 | 0 | 0 | 0 | 0 | 0 | 0 | 0 | [44 empty] | 0
3226-SW-COM Direct Install SDG&E_COMPLIANCE | [15 empty] | 0 |  |  | #N/A | [26 empty] | 0% | 0% |  | 0 | 0 | 0 | 0 | 0 | 0 | 0 | 0 | 0 | 0 | 0 | [44 empty] | 0
3226-SW-COM Direct Install SDG&E_COMPLIANCE | [15 empty] | 0 |  |  | #N/A | [26 empty] | 0% | 0% |  | 0 | 0 | 0 | 0 | 0 | 0 | 0 | 0 | 0 | 0 | 0 | [44 empty] | 0
3226-SW-COM Direct Install SDG&E_COMPLIANCE | [15 empty] | 0 |  |  | #N/A | [26 empty] | 0% | 0% |  | 0 | 0 | 0 | 0 | 0 | 0 | 0 | 0 | 0 | 0 | 0 | [44 empty] | 0
3226-SW-COM Direct Install SDG&E_COMPLIANCE | [15 empty] | 0 |  |  | #N/A | [26 empty] | 0% | 0% |  | 0 | 0 | 0 | 0 | 0 | 0 | 0 | 0 | 0 | 0 | 0 | [44 empty] | 0
3226-SW-COM Direct Install SDG&E_COMPLIANCE | [15 empty] | 0 |  |  | #N/A | [26 empty] | 0% | 0% |  | 0 | 0 | 0 | 0 | 0 | 0 | 0 | 0 | 0 | 0 | 0 | [44 empty] | 0
3226-SW-COM Direct Install SDG&E_COMPLIANCE | [15 empty] | 0 |  |  | #N/A | [26 empty] | 0% | 0% |  | 0 | 0 | 0 | 0 | 0 | 0 | 0 | 0 | 0 | 0 | 0 | [44 empty] | 0
3226-SW-COM Direct Install SDG&E_COMPLIANCE | [15 empty] | 0 |  |  | #N/A | [26 empty] | 0% | 0% |  | 0 | 0 | 0 | 0 | 0 | 0 | 0 | 0 | 0 | 0 | 0 | [44 empty] | 0
3226-SW-COM Direct Install SDG&E_COMPLIANCE | [15 empty] | 0 |  |  | #N/A | [26 empty] | 0% | 0% |  | 0 | 0 | 0 | 0 | 0 | 0 | 0 | 0 | 0 | 0 | 0 | [44 empty] | 0
3226-SW-COM Direct Install SDG&E_COMPLIANCE | [15 empty] | 0 |  |  | #N/A | [26 empty] | 0% | 0% |  | 0 | 0 | 0 | 0 | 0 | 0 | 0 | 0 | 0 | 0 | 0 | [44 empty] | 0
3226-SW-COM Direct Install SDG&E_COMPLIANCE | [15 empty] | 0 |  |  | #N/A | [26 empty] | 0% | 0% |  | 0 | 0 | 0 | 0 | 0 | 0 | 0 | 0 | 0 | 0 | 0 | [44 empty] | 0
3226-SW-COM Direct Install SDG&E_COMPLIANCE | [15 empty] | 0 |  |  | #N/A | [26 empty] | 0% | 0% |  | 0 | 0 | 0 | 0 | 0 | 0 | 0 | 0 | 0 | 0 | 0 | [44 empty] | 0
3226-SW-COM Direct Install SDG&E_COMPLIANCE | [15 empty] | 0 |  |  | #N/A | [26 empty] | 0% | 0% |  | 0 | 0 | 0 | 0 | 0 | 0 | 0 | 0 | 0 | 0 | 0 | [44 empty] | 0
3226-SW-COM Direct Install SDG&E_COMPLIANCE | [15 empty] | 0 |  |  | #N/A | [26 empty] | 0% | 0% |  | 0 | 0 | 0 | 0 | 0 | 0 | 0 | 0 | 0 | 0 | 0 | [44 empty] | 0
3226-SW-COM Direct Install SDG&E_COMPLIANCE | [15 empty] | 0 |  |  | #N/A | [26 empty] | 0% | 0% |  | 0 | 0 | 0 | 0 | 0 | 0 | 0 | 0 | 0 | 0 | 0 | [44 empty] | 0
3226-SW-COM Direct Install SDG&E_COMPLIANCE | [15 empty] | 0 |  |  | #N/A | [26 empty] | 0% | 0% |  | 0 | 0 | 0 | 0 | 0 | 0 | 0 | 0 | 0 | 0 | 0 | [44 empty] | 0
3226-SW-COM Direct Install SDG&E_COMPLIANCE | [15 empty] | 0 |  |  | #N/A | [26 empty] | 0% | 0% |  | 0 | 0 | 0 | 0 | 0 | 0 | 0 | 0 | 0 | 0 | 0 | [44 empty] | 0
3226-SW-COM Direct Install SDG&E_COMPLIANCE | [15 empty] | 0 |  |  | #N/A | [26 empty] | 0% | 0% |  | 0 | 0 | 0 | 0 | 0 | 0 | 0 | 0 | 0 | 0 | 0 | [44 empty] | 0
3226-SW-COM Direct Install SDG&E_COMPLIANCE | [15 empty] | 0 |  |  | #N/A | [26 empty] | 0% | 0% |  | 0 | 0 | 0 | 0 | 0 | 0 | 0 | 0 | 0 | 0 | 0 | [44 empty] | 0
3226-SW-COM Direct Install SDG&E_COMPLIANCE | [15 empty] | 0 |  |  | #N/A | [26 empty] | 0% | 0% |  | 0 | 0 | 0 | 0 | 0 | 0 | 0 | 0 | 0 | 0 | 0 | [44 empty] | 0
3226-SW-COM Direct Install SDG&E_COMPLIANCE | [15 empty] | 0 |  |  | #N/A | [26 empty] | 0% | 0% |  | 0 | 0 | 0 | 0 | 0 | 0 | 0 | 0 | 0 | 0 | 0 | [44 empty] | 0
3226-SW-COM Direct Install SDG&E_COMPLIANCE | [15 empty] | 0 |  |  | #N/A | [26 empty] | 0% | 0% |  | 0 | 0 | 0 | 0 | 0 | 0 | 0 | 0 | 0 | 0 | 0 | [44 empty] | 0
3226-SW-COM Direct Install SDG&E_COMPLIANCE | [15 empty] | 0 |  |  | #N/A | [26 empty] | 0% | 0% |  | 0 | 0 | 0 | 0 | 0 | 0 | 0 | 0 | 0 | 0 | 0 | [44 empty] | 0
3226-SW-COM Direct Install SDG&E_COMPLIANCE | [15 empty] | 0 |  |  | #N/A | [26 empty] | 0% | 0% |  | 0 | 0 | 0 | 0 | 0 | 0 | 0 | 0 | 0 | 0 | 0 | [44 empty] | 0
3226-SW-COM Direct Install SDG&E_COMPLIANCE | [15 empty] | 0 |  |  | #N/A | [26 empty] | 0% | 0% |  | 0 | 0 | 0 | 0 | 0 | 0 | 0 | 0 | 0 | 0 | 0 | [44 empty] | 0
3226-SW-COM Direct Install SDG&E_COMPLIANCE | [15 empty] | 0 |  |  | #N/A | [26 empty] | 0% | 0% |  | 0 | 0 | 0 | 0 | 0 | 0 | 0 | 0 | 0 | 0 | 0 | [44 empty] | 0
3226-SW-COM Direct Install SDG&E_COMPLIANCE | [15 empty] | 0 |  |  | #N/A | [26 empty] | 0% | 0% |  | 0 | 0 | 0 | 0 | 0 | 0 | 0 | 0 | 0 | 0 | 0 | [44 empty] | 0
3226-SW-COM Direct Install SDG&E_COMPLIANCE | [15 empty] | 0 |  |  | #N/A | [26 empty] | 0% | 0% |  | 0 | 0 | 0 | 0 | 0 | 0 | 0 | 0 | 0 | 0 | 0 | [44 empty] | 0
3226-SW-COM Direct Install SDG&E_COMPLIANCE | [15 empty] | 0 |  |  | #N/A | [26 empty] | 0% | 0% |  | 0 | 0 | 0 | 0 | 0 | 0 | 0 | 0 | 0 | 0 | 0 | [44 empty] | 0
3226-SW-COM Direct Install SDG&E_COMPLIANCE | [15 empty] | 0 |  |  | #N/A | [26 empty] | 0% | 0% |  | 0 | 0 | 0 | 0 | 0 | 0 | 0 | 0 | 0 | 0 | 0 | [44 empty] | 0
3226-SW-COM Direct Install SDG&E_COMPLIANCE | [15 empty] | 0 |  |  | #N/A | [26 empty] | 0% | 0% |  | 0 | 0 | 0 | 0 | 0 | 0 | 0 | 0 | 0 | 0 | 0 | [44 empty] | 0
3226-SW-COM Direct Install SDG&E_COMPLIANCE | [15 empty] | 0 |  |  | #N/A | [26 empty] | 0% | 0% |  | 0 | 0 | 0 | 0 | 0 | 0 | 0 | 0 | 0 | 0 | 0 | [44 empty] | 0
3226-SW-COM Direct Install SDG&E_COMPLIANCE | [15 empty] | 0 |  |  | #N/A | [26 empty] | 0% | 0% |  | 0 | 0 | 0 | 0 | 0 | 0 | 0 | 0 | 0 | 0 | 0 | [44 empty] | 0
3226-SW-COM Direct Install SDG&E_COMPLIANCE | [15 empty] | 0 |  |  | #N/A | [26 empty] | 0% | 0% |  | 0 | 0 | 0 | 0 | 0 | 0 | 0 | 0 | 0 | 0 | 0 | [44 empty] | 0
3226-SW-COM Direct Install SDG&E_COMPLIANCE | [15 empty] | 0 |  |  | #N/A | [26 empty] | 0% | 0% |  | 0 | 0 | 0 | 0 | 0 | 0 | 0 | 0 | 0 | 0 | 0 | [44 empty] | 0
3226-SW-COM Direct Install SDG&E_COMPLIANCE | [15 empty] | 0 |  |  | #N/A | [26 empty] | 0% | 0% |  | 0 | 0 | 0 | 0 | 0 | 0 | 0 | 0 | 0 | 0 | 0 | [44 empty] | 0
3226-SW-COM Direct Install SDG&E_COMPLIANCE | [15 empty] | 0 |  |  | #N/A | [26 empty] | 0% | 0% |  | 0 | 0 | 0 | 0 | 0 | 0 | 0 | 0 | 0 | 0 | 0 | [44 empty] | 0
3226-SW-COM Direct Install SDG&E_COMPLIANCE | [15 empty] | 0 |  |  | #N/A | [26 empty] | 0% | 0% |  | 0 | 0 | 0 | 0 | 0 | 0 | 0 | 0 | 0 | 0 | 0 | [44 empty] | 0
3226-SW-COM Direct Install SDG&E_COMPLIANCE | [15 empty] | 0 |  |  | #N/A | [26 empty] | 0% | 0% |  | 0 | 0 | 0 | 0 | 0 | 0 | 0 | 0 | 0 | 0 | 0 | [44 empty] | 0
3226-SW-COM Direct Install SDG&E_COMPLIANCE | [15 empty] | 0 |  |  | #N/A | [26 empty] | 0% | 0% |  | 0 | 0 | 0 | 0 | 0 | 0 | 0 | 0 | 0 | 0 | 0 | [44 empty] | 0
3226-SW-COM Direct Install SDG&E_COMPLIANCE | [15 empty] | 0 |  |  | #N/A | [26 empty] | 0% | 0% |  | 0 | 0 | 0 | 0 | 0 | 0 | 0 | 0 | 0 | 0 | 0 | [44 empty] | 0
3226-SW-COM Direct Install SDG&E_COMPLIANCE | [15 empty] | 0 |  |  | #N/A | [26 empty] | 0% | 0% |  | 0 | 0 | 0 | 0 | 0 | 0 | 0 | 0 | 0 | 0 | 0 | [44 empty] | 0
3226-SW-COM Direct Install SDG&E_COMPLIANCE | [15 empty] | 0 |  |  | #N/A | [26 empty] | 0% | 0% |  | 0 | 0 | 0 | 0 | 0 | 0 | 0 | 0 | 0 | 0 | 0 | [44 empty] | 0
3226-SW-COM Direct Install SDG&E_COMPLIANCE | [15 empty] | 0 |  |  | #N/A | [26 empty] | 0% | 0% |  | 0 | 0 | 0 | 0 | 0 | 0 | 0 | 0 | 0 | 0 | 0 | [44 empty] | 0
3226-SW-COM Direct Install SDG&E_COMPLIANCE | [15 empty] | 0 |  |  | #N/A | [26 empty] | 0% | 0% |  | 0 | 0 | 0 | 0 | 0 | 0 | 0 | 0 | 0 | 0 | 0 | [44 empty] | 0
3226-SW-COM Direct Install SDG&E_COMPLIANCE | [15 empty] | 0 |  |  | #N/A | [26 empty] | 0% | 0% |  | 0 | 0 | 0 | 0 | 0 | 0 | 0 | 0 | 0 | 0 | 0 | [44 empty] | 0
3226-SW-COM Direct Install SDG&E_COMPLIANCE | [15 empty] | 0 |  |  | #N/A | [26 empty] | 0% | 0% |  | 0 | 0 | 0 | 0 | 0 | 0 | 0 | 0 | 0 | 0 | 0 | [44 empty] | 0
3226-SW-COM Direct Install SDG&E_COMPLIANCE | [15 empty] | 0 |  |  | #N/A | [26 empty] | 0% | 0% |  | 0 | 0 | 0 | 0 | 0 | 0 | 0 | 0 | 0 | 0 | 0 | [44 empty] | 0
3226-SW-COM Direct Install SDG&E_COMPLIANCE | [15 empty] | 0 |  |  | #N/A | [26 empty] | 0% | 0% |  | 0 | 0 | 0 | 0 | 0 | 0 | 0 | 0 | 0 | 0 | 0 | [44 empty] | 0
3226-SW-COM Direct Install SDG&E_COMPLIANCE | [15 empty] | 0 |  |  | #N/A | [26 empty] | 0% | 0% |  | 0 | 0 | 0 | 0 | 0 | 0 | 0 | 0 | 0 | 0 | 0 | [44 empty] | 0
3226-SW-COM Direct Install SDG&E_COMPLIANCE | [15 empty] | 0 |  |  | #N/A | [26 empty] | 0% | 0% |  | 0 | 0 | 0 | 0 | 0 | 0 | 0 | 0 | 0 | 0 | 0 | [44 empty] | 0
3226-SW-COM Direct Install SDG&E_COMPLIANCE | [15 empty] | 0 |  |  | #N/A | [26 empty] | 0% | 0% |  | 0 | 0 | 0 | 0 | 0 | 0 | 0 | 0 | 0 | 0 | 0 | [44 empty] | 0
3226-SW-COM Direct Install SDG&E_COMPLIANCE | [15 empty] | 0 |  |  | #N/A | [26 empty] | 0% | 0% |  | 0 | 0 | 0 | 0 | 0 | 0 | 0 | 0 | 0 | 0 | 0 | [44 empty] | 0
3226-SW-COM Direct Install SDG&E_COMPLIANCE | [15 empty] | 0 |  |  | #N/A | [26 empty] | 0% | 0% |  | 0 | 0 | 0 | 0 | 0 | 0 | 0 | 0 | 0 | 0 | 0 | [44 empty] | 0
3226-SW-COM Direct Install SDG&E_COMPLIANCE | [15 empty] | 0 |  |  | #N/A | [26 empty] | 0% | 0% |  | 0 | 0 | 0 | 0 | 0 | 0 | 0 | 0 | 0 | 0 | 0 | [44 empty] | 0
3226-SW-COM Direct Install SDG&E_COMPLIANCE | [15 empty] | 0 |  |  | #N/A | [26 empty] | 0% | 0% |  | 0 | 0 | 0 | 0 | 0 | 0 | 0 | 0 | 0 | 0 | 0 | [44 empty] | 0
3226-SW-COM Direct Install SDG&E_COMPLIANCE | [15 empty] | 0 |  |  | #N/A | [26 empty] | 0% | 0% |  | 0 | 0 | 0 | 0 | 0 | 0 | 0 | 0 | 0 | 0 | 0 | [44 empty] | 0
3226-SW-COM Direct Install SDG&E_COMPLIANCE | [15 empty] | 0 |  |  | #N/A | [26 empty] | 0% | 0% |  | 0 | 0 | 0 | 0 | 0 | 0 | 0 | 0 | 0 | 0 | 0 | [44 empty] | 0
3226-SW-COM Direct Install SDG&E_COMPLIANCE | [15 empty] | 0 |  |  | #N/A | [26 empty] | 0% | 0% |  | 0 | 0 | 0 | 0 | 0 | 0 | 0 | 0 | 0 | 0 | 0 | [44 empty] | 0
3226-SW-COM Direct Install SDG&E_COMPLIANCE | [15 empty] | 0 |  |  | #N/A | [26 empty] | 0% | 0% |  | 0 | 0 | 0 | 0 | 0 | 0 | 0 | 0 | 0 | 0 | 0 | [44 empty] | 0
3226-SW-COM Direct Install SDG&E_COMPLIANCE | [15 empty] | 0 |  |  | #N/A | [26 empty] | 0% | 0% |  | 0 | 0 | 0 | 0 | 0 | 0 | 0 | 0 | 0 | 0 | 0 | [44 empty] | 0
3226-SW-COM Direct Install SDG&E_COMPLIANCE | [15 empty] | 0 |  |  | #N/A | [26 empty] | 0% | 0% |  | 0 | 0 | 0 | 0 | 0 | 0 | 0 | 0 | 0 | 0 | 0 | [44 empty] | 0
3226-SW-COM Direct Install SDG&E_COMPLIANCE | [15 empty] | 0 |  |  | #N/A | [26 empty] | 0% | 0% |  | 0 | 0 | 0 | 0 | 0 | 0 | 0 | 0 | 0 | 0 | 0 | [44 empty] | 0
3226-SW-COM Direct Install SDG&E_COMPLIANCE | [15 empty] | 0 |  |  | #N/A | [26 empty] | 0% | 0% |  | 0 | 0 | 0 | 0 | 0 | 0 | 0 | 0 | 0 | 0 | 0 | [44 empty] | 0
3226-SW-COM Direct Install SDG&E_COMPLIANCE | [15 empty] | 0 |  |  | #N/A | [26 empty] | 0% | 0% |  | 0 | 0 | 0 | 0 | 0 | 0 | 0 | 0 | 0 | 0 | 0 | [44 empty] | 0
3226-SW-COM Direct Install SDG&E_COMPLIANCE | [15 empty] | 0 |  |  | #N/A | [26 empty] | 0% | 0% |  | 0 | 0 | 0 | 0 | 0 | 0 | 0 | 0 | 0 | 0 | 0 | [44 empty] | 0
3226-SW-COM Direct Install SDG&E_COMPLIANCE | [15 empty] | 0 |  |  | #N/A | [26 empty] | 0% | 0% |  | 0 | 0 | 0 | 0 | 0 | 0 | 0 | 0 | 0 | 0 | 0 | [44 empty] | 0
3226-SW-COM Direct Install SDG&E_COMPLIANCE | [15 empty] | 0 |  |  | #N/A | [26 empty] | 0% | 0% |  | 0 | 0 | 0 | 0 | 0 | 0 | 0 | 0 | 0 | 0 | 0 | [44 empty] | 0
3226-SW-COM Direct Install SDG&E_COMPLIANCE | [15 empty] | 0 |  |  | #N/A | [26 empty] | 0% | 0% |  | 0 | 0 | 0 | 0 | 0 | 0 | 0 | 0 | 0 | 0 | 0 | [44 empty] | 0
3226-SW-COM Direct Install SDG&E_COMPLIANCE | [15 empty] | 0 |  |  | #N/A | [26 empty] | 0% | 0% |  | 0 | 0 | 0 | 0 | 0 | 0 | 0 | 0 | 0 | 0 | 0 | [44 empty] | 0
3226-SW-COM Direct Install SDG&E_COMPLIANCE | [15 empty] | 0 |  |  | #N/A | [26 empty] | 0% | 0% |  | 0 | 0 | 0 | 0 | 0 | 0 | 0 | 0 | 0 | 0 | 0 | [44 empty] | 0
3226-SW-COM Direct Install SDG&E_COMPLIANCE | [15 empty] | 0 |  |  | #N/A | [26 empty] | 0% | 0% |  | 0 | 0 | 0 | 0 | 0 | 0 | 0 | 0 | 0 | 0 | 0 | [44 empty] | 0
3226-SW-COM Direct Install SDG&E_COMPLIANCE | [15 empty] | 0 |  |  | #N/A | [26 empty] | 0% | 0% |  | 0 | 0 | 0 | 0 | 0 | 0 | 0 | 0 | 0 | 0 | 0 | [44 empty] | 0
3226-SW-COM Direct Install SDG&E_COMPLIANCE | [15 empty] | 0 |  |  | #N/A | [26 empty] | 0% | 0% |  | 0 | 0 | 0 | 0 | 0 | 0 | 0 | 0 | 0 | 0 | 0 | [44 empty] | 0
3226-SW-COM Direct Install SDG&E_COMPLIANCE | [15 empty] | 0 |  |  | #N/A | [26 empty] | 0% | 0% |  | 0 | 0 | 0 | 0 | 0 | 0 | 0 | 0 | 0 | 0 | 0 | [44 empty] | 0
3226-SW-COM Direct Install SDG&E_COMPLIANCE | [15 empty] | 0 |  |  | #N/A | [26 empty] | 0% | 0% |  | 0 | 0 | 0 | 0 | 0 | 0 | 0 | 0 | 0 | 0 | 0 | [44 empty] | 0
3226-SW-COM Direct Install SDG&E_COMPLIANCE | [15 empty] | 0 |  |  | #N/A | [26 empty] | 0% | 0% |  | 0 | 0 | 0 | 0 | 0 | 0 | 0 | 0 | 0 | 0 | 0 | [44 empty] | 0
3226-SW-COM Direct Install SDG&E_COMPLIANCE | [15 empty] | 0 |  |  | #N/A | [26 empty] | 0% | 0% |  | 0 | 0 | 0 | 0 | 0 | 0 | 0 | 0 | 0 | 0 | 0 | [44 empty] | 0
3226-SW-COM Direct Install SDG&E_COMPLIANCE | [15 empty] | 0 |  |  | #N/A | [26 empty] | 0% | 0% |  | 0 | 0 | 0 | 0 | 0 | 0 | 0 | 0 | 0 | 0 | 0 | [44 empty] | 0
3226-SW-COM Direct Install SDG&E_COMPLIANCE | [15 empty] | 0 |  |  | #N/A | [26 empty] | 0% | 0% |  | 0 | 0 | 0 | 0 | 0 | 0 | 0 | 0 | 0 | 0 | 0 | [44 empty] | 0
3226-SW-COM Direct Install SDG&E_COMPLIANCE | [15 empty] | 0 |  |  | #N/A | [26 empty] | 0% | 0% |  | 0 | 0 | 0 | 0 | 0 | 0 | 0 | 0 | 0 | 0 | 0 | [44 empty] | 0
3226-SW-COM Direct Install SDG&E_COMPLIANCE | [15 empty] | 0 |  |  | #N/A | [26 empty] | 0% | 0% |  | 0 | 0 | 0 | 0 | 0 | 0 | 0 | 0 | 0 | 0 | 0 | [44 empty] | 0
3226-SW-COM Direct Install SDG&E_COMPLIANCE | [15 empty] | 0 |  |  | #N/A | [26 empty] | 0% | 0% |  | 0 | 0 | 0 | 0 | 0 | 0 | 0 | 0 | 0 | 0 | 0 | [44 empty] | 0
3226-SW-COM Direct Install SDG&E_COMPLIANCE | [15 empty] | 0 |  |  | #N/A | [26 empty] | 0% | 0% |  | 0 | 0 | 0 | 0 | 0 | 0 | 0 | 0 | 0 | 0 | 0 | [44 empty] | 0
3226-SW-COM Direct Install SDG&E_COMPLIANCE | [15 empty] | 0 |  |  | #N/A | [26 empty] | 0% | 0% |  | 0 | 0 | 0 | 0 | 0 | 0 | 0 | 0 | 0 | 0 | 0 | [44 empty] | 0
3226-SW-COM Direct Install SDG&E_COMPLIANCE | [15 empty] | 0 |  |  | #N/A | [26 empty] | 0% | 0% |  | 0 | 0 | 0 | 0 | 0 | 0 | 0 | 0 | 0 | 0 | 0 | [44 empty] | 0
3226-SW-COM Direct Install SDG&E_COMPLIANCE | [15 empty] | 0 |  |  | #N/A | [26 empty] | 0% | 0% |  | 0 | 0 | 0 | 0 | 0 | 0 | 0 | 0 | 0 | 0 | 0 | [44 empty] | 0
3226-SW-COM Direct Install SDG&E_COMPLIANCE | [15 empty] | 0 |  |  | #N/A | [26 empty] | 0% | 0% |  | 0 | 0 | 0 | 0 | 0 | 0 | 0 | 0 | 0 | 0 | 0 | [44 empty] | 0
3226-SW-COM Direct Install SDG&E_COMPLIANCE | [15 empty] | 0 |  |  | #N/A | [26 empty] | 0% | 0% |  | 0 | 0 | 0 | 0 | 0 | 0 | 0 | 0 | 0 | 0 | 0 | [44 empty] | 0
3226-SW-COM Direct Install SDG&E_COMPLIANCE | [15 empty] | 0 |  |  | #N/A | [26 empty] | 0% | 0% |  | 0 | 0 | 0 | 0 | 0 | 0 | 0 | 0 | 0 | 0 | 0 | [44 empty] | 0
3226-SW-COM Direct Install SDG&E_COMPLIANCE | [15 empty] | 0 |  |  | #N/A | [26 empty] | 0% | 0% |  | 0 | 0 | 0 | 0 | 0 | 0 | 0 | 0 | 0 | 0 | 0 | [44 empty] | 0
3226-SW-COM Direct Install SDG&E_COMPLIANCE | [15 empty] | 0 |  |  | #N/A | [26 empty] | 0% | 0% |  | 0 | 0 | 0 | 0 | 0 | 0 | 0 | 0 | 0 | 0 | 0 | [44 empty] | 0
3226-SW-COM Direct Install SDG&E_COMPLIANCE | [15 empty] | 0 |  |  | #N/A | [26 empty] | 0% | 0% |  | 0 | 0 | 0 | 0 | 0 | 0 | 0 | 0 | 0 | 0 | 0 | [44 empty] | 0
3226-SW-COM Direct Install SDG&E_COMPLIANCE | [15 empty] | 0 |  |  | #N/A | [26 empty] | 0% | 0% |  | 0 | 0 | 0 | 0 | 0 | 0 | 0 | 0 | 0 | 0 | 0 | [44 empty] | 0
3226-SW-COM Direct Install SDG&E_COMPLIANCE | [15 empty] | 0 |  |  | #N/A | [26 empty] | 0% | 0% |  | 0 | 0 | 0 | 0 | 0 | 0 | 0 | 0 | 0 | 0 | 0 | [44 empty] | 0
3226-SW-COM Direct Install SDG&E_COMPLIANCE | [15 empty] | 0 |  |  | #N/A | [26 empty] | 0% | 0% |  | 0 | 0 | 0 | 0 | 0 | 0 | 0 | 0 | 0 | 0 | 0 | [44 empty] | 0
3226-SW-COM Direct Install SDG&E_COMPLIANCE | [15 empty] | 0 |  |  | #N/A | [26 empty] | 0% | 0% |  | 0 | 0 | 0 | 0 | 0 | 0 | 0 | 0 | 0 | 0 | 0 | [44 empty] | 0
3226-SW-COM Direct Install SDG&E_COMPLIANCE | [15 empty] | 0 |  |  | #N/A | [26 empty] | 0% | 0% |  | 0 | 0 | 0 | 0 | 0 | 0 | 0 | 0 | 0 | 0 | 0 | [44 empty] | 0
3226-SW-COM Direct Install SDG&E_COMPLIANCE | [15 empty] | 0 |  |  | #N/A | [26 empty] | 0% | 0% |  | 0 | 0 | 0 | 0 | 0 | 0 | 0 | 0 | 0 | 0 | 0 | [44 empty] | 0
3226-SW-COM Direct Install SDG&E_COMPLIANCE | [15 empty] | 0 |  |  | #N/A | [26 empty] | 0% | 0% |  | 0 | 0 | 0 | 0 | 0 | 0 | 0 | 0 | 0 | 0 | 0 | [44 empty] | 0
3226-SW-COM Direct Install SDG&E_COMPLIANCE | [15 empty] | 0 |  |  | #N/A | [26 empty] | 0% | 0% |  | 0 | 0 | 0 | 0 | 0 | 0 | 0 | 0 | 0 | 0 | 0 | [44 empty] | 0
3226-SW-COM Direct Install SDG&E_COMPLIANCE | [15 empty] | 0 |  |  | #N/A | [26 empty] | 0% | 0% |  | 0 | 0 | 0 | 0 | 0 | 0 | 0 | 0 | 0 | 0 | 0 | [44 empty] | 0
3226-SW-COM Direct Install SDG&E_COMPLIANCE | [15 empty] | 0 |  |  | #N/A | [26 empty] | 0% | 0% |  | 0 | 0 | 0 | 0 | 0 | 0 | 0 | 0 | 0 | 0 | 0 | [44 empty] | 0
3226-SW-COM Direct Install SDG&E_COMPLIANCE | [15 empty] | 0 |  |  | #N/A | [26 empty] | 0% | 0% |  | 0 | 0 | 0 | 0 | 0 | 0 | 0 | 0 | 0 | 0 | 0 | [44 empty] | 0
3226-SW-COM Direct Install SDG&E_COMPLIANCE | [15 empty] | 0 |  |  | #N/A | [26 empty] | 0% | 0% |  | 0 | 0 | 0 | 0 | 0 | 0 | 0 | 0 | 0 | 0 | 0 | [44 empty] | 0
3226-SW-COM Direct Install SDG&E_COMPLIANCE | [15 empty] | 0 |  |  | #N/A | [26 empty] | 0% | 0% |  | 0 | 0 | 0 | 0 | 0 | 0 | 0 | 0 | 0 | 0 | 0 | [44 empty] | 0
3226-SW-COM Direct Install SDG&E_COMPLIANCE | [15 empty] | 0 |  |  | #N/A | [26 empty] | 0% | 0% |  | 0 | 0 | 0 | 0 | 0 | 0 | 0 | 0 | 0 | 0 | 0 | [44 empty] | 0
3226-SW-COM Direct Install SDG&E_COMPLIANCE | [15 empty] | 0 |  |  | #N/A | [26 empty] | 0% | 0% |  | 0 | 0 | 0 | 0 | 0 | 0 | 0 | 0 | 0 | 0 | 0 | [44 empty] | 0
3226-SW-COM Direct Install SDG&E_COMPLIANCE | [15 empty] | 0 |  |  | #N/A | [26 empty] | 0% | 0% |  | 0 | 0 | 0 | 0 | 0 | 0 | 0 | 0 | 0 | 0 | 0 | [44 empty] | 0
3226-SW-COM Direct Install SDG&E_COMPLIANCE | [15 empty] | 0 |  |  | #N/A | [26 empty] | 0% | 0% |  | 0 | 0 | 0 | 0 | 0 | 0 | 0 | 0 | 0 | 0 | 0 | [44 empty] | 0
3226-SW-COM Direct Install SDG&E_COMPLIANCE | [15 empty] | 0 |  |  | #N/A | [26 empty] | 0% | 0% |  | 0 | 0 | 0 | 0 | 0 | 0 | 0 | 0 | 0 | 0 | 0 | [44 empty] | 0
3226-SW-COM Direct Install SDG&E_COMPLIANCE | [15 empty] | 0 |  |  | #N/A | [26 empty] | 0% | 0% |  | 0 | 0 | 0 | 0 | 0 | 0 | 0 | 0 | 0 | 0 | 0 | [44 empty] | 0
3226-SW-COM Direct Install SDG&E_COMPLIANCE | [15 empty] | 0 |  |  | #N/A | [26 empty] | 0% | 0% |  | 0 | 0 | 0 | 0 | 0 | 0 | 0 | 0 | 0 | 0 | 0 | [44 empty] | 0
3226-SW-COM Direct Install SDG&E_COMPLIANCE | [15 empty] | 0 |  |  | #N/A | [26 empty] | 0% | 0% |  | 0 | 0 | 0 | 0 | 0 | 0 | 0 | 0 | 0 | 0 | 0 | [44 empty] | 0
3226-SW-COM Direct Install SDG&E_COMPLIANCE | [15 empty] | 0 |  |  | #N/A | [26 empty] | 0% | 0% |  | 0 | 0 | 0 | 0 | 0 | 0 | 0 | 0 | 0 | 0 | 0 | [44 empty] | 0
3226-SW-COM Direct Install SDG&E_COMPLIANCE | [15 empty] | 0 |  |  | #N/A | [26 empty] | 0% | 0% |  | 0 | 0 | 0 | 0 | 0 | 0 | 0 | 0 | 0 | 0 | 0 | [44 empty] | 0
3226-SW-COM Direct Install SDG&E_COMPLIANCE | [15 empty] | 0 |  |  | #N/A | [26 empty] | 0% | 0% |  | 0 | 0 | 0 | 0 | 0 | 0 | 0 | 0 | 0 | 0 | 0 | [44 empty] | 0
3226-SW-COM Direct Install SDG&E_COMPLIANCE | [15 empty] | 0 |  |  | #N/A | [26 empty] | 0% | 0% |  | 0 | 0 | 0 | 0 | 0 | 0 | 0 | 0 | 0 | 0 | 0 | [44 empty] | 0
3226-SW-COM Direct Install SDG&E_COMPLIANCE | [15 empty] | 0 |  |  | #N/A | [26 empty] | 0% | 0% |  | 0 | 0 | 0 | 0 | 0 | 0 | 0 | 0 | 0 | 0 | 0 | [44 empty] | 0
3226-SW-COM Direct Install SDG&E_COMPLIANCE | [15 empty] | 0 |  |  | #N/A | [26 empty] | 0% | 0% |  | 0 | 0 | 0 | 0 | 0 | 0 | 0 | 0 | 0 | 0 | 0 | [44 empty] | 0
3226-SW-COM Direct Install SDG&E_COMPLIANCE | [15 empty] | 0 |  |  | #N/A | [26 empty] | 0% | 0% |  | 0 | 0 | 0 | 0 | 0 | 0 | 0 | 0 | 0 | 0 | 0 | [44 empty] | 0
3226-SW-COM Direct Install SDG&E_COMPLIANCE | [15 empty] | 0 |  |  | #N/A | [26 empty] | 0% | 0% |  | 0 | 0 | 0 | 0 | 0 | 0 | 0 | 0 | 0 | 0 | 0 | [44 empty] | 0
3226-SW-COM Direct Install SDG&E_COMPLIANCE | [15 empty] | 0 |  |  | #N/A | [26 empty] | 0% | 0% |  | 0 | 0 | 0 | 0 | 0 | 0 | 0 | 0 | 0 | 0 | 0 | [44 empty] | 0
3226-SW-COM Direct Install SDG&E_COMPLIANCE | [15 empty] | 0 |  |  | #N/A | [26 empty] | 0% | 0% |  | 0 | 0 | 0 | 0 | 0 | 0 | 0 | 0 | 0 | 0 | 0 | [44 empty] | 0
3226-SW-COM Direct Install SDG&E_COMPLIANCE | [15 empty] | 0 |  |  | #N/A | [26 empty] | 0% | 0% |  | 0 | 0 | 0 | 0 | 0 | 0 | 0 | 0 | 0 | 0 | 0 | [44 empty] | 0
3226-SW-COM Direct Install SDG&E_COMPLIANCE | [15 empty] | 0 |  |  | #N/A | [26 empty] | 0% | 0% |  | 0 | 0 | 0 | 0 | 0 | 0 | 0 | 0 | 0 | 0 | 0 | [44 empty] | 0
3226-SW-COM Direct Install SDG&E_COMPLIANCE | [15 empty] | 0 |  |  | #N/A | [26 empty] | 0% | 0% |  | 0 | 0 | 0 | 0 | 0 | 0 | 0 | 0 | 0 | 0 | 0 | [44 empty] | 0
3226-SW-COM Direct Install SDG&E_COMPLIANCE | [15 empty] | 0 |  |  | #N/A | [26 empty] | 0% | 0% |  | 0 | 0 | 0 | 0 | 0 | 0 | 0 | 0 | 0 | 0 | 0 | [44 empty] | 0
3226-SW-COM Direct Install SDG&E_COMPLIANCE | [15 empty] | 0 |  |  | #N/A | [26 empty] | 0% | 0% |  | 0 | 0 | 0 | 0 | 0 | 0 | 0 | 0 | 0 | 0 | 0 | [44 empty] | 0
3226-SW-COM Direct Install SDG&E_COMPLIANCE | [15 empty] | 0 |  |  | #N/A | [26 empty] | 0% | 0% |  | 0 | 0 | 0 | 0 | 0 | 0 | 0 | 0 | 0 | 0 | 0 | [44 empty] | 0
3226-SW-COM Direct Install SDG&E_COMPLIANCE | [15 empty] | 0 |  |  | #N/A | [26 empty] | 0% | 0% |  | 0 | 0 | 0 | 0 | 0 | 0 | 0 | 0 | 0 | 0 | 0 | [44 empty] | 0
3226-SW-COM Direct Install SDG&E_COMPLIANCE | [15 empty] | 0 |  |  | #N/A | [26 empty] | 0% | 0% |  | 0 | 0 | 0 | 0 | 0 | 0 | 0 | 0 | 0 | 0 | 0 | [44 empty] | 0
3226-SW-COM Direct Install SDG&E_COMPLIANCE | [15 empty] | 0 |  |  | #N/A | [26 empty] | 0% | 0% |  | 0 | 0 | 0 | 0 | 0 | 0 | 0 | 0 | 0 | 0 | 0 | [44 empty] | 0
3226-SW-COM Direct Install SDG&E_COMPLIANCE | [15 empty] | 0 |  |  | #N/A | [26 empty] | 0% | 0% |  | 0 | 0 | 0 | 0 | 0 | 0 | 0 | 0 | 0 | 0 | 0 | [44 empty] | 0
3226-SW-COM Direct Install SDG&E_COMPLIANCE | [15 empty] | 0 |  |  | #N/A | [26 empty] | 0% | 0% |  | 0 | 0 | 0 | 0 | 0 | 0 | 0 | 0 | 0 | 0 | 0 | [44 empty] | 0
3226-SW-COM Direct Install SDG&E_COMPLIANCE | [15 empty] | 0 |  |  | #N/A | [26 empty] | 0% | 0% |  | 0 | 0 | 0 | 0 | 0 | 0 | 0 | 0 | 0 | 0 | 0 | [44 empty] | 0
3226-SW-COM Direct Install SDG&E_COMPLIANCE | [15 empty] | 0 |  |  | #N/A | [26 empty] | 0% | 0% |  | 0 | 0 | 0 | 0 | 0 | 0 | 0 | 0 | 0 | 0 | 0 | [44 empty] | 0
3226-SW-COM Direct Install SDG&E_COMPLIANCE | [15 empty] | 0 |  |  | #N/A | [26 empty] | 0% | 0% |  | 0 | 0 | 0 | 0 | 0 | 0 | 0 | 0 | 0 | 0 | 0 | [44 empty] | 0
3226-SW-COM Direct Install SDG&E_COMPLIANCE | [15 empty] | 0 |  |  | #N/A | [26 empty] | 0% | 0% |  | 0 | 0 | 0 | 0 | 0 | 0 | 0 | 0 | 0 | 0 | 0 | [44 empty] | 0
3226-SW-COM Direct Install SDG&E_COMPLIANCE | [15 empty] | 0 |  |  | #N/A | [26 empty] | 0% | 0% |  | 0 | 0 | 0 | 0 | 0 | 0 | 0 | 0 | 0 | 0 | 0 | [44 empty] | 0
3226-SW-COM Direct Install SDG&E_COMPLIANCE | [15 empty] | 0 |  |  | #N/A | [26 empty] | 0% | 0% |  | 0 | 0 | 0 | 0 | 0 | 0 | 0 | 0 | 0 | 0 | 0 | [44 empty] | 0
3226-SW-COM Direct Install SDG&E_COMPLIANCE | [15 empty] | 0 |  |  | #N/A | [26 empty] | 0% | 0% |  | 0 | 0 | 0 | 0 | 0 | 0 | 0 | 0 | 0 | 0 | 0 | [44 empty] | 0
3226-SW-COM Direct Install SDG&E_COMPLIANCE | [15 empty] | 0 |  |  | #N/A | [26 empty] | 0% | 0% |  | 0 | 0 | 0 | 0 | 0 | 0 | 0 | 0 | 0 | 0 | 0 | [44 empty] | 0
3226-SW-COM Direct Install SDG&E_COMPLIANCE | [15 empty] | 0 |  |  | #N/A | [26 empty] | 0% | 0% |  | 0 | 0 | 0 | 0 | 0 | 0 | 0 | 0 | 0 | 0 | 0 | [44 empty] | 0
3226-SW-COM Direct Install SDG&E_COMPLIANCE | [15 empty] | 0 |  |  | #N/A | [26 empty] | 0% | 0% |  | 0 | 0 | 0 | 0 | 0 | 0 | 0 | 0 | 0 | 0 | 0 | [44 empty] | 0
3226-SW-COM Direct Install SDG&E_COMPLIANCE | [15 empty] | 0 |  |  | #N/A | [26 empty] | 0% | 0% |  | 0 | 0 | 0 | 0 | 0 | 0 | 0 | 0 | 0 | 0 | 0 | [44 empty] | 0
3226-SW-COM Direct Install SDG&E_COMPLIANCE | [15 empty] | 0 |  |  | #N/A | [26 empty] | 0% | 0% |  | 0 | 0 | 0 | 0 | 0 | 0 | 0 | 0 | 0 | 0 | 0 | [44 empty] | 0
3226-SW-COM Direct Install SDG&E_COMPLIANCE | [15 empty] | 0 |  |  | #N/A | [26 empty] | 0% | 0% |  | 0 | 0 | 0 | 0 | 0 | 0 | 0 | 0 | 0 | 0 | 0 | [44 empty] | 0
3226-SW-COM Direct Install SDG&E_COMPLIANCE | [15 empty] | 0 |  |  | #N/A | [26 empty] | 0% | 0% |  | 0 | 0 | 0 | 0 | 0 | 0 | 0 | 0 | 0 | 0 | 0 | [44 empty] | 0
3226-SW-COM Direct Install SDG&E_COMPLIANCE | [15 empty] | 0 |  |  | #N/A | [26 empty] | 0% | 0% |  | 0 | 0 | 0 | 0 | 0 | 0 | 0 | 0 | 0 | 0 | 0 | [44 empty] | 0
3226-SW-COM Direct Install SDG&E_COMPLIANCE | [15 empty] | 0 |  |  | #N/A | [26 empty] | 0% | 0% |  | 0 | 0 | 0 | 0 | 0 | 0 | 0 | 0 | 0 | 0 | 0 | [44 empty] | 0
3226-SW-COM Direct Install SDG&E_COMPLIANCE | [15 empty] | 0 |  |  | #N/A | [26 empty] | 0% | 0% |  | 0 | 0 | 0 | 0 | 0 | 0 | 0 | 0 | 0 | 0 | 0 | [44 empty] | 0
3226-SW-COM Direct Install SDG&E_COMPLIANCE | [15 empty] | 0 |  |  | #N/A | [26 empty] | 0% | 0% |  | 0 | 0 | 0 | 0 | 0 | 0 | 0 | 0 | 0 | 0 | 0 | [44 empty] | 0
3226-SW-COM Direct Install SDG&E_COMPLIANCE | [15 empty] | 0 |  |  | #N/A | [26 empty] | 0% | 0% |  | 0 | 0 | 0 | 0 | 0 | 0 | 0 | 0 | 0 | 0 | 0 | [44 empty] | 0
3226-SW-COM Direct Install SDG&E_COMPLIANCE | [15 empty] | 0 |  |  | #N/A | [26 empty] | 0% | 0% |  | 0 | 0 | 0 | 0 | 0 | 0 | 0 | 0 | 0 | 0 | 0 | [44 empty] | 0
3226-SW-COM Direct Install SDG&E_COMPLIANCE | [15 empty] | 0 |  |  | #N/A | [26 empty] | 0% | 0% |  | 0 | 0 | 0 | 0 | 0 | 0 | 0 | 0 | 0 | 0 | 0 | [44 empty] | 0
3226-SW-COM Direct Install SDG&E_COMPLIANCE | [15 empty] | 0 |  |  | #N/A | [26 empty] | 0% | 0% |  | 0 | 0 | 0 | 0 | 0 | 0 | 0 | 0 | 0 | 0 | 0 | [44 empty] | 0
3226-SW-COM Direct Install SDG&E_COMPLIANCE | [15 empty] | 0 |  |  | #N/A | [26 empty] | 0% | 0% |  | 0 | 0 | 0 | 0 | 0 | 0 | 0 | 0 | 0 | 0 | 0 | [44 empty] | 0
3226-SW-COM Direct Install SDG&E_COMPLIANCE | [15 empty] | 0 |  |  | #N/A | [26 empty] | 0% | 0% |  | 0 | 0 | 0 | 0 | 0 | 0 | 0 | 0 | 0 | 0 | 0 | [44 empty] | 0
3226-SW-COM Direct Install SDG&E_COMPLIANCE | [15 empty] | 0 |  |  | #N/A | [26 empty] | 0% | 0% |  | 0 | 0 | 0 | 0 | 0 | 0 | 0 | 0 | 0 | 0 | 0 | [44 empty] | 0
3226-SW-COM Direct Install SDG&E_COMPLIANCE | [15 empty] | 0 |  |  | #N/A | [26 empty] | 0% | 0% |  | 0 | 0 | 0 | 0 | 0 | 0 | 0 | 0 | 0 | 0 | 0 | [44 empty] | 0
3226-SW-COM Direct Install SDG&E_COMPLIANCE | [15 empty] | 0 |  |  | #N/A | [26 empty] | 0% | 0% |  | 0 | 0 | 0 | 0 | 0 | 0 | 0 | 0 | 0 | 0 | 0 | [44 empty] | 0
3226-SW-COM Direct Install SDG&E_COMPLIANCE | [15 empty] | 0 |  |  | #N/A | [26 empty] | 0% | 0% |  | 0 | 0 | 0 | 0 | 0 | 0 | 0 | 0 | 0 | 0 | 0 | [44 empty] | 0
3226-SW-COM Direct Install SDG&E_COMPLIANCE | [15 empty] | 0 |  |  | #N/A | [26 empty] | 0% | 0% |  | 0 | 0 | 0 | 0 | 0 | 0 | 0 | 0 | 0 | 0 | 0 | [44 empty] | 0
3226-SW-COM Direct Install SDG&E_COMPLIANCE | [15 empty] | 0 |  |  | #N/A | [26 empty] | 0% | 0% |  | 0 | 0 | 0 | 0 | 0 | 0 | 0 | 0 | 0 | 0 | 0 | [44 empty] | 0
3226-SW-COM Direct Install SDG&E_COMPLIANCE | [15 empty] | 0 |  |  | #N/A | [26 empty] | 0% | 0% |  | 0 | 0 | 0 | 0 | 0 | 0 | 0 | 0 | 0 | 0 | 0 | [44 empty] | 0
3226-SW-COM Direct Install SDG&E_COMPLIANCE | [15 empty] | 0 |  |  | #N/A | [26 empty] | 0% | 0% |  | 0 | 0 | 0 | 0 | 0 | 0 | 0 | 0 | 0 | 0 | 0 | [44 empty] | 0
3226-SW-COM Direct Install SDG&E_COMPLIANCE | [15 empty] | 0 |  |  | #N/A | [26 empty] | 0% | 0% |  | 0 | 0 | 0 | 0 | 0 | 0 | 0 | 0 | 0 | 0 | 0 | [44 empty] | 0
3226-SW-COM Direct Install SDG&E_COMPLIANCE | [15 empty] | 0 |  |  | #N/A | [26 empty] | 0% | 0% |  | 0 | 0 | 0 | 0 | 0 | 0 | 0 | 0 | 0 | 0 | 0 | [44 empty] | 0
3226-SW-COM Direct Install SDG&E_COMPLIANCE | [15 empty] | 0 |  |  | #N/A | [26 empty] | 0% | 0% |  | 0 | 0 | 0 | 0 | 0 | 0 | 0 | 0 | 0 | 0 | 0 | [44 empty] | 0
3226-SW-COM Direct Install SDG&E_COMPLIANCE | [15 empty] | 0 |  |  | #N/A | [26 empty] | 0% | 0% |  | 0 | 0 | 0 | 0 | 0 | 0 | 0 | 0 | 0 | 0 | 0 | [44 empty] | 0
3226-SW-COM Direct Install SDG&E_COMPLIANCE | [15 empty] | 0 |  |  | #N/A | [26 empty] | 0% | 0% |  | 0 | 0 | 0 | 0 | 0 | 0 | 0 | 0 | 0 | 0 | 0 | [44 empty] | 0
3226-SW-COM Direct Install SDG&E_COMPLIANCE | [15 empty] | 0 |  |  | #N/A | [26 empty] | 0% | 0% |  | 0 | 0 | 0 | 0 | 0 | 0 | 0 | 0 | 0 | 0 | 0 | [44 empty] | 0
3226-SW-COM Direct Install SDG&E_COMPLIANCE | [15 empty] | 0 |  |  | #N/A | [26 empty] | 0% | 0% |  | 0 | 0 | 0 | 0 | 0 | 0 | 0 | 0 | 0 | 0 | 0 | [44 empty] | 0
3226-SW-COM Direct Install SDG&E_COMPLIANCE | [15 empty] | 0 |  |  | #N/A | [26 empty] | 0% | 0% |  | 0 | 0 | 0 | 0 | 0 | 0 | 0 | 0 | 0 | 0 | 0 | [44 empty] | 0
3226-SW-COM Direct Install SDG&E_COMPLIANCE | [15 empty] | 0 |  |  | #N/A | [26 empty] | 0% | 0% |  | 0 | 0 | 0 | 0 | 0 | 0 | 0 | 0 | 0 | 0 | 0 | [44 empty] | 0
3226-SW-COM Direct Install SDG&E_COMPLIANCE | [15 empty] | 0 |  |  | #N/A | [26 empty] | 0% | 0% |  | 0 | 0 | 0 | 0 | 0 | 0 | 0 | 0 | 0 | 0 | 0 | [44 empty] | 0
3226-SW-COM Direct Install SDG&E_COMPLIANCE | [15 empty] | 0 |  |  | #N/A | [26 empty] | 0% | 0% |  | 0 | 0 | 0 | 0 | 0 | 0 | 0 | 0 | 0 | 0 | 0 | [44 empty] | 0
3226-SW-COM Direct Install SDG&E_COMPLIANCE | [15 empty] | 0 |  |  | #N/A | [26 empty] | 0% | 0% |  | 0 | 0 | 0 | 0 | 0 | 0 | 0 | 0 | 0 | 0 | 0 | [44 empty] | 0
3226-SW-COM Direct Install SDG&E_COMPLIANCE | [15 empty] | 0 |  |  | #N/A | [26 empty] | 0% | 0% |  | 0 | 0 | 0 | 0 | 0 | 0 | 0 | 0 | 0 | 0 | 0 | [44 empty] | 0
3226-SW-COM Direct Install SDG&E_COMPLIANCE | [15 empty] | 0 |  |  | #N/A | [26 empty] | 0% | 0% |  | 0 | 0 | 0 | 0 | 0 | 0 | 0 | 0 | 0 | 0 | 0 | [44 empty] | 0
3226-SW-COM Direct Install SDG&E_COMPLIANCE | [15 empty] | 0 |  |  | #N/A | [26 empty] | 0% | 0% |  | 0 | 0 | 0 | 0 | 0 | 0 | 0 | 0 | 0 | 0 | 0 | [44 empty] | 0
3226-SW-COM Direct Install SDG&E_COMPLIANCE | [15 empty] | 0 |  |  | #N/A | [26 empty] | 0% | 0% |  | 0 | 0 | 0 | 0 | 0 | 0 | 0 | 0 | 0 | 0 | 0 | [44 empty] | 0
3226-SW-COM Direct Install SDG&E_COMPLIANCE | [15 empty] | 0 |  |  | #N/A | [26 empty] | 0% | 0% |  | 0 | 0 | 0 | 0 | 0 | 0 | 0 | 0 | 0 | 0 | 0 | [44 empty] | 0
3226-SW-COM Direct Install SDG&E_COMPLIANCE | [15 empty] | 0 |  |  | #N/A | [26 empty] | 0% | 0% |  | 0 | 0 | 0 | 0 | 0 | 0 | 0 | 0 | 0 | 0 | 0 | [44 empty] | 0
3226-SW-COM Direct Install SDG&E_COMPLIANCE | [15 empty] | 0 |  |  | #N/A | [26 empty] | 0% | 0% |  | 0 | 0 | 0 | 0 | 0 | 0 | 0 | 0 | 0 | 0 | 0 | [44 empty] | 0
3226-SW-COM Direct Install SDG&E_COMPLIANCE | [15 empty] | 0 |  |  | #N/A | [26 empty] | 0% | 0% |  | 0 | 0 | 0 | 0 | 0 | 0 | 0 | 0 | 0 | 0 | 0 | [44 empty] | 0
3226-SW-COM Direct Install SDG&E_COMPLIANCE | [15 empty] | 0 |  |  | #N/A | [26 empty] | 0% | 0% |  | 0 | 0 | 0 | 0 | 0 | 0 | 0 | 0 | 0 | 0 | 0 | [44 empty] | 0
3226-SW-COM Direct Install SDG&E_COMPLIANCE | [15 empty] | 0 |  |  | #N/A | [26 empty] | 0% | 0% |  | 0 | 0 | 0 | 0 | 0 | 0 | 0 | 0 | 0 | 0 | 0 | [44 empty] | 0
3226-SW-COM Direct Install SDG&E_COMPLIANCE | [15 empty] | 0 |  |  | #N/A | [26 empty] | 0% | 0% |  | 0 | 0 | 0 | 0 | 0 | 0 | 0 | 0 | 0 | 0 | 0 | [44 empty] | 0
3226-SW-COM Direct Install SDG&E_COMPLIANCE | [15 empty] | 0 |  |  | #N/A | [26 empty] | 0% | 0% |  | 0 | 0 | 0 | 0 | 0 | 0 | 0 | 0 | 0 | 0 | 0 | [44 empty] | 0
3226-SW-COM Direct Install SDG&E_COMPLIANCE | [15 empty] | 0 |  |  | #N/A | [26 empty] | 0% | 0% |  | 0 | 0 | 0 | 0 | 0 | 0 | 0 | 0 | 0 | 0 | 0 | [44 empty] | 0
3226-SW-COM Direct Install SDG&E_COMPLIANCE | [15 empty] | 0 |  |  | #N/A | [26 empty] | 0% | 0% |  | 0 | 0 | 0 | 0 | 0 | 0 | 0 | 0 | 0 | 0 | 0 | [44 empty] | 0
3226-SW-COM Direct Install SDG&E_COMPLIANCE | [15 empty] | 0 |  |  | #N/A | [26 empty] | 0% | 0% |  | 0 | 0 | 0 | 0 | 0 | 0 | 0 | 0 | 0 | 0 | 0 | [44 empty] | 0
3226-SW-COM Direct Install SDG&E_COMPLIANCE | [15 empty] | 0 |  |  | #N/A | [26 empty] | 0% | 0% |  | 0 | 0 | 0 | 0 | 0 | 0 | 0 | 0 | 0 | 0 | 0 | [44 empty] | 0
3226-SW-COM Direct Install SDG&E_COMPLIANCE | [15 empty] | 0 |  |  | #N/A | [26 empty] | 0% | 0% |  | 0 | 0 | 0 | 0 | 0 | 0 | 0 | 0 | 0 | 0 | 0 | [44 empty] | 0
3226-SW-COM Direct Install SDG&E_COMPLIANCE | [15 empty] | 0 |  |  | #N/A | [26 empty] | 0% | 0% |  | 0 | 0 | 0 | 0 | 0 | 0 | 0 | 0 | 0 | 0 | 0 | [44 empty] | 0
3226-SW-COM Direct Install SDG&E_COMPLIANCE | [15 empty] | 0 |  |  | #N/A | [26 empty] | 0% | 0% |  | 0 | 0 | 0 | 0 | 0 | 0 | 0 | 0 | 0 | 0 | 0 | [44 empty] | 0
3226-SW-COM Direct Install SDG&E_COMPLIANCE | [15 empty] | 0 |  |  | #N/A | [26 empty] | 0% | 0% |  | 0 | 0 | 0 | 0 | 0 | 0 | 0 | 0 | 0 | 0 | 0 | [44 empty] | 0
3226-SW-COM Direct Install SDG&E_COMPLIANCE | [15 empty] | 0 |  |  | #N/A | [26 empty] | 0% | 0% |  | 0 | 0 | 0 | 0 | 0 | 0 | 0 | 0 | 0 | 0 | 0 | [44 empty] | 0
3226-SW-COM Direct Install SDG&E_COMPLIANCE | [15 empty] | 0 |  |  | #N/A | [26 empty] | 0% | 0% |  | 0 | 0 | 0 | 0 | 0 | 0 | 0 | 0 | 0 | 0 | 0 | [44 empty] | 0
3226-SW-COM Direct Install SDG&E_COMPLIANCE | [15 empty] | 0 |  |  | #N/A | [26 empty] | 0% | 0% |  | 0 | 0 | 0 | 0 | 0 | 0 | 0 | 0 | 0 | 0 | 0 | [44 empty] | 0
3226-SW-COM Direct Install SDG&E_COMPLIANCE | [15 empty] | 0 |  |  | #N/A | [26 empty] | 0% | 0% |  | 0 | 0 | 0 | 0 | 0 | 0 | 0 | 0 | 0 | 0 | 0 | [44 empty] | 0
3226-SW-COM Direct Install SDG&E_COMPLIANCE | [15 empty] | 0 |  |  | #N/A | [26 empty] | 0% | 0% |  | 0 | 0 | 0 | 0 | 0 | 0 | 0 | 0 | 0 | 0 | 0 | [44 empty] | 0
3226-SW-COM Direct Install SDG&E_COMPLIANCE | [15 empty] | 0 |  |  | #N/A | [26 empty] | 0% | 0% |  | 0 | 0 | 0 | 0 | 0 | 0 | 0 | 0 | 0 | 0 | 0 | [44 empty] | 0
3226-SW-COM Direct Install SDG&E_COMPLIANCE | [15 empty] | 0 |  |  | #N/A | [26 empty] | 0% | 0% |  | 0 | 0 | 0 | 0 | 0 | 0 | 0 | 0 | 0 | 0 | 0 | [44 empty] | 0
3226-SW-COM Direct Install SDG&E_COMPLIANCE | [15 empty] | 0 |  |  | #N/A | [26 empty] | 0% | 0% |  | 0 | 0 | 0 | 0 | 0 | 0 | 0 | 0 | 0 | 0 | 0 | [44 empty] | 0
3226-SW-COM Direct Install SDG&E_COMPLIANCE | [15 empty] | 0 |  |  | #N/A | [26 empty] | 0% | 0% |  | 0 | 0 | 0 | 0 | 0 | 0 | 0 | 0 | 0 | 0 | 0 | [44 empty] | 0
3226-SW-COM Direct Install SDG&E_COMPLIANCE | [15 empty] | 0 |  |  | #N/A | [26 empty] | 0% | 0% |  | 0 | 0 | 0 | 0 | 0 | 0 | 0 | 0 | 0 | 0 | 0 | [44 empty] | 0
3226-SW-COM Direct Install SDG&E_COMPLIANCE | [15 empty] | 0 |  |  | #N/A | [26 empty] | 0% | 0% |  | 0 | 0 | 0 | 0 | 0 | 0 | 0 | 0 | 0 | 0 | 0 | [44 empty] | 0
3226-SW-COM Direct Install SDG&E_COMPLIANCE | [15 empty] | 0 |  |  | #N/A | [26 empty] | 0% | 0% |  | 0 | 0 | 0 | 0 | 0 | 0 | 0 | 0 | 0 | 0 | 0 | [44 empty] | 0
3226-SW-COM Direct Install SDG&E_COMPLIANCE | [15 empty] | 0 |  |  | #N/A | [26 empty] | 0% | 0% |  | 0 | 0 | 0 | 0 | 0 | 0 | 0 | 0 | 0 | 0 | 0 | [44 empty] | 0
3226-SW-COM Direct Install SDG&E_COMPLIANCE | [15 empty] | 0 |  |  | #N/A | [26 empty] | 0% | 0% |  | 0 | 0 | 0 | 0 | 0 | 0 | 0 | 0 | 0 | 0 | 0 | [44 empty] | 0
3226-SW-COM Direct Install SDG&E_COMPLIANCE | [15 empty] | 0 |  |  | #N/A | [26 empty] | 0% | 0% |  | 0 | 0 | 0 | 0 | 0 | 0 | 0 | 0 | 0 | 0 | 0 | [44 empty] | 0
3226-SW-COM Direct Install SDG&E_COMPLIANCE | [15 empty] | 0 |  |  | #N/A | [26 empty] | 0% | 0% |  | 0 | 0 | 0 | 0 | 0 | 0 | 0 | 0 | 0 | 0 | 0 | [44 empty] | 0
3226-SW-COM Direct Install SDG&E_COMPLIANCE | [15 empty] | 0 |  |  | #N/A | [26 empty] | 0% | 0% |  | 0 | 0 | 0 | 0 | 0 | 0 | 0 | 0 | 0 | 0 | 0 | [44 empty] | 0
3226-SW-COM Direct Install SDG&E_COMPLIANCE | [15 empty] | 0 |  |  | #N/A | [26 empty] | 0% | 0% |  | 0 | 0 | 0 | 0 | 0 | 0 | 0 | 0 | 0 | 0 | 0 | [44 empty] | 0
3226-SW-COM Direct Install SDG&E_COMPLIANCE | [15 empty] | 0 |  |  | #N/A | [26 empty] | 0% | 0% |  | 0 | 0 | 0 | 0 | 0 | 0 | 0 | 0 | 0 | 0 | 0 | [44 empty] | 0
3226-SW-COM Direct Install SDG&E_COMPLIANCE | [15 empty] | 0 |  |  | #N/A | [26 empty] | 0% | 0% |  | 0 | 0 | 0 | 0 | 0 | 0 | 0 | 0 | 0 | 0 | 0 | [44 empty] | 0
3226-SW-COM Direct Install SDG&E_COMPLIANCE | [15 empty] | 0 |  |  | #N/A | [26 empty] | 0% | 0% |  | 0 | 0 | 0 | 0 | 0 | 0 | 0 | 0 | 0 | 0 | 0 | [44 empty] | 0
3226-SW-COM Direct Install SDG&E_COMPLIANCE | [15 empty] | 0 |  |  | #N/A | [26 empty] | 0% | 0% |  | 0 | 0 | 0 | 0 | 0 | 0 | 0 | 0 | 0 | 0 | 0 | [44 empty] | 0
3226-SW-COM Direct Install SDG&E_COMPLIANCE | [15 empty] | 0 |  |  | #N/A | [26 empty] | 0% | 0% |  | 0 | 0 | 0 | 0 | 0 | 0 | 0 | 0 | 0 | 0 | 0 | [44 empty] | 0
3226-SW-COM Direct Install SDG&E_COMPLIANCE | [15 empty] | 0 |  |  | #N/A | [26 empty] | 0% | 0% |  | 0 | 0 | 0 | 0 | 0 | 0 | 0 | 0 | 0 | 0 | 0 | [44 empty] | 0
3226-SW-COM Direct Install SDG&E_COMPLIANCE | [15 empty] | 0 |  |  | #N/A | [26 empty] | 0% | 0% |  | 0 | 0 | 0 | 0 | 0 | 0 | 0 | 0 | 0 | 0 | 0 | [44 empty] | 0
3226-SW-COM Direct Install SDG&E_COMPLIANCE | [15 empty] | 0 |  |  | #N/A | [26 empty] | 0% | 0% |  | 0 | 0 | 0 | 0 | 0 | 0 | 0 | 0 | 0 | 0 | 0 | [44 empty] | 0
3226-SW-COM Direct Install SDG&E_COMPLIANCE | [15 empty] | 0 |  |  | #N/A | [26 empty] | 0% | 0% |  | 0 | 0 | 0 | 0 | 0 | 0 | 0 | 0 | 0 | 0 | 0 | [44 empty] | 0
3226-SW-COM Direct Install SDG&E_COMPLIANCE | [15 empty] | 0 |  |  | #N/A | [26 empty] | 0% | 0% |  | 0 | 0 | 0 | 0 | 0 | 0 | 0 | 0 | 0 | 0 | 0 | [44 empty] | 0
3226-SW-COM Direct Install SDG&E_COMPLIANCE | [15 empty] | 0 |  |  | #N/A | [26 empty] | 0% | 0% |  | 0 | 0 | 0 | 0 | 0 | 0 | 0 | 0 | 0 | 0 | 0 | [44 empty] | 0
3226-SW-COM Direct Install SDG&E_COMPLIANCE | [15 empty] | 0 |  |  | #N/A | [26 empty] | 0% | 0% |  | 0 | 0 | 0 | 0 | 0 | 0 | 0 | 0 | 0 | 0 | 0 | [44 empty] | 0
3226-SW-COM Direct Install SDG&E_COMPLIANCE | [15 empty] | 0 |  |  | #N/A | [26 empty] | 0% | 0% |  | 0 | 0 | 0 | 0 | 0 | 0 | 0 | 0 | 0 | 0 | 0 | [44 empty] | 0
3226-SW-COM Direct Install SDG&E_COMPLIANCE | [15 empty] | 0 |  |  | #N/A | [26 empty] | 0% | 0% |  | 0 | 0 | 0 | 0 | 0 | 0 | 0 | 0 | 0 | 0 | 0 | [44 empty] | 0
3226-SW-COM Direct Install SDG&E_COMPLIANCE | [15 empty] | 0 |  |  | #N/A | [26 empty] | 0% | 0% |  | 0 | 0 | 0 | 0 | 0 | 0 | 0 | 0 | 0 | 0 | 0 | [44 empty] | 0
3226-SW-COM Direct Install SDG&E_COMPLIANCE | [15 empty] | 0 |  |  | #N/A | [26 empty] | 0% | 0% |  | 0 | 0 | 0 | 0 | 0 | 0 | 0 | 0 | 0 | 0 | 0 | [44 empty] | 0
3226-SW-COM Direct Install SDG&E_COMPLIANCE | [15 empty] | 0 |  |  | #N/A | [26 empty] | 0% | 0% |  | 0 | 0 | 0 | 0 | 0 | 0 | 0 | 0 | 0 | 0 | 0 | [44 empty] | 0
3226-SW-COM Direct Install SDG&E_COMPLIANCE | [15 empty] | 0 |  |  | #N/A | [26 empty] | 0% | 0% |  | 0 | 0 | 0 | 0 | 0 | 0 | 0 | 0 | 0 | 0 | 0 | [44 empty] | 0
3226-SW-COM Direct Install SDG&E_COMPLIANCE | [15 empty] | 0 |  |  | #N/A | [26 empty] | 0% | 0% |  | 0 | 0 | 0 | 0 | 0 | 0 | 0 | 0 | 0 | 0 | 0 | [44 empty] | 0
3226-SW-COM Direct Install SDG&E_COMPLIANCE | [15 empty] | 0 |  |  | #N/A | [26 empty] | 0% | 0% |  | 0 | 0 | 0 | 0 | 0 | 0 | 0 | 0 | 0 | 0 | 0 | [44 empty] | 0
3226-SW-COM Direct Install SDG&E_COMPLIANCE | [15 empty] | 0 |  |  | #N/A | [26 empty] | 0% | 0% |  | 0 | 0 | 0 | 0 | 0 | 0 | 0 | 0 | 0 | 0 | 0 | [44 empty] | 0
3226-SW-COM Direct Install SDG&E_COMPLIANCE | [15 empty] | 0 |  |  | #N/A | [26 empty] | 0% | 0% |  | 0 | 0 | 0 | 0 | 0 | 0 | 0 | 0 | 0 | 0 | 0 | [44 empty] | 0
3226-SW-COM Direct Install SDG&E_COMPLIANCE | [15 empty] | 0 |  |  | #N/A | [26 empty] | 0% | 0% |  | 0 | 0 | 0 | 0 | 0 | 0 | 0 | 0 | 0 | 0 | 0 | [44 empty] | 0
3226-SW-COM Direct Install SDG&E_COMPLIANCE | [15 empty] | 0 |  |  | #N/A | [26 empty] | 0% | 0% |  | 0 | 0 | 0 | 0 | 0 | 0 | 0 | 0 | 0 | 0 | 0 | [44 empty] | 0
3226-SW-COM Direct Install SDG&E_COMPLIANCE | [15 empty] | 0 |  |  | #N/A | [26 empty] | 0% | 0% |  | 0 | 0 | 0 | 0 | 0 | 0 | 0 | 0 | 0 | 0 | 0 | [44 empty] | 0
3226-SW-COM Direct Install SDG&E_COMPLIANCE | [15 empty] | 0 |  |  | #N/A | [26 empty] | 0% | 0% |  | 0 | 0 | 0 | 0 | 0 | 0 | 0 | 0 | 0 | 0 | 0 | [44 empty] | 0
3226-SW-COM Direct Install SDG&E_COMPLIANCE | [15 empty] | 0 |  |  | #N/A | [26 empty] | 0% | 0% |  | 0 | 0 | 0 | 0 | 0 | 0 | 0 | 0 | 0 | 0 | 0 | [44 empty] | 0
3226-SW-COM Direct Install SDG&E_COMPLIANCE | [15 empty] | 0 |  |  | #N/A | [26 empty] | 0% | 0% |  | 0 | 0 | 0 | 0 | 0 | 0 | 0 | 0 | 0 | 0 | 0 | [44 empty] | 0
3226-SW-COM Direct Install SDG&E_COMPLIANCE | [15 empty] | 0 |  |  | #N/A | [26 empty] | 0% | 0% |  | 0 | 0 | 0 | 0 | 0 | 0 | 0 | 0 | 0 | 0 | 0 | [44 empty] | 0
3226-SW-COM Direct Install SDG&E_COMPLIANCE | [15 empty] | 0 |  |  | #N/A | [26 empty] | 0% | 0% |  | 0 | 0 | 0 | 0 | 0 | 0 | 0 | 0 | 0 | 0 | 0 | [44 empty] | 0
3226-SW-COM Direct Install SDG&E_COMPLIANCE | [15 empty] | 0 |  |  | #N/A | [26 empty] | 0% | 0% |  | 0 | 0 | 0 | 0 | 0 | 0 | 0 | 0 | 0 | 0 | 0 | [44 empty] | 0
3226-SW-COM Direct Install SDG&E_COMPLIANCE | [15 empty] | 0 |  |  | #N/A | [26 empty] | 0% | 0% |  | 0 | 0 | 0 | 0 | 0 | 0 | 0 | 0 | 0 | 0 | 0 | [44 empty] | 0
3226-SW-COM Direct Install SDG&E_COMPLIANCE | [15 empty] | 0 |  |  | #N/A | [26 empty] | 0% | 0% |  | 0 | 0 | 0 | 0 | 0 | 0 | 0 | 0 | 0 | 0 | 0 | [44 empty] | 0
3226-SW-COM Direct Install SDG&E_COMPLIANCE | [15 empty] | 0 |  |  | #N/A | [26 empty] | 0% | 0% |  | 0 | 0 | 0 | 0 | 0 | 0 | 0 | 0 | 0 | 0 | 0 | [44 empty] | 0
3226-SW-COM Direct Install SDG&E_COMPLIANCE | [15 empty] | 0 |  |  | #N/A | [26 empty] | 0% | 0% |  | 0 | 0 | 0 | 0 | 0 | 0 | 0 | 0 | 0 | 0 | 0 | [44 empty] | 0
3226-SW-COM Direct Install SDG&E_COMPLIANCE | [15 empty] | 0 |  |  | #N/A | [26 empty] | 0% | 0% |  | 0 | 0 | 0 | 0 | 0 | 0 | 0 | 0 | 0 | 0 | 0 | [44 empty] | 0
3226-SW-COM Direct Install SDG&E_COMPLIANCE | [15 empty] | 0 |  |  | #N/A | [26 empty] | 0% | 0% |  | 0 | 0 | 0 | 0 | 0 | 0 | 0 | 0 | 0 | 0 | 0 | [44 empty] | 0
3226-SW-COM Direct Install SDG&E_COMPLIANCE | [15 empty] | 0 |  |  | #N/A | [26 empty] | 0% | 0% |  | 0 | 0 | 0 | 0 | 0 | 0 | 0 | 0 | 0 | 0 | 0 | [44 empty] | 0
3226-SW-COM Direct Install SDG&E_COMPLIANCE | [15 empty] | 0 |  |  | #N/A | [26 empty] | 0% | 0% |  | 0 | 0 | 0 | 0 | 0 | 0 | 0 | 0 | 0 | 0 | 0 | [44 empty] | 0
3226-SW-COM Direct Install SDG&E_COMPLIANCE | [15 empty] | 0 |  |  | #N/A | [26 empty] | 0% | 0% |  | 0 | 0 | 0 | 0 | 0 | 0 | 0 | 0 | 0 | 0 | 0 | [44 empty] | 0
3226-SW-COM Direct Install SDG&E_COMPLIANCE | [15 empty] | 0 |  |  | #N/A | [26 empty] | 0% | 0% |  | 0 | 0 | 0 | 0 | 0 | 0 | 0 | 0 | 0 | 0 | 0 | [44 empty] | 0
3226-SW-COM Direct Install SDG&E_COMPLIANCE | [15 empty] | 0 |  |  | #N/A | [26 empty] | 0% | 0% |  | 0 | 0 | 0 | 0 | 0 | 0 | 0 | 0 | 0 | 0 | 0 | [44 empty] | 0
3226-SW-COM Direct Install SDG&E_COMPLIANCE | [15 empty] | 0 |  |  | #N/A | [26 empty] | 0% | 0% |  | 0 | 0 | 0 | 0 | 0 | 0 | 0 | 0 | 0 | 0 | 0 | [44 empty] | 0
3226-SW-COM Direct Install SDG&E_COMPLIANCE | [15 empty] | 0 |  |  | #N/A | [26 empty] | 0% | 0% |  | 0 | 0 | 0 | 0 | 0 | 0 | 0 | 0 | 0 | 0 | 0 | [44 empty] | 0
3226-SW-COM Direct Install SDG&E_COMPLIANCE | [15 empty] | 0 |  |  | #N/A | [26 empty] | 0% | 0% |  | 0 | 0 | 0 | 0 | 0 | 0 | 0 | 0 | 0 | 0 | 0 | [44 empty] | 0
3226-SW-COM Direct Install SDG&E_COMPLIANCE | [15 empty] | 0 |  |  | #N/A | [26 empty] | 0% | 0% |  | 0 | 0 | 0 | 0 | 0 | 0 | 0 | 0 | 0 | 0 | 0 | [44 empty] | 0
3226-SW-COM Direct Install SDG&E_COMPLIANCE | [15 empty] | 0 |  |  | #N/A | [26 empty] | 0% | 0% |  | 0 | 0 | 0 | 0 | 0 | 0 | 0 | 0 | 0 | 0 | 0 | [44 empty] | 0
3226-SW-COM Direct Install SDG&E_COMPLIANCE | [15 empty] | 0 |  |  | #N/A | [26 empty] | 0% | 0% |  | 0 | 0 | 0 | 0 | 0 | 0 | 0 | 0 | 0 | 0 | 0 | [44 empty] | 0
3226-SW-COM Direct Install SDG&E_COMPLIANCE | [15 empty] | 0 |  |  | #N/A | [26 empty] | 0% | 0% |  | 0 | 0 | 0 | 0 | 0 | 0 | 0 | 0 | 0 | 0 | 0 | [44 empty] | 0
3226-SW-COM Direct Install SDG&E_COMPLIANCE | [15 empty] | 0 |  |  | #N/A | [26 empty] | 0% | 0% |  | 0 | 0 | 0 | 0 | 0 | 0 | 0 | 0 | 0 | 0 | 0 | [44 empty] | 0
3226-SW-COM Direct Install SDG&E_COMPLIANCE | [15 empty] | 0 |  |  | #N/A | [26 empty] | 0% | 0% |  | 0 | 0 | 0 | 0 | 0 | 0 | 0 | 0 | 0 | 0 | 0 | [44 empty] | 0
3226-SW-COM Direct Install SDG&E_COMPLIANCE | [15 empty] | 0 |  |  | #N/A | [26 empty] | 0% | 0% |  | 0 | 0 | 0 | 0 | 0 | 0 | 0 | 0 | 0 | 0 | 0 | [44 empty] | 0
3226-SW-COM Direct Install SDG&E_COMPLIANCE | [15 empty] | 0 |  |  | #N/A | [26 empty] | 0% | 0% |  | 0 | 0 | 0 | 0 | 0 | 0 | 0 | 0 | 0 | 0 | 0 | [44 empty] | 0
3226-SW-COM Direct Install SDG&E_COMPLIANCE | [15 empty] | 0 |  |  | #N/A | [26 empty] | 0% | 0% |  | 0 | 0 | 0 | 0 | 0 | 0 | 0 | 0 | 0 | 0 | 0 | [44 empty] | 0
3226-SW-COM Direct Install SDG&E_COMPLIANCE | [15 empty] | 0 |  |  | #N/A | [26 empty] | 0% | 0% |  | 0 | 0 | 0 | 0 | 0 | 0 | 0 | 0 | 0 | 0 | 0 | [44 empty] | 0
3226-SW-COM Direct Install SDG&E_COMPLIANCE | [15 empty] | 0 |  |  | #N/A | [26 empty] | 0% | 0% |  | 0 | 0 | 0 | 0 | 0 | 0 | 0 | 0 | 0 | 0 | 0 | [44 empty] | 0
3226-SW-COM Direct Install SDG&E_COMPLIANCE | [15 empty] | 0 |  |  | #N/A | [26 empty] | 0% | 0% |  | 0 | 0 | 0 | 0 | 0 | 0 | 0 | 0 | 0 | 0 | 0 | [44 empty] | 0
3226-SW-COM Direct Install SDG&E_COMPLIANCE | [15 empty] | 0 |  |  | #N/A | [26 empty] | 0% | 0% |  | 0 | 0 | 0 | 0 | 0 | 0 | 0 | 0 | 0 | 0 | 0 | [44 empty] | 0
3226-SW-COM Direct Install SDG&E_COMPLIANCE | [15 empty] | 0 |  |  | #N/A | [26 empty] | 0% | 0% |  | 0 | 0 | 0 | 0 | 0 | 0 | 0 | 0 | 0 | 0 | 0 | [44 empty] | 0
3226-SW-COM Direct Install SDG&E_COMPLIANCE | [15 empty] | 0 |  |  | #N/A | [26 empty] | 0% | 0% |  | 0 | 0 | 0 | 0 | 0 | 0 | 0 | 0 | 0 | 0 | 0 | [44 empty] | 0
3226-SW-COM Direct Install SDG&E_COMPLIANCE | [15 empty] | 0 |  |  | #N/A | [26 empty] | 0% | 0% |  | 0 | 0 | 0 | 0 | 0 | 0 | 0 | 0 | 0 | 0 | 0 | [44 empty] | 0
3226-SW-COM Direct Install SDG&E_COMPLIANCE | [15 empty] | 0 |  |  | #N/A | [26 empty] | 0% | 0% |  | 0 | 0 | 0 | 0 | 0 | 0 | 0 | 0 | 0 | 0 | 0 | [44 empty] | 0
3226-SW-COM Direct Install SDG&E_COMPLIANCE | [15 empty] | 0 |  |  | #N/A | [26 empty] | 0% | 0% |  | 0 | 0 | 0 | 0 | 0 | 0 | 0 | 0 | 0 | 0 | 0 | [44 empty] | 0
3226-SW-COM Direct Install SDG&E_COMPLIANCE | [15 empty] | 0 |  |  | #N/A | [26 empty] | 0% | 0% |  | 0 | 0 | 0 | 0 | 0 | 0 | 0 | 0 | 0 | 0 | 0 | [44 empty] | 0
3226-SW-COM Direct Install SDG&E_COMPLIANCE | [15 empty] | 0 |  |  | #N/A | [26 empty] | 0% | 0% |  | 0 | 0 | 0 | 0 | 0 | 0 | 0 | 0 | 0 | 0 | 0 | [44 empty] | 0
3226-SW-COM Direct Install SDG&E_COMPLIANCE | [15 empty] | 0 |  |  | #N/A | [26 empty] | 0% | 0% |  | 0 | 0 | 0 | 0 | 0 | 0 | 0 | 0 | 0 | 0 | 0 | [44 empty] | 0
3226-SW-COM Direct Install SDG&E_COMPLIANCE | [15 empty] | 0 |  |  | #N/A | [26 empty] | 0% | 0% |  | 0 | 0 | 0 | 0 | 0 | 0 | 0 | 0 | 0 | 0 | 0 | [44 empty] | 0
3226-SW-COM Direct Install SDG&E_COMPLIANCE | [15 empty] | 0 |  |  | #N/A | [26 empty] | 0% | 0% |  | 0 | 0 | 0 | 0 | 0 | 0 | 0 | 0 | 0 | 0 | 0 | [44 empty] | 0
3226-SW-COM Direct Install SDG&E_COMPLIANCE | [15 empty] | 0 |  |  | #N/A | [26 empty] | 0% | 0% |  | 0 | 0 | 0 | 0 | 0 | 0 | 0 | 0 | 0 | 0 | 0 | [44 empty] | 0
3226-SW-COM Direct Install SDG&E_COMPLIANCE | [15 empty] | 0 |  |  | #N/A | [26 empty] | 0% | 0% |  | 0 | 0 | 0 | 0 | 0 | 0 | 0 | 0 | 0 | 0 | 0 | [44 empty] | 0
3226-SW-COM Direct Install SDG&E_COMPLIANCE | [15 empty] | 0 |  |  | #N/A | [26 empty] | 0% | 0% |  | 0 | 0 | 0 | 0 | 0 | 0 | 0 | 0 | 0 | 0 | 0 | [44 empty] | 0
3226-SW-COM Direct Install SDG&E_COMPLIANCE | [15 empty] | 0 |  |  | #N/A | [26 empty] | 0% | 0% |  | 0 | 0 | 0 | 0 | 0 | 0 | 0 | 0 | 0 | 0 | 0 | [44 empty] | 0
3226-SW-COM Direct Install SDG&E_COMPLIANCE | [15 empty] | 0 |  |  | #N/A | [26 empty] | 0% | 0% |  | 0 | 0 | 0 | 0 | 0 | 0 | 0 | 0 | 0 | 0 | 0 | [44 empty] | 0
3226-SW-COM Direct Install SDG&E_COMPLIANCE | [15 empty] | 0 |  |  | #N/A | [26 empty] | 0% | 0% |  | 0 | 0 | 0 | 0 | 0 | 0 | 0 | 0 | 0 | 0 | 0 | [44 empty] | 0
3226-SW-COM Direct Install SDG&E_COMPLIANCE | [15 empty] | 0 |  |  | #N/A | [26 empty] | 0% | 0% |  | 0 | 0 | 0 | 0 | 0 | 0 | 0 | 0 | 0 | 0 | 0 | [44 empty] | 0
3226-SW-COM Direct Install SDG&E_COMPLIANCE | [15 empty] | 0 |  |  | #N/A | [26 empty] | 0% | 0% |  | 0 | 0 | 0 | 0 | 0 | 0 | 0 | 0 | 0 | 0 | 0 | [44 empty] | 0
3226-SW-COM Direct Install SDG&E_COMPLIANCE | [15 empty] | 0 |  |  | #N/A | [26 empty] | 0% | 0% |  | 0 | 0 | 0 | 0 | 0 | 0 | 0 | 0 | 0 | 0 | 0 | [44 empty] | 0
3226-SW-COM Direct Install SDG&E_COMPLIANCE | [15 empty] | 0 |  |  | #N/A | [26 empty] | 0% | 0% |  | 0 | 0 | 0 | 0 | 0 | 0 | 0 | 0 | 0 | 0 | 0 | [44 empty] | 0
3226-SW-COM Direct Install SDG&E_COMPLIANCE | [15 empty] | 0 |  |  | #N/A | [26 empty] | 0% | 0% |  | 0 | 0 | 0 | 0 | 0 | 0 | 0 | 0 | 0 | 0 | 0 | [44 empty] | 0
3226-SW-COM Direct Install SDG&E_COMPLIANCE | [15 empty] | 0 |  |  | #N/A | [26 empty] | 0% | 0% |  | 0 | 0 | 0 | 0 | 0 | 0 | 0 | 0 | 0 | 0 | 0 | [44 empty] | 0
3226-SW-COM Direct Install SDG&E_COMPLIANCE | [15 empty] | 0 |  |  | #N/A | [26 empty] | 0% | 0% |  | 0 | 0 | 0 | 0 | 0 | 0 | 0 | 0 | 0 | 0 | 0 | [44 empty] | 0
3226-SW-COM Direct Install SDG&E_COMPLIANCE | [15 empty] | 0 |  |  | #N/A | [26 empty] | 0% | 0% |  | 0 | 0 | 0 | 0 | 0 | 0 | 0 | 0 | 0 | 0 | 0 | [44 empty] | 0
3226-SW-COM Direct Install SDG&E_COMPLIANCE | [15 empty] | 0 |  |  | #N/A | [26 empty] | 0% | 0% |  | 0 | 0 | 0 | 0 | 0 | 0 | 0 | 0 | 0 | 0 | 0 | [44 empty] | 0
3226-SW-COM Direct Install SDG&E_COMPLIANCE | [15 empty] | 0 |  |  | #N/A | [26 empty] | 0% | 0% |  | 0 | 0 | 0 | 0 | 0 | 0 | 0 | 0 | 0 | 0 | 0 | [44 empty] | 0
3226-SW-COM Direct Install SDG&E_COMPLIANCE | [15 empty] | 0 |  |  | #N/A | [26 empty] | 0% | 0% |  | 0 | 0 | 0 | 0 | 0 | 0 | 0 | 0 | 0 | 0 | 0 | [44 empty] | 0
3226-SW-COM Direct Install SDG&E_COMPLIANCE | [15 empty] | 0 |  |  | #N/A | [26 empty] | 0% | 0% |  | 0 | 0 | 0 | 0 | 0 | 0 | 0 | 0 | 0 | 0 | 0 | [44 empty] | 0
3226-SW-COM Direct Install SDG&E_COMPLIANCE | [15 empty] | 0 |  |  | #N/A | [26 empty] | 0% | 0% |  | 0 | 0 | 0 | 0 | 0 | 0 | 0 | 0 | 0 | 0 | 0 | [44 empty] | 0
3226-SW-COM Direct Install SDG&E_COMPLIANCE | [15 empty] | 0 |  |  | #N/A | [26 empty] | 0% | 0% |  | 0 | 0 | 0 | 0 | 0 | 0 | 0 | 0 | 0 | 0 | 0 | [44 empty] | 0
3226-SW-COM Direct Install SDG&E_COMPLIANCE | [15 empty] | 0 |  |  | #N/A | [26 empty] | 0% | 0% |  | 0 | 0 | 0 | 0 | 0 | 0 | 0 | 0 | 0 | 0 | 0 | [44 empty] | 0
3226-SW-COM Direct Install SDG&E_COMPLIANCE | [15 empty] | 0 |  |  | #N/A | [26 empty] | 0% | 0% |  | 0 | 0 | 0 | 0 | 0 | 0 | 0 | 0 | 0 | 0 | 0 | [44 empty] | 0
3226-SW-COM Direct Install SDG&E_COMPLIANCE | [15 empty] | 0 |  |  | #N/A | [26 empty] | 0% | 0% |  | 0 | 0 | 0 | 0 | 0 | 0 | 0 | 0 | 0 | 0 | 0 | [44 empty] | 0
3226-SW-COM Direct Install SDG&E_COMPLIANCE | [15 empty] | 0 |  |  | #N/A | [26 empty] | 0% | 0% |  | 0 | 0 | 0 | 0 | 0 | 0 | 0 | 0 | 0 | 0 | 0 | [44 empty] | 0
3226-SW-COM Direct Install SDG&E_COMPLIANCE | [15 empty] | 0 |  |  | #N/A | [26 empty] | 0% | 0% |  | 0 | 0 | 0 | 0 | 0 | 0 | 0 | 0 | 0 | 0 | 0 | [44 empty] | 0
3226-SW-COM Direct Install SDG&E_COMPLIANCE | [15 empty] | 0 |  |  | #N/A | [26 empty] | 0% | 0% |  | 0 | 0 | 0 | 0 | 0 | 0 | 0 | 0 | 0 | 0 | 0 | [44 empty] | 0
3226-SW-COM Direct Install SDG&E_COMPLIANCE | [15 empty] | 0 |  |  | #N/A | [26 empty] | 0% | 0% |  | 0 | 0 | 0 | 0 | 0 | 0 | 0 | 0 | 0 | 0 | 0 | [44 empty] | 0
3226-SW-COM Direct Install SDG&E_COMPLIANCE | [15 empty] | 0 |  |  | #N/A | [26 empty] | 0% | 0% |  | 0 | 0 | 0 | 0 | 0 | 0 | 0 | 0 | 0 | 0 | 0 | [44 empty] | 0
3226-SW-COM Direct Install SDG&E_COMPLIANCE | [15 empty] | 0 |  |  | #N/A | [26 empty] | 0% | 0% |  | 0 | 0 | 0 | 0 | 0 | 0 | 0 | 0 | 0 | 0 | 0 | [44 empty] | 0
3226-SW-COM Direct Install SDG&E_COMPLIANCE | [15 empty] | 0 |  |  | #N/A | [26 empty] | 0% | 0% |  | 0 | 0 | 0 | 0 | 0 | 0 | 0 | 0 | 0 | 0 | 0 | [44 empty] | 0
3226-SW-COM Direct Install SDG&E_COMPLIANCE | [15 empty] | 0 |  |  | #N/A | [26 empty] | 0% | 0% |  | 0 | 0 | 0 | 0 | 0 | 0 | 0 | 0 | 0 | 0 | 0 | [44 empty] | 0
3226-SW-COM Direct Install SDG&E_COMPLIANCE | [15 empty] | 0 |  |  | #N/A | [26 empty] | 0% | 0% |  | 0 | 0 | 0 | 0 | 0 | 0 | 0 | 0 | 0 | 0 | 0 | [44 empty] | 0
3226-SW-COM Direct Install SDG&E_COMPLIANCE | [15 empty] | 0 |  |  | #N/A | [26 empty] | 0% | 0% |  | 0 | 0 | 0 | 0 | 0 | 0 | 0 | 0 | 0 | 0 | 0 | [44 empty] | 0
3226-SW-COM Direct Install SDG&E_COMPLIANCE | [15 empty] | 0 |  |  | #N/A | [26 empty] | 0% | 0% |  | 0 | 0 | 0 | 0 | 0 | 0 | 0 | 0 | 0 | 0 | 0 | [44 empty] | 0
3226-SW-COM Direct Install SDG&E_COMPLIANCE | [15 empty] | 0 |  |  | #N/A | [26 empty] | 0% | 0% |  | 0 | 0 | 0 | 0 | 0 | 0 | 0 | 0 | 0 | 0 | 0 | [44 empty] | 0
3226-SW-COM Direct Install SDG&E_COMPLIANCE | [15 empty] | 0 |  |  | #N/A | [26 empty] | 0% | 0% |  | 0 | 0 | 0 | 0 | 0 | 0 | 0 | 0 | 0 | 0 | 0 | [44 empty] | 0
3226-SW-COM Direct Install SDG&E_COMPLIANCE | [15 empty] | 0 |  |  | #N/A | [26 empty] | 0% | 0% |  | 0 | 0 | 0 | 0 | 0 | 0 | 0 | 0 | 0 | 0 | 0 | [44 empty] | 0
3226-SW-COM Direct Install SDG&E_COMPLIANCE | [15 empty] | 0 |  |  | #N/A | [26 empty] | 0% | 0% |  | 0 | 0 | 0 | 0 | 0 | 0 | 0 | 0 | 0 | 0 | 0 | [44 empty] | 0
3226-SW-COM Direct Install SDG&E_COMPLIANCE | [15 empty] | 0 |  |  | #N/A | [26 empty] | 0% | 0% |  | 0 | 0 | 0 | 0 | 0 | 0 | 0 | 0 | 0 | 0 | 0 | [44 empty] | 0
3226-SW-COM Direct Install SDG&E_COMPLIANCE | [15 empty] | 0 |  |  | #N/A | [26 empty] | 0% | 0% |  | 0 | 0 | 0 | 0 | 0 | 0 | 0 | 0 | 0 | 0 | 0 | [44 empty] | 0
3226-SW-COM Direct Install SDG&E_COMPLIANCE | [15 empty] | 0 |  |  | #N/A | [26 empty] | 0% | 0% |  | 0 | 0 | 0 | 0 | 0 | 0 | 0 | 0 | 0 | 0 | 0 | [44 empty] | 0
3226-SW-COM Direct Install SDG&E_COMPLIANCE | [15 empty] | 0 |  |  | #N/A | [26 empty] | 0% | 0% |  | 0 | 0 | 0 | 0 | 0 | 0 | 0 | 0 | 0 | 0 | 0 | [44 empty] | 0
3226-SW-COM Direct Install SDG&E_COMPLIANCE | [15 empty] | 0 |  |  | #N/A | [26 empty] | 0% | 0% |  | 0 | 0 | 0 | 0 | 0 | 0 | 0 | 0 | 0 | 0 | 0 | [44 empty] | 0
3226-SW-COM Direct Install SDG&E_COMPLIANCE | [15 empty] | 0 |  |  | #N/A | [26 empty] | 0% | 0% |  | 0 | 0 | 0 | 0 | 0 | 0 | 0 | 0 | 0 | 0 | 0 | [44 empty] | 0
3226-SW-COM Direct Install SDG&E_COMPLIANCE | [15 empty] | 0 |  |  | #N/A | [26 empty] | 0% | 0% |  | 0 | 0 | 0 | 0 | 0 | 0 | 0 | 0 | 0 | 0 | 0 | [44 empty] | 0
3226-SW-COM Direct Install SDG&E_COMPLIANCE | [15 empty] | 0 |  |  | #N/A | [26 empty] | 0% | 0% |  | 0 | 0 | 0 | 0 | 0 | 0 | 0 | 0 | 0 | 0 | 0 | [44 empty] | 0
3226-SW-COM Direct Install SDG&E_COMPLIANCE | [15 empty] | 0 |  |  | #N/A | [26 empty] | 0% | 0% |  | 0 | 0 | 0 | 0 | 0 | 0 | 0 | 0 | 0 | 0 | 0 | [44 empty] | 0
3226-SW-COM Direct Install SDG&E_COMPLIANCE | [15 empty] | 0 |  |  | #N/A | [26 empty] | 0% | 0% |  | 0 | 0 | 0 | 0 | 0 | 0 | 0 | 0 | 0 | 0 | 0 | [44 empty] | 0
3226-SW-COM Direct Install SDG&E_COMPLIANCE | [15 empty] | 0 |  |  | #N/A | [26 empty] | 0% | 0% |  | 0 | 0 | 0 | 0 | 0 | 0 | 0 | 0 | 0 | 0 | 0 | [44 empty] | 0
3226-SW-COM Direct Install SDG&E_COMPLIANCE | [15 empty] | 0 |  |  | #N/A | [26 empty] | 0% | 0% |  | 0 | 0 | 0 | 0 | 0 | 0 | 0 | 0 | 0 | 0 | 0 | [44 empty] | 0
3226-SW-COM Direct Install SDG&E_COMPLIANCE | [15 empty] | 0 |  |  | #N/A | [26 empty] | 0% | 0% |  | 0 | 0 | 0 | 0 | 0 | 0 | 0 | 0 | 0 | 0 | 0 | [44 empty] | 0
3226-SW-COM Direct Install SDG&E_COMPLIANCE | [15 empty] | 0 |  |  | #N/A | [26 empty] | 0% | 0% |  | 0 | 0 | 0 | 0 | 0 | 0 | 0 | 0 | 0 | 0 | 0 | [44 empty] | 0
3226-SW-COM Direct Install SDG&E_COMPLIANCE | [15 empty] | 0 |  |  | #N/A | [26 empty] | 0% | 0% |  | 0 | 0 | 0 | 0 | 0 | 0 | 0 | 0 | 0 | 0 | 0 | [44 empty] | 0
3226-SW-COM Direct Install SDG&E_COMPLIANCE | [15 empty] | 0 |  |  | #N/A | [26 empty] | 0% | 0% |  | 0 | 0 | 0 | 0 | 0 | 0 | 0 | 0 | 0 | 0 | 0 | [44 empty] | 0
3226-SW-COM Direct Install SDG&E_COMPLIANCE | [15 empty] | 0 |  |  | #N/A | [26 empty] | 0% | 0% |  | 0 | 0 | 0 | 0 | 0 | 0 | 0 | 0 | 0 | 0 | 0 | [44 empty] | 0
3226-SW-COM Direct Install SDG&E_COMPLIANCE | [15 empty] | 0 |  |  | #N/A | [26 empty] | 0% | 0% |  | 0 | 0 | 0 | 0 | 0 | 0 | 0 | 0 | 0 | 0 | 0 | [44 empty] | 0
3226-SW-COM Direct Install SDG&E_COMPLIANCE | [15 empty] | 0 |  |  | #N/A | [26 empty] | 0% | 0% |  | 0 | 0 | 0 | 0 | 0 | 0 | 0 | 0 | 0 | 0 | 0 | [44 empty] | 0
3226-SW-COM Direct Install SDG&E_COMPLIANCE | [15 empty] | 0 |  |  | #N/A | [26 empty] | 0% | 0% |  | 0 | 0 | 0 | 0 | 0 | 0 | 0 | 0 | 0 | 0 | 0 | [44 empty] | 0
3226-SW-COM Direct Install SDG&E_COMPLIANCE | [15 empty] | 0 |  |  | #N/A | [26 empty] | 0% | 0% |  | 0 | 0 | 0 | 0 | 0 | 0 | 0 | 0 | 0 | 0 | 0 | [44 empty] | 0
3226-SW-COM Direct Install SDG&E_COMPLIANCE | [15 empty] | 0 |  |  | #N/A | [26 empty] | 0% | 0% |  | 0 | 0 | 0 | 0 | 0 | 0 | 0 | 0 | 0 | 0 | 0 | [44 empty] | 0
3226-SW-COM Direct Install SDG&E_COMPLIANCE | [15 empty] | 0 |  |  | #N/A | [26 empty] | 0% | 0% |  | 0 | 0 | 0 | 0 | 0 | 0 | 0 | 0 | 0 | 0 | 0 | [44 empty] | 0
3226-SW-COM Direct Install SDG&E_COMPLIANCE | [15 empty] | 0 |  |  | #N/A | [26 empty] | 0% | 0% |  | 0 | 0 | 0 | 0 | 0 | 0 | 0 | 0 | 0 | 0 | 0 | [44 empty] | 0
3226-SW-COM Direct Install SDG&E_COMPLIANCE | [15 empty] | 0 |  |  | #N/A | [26 empty] | 0% | 0% |  | 0 | 0 | 0 | 0 | 0 | 0 | 0 | 0 | 0 | 0 | 0 | [44 empty] | 0
3226-SW-COM Direct Install SDG&E_COMPLIANCE | [15 empty] | 0 |  |  | #N/A | [26 empty] | 0% | 0% |  | 0 | 0 | 0 | 0 | 0 | 0 | 0 | 0 | 0 | 0 | 0 | [44 empty] | 0
3226-SW-COM Direct Install SDG&E_COMPLIANCE | [15 empty] | 0 |  |  | #N/A | [26 empty] | 0% | 0% |  | 0 | 0 | 0 | 0 | 0 | 0 | 0 | 0 | 0 | 0 | 0 | [44 empty] | 0
3226-SW-COM Direct Install SDG&E_COMPLIANCE | [15 empty] | 0 |  |  | #N/A | [26 empty] | 0% | 0% |  | 0 | 0 | 0 | 0 | 0 | 0 | 0 | 0 | 0 | 0 | 0 | [44 empty] | 0
3226-SW-COM Direct Install SDG&E_COMPLIANCE | [15 empty] | 0 |  |  | #N/A | [26 empty] | 0% | 0% |  | 0 | 0 | 0 | 0 | 0 | 0 | 0 | 0 | 0 | 0 | 0 | [44 empty] | 0
3226-SW-COM Direct Install SDG&E_COMPLIANCE | [15 empty] | 0 |  |  | #N/A | [26 empty] | 0% | 0% |  | 0 | 0 | 0 | 0 | 0 | 0 | 0 | 0 | 0 | 0 | 0 | [44 empty] | 0
3226-SW-COM Direct Install SDG&E_COMPLIANCE | [15 empty] | 0 |  |  | #N/A | [26 empty] | 0% | 0% |  | 0 | 0 | 0 | 0 | 0 | 0 | 0 | 0 | 0 | 0 | 0 | [44 empty] | 0
3226-SW-COM Direct Install SDG&E_COMPLIANCE | [15 empty] | 0 |  |  | #N/A | [26 empty] | 0% | 0% |  | 0 | 0 | 0 | 0 | 0 | 0 | 0 | 0 | 0 | 0 | 0 | [44 empty] | 0
3226-SW-COM Direct Install SDG&E_COMPLIANCE | [15 empty] | 0 |  |  | #N/A | [26 empty] | 0% | 0% |  | 0 | 0 | 0 | 0 | 0 | 0 | 0 | 0 | 0 | 0 | 0 | [44 empty] | 0
3226-SW-COM Direct Install SDG&E_COMPLIANCE | [15 empty] | 0 |  |  | #N/A | [26 empty] | 0% | 0% |  | 0 | 0 | 0 | 0 | 0 | 0 | 0 | 0 | 0 | 0 | 0 | [44 empty] | 0
3226-SW-COM Direct Install SDG&E_COMPLIANCE | [15 empty] | 0 |  |  | #N/A | [26 empty] | 0% | 0% |  | 0 | 0 | 0 | 0 | 0 | 0 | 0 | 0 | 0 | 0 | 0 | [44 empty] | 0
3226-SW-COM Direct Install SDG&E_COMPLIANCE | [15 empty] | 0 |  |  | #N/A | [26 empty] | 0% | 0% |  | 0 | 0 | 0 | 0 | 0 | 0 | 0 | 0 | 0 | 0 | 0 | [44 empty] | 0
3226-SW-COM Direct Install SDG&E_COMPLIANCE | [15 empty] | 0 |  |  | #N/A | [26 empty] | 0% | 0% |  | 0 | 0 | 0 | 0 | 0 | 0 | 0 | 0 | 0 | 0 | 0 | [44 empty] | 0
3226-SW-COM Direct Install SDG&E_COMPLIANCE | [15 empty] | 0 |  |  | #N/A | [26 empty] | 0% | 0% |  | 0 | 0 | 0 | 0 | 0 | 0 | 0 | 0 | 0 | 0 | 0 | [44 empty] | 0
3226-SW-COM Direct Install SDG&E_COMPLIANCE | [15 empty] | 0 |  |  | #N/A | [26 empty] | 0% | 0% |  | 0 | 0 | 0 | 0 | 0 | 0 | 0 | 0 | 0 | 0 | 0 | [44 empty] | 0
3226-SW-COM Direct Install SDG&E_COMPLIANCE | [15 empty] | 0 |  |  | #N/A | [26 empty] | 0% | 0% |  | 0 | 0 | 0 | 0 | 0 | 0 | 0 | 0 | 0 | 0 | 0 | [44 empty] | 0
3226-SW-COM Direct Install SDG&E_COMPLIANCE | [15 empty] | 0 |  |  | #N/A | [26 empty] | 0% | 0% |  | 0 | 0 | 0 | 0 | 0 | 0 | 0 | 0 | 0 | 0 | 0 | [44 empty] | 0
3226-SW-COM Direct Install SDG&E_COMPLIANCE | [15 empty] | 0 |  |  | #N/A | [26 empty] | 0% | 0% |  | 0 | 0 | 0 | 0 | 0 | 0 | 0 | 0 | 0 | 0 | 0 | [44 empty] | 0
3226-SW-COM Direct Install SDG&E_COMPLIANCE | [15 empty] | 0 |  |  | #N/A | [26 empty] | 0% | 0% |  | 0 | 0 | 0 | 0 | 0 | 0 | 0 | 0 | 0 | 0 | 0 | [44 empty] | 0
3226-SW-COM Direct Install SDG&E_COMPLIANCE | [15 empty] | 0 |  |  | #N/A | [26 empty] | 0% | 0% |  | 0 | 0 | 0 | 0 | 0 | 0 | 0 | 0 | 0 | 0 | 0 | [44 empty] | 0
3226-SW-COM Direct Install SDG&E_COMPLIANCE | [15 empty] | 0 |  |  | #N/A | [26 empty] | 0% | 0% |  | 0 | 0 | 0 | 0 | 0 | 0 | 0 | 0 | 0 | 0 | 0 | [44 empty] | 0
3226-SW-COM Direct Install SDG&E_COMPLIANCE | [15 empty] | 0 |  |  | #N/A | [26 empty] | 0% | 0% |  | 0 | 0 | 0 | 0 | 0 | 0 | 0 | 0 | 0 | 0 | 0 | [44 empty] | 0
3226-SW-COM Direct Install SDG&E_COMPLIANCE | [15 empty] | 0 |  |  | #N/A | [26 empty] | 0% | 0% |  | 0 | 0 | 0 | 0 | 0 | 0 | 0 | 0 | 0 | 0 | 0 | [44 empty] | 0
3226-SW-COM Direct Install SDG&E_COMPLIANCE | [15 empty] | 0 |  |  | #N/A | [26 empty] | 0% | 0% |  | 0 | 0 | 0 | 0 | 0 | 0 | 0 | 0 | 0 | 0 | 0 | [44 empty] | 0
3226-SW-COM Direct Install SDG&E_COMPLIANCE | [15 empty] | 0 |  |  | #N/A | [26 empty] | 0% | 0% |  | 0 | 0 | 0 | 0 | 0 | 0 | 0 | 0 | 0 | 0 | 0 | [44 empty] | 0
3226-SW-COM Direct Install SDG&E_COMPLIANCE | [15 empty] | 0 |  |  | #N/A | [26 empty] | 0% | 0% |  | 0 | 0 | 0 | 0 | 0 | 0 | 0 | 0 | 0 | 0 | 0 | [44 empty] | 0
3226-SW-COM Direct Install SDG&E_COMPLIANCE | [15 empty] | 0 |  |  | #N/A | [26 empty] | 0% | 0% |  | 0 | 0 | 0 | 0 | 0 | 0 | 0 | 0 | 0 | 0 | 0 | [44 empty] | 0
3226-SW-COM Direct Install SDG&E_COMPLIANCE | [15 empty] | 0 |  |  | #N/A | [26 empty] | 0% | 0% |  | 0 | 0 | 0 | 0 | 0 | 0 | 0 | 0 | 0 | 0 | 0 | [44 empty] | 0
3226-SW-COM Direct Install SDG&E_COMPLIANCE | [15 empty] | 0 |  |  | #N/A | [26 empty] | 0% | 0% |  | 0 | 0 | 0 | 0 | 0 | 0 | 0 | 0 | 0 | 0 | 0 | [44 empty] | 0
3226-SW-COM Direct Install SDG&E_COMPLIANCE | [15 empty] | 0 |  |  | #N/A | [26 empty] | 0% | 0% |  | 0 | 0 | 0 | 0 | 0 | 0 | 0 | 0 | 0 | 0 | 0 | [44 empty] | 0
3226-SW-COM Direct Install SDG&E_COMPLIANCE | [15 empty] | 0 |  |  | #N/A | [26 empty] | 0% | 0% |  | 0 | 0 | 0 | 0 | 0 | 0 | 0 | 0 | 0 | 0 | 0 | [44 empty] | 0
3226-SW-COM Direct Install SDG&E_COMPLIANCE | [15 empty] | 0 |  |  | #N/A | [26 empty] | 0% | 0% |  | 0 | 0 | 0 | 0 | 0 | 0 | 0 | 0 | 0 | 0 | 0 | [44 empty] | 0
3226-SW-COM Direct Install SDG&E_COMPLIANCE | [15 empty] | 0 |  |  | #N/A | [26 empty] | 0% | 0% |  | 0 | 0 | 0 | 0 | 0 | 0 | 0 | 0 | 0 | 0 | 0 | [44 empty] | 0
3226-SW-COM Direct Install SDG&E_COMPLIANCE | [15 empty] | 0 |  |  | #N/A | [26 empty] | 0% | 0% |  | 0 | 0 | 0 | 0 | 0 | 0 | 0 | 0 | 0 | 0 | 0 | [44 empty] | 0
3226-SW-COM Direct Install SDG&E_COMPLIANCE | [15 empty] | 0 |  |  | #N/A | [26 empty] | 0% | 0% |  | 0 | 0 | 0 | 0 | 0 | 0 | 0 | 0 | 0 | 0 | 0 | [44 empty] | 0
3226-SW-COM Direct Install SDG&E_COMPLIANCE | [15 empty] | 0 |  |  | #N/A | [26 empty] | 0% | 0% |  | 0 | 0 | 0 | 0 | 0 | 0 | 0 | 0 | 0 | 0 | 0 | [44 empty] | 0
3226-SW-COM Direct Install SDG&E_COMPLIANCE | [15 empty] | 0 |  |  | #N/A | [26 empty] | 0% | 0% |  | 0 | 0 | 0 | 0 | 0 | 0 | 0 | 0 | 0 | 0 | 0 | [44 empty] | 0
3226-SW-COM Direct Install SDG&E_COMPLIANCE | [15 empty] | 0 |  |  | #N/A | [26 empty] | 0% | 0% |  | 0 | 0 | 0 | 0 | 0 | 0 | 0 | 0 | 0 | 0 | 0 | [44 empty] | 0
3226-SW-COM Direct Install SDG&E_COMPLIANCE | [15 empty] | 0 |  |  | #N/A | [26 empty] | 0% | 0% |  | 0 | 0 | 0 | 0 | 0 | 0 | 0 | 0 | 0 | 0 | 0 | [44 empty] | 0
3226-SW-COM Direct Install SDG&E_COMPLIANCE | [15 empty] | 0 |  |  | #N/A | [26 empty] | 0% | 0% |  | 0 | 0 | 0 | 0 | 0 | 0 | 0 | 0 | 0 | 0 | 0 | [44 empty] | 0
3226-SW-COM Direct Install SDG&E_COMPLIANCE | [15 empty] | 0 |  |  | #N/A | [26 empty] | 0% | 0% |  | 0 | 0 | 0 | 0 | 0 | 0 | 0 | 0 | 0 | 0 | 0 | [44 empty] | 0
3226-SW-COM Direct Install SDG&E_COMPLIANCE | [15 empty] | 0 |  |  | #N/A | [26 empty] | 0% | 0% |  | 0 | 0 | 0 | 0 | 0 | 0 | 0 | 0 | 0 | 0 | 0 | [44 empty] | 0
3226-SW-COM Direct Install SDG&E_COMPLIANCE | [15 empty] | 0 |  |  | #N/A | [26 empty] | 0% | 0% |  | 0 | 0 | 0 | 0 | 0 | 0 | 0 | 0 | 0 | 0 | 0 | [44 empty] | 0
3226-SW-COM Direct Install SDG&E_COMPLIANCE | [15 empty] | 0 |  |  | #N/A | [26 empty] | 0% | 0% |  | 0 | 0 | 0 | 0 | 0 | 0 | 0 | 0 | 0 | 0 | 0 | [44 empty] | 0
3226-SW-COM Direct Install SDG&E_COMPLIANCE | [15 empty] | 0 |  |  | #N/A | [26 empty] | 0% | 0% |  | 0 | 0 | 0 | 0 | 0 | 0 | 0 | 0 | 0 | 0 | 0 | [44 empty] | 0
Do NOT enter program data in this row or below. The Spreadsheet will not evaluate any such data. | bar: 2013 Qtr 1 to 2016 Qtr 4; 2018 Qtr 1 to 2018 Qtr 4; 2020 Qtr 1 to 2020 Qtr 4; 2022 Qtr 1 to 2022 Qtr 4
Lists of Dimensions and their Labels | bar: 2013 Qtr 2; 2015 Qtr 3; 2016 Qtr 1 to 2023 Qtr 4
|  |  | Climate Zones | Sectors | End Use Validation List |  | Measure Types for Measure Life | Measure Types for NTGR | Gas Sector | Gas Savings Profile | Combustor Type | bar: 2013 Qtr 2; 2015 Qtr 3; 2016 Qtr 2; 2018 Qtr 2; 2020 Qtr 2; 2022 Qtr 2
|  |  | 7 | RES | res:DEER:Indoor_CFL_Ltg |  | NONRESIDENTIAL MEASURES: |  | Residential | Summer Only | Large Boilers (>100 MMBtu/hr Heat Input):Uncontrolled | bar: 2013 Qtr 1 to 2013 Qtr 2; 2014 Qtr 4 to 2016 Qtr 2; 2017 Qtr 2; 2018 Qtr 1 to 2018 Qtr 2; 2019 Qtr 2; 2020 Qtr 1 to 2020 Qtr 2; 2021 Qtr 2; 2022 Qtr 1 to 2022 Qtr 2; 2023 Qtr 2 to 2023 Qtr 4
|  |  | 10 | NON_RES | res:DEER:Indoor_CFL_Ltg |  | **************************************************************** | NonRes-sAll-mCFL-dn | Commercial | Winter Only | Large Boilers (>100 MMBtu/hr Heat Input):Controlled Low NOx Burner | bar: 2013 Qtr 1 to 2013 Qtr 2; 2014 Qtr 4 to 2016 Qtr 2; 2017 Qtr 2; 2018 Qtr 1 to 2018 Qtr 2; 2019 Qtr 2; 2020 Qtr 1 to 2020 Qtr 2; 2021 Qtr 2; 2022 Qtr 1 to 2022 Qtr 2; 2023 Qtr 2 to 2023 Qtr 4
|  |  | 15 | Residential | res:DEER:Indoor_CFL_Ltg |  | Ballast – Dimmable: NR - 11 | NonRes-sAll-mCFL-ci | Core | Annual | Large Boilers (>100 MMBtu/hr Heat Input):Controlled – Flue Gas Recirculation | bar: 2013 Qtr 1 to 2013 Qtr 2; 2014 Qtr 4 to 2016 Qtr 2; 2017 Qtr 2; 2018 Qtr 1 to 2018 Qtr 2; 2019 Qtr 2; 2020 Qtr 1 to 2020 Qtr 2; 2021 Qtr 2; 2022 Qtr 1 to 2022 Qtr 2; 2023 Qtr 2 to 2023 Qtr 4
|  |  | 15 | Commercial | res:DEER:Indoor_CFL_Ltg |  | Ballast – Electronic: NR - 11 | NonRes-sAll-mCFL-dir |  |  | Small Boilers (<100 MMBtu/hr Heat Input):Uncontrolled | bar: 2013 Qtr 1 to 2013 Qtr 2; 2014 Qtr 4 to 2016 Qtr 2; 2017 Qtr 2; 2018 Qtr 1 to 2018 Qtr 2; 2019 Qtr 2; 2020 Qtr 1 to 2020 Qtr 2; 2021 Qtr 2; 2022 Qtr 1 to 2022 Qtr 2; 2023 Qtr 2 to 2023 Qtr 4
|  |  | System | Industrial | res:DEER:Indoor_CFL_Ltg |  | Fluorescent Fixture – T8: C/I/A - 11 | NonRes-sAll-mT5T8-dn |  |  | Small Boilers (<100 MMBtu/hr Heat Input):Controlled Low NOx Burner | bar: 2013 Qtr 1 to 2013 Qtr 2; 2014 Qtr 4 to 2016 Qtr 2; 2017 Qtr 2; 2018 Qtr 1 to 2018 Qtr 2; 2019 Qtr 2; 2020 Qtr 1 to 2020 Qtr 2; 2021 Qtr 2; 2022 Qtr 1 to 2022 Qtr 2; 2023 Qtr 2 to 2023 Qtr 4
|  |  |  | Agricultural | res:DEER:RefgFrzr_HighEff |  | Fixture: T8 Lamp & Electronic Ballast: C/I/A - 11 | NonRes-sAll-mT5T8-ci |  |  | Small Boilers (<100 MMBtu/hr Heat Input):Controlled – Flue Gas Recirculation | bar: 2013 Qtr 1 to 2013 Qtr 2; 2014 Qtr 4 to 2016 Qtr 2; 2017 Qtr 2; 2018 Qtr 1 to 2018 Qtr 2; 2019 Qtr 2; 2020 Qtr 1 to 2020 Qtr 2; 2021 Qtr 2; 2022 Qtr 1 to 2022 Qtr 2; 2023 Qtr 2 to 2023 Qtr 4
|  |  |  | Not Used | res:DEER:RefgFrzr_HighEff |  | T8 Fixtures – 17 Watt Lamp, 2ft or 32-watt Lamp, 4ft 11 | NonRes-sAll-mT8-dir |  |  | Residential Furnaces (<0.3):Uncontrolled | bar: 2013 Qtr 1 to 2013 Qtr 2; 2014 Qtr 4 to 2016 Qtr 2; 2017 Qtr 2; 2018 Qtr 1 to 2018 Qtr 2; 2019 Qtr 2; 2020 Qtr 1 to 2020 Qtr 2; 2021 Qtr 2; 2022 Qtr 1 to 2022 Qtr 2; 2023 Qtr 2 to 2023 Qtr 4
[5 empty] | res:DEER:RefgFrzr_HighEff |  | T8 Lamps: C/I/A - 5 | NonRes-sAll-mLtgCtrl | bar: 2013 Qtr 1 to 2013 Qtr 2; 2014 Qtr 4 to 2016 Qtr 2; 2017 Qtr 2; 2018 Qtr 1 to 2018 Qtr 2; 2019 Qtr 2; 2020 Qtr 1 to 2020 Qtr 2; 2021 Qtr 2; 2022 Qtr 1 to 2022 Qtr 2; 2023 Qtr 2 to 2023 Qtr 4
[5 empty] | res:DEER:RefgFrzr_HighEff |  | High Efficiency Lighting (HID): NR - 16 | NonRes-sAll-mLtgCtrl-htr | bar: 2013 Qtr 1 to 2013 Qtr 2; 2014 Qtr 4 to 2016 Qtr 2; 2017 Qtr 2; 2018 Qtr 1 to 2018 Qtr 2; 2019 Qtr 2; 2020 Qtr 1 to 2020 Qtr 2; 2021 Qtr 2; 2022 Qtr 1 to 2022 Qtr 2; 2023 Qtr 2 to 2023 Qtr 4
[5 empty] | res:DEER:RefgFrzr_HighEff |  | High Output T5 Fixture: NR - 16 |  | Electric Rate | Gas Rate | bar: 2013 Qtr 1 to 2013 Qtr 2; 2014 Qtr 4 to 2016 Qtr 2; 2017 Qtr 2; 2018 Qtr 1 to 2018 Qtr 2; 2019 Qtr 2; 2020 Qtr 1 to 2020 Qtr 2; 2021 Qtr 2; 2022 Qtr 1 to 2022 Qtr 2; 2023 Qtr 2 to 2023 Qtr 4
[5 empty] | res:DEER:RefgFrzr_Recyc-Conditioned |  | Indoor or Outdoor Lighting System Modification: NR - 13.5 | NonRes-sAll-mCFL | Residential | Residential | bar: 2013 Qtr 1 to 2013 Qtr 2; 2014 Qtr 4 to 2016 Qtr 2; 2017 Qtr 2; 2018 Qtr 1 to 2018 Qtr 2; 2019 Qtr 2; 2020 Qtr 1 to 2020 Qtr 2; 2021 Qtr 2; 2022 Qtr 1 to 2022 Qtr 2; 2023 Qtr 2 to 2023 Qtr 4
[5 empty] | res:DEER:RefgFrzr_Recyc-Conditioned |  | Lighting Controls: NR - 16 | Res-sAll-mCFL-up | Commercial | Not Used | bar: 2013 Qtr 1 to 2013 Qtr 2; 2014 Qtr 4 to 2016 Qtr 2; 2017 Qtr 2; 2018 Qtr 1 to 2018 Qtr 2; 2019 Qtr 2; 2020 Qtr 1 to 2020 Qtr 2; 2021 Qtr 2; 2022 Qtr 1 to 2022 Qtr 2; 2023 Qtr 2 to 2023 Qtr 4
[5 empty] | res:DEER:RefgFrzr_Recyc-Conditioned |  | Daylighting Controls; NR - 16 | NonRes-sAll-mHVAC-RCA | Not Used | Not Used | bar: 2013 Qtr 1 to 2013 Qtr 2; 2014 Qtr 4 to 2016 Qtr 2; 2017 Qtr 2; 2018 Qtr 1 to 2018 Qtr 2; 2019 Qtr 2; 2020 Qtr 1 to 2020 Qtr 2; 2021 Qtr 2; 2022 Qtr 1 to 2022 Qtr 2; 2023 Qtr 2 to 2023 Qtr 4
[5 empty] | res:DEER:RefgFrzr_Recyc-Conditioned |  | Lighting Power Density: NR - 11 | NonRes-sAll-mRCx-dn | Not Used | bar: 2013 Qtr 1 to 2013 Qtr 2; 2014 Qtr 4 to 2016 Qtr 2; 2017 Qtr 2; 2018 Qtr 1 to 2018 Qtr 2; 2019 Qtr 2; 2020 Qtr 1 to 2020 Qtr 2; 2021 Qtr 2; 2022 Qtr 1 to 2022 Qtr 2; 2023 Qtr 2 to 2023 Qtr 4
[5 empty] | res:DEER:RefgFrzr_Recyc-Conditioned |  | Exit Sign – CF Hardware Kit/LED/ Electro-Luminescent: NR - 16 | NonRes-sAll-mRCx-ci | Not Used | bar: 2013 Qtr 1 to 2013 Qtr 2; 2014 Qtr 4 to 2016 Qtr 2; 2017 Qtr 2; 2018 Qtr 1 to 2018 Qtr 2; 2019 Qtr 2; 2020 Qtr 1 to 2020 Qtr 2; 2021 Qtr 2; 2022 Qtr 1 to 2022 Qtr 2; 2023 Qtr 2 to 2023 Qtr 4
[5 empty] | res:DEER:RefgFrzr_Recyc-UnConditioned |  | Occupancy Sensor: NR - 8 | NonRes-sAll-mHVAC-Chiller | 0 | bar: 2013 Qtr 1 to 2013 Qtr 2; 2014 Qtr 4 to 2016 Qtr 2; 2017 Qtr 2; 2018 Qtr 1 to 2018 Qtr 2; 2019 Qtr 2; 2020 Qtr 1 to 2020 Qtr 2; 2021 Qtr 2; 2022 Qtr 1 to 2022 Qtr 2; 2023 Qtr 2 to 2023 Qtr 4
[5 empty] | res:DEER:RefgFrzr_Recyc-UnConditioned |  | Photocell: NR - 8 | NonRes-sAll-mHVAC-DX-up | bar: 2013 Qtr 1 to 2013 Qtr 2; 2014 Qtr 4 to 2016 Qtr 2; 2017 Qtr 2; 2018 Qtr 1 to 2018 Qtr 2; 2019 Qtr 2; 2020 Qtr 1 to 2020 Qtr 2; 2021 Qtr 2; 2022 Qtr 1 to 2022 Qtr 2; 2023 Qtr 2 to 2023 Qtr 4
[5 empty] | res:DEER:RefgFrzr_Recyc-UnConditioned |  | Time Clock – Lighting: NR - 8 | Res-sAll-mHVAC-RmAC-dn | bar: 2013 Qtr 2; 2015 Qtr 3; 2016 Qtr 2; 2018 Qtr 2; 2020 Qtr 2; 2022 Qtr 2 to 2023 Qtr 4
[5 empty] | res:DEER:RefgFrzr_Recyc-UnConditioned |  | Induction Lamps: NR - 2 | Res-sAll-mDuctSeal | bar: 2013 Qtr 2; 2015 Qtr 3; 2016 Qtr 2; 2018 Qtr 2; 2020 Qtr 2; 2022 Qtr 2 to 2023 Qtr 4
[5 empty] | res:DEER:RefgFrzr_Recyc-UnConditioned |  | Induction Fixture: NR - 16 | Res-sAll-mHVAC-RCA | bar: 2013 Qtr 2; 2015 Qtr 3; 2016 Qtr 2; 2018 Qtr 2; 2020 Qtr 2; 2022 Qtr 2 to 2023 Qtr 4
[5 empty] | res:DEER:HVAC_Eff_AC |  | Delamp/reflectors: C/I - 11 | Res-sSF-mShellIns | bar: 2013 Qtr 2; 2015 Qtr 3; 2016 Qtr 2; 2018 Qtr 2; 2020 Qtr 2; 2022 Qtr 2 to 2023 Qtr 4
[5 empty] | res:DEER:HVAC_Eff_AC |  | Optical Reflectors- new construction: Ind, NRNC - 12 | Res-sSF-mACgt14-dn | bar: 2013 Qtr 2; 2015 Qtr 3; 2016 Qtr 2; 2018 Qtr 2; 2020 Qtr 2; 2022 Qtr 2 to 2023 Qtr 4
[5 empty] | res:DEER:HVAC_Eff_AC |  | Optical Reflectors- retrofit: NR - 10 | Res-sSF-mACgt16-dn | bar: 2013 Qtr 2; 2015 Qtr 3; 2016 Qtr 2; 2018 Qtr 2; 2020 Qtr 2; 2022 Qtr 2 to 2023 Qtr 4
[5 empty] | res:DEER:HVAC_Eff_AC |  | HID fixture: Interior, >= 176 Watts lamp: Ind - 16 | Res-sSF-mHPes | bar: 2013 Qtr 2; 2015 Qtr 3; 2016 Qtr 2; 2018 Qtr 2; 2020 Qtr 2; 2022 Qtr 2 to 2023 Qtr 4
[5 empty] | res:DEER:HVAC_Eff_AC |  | HID fixture: Interior, 251-400 Watt lamp: Com - 16 | NonRes-sAll-mPOC | bar: 2013 Qtr 2; 2015 Qtr 3; 2016 Qtr 2; 2018 Qtr 2; 2020 Qtr 2; 2022 Qtr 2 to 2023 Qtr 4
[5 empty] | res:DEER:HVAC_Eff_HP |  | CFL Fixture: Pin based CFL fixture: Com - 12.0 | NonRes-sAll-mPipeIns | bar: 2013 Qtr 2; 2015 Qtr 3; 2016 Qtr 2; 2018 Qtr 2; 2020 Qtr 2; 2022 Qtr 2 to 2023 Qtr 4
[5 empty] | res:DEER:HVAC_Eff_HP |  | Screw-in CFL: Education - Primary School: NR - 5.6 | NonRes-sAll-mStmTrp-dn | bar: 2013 Qtr 2; 2015 Qtr 3; 2016 Qtr 2; 2018 Qtr 2; 2020 Qtr 2; 2022 Qtr 2 to 2023 Qtr 4
[5 empty] | res:DEER:HVAC_Eff_HP |  | Screw-in CFL: Education - Secondary School: NR - 3.5 | NonRes-sAll-mStmTrp-ci | bar: 2013 Qtr 2; 2015 Qtr 3; 2016 Qtr 2; 2018 Qtr 2; 2020 Qtr 2; 2022 Qtr 2 to 2023 Qtr 4
[5 empty] | res:DEER:HVAC_Eff_HP |  | Screw-in CFL: Education - Community College: NR - 2.1 | NonRes-sAll-mCust | bar: 2013 Qtr 2; 2015 Qtr 3; 2016 Qtr 2; 2018 Qtr 2; 2020 Qtr 2; 2022 Qtr 2 to 2023 Qtr 4
[5 empty] | res:DEER:HVAC_Eff_HP |  | Screw-in CFL: Education - University: NR - 2.6 | NonRes-sAll-mCustElec-bd | bar: 2013 Qtr 2; 2015 Qtr 3; 2016 Qtr 2; 2018 Qtr 2; 2020 Qtr 2; 2022 Qtr 2 to 2023 Qtr 4
[5 empty] | res:DEER:HVAC_Duct_Sealing |  | Screw-in CFL: Grocery: NR - 1.4 | NonRes-sGHS-mHtCrtn-dn | bar: 2013 Qtr 2; 2015 Qtr 3; 2016 Qtr 2; 2018 Qtr 2; 2020 Qtr 2; 2022 Qtr 2 to 2023 Qtr 4
[5 empty] | res:DEER:HVAC_Duct_Sealing |  | Screw-in CFL: Health/Medical - Hospital: NR - 0.9 | NonRes-sGHS-mHtCrtn-ci | bar: 2013 Qtr 2; 2015 Qtr 3; 2016 Qtr 2; 2018 Qtr 2; 2020 Qtr 2; 2022 Qtr 2 to 2023 Qtr 4
[5 empty] | res:DEER:HVAC_Duct_Sealing |  | Screw-in CFL: Health/Medical - Nursing Home: NR - 0.9 | NonRes-sGHS-mIRF-dn | bar: 2013 Qtr 2; 2015 Qtr 3; 2016 Qtr 2; 2018 Qtr 2; 2020 Qtr 2; 2022 Qtr 2 to 2023 Qtr 4
[5 empty] | res:DEER:HVAC_Duct_Sealing |  | Screw-in CFL: Lodging - Hotel: NR - 0.9 | NonRes-sGHS-mIRF-ci | bar: 2013 Qtr 2; 2015 Qtr 3; 2016 Qtr 2; 2018 Qtr 2; 2020 Qtr 2; 2022 Qtr 2 to 2023 Qtr 4
[5 empty] | res:DEER:HVAC_Duct_Sealing |  | Screw-in CFL: Lodging - Motel: NR - 0.9 | NonRes-sAll-mPmpTst | bar: 2013 Qtr 2; 2015 Qtr 3; 2016 Qtr 2; 2018 Qtr 2; 2020 Qtr 2; 2022 Qtr 2 to 2023 Qtr 4
[5 empty] | res:DEER:HVAC_Refrig_Charge |  | Screw-in CFL: Lodging - Guest Rooms: NR - 7.0 | NonRes-sAg-mCust-ci | bar: 2013 Qtr 2; 2015 Qtr 3; 2016 Qtr 2; 2018 Qtr 2; 2020 Qtr 2; 2022 Qtr 2 to 2023 Qtr 4
[5 empty] | res:DEER:HVAC_Refrig_Charge |  | Screw-in CFL: Manufacturing - Light Industrial: NR - 2.8 | Res-sAll-mDHWshwr | bar: 2013 Qtr 2; 2015 Qtr 3; 2016 Qtr 2; 2018 Qtr 2; 2020 Qtr 2; 2022 Qtr 2 to 2023 Qtr 4
[5 empty] | res:DEER:HVAC_Refrig_Charge |  | Screw-in CFL: Office - Large: NR - 2.9 | Res-sSF-mDHWaerator | bar: 2022 Qtr 3 to 2023 Qtr 4
[5 empty] | res:DEER:HVAC_Refrig_Charge |  | Screw-in CFL: Office - Small: NR - 3.2 | Res-sMF-mDHWaerator | bar: 2022 Qtr 3 to 2023 Qtr 4
[5 empty] | res:DEER:HVAC_Refrig_Charge |  | Screw-in CFL: Restaurant - Sit-Down: NR - 2.3 | Res-sAll-mDHWgt62 | bar: 2022 Qtr 3 to 2023 Qtr 4
[5 empty] | res:DEER:Refg_Chrg_Duct_Seal |  | Screw-in CFL: Restaurant - Fast-Food: NR - 1.3 | Res-sAll-mCW | bar: 2022 Qtr 3 to 2023 Qtr 4
[5 empty] | res:DEER:Refg_Chrg_Duct_Seal |  | Screw-in CFL: Retail - 3-Story Large: NR - 1.9 | Res-sAll-mRefgRec | bar: 2022 Qtr 3 to 2023 Qtr 4
[5 empty] | res:DEER:Refg_Chrg_Duct_Seal |  | Screw-in CFL: Retail - Single-Story Large: NR - 1.8 | Res-sAll-mFrzrRec | bar: 2022 Qtr 3 to 2023 Qtr 4
[5 empty] | res:DEER:Refg_Chrg_Duct_Seal |  | Screw-in CFL: Retail - Small: NR - 2.1 | NonRes-sAll-mRfg-DG | bar: 2022 Qtr 3 to 2023 Qtr 4
[5 empty] | res:DEER:Refg_Chrg_Duct_Seal |  | Screw-in CFL: Storage - Conditioned: NR - 2.8 | NonRes-sAll-mRfg-SC | bar: 2022 Qtr 3 to 2023 Qtr 4
[5 empty] | res:DEER:RefgFrzr_Recycling |  | Screw-in CFL: Storage - Unconditioned: NR - 2.8 | Res-Default>2 | bar: 2022 Qtr 3 to 2023 Qtr 4
[5 empty] | res:DEER:RefgFrzr_Recycling |  | Screw-in CFL: Warehouse - Refrigerated: NR - 3.1 | Res-Default-HTG-di | bar: 2022 Qtr 3 to 2023 Qtr 4
[5 empty] | res:DEER:RefgFrzr_Recycling |  |  | Com-Default>2yrs | bar: 2022 Qtr 3 to 2023 Qtr 4
[5 empty] | res:DEER:RefgFrzr_Recycling |  | HVAC/Refrigeration – SPC: NR - 16 | Ind-Default>2yrs | bar: 2022 Qtr 3 to 2023 Qtr 4
[5 empty] | res:DEER:RefgFrzr_Recycling |  | Chiller – High Efficiency: NR - 20 | Agric-Default>2yrs
[5 empty] | NON_res:DEER:Indoor_CFL_Ltg |  | Chiller – Variable Speed Drive: NR - 20 | Com-Default-HTG-di
[5 empty] | NON_res:DEER:Indoor_CFL_Ltg |  | Water Cooled Chillers: NR - 20 | Ind-Default-HTG-di
[5 empty] | NON_res:DEER:Indoor_CFL_Ltg |  | Air Conditioners – High Efficiency: NR - 15 | Agricult-Default-HTG-di
[5 empty] | NON_res:DEER:Indoor_CFL_Ltg |  | Packaged HVAC Systems: NR - 15 | ET-Default
[5 empty] | NON_res:DEER:Indoor_CFL_Ltg |  | Install HVAC EMS: Com - 14 | EUC-Default
[5 empty] | NON_res:DEER:Indoor_Non-CFL_Ltg |  | AC Packaged Terminal Units: NR - 15 | NonRes-sAll-mCust-Gas
[5 empty] | NON_res:DEER:Indoor_Non-CFL_Ltg |  | Evaporative Coolers: NR - 15 | NonRes-sAll-mCust-Elec
[5 empty] | NON_res:DEER:Indoor_Non-CFL_Ltg |  | Boiler – High Efficiency: NR - 20 | All-Default<=2yrs
[5 empty] | NON_res:DEER:Indoor_Non-CFL_Ltg |  | Cooling Towers/Evaporative Condenser: NR - 15 | 0
[5 empty] | NON_res:DEER:Indoor_Non-CFL_Ltg |  | Heat Pump – Split System: NR - 15 | -------------------------------
[5 empty] | NON_res:DEER:HVAC_Chillers |  | Heat Pump with Integrated Water Heating: NR - 10
[5 empty] | NON_res:DEER:HVAC_Chillers |  | Ground Source Heat Pump: NR - 15
[5 empty] | NON_res:DEER:HVAC_Chillers |  | Reduce Internal Load: NR - 15
[5 empty] | NON_res:DEER:HVAC_Chillers |  | Insulation: NR - 20
[5 empty] | NON_res:DEER:HVAC_Chillers |  | Insulation Package: NR - 20
[5 empty] | NON_res:DEER:HVAC_Refrig_Charge |  | Reflective Window Film: NR - 10
[5 empty] | NON_res:DEER:HVAC_Refrig_Charge |  | Bypass/Delay Timer(lighting): NR - 8
[5 empty] | NON_res:DEER:HVAC_Refrig_Charge |  | Set-Back Thermostat: NR - 11
[5 empty] | NON_res:DEER:HVAC_Refrig_Charge |  | Time Clock - HVAC: NR - 10
[5 empty] | NON_res:DEER:HVAC_Refrig_Charge |  | HVAC/Space Heating/Efficiency (Gas): NR - 18
[5 empty] | NON_res:DEER:HVAC_Split-Package_AC |  | Nonresidential Gas – AC: NR - 20
NON_res:DEER:HVAC_Split-Package_AC
[5 empty] | NON_res:DEER:HVAC_Split-Package_AC |  | Adjustable speed drive, application unknown: Ag - 10
[5 empty] | NON_res:DEER:HVAC_Split-Package_AC |  | Adjustable speed drive, application unknown: Com - 10
[5 empty] | NON_res:DEER:HVAC_Split-Package_AC |  | Adjustable Speed Drive: HVAC fan, 50 HP Max: Com - 10
[5 empty] | NON_res:DEER:HVAC_Split-Package_HP |  | Pump repair: Ag - 11
[5 empty] | NON_res:DEER:HVAC_Split-Package_HP |  | Injection molding machines: Ind - 15
[5 empty] | NON_res:DEER:HVAC_Split-Package_HP |  | Plastic extusion equipment: Ind - 15
[5 empty] | NON_res:DEER:HVAC_Split-Package_HP |  | Process cooling: Ind - 15
[5 empty] | NON_res:DEER:HVAC_Split-Package_HP |  | Process equipment insulation: Ind - 15
NON_res:DEER:HVAC_Duct_Sealing
[5 empty] | NON_res:DEER:HVAC_Duct_Sealing |  | Horizontal Clothes Washer: NR - 10
[5 empty] | NON_res:DEER:HVAC_Duct_Sealing |  | Efficient Dishwashing: NR - 5
[5 empty] | NON_res:DEER:HVAC_Duct_Sealing |  | Water Heater Controls: NR - 15
[5 empty] | NON_res:DEER:HVAC_Duct_Sealing |  | Cooking measures , Assorted: Com - 12
[5 empty] | res:DEER:Res_ClothesDishWasher |  | Water Heater – Gas: NR - 15
[5 empty] | res:DEER:Res_BldgShell_Ins |  | Domestic Hot Water Boiler (Gas): NR - 20
01-ALC-AllCommercial-Cooling
[5 empty] | 01-ALC-AllCommercial-ExtLight |  | Auto Closer for Cooler/Freezer: NR - 8
[5 empty] | 01-ALC-AllCommercial-IntLight |  | Door Gaskets: NR - 4
[5 empty] | 01-ALC-AllCommercial-OffEquip |  | Floating Head Pressure: NR - 16
[5 empty] | 01-ALC-AllCommercial-Refrig |  | Heatless Door: NR - 16
[5 empty] | 01-ALC-AllCommercial-Vent/Fan |  | Humidistat Control for Anti-Sweat Heater: NR - 12
[5 empty] | 02-ASM-Assembly-Cooling |  | Insulation on Refrigeration Suction Line: NR - 11
[5 empty] | 02-ASM-Assembly-Exit |  | Night Covers for Display Cases: NR - 5
[5 empty] | 02-ASM-Assembly-ExtLight |  | PSC Evaporator Motor – Walkin/ Display: NR - 15
[5 empty] | 02-ASM-Assembly-IntLight |  | Refrigeration Case Doors – Glass/Acrylic: NR - 12
[5 empty] | 03-BCR-BothResidentialandCommercial-COOL |  | Refrigerator Case with Doors: NR - 12
[5 empty] | 03-BCR-BothResidentialandCommercial-LIT_INT |  | Refrigerator Condensate Evaporator – Elec/Non Elec: NR - 8
[5 empty] | 03-BCR-BothResidentialandCommercial-OFF_EQ |  | Strip Curtains for Walk-Ins: NR - 4
[5 empty] | 03-BCR-BothResidentialandCommercial-LIT_EXT |  | Ballast: Electronic, for display case: NR - 11
[5 empty] | 03-BCR-BothResidentialandCommercial-REFG |  | Defrost: NR - 16
[5 empty] | 03-BCR-BothResidentialandCommercial-VENT |  | FHP & EFF Conditioner: NR - 16
[5 empty] | 04-DMO-ResidentialMobileHome–DoubleWide-CL_DRY |  | High-efficiency Liquid Suction Heat Exchangers: NR - 16
[5 empty] | 04-DMO-ResidentialMobileHome–DoubleWide-CL_WASH |  | Night Shields on Refrigerator and Freezer Cases: NR - 5
[5 empty] | 04-DMO-ResidentialMobileHome–DoubleWide-DSH_WASH |  | Walk-in Refrigerator or Freezer: Evaporative Fan Controller: NR - 5
[5 empty] | 04-DMO-ResidentialMobileHome–DoubleWide-FREEZ |  | Multiplec Refrigeration Systems/Supermarket Systems: NR - 10
04-DMO-ResidentialMobileHome–DoubleWide-LIGHT
[5 empty] | 04-DMO-ResidentialMobileHome–DoubleWide-POOL_PMP |  | Kiln/Oven/Furnace: NR - 18
[5 empty] | 04-DMO-ResidentialMobileHome–DoubleWide-REFG |  | Thermal Night Curtains: NR - 5
[5 empty] | 04-DMO-ResidentialMobileHome–DoubleWide-SP_COOL |  | Custom Measures – SPC: NR - 15
[5 empty] | 04-DMO-ResidentialMobileHome–DoubleWide-SP_HEAT |  | Local Government Partnership: NR - 11
[5 empty] | 04-DMO-ResidentialMobileHome–DoubleWide-WAT_HEAT |  | Audits: NR - 3
[5 empty] | 05-ECC-Education–CommunityCollege-COOL |  | Plug Load Sensor: NR - 10
[5 empty] | 05-ECC-Education–CommunityCollege-LIT_INT |  | Information: NR - 1
[5 empty] | 05-ECC-Education–CommunityCollege-OFF_EQ |  | High Efficiency Motors: NR - 15
[5 empty] | 05-ECC-Education–CommunityCollege-LIT_EXT |  | Process Overhaul: NR - 20
[5 empty] | 05-ECC-Education–CommunityCollege-REFG |  | System Controls: NR - 15
05-ECC-Education–CommunityCollege-VENT
06-EPR-Education–PrimarySchool-COOL
[5 empty] | 06-EPR-Education–PrimarySchool-LIT_INT |  | RESIDENTIAL MEASURES
[5 empty] | 06-EPR-Education–PrimarySchool-OFF_EQ |  | ****************************************************************
[5 empty] | 06-EPR-Education–PrimarySchool-LIT_EXT |  | T8 Fixtures ; lamp or ballast: Res - 15
[5 empty] | 06-EPR-Education–PrimarySchool-REFG |  | Pin based CFL Fixture: Res - 16
[5 empty] | 06-EPR-Education–PrimarySchool-VENT |  | CFL: Indoor Screw in: Res - 9.4
[5 empty] | 07-ESE-Education–SecondarySchool-COOL |  | CFL: Outdoor Screw in: Res - 7
[5 empty] | 07-ESE-Education–SecondarySchool-LIT_INT |  | Torchiere: Res - 9
07-ESE-Education–SecondarySchool-OFF_EQ
[5 empty] | 07-ESE-Education–SecondarySchool-LIT_EXT |  | Air Conditioners with SEER >= 11.0: Res - 18
[5 empty] | 07-ESE-Education–SecondarySchool-REFG |  | Central Air Conditioners: Res - 18
[5 empty] | 07-ESE-Education–SecondarySchool-VENT |  | Duct Testing: Res NC - 18
[5 empty] | 08-EUN-Education–University-COOL |  | High Energy Efficiency Ducts: Res - 18
[5 empty] | 08-EUN-Education–University-LIT_INT |  | Whole House Fan: Res - 15
[5 empty] | 08-EUN-Education–University-OFF_EQ |  | Evaporative Cooler: Res - 15
[5 empty] | 08-EUN-Education–University-LIT_EXT |  | Glazing - Low E Double / Low Shade Coefficient: Res - 20
[5 empty] | 08-EUN-Education–University-REFG |  | Heat Pump - Electric: Res - 15
[5 empty] | 08-EUN-Education–University-VENT |  | Insulation - Ceiling / Floor / Walls: Res - 20
[5 empty] | 09-GRO-Grocery-COOL |  | A/C with Integrated Water Heating: Res - 10
[5 empty] | 09-GRO-Grocery-LIT_INT |  | Programmable Thermostat: Res - 12
09-GRO-Grocery-OFF_EQ
[5 empty] | 09-GRO-Grocery-LIT_EXT |  | Audits: Res - 3
[5 empty] | 09-GRO-Grocery-REFG |  | Gas Cooktops: Res - 20
[5 empty] | 09-GRO-Grocery-VENT |  | Gas Dryer Stub: Res - 18
[5 empty] | 10-HSP-Health/Medical–Hospital-COOL |  | Energy-Efficient Furnaces: Res - 18
10-HSP-Health/Medical–Hospital-LIT_INT
[5 empty] | 10-HSP-Health/Medical–Hospital-OFF_EQ |  | Refrigerator Recycling: Res - 10
[5 empty] | 10-HSP-Health/Medical–Hospital-LIT_EXT |  | Refrigerator - Energy Efficient; 20% more efficient: Res - 18
[5 empty] | 10-HSP-Health/Medical–Hospital-REFG |  | Refrigerators: Res - 18
10-HSP-Health/Medical–Hospital-VENT
11-HTL-Lodging–Hotel(GuestRooms)-COOL
[5 empty] | 11-HTL-Lodging–Hotel(GuestRooms)-LIT_INT |  | GENERIC USEFUL LIVES:
[5 empty] | 11-HTL-Lodging–Hotel(GuestRooms)-OFF_EQ |  | ****************************************************************
[5 empty] | 11-HTL-Lodging–Hotel(GuestRooms)-LIT_EXT |  | 0.1
[5 empty] | 11-HTL-Lodging–Hotel(GuestRooms)-REFG |  | 0.2
[5 empty] | 11-HTL-Lodging–Hotel(GuestRooms)-VENT |  | 0.3
[5 empty] | 12-MBT-Manufacturing–Bio/Tech-AG_PUMP |  | 0.4
[5 empty] | 12-MBT-Manufacturing–Bio/Tech-COMP_AIR |  | 0.5
[5 empty] | 12-MBT-Manufacturing–Bio/Tech-COOL |  | 0.6
[5 empty] | 12-MBT-Manufacturing–Bio/Tech-LIGHT |  | 0.7
[5 empty] | 12-MBT-Manufacturing–Bio/Tech-MOTOR |  | 0.8
[5 empty] | 12-MBT-Manufacturing–Bio/Tech-PROC_OTH |  | 0.9
[5 empty] | 13-MFM-ResidentialMulti-family-CL_DRY |  | 1
[5 empty] | 13-MFM-ResidentialMulti-family-CL_WASH |  | 1.1
[5 empty] | 13-MFM-ResidentialMulti-family-DSH_WASH |  | 1.2
[5 empty] | 13-MFM-ResidentialMulti-family-FREEZ |  | 1.3
[5 empty] | 13-MFM-ResidentialMulti-family-LIGHT |  | 1.4
[5 empty] | 13-MFM-ResidentialMulti-family-POOL_PMP |  | 1.5
[5 empty] | 13-MFM-ResidentialMulti-family-REFG |  | 1.6
[5 empty] | 13-MFM-ResidentialMulti-family-SP_COOL |  | 1.7
[5 empty] | 13-MFM-ResidentialMulti-family-SP_HEAT |  | 1.8
[5 empty] | 13-MFM-ResidentialMulti-family-WAT_HEAT |  | 1.9
[5 empty] | 14-MLI-Manufacturing–LightIndustry-AG_PUMP |  | 2
[5 empty] | 14-MLI-Manufacturing–LightIndustry-COMP_AIR |  | 2.1
[5 empty] | 14-MLI-Manufacturing–LightIndustry-COOL |  | 2.2
[5 empty] | 14-MLI-Manufacturing–LightIndustry-LIGHT |  | 2.3
[5 empty] | 14-MLI-Manufacturing–LightIndustry-MOTOR |  | 2.4
[5 empty] | 14-MLI-Manufacturing–LightIndustry-PROC_OTH |  | 2.5
[5 empty] | 15-MTL-Lodging–Motel-COOL |  | 2.6
[5 empty] | 15-MTL-Lodging–Motel-LIT_INT |  | 2.7
[5 empty] | 15-MTL-Lodging–Motel-OFF_EQ |  | 2.8
[5 empty] | 15-MTL-Lodging–Motel-LIT_EXT |  | 2.9
[5 empty] | 15-MTL-Lodging–Motel-REFG |  | 3
[5 empty] | 15-MTL-Lodging–Motel-VENT |  | 3.1
[5 empty] | 16-NRS-Health/Medical–Clinic-COOL |  | 3.2
[5 empty] | 16-NRS-Health/Medical–Clinic-LIT_INT |  | 3.3
[5 empty] | 16-NRS-Health/Medical–Clinic-OFF_EQ |  | 3.4
[5 empty] | 16-NRS-Health/Medical–Clinic-LIT_EXT |  | 3.5
[5 empty] | 16-NRS-Health/Medical–Clinic-REFG |  | 3.6
[5 empty] | 16-NRS-Health/Medical–Clinic-VENT |  | 3.7
[5 empty] | 17-OFL-Office–Large-Cooling |  | 3.8
[5 empty] | 17-OFL-Office–Large-ExtLight |  | 3.9
[5 empty] | 17-OFL-Office–Large-IntLight |  | 4
[5 empty] | 17-OFL-Office–Large-OffEquip |  | 4.1
[5 empty] | 17-OFL-Office–Large-Refrig |  | 4.2
[5 empty] | 17-OFL-Office–Large-Vent/Fan |  | 4.3
[5 empty] | 18-OFS-Office–Small-Cooling |  | 4.4
[5 empty] | 18-OFS-Office–Small-ExtLight |  | 4.5
[5 empty] | 18-OFS-Office–Small-IntLight |  | 4.6
[5 empty] | 18-OFS-Office–Small-OffEquip |  | 4.7
[5 empty] | 18-OFS-Office–Small-Refrig |  | 4.8
[5 empty] | 18-OFS-Office–Small-Vent/Fan |  | 4.9
[5 empty] | 19-RES-AllResidential-CL_DRY |  | 5
[5 empty] | 19-RES-AllResidential-CL_WASH |  | 5.1
[5 empty] | 19-RES-AllResidential-DSH_WASH |  | 5.2
[5 empty] | 19-RES-AllResidential-FREEZ |  | 5.3
[5 empty] | 19-RES-AllResidential-LIGHT |  | 5.4
[5 empty] | 19-RES-AllResidential-POOL_PMP |  | 5.5
[5 empty] | 19-RES-AllResidential-REFG |  | 5.6
[5 empty] | 19-RES-AllResidential-SP_COOL |  | 5.7
[5 empty] | 19-RES-AllResidential-SP_HEAT |  | 5.8
[5 empty] | 19-RES-AllResidential-WAT_HEAT |  | 5.9
[5 empty] | 20-RFF-Restaurant–FastFood-Cooling |  | 6
[5 empty] | 20-RFF-Restaurant–FastFood-ExtLight |  | 6.1
[5 empty] | 20-RFF-Restaurant–FastFood-IntLight |  | 6.2
[5 empty] | 20-RFF-Restaurant–FastFood-OffEquip |  | 6.3
[5 empty] | 20-RFF-Restaurant–FastFood-Refrig |  | 6.4
[5 empty] | 20-RFF-Restaurant–FastFood-Vent/Fan |  | 6.5
[5 empty] | 21-RSD-Restaurant–SitDown-COOL |  | 6.6
[5 empty] | 21-RSD-Restaurant–SitDown-LIT_INT |  | 6.7
[5 empty] | 21-RSD-Restaurant–SitDown-OFF_EQ |  | 6.8
[5 empty] | 21-RSD-Restaurant–SitDown-LIT_EXT |  | 6.9
[5 empty] | 21-RSD-Restaurant–SitDown-PROC_OTH |  | 7
[5 empty] | 21-RSD-Restaurant–SitDown-REFG |  | 7.1
[5 empty] | 21-RSD-Restaurant–SitDown-VENT |  | 7.2
[5 empty] | 22-RT3-Retail–3StoryLarge-COOL |  | 7.3
[5 empty] | 22-RT3-Retail–3StoryLarge-LIT_INT |  | 7.4
[5 empty] | 22-RT3-Retail–3StoryLarge-OFF_EQ |  | 7.5
[5 empty] | 22-RT3-Retail–3StoryLarge-LIT_EXT |  | 7.6
[5 empty] | 22-RT3-Retail–3StoryLarge-REFG |  | 7.7
[5 empty] | 22-RT3-Retail–3StoryLarge-VENT |  | 7.8
[5 empty] | 23-RTL-Retail–SingleStorylarge-COOL |  | 7.9
[5 empty] | 23-RTL-Retail–SingleStorylarge-LIT_INT |  | 8
[5 empty] | 23-RTL-Retail–SingleStorylarge-OFF_EQ |  | 8.1
[5 empty] | 23-RTL-Retail–SingleStorylarge-LIT_EXT |  | 8.2
[5 empty] | 23-RTL-Retail–SingleStorylarge-REFG |  | 8.3
[5 empty] | 23-RTL-Retail–SingleStorylarge-VENT |  | 8.4
[5 empty] | 24-RTS-Retail–Small-COOL |  | 8.5
[5 empty] | 24-RTS-Retail–Small-LIT_INT |  | 8.6
[5 empty] | 24-RTS-Retail–Small-OFF_EQ |  | 8.7
[5 empty] | 24-RTS-Retail–Small-LIT_EXT |  | 8.8
[5 empty] | 24-RTS-Retail–Small-REFG |  | 8.9
[5 empty] | 24-RTS-Retail–Small-VENT |  | 9
[5 empty] | 25-SCN-Storage–Conditioned-Cooling |  | 9.1
[5 empty] | 25-SCN-Storage–Conditioned-Exit |  | 9.2
[5 empty] | 25-SCN-Storage–Conditioned-ExtLight |  | 9.3
[5 empty] | 26-SFM-ResidentialSingleFamily-CL_DRY |  | 9.4
[5 empty] | 26-SFM-ResidentialSingleFamily-CL_WASH |  | 9.5
[5 empty] | 26-SFM-ResidentialSingleFamily-DSH_WASH |  | 9.6
[5 empty] | 26-SFM-ResidentialSingleFamily-FREEZ |  | 9.7
[5 empty] | 26-SFM-ResidentialSingleFamily-LIGHT |  | 9.8
[5 empty] | 26-SFM-ResidentialSingleFamily-POOL_PMP |  | 9.9
[5 empty] | 26-SFM-ResidentialSingleFamily-REFG |  | 10
[5 empty] | 26-SFM-ResidentialSingleFamily-SP_COOL |  | 10.1
[5 empty] | 26-SFM-ResidentialSingleFamily-SP_HEAT |  | 10.2
[5 empty] | 26-SFM-ResidentialSingleFamily-WAT_HEAT |  | 10.3
[5 empty] | 27-SMO-ResidentialMobileHome–SingleWide-CL_DRY |  | 10.4
[5 empty] | 27-SMO-ResidentialMobileHome–SingleWide-CL_WASH |  | 10.5
[5 empty] | 27-SMO-ResidentialMobileHome–SingleWide-DSH_WASH |  | 10.6
[5 empty] | 27-SMO-ResidentialMobileHome–SingleWide-FREEZ |  | 10.7
[5 empty] | 27-SMO-ResidentialMobileHome–SingleWide-LIGHT |  | 10.8
[5 empty] | 27-SMO-ResidentialMobileHome–SingleWide-POOL_PMP |  | 10.9
[5 empty] | 27-SMO-ResidentialMobileHome–SingleWide-REFG |  | 11
[5 empty] | 27-SMO-ResidentialMobileHome–SingleWide-SP_COOL |  | 11.1
[5 empty] | 27-SMO-ResidentialMobileHome–SingleWide-SP_HEAT |  | 11.2
[5 empty] | 27-SMO-ResidentialMobileHome–SingleWide-WAT_HEAT |  | 11.3
[5 empty] | 28-SUN-Storage–Unconditioned-Exit |  | 11.4
[5 empty] | 28-SUN-Storage–Unconditioned-ExtLight |  | 11.5
[5 empty] | 29-WRF-Storage–Refrigerated-Cooling |  | 11.6
[5 empty] | 29-WRF-Storage–Refrigerated-Exit |  | 11.7
[5 empty] | 29-WRF-Storage–Refrigerated-ExtLight |  | 11.8
[5 empty] | 30-S20-SIC20Food&KindredProducts-AG_PUMP |  | 11.9
[5 empty] | 30-S20-SIC20Food&KindredProducts-COMP_AIR |  | 12
[5 empty] | 30-S20-SIC20Food&KindredProducts-COOL |  | 12.1
[5 empty] | 30-S20-SIC20Food&KindredProducts-LIGHT |  | 12.2
[5 empty] | 30-S20-SIC20Food&KindredProducts-MOTOR |  | 12.3
[5 empty] | 30-S20-SIC20Food&KindredProducts-PROC_OTH |  | 12.4
[5 empty] | 31-S26-SIC26Paper&AlliedProducts-AG_PUMP |  | 12.5
[5 empty] | 31-S26-SIC26Paper&AlliedProducts-COMP_AIR |  | 12.6
[5 empty] | 31-S26-SIC26Paper&AlliedProducts-COOL |  | 12.7
[5 empty] | 31-S26-SIC26Paper&AlliedProducts-LIGHT |  | 12.8
[5 empty] | 31-S26-SIC26Paper&AlliedProducts-MOTOR |  | 12.9
[5 empty] | 31-S26-SIC26Paper&AlliedProducts-PROC_OTH |  | 13
[5 empty] | 32-S28-SIC28Chemicals&AlliedProducts-AG_PUMP |  | 13.1
[5 empty] | 32-S28-SIC28Chemicals&AlliedProducts-COMP_AIR |  | 13.2
[5 empty] | 32-S28-SIC28Chemicals&AlliedProducts-COOL |  | 13.3
[5 empty] | 32-S28-SIC28Chemicals&AlliedProducts-LIGHT |  | 13.4
[5 empty] | 32-S28-SIC28Chemicals&AlliedProducts-MOTOR |  | 13.5
[5 empty] | 32-S28-SIC28Chemicals&AlliedProducts-PROC_OTH |  | 13.6
[5 empty] | 33-S29-SIC29Petroleum&CoalProducts-AG_PUMP |  | 13.7
[5 empty] | 33-S29-SIC29Petroleum&CoalProducts-COMP_AIR |  | 13.8
[5 empty] | 33-S29-SIC29Petroleum&CoalProducts-COOL |  | 13.9
[5 empty] | 33-S29-SIC29Petroleum&CoalProducts-LIGHT |  | 14
[5 empty] | 33-S29-SIC29Petroleum&CoalProducts-MOTOR |  | 14.1
[5 empty] | 33-S29-SIC29Petroleum&CoalProducts-PROC_OTH |  | 14.2
[5 empty] | 34-S33-SIC33Metals-AG_PUMP |  | 14.3
[5 empty] | 34-S33-SIC33Metals-COMP_AIR |  | 14.4
[5 empty] | 34-S33-SIC33Metals-COOL |  | 14.5
[5 empty] | 34-S33-SIC33Metals-LIGHT |  | 14.6
[5 empty] | 34-S33-SIC33Metals-MOTOR |  | 14.7
[5 empty] | 34-S33-SIC33Metals-PROC_OTH |  | 14.8
[5 empty] | 35-OTI-OtherIndustrial-AG_PUMP |  | 14.9
[5 empty] | 35-OTI-OtherIndustrial-COMP_AIR |  | 15
[5 empty] | 35-OTI-OtherIndustrial-COOL |  | 15.1
[5 empty] | 35-OTI-OtherIndustrial-LIGHT |  | 15.2
[5 empty] | 35-OTI-OtherIndustrial-MOTOR |  | 15.3
[5 empty] | 35-OTI-OtherIndustrial-PROC_OTH |  | 15.4
[5 empty] | 36-GST-Lodging-GuestRooms-Cooling |  | 15.5
[5 empty] | 36-GST-Lodging-GuestRooms-ExtLight |  | 15.6
[5 empty] | 36-GST-Lodging-GuestRooms-IntLight |  | 15.7
[5 empty] | 36-GST-Lodging-GuestRooms-OffEquip |  | 15.8
[5 empty] | 36-GST-Lodging-GuestRooms-Refrig |  | 15.9
[5 empty] | 36-GST-Lodging-GuestRooms-Vent/Fan |  | 16
16.1
16.2
16.3
16.4
16.5
16.6
16.7
16.8
16.9
17
17.1
17.2
17.3
17.4
17.5
17.6
17.7
17.8
17.9
18
18.1
18.2
18.3
18.4
18.5
18.6
18.7
18.8
18.9
19
19.1
19.2
19.3
19.4
19.5
19.6
19.7
19.8
19.9
20
21
22
23
24
25
26
27
28
29
30