## Export
PROGRAM NAME | 3233-SW-IND-Deemed Incentives SDG&E_COMPLIANCE_LIGHTING_SCENARIO
BUDGET |  |  | SDG&E 2013 v1c4-Draft.xls
Administrative Costs
Overhead and G&A | 100318.7036
Other Administrative Costs | 0
Marketing/Outreach | 45384.4266
Direct Implementation
d.i. User Input Incentive (No rebates) | 0
d.ii. - d.v. Rebates etc | 169667.3068
Activity | 470103.8805
Installation | 0
Hardware & Materials | 0
Rebate Processing & Inspection | 0
EM&V Costs | 0
Budget | 785474.3174
Costs recovered from other sources | 0
Budget (plus other costs) | 785474.3174
PROGRAM IMPACTS
Program Reductions | 2013-2014 | 2013 | 2014
User Entered kW (kW) | 62.9919 | 32.1277 | 30.8642
Net Jul-Sept Peak (kW) | 54.6113 | 27.8947 | 26.7165
Net Dec-Feb Peak (kW) | 37.9148 | 19.3559 | 18.5589
Net NCP (kW) | 37.9148 | 19.3559 | 18.5589
Net CEC (kW) | 0 | 0 | 0
Annual Net kWh | 315334.6723 | 161120.9937 | 154213.6786
Lifecycle Net kWh | 3651360.4634 | 1868853.4213 | 1782507.0421
Annual Net Therms | 58351.8968 | 29584.1274 | 28767.7695
Lifecycle Net Therms | 546633.7172 | 276566.1365 | 270067.5807
Program Reductions for Measures installed through 2024
TRC
Costs | 886785.6508
Electric Benefits | 296097.795
Gas Benefits | 385661.6722
Net Benefits (NPV) | -205026.1837
BC Ratio | 0.7688
PAC
Costs | 785474.3174
Electric Benefits | 296097.795
Gas Benefits | 385661.6722
Net Benefits (NPV) | -103714.8503
BC Ratio | 0.86796
Levelized Cost
Levelized Cost TRC ($/kWh )
Discounted kWh | 2297956.2307
Cost | 0.16349
Benefits | 0.12885
Benefit-Cost | -0.034637
Levelized Cost PAC ($/kWh)
Discounted kWh | 2297956.2307
Cost | 0.14076
Benefits | 0.12885
Benefit-Cost | -0.011903
Levelized Cost TRC ($/therm)
Discounted Therms | 367830.3198
Cost | 1.3895
Benefits | 1.0485
Benefit-Cost | -0.341
Levelized Cost PAC ($/therm)
Discounted Therms | 367830.3198
Cost | 1.2561
Benefits | 1.0485
Benefit-Cost | -0.2076
Emission Annual Reductions (2014-2016) |  |  |  | Energy Division File sheet "Attachment II" Total Electricity and Gas Emission Reductions
Electric Annual CO2 (tons) - 2014 | 79.5928 |  |  |  | 2013 | 2014 | 2015 | 2016 | 2017 | 2018 | 2019
2015 | 76.182 |  |  |  | Total | Total | Total | Total | Total | Total | Total
2016 | 0 |  |  | Annual CO2 Emission Reductions (tons) | 252.6599 | 244.4735 | 0 | 0 | 0 | 0 | 0
Electric Lifecycle CO2 (tons) - 2014 | 931.212 |  |  | Lifecycle CO2 Emission Reductions (tons) | 2549.1239 | 2468.1379 | 0 | 0 | 0 | 0 | 0
2015 | 888.2426 |  |  | Annual NOx Emission Reductions (tons) | 0.27406 | 0.26606 | 0 | 0 | 0 | 0 | 0
2016 | 0 |  |  | Lifecycle NOx Emission Reductions (tons) | 2.5565 | 2.4909 | 0 | 0 | 0 | 0 | 0
Electric Annual NOX (tons) - 2014 | 0.0095307 |  |  | Annual SO2 Emission Reductions (tons)
2015 | 0.0091228 |  |  | Lifecycle SO2 Emission Reductions (tons)
2016 | 0
Electric Lifecycle NOX (tons) - 2014 | 0.11167
2015 | 0.10653
2016 | 0
Electric Annual SO2 (lbs) - 2014
2015
2016
Electric Lifecycle SO2 (lbs) - 2014
2015
2016
Gas Annual CO2 (tons) - 2014 | 173.0671
2015 | 168.2915
2016 | 0
Gas Lifecycle CO2 (tons) - 2014 | 1617.9119
2015 | 1579.8953
2016 | 0
Gas Annual NOX (tons) - 2014 | 0.26453
2015 | 0.25694
2016 | 0
Gas Lifecycle NOX (tons) - 2014 | 2.4448
2015 | 2.3844
2016 | 0
Gas Annual SO2 (lbs) - 2014
2015
2016
Gas Lifecycle SO2 (lbs) - 2014
2015
2016
Data below not currently used in Energy Division workbook
Levelized Cost RIM ($/therm)
Discounted Therms | 367830.3198
Cost | 1.8005
Benefits | 1.0485
Benefit-Cost | -0.75205
Levelized Cost RIM ($/kWh)
Discounted kWh | 2297956.2307
Cost | 0.22128
Benefits | 0.12885
Benefit-Cost | -0.75205
RIM
Costs | 1170772.6437
Electric Benefits | 296097.795
Gas Benefits | 385661.6722
Net Benefits (NPV) | -489013.1766
BC Ratio | 0.58232
Impacts for all programs
Net July-Sept Wtd Avg Peak** (kW)
Clothes Dryer | 0
Clothes Washer | 0
Consumer Electronics | 0
Cooking | 0
Dishwasher | 0
Net Wtd Avg Dec-Feb** (kW)
Clothes Dryer | 0
Clothes Washer | 0
Consumer Electronics | 0
Cooking | 0
Dishwasher | 0
0
Clothes Dryer | 0
Clothes Washer | 0
Consumer Electronics | 0
Cooking | 0
Dishwasher | 0
Annual Wtd Avg Net kWh
Clothes Dryer | 0
Clothes Washer | 0
Consumer Electronics | 0
Cooking | 0
Dishwasher | 0
Lifecycle Net kWh
Clothes Dryer | 0
Clothes Washer | 0
Consumer Electronics | 0
Cooking | 0
Dishwasher | 0
Annual Wtd Avg Net Therms
Clothes Dryer | 0
Clothes Washer | 0
Consumer Electronics | 0
Cooking | 0
Dishwasher | 0
Lifecycle Net Therms
Clothes Dryer | 0
Clothes Washer | 0
Consumer Electronics | 0
Cooking | 0
Dishwasher | 0
Goal Attainment | Net Annual Savings
kWh
2013 | 247971.4991
2014 | 237341.0827
2015 | 0
2016 | 0
2017 | 0
2018 | -36151.8794
2019 | -56623.5932
2020 | -20959.4794
2021 | 0
2022 | 0
kW
2013 | 49.4273
2014 | 47.4834
2015 | 0
2016 | 0
2017 | 0
2018 | -3.4287
2019 | -5.386
2020 | -1.9972
2021 | 0
2022 | 0
Therms
2013 | 46868.72
2014 | 45559.758
2015 | 0
2016 | 0
2017 | 0
2018 | -11814.2881
2019 | -18569.8247
2020 | -7037.5011
2021 | -89.25
2022 | 0

## Output by Measure
SDGE
3233-SW-IND-Deemed Incentives SDG&E_COMPLIANCE_LIGHTING_SCENARIO
SDG&E | [7 empty] | Levelized Benefits less Costs (TRC) |  |  |  | Levelized Benefits less Costs (PAC) |  |  |  | Benefit Cost Ratios
Net Impacts by Measure | [7 empty] | No Allocated Admin |  | w/ Allocated Admin |  | No Allocated Admin |  | w/ Allocated Admin |  | No Allocated Admin |  | w/ Allocated Admin
| Wtd Avg Net Avg Jul-Sep (kW) | Wtd Avg Net Dec-Feb Pk (kW) | Wtd Avg Net User Entered kW | Wtd Avg Annual kWh adj for Net to gross | Wtd Avg Lifecycle kWh (Annual * Measure Life) | Wtd Avg Annual Therms | Wtd Avg Lifecycle Therms | Electric ($/kWh) | Gas ($/Th) | Electric ($/kWh) | Gas ($/Th) | Electric ($/kWh) | Gas ($/Th) | Electric ($/kWh) | Gas ($/Th) | TRC | PAC | TRC | PAC
Total or Average | 54.6113 | 37.9148 | 62.9919 | 315334.6723 | 3651360.4634 | 58351.8968 | 546633.7172 | 0.080037 | 0.61675 | -0.034637 | -0.341 | 0.10277 | 0.75015 | -0.011903 | -0.2076
444951-Food Service - Hot Food Holding Cabinet-Three-Quarter-Size | 0.29074 | 0.32098 | 0.351 | 2135.9 | 25630.8 | 0 | 0 | 0.0021423 | 0 | -0.10672 | 0 | 0.094335 | 0 | -0.014523 | 0 | 1.0178 | 4.3714 | 0.53406 | 0.89387
444954-Food Service - Commercial Gas Fryer | 0 | 0 | 0 | 0 | 0 | 8260.2 | 99122.4 | 0 | 0.7728 | 0 | -0.15781 | 0 | 0.91543 | 0 | -0.015178 | 3.8321 | 8.029 | 0.86887 | 0.98569
444956-Food Service-Commercial Gas Large Vat Fryer, Cooking Efficiency >= 50% | 0 | 0 | 0 | 0 | 0 | 751.4 | 9016.8 | 0 | 0.85568 | 0 | -0.074928 | 0 | 0.88659 | 0 | -0.04402 | 5.5039 | 6.5733 | 0.93314 | 0.9596
444957-Ice Machines 301-400 - Energy Star | 0.10267 | 0.079453 | 0.091 | 890.5 | 8905 | 0 | 0 | 0.047279 | 0 | -0.052108 | 0 | 0.088963 | 0 | -0.010424 | 0 | 1.7342 | 4.917 | 0.68185 | 0.91463
444960-Ice Machines 1001-1500 -Energy Star | 0.23591 | 0.18257 | 0.2106 | 2046.2 | 20462 | 0 | 0 | 0.054017 | 0 | -0.045369 | 0 | 0.085317 | 0 | -0.01407 | 0 | 1.9369 | 4.2369 | 0.7111 | 0.88811
444963-Ice Machines 201-300 - CEE Tier III | 0.3741 | 0.28951 | 0.3705 | 3244.8 | 38937.6 | 0 | 0 | 0.0078841 | 0 | -0.094328 | 0 | 0.092747 | 0 | -0.0094654 | 0 | 1.0737 | 5.1962 | 0.54905 | 0.92386
444967-Ice Machines 1001-1500 - CEE Tier III | 0.38984 | 0.30169 | 0.3861 | 3381.3 | 33813 | 0 | 0 | 0.055421 | 0 | -0.043965 | 0 | 0.079774 | 0 | -0.019613 | 0 | 1.9852 | 3.5007 | 0.71752 | 0.85061
444974-Food Service - Combination Oven-Gas | 0 | 0 | 0 | 0 | 0 | 523.9 | 6286.8 | 0 | -0.7869 | 0 | -1.7175 | 0 | 0.70343 | 0 | -0.22718 | 0.5706 | 3.0554 | 0.37843 | 0.82152
444975-Food Service - Convection Oven-Electric | 0.23269 | 0.2569 | 0.559 | 1709.5 | 20514 | 0 | 0 | 0.070924 | 0 | -0.037933 | 0 | 0.073372 | 0 | -0.035486 | 0 | 2.3801 | 2.4991 | 0.76329 | 0.77512
444976-Food Service - Convection Oven-Gas | 0 | 0 | 0 | 0 | 0 | 834.6 | 10015.2 | 0 | 0.59453 | 0 | -0.33608 | 0 | 0.61601 | 0 | -0.3146 | 2.3178 | 2.4337 | 0.75677 | 0.76872
444980-Conveyor Oven lg >25" total conveyor width | 0 | 0 | 0 | 0 | 0 | 3447.6 | 41371.2 | 0 | 0.34355 | 0 | -0.58706 | 0 | 0.88965 | 0 | -0.04096 | 1.4893 | 6.7022 | 0.64044 | 0.96231
444983-Water Heating - Storage Water Heater minimum .62 EF (Tier I) | 9.2495e-05 | 8.4335e-05 | 0.00055088 | 0.70688 | 10.6031 | 21.3525 | 320.2875 | -0.090596 | -0.80066 | -0.20184 | -1.7837 | 0.042153 | 0.37253 | -0.069086 | -0.61056 | 0.57977 | 1.5089 | 0.38244 | 0.64403
444986-Heating - Space Heating Boilers - Large | 0 | 0 | 0 | 0 | 0 | 106.5545 | 2131.09 | 0 | 0.90153 | 0 | -0.16155 | 0 | 1.1587 | 0 | 0.095592 | 4.0771 | 33.3259 | 0.88087 | 1.087
444988-Water Heating -Instantaneous - Gas <=200MBtuh | 0.00018536 | 0.000169 | 0.00046176 | 1.4165 | 28.3309 | 49.543 | 990.86 | 0.11619 | 1.0529 | -0.0010945 | -0.0099183 | 0.11694 | 1.0597 | -0.00035185 | -0.0031884 | 8.4504 | 8.8729 | 0.99176 | 0.99734
444993-Water Heating -Direct Contact Water Heater >300 Mbtuh | 0.00010819 | 9.8643e-05 | 0.0004134 | 0.8268 | 16.536 | 47.8855 | 957.71 | 0.10745 | 0.97374 | -0.0098555 | -0.089312 | 0.10977 | 0.99476 | -0.0075359 | -0.068291 | 5.4112 | 5.9807 | 0.93043 | 0.94592
444994-Tank Insulation - High Temperature Applic. (LF) 1 in | 0 | 0 | 0 | 0 | 0 | 37.83 | 756.6 | 0 | 1.1498 | 0 | 0.086326 | 0 | 1.152 | 0 | 0.088476 | 26.4597 | 27.7826 | 1.0779 | 1.08
444995-Tank Insulation - High Temperature Applic. (LF) 2 in | 0 | 0 | 0 | 0 | 0 | 648.96 | 12979.2 | 0 | 1.1383 | 0 | 0.075263 | 0 | 1.1409 | 0 | 0.077937 | 21.2669 | 22.3302 | 1.0672 | 1.0698
445001-Steam Trap Replacement - Industrial <= 15 psig, Commercial 12-24 hrs/day | 0 | 0 | 0 | 0 | 0 | 271.32 | 1627.92 | 0 | 0.40583 | 0 | -0.42409 | 0 | 0.64123 | 0 | -0.18869 | 1.7705 | 3.2013 | 0.68739 | 0.83171
445006-A/C - Reflective Window Film Coastal | 3.5423 | 1.6277 | 5.4687 | 9139.234 | 91392.34 | -461.5962 | -4615.962 | -0.0089526 | 1.1181 | -0.15848 | 1.1181 | 0.11122 | 1.1181 | -0.038315 | 1.1181 | 0.63032 | 1.9638 | 0.34165 | 0.54062
445007-A/C - Reflective Window Film Inland | 3.9894 | 1.8332 | 6.159 | 10292.854 | 102928.54 | -519.8622 | -5198.622 | -0.0089509 | 1.1181 | -0.15848 | 1.1181 | 0.11122 | 1.1181 | -0.038315 | 1.1181 | 0.63033 | 1.9638 | 0.34165 | 0.54062
445009-Motors - VFD - HVAC Fans (per Hp) | 24.5255 | 14.31 | 20.4867 | 118345.5 | 1775182.5 | -212.823 | -3192.345 | 0.11639 | 1.2209 | -0.0068469 | 1.2209 | 0.12766 | 1.2209 | 0.0044183 | 1.2209 | 6.1711 | 12.5967 | 0.93778 | 1.0166
445013-Low Flow Showerhead | 0 | 0 | 0 | 0 | 0 | 12583.2 | 125832 | 0 | 0.6694 | 0 | -0.22634 | 0 | 0.68545 | 0 | -0.21028 | 2.9859 | 3.1352 | 0.81641 | 0.82718
445014-Software Plug Load Sensors | 7.2653 | 5.9334 | 5.694 | 56940 | 284700 | 0 | 0 | 0.077815 | 0 | -0.016169 | 0 | 0.079138 | 0 | -0.014845 | 0 | 3.8003 | 3.9903 | 0.86722 | 0.87675
445016-Refrigerator - Early Replacement | 0.77182 | 0.5989 | 1.3338 | 7148.7 | 35743.5 | -93.249 | -466.245 | -0.066791 | 1.0205 | -0.15576 | 1.0205 | -0.05885 | 1.0205 | -0.14782 | 1.0205 | 0.51965 | 0.54564 | 0.33886 | 0.34972
445084-Food Service - Steamer-Electric | 5.3362 | 5.8914 | 8.97 | 39202.8 | 470433.6 | 0 | 0 | 0.11082 | 0 | 0.0019591 | 0 | 0.11469 | 0 | 0.0058363 | 0 | 10.6365 | 16.0466 | 1.0163 | 1.0501
445085-Food Service - Steamer-Gas | 0 | 0 | 0 | 0 | 0 | 4819.1 | 57829.2 | 0 | 0.91244 | 0 | -0.018169 | 0 | 0.94645 | 0 | 0.015844 | 7.8487 | 10.5395 | 0.98292 | 1.0154
445089-Lighting - 8 Ft T-8 with Elec. Ballast | 0 | 0 | 0 | 0 | 0 | 0 | 0 | 0 | 0 | 0 | 0 | 0 | 0 | 0 | 0 | 0 | 0 | 0 | 0
445094-Lighting - Screw in 14-26 Watt Reflector Lamp | 0 | 0 | 0 | 0 | 0 | 0 | 0 | 0 | 0 | 0 | 0 | 0 | 0 | 0 | 0 | 0 | 0 | 0 | 0
445096-Lighting- Ceramic Metal Halide Fixture | 0 | 0 | 0 | 0 | 0 | 0 | 0 | 0 | 0 | 0 | 0 | 0 | 0 | 0 | 0 | 0 | 0 | 0 | 0
445097-Lighting-Wall or Ceiling-mounted Lighting Sensor >= 500 watts | 0 | 0 | 0 | 0 | 0 | 0 | 0 | 0 | 0 | 0 | 0 | 0 | 0 | 0 | 0 | 0 | 0 | 0 | 0
445101-Refrigeration - New Refrigeration Case w/Doors-Low Temperature Case | 3.456 | 2.8902 | 9.8613 | 26083.2 | 312998.4 | 4964.96 | 59579.52 | 0.01493 | 0.14591 | -0.090584 | -0.88526 | 0.019865 | 0.19414 | -0.085649 | -0.83704 | 1.1441 | 1.2013 | 0.56688 | 0.58058
445102-Refrigeration - New Refrigeration Case w/Doors-Medium Temperature Case | 0.078545 | 0.065687 | 0.22412 | 592.8 | 7113.6 | 112.84 | 1354.08 | -0.23039 | -2.031 | -0.33595 | -2.9616 | 0.073441 | 0.64742 | -0.032124 | -0.28319 | 0.33987 | 2.6257 | 0.26094 | 0.78689
445104-Refrigeration - Night Covers for Display Cases Low Temp | 0.76531 | 0.64002 | 0 | 5775.9975 | 28879.9875 | 151.9245 | 759.6225 | 0.0020874 | 0.020161 | -0.091892 | -0.88756 | 0.056723 | 0.54788 | -0.037256 | -0.35985 | 1.0202 | 2.1606 | 0.5347 | 0.7392
445106-Refrigeration - Special Doors with Low/No ASH on Low Temp Display Case | 0.41856 | 0.35004 | 0.048298 | 3159 | 50544 | 0 | 0 | 0.064295 | 0 | -0.046685 | 0 | 0.067171 | 0 | -0.043809 | 0 | 2.0644 | 2.1676 | 0.7276 | 0.74002
445117-Food Service - Solid-Door Reach In Freezer 15-29' | 0.10594 | 0.083381 | 0.07995 | 780.5525 | 9366.63 | 0 | 0 | -0.3059 | 0 | -0.41 | 0 | 0.094002 | 0 | -0.0101 | 0 | 0.27662 | 5.0923 | 0.22197 | 0.92052
445118-Food Service - Solid-Door Reach In Freezer 30-49' | 0.36645 | 0.28841 | 0.2769 | 2699.905 | 32398.86 | 0 | 0 | -0.22086 | 0 | -0.32715 | 0 | 0.092868 | 0 | -0.013422 | 0 | 0.35096 | 4.4961 | 0.26743 | 0.89897
445121-Food Service - Solid-Door Reach In Refrigerator 15-29' | 0.11464 | 0.090224 | 0.0871 | 844.61 | 10135.32 | 0 | 0 | -0.52931 | 0 | -0.6356 | 0 | 0.098203 | 0 | -0.0080869 | 0 | 0.1841 | 5.626 | 0.15818 | 0.93658
445124-Lighting - Exterior Compact Fluorescent Fixture <=70 watts | 0 | 0 | 0 | 0 | 0 | 0 | 0 | 0 | 0 | 0 | 0 | 0 | 0 | 0 | 0 | 0 | 0 | 0 | 0
445125-Lighting - Exterior Induction Fixture <=100 watts | 0 | 0 | 0 | 0 | 0 | 0 | 0 | 0 | 0 | 0 | 0 | 0 | 0 | 0 | 0 | 0 | 0 | 0 | 0
445126-Lighting - Exterior Induction Fixture <=120 watts | 0 | 0 | 0 | 0 | 0 | 0 | 0 | 0 | 0 | 0 | 0 | 0 | 0 | 0 | 0 | 0 | 0 | 0 | 0
445127-Lighting - Exterior Induction Fixture <=180 watts | 0 | 0 | 0 | 0 | 0 | 0 | 0 | 0 | 0 | 0 | 0 | 0 | 0 | 0 | 0 | 0 | 0 | 0 | 0
445128-Lighting - Exterior Induction Fixture <=250 watts | 0 | 0 | 0 | 0 | 0 | 0 | 0 | 0 | 0 | 0 | 0 | 0 | 0 | 0 | 0 | 0 | 0 | 0 | 0
445129-Lighting - Exterior Induction Fixture <=70 watts | 0 | 0 | 0 | 0 | 0 | 0 | 0 | 0 | 0 | 0 | 0 | 0 | 0 | 0 | 0 | 0 | 0 | 0 | 0
445130-Lighting - Exterior Pulse Start/Ceramic Metal Halide Fixtures <=100 watts | 0 | 0 | 0 | 0 | 0 | 0 | 0 | 0 | 0 | 0 | 0 | 0 | 0 | 0 | 0 | 0 | 0 | 0 | 0
445131-Lighting - Exterior Pulse Start/Ceramic Metal Halide Fixtures <=125 watts | 0 | 0 | 0 | 0 | 0 | 0 | 0 | 0 | 0 | 0 | 0 | 0 | 0 | 0 | 0 | 0 | 0 | 0 | 0
445132-Lighting - Exterior Pulse Start/Ceramic Metal Halide Fixtures <=175 watts | 0 | 0 | 0 | 0 | 0 | 0 | 0 | 0 | 0 | 0 | 0 | 0 | 0 | 0 | 0 | 0 | 0 | 0 | 0
445133-Lighting - Exterior Pulse Start/Ceramic Metal Halide Fixtures <=250 watts | 0 | 0 | 0 | 0 | 0 | 0 | 0 | 0 | 0 | 0 | 0 | 0 | 0 | 0 | 0 | 0 | 0 | 0 | 0
445134-Lighting - Exterior Pulse Start/Ceramic Metal Halide Fixtures <=70 watts | 0 | 0 | 0 | 0 | 0 | 0 | 0 | 0 | 0 | 0 | 0 | 0 | 0 | 0 | 0 | 0 | 0 | 0 | 0
445135-Lighting - Exterior Pulse Start/Ceramic Metal Halide Fixtures <=750 watts | 0 | 0 | 0 | 0 | 0 | 0 | 0 | 0 | 0 | 0 | 0 | 0 | 0 | 0 | 0 | 0 | 0 | 0 | 0
445136-Lighting - Interior Compact Fluorescent Fixture <=128 watts | 0 | 0 | 0 | 0 | 0 | 0 | 0 | 0 | 0 | 0 | 0 | 0 | 0 | 0 | 0 | 0 | 0 | 0 | 0
445140-Lighting - Interior Compact Fluorescent Fixture <=70 watts | 0 | 0 | 0 | 0 | 0 | 0 | 0 | 0 | 0 | 0 | 0 | 0 | 0 | 0 | 0 | 0 | 0 | 0 | 0
445142-Lighting - Interior Induction Fixture <=180 watts | 0 | 0 | 0 | 0 | 0 | 0 | 0 | 0 | 0 | 0 | 0 | 0 | 0 | 0 | 0 | 0 | 0 | 0 | 0
445143-Lighting - Interior Induction Fixture <=250watts | 0 | 0 | 0 | 0 | 0 | 0 | 0 | 0 | 0 | 0 | 0 | 0 | 0 | 0 | 0 | 0 | 0 | 0 | 0
445146-Lighting - Interior Linear Fluorescent Fixture <=128 watts replacing 101-175 Watts | 0 | 0 | 0 | 0 | 0 | 0 | 0 | 0 | 0 | 0 | 0 | 0 | 0 | 0 | 0 | 0 | 0 | 0 | 0
445147-Lighting - Interior Linear Fluorescent Fixture <=192 watts replacing 176-399 Watts | 0 | 0 | 0 | 0 | 0 | 0 | 0 | 0 | 0 | 0 | 0 | 0 | 0 | 0 | 0 | 0 | 0 | 0 | 0
445148-Lighting - Interior Linear Fluorescent Fixture <=244 watts replacing 400 Watts (Tier 1) | 0 | 0 | 0 | 0 | 0 | 0 | 0 | 0 | 0 | 0 | 0 | 0 | 0 | 0 | 0 | 0 | 0 | 0 | 0
445149-Lighting - Interior Linear Fluorescent Fixture <=600 watts replacing >=400 Watts (Tier 1) | 0 | 0 | 0 | 0 | 0 | 0 | 0 | 0 | 0 | 0 | 0 | 0 | 0 | 0 | 0 | 0 | 0 | 0 | 0
445150-Lighting - Interior Linear Fluorescent Fixture <=64 watts replacing <=100 Watts | 0 | 0 | 0 | 0 | 0 | 0 | 0 | 0 | 0 | 0 | 0 | 0 | 0 | 0 | 0 | 0 | 0 | 0 | 0
445151-Lighting - Interior Linear Fluorescent Fixture 245-360 watts replacing 400 Watts (Tier 2) | 0 | 0 | 0 | 0 | 0 | 0 | 0 | 0 | 0 | 0 | 0 | 0 | 0 | 0 | 0 | 0 | 0 | 0 | 0
445154-Lighting - Interior Pulse Start/Ceramic Metal Halide Fixtures <=250 watts | 0 | 0 | 0 | 0 | 0 | 0 | 0 | 0 | 0 | 0 | 0 | 0 | 0 | 0 | 0 | 0 | 0 | 0 | 0
445155-Lighting - Interior Pulse Start/Ceramic Metal Halide Fixtures <=600 watts Tier I | 0 | 0 | 0 | 0 | 0 | 0 | 0 | 0 | 0 | 0 | 0 | 0 | 0 | 0 | 0 | 0 | 0 | 0 | 0
445166-Lighting - Occupancy Sensor - High-Bay Sensor <12' | 0 | 0 | 0 | 0 | 0 | 0 | 0 | 0 | 0 | 0 | 0 | 0 | 0 | 0 | 0 | 0 | 0 | 0 | 0
445167-Lighting - Occupancy Sensor - High-Bay Sensor >=12' | 0 | 0 | 0 | 0 | 0 | 0 | 0 | 0 | 0 | 0 | 0 | 0 | 0 | 0 | 0 | 0 | 0 | 0 | 0
445169-Lighting - Occupancy Sensor - Wallbox Lighting Sensor | 0 | 0 | 0 | 0 | 0 | 0 | 0 | 0 | 0 | 0 | 0 | 0 | 0 | 0 | 0 | 0 | 0 | 0 | 0
445170-Lighting - T8 to 4ft 25 Watt Lamp | 0 | 0 | 0 | 0 | 0 | 0 | 0 | 0 | 0 | 0 | 0 | 0 | 0 | 0 | 0 | 0 | 0 | 0 | 0
445171-Lighting - T8 to 4ft 28 Watt Lamp | 0 | 0 | 0 | 0 | 0 | 0 | 0 | 0 | 0 | 0 | 0 | 0 | 0 | 0 | 0 | 0 | 0 | 0 | 0
445191-Pipe Insulation - High Pressure (>=15 psi) Steam Applic. >=1 in. Dry Cleaner Only | 0 | 0 | 0 | 0 | 0 | 1006.525 | 20130.5 | 0 | 1.1555 | 0 | 0.092269 | 0 | 1.1691 | 0 | 0.10586 | 30.4868 | 46.6753 | 1.0837 | 1.0972
445192-Pipe Insulation - Hot Water Applic. <1 in. | 0 | 0 | 0 | 0 | 0 | 38.61 | 424.71 | 0 | 0.77882 | 0 | -0.13429 | 0 | 0.9081 | 0 | -0.0050091 | 4.1508 | 8.7021 | 0.88426 | 0.99514
445193-Pipe Insulation - Hot Water Applic. >=1 in. | 0 | 0 | 0 | 0 | 0 | 145.73 | 1603.03 | 0 | 0.88775 | 0 | -0.025361 | 0 | 0.96006 | 0 | 0.046948 | 7.4211 | 15.5582 | 0.97588 | 1.048
445198-Refrigeration - Insulate Bare Suction Pipes | 0.0020913 | 0.001749 | 0.0020475 | 15.784 | 173.6234 | 0 | 0 | -0.0011095 | 0 | -0.10493 | 0 | 0.0044985 | 0 | -0.099323 | 0 | 0.99058 | 1.0401 | 0.52646 | 0.54013
445205-Refrigeration - Food Service -Evaporator Fan Controller for Walk-In Coolers | 2.2469 | 1.8791 | 2.3304 | 16958.0697 | 271329.1152 | 0 | 0 | 0.10813 | 0 | -0.0026427 | 0 | 0.11465 | 0 | 0.0038722 | 0 | 7.6182 | 12.6704 | 0.97921 | 1.0321
445207-Lighting - Exterior LED Fixtures <=110 watts | 0 | 0 | 0 | 0 | 0 | 0 | 0 | 0 | 0 | 0 | 0 | 0 | 0 | 0 | 0 | 0 | 0 | 0 | 0
445208-Lighting - Exterior LED Fixtures <=192watts | 0 | 0 | 0 | 0 | 0 | 0 | 0 | 0 | 0 | 0 | 0 | 0 | 0 | 0 | 0 | 0 | 0 | 0 | 0
445209-Lighting - Exterior LED Fixtures <=350 watts | 0 | 0 | 0 | 0 | 0 | 0 | 0 | 0 | 0 | 0 | 0 | 0 | 0 | 0 | 0 | 0 | 0 | 0 | 0
445210-Lighting - Exterior LED Fixtures <=80 watts | 0 | 0 | 0 | 0 | 0 | 0 | 0 | 0 | 0 | 0 | 0 | 0 | 0 | 0 | 0 | 0 | 0 | 0 | 0
445212-Lighting - Interior LED Fixtures <=130 watts | 0 | 0 | 0 | 0 | 0 | 0 | 0 | 0 | 0 | 0 | 0 | 0 | 0 | 0 | 0 | 0 | 0 | 0 | 0
445215-Lighting - LED System <=15 watts Surface/Pendant/Recessed Down Lighting | 0 | 0 | 0 | 0 | 0 | 0 | 0 | 0 | 0 | 0 | 0 | 0 | 0 | 0 | 0 | 0 | 0 | 0 | 0
445217-Lighting - Linear LED Systems (T12 Basecase) | 0 | 0 | 0 | 0 | 0 | 0 | 0 | 0 | 0 | 0 | 0 | 0 | 0 | 0 | 0 | 0 | 0 | 0 | 0
445219-Lighting - Premium Tier 5' Case Door | 0 | 0 | 0 | 0 | 0 | 0 | 0 | 0 | 0 | 0 | 0 | 0 | 0 | 0 | 0 | 0 | 0 | 0 | 0
445220-Lighting - Premium Tier 6' Case Door | 0 | 0 | 0 | 0 | 0 | 0 | 0 | 0 | 0 | 0 | 0 | 0 | 0 | 0 | 0 | 0 | 0 | 0 | 0
445351-Heating - Greenhouse Heat Curtain | 0 | 0 | 0 | 3026.4257 | 15132.1284 | 7110.2772 | 35551.386 | 0 | 0.3157 | 0 | -0.59212 | 0 | 0.6741 | 0 | -0.23371 | 1.4482 | 2.9485 | 0.63272 | 0.81359
445352-Heating - Infrared Film for Greenhouse | 0 | 0 | 0 | 918.0898 | 4590.4488 | 13509.035 | 67545.1752 | 0 | 0.79082 | 0 | -0.11699 | 0 | 0.80173 | 0 | -0.10608 | 4.4498 | 4.6723 | 0.89711 | 0.9058
445356-Pipe Insulation - Medium pressure steam >15 psi < 1" pipe | 0 | 0 | 0 | 0 | 0 | 121.752 | 2435.04 | 0 | 1.1303 | 0 | 0.066842 | 0 | 1.1549 | 0 | 0.091395 | 18.485 | 29.8052 | 1.0592 | 1.0828
445357-Pipe Insulation - Medium pressure steam >15 psi >= 1" pipe | 0 | 0 | 0 | 0 | 0 | 74.328 | 1486.56 | 0 | 1.1597 | 0 | 0.09619 | 0 | 1.1731 | 0 | 0.1096 | 33.8545 | 54.587 | 1.0875 | 1.101
445360-Lighting - Remove 4 Ft T-8 (De-Lamp 32W) | 0 | 0 | 0 | 0 | 0 | 0 | 0 | 0 | 0 | 0 | 0 | 0 | 0 | 0 | 0 | 0 | 0 | 0 | 0
445372-A-lamps: 41-100 watts existing, up to 30 watts LED A-lamp | 0 | 0 | 0 | 0 | 0 | 0 | 0 | 0 | 0 | 0 | 0 | 0 | 0 | 0 | 0 | 0 | 0 | 0 | 0
445374-MR 16: 36-50 watts existing, 5 watts to 10 watts LED MR 16 | 0 | 0 | 0 | 0 | 0 | 0 | 0 | 0 | 0 | 0 | 0 | 0 | 0 | 0 | 0 | 0 | 0 | 0 | 0
445376-PAR 30: 51-75 watts existing, 10 watts to 21 watts LED PAR 30 | 0 | 0 | 0 | 0 | 0 | 0 | 0 | 0 | 0 | 0 | 0 | 0 | 0 | 0 | 0 | 0 | 0 | 0 | 0
445378-PAR 38: 51-90 watts existing, 11 watts to 25 watts LED PAR 38 | 0 | 0 | 0 | 0 | 0 | 0 | 0 | 0 | 0 | 0 | 0 | 0 | 0 | 0 | 0 | 0 | 0 | 0 | 0
0 | 0 | 0 | 0 | 0 | 0 | 0 | 0 | 0 | 0 | 0 | 0 | 0 | 0 | 0 | 0 | 0 | 0 | 0 | 0
0 | 0 | 0 | 0 | 0 | 0 | 0 | 0 | 0 | 0 | 0 | 0 | 0 | 0 | 0 | 0 | 0 | 0 | 0 | 0
0 | 0 | 0 | 0 | 0 | 0 | 0 | 0 | 0 | 0 | 0 | 0 | 0 | 0 | 0 | 0 | 0 | 0 | 0 | 0
0 | 0 | 0 | 0 | 0 | 0 | 0 | 0 | 0 | 0 | 0 | 0 | 0 | 0 | 0 | 0 | 0 | 0 | 0 | 0
0 | 0 | 0 | 0 | 0 | 0 | 0 | 0 | 0 | 0 | 0 | 0 | 0 | 0 | 0 | 0 | 0 | 0 | 0 | 0
0 | 0 | 0 | 0 | 0 | 0 | 0 | 0 | 0 | 0 | 0 | 0 | 0 | 0 | 0 | 0 | 0 | 0 | 0 | 0
0 | 0 | 0 | 0 | 0 | 0 | 0 | 0 | 0 | 0 | 0 | 0 | 0 | 0 | 0 | 0 | 0 | 0 | 0 | 0
0 | 0 | 0 | 0 | 0 | 0 | 0 | 0 | 0 | 0 | 0 | 0 | 0 | 0 | 0 | 0 | 0 | 0 | 0 | 0
0 | 0 | 0 | 0 | 0 | 0 | 0 | 0 | 0 | 0 | 0 | 0 | 0 | 0 | 0 | 0 | 0 | 0 | 0 | 0
0 | 0 | 0 | 0 | 0 | 0 | 0 | 0 | 0 | 0 | 0 | 0 | 0 | 0 | 0 | 0 | 0 | 0 | 0 | 0
0 | 0 | 0 | 0 | 0 | 0 | 0 | 0 | 0 | 0 | 0 | 0 | 0 | 0 | 0 | 0 | 0 | 0 | 0 | 0
0 | 0 | 0 | 0 | 0 | 0 | 0 | 0 | 0 | 0 | 0 | 0 | 0 | 0 | 0 | 0 | 0 | 0 | 0 | 0
0 | 0 | 0 | 0 | 0 | 0 | 0 | 0 | 0 | 0 | 0 | 0 | 0 | 0 | 0 | 0 | 0 | 0 | 0 | 0
0 | 0 | 0 | 0 | 0 | 0 | 0 | 0 | 0 | 0 | 0 | 0 | 0 | 0 | 0 | 0 | 0 | 0 | 0 | 0
0 | 0 | 0 | 0 | 0 | 0 | 0 | 0 | 0 | 0 | 0 | 0 | 0 | 0 | 0 | 0 | 0 | 0 | 0 | 0
0 | 0 | 0 | 0 | 0 | 0 | 0 | 0 | 0 | 0 | 0 | 0 | 0 | 0 | 0 | 0 | 0 | 0 | 0 | 0
0 | 0 | 0 | 0 | 0 | 0 | 0 | 0 | 0 | 0 | 0 | 0 | 0 | 0 | 0 | 0 | 0 | 0 | 0 | 0
0 | 0 | 0 | 0 | 0 | 0 | 0 | 0 | 0 | 0 | 0 | 0 | 0 | 0 | 0 | 0 | 0 | 0 | 0 | 0
0 | 0 | 0 | 0 | 0 | 0 | 0 | 0 | 0 | 0 | 0 | 0 | 0 | 0 | 0 | 0 | 0 | 0 | 0 | 0
0 | 0 | 0 | 0 | 0 | 0 | 0 | 0 | 0 | 0 | 0 | 0 | 0 | 0 | 0 | 0 | 0 | 0 | 0 | 0
0 | 0 | 0 | 0 | 0 | 0 | 0 | 0 | 0 | 0 | 0 | 0 | 0 | 0 | 0 | 0 | 0 | 0 | 0 | 0
0 | 0 | 0 | 0 | 0 | 0 | 0 | 0 | 0 | 0 | 0 | 0 | 0 | 0 | 0 | 0 | 0 | 0 | 0 | 0
0 | 0 | 0 | 0 | 0 | 0 | 0 | 0 | 0 | 0 | 0 | 0 | 0 | 0 | 0 | 0 | 0 | 0 | 0 | 0
0 | 0 | 0 | 0 | 0 | 0 | 0 | 0 | 0 | 0 | 0 | 0 | 0 | 0 | 0 | 0 | 0 | 0 | 0 | 0
0 | 0 | 0 | 0 | 0 | 0 | 0 | 0 | 0 | 0 | 0 | 0 | 0 | 0 | 0 | 0 | 0 | 0 | 0 | 0
0 | 0 | 0 | 0 | 0 | 0 | 0 | 0 | 0 | 0 | 0 | 0 | 0 | 0 | 0 | 0 | 0 | 0 | 0 | 0
0 | 0 | 0 | 0 | 0 | 0 | 0 | 0 | 0 | 0 | 0 | 0 | 0 | 0 | 0 | 0 | 0 | 0 | 0 | 0
0 | 0 | 0 | 0 | 0 | 0 | 0 | 0 | 0 | 0 | 0 | 0 | 0 | 0 | 0 | 0 | 0 | 0 | 0 | 0
0 | 0 | 0 | 0 | 0 | 0 | 0 | 0 | 0 | 0 | 0 | 0 | 0 | 0 | 0 | 0 | 0 | 0 | 0 | 0
0 | 0 | 0 | 0 | 0 | 0 | 0 | 0 | 0 | 0 | 0 | 0 | 0 | 0 | 0 | 0 | 0 | 0 | 0 | 0
0 | 0 | 0 | 0 | 0 | 0 | 0 | 0 | 0 | 0 | 0 | 0 | 0 | 0 | 0 | 0 | 0 | 0 | 0 | 0
0 | 0 | 0 | 0 | 0 | 0 | 0 | 0 | 0 | 0 | 0 | 0 | 0 | 0 | 0 | 0 | 0 | 0 | 0 | 0
0 | 0 | 0 | 0 | 0 | 0 | 0 | 0 | 0 | 0 | 0 | 0 | 0 | 0 | 0 | 0 | 0 | 0 | 0 | 0
0 | 0 | 0 | 0 | 0 | 0 | 0 | 0 | 0 | 0 | 0 | 0 | 0 | 0 | 0 | 0 | 0 | 0 | 0 | 0
0 | 0 | 0 | 0 | 0 | 0 | 0 | 0 | 0 | 0 | 0 | 0 | 0 | 0 | 0 | 0 | 0 | 0 | 0 | 0
0 | 0 | 0 | 0 | 0 | 0 | 0 | 0 | 0 | 0 | 0 | 0 | 0 | 0 | 0 | 0 | 0 | 0 | 0 | 0
0 | 0 | 0 | 0 | 0 | 0 | 0 | 0 | 0 | 0 | 0 | 0 | 0 | 0 | 0 | 0 | 0 | 0 | 0 | 0
0 | 0 | 0 | 0 | 0 | 0 | 0 | 0 | 0 | 0 | 0 | 0 | 0 | 0 | 0 | 0 | 0 | 0 | 0 | 0
0 | 0 | 0 | 0 | 0 | 0 | 0 | 0 | 0 | 0 | 0 | 0 | 0 | 0 | 0 | 0 | 0 | 0 | 0 | 0
0 | 0 | 0 | 0 | 0 | 0 | 0 | 0 | 0 | 0 | 0 | 0 | 0 | 0 | 0 | 0 | 0 | 0 | 0 | 0
0 | 0 | 0 | 0 | 0 | 0 | 0 | 0 | 0 | 0 | 0 | 0 | 0 | 0 | 0 | 0 | 0 | 0 | 0 | 0
0 | 0 | 0 | 0 | 0 | 0 | 0 | 0 | 0 | 0 | 0 | 0 | 0 | 0 | 0 | 0 | 0 | 0 | 0 | 0
0 | 0 | 0 | 0 | 0 | 0 | 0 | 0 | 0 | 0 | 0 | 0 | 0 | 0 | 0 | 0 | 0 | 0 | 0 | 0
0 | 0 | 0 | 0 | 0 | 0 | 0 | 0 | 0 | 0 | 0 | 0 | 0 | 0 | 0 | 0 | 0 | 0 | 0 | 0
0 | 0 | 0 | 0 | 0 | 0 | 0 | 0 | 0 | 0 | 0 | 0 | 0 | 0 | 0 | 0 | 0 | 0 | 0 | 0
0 | 0 | 0 | 0 | 0 | 0 | 0 | 0 | 0 | 0 | 0 | 0 | 0 | 0 | 0 | 0 | 0 | 0 | 0 | 0
0 | 0 | 0 | 0 | 0 | 0 | 0 | 0 | 0 | 0 | 0 | 0 | 0 | 0 | 0 | 0 | 0 | 0 | 0 | 0
0 | 0 | 0 | 0 | 0 | 0 | 0 | 0 | 0 | 0 | 0 | 0 | 0 | 0 | 0 | 0 | 0 | 0 | 0 | 0
0 | 0 | 0 | 0 | 0 | 0 | 0 | 0 | 0 | 0 | 0 | 0 | 0 | 0 | 0 | 0 | 0 | 0 | 0 | 0
0 | 0 | 0 | 0 | 0 | 0 | 0 | 0 | 0 | 0 | 0 | 0 | 0 | 0 | 0 | 0 | 0 | 0 | 0 | 0
0 | 0 | 0 | 0 | 0 | 0 | 0 | 0 | 0 | 0 | 0 | 0 | 0 | 0 | 0 | 0 | 0 | 0 | 0 | 0
0 | 0 | 0 | 0 | 0 | 0 | 0 | 0 | 0 | 0 | 0 | 0 | 0 | 0 | 0 | 0 | 0 | 0 | 0 | 0
0 | 0 | 0 | 0 | 0 | 0 | 0 | 0 | 0 | 0 | 0 | 0 | 0 | 0 | 0 | 0 | 0 | 0 | 0 | 0
0 | 0 | 0 | 0 | 0 | 0 | 0 | 0 | 0 | 0 | 0 | 0 | 0 | 0 | 0 | 0 | 0 | 0 | 0 | 0
0 | 0 | 0 | 0 | 0 | 0 | 0 | 0 | 0 | 0 | 0 | 0 | 0 | 0 | 0 | 0 | 0 | 0 | 0 | 0
0 | 0 | 0 | 0 | 0 | 0 | 0 | 0 | 0 | 0 | 0 | 0 | 0 | 0 | 0 | 0 | 0 | 0 | 0 | 0
0 | 0 | 0 | 0 | 0 | 0 | 0 | 0 | 0 | 0 | 0 | 0 | 0 | 0 | 0 | 0 | 0 | 0 | 0 | 0
0 | 0 | 0 | 0 | 0 | 0 | 0 | 0 | 0 | 0 | 0 | 0 | 0 | 0 | 0 | 0 | 0 | 0 | 0 | 0
0 | 0 | 0 | 0 | 0 | 0 | 0 | 0 | 0 | 0 | 0 | 0 | 0 | 0 | 0 | 0 | 0 | 0 | 0 | 0
0 | 0 | 0 | 0 | 0 | 0 | 0 | 0 | 0 | 0 | 0 | 0 | 0 | 0 | 0 | 0 | 0 | 0 | 0 | 0
0 | 0 | 0 | 0 | 0 | 0 | 0 | 0 | 0 | 0 | 0 | 0 | 0 | 0 | 0 | 0 | 0 | 0 | 0 | 0
0 | 0 | 0 | 0 | 0 | 0 | 0 | 0 | 0 | 0 | 0 | 0 | 0 | 0 | 0 | 0 | 0 | 0 | 0 | 0
0 | 0 | 0 | 0 | 0 | 0 | 0 | 0 | 0 | 0 | 0 | 0 | 0 | 0 | 0 | 0 | 0 | 0 | 0 | 0
0 | 0 | 0 | 0 | 0 | 0 | 0 | 0 | 0 | 0 | 0 | 0 | 0 | 0 | 0 | 0 | 0 | 0 | 0 | 0
0 | 0 | 0 | 0 | 0 | 0 | 0 | 0 | 0 | 0 | 0 | 0 | 0 | 0 | 0 | 0 | 0 | 0 | 0 | 0
0 | 0 | 0 | 0 | 0 | 0 | 0 | 0 | 0 | 0 | 0 | 0 | 0 | 0 | 0 | 0 | 0 | 0 | 0 | 0
0 | 0 | 0 | 0 | 0 | 0 | 0 | 0 | 0 | 0 | 0 | 0 | 0 | 0 | 0 | 0 | 0 | 0 | 0 | 0
0 | 0 | 0 | 0 | 0 | 0 | 0 | 0 | 0 | 0 | 0 | 0 | 0 | 0 | 0 | 0 | 0 | 0 | 0 | 0
0 | 0 | 0 | 0 | 0 | 0 | 0 | 0 | 0 | 0 | 0 | 0 | 0 | 0 | 0 | 0 | 0 | 0 | 0 | 0
0 | 0 | 0 | 0 | 0 | 0 | 0 | 0 | 0 | 0 | 0 | 0 | 0 | 0 | 0 | 0 | 0 | 0 | 0 | 0
0 | 0 | 0 | 0 | 0 | 0 | 0 | 0 | 0 | 0 | 0 | 0 | 0 | 0 | 0 | 0 | 0 | 0 | 0 | 0
0 | 0 | 0 | 0 | 0 | 0 | 0 | 0 | 0 | 0 | 0 | 0 | 0 | 0 | 0 | 0 | 0 | 0 | 0 | 0
0 | 0 | 0 | 0 | 0 | 0 | 0 | 0 | 0 | 0 | 0 | 0 | 0 | 0 | 0 | 0 | 0 | 0 | 0 | 0
0 | 0 | 0 | 0 | 0 | 0 | 0 | 0 | 0 | 0 | 0 | 0 | 0 | 0 | 0 | 0 | 0 | 0 | 0 | 0
0 | 0 | 0 | 0 | 0 | 0 | 0 | 0 | 0 | 0 | 0 | 0 | 0 | 0 | 0 | 0 | 0 | 0 | 0 | 0
0 | 0 | 0 | 0 | 0 | 0 | 0 | 0 | 0 | 0 | 0 | 0 | 0 | 0 | 0 | 0 | 0 | 0 | 0 | 0
0 | 0 | 0 | 0 | 0 | 0 | 0 | 0 | 0 | 0 | 0 | 0 | 0 | 0 | 0 | 0 | 0 | 0 | 0 | 0
0 | 0 | 0 | 0 | 0 | 0 | 0 | 0 | 0 | 0 | 0 | 0 | 0 | 0 | 0 | 0 | 0 | 0 | 0 | 0
0 | 0 | 0 | 0 | 0 | 0 | 0 | 0 | 0 | 0 | 0 | 0 | 0 | 0 | 0 | 0 | 0 | 0 | 0 | 0
0 | 0 | 0 | 0 | 0 | 0 | 0 | 0 | 0 | 0 | 0 | 0 | 0 | 0 | 0 | 0 | 0 | 0 | 0 | 0
0 | 0 | 0 | 0 | 0 | 0 | 0 | 0 | 0 | 0 | 0 | 0 | 0 | 0 | 0 | 0 | 0 | 0 | 0 | 0
0 | 0 | 0 | 0 | 0 | 0 | 0 | 0 | 0 | 0 | 0 | 0 | 0 | 0 | 0 | 0 | 0 | 0 | 0 | 0
0 | 0 | 0 | 0 | 0 | 0 | 0 | 0 | 0 | 0 | 0 | 0 | 0 | 0 | 0 | 0 | 0 | 0 | 0 | 0
0 | 0 | 0 | 0 | 0 | 0 | 0 | 0 | 0 | 0 | 0 | 0 | 0 | 0 | 0 | 0 | 0 | 0 | 0 | 0
0 | 0 | 0 | 0 | 0 | 0 | 0 | 0 | 0 | 0 | 0 | 0 | 0 | 0 | 0 | 0 | 0 | 0 | 0 | 0
0 | 0 | 0 | 0 | 0 | 0 | 0 | 0 | 0 | 0 | 0 | 0 | 0 | 0 | 0 | 0 | 0 | 0 | 0 | 0
0 | 0 | 0 | 0 | 0 | 0 | 0 | 0 | 0 | 0 | 0 | 0 | 0 | 0 | 0 | 0 | 0 | 0 | 0 | 0
0 | 0 | 0 | 0 | 0 | 0 | 0 | 0 | 0 | 0 | 0 | 0 | 0 | 0 | 0 | 0 | 0 | 0 | 0 | 0
0 | 0 | 0 | 0 | 0 | 0 | 0 | 0 | 0 | 0 | 0 | 0 | 0 | 0 | 0 | 0 | 0 | 0 | 0 | 0
0 | 0 | 0 | 0 | 0 | 0 | 0 | 0 | 0 | 0 | 0 | 0 | 0 | 0 | 0 | 0 | 0 | 0 | 0 | 0
0 | 0 | 0 | 0 | 0 | 0 | 0 | 0 | 0 | 0 | 0 | 0 | 0 | 0 | 0 | 0 | 0 | 0 | 0 | 0
0 | 0 | 0 | 0 | 0 | 0 | 0 | 0 | 0 | 0 | 0 | 0 | 0 | 0 | 0 | 0 | 0 | 0 | 0 | 0
0 | 0 | 0 | 0 | 0 | 0 | 0 | 0 | 0 | 0 | 0 | 0 | 0 | 0 | 0 | 0 | 0 | 0 | 0 | 0
0 | 0 | 0 | 0 | 0 | 0 | 0 | 0 | 0 | 0 | 0 | 0 | 0 | 0 | 0 | 0 | 0 | 0 | 0 | 0
0 | 0 | 0 | 0 | 0 | 0 | 0 | 0 | 0 | 0 | 0 | 0 | 0 | 0 | 0 | 0 | 0 | 0 | 0 | 0
0 | 0 | 0 | 0 | 0 | 0 | 0 | 0 | 0 | 0 | 0 | 0 | 0 | 0 | 0 | 0 | 0 | 0 | 0 | 0
0 | 0 | 0 | 0 | 0 | 0 | 0 | 0 | 0 | 0 | 0 | 0 | 0 | 0 | 0 | 0 | 0 | 0 | 0 | 0
0 | 0 | 0 | 0 | 0 | 0 | 0 | 0 | 0 | 0 | 0 | 0 | 0 | 0 | 0 | 0 | 0 | 0 | 0 | 0
0 | 0 | 0 | 0 | 0 | 0 | 0 | 0 | 0 | 0 | 0 | 0 | 0 | 0 | 0 | 0 | 0 | 0 | 0 | 0
0 | 0 | 0 | 0 | 0 | 0 | 0 | 0 | 0 | 0 | 0 | 0 | 0 | 0 | 0 | 0 | 0 | 0 | 0 | 0
0 | 0 | 0 | 0 | 0 | 0 | 0 | 0 | 0 | 0 | 0 | 0 | 0 | 0 | 0 | 0 | 0 | 0 | 0 | 0
0 | 0 | 0 | 0 | 0 | 0 | 0 | 0 | 0 | 0 | 0 | 0 | 0 | 0 | 0 | 0 | 0 | 0 | 0 | 0
0 | 0 | 0 | 0 | 0 | 0 | 0 | 0 | 0 | 0 | 0 | 0 | 0 | 0 | 0 | 0 | 0 | 0 | 0 | 0
0 | 0 | 0 | 0 | 0 | 0 | 0 | 0 | 0 | 0 | 0 | 0 | 0 | 0 | 0 | 0 | 0 | 0 | 0 | 0
0 | 0 | 0 | 0 | 0 | 0 | 0 | 0 | 0 | 0 | 0 | 0 | 0 | 0 | 0 | 0 | 0 | 0 | 0 | 0
0 | 0 | 0 | 0 | 0 | 0 | 0 | 0 | 0 | 0 | 0 | 0 | 0 | 0 | 0 | 0 | 0 | 0 | 0 | 0
0 | 0 | 0 | 0 | 0 | 0 | 0 | 0 | 0 | 0 | 0 | 0 | 0 | 0 | 0 | 0 | 0 | 0 | 0 | 0
0 | 0 | 0 | 0 | 0 | 0 | 0 | 0 | 0 | 0 | 0 | 0 | 0 | 0 | 0 | 0 | 0 | 0 | 0 | 0
0 | 0 | 0 | 0 | 0 | 0 | 0 | 0 | 0 | 0 | 0 | 0 | 0 | 0 | 0 | 0 | 0 | 0 | 0 | 0
0 | 0 | 0 | 0 | 0 | 0 | 0 | 0 | 0 | 0 | 0 | 0 | 0 | 0 | 0 | 0 | 0 | 0 | 0 | 0
0 | 0 | 0 | 0 | 0 | 0 | 0 | 0 | 0 | 0 | 0 | 0 | 0 | 0 | 0 | 0 | 0 | 0 | 0 | 0
0 | 0 | 0 | 0 | 0 | 0 | 0 | 0 | 0 | 0 | 0 | 0 | 0 | 0 | 0 | 0 | 0 | 0 | 0 | 0
0 | 0 | 0 | 0 | 0 | 0 | 0 | 0 | 0 | 0 | 0 | 0 | 0 | 0 | 0 | 0 | 0 | 0 | 0 | 0
0 | 0 | 0 | 0 | 0 | 0 | 0 | 0 | 0 | 0 | 0 | 0 | 0 | 0 | 0 | 0 | 0 | 0 | 0 | 0
0 | 0 | 0 | 0 | 0 | 0 | 0 | 0 | 0 | 0 | 0 | 0 | 0 | 0 | 0 | 0 | 0 | 0 | 0 | 0
0 | 0 | 0 | 0 | 0 | 0 | 0 | 0 | 0 | 0 | 0 | 0 | 0 | 0 | 0 | 0 | 0 | 0 | 0 | 0
0 | 0 | 0 | 0 | 0 | 0 | 0 | 0 | 0 | 0 | 0 | 0 | 0 | 0 | 0 | 0 | 0 | 0 | 0 | 0
0 | 0 | 0 | 0 | 0 | 0 | 0 | 0 | 0 | 0 | 0 | 0 | 0 | 0 | 0 | 0 | 0 | 0 | 0 | 0
0 | 0 | 0 | 0 | 0 | 0 | 0 | 0 | 0 | 0 | 0 | 0 | 0 | 0 | 0 | 0 | 0 | 0 | 0 | 0
0 | 0 | 0 | 0 | 0 | 0 | 0 | 0 | 0 | 0 | 0 | 0 | 0 | 0 | 0 | 0 | 0 | 0 | 0 | 0
0 | 0 | 0 | 0 | 0 | 0 | 0 | 0 | 0 | 0 | 0 | 0 | 0 | 0 | 0 | 0 | 0 | 0 | 0 | 0
0 | 0 | 0 | 0 | 0 | 0 | 0 | 0 | 0 | 0 | 0 | 0 | 0 | 0 | 0 | 0 | 0 | 0 | 0 | 0
0 | 0 | 0 | 0 | 0 | 0 | 0 | 0 | 0 | 0 | 0 | 0 | 0 | 0 | 0 | 0 | 0 | 0 | 0 | 0
0 | 0 | 0 | 0 | 0 | 0 | 0 | 0 | 0 | 0 | 0 | 0 | 0 | 0 | 0 | 0 | 0 | 0 | 0 | 0
0 | 0 | 0 | 0 | 0 | 0 | 0 | 0 | 0 | 0 | 0 | 0 | 0 | 0 | 0 | 0 | 0 | 0 | 0 | 0
0 | 0 | 0 | 0 | 0 | 0 | 0 | 0 | 0 | 0 | 0 | 0 | 0 | 0 | 0 | 0 | 0 | 0 | 0 | 0
0 | 0 | 0 | 0 | 0 | 0 | 0 | 0 | 0 | 0 | 0 | 0 | 0 | 0 | 0 | 0 | 0 | 0 | 0 | 0
0 | 0 | 0 | 0 | 0 | 0 | 0 | 0 | 0 | 0 | 0 | 0 | 0 | 0 | 0 | 0 | 0 | 0 | 0 | 0
0 | 0 | 0 | 0 | 0 | 0 | 0 | 0 | 0 | 0 | 0 | 0 | 0 | 0 | 0 | 0 | 0 | 0 | 0 | 0
0 | 0 | 0 | 0 | 0 | 0 | 0 | 0 | 0 | 0 | 0 | 0 | 0 | 0 | 0 | 0 | 0 | 0 | 0 | 0
0 | 0 | 0 | 0 | 0 | 0 | 0 | 0 | 0 | 0 | 0 | 0 | 0 | 0 | 0 | 0 | 0 | 0 | 0 | 0
0 | 0 | 0 | 0 | 0 | 0 | 0 | 0 | 0 | 0 | 0 | 0 | 0 | 0 | 0 | 0 | 0 | 0 | 0 | 0
0 | 0 | 0 | 0 | 0 | 0 | 0 | 0 | 0 | 0 | 0 | 0 | 0 | 0 | 0 | 0 | 0 | 0 | 0 | 0
0 | 0 | 0 | 0 | 0 | 0 | 0 | 0 | 0 | 0 | 0 | 0 | 0 | 0 | 0 | 0 | 0 | 0 | 0 | 0
0 | 0 | 0 | 0 | 0 | 0 | 0 | 0 | 0 | 0 | 0 | 0 | 0 | 0 | 0 | 0 | 0 | 0 | 0 | 0
0 | 0 | 0 | 0 | 0 | 0 | 0 | 0 | 0 | 0 | 0 | 0 | 0 | 0 | 0 | 0 | 0 | 0 | 0 | 0
0 | 0 | 0 | 0 | 0 | 0 | 0 | 0 | 0 | 0 | 0 | 0 | 0 | 0 | 0 | 0 | 0 | 0 | 0 | 0
0 | 0 | 0 | 0 | 0 | 0 | 0 | 0 | 0 | 0 | 0 | 0 | 0 | 0 | 0 | 0 | 0 | 0 | 0 | 0
0 | 0 | 0 | 0 | 0 | 0 | 0 | 0 | 0 | 0 | 0 | 0 | 0 | 0 | 0 | 0 | 0 | 0 | 0 | 0
0 | 0 | 0 | 0 | 0 | 0 | 0 | 0 | 0 | 0 | 0 | 0 | 0 | 0 | 0 | 0 | 0 | 0 | 0 | 0
0 | 0 | 0 | 0 | 0 | 0 | 0 | 0 | 0 | 0 | 0 | 0 | 0 | 0 | 0 | 0 | 0 | 0 | 0 | 0
0 | 0 | 0 | 0 | 0 | 0 | 0 | 0 | 0 | 0 | 0 | 0 | 0 | 0 | 0 | 0 | 0 | 0 | 0 | 0
0 | 0 | 0 | 0 | 0 | 0 | 0 | 0 | 0 | 0 | 0 | 0 | 0 | 0 | 0 | 0 | 0 | 0 | 0 | 0
0 | 0 | 0 | 0 | 0 | 0 | 0 | 0 | 0 | 0 | 0 | 0 | 0 | 0 | 0 | 0 | 0 | 0 | 0 | 0
0 | 0 | 0 | 0 | 0 | 0 | 0 | 0 | 0 | 0 | 0 | 0 | 0 | 0 | 0 | 0 | 0 | 0 | 0 | 0
0 | 0 | 0 | 0 | 0 | 0 | 0 | 0 | 0 | 0 | 0 | 0 | 0 | 0 | 0 | 0 | 0 | 0 | 0 | 0
0 | 0 | 0 | 0 | 0 | 0 | 0 | 0 | 0 | 0 | 0 | 0 | 0 | 0 | 0 | 0 | 0 | 0 | 0 | 0
0 | 0 | 0 | 0 | 0 | 0 | 0 | 0 | 0 | 0 | 0 | 0 | 0 | 0 | 0 | 0 | 0 | 0 | 0 | 0
0 | 0 | 0 | 0 | 0 | 0 | 0 | 0 | 0 | 0 | 0 | 0 | 0 | 0 | 0 | 0 | 0 | 0 | 0 | 0
0 | 0 | 0 | 0 | 0 | 0 | 0 | 0 | 0 | 0 | 0 | 0 | 0 | 0 | 0 | 0 | 0 | 0 | 0 | 0
0 | 0 | 0 | 0 | 0 | 0 | 0 | 0 | 0 | 0 | 0 | 0 | 0 | 0 | 0 | 0 | 0 | 0 | 0 | 0
0 | 0 | 0 | 0 | 0 | 0 | 0 | 0 | 0 | 0 | 0 | 0 | 0 | 0 | 0 | 0 | 0 | 0 | 0 | 0
0 | 0 | 0 | 0 | 0 | 0 | 0 | 0 | 0 | 0 | 0 | 0 | 0 | 0 | 0 | 0 | 0 | 0 | 0 | 0
0 | 0 | 0 | 0 | 0 | 0 | 0 | 0 | 0 | 0 | 0 | 0 | 0 | 0 | 0 | 0 | 0 | 0 | 0 | 0
0 | 0 | 0 | 0 | 0 | 0 | 0 | 0 | 0 | 0 | 0 | 0 | 0 | 0 | 0 | 0 | 0 | 0 | 0 | 0
0 | 0 | 0 | 0 | 0 | 0 | 0 | 0 | 0 | 0 | 0 | 0 | 0 | 0 | 0 | 0 | 0 | 0 | 0 | 0
0 | 0 | 0 | 0 | 0 | 0 | 0 | 0 | 0 | 0 | 0 | 0 | 0 | 0 | 0 | 0 | 0 | 0 | 0 | 0
0 | 0 | 0 | 0 | 0 | 0 | 0 | 0 | 0 | 0 | 0 | 0 | 0 | 0 | 0 | 0 | 0 | 0 | 0 | 0
0 | 0 | 0 | 0 | 0 | 0 | 0 | 0 | 0 | 0 | 0 | 0 | 0 | 0 | 0 | 0 | 0 | 0 | 0 | 0
0 | 0 | 0 | 0 | 0 | 0 | 0 | 0 | 0 | 0 | 0 | 0 | 0 | 0 | 0 | 0 | 0 | 0 | 0 | 0
0 | 0 | 0 | 0 | 0 | 0 | 0 | 0 | 0 | 0 | 0 | 0 | 0 | 0 | 0 | 0 | 0 | 0 | 0 | 0
0 | 0 | 0 | 0 | 0 | 0 | 0 | 0 | 0 | 0 | 0 | 0 | 0 | 0 | 0 | 0 | 0 | 0 | 0 | 0
0 | 0 | 0 | 0 | 0 | 0 | 0 | 0 | 0 | 0 | 0 | 0 | 0 | 0 | 0 | 0 | 0 | 0 | 0 | 0
0 | 0 | 0 | 0 | 0 | 0 | 0 | 0 | 0 | 0 | 0 | 0 | 0 | 0 | 0 | 0 | 0 | 0 | 0 | 0
0 | 0 | 0 | 0 | 0 | 0 | 0 | 0 | 0 | 0 | 0 | 0 | 0 | 0 | 0 | 0 | 0 | 0 | 0 | 0
0 | 0 | 0 | 0 | 0 | 0 | 0 | 0 | 0 | 0 | 0 | 0 | 0 | 0 | 0 | 0 | 0 | 0 | 0 | 0
0 | 0 | 0 | 0 | 0 | 0 | 0 | 0 | 0 | 0 | 0 | 0 | 0 | 0 | 0 | 0 | 0 | 0 | 0 | 0
0 | 0 | 0 | 0 | 0 | 0 | 0 | 0 | 0 | 0 | 0 | 0 | 0 | 0 | 0 | 0 | 0 | 0 | 0 | 0
0 | 0 | 0 | 0 | 0 | 0 | 0 | 0 | 0 | 0 | 0 | 0 | 0 | 0 | 0 | 0 | 0 | 0 | 0 | 0
0 | 0 | 0 | 0 | 0 | 0 | 0 | 0 | 0 | 0 | 0 | 0 | 0 | 0 | 0 | 0 | 0 | 0 | 0 | 0
0 | 0 | 0 | 0 | 0 | 0 | 0 | 0 | 0 | 0 | 0 | 0 | 0 | 0 | 0 | 0 | 0 | 0 | 0 | 0
0 | 0 | 0 | 0 | 0 | 0 | 0 | 0 | 0 | 0 | 0 | 0 | 0 | 0 | 0 | 0 | 0 | 0 | 0 | 0
0 | 0 | 0 | 0 | 0 | 0 | 0 | 0 | 0 | 0 | 0 | 0 | 0 | 0 | 0 | 0 | 0 | 0 | 0 | 0
0 | 0 | 0 | 0 | 0 | 0 | 0 | 0 | 0 | 0 | 0 | 0 | 0 | 0 | 0 | 0 | 0 | 0 | 0 | 0
0 | 0 | 0 | 0 | 0 | 0 | 0 | 0 | 0 | 0 | 0 | 0 | 0 | 0 | 0 | 0 | 0 | 0 | 0 | 0
0 | 0 | 0 | 0 | 0 | 0 | 0 | 0 | 0 | 0 | 0 | 0 | 0 | 0 | 0 | 0 | 0 | 0 | 0 | 0
0 | 0 | 0 | 0 | 0 | 0 | 0 | 0 | 0 | 0 | 0 | 0 | 0 | 0 | 0 | 0 | 0 | 0 | 0 | 0
0 | 0 | 0 | 0 | 0 | 0 | 0 | 0 | 0 | 0 | 0 | 0 | 0 | 0 | 0 | 0 | 0 | 0 | 0 | 0
0 | 0 | 0 | 0 | 0 | 0 | 0 | 0 | 0 | 0 | 0 | 0 | 0 | 0 | 0 | 0 | 0 | 0 | 0 | 0
0 | 0 | 0 | 0 | 0 | 0 | 0 | 0 | 0 | 0 | 0 | 0 | 0 | 0 | 0 | 0 | 0 | 0 | 0 | 0
0 | 0 | 0 | 0 | 0 | 0 | 0 | 0 | 0 | 0 | 0 | 0 | 0 | 0 | 0 | 0 | 0 | 0 | 0 | 0
0 | 0 | 0 | 0 | 0 | 0 | 0 | 0 | 0 | 0 | 0 | 0 | 0 | 0 | 0 | 0 | 0 | 0 | 0 | 0
0 | 0 | 0 | 0 | 0 | 0 | 0 | 0 | 0 | 0 | 0 | 0 | 0 | 0 | 0 | 0 | 0 | 0 | 0 | 0
0 | 0 | 0 | 0 | 0 | 0 | 0 | 0 | 0 | 0 | 0 | 0 | 0 | 0 | 0 | 0 | 0 | 0 | 0 | 0
0 | 0 | 0 | 0 | 0 | 0 | 0 | 0 | 0 | 0 | 0 | 0 | 0 | 0 | 0 | 0 | 0 | 0 | 0 | 0
0 | 0 | 0 | 0 | 0 | 0 | 0 | 0 | 0 | 0 | 0 | 0 | 0 | 0 | 0 | 0 | 0 | 0 | 0 | 0
0 | 0 | 0 | 0 | 0 | 0 | 0 | 0 | 0 | 0 | 0 | 0 | 0 | 0 | 0 | 0 | 0 | 0 | 0 | 0
0 | 0 | 0 | 0 | 0 | 0 | 0 | 0 | 0 | 0 | 0 | 0 | 0 | 0 | 0 | 0 | 0 | 0 | 0 | 0
0 | 0 | 0 | 0 | 0 | 0 | 0 | 0 | 0 | 0 | 0 | 0 | 0 | 0 | 0 | 0 | 0 | 0 | 0 | 0
0 | 0 | 0 | 0 | 0 | 0 | 0 | 0 | 0 | 0 | 0 | 0 | 0 | 0 | 0 | 0 | 0 | 0 | 0 | 0
0 | 0 | 0 | 0 | 0 | 0 | 0 | 0 | 0 | 0 | 0 | 0 | 0 | 0 | 0 | 0 | 0 | 0 | 0 | 0
0 | 0 | 0 | 0 | 0 | 0 | 0 | 0 | 0 | 0 | 0 | 0 | 0 | 0 | 0 | 0 | 0 | 0 | 0 | 0
0 | 0 | 0 | 0 | 0 | 0 | 0 | 0 | 0 | 0 | 0 | 0 | 0 | 0 | 0 | 0 | 0 | 0 | 0 | 0
0 | 0 | 0 | 0 | 0 | 0 | 0 | 0 | 0 | 0 | 0 | 0 | 0 | 0 | 0 | 0 | 0 | 0 | 0 | 0
0 | 0 | 0 | 0 | 0 | 0 | 0 | 0 | 0 | 0 | 0 | 0 | 0 | 0 | 0 | 0 | 0 | 0 | 0 | 0
0 | 0 | 0 | 0 | 0 | 0 | 0 | 0 | 0 | 0 | 0 | 0 | 0 | 0 | 0 | 0 | 0 | 0 | 0 | 0
0 | 0 | 0 | 0 | 0 | 0 | 0 | 0 | 0 | 0 | 0 | 0 | 0 | 0 | 0 | 0 | 0 | 0 | 0 | 0
0 | 0 | 0 | 0 | 0 | 0 | 0 | 0 | 0 | 0 | 0 | 0 | 0 | 0 | 0 | 0 | 0 | 0 | 0 | 0
0 | 0 | 0 | 0 | 0 | 0 | 0 | 0 | 0 | 0 | 0 | 0 | 0 | 0 | 0 | 0 | 0 | 0 | 0 | 0
0 | 0 | 0 | 0 | 0 | 0 | 0 | 0 | 0 | 0 | 0 | 0 | 0 | 0 | 0 | 0 | 0 | 0 | 0 | 0
0 | 0 | 0 | 0 | 0 | 0 | 0 | 0 | 0 | 0 | 0 | 0 | 0 | 0 | 0 | 0 | 0 | 0 | 0 | 0
0 | 0 | 0 | 0 | 0 | 0 | 0 | 0 | 0 | 0 | 0 | 0 | 0 | 0 | 0 | 0 | 0 | 0 | 0 | 0
0 | 0 | 0 | 0 | 0 | 0 | 0 | 0 | 0 | 0 | 0 | 0 | 0 | 0 | 0 | 0 | 0 | 0 | 0 | 0
0 | 0 | 0 | 0 | 0 | 0 | 0 | 0 | 0 | 0 | 0 | 0 | 0 | 0 | 0 | 0 | 0 | 0 | 0 | 0
0 | 0 | 0 | 0 | 0 | 0 | 0 | 0 | 0 | 0 | 0 | 0 | 0 | 0 | 0 | 0 | 0 | 0 | 0 | 0
0 | 0 | 0 | 0 | 0 | 0 | 0 | 0 | 0 | 0 | 0 | 0 | 0 | 0 | 0 | 0 | 0 | 0 | 0 | 0
0 | 0 | 0 | 0 | 0 | 0 | 0 | 0 | 0 | 0 | 0 | 0 | 0 | 0 | 0 | 0 | 0 | 0 | 0 | 0
0 | 0 | 0 | 0 | 0 | 0 | 0 | 0 | 0 | 0 | 0 | 0 | 0 | 0 | 0 | 0 | 0 | 0 | 0 | 0
0 | 0 | 0 | 0 | 0 | 0 | 0 | 0 | 0 | 0 | 0 | 0 | 0 | 0 | 0 | 0 | 0 | 0 | 0 | 0
0 | 0 | 0 | 0 | 0 | 0 | 0 | 0 | 0 | 0 | 0 | 0 | 0 | 0 | 0 | 0 | 0 | 0 | 0 | 0
0 | 0 | 0 | 0 | 0 | 0 | 0 | 0 | 0 | 0 | 0 | 0 | 0 | 0 | 0 | 0 | 0 | 0 | 0 | 0
0 | 0 | 0 | 0 | 0 | 0 | 0 | 0 | 0 | 0 | 0 | 0 | 0 | 0 | 0 | 0 | 0 | 0 | 0 | 0
0 | 0 | 0 | 0 | 0 | 0 | 0 | 0 | 0 | 0 | 0 | 0 | 0 | 0 | 0 | 0 | 0 | 0 | 0 | 0
0 | 0 | 0 | 0 | 0 | 0 | 0 | 0 | 0 | 0 | 0 | 0 | 0 | 0 | 0 | 0 | 0 | 0 | 0 | 0
0 | 0 | 0 | 0 | 0 | 0 | 0 | 0 | 0 | 0 | 0 | 0 | 0 | 0 | 0 | 0 | 0 | 0 | 0 | 0
0 | 0 | 0 | 0 | 0 | 0 | 0 | 0 | 0 | 0 | 0 | 0 | 0 | 0 | 0 | 0 | 0 | 0 | 0 | 0
0 | 0 | 0 | 0 | 0 | 0 | 0 | 0 | 0 | 0 | 0 | 0 | 0 | 0 | 0 | 0 | 0 | 0 | 0 | 0
0 | 0 | 0 | 0 | 0 | 0 | 0 | 0 | 0 | 0 | 0 | 0 | 0 | 0 | 0 | 0 | 0 | 0 | 0 | 0
0 | 0 | 0 | 0 | 0 | 0 | 0 | 0 | 0 | 0 | 0 | 0 | 0 | 0 | 0 | 0 | 0 | 0 | 0 | 0
0 | 0 | 0 | 0 | 0 | 0 | 0 | 0 | 0 | 0 | 0 | 0 | 0 | 0 | 0 | 0 | 0 | 0 | 0 | 0
0 | 0 | 0 | 0 | 0 | 0 | 0 | 0 | 0 | 0 | 0 | 0 | 0 | 0 | 0 | 0 | 0 | 0 | 0 | 0
0 | 0 | 0 | 0 | 0 | 0 | 0 | 0 | 0 | 0 | 0 | 0 | 0 | 0 | 0 | 0 | 0 | 0 | 0 | 0
0 | 0 | 0 | 0 | 0 | 0 | 0 | 0 | 0 | 0 | 0 | 0 | 0 | 0 | 0 | 0 | 0 | 0 | 0 | 0
0 | 0 | 0 | 0 | 0 | 0 | 0 | 0 | 0 | 0 | 0 | 0 | 0 | 0 | 0 | 0 | 0 | 0 | 0 | 0
0 | 0 | 0 | 0 | 0 | 0 | 0 | 0 | 0 | 0 | 0 | 0 | 0 | 0 | 0 | 0 | 0 | 0 | 0 | 0
0 | 0 | 0 | 0 | 0 | 0 | 0 | 0 | 0 | 0 | 0 | 0 | 0 | 0 | 0 | 0 | 0 | 0 | 0 | 0
0 | 0 | 0 | 0 | 0 | 0 | 0 | 0 | 0 | 0 | 0 | 0 | 0 | 0 | 0 | 0 | 0 | 0 | 0 | 0
0 | 0 | 0 | 0 | 0 | 0 | 0 | 0 | 0 | 0 | 0 | 0 | 0 | 0 | 0 | 0 | 0 | 0 | 0 | 0
0 | 0 | 0 | 0 | 0 | 0 | 0 | 0 | 0 | 0 | 0 | 0 | 0 | 0 | 0 | 0 | 0 | 0 | 0 | 0
0 | 0 | 0 | 0 | 0 | 0 | 0 | 0 | 0 | 0 | 0 | 0 | 0 | 0 | 0 | 0 | 0 | 0 | 0 | 0
0 | 0 | 0 | 0 | 0 | 0 | 0 | 0 | 0 | 0 | 0 | 0 | 0 | 0 | 0 | 0 | 0 | 0 | 0 | 0
0 | 0 | 0 | 0 | 0 | 0 | 0 | 0 | 0 | 0 | 0 | 0 | 0 | 0 | 0 | 0 | 0 | 0 | 0 | 0
0 | 0 | 0 | 0 | 0 | 0 | 0 | 0 | 0 | 0 | 0 | 0 | 0 | 0 | 0 | 0 | 0 | 0 | 0 | 0
0 | 0 | 0 | 0 | 0 | 0 | 0 | 0 | 0 | 0 | 0 | 0 | 0 | 0 | 0 | 0 | 0 | 0 | 0 | 0
0 | 0 | 0 | 0 | 0 | 0 | 0 | 0 | 0 | 0 | 0 | 0 | 0 | 0 | 0 | 0 | 0 | 0 | 0 | 0
0 | 0 | 0 | 0 | 0 | 0 | 0 | 0 | 0 | 0 | 0 | 0 | 0 | 0 | 0 | 0 | 0 | 0 | 0 | 0
0 | 0 | 0 | 0 | 0 | 0 | 0 | 0 | 0 | 0 | 0 | 0 | 0 | 0 | 0 | 0 | 0 | 0 | 0 | 0
0 | 0 | 0 | 0 | 0 | 0 | 0 | 0 | 0 | 0 | 0 | 0 | 0 | 0 | 0 | 0 | 0 | 0 | 0 | 0
0 | 0 | 0 | 0 | 0 | 0 | 0 | 0 | 0 | 0 | 0 | 0 | 0 | 0 | 0 | 0 | 0 | 0 | 0 | 0
0 | 0 | 0 | 0 | 0 | 0 | 0 | 0 | 0 | 0 | 0 | 0 | 0 | 0 | 0 | 0 | 0 | 0 | 0 | 0
0 | 0 | 0 | 0 | 0 | 0 | 0 | 0 | 0 | 0 | 0 | 0 | 0 | 0 | 0 | 0 | 0 | 0 | 0 | 0
0 | 0 | 0 | 0 | 0 | 0 | 0 | 0 | 0 | 0 | 0 | 0 | 0 | 0 | 0 | 0 | 0 | 0 | 0 | 0
0 | 0 | 0 | 0 | 0 | 0 | 0 | 0 | 0 | 0 | 0 | 0 | 0 | 0 | 0 | 0 | 0 | 0 | 0 | 0
0 | 0 | 0 | 0 | 0 | 0 | 0 | 0 | 0 | 0 | 0 | 0 | 0 | 0 | 0 | 0 | 0 | 0 | 0 | 0
0 | 0 | 0 | 0 | 0 | 0 | 0 | 0 | 0 | 0 | 0 | 0 | 0 | 0 | 0 | 0 | 0 | 0 | 0 | 0
0 | 0 | 0 | 0 | 0 | 0 | 0 | 0 | 0 | 0 | 0 | 0 | 0 | 0 | 0 | 0 | 0 | 0 | 0 | 0
0 | 0 | 0 | 0 | 0 | 0 | 0 | 0 | 0 | 0 | 0 | 0 | 0 | 0 | 0 | 0 | 0 | 0 | 0 | 0
0 | 0 | 0 | 0 | 0 | 0 | 0 | 0 | 0 | 0 | 0 | 0 | 0 | 0 | 0 | 0 | 0 | 0 | 0 | 0
0 | 0 | 0 | 0 | 0 | 0 | 0 | 0 | 0 | 0 | 0 | 0 | 0 | 0 | 0 | 0 | 0 | 0 | 0 | 0
0 | 0 | 0 | 0 | 0 | 0 | 0 | 0 | 0 | 0 | 0 | 0 | 0 | 0 | 0 | 0 | 0 | 0 | 0 | 0
0 | 0 | 0 | 0 | 0 | 0 | 0 | 0 | 0 | 0 | 0 | 0 | 0 | 0 | 0 | 0 | 0 | 0 | 0 | 0
0 | 0 | 0 | 0 | 0 | 0 | 0 | 0 | 0 | 0 | 0 | 0 | 0 | 0 | 0 | 0 | 0 | 0 | 0 | 0
0 | 0 | 0 | 0 | 0 | 0 | 0 | 0 | 0 | 0 | 0 | 0 | 0 | 0 | 0 | 0 | 0 | 0 | 0 | 0
0 | 0 | 0 | 0 | 0 | 0 | 0 | 0 | 0 | 0 | 0 | 0 | 0 | 0 | 0 | 0 | 0 | 0 | 0 | 0
0 | 0 | 0 | 0 | 0 | 0 | 0 | 0 | 0 | 0 | 0 | 0 | 0 | 0 | 0 | 0 | 0 | 0 | 0 | 0
0 | 0 | 0 | 0 | 0 | 0 | 0 | 0 | 0 | 0 | 0 | 0 | 0 | 0 | 0 | 0 | 0 | 0 | 0 | 0
0 | 0 | 0 | 0 | 0 | 0 | 0 | 0 | 0 | 0 | 0 | 0 | 0 | 0 | 0 | 0 | 0 | 0 | 0 | 0
0 | 0 | 0 | 0 | 0 | 0 | 0 | 0 | 0 | 0 | 0 | 0 | 0 | 0 | 0 | 0 | 0 | 0 | 0 | 0
0 | 0 | 0 | 0 | 0 | 0 | 0 | 0 | 0 | 0 | 0 | 0 | 0 | 0 | 0 | 0 | 0 | 0 | 0 | 0
0 | 0 | 0 | 0 | 0 | 0 | 0 | 0 | 0 | 0 | 0 | 0 | 0 | 0 | 0 | 0 | 0 | 0 | 0 | 0
0 | 0 | 0 | 0 | 0 | 0 | 0 | 0 | 0 | 0 | 0 | 0 | 0 | 0 | 0 | 0 | 0 | 0 | 0 | 0
0 | 0 | 0 | 0 | 0 | 0 | 0 | 0 | 0 | 0 | 0 | 0 | 0 | 0 | 0 | 0 | 0 | 0 | 0 | 0
0 | 0 | 0 | 0 | 0 | 0 | 0 | 0 | 0 | 0 | 0 | 0 | 0 | 0 | 0 | 0 | 0 | 0 | 0 | 0
0 | 0 | 0 | 0 | 0 | 0 | 0 | 0 | 0 | 0 | 0 | 0 | 0 | 0 | 0 | 0 | 0 | 0 | 0 | 0
0 | 0 | 0 | 0 | 0 | 0 | 0 | 0 | 0 | 0 | 0 | 0 | 0 | 0 | 0 | 0 | 0 | 0 | 0 | 0
0 | 0 | 0 | 0 | 0 | 0 | 0 | 0 | 0 | 0 | 0 | 0 | 0 | 0 | 0 | 0 | 0 | 0 | 0 | 0
0 | 0 | 0 | 0 | 0 | 0 | 0 | 0 | 0 | 0 | 0 | 0 | 0 | 0 | 0 | 0 | 0 | 0 | 0 | 0
0 | 0 | 0 | 0 | 0 | 0 | 0 | 0 | 0 | 0 | 0 | 0 | 0 | 0 | 0 | 0 | 0 | 0 | 0 | 0
0 | 0 | 0 | 0 | 0 | 0 | 0 | 0 | 0 | 0 | 0 | 0 | 0 | 0 | 0 | 0 | 0 | 0 | 0 | 0
0 | 0 | 0 | 0 | 0 | 0 | 0 | 0 | 0 | 0 | 0 | 0 | 0 | 0 | 0 | 0 | 0 | 0 | 0 | 0
0 | 0 | 0 | 0 | 0 | 0 | 0 | 0 | 0 | 0 | 0 | 0 | 0 | 0 | 0 | 0 | 0 | 0 | 0 | 0
0 | 0 | 0 | 0 | 0 | 0 | 0 | 0 | 0 | 0 | 0 | 0 | 0 | 0 | 0 | 0 | 0 | 0 | 0 | 0
0 | 0 | 0 | 0 | 0 | 0 | 0 | 0 | 0 | 0 | 0 | 0 | 0 | 0 | 0 | 0 | 0 | 0 | 0 | 0
0 | 0 | 0 | 0 | 0 | 0 | 0 | 0 | 0 | 0 | 0 | 0 | 0 | 0 | 0 | 0 | 0 | 0 | 0 | 0
0 | 0 | 0 | 0 | 0 | 0 | 0 | 0 | 0 | 0 | 0 | 0 | 0 | 0 | 0 | 0 | 0 | 0 | 0 | 0
0 | 0 | 0 | 0 | 0 | 0 | 0 | 0 | 0 | 0 | 0 | 0 | 0 | 0 | 0 | 0 | 0 | 0 | 0 | 0
0 | 0 | 0 | 0 | 0 | 0 | 0 | 0 | 0 | 0 | 0 | 0 | 0 | 0 | 0 | 0 | 0 | 0 | 0 | 0
0 | 0 | 0 | 0 | 0 | 0 | 0 | 0 | 0 | 0 | 0 | 0 | 0 | 0 | 0 | 0 | 0 | 0 | 0 | 0
0 | 0 | 0 | 0 | 0 | 0 | 0 | 0 | 0 | 0 | 0 | 0 | 0 | 0 | 0 | 0 | 0 | 0 | 0 | 0
0 | 0 | 0 | 0 | 0 | 0 | 0 | 0 | 0 | 0 | 0 | 0 | 0 | 0 | 0 | 0 | 0 | 0 | 0 | 0
0 | 0 | 0 | 0 | 0 | 0 | 0 | 0 | 0 | 0 | 0 | 0 | 0 | 0 | 0 | 0 | 0 | 0 | 0 | 0
0 | 0 | 0 | 0 | 0 | 0 | 0 | 0 | 0 | 0 | 0 | 0 | 0 | 0 | 0 | 0 | 0 | 0 | 0 | 0
0 | 0 | 0 | 0 | 0 | 0 | 0 | 0 | 0 | 0 | 0 | 0 | 0 | 0 | 0 | 0 | 0 | 0 | 0 | 0
0 | 0 | 0 | 0 | 0 | 0 | 0 | 0 | 0 | 0 | 0 | 0 | 0 | 0 | 0 | 0 | 0 | 0 | 0 | 0
0 | 0 | 0 | 0 | 0 | 0 | 0 | 0 | 0 | 0 | 0 | 0 | 0 | 0 | 0 | 0 | 0 | 0 | 0 | 0
0 | 0 | 0 | 0 | 0 | 0 | 0 | 0 | 0 | 0 | 0 | 0 | 0 | 0 | 0 | 0 | 0 | 0 | 0 | 0
0 | 0 | 0 | 0 | 0 | 0 | 0 | 0 | 0 | 0 | 0 | 0 | 0 | 0 | 0 | 0 | 0 | 0 | 0 | 0
0 | 0 | 0 | 0 | 0 | 0 | 0 | 0 | 0 | 0 | 0 | 0 | 0 | 0 | 0 | 0 | 0 | 0 | 0 | 0
0 | 0 | 0 | 0 | 0 | 0 | 0 | 0 | 0 | 0 | 0 | 0 | 0 | 0 | 0 | 0 | 0 | 0 | 0 | 0
0 | 0 | 0 | 0 | 0 | 0 | 0 | 0 | 0 | 0 | 0 | 0 | 0 | 0 | 0 | 0 | 0 | 0 | 0 | 0
0 | 0 | 0 | 0 | 0 | 0 | 0 | 0 | 0 | 0 | 0 | 0 | 0 | 0 | 0 | 0 | 0 | 0 | 0 | 0
0 | 0 | 0 | 0 | 0 | 0 | 0 | 0 | 0 | 0 | 0 | 0 | 0 | 0 | 0 | 0 | 0 | 0 | 0 | 0
0 | 0 | 0 | 0 | 0 | 0 | 0 | 0 | 0 | 0 | 0 | 0 | 0 | 0 | 0 | 0 | 0 | 0 | 0 | 0
0 | 0 | 0 | 0 | 0 | 0 | 0 | 0 | 0 | 0 | 0 | 0 | 0 | 0 | 0 | 0 | 0 | 0 | 0 | 0
0 | 0 | 0 | 0 | 0 | 0 | 0 | 0 | 0 | 0 | 0 | 0 | 0 | 0 | 0 | 0 | 0 | 0 | 0 | 0
0 | 0 | 0 | 0 | 0 | 0 | 0 | 0 | 0 | 0 | 0 | 0 | 0 | 0 | 0 | 0 | 0 | 0 | 0 | 0
0 | 0 | 0 | 0 | 0 | 0 | 0 | 0 | 0 | 0 | 0 | 0 | 0 | 0 | 0 | 0 | 0 | 0 | 0 | 0
0 | 0 | 0 | 0 | 0 | 0 | 0 | 0 | 0 | 0 | 0 | 0 | 0 | 0 | 0 | 0 | 0 | 0 | 0 | 0
0 | 0 | 0 | 0 | 0 | 0 | 0 | 0 | 0 | 0 | 0 | 0 | 0 | 0 | 0 | 0 | 0 | 0 | 0 | 0
0 | 0 | 0 | 0 | 0 | 0 | 0 | 0 | 0 | 0 | 0 | 0 | 0 | 0 | 0 | 0 | 0 | 0 | 0 | 0
0 | 0 | 0 | 0 | 0 | 0 | 0 | 0 | 0 | 0 | 0 | 0 | 0 | 0 | 0 | 0 | 0 | 0 | 0 | 0
0 | 0 | 0 | 0 | 0 | 0 | 0 | 0 | 0 | 0 | 0 | 0 | 0 | 0 | 0 | 0 | 0 | 0 | 0 | 0
0 | 0 | 0 | 0 | 0 | 0 | 0 | 0 | 0 | 0 | 0 | 0 | 0 | 0 | 0 | 0 | 0 | 0 | 0 | 0
0 | 0 | 0 | 0 | 0 | 0 | 0 | 0 | 0 | 0 | 0 | 0 | 0 | 0 | 0 | 0 | 0 | 0 | 0 | 0
0 | 0 | 0 | 0 | 0 | 0 | 0 | 0 | 0 | 0 | 0 | 0 | 0 | 0 | 0 | 0 | 0 | 0 | 0 | 0
0 | 0 | 0 | 0 | 0 | 0 | 0 | 0 | 0 | 0 | 0 | 0 | 0 | 0 | 0 | 0 | 0 | 0 | 0 | 0
0 | 0 | 0 | 0 | 0 | 0 | 0 | 0 | 0 | 0 | 0 | 0 | 0 | 0 | 0 | 0 | 0 | 0 | 0 | 0
0 | 0 | 0 | 0 | 0 | 0 | 0 | 0 | 0 | 0 | 0 | 0 | 0 | 0 | 0 | 0 | 0 | 0 | 0 | 0
0 | 0 | 0 | 0 | 0 | 0 | 0 | 0 | 0 | 0 | 0 | 0 | 0 | 0 | 0 | 0 | 0 | 0 | 0 | 0
0 | 0 | 0 | 0 | 0 | 0 | 0 | 0 | 0 | 0 | 0 | 0 | 0 | 0 | 0 | 0 | 0 | 0 | 0 | 0
0 | 0 | 0 | 0 | 0 | 0 | 0 | 0 | 0 | 0 | 0 | 0 | 0 | 0 | 0 | 0 | 0 | 0 | 0 | 0
0 | 0 | 0 | 0 | 0 | 0 | 0 | 0 | 0 | 0 | 0 | 0 | 0 | 0 | 0 | 0 | 0 | 0 | 0 | 0
0 | 0 | 0 | 0 | 0 | 0 | 0 | 0 | 0 | 0 | 0 | 0 | 0 | 0 | 0 | 0 | 0 | 0 | 0 | 0
0 | 0 | 0 | 0 | 0 | 0 | 0 | 0 | 0 | 0 | 0 | 0 | 0 | 0 | 0 | 0 | 0 | 0 | 0 | 0
0 | 0 | 0 | 0 | 0 | 0 | 0 | 0 | 0 | 0 | 0 | 0 | 0 | 0 | 0 | 0 | 0 | 0 | 0 | 0
0 | 0 | 0 | 0 | 0 | 0 | 0 | 0 | 0 | 0 | 0 | 0 | 0 | 0 | 0 | 0 | 0 | 0 | 0 | 0
0 | 0 | 0 | 0 | 0 | 0 | 0 | 0 | 0 | 0 | 0 | 0 | 0 | 0 | 0 | 0 | 0 | 0 | 0 | 0
0 | 0 | 0 | 0 | 0 | 0 | 0 | 0 | 0 | 0 | 0 | 0 | 0 | 0 | 0 | 0 | 0 | 0 | 0 | 0
0 | 0 | 0 | 0 | 0 | 0 | 0 | 0 | 0 | 0 | 0 | 0 | 0 | 0 | 0 | 0 | 0 | 0 | 0 | 0
0 | 0 | 0 | 0 | 0 | 0 | 0 | 0 | 0 | 0 | 0 | 0 | 0 | 0 | 0 | 0 | 0 | 0 | 0 | 0
0 | 0 | 0 | 0 | 0 | 0 | 0 | 0 | 0 | 0 | 0 | 0 | 0 | 0 | 0 | 0 | 0 | 0 | 0 | 0
0 | 0 | 0 | 0 | 0 | 0 | 0 | 0 | 0 | 0 | 0 | 0 | 0 | 0 | 0 | 0 | 0 | 0 | 0 | 0
0 | 0 | 0 | 0 | 0 | 0 | 0 | 0 | 0 | 0 | 0 | 0 | 0 | 0 | 0 | 0 | 0 | 0 | 0 | 0
0 | 0 | 0 | 0 | 0 | 0 | 0 | 0 | 0 | 0 | 0 | 0 | 0 | 0 | 0 | 0 | 0 | 0 | 0 | 0
0 | 0 | 0 | 0 | 0 | 0 | 0 | 0 | 0 | 0 | 0 | 0 | 0 | 0 | 0 | 0 | 0 | 0 | 0 | 0
0 | 0 | 0 | 0 | 0 | 0 | 0 | 0 | 0 | 0 | 0 | 0 | 0 | 0 | 0 | 0 | 0 | 0 | 0 | 0
0 | 0 | 0 | 0 | 0 | 0 | 0 | 0 | 0 | 0 | 0 | 0 | 0 | 0 | 0 | 0 | 0 | 0 | 0 | 0
0 | 0 | 0 | 0 | 0 | 0 | 0 | 0 | 0 | 0 | 0 | 0 | 0 | 0 | 0 | 0 | 0 | 0 | 0 | 0
0 | 0 | 0 | 0 | 0 | 0 | 0 | 0 | 0 | 0 | 0 | 0 | 0 | 0 | 0 | 0 | 0 | 0 | 0 | 0
0 | 0 | 0 | 0 | 0 | 0 | 0 | 0 | 0 | 0 | 0 | 0 | 0 | 0 | 0 | 0 | 0 | 0 | 0 | 0
0 | 0 | 0 | 0 | 0 | 0 | 0 | 0 | 0 | 0 | 0 | 0 | 0 | 0 | 0 | 0 | 0 | 0 | 0 | 0
0 | 0 | 0 | 0 | 0 | 0 | 0 | 0 | 0 | 0 | 0 | 0 | 0 | 0 | 0 | 0 | 0 | 0 | 0 | 0
0 | 0 | 0 | 0 | 0 | 0 | 0 | 0 | 0 | 0 | 0 | 0 | 0 | 0 | 0 | 0 | 0 | 0 | 0 | 0
0 | 0 | 0 | 0 | 0 | 0 | 0 | 0 | 0 | 0 | 0 | 0 | 0 | 0 | 0 | 0 | 0 | 0 | 0 | 0
0 | 0 | 0 | 0 | 0 | 0 | 0 | 0 | 0 | 0 | 0 | 0 | 0 | 0 | 0 | 0 | 0 | 0 | 0 | 0
0 | 0 | 0 | 0 | 0 | 0 | 0 | 0 | 0 | 0 | 0 | 0 | 0 | 0 | 0 | 0 | 0 | 0 | 0 | 0
0 | 0 | 0 | 0 | 0 | 0 | 0 | 0 | 0 | 0 | 0 | 0 | 0 | 0 | 0 | 0 | 0 | 0 | 0 | 0
0 | 0 | 0 | 0 | 0 | 0 | 0 | 0 | 0 | 0 | 0 | 0 | 0 | 0 | 0 | 0 | 0 | 0 | 0 | 0
0 | 0 | 0 | 0 | 0 | 0 | 0 | 0 | 0 | 0 | 0 | 0 | 0 | 0 | 0 | 0 | 0 | 0 | 0 | 0
0 | 0 | 0 | 0 | 0 | 0 | 0 | 0 | 0 | 0 | 0 | 0 | 0 | 0 | 0 | 0 | 0 | 0 | 0 | 0
0 | 0 | 0 | 0 | 0 | 0 | 0 | 0 | 0 | 0 | 0 | 0 | 0 | 0 | 0 | 0 | 0 | 0 | 0 | 0
0 | 0 | 0 | 0 | 0 | 0 | 0 | 0 | 0 | 0 | 0 | 0 | 0 | 0 | 0 | 0 | 0 | 0 | 0 | 0
0 | 0 | 0 | 0 | 0 | 0 | 0 | 0 | 0 | 0 | 0 | 0 | 0 | 0 | 0 | 0 | 0 | 0 | 0 | 0
0 | 0 | 0 | 0 | 0 | 0 | 0 | 0 | 0 | 0 | 0 | 0 | 0 | 0 | 0 | 0 | 0 | 0 | 0 | 0
0 | 0 | 0 | 0 | 0 | 0 | 0 | 0 | 0 | 0 | 0 | 0 | 0 | 0 | 0 | 0 | 0 | 0 | 0 | 0
0 | 0 | 0 | 0 | 0 | 0 | 0 | 0 | 0 | 0 | 0 | 0 | 0 | 0 | 0 | 0 | 0 | 0 | 0 | 0
0 | 0 | 0 | 0 | 0 | 0 | 0 | 0 | 0 | 0 | 0 | 0 | 0 | 0 | 0 | 0 | 0 | 0 | 0 | 0
0 | 0 | 0 | 0 | 0 | 0 | 0 | 0 | 0 | 0 | 0 | 0 | 0 | 0 | 0 | 0 | 0 | 0 | 0 | 0
0 | 0 | 0 | 0 | 0 | 0 | 0 | 0 | 0 | 0 | 0 | 0 | 0 | 0 | 0 | 0 | 0 | 0 | 0 | 0
0 | 0 | 0 | 0 | 0 | 0 | 0 | 0 | 0 | 0 | 0 | 0 | 0 | 0 | 0 | 0 | 0 | 0 | 0 | 0
0 | 0 | 0 | 0 | 0 | 0 | 0 | 0 | 0 | 0 | 0 | 0 | 0 | 0 | 0 | 0 | 0 | 0 | 0 | 0
0 | 0 | 0 | 0 | 0 | 0 | 0 | 0 | 0 | 0 | 0 | 0 | 0 | 0 | 0 | 0 | 0 | 0 | 0 | 0
0 | 0 | 0 | 0 | 0 | 0 | 0 | 0 | 0 | 0 | 0 | 0 | 0 | 0 | 0 | 0 | 0 | 0 | 0 | 0
0 | 0 | 0 | 0 | 0 | 0 | 0 | 0 | 0 | 0 | 0 | 0 | 0 | 0 | 0 | 0 | 0 | 0 | 0 | 0
0 | 0 | 0 | 0 | 0 | 0 | 0 | 0 | 0 | 0 | 0 | 0 | 0 | 0 | 0 | 0 | 0 | 0 | 0 | 0
0 | 0 | 0 | 0 | 0 | 0 | 0 | 0 | 0 | 0 | 0 | 0 | 0 | 0 | 0 | 0 | 0 | 0 | 0 | 0
0 | 0 | 0 | 0 | 0 | 0 | 0 | 0 | 0 | 0 | 0 | 0 | 0 | 0 | 0 | 0 | 0 | 0 | 0 | 0
0 | 0 | 0 | 0 | 0 | 0 | 0 | 0 | 0 | 0 | 0 | 0 | 0 | 0 | 0 | 0 | 0 | 0 | 0 | 0
0 | 0 | 0 | 0 | 0 | 0 | 0 | 0 | 0 | 0 | 0 | 0 | 0 | 0 | 0 | 0 | 0 | 0 | 0 | 0
0 | 0 | 0 | 0 | 0 | 0 | 0 | 0 | 0 | 0 | 0 | 0 | 0 | 0 | 0 | 0 | 0 | 0 | 0 | 0
0 | 0 | 0 | 0 | 0 | 0 | 0 | 0 | 0 | 0 | 0 | 0 | 0 | 0 | 0 | 0 | 0 | 0 | 0 | 0
0 | 0 | 0 | 0 | 0 | 0 | 0 | 0 | 0 | 0 | 0 | 0 | 0 | 0 | 0 | 0 | 0 | 0 | 0 | 0
0 | 0 | 0 | 0 | 0 | 0 | 0 | 0 | 0 | 0 | 0 | 0 | 0 | 0 | 0 | 0 | 0 | 0 | 0 | 0
0 | 0 | 0 | 0 | 0 | 0 | 0 | 0 | 0 | 0 | 0 | 0 | 0 | 0 | 0 | 0 | 0 | 0 | 0 | 0
0 | 0 | 0 | 0 | 0 | 0 | 0 | 0 | 0 | 0 | 0 | 0 | 0 | 0 | 0 | 0 | 0 | 0 | 0 | 0
0 | 0 | 0 | 0 | 0 | 0 | 0 | 0 | 0 | 0 | 0 | 0 | 0 | 0 | 0 | 0 | 0 | 0 | 0 | 0
0 | 0 | 0 | 0 | 0 | 0 | 0 | 0 | 0 | 0 | 0 | 0 | 0 | 0 | 0 | 0 | 0 | 0 | 0 | 0
0 | 0 | 0 | 0 | 0 | 0 | 0 | 0 | 0 | 0 | 0 | 0 | 0 | 0 | 0 | 0 | 0 | 0 | 0 | 0
0 | 0 | 0 | 0 | 0 | 0 | 0 | 0 | 0 | 0 | 0 | 0 | 0 | 0 | 0 | 0 | 0 | 0 | 0 | 0
0 | 0 | 0 | 0 | 0 | 0 | 0 | 0 | 0 | 0 | 0 | 0 | 0 | 0 | 0 | 0 | 0 | 0 | 0 | 0
0 | 0 | 0 | 0 | 0 | 0 | 0 | 0 | 0 | 0 | 0 | 0 | 0 | 0 | 0 | 0 | 0 | 0 | 0 | 0
0 | 0 | 0 | 0 | 0 | 0 | 0 | 0 | 0 | 0 | 0 | 0 | 0 | 0 | 0 | 0 | 0 | 0 | 0 | 0
0 | 0 | 0 | 0 | 0 | 0 | 0 | 0 | 0 | 0 | 0 | 0 | 0 | 0 | 0 | 0 | 0 | 0 | 0 | 0
0 | 0 | 0 | 0 | 0 | 0 | 0 | 0 | 0 | 0 | 0 | 0 | 0 | 0 | 0 | 0 | 0 | 0 | 0 | 0
0 | 0 | 0 | 0 | 0 | 0 | 0 | 0 | 0 | 0 | 0 | 0 | 0 | 0 | 0 | 0 | 0 | 0 | 0 | 0
0 | 0 | 0 | 0 | 0 | 0 | 0 | 0 | 0 | 0 | 0 | 0 | 0 | 0 | 0 | 0 | 0 | 0 | 0 | 0
0 | 0 | 0 | 0 | 0 | 0 | 0 | 0 | 0 | 0 | 0 | 0 | 0 | 0 | 0 | 0 | 0 | 0 | 0 | 0
0 | 0 | 0 | 0 | 0 | 0 | 0 | 0 | 0 | 0 | 0 | 0 | 0 | 0 | 0 | 0 | 0 | 0 | 0 | 0
0 | 0 | 0 | 0 | 0 | 0 | 0 | 0 | 0 | 0 | 0 | 0 | 0 | 0 | 0 | 0 | 0 | 0 | 0 | 0
0 | 0 | 0 | 0 | 0 | 0 | 0 | 0 | 0 | 0 | 0 | 0 | 0 | 0 | 0 | 0 | 0 | 0 | 0 | 0
0 | 0 | 0 | 0 | 0 | 0 | 0 | 0 | 0 | 0 | 0 | 0 | 0 | 0 | 0 | 0 | 0 | 0 | 0 | 0
0 | 0 | 0 | 0 | 0 | 0 | 0 | 0 | 0 | 0 | 0 | 0 | 0 | 0 | 0 | 0 | 0 | 0 | 0 | 0
0 | 0 | 0 | 0 | 0 | 0 | 0 | 0 | 0 | 0 | 0 | 0 | 0 | 0 | 0 | 0 | 0 | 0 | 0 | 0
0 | 0 | 0 | 0 | 0 | 0 | 0 | 0 | 0 | 0 | 0 | 0 | 0 | 0 | 0 | 0 | 0 | 0 | 0 | 0
0 | 0 | 0 | 0 | 0 | 0 | 0 | 0 | 0 | 0 | 0 | 0 | 0 | 0 | 0 | 0 | 0 | 0 | 0 | 0
0 | 0 | 0 | 0 | 0 | 0 | 0 | 0 | 0 | 0 | 0 | 0 | 0 | 0 | 0 | 0 | 0 | 0 | 0 | 0
0 | 0 | 0 | 0 | 0 | 0 | 0 | 0 | 0 | 0 | 0 | 0 | 0 | 0 | 0 | 0 | 0 | 0 | 0 | 0
0 | 0 | 0 | 0 | 0 | 0 | 0 | 0 | 0 | 0 | 0 | 0 | 0 | 0 | 0 | 0 | 0 | 0 | 0 | 0
0 | 0 | 0 | 0 | 0 | 0 | 0 | 0 | 0 | 0 | 0 | 0 | 0 | 0 | 0 | 0 | 0 | 0 | 0 | 0
0 | 0 | 0 | 0 | 0 | 0 | 0 | 0 | 0 | 0 | 0 | 0 | 0 | 0 | 0 | 0 | 0 | 0 | 0 | 0
0 | 0 | 0 | 0 | 0 | 0 | 0 | 0 | 0 | 0 | 0 | 0 | 0 | 0 | 0 | 0 | 0 | 0 | 0 | 0
0 | 0 | 0 | 0 | 0 | 0 | 0 | 0 | 0 | 0 | 0 | 0 | 0 | 0 | 0 | 0 | 0 | 0 | 0 | 0
0 | 0 | 0 | 0 | 0 | 0 | 0 | 0 | 0 | 0 | 0 | 0 | 0 | 0 | 0 | 0 | 0 | 0 | 0 | 0
0 | 0 | 0 | 0 | 0 | 0 | 0 | 0 | 0 | 0 | 0 | 0 | 0 | 0 | 0 | 0 | 0 | 0 | 0 | 0
0 | 0 | 0 | 0 | 0 | 0 | 0 | 0 | 0 | 0 | 0 | 0 | 0 | 0 | 0 | 0 | 0 | 0 | 0 | 0
0 | 0 | 0 | 0 | 0 | 0 | 0 | 0 | 0 | 0 | 0 | 0 | 0 | 0 | 0 | 0 | 0 | 0 | 0 | 0
0 | 0 | 0 | 0 | 0 | 0 | 0 | 0 | 0 | 0 | 0 | 0 | 0 | 0 | 0 | 0 | 0 | 0 | 0 | 0
0 | 0 | 0 | 0 | 0 | 0 | 0 | 0 | 0 | 0 | 0 | 0 | 0 | 0 | 0 | 0 | 0 | 0 | 0 | 0
0 | 0 | 0 | 0 | 0 | 0 | 0 | 0 | 0 | 0 | 0 | 0 | 0 | 0 | 0 | 0 | 0 | 0 | 0 | 0
0 | 0 | 0 | 0 | 0 | 0 | 0 | 0 | 0 | 0 | 0 | 0 | 0 | 0 | 0 | 0 | 0 | 0 | 0 | 0
0 | 0 | 0 | 0 | 0 | 0 | 0 | 0 | 0 | 0 | 0 | 0 | 0 | 0 | 0 | 0 | 0 | 0 | 0 | 0
0 | 0 | 0 | 0 | 0 | 0 | 0 | 0 | 0 | 0 | 0 | 0 | 0 | 0 | 0 | 0 | 0 | 0 | 0 | 0
0 | 0 | 0 | 0 | 0 | 0 | 0 | 0 | 0 | 0 | 0 | 0 | 0 | 0 | 0 | 0 | 0 | 0 | 0 | 0
0 | 0 | 0 | 0 | 0 | 0 | 0 | 0 | 0 | 0 | 0 | 0 | 0 | 0 | 0 | 0 | 0 | 0 | 0 | 0
0 | 0 | 0 | 0 | 0 | 0 | 0 | 0 | 0 | 0 | 0 | 0 | 0 | 0 | 0 | 0 | 0 | 0 | 0 | 0
0 | 0 | 0 | 0 | 0 | 0 | 0 | 0 | 0 | 0 | 0 | 0 | 0 | 0 | 0 | 0 | 0 | 0 | 0 | 0
0 | 0 | 0 | 0 | 0 | 0 | 0 | 0 | 0 | 0 | 0 | 0 | 0 | 0 | 0 | 0 | 0 | 0 | 0 | 0
0 | 0 | 0 | 0 | 0 | 0 | 0 | 0 | 0 | 0 | 0 | 0 | 0 | 0 | 0 | 0 | 0 | 0 | 0 | 0
0 | 0 | 0 | 0 | 0 | 0 | 0 | 0 | 0 | 0 | 0 | 0 | 0 | 0 | 0 | 0 | 0 | 0 | 0 | 0
0 | 0 | 0 | 0 | 0 | 0 | 0 | 0 | 0 | 0 | 0 | 0 | 0 | 0 | 0 | 0 | 0 | 0 | 0 | 0
0 | 0 | 0 | 0 | 0 | 0 | 0 | 0 | 0 | 0 | 0 | 0 | 0 | 0 | 0 | 0 | 0 | 0 | 0 | 0
0 | 0 | 0 | 0 | 0 | 0 | 0 | 0 | 0 | 0 | 0 | 0 | 0 | 0 | 0 | 0 | 0 | 0 | 0 | 0
0 | 0 | 0 | 0 | 0 | 0 | 0 | 0 | 0 | 0 | 0 | 0 | 0 | 0 | 0 | 0 | 0 | 0 | 0 | 0
0 | 0 | 0 | 0 | 0 | 0 | 0 | 0 | 0 | 0 | 0 | 0 | 0 | 0 | 0 | 0 | 0 | 0 | 0 | 0
0 | 0 | 0 | 0 | 0 | 0 | 0 | 0 | 0 | 0 | 0 | 0 | 0 | 0 | 0 | 0 | 0 | 0 | 0 | 0
0 | 0 | 0 | 0 | 0 | 0 | 0 | 0 | 0 | 0 | 0 | 0 | 0 | 0 | 0 | 0 | 0 | 0 | 0 | 0
0 | 0 | 0 | 0 | 0 | 0 | 0 | 0 | 0 | 0 | 0 | 0 | 0 | 0 | 0 | 0 | 0 | 0 | 0 | 0
0 | 0 | 0 | 0 | 0 | 0 | 0 | 0 | 0 | 0 | 0 | 0 | 0 | 0 | 0 | 0 | 0 | 0 | 0 | 0
0 | 0 | 0 | 0 | 0 | 0 | 0 | 0 | 0 | 0 | 0 | 0 | 0 | 0 | 0 | 0 | 0 | 0 | 0 | 0
0 | 0 | 0 | 0 | 0 | 0 | 0 | 0 | 0 | 0 | 0 | 0 | 0 | 0 | 0 | 0 | 0 | 0 | 0 | 0
0 | 0 | 0 | 0 | 0 | 0 | 0 | 0 | 0 | 0 | 0 | 0 | 0 | 0 | 0 | 0 | 0 | 0 | 0 | 0
0 | 0 | 0 | 0 | 0 | 0 | 0 | 0 | 0 | 0 | 0 | 0 | 0 | 0 | 0 | 0 | 0 | 0 | 0 | 0
0 | 0 | 0 | 0 | 0 | 0 | 0 | 0 | 0 | 0 | 0 | 0 | 0 | 0 | 0 | 0 | 0 | 0 | 0 | 0
0 | 0 | 0 | 0 | 0 | 0 | 0 | 0 | 0 | 0 | 0 | 0 | 0 | 0 | 0 | 0 | 0 | 0 | 0 | 0
0 | 0 | 0 | 0 | 0 | 0 | 0 | 0 | 0 | 0 | 0 | 0 | 0 | 0 | 0 | 0 | 0 | 0 | 0 | 0
0 | 0 | 0 | 0 | 0 | 0 | 0 | 0 | 0 | 0 | 0 | 0 | 0 | 0 | 0 | 0 | 0 | 0 | 0 | 0
0 | 0 | 0 | 0 | 0 | 0 | 0 | 0 | 0 | 0 | 0 | 0 | 0 | 0 | 0 | 0 | 0 | 0 | 0 | 0
0 | 0 | 0 | 0 | 0 | 0 | 0 | 0 | 0 | 0 | 0 | 0 | 0 | 0 | 0 | 0 | 0 | 0 | 0 | 0
0 | 0 | 0 | 0 | 0 | 0 | 0 | 0 | 0 | 0 | 0 | 0 | 0 | 0 | 0 | 0 | 0 | 0 | 0 | 0
0 | 0 | 0 | 0 | 0 | 0 | 0 | 0 | 0 | 0 | 0 | 0 | 0 | 0 | 0 | 0 | 0 | 0 | 0 | 0
0 | 0 | 0 | 0 | 0 | 0 | 0 | 0 | 0 | 0 | 0 | 0 | 0 | 0 | 0 | 0 | 0 | 0 | 0 | 0
0 | 0 | 0 | 0 | 0 | 0 | 0 | 0 | 0 | 0 | 0 | 0 | 0 | 0 | 0 | 0 | 0 | 0 | 0 | 0
0 | 0 | 0 | 0 | 0 | 0 | 0 | 0 | 0 | 0 | 0 | 0 | 0 | 0 | 0 | 0 | 0 | 0 | 0 | 0
0 | 0 | 0 | 0 | 0 | 0 | 0 | 0 | 0 | 0 | 0 | 0 | 0 | 0 | 0 | 0 | 0 | 0 | 0 | 0
0 | 0 | 0 | 0 | 0 | 0 | 0 | 0 | 0 | 0 | 0 | 0 | 0 | 0 | 0 | 0 | 0 | 0 | 0 | 0
0 | 0 | 0 | 0 | 0 | 0 | 0 | 0 | 0 | 0 | 0 | 0 | 0 | 0 | 0 | 0 | 0 | 0 | 0 | 0
0 | 0 | 0 | 0 | 0 | 0 | 0 | 0 | 0 | 0 | 0 | 0 | 0 | 0 | 0 | 0 | 0 | 0 | 0 | 0
0 | 0 | 0 | 0 | 0 | 0 | 0 | 0 | 0 | 0 | 0 | 0 | 0 | 0 | 0 | 0 | 0 | 0 | 0 | 0
0 | 0 | 0 | 0 | 0 | 0 | 0 | 0 | 0 | 0 | 0 | 0 | 0 | 0 | 0 | 0 | 0 | 0 | 0 | 0
0 | 0 | 0 | 0 | 0 | 0 | 0 | 0 | 0 | 0 | 0 | 0 | 0 | 0 | 0 | 0 | 0 | 0 | 0 | 0
0 | 0 | 0 | 0 | 0 | 0 | 0 | 0 | 0 | 0 | 0 | 0 | 0 | 0 | 0 | 0 | 0 | 0 | 0 | 0
0 | 0 | 0 | 0 | 0 | 0 | 0 | 0 | 0 | 0 | 0 | 0 | 0 | 0 | 0 | 0 | 0 | 0 | 0 | 0
0 | 0 | 0 | 0 | 0 | 0 | 0 | 0 | 0 | 0 | 0 | 0 | 0 | 0 | 0 | 0 | 0 | 0 | 0 | 0
0 | 0 | 0 | 0 | 0 | 0 | 0 | 0 | 0 | 0 | 0 | 0 | 0 | 0 | 0 | 0 | 0 | 0 | 0 | 0
0 | 0 | 0 | 0 | 0 | 0 | 0 | 0 | 0 | 0 | 0 | 0 | 0 | 0 | 0 | 0 | 0 | 0 | 0 | 0
0 | 0 | 0 | 0 | 0 | 0 | 0 | 0 | 0 | 0 | 0 | 0 | 0 | 0 | 0 | 0 | 0 | 0 | 0 | 0
0 | 0 | 0 | 0 | 0 | 0 | 0 | 0 | 0 | 0 | 0 | 0 | 0 | 0 | 0 | 0 | 0 | 0 | 0 | 0
0 | 0 | 0 | 0 | 0 | 0 | 0 | 0 | 0 | 0 | 0 | 0 | 0 | 0 | 0 | 0 | 0 | 0 | 0 | 0
0 | 0 | 0 | 0 | 0 | 0 | 0 | 0 | 0 | 0 | 0 | 0 | 0 | 0 | 0 | 0 | 0 | 0 | 0 | 0
0 | 0 | 0 | 0 | 0 | 0 | 0 | 0 | 0 | 0 | 0 | 0 | 0 | 0 | 0 | 0 | 0 | 0 | 0 | 0
0 | 0 | 0 | 0 | 0 | 0 | 0 | 0 | 0 | 0 | 0 | 0 | 0 | 0 | 0 | 0 | 0 | 0 | 0 | 0
0 | 0 | 0 | 0 | 0 | 0 | 0 | 0 | 0 | 0 | 0 | 0 | 0 | 0 | 0 | 0 | 0 | 0 | 0 | 0
0 | 0 | 0 | 0 | 0 | 0 | 0 | 0 | 0 | 0 | 0 | 0 | 0 | 0 | 0 | 0 | 0 | 0 | 0 | 0
0 | 0 | 0 | 0 | 0 | 0 | 0 | 0 | 0 | 0 | 0 | 0 | 0 | 0 | 0 | 0 | 0 | 0 | 0 | 0
0 | 0 | 0 | 0 | 0 | 0 | 0 | 0 | 0 | 0 | 0 | 0 | 0 | 0 | 0 | 0 | 0 | 0 | 0 | 0
0 | 0 | 0 | 0 | 0 | 0 | 0 | 0 | 0 | 0 | 0 | 0 | 0 | 0 | 0 | 0 | 0 | 0 | 0 | 0
0 | 0 | 0 | 0 | 0 | 0 | 0 | 0 | 0 | 0 | 0 | 0 | 0 | 0 | 0 | 0 | 0 | 0 | 0 | 0
0 | 0 | 0 | 0 | 0 | 0 | 0 | 0 | 0 | 0 | 0 | 0 | 0 | 0 | 0 | 0 | 0 | 0 | 0 | 0
0 | 0 | 0 | 0 | 0 | 0 | 0 | 0 | 0 | 0 | 0 | 0 | 0 | 0 | 0 | 0 | 0 | 0 | 0 | 0
0 | 0 | 0 | 0 | 0 | 0 | 0 | 0 | 0 | 0 | 0 | 0 | 0 | 0 | 0 | 0 | 0 | 0 | 0 | 0
0 | 0 | 0 | 0 | 0 | 0 | 0 | 0 | 0 | 0 | 0 | 0 | 0 | 0 | 0 | 0 | 0 | 0 | 0 | 0
0 | 0 | 0 | 0 | 0 | 0 | 0 | 0 | 0 | 0 | 0 | 0 | 0 | 0 | 0 | 0 | 0 | 0 | 0 | 0
0 | 0 | 0 | 0 | 0 | 0 | 0 | 0 | 0 | 0 | 0 | 0 | 0 | 0 | 0 | 0 | 0 | 0 | 0 | 0
0 | 0 | 0 | 0 | 0 | 0 | 0 | 0 | 0 | 0 | 0 | 0 | 0 | 0 | 0 | 0 | 0 | 0 | 0 | 0
0 | 0 | 0 | 0 | 0 | 0 | 0 | 0 | 0 | 0 | 0 | 0 | 0 | 0 | 0 | 0 | 0 | 0 | 0 | 0
0 | 0 | 0 | 0 | 0 | 0 | 0 | 0 | 0 | 0 | 0 | 0 | 0 | 0 | 0 | 0 | 0 | 0 | 0 | 0
0 | 0 | 0 | 0 | 0 | 0 | 0 | 0 | 0 | 0 | 0 | 0 | 0 | 0 | 0 | 0 | 0 | 0 | 0 | 0
0 | 0 | 0 | 0 | 0 | 0 | 0 | 0 | 0 | 0 | 0 | 0 | 0 | 0 | 0 | 0 | 0 | 0 | 0 | 0
0 | 0 | 0 | 0 | 0 | 0 | 0 | 0 | 0 | 0 | 0 | 0 | 0 | 0 | 0 | 0 | 0 | 0 | 0 | 0
0 | 0 | 0 | 0 | 0 | 0 | 0 | 0 | 0 | 0 | 0 | 0 | 0 | 0 | 0 | 0 | 0 | 0 | 0 | 0
0 | 0 | 0 | 0 | 0 | 0 | 0 | 0 | 0 | 0 | 0 | 0 | 0 | 0 | 0 | 0 | 0 | 0 | 0 | 0
0 | 0 | 0 | 0 | 0 | 0 | 0 | 0 | 0 | 0 | 0 | 0 | 0 | 0 | 0 | 0 | 0 | 0 | 0 | 0
0 | 0 | 0 | 0 | 0 | 0 | 0 | 0 | 0 | 0 | 0 | 0 | 0 | 0 | 0 | 0 | 0 | 0 | 0 | 0
0 | 0 | 0 | 0 | 0 | 0 | 0 | 0 | 0 | 0 | 0 | 0 | 0 | 0 | 0 | 0 | 0 | 0 | 0 | 0
0 | 0 | 0 | 0 | 0 | 0 | 0 | 0 | 0 | 0 | 0 | 0 | 0 | 0 | 0 | 0 | 0 | 0 | 0 | 0
0 | 0 | 0 | 0 | 0 | 0 | 0 | 0 | 0 | 0 | 0 | 0 | 0 | 0 | 0 | 0 | 0 | 0 | 0 | 0
0 | 0 | 0 | 0 | 0 | 0 | 0 | 0 | 0 | 0 | 0 | 0 | 0 | 0 | 0 | 0 | 0 | 0 | 0 | 0
0 | 0 | 0 | 0 | 0 | 0 | 0 | 0 | 0 | 0 | 0 | 0 | 0 | 0 | 0 | 0 | 0 | 0 | 0 | 0
0 | 0 | 0 | 0 | 0 | 0 | 0 | 0 | 0 | 0 | 0 | 0 | 0 | 0 | 0 | 0 | 0 | 0 | 0 | 0
0 | 0 | 0 | 0 | 0 | 0 | 0 | 0 | 0 | 0 | 0 | 0 | 0 | 0 | 0 | 0 | 0 | 0 | 0 | 0
0 | 0 | 0 | 0 | 0 | 0 | 0 | 0 | 0 | 0 | 0 | 0 | 0 | 0 | 0 | 0 | 0 | 0 | 0 | 0
0 | 0 | 0 | 0 | 0 | 0 | 0 | 0 | 0 | 0 | 0 | 0 | 0 | 0 | 0 | 0 | 0 | 0 | 0 | 0
0 | 0 | 0 | 0 | 0 | 0 | 0 | 0 | 0 | 0 | 0 | 0 | 0 | 0 | 0 | 0 | 0 | 0 | 0 | 0
0 | 0 | 0 | 0 | 0 | 0 | 0 | 0 | 0 | 0 | 0 | 0 | 0 | 0 | 0 | 0 | 0 | 0 | 0 | 0
0 | 0 | 0 | 0 | 0 | 0 | 0 | 0 | 0 | 0 | 0 | 0 | 0 | 0 | 0 | 0 | 0 | 0 | 0 | 0
0 | 0 | 0 | 0 | 0 | 0 | 0 | 0 | 0 | 0 | 0 | 0 | 0 | 0 | 0 | 0 | 0 | 0 | 0 | 0
0 | 0 | 0 | 0 | 0 | 0 | 0 | 0 | 0 | 0 | 0 | 0 | 0 | 0 | 0 | 0 | 0 | 0 | 0 | 0
0 | 0 | 0 | 0 | 0 | 0 | 0 | 0 | 0 | 0 | 0 | 0 | 0 | 0 | 0 | 0 | 0 | 0 | 0 | 0
0 | 0 | 0 | 0 | 0 | 0 | 0 | 0 | 0 | 0 | 0 | 0 | 0 | 0 | 0 | 0 | 0 | 0 | 0 | 0
0 | 0 | 0 | 0 | 0 | 0 | 0 | 0 | 0 | 0 | 0 | 0 | 0 | 0 | 0 | 0 | 0 | 0 | 0 | 0
0 | 0 | 0 | 0 | 0 | 0 | 0 | 0 | 0 | 0 | 0 | 0 | 0 | 0 | 0 | 0 | 0 | 0 | 0 | 0
0 | 0 | 0 | 0 | 0 | 0 | 0 | 0 | 0 | 0 | 0 | 0 | 0 | 0 | 0 | 0 | 0 | 0 | 0 | 0
0 | 0 | 0 | 0 | 0 | 0 | 0 | 0 | 0 | 0 | 0 | 0 | 0 | 0 | 0 | 0 | 0 | 0 | 0 | 0
0 | 0 | 0 | 0 | 0 | 0 | 0 | 0 | 0 | 0 | 0 | 0 | 0 | 0 | 0 | 0 | 0 | 0 | 0 | 0
0 | 0 | 0 | 0 | 0 | 0 | 0 | 0 | 0 | 0 | 0 | 0 | 0 | 0 | 0 | 0 | 0 | 0 | 0 | 0
0 | 0 | 0 | 0 | 0 | 0 | 0 | 0 | 0 | 0 | 0 | 0 | 0 | 0 | 0 | 0 | 0 | 0 | 0 | 0
0 | 0 | 0 | 0 | 0 | 0 | 0 | 0 | 0 | 0 | 0 | 0 | 0 | 0 | 0 | 0 | 0 | 0 | 0 | 0
0 | 0 | 0 | 0 | 0 | 0 | 0 | 0 | 0 | 0 | 0 | 0 | 0 | 0 | 0 | 0 | 0 | 0 | 0 | 0
0 | 0 | 0 | 0 | 0 | 0 | 0 | 0 | 0 | 0 | 0 | 0 | 0 | 0 | 0 | 0 | 0 | 0 | 0 | 0
0 | 0 | 0 | 0 | 0 | 0 | 0 | 0 | 0 | 0 | 0 | 0 | 0 | 0 | 0 | 0 | 0 | 0 | 0 | 0
0 | 0 | 0 | 0 | 0 | 0 | 0 | 0 | 0 | 0 | 0 | 0 | 0 | 0 | 0 | 0 | 0 | 0 | 0 | 0
0 | 0 | 0 | 0 | 0 | 0 | 0 | 0 | 0 | 0 | 0 | 0 | 0 | 0 | 0 | 0 | 0 | 0 | 0 | 0
0 | 0 | 0 | 0 | 0 | 0 | 0 | 0 | 0 | 0 | 0 | 0 | 0 | 0 | 0 | 0 | 0 | 0 | 0 | 0
0 | 0 | 0 | 0 | 0 | 0 | 0 | 0 | 0 | 0 | 0 | 0 | 0 | 0 | 0 | 0 | 0 | 0 | 0 | 0
0 | 0 | 0 | 0 | 0 | 0 | 0 | 0 | 0 | 0 | 0 | 0 | 0 | 0 | 0 | 0 | 0 | 0 | 0 | 0
0 | 0 | 0 | 0 | 0 | 0 | 0 | 0 | 0 | 0 | 0 | 0 | 0 | 0 | 0 | 0 | 0 | 0 | 0 | 0
0 | 0 | 0 | 0 | 0 | 0 | 0 | 0 | 0 | 0 | 0 | 0 | 0 | 0 | 0 | 0 | 0 | 0 | 0 | 0
0 | 0 | 0 | 0 | 0 | 0 | 0 | 0 | 0 | 0 | 0 | 0 | 0 | 0 | 0 | 0 | 0 | 0 | 0 | 0
0 | 0 | 0 | 0 | 0 | 0 | 0 | 0 | 0 | 0 | 0 | 0 | 0 | 0 | 0 | 0 | 0 | 0 | 0 | 0
0 | 0 | 0 | 0 | 0 | 0 | 0 | 0 | 0 | 0 | 0 | 0 | 0 | 0 | 0 | 0 | 0 | 0 | 0 | 0
0 | 0 | 0 | 0 | 0 | 0 | 0 | 0 | 0 | 0 | 0 | 0 | 0 | 0 | 0 | 0 | 0 | 0 | 0 | 0
0 | 0 | 0 | 0 | 0 | 0 | 0 | 0 | 0 | 0 | 0 | 0 | 0 | 0 | 0 | 0 | 0 | 0 | 0 | 0
0 | 0 | 0 | 0 | 0 | 0 | 0 | 0 | 0 | 0 | 0 | 0 | 0 | 0 | 0 | 0 | 0 | 0 | 0 | 0
0 | 0 | 0 | 0 | 0 | 0 | 0 | 0 | 0 | 0 | 0 | 0 | 0 | 0 | 0 | 0 | 0 | 0 | 0 | 0
0 | 0 | 0 | 0 | 0 | 0 | 0 | 0 | 0 | 0 | 0 | 0 | 0 | 0 | 0 | 0 | 0 | 0 | 0 | 0
0 | 0 | 0 | 0 | 0 | 0 | 0 | 0 | 0 | 0 | 0 | 0 | 0 | 0 | 0 | 0 | 0 | 0 | 0 | 0
0 | 0 | 0 | 0 | 0 | 0 | 0 | 0 | 0 | 0 | 0 | 0 | 0 | 0 | 0 | 0 | 0 | 0 | 0 | 0
0 | 0 | 0 | 0 | 0 | 0 | 0 | 0 | 0 | 0 | 0 | 0 | 0 | 0 | 0 | 0 | 0 | 0 | 0 | 0
0 | 0 | 0 | 0 | 0 | 0 | 0 | 0 | 0 | 0 | 0 | 0 | 0 | 0 | 0 | 0 | 0 | 0 | 0 | 0
0 | 0 | 0 | 0 | 0 | 0 | 0 | 0 | 0 | 0 | 0 | 0 | 0 | 0 | 0 | 0 | 0 | 0 | 0 | 0
0 | 0 | 0 | 0 | 0 | 0 | 0 | 0 | 0 | 0 | 0 | 0 | 0 | 0 | 0 | 0 | 0 | 0 | 0 | 0
0 | 0 | 0 | 0 | 0 | 0 | 0 | 0 | 0 | 0 | 0 | 0 | 0 | 0 | 0 | 0 | 0 | 0 | 0 | 0
0 | 0 | 0 | 0 | 0 | 0 | 0 | 0 | 0 | 0 | 0 | 0 | 0 | 0 | 0 | 0 | 0 | 0 | 0 | 0
0 | 0 | 0 | 0 | 0 | 0 | 0 | 0 | 0 | 0 | 0 | 0 | 0 | 0 | 0 | 0 | 0 | 0 | 0 | 0
0 | 0 | 0 | 0 | 0 | 0 | 0 | 0 | 0 | 0 | 0 | 0 | 0 | 0 | 0 | 0 | 0 | 0 | 0 | 0
0 | 0 | 0 | 0 | 0 | 0 | 0 | 0 | 0 | 0 | 0 | 0 | 0 | 0 | 0 | 0 | 0 | 0 | 0 | 0
0 | 0 | 0 | 0 | 0 | 0 | 0 | 0 | 0 | 0 | 0 | 0 | 0 | 0 | 0 | 0 | 0 | 0 | 0 | 0
0 | 0 | 0 | 0 | 0 | 0 | 0 | 0 | 0 | 0 | 0 | 0 | 0 | 0 | 0 | 0 | 0 | 0 | 0 | 0
0 | 0 | 0 | 0 | 0 | 0 | 0 | 0 | 0 | 0 | 0 | 0 | 0 | 0 | 0 | 0 | 0 | 0 | 0 | 0
0 | 0 | 0 | 0 | 0 | 0 | 0 | 0 | 0 | 0 | 0 | 0 | 0 | 0 | 0 | 0 | 0 | 0 | 0 | 0
0 | 0 | 0 | 0 | 0 | 0 | 0 | 0 | 0 | 0 | 0 | 0 | 0 | 0 | 0 | 0 | 0 | 0 | 0 | 0
0 | 0 | 0 | 0 | 0 | 0 | 0 | 0 | 0 | 0 | 0 | 0 | 0 | 0 | 0 | 0 | 0 | 0 | 0 | 0
0 | 0 | 0 | 0 | 0 | 0 | 0 | 0 | 0 | 0 | 0 | 0 | 0 | 0 | 0 | 0 | 0 | 0 | 0 | 0
0 | 0 | 0 | 0 | 0 | 0 | 0 | 0 | 0 | 0 | 0 | 0 | 0 | 0 | 0 | 0 | 0 | 0 | 0 | 0
0 | 0 | 0 | 0 | 0 | 0 | 0 | 0 | 0 | 0 | 0 | 0 | 0 | 0 | 0 | 0 | 0 | 0 | 0 | 0
0 | 0 | 0 | 0 | 0 | 0 | 0 | 0 | 0 | 0 | 0 | 0 | 0 | 0 | 0 | 0 | 0 | 0 | 0 | 0
0 | 0 | 0 | 0 | 0 | 0 | 0 | 0 | 0 | 0 | 0 | 0 | 0 | 0 | 0 | 0 | 0 | 0 | 0 | 0
0 | 0 | 0 | 0 | 0 | 0 | 0 | 0 | 0 | 0 | 0 | 0 | 0 | 0 | 0 | 0 | 0 | 0 | 0 | 0
0 | 0 | 0 | 0 | 0 | 0 | 0 | 0 | 0 | 0 | 0 | 0 | 0 | 0 | 0 | 0 | 0 | 0 | 0 | 0
0 | 0 | 0 | 0 | 0 | 0 | 0 | 0 | 0 | 0 | 0 | 0 | 0 | 0 | 0 | 0 | 0 | 0 | 0 | 0
0 | 0 | 0 | 0 | 0 | 0 | 0 | 0 | 0 | 0 | 0 | 0 | 0 | 0 | 0 | 0 | 0 | 0 | 0 | 0
0 | 0 | 0 | 0 | 0 | 0 | 0 | 0 | 0 | 0 | 0 | 0 | 0 | 0 | 0 | 0 | 0 | 0 | 0 | 0
0 | 0 | 0 | 0 | 0 | 0 | 0 | 0 | 0 | 0 | 0 | 0 | 0 | 0 | 0 | 0 | 0 | 0 | 0 | 0
0 | 0 | 0 | 0 | 0 | 0 | 0 | 0 | 0 | 0 | 0 | 0 | 0 | 0 | 0 | 0 | 0 | 0 | 0 | 0
0 | 0 | 0 | 0 | 0 | 0 | 0 | 0 | 0 | 0 | 0 | 0 | 0 | 0 | 0 | 0 | 0 | 0 | 0 | 0
0 | 0 | 0 | 0 | 0 | 0 | 0 | 0 | 0 | 0 | 0 | 0 | 0 | 0 | 0 | 0 | 0 | 0 | 0 | 0
0 | 0 | 0 | 0 | 0 | 0 | 0 | 0 | 0 | 0 | 0 | 0 | 0 | 0 | 0 | 0 | 0 | 0 | 0 | 0
0 | 0 | 0 | 0 | 0 | 0 | 0 | 0 | 0 | 0 | 0 | 0 | 0 | 0 | 0 | 0 | 0 | 0 | 0 | 0
0 | 0 | 0 | 0 | 0 | 0 | 0 | 0 | 0 | 0 | 0 | 0 | 0 | 0 | 0 | 0 | 0 | 0 | 0 | 0
0 | 0 | 0 | 0 | 0 | 0 | 0 | 0 | 0 | 0 | 0 | 0 | 0 | 0 | 0 | 0 | 0 | 0 | 0 | 0
0 | 0 | 0 | 0 | 0 | 0 | 0 | 0 | 0 | 0 | 0 | 0 | 0 | 0 | 0 | 0 | 0 | 0 | 0 | 0
0 | 0 | 0 | 0 | 0 | 0 | 0 | 0 | 0 | 0 | 0 | 0 | 0 | 0 | 0 | 0 | 0 | 0 | 0 | 0
0 | 0 | 0 | 0 | 0 | 0 | 0 | 0 | 0 | 0 | 0 | 0 | 0 | 0 | 0 | 0 | 0 | 0 | 0 | 0
0 | 0 | 0 | 0 | 0 | 0 | 0 | 0 | 0 | 0 | 0 | 0 | 0 | 0 | 0 | 0 | 0 | 0 | 0 | 0
0 | 0 | 0 | 0 | 0 | 0 | 0 | 0 | 0 | 0 | 0 | 0 | 0 | 0 | 0 | 0 | 0 | 0 | 0 | 0
0 | 0 | 0 | 0 | 0 | 0 | 0 | 0 | 0 | 0 | 0 | 0 | 0 | 0 | 0 | 0 | 0 | 0 | 0 | 0
0 | 0 | 0 | 0 | 0 | 0 | 0 | 0 | 0 | 0 | 0 | 0 | 0 | 0 | 0 | 0 | 0 | 0 | 0 | 0
0 | 0 | 0 | 0 | 0 | 0 | 0 | 0 | 0 | 0 | 0 | 0 | 0 | 0 | 0 | 0 | 0 | 0 | 0 | 0
0 | 0 | 0 | 0 | 0 | 0 | 0 | 0 | 0 | 0 | 0 | 0 | 0 | 0 | 0 | 0 | 0 | 0 | 0 | 0
0 | 0 | 0 | 0 | 0 | 0 | 0 | 0 | 0 | 0 | 0 | 0 | 0 | 0 | 0 | 0 | 0 | 0 | 0 | 0
0 | 0 | 0 | 0 | 0 | 0 | 0 | 0 | 0 | 0 | 0 | 0 | 0 | 0 | 0 | 0 | 0 | 0 | 0 | 0
0 | 0 | 0 | 0 | 0 | 0 | 0 | 0 | 0 | 0 | 0 | 0 | 0 | 0 | 0 | 0 | 0 | 0 | 0 | 0
0 | 0 | 0 | 0 | 0 | 0 | 0 | 0 | 0 | 0 | 0 | 0 | 0 | 0 | 0 | 0 | 0 | 0 | 0 | 0
0 | 0 | 0 | 0 | 0 | 0 | 0 | 0 | 0 | 0 | 0 | 0 | 0 | 0 | 0 | 0 | 0 | 0 | 0 | 0
0 | 0 | 0 | 0 | 0 | 0 | 0 | 0 | 0 | 0 | 0 | 0 | 0 | 0 | 0 | 0 | 0 | 0 | 0 | 0
0 | 0 | 0 | 0 | 0 | 0 | 0 | 0 | 0 | 0 | 0 | 0 | 0 | 0 | 0 | 0 | 0 | 0 | 0 | 0
0 | 0 | 0 | 0 | 0 | 0 | 0 | 0 | 0 | 0 | 0 | 0 | 0 | 0 | 0 | 0 | 0 | 0 | 0 | 0
0 | 0 | 0 | 0 | 0 | 0 | 0 | 0 | 0 | 0 | 0 | 0 | 0 | 0 | 0 | 0 | 0 | 0 | 0 | 0
0 | 0 | 0 | 0 | 0 | 0 | 0 | 0 | 0 | 0 | 0 | 0 | 0 | 0 | 0 | 0 | 0 | 0 | 0 | 0
0 | 0 | 0 | 0 | 0 | 0 | 0 | 0 | 0 | 0 | 0 | 0 | 0 | 0 | 0 | 0 | 0 | 0 | 0 | 0
0 | 0 | 0 | 0 | 0 | 0 | 0 | 0 | 0 | 0 | 0 | 0 | 0 | 0 | 0 | 0 | 0 | 0 | 0 | 0
0 | 0 | 0 | 0 | 0 | 0 | 0 | 0 | 0 | 0 | 0 | 0 | 0 | 0 | 0 | 0 | 0 | 0 | 0 | 0
0 | 0 | 0 | 0 | 0 | 0 | 0 | 0 | 0 | 0 | 0 | 0 | 0 | 0 | 0 | 0 | 0 | 0 | 0 | 0
0 | 0 | 0 | 0 | 0 | 0 | 0 | 0 | 0 | 0 | 0 | 0 | 0 | 0 | 0 | 0 | 0 | 0 | 0 | 0
0 | 0 | 0 | 0 | 0 | 0 | 0 | 0 | 0 | 0 | 0 | 0 | 0 | 0 | 0 | 0 | 0 | 0 | 0 | 0
0 | 0 | 0 | 0 | 0 | 0 | 0 | 0 | 0 | 0 | 0 | 0 | 0 | 0 | 0 | 0 | 0 | 0 | 0 | 0
0 | 0 | 0 | 0 | 0 | 0 | 0 | 0 | 0 | 0 | 0 | 0 | 0 | 0 | 0 | 0 | 0 | 0 | 0 | 0
0 | 0 | 0 | 0 | 0 | 0 | 0 | 0 | 0 | 0 | 0 | 0 | 0 | 0 | 0 | 0 | 0 | 0 | 0 | 0
0 | 0 | 0 | 0 | 0 | 0 | 0 | 0 | 0 | 0 | 0 | 0 | 0 | 0 | 0 | 0 | 0 | 0 | 0 | 0
0 | 0 | 0 | 0 | 0 | 0 | 0 | 0 | 0 | 0 | 0 | 0 | 0 | 0 | 0 | 0 | 0 | 0 | 0 | 0
0 | 0 | 0 | 0 | 0 | 0 | 0 | 0 | 0 | 0 | 0 | 0 | 0 | 0 | 0 | 0 | 0 | 0 | 0 | 0
0 | 0 | 0 | 0 | 0 | 0 | 0 | 0 | 0 | 0 | 0 | 0 | 0 | 0 | 0 | 0 | 0 | 0 | 0 | 0
0 | 0 | 0 | 0 | 0 | 0 | 0 | 0 | 0 | 0 | 0 | 0 | 0 | 0 | 0 | 0 | 0 | 0 | 0 | 0
0 | 0 | 0 | 0 | 0 | 0 | 0 | 0 | 0 | 0 | 0 | 0 | 0 | 0 | 0 | 0 | 0 | 0 | 0 | 0
0 | 0 | 0 | 0 | 0 | 0 | 0 | 0 | 0 | 0 | 0 | 0 | 0 | 0 | 0 | 0 | 0 | 0 | 0 | 0
0 | 0 | 0 | 0 | 0 | 0 | 0 | 0 | 0 | 0 | 0 | 0 | 0 | 0 | 0 | 0 | 0 | 0 | 0 | 0
0 | 0 | 0 | 0 | 0 | 0 | 0 | 0 | 0 | 0 | 0 | 0 | 0 | 0 | 0 | 0 | 0 | 0 | 0 | 0
0 | 0 | 0 | 0 | 0 | 0 | 0 | 0 | 0 | 0 | 0 | 0 | 0 | 0 | 0 | 0 | 0 | 0 | 0 | 0
0 | 0 | 0 | 0 | 0 | 0 | 0 | 0 | 0 | 0 | 0 | 0 | 0 | 0 | 0 | 0 | 0 | 0 | 0 | 0
0 | 0 | 0 | 0 | 0 | 0 | 0 | 0 | 0 | 0 | 0 | 0 | 0 | 0 | 0 | 0 | 0 | 0 | 0 | 0
0 | 0 | 0 | 0 | 0 | 0 | 0 | 0 | 0 | 0 | 0 | 0 | 0 | 0 | 0 | 0 | 0 | 0 | 0 | 0
0 | 0 | 0 | 0 | 0 | 0 | 0 | 0 | 0 | 0 | 0 | 0 | 0 | 0 | 0 | 0 | 0 | 0 | 0 | 0
0 | 0 | 0 | 0 | 0 | 0 | 0 | 0 | 0 | 0 | 0 | 0 | 0 | 0 | 0 | 0 | 0 | 0 | 0 | 0
0 | 0 | 0 | 0 | 0 | 0 | 0 | 0 | 0 | 0 | 0 | 0 | 0 | 0 | 0 | 0 | 0 | 0 | 0 | 0
0 | 0 | 0 | 0 | 0 | 0 | 0 | 0 | 0 | 0 | 0 | 0 | 0 | 0 | 0 | 0 | 0 | 0 | 0 | 0
0 | 0 | 0 | 0 | 0 | 0 | 0 | 0 | 0 | 0 | 0 | 0 | 0 | 0 | 0 | 0 | 0 | 0 | 0 | 0
0 | 0 | 0 | 0 | 0 | 0 | 0 | 0 | 0 | 0 | 0 | 0 | 0 | 0 | 0 | 0 | 0 | 0 | 0 | 0
0 | 0 | 0 | 0 | 0 | 0 | 0 | 0 | 0 | 0 | 0 | 0 | 0 | 0 | 0 | 0 | 0 | 0 | 0 | 0
0 | 0 | 0 | 0 | 0 | 0 | 0 | 0 | 0 | 0 | 0 | 0 | 0 | 0 | 0 | 0 | 0 | 0 | 0 | 0
0 | 0 | 0 | 0 | 0 | 0 | 0 | 0 | 0 | 0 | 0 | 0 | 0 | 0 | 0 | 0 | 0 | 0 | 0 | 0
0 | 0 | 0 | 0 | 0 | 0 | 0 | 0 | 0 | 0 | 0 | 0 | 0 | 0 | 0 | 0 | 0 | 0 | 0 | 0
0 | 0 | 0 | 0 | 0 | 0 | 0 | 0 | 0 | 0 | 0 | 0 | 0 | 0 | 0 | 0 | 0 | 0 | 0 | 0
0 | 0 | 0 | 0 | 0 | 0 | 0 | 0 | 0 | 0 | 0 | 0 | 0 | 0 | 0 | 0 | 0 | 0 | 0 | 0
0 | 0 | 0 | 0 | 0 | 0 | 0 | 0 | 0 | 0 | 0 | 0 | 0 | 0 | 0 | 0 | 0 | 0 | 0 | 0
0 | 0 | 0 | 0 | 0 | 0 | 0 | 0 | 0 | 0 | 0 | 0 | 0 | 0 | 0 | 0 | 0 | 0 | 0 | 0
0 | 0 | 0 | 0 | 0 | 0 | 0 | 0 | 0 | 0 | 0 | 0 | 0 | 0 | 0 | 0 | 0 | 0 | 0 | 0
0 | 0 | 0 | 0 | 0 | 0 | 0 | 0 | 0 | 0 | 0 | 0 | 0 | 0 | 0 | 0 | 0 | 0 | 0 | 0
0 | 0 | 0 | 0 | 0 | 0 | 0 | 0 | 0 | 0 | 0 | 0 | 0 | 0 | 0 | 0 | 0 | 0 | 0 | 0
0 | 0 | 0 | 0 | 0 | 0 | 0 | 0 | 0 | 0 | 0 | 0 | 0 | 0 | 0 | 0 | 0 | 0 | 0 | 0
0 | 0 | 0 | 0 | 0 | 0 | 0 | 0 | 0 | 0 | 0 | 0 | 0 | 0 | 0 | 0 | 0 | 0 | 0 | 0
0 | 0 | 0 | 0 | 0 | 0 | 0 | 0 | 0 | 0 | 0 | 0 | 0 | 0 | 0 | 0 | 0 | 0 | 0 | 0
0 | 0 | 0 | 0 | 0 | 0 | 0 | 0 | 0 | 0 | 0 | 0 | 0 | 0 | 0 | 0 | 0 | 0 | 0 | 0
0 | 0 | 0 | 0 | 0 | 0 | 0 | 0 | 0 | 0 | 0 | 0 | 0 | 0 | 0 | 0 | 0 | 0 | 0 | 0
0 | 0 | 0 | 0 | 0 | 0 | 0 | 0 | 0 | 0 | 0 | 0 | 0 | 0 | 0 | 0 | 0 | 0 | 0 | 0
0 | 0 | 0 | 0 | 0 | 0 | 0 | 0 | 0 | 0 | 0 | 0 | 0 | 0 | 0 | 0 | 0 | 0 | 0 | 0
0 | 0 | 0 | 0 | 0 | 0 | 0 | 0 | 0 | 0 | 0 | 0 | 0 | 0 | 0 | 0 | 0 | 0 | 0 | 0
0 | 0 | 0 | 0 | 0 | 0 | 0 | 0 | 0 | 0 | 0 | 0 | 0 | 0 | 0 | 0 | 0 | 0 | 0 | 0
0 | 0 | 0 | 0 | 0 | 0 | 0 | 0 | 0 | 0 | 0 | 0 | 0 | 0 | 0 | 0 | 0 | 0 | 0 | 0
0 | 0 | 0 | 0 | 0 | 0 | 0 | 0 | 0 | 0 | 0 | 0 | 0 | 0 | 0 | 0 | 0 | 0 | 0 | 0
0 | 0 | 0 | 0 | 0 | 0 | 0 | 0 | 0 | 0 | 0 | 0 | 0 | 0 | 0 | 0 | 0 | 0 | 0 | 0
0 | 0 | 0 | 0 | 0 | 0 | 0 | 0 | 0 | 0 | 0 | 0 | 0 | 0 | 0 | 0 | 0 | 0 | 0 | 0
0 | 0 | 0 | 0 | 0 | 0 | 0 | 0 | 0 | 0 | 0 | 0 | 0 | 0 | 0 | 0 | 0 | 0 | 0 | 0
0 | 0 | 0 | 0 | 0 | 0 | 0 | 0 | 0 | 0 | 0 | 0 | 0 | 0 | 0 | 0 | 0 | 0 | 0 | 0
0 | 0 | 0 | 0 | 0 | 0 | 0 | 0 | 0 | 0 | 0 | 0 | 0 | 0 | 0 | 0 | 0 | 0 | 0 | 0
0 | 0 | 0 | 0 | 0 | 0 | 0 | 0 | 0 | 0 | 0 | 0 | 0 | 0 | 0 | 0 | 0 | 0 | 0 | 0
0 | 0 | 0 | 0 | 0 | 0 | 0 | 0 | 0 | 0 | 0 | 0 | 0 | 0 | 0 | 0 | 0 | 0 | 0 | 0
0 | 0 | 0 | 0 | 0 | 0 | 0 | 0 | 0 | 0 | 0 | 0 | 0 | 0 | 0 | 0 | 0 | 0 | 0 | 0
0 | 0 | 0 | 0 | 0 | 0 | 0 | 0 | 0 | 0 | 0 | 0 | 0 | 0 | 0 | 0 | 0 | 0 | 0 | 0
0 | 0 | 0 | 0 | 0 | 0 | 0 | 0 | 0 | 0 | 0 | 0 | 0 | 0 | 0 | 0 | 0 | 0 | 0 | 0
0 | 0 | 0 | 0 | 0 | 0 | 0 | 0 | 0 | 0 | 0 | 0 | 0 | 0 | 0 | 0 | 0 | 0 | 0 | 0
0 | 0 | 0 | 0 | 0 | 0 | 0 | 0 | 0 | 0 | 0 | 0 | 0 | 0 | 0 | 0 | 0 | 0 | 0 | 0
0 | 0 | 0 | 0 | 0 | 0 | 0 | 0 | 0 | 0 | 0 | 0 | 0 | 0 | 0 | 0 | 0 | 0 | 0 | 0
0 | 0 | 0 | 0 | 0 | 0 | 0 | 0 | 0 | 0 | 0 | 0 | 0 | 0 | 0 | 0 | 0 | 0 | 0 | 0
0 | 0 | 0 | 0 | 0 | 0 | 0 | 0 | 0 | 0 | 0 | 0 | 0 | 0 | 0 | 0 | 0 | 0 | 0 | 0
0 | 0 | 0 | 0 | 0 | 0 | 0 | 0 | 0 | 0 | 0 | 0 | 0 | 0 | 0 | 0 | 0 | 0 | 0 | 0
0 | 0 | 0 | 0 | 0 | 0 | 0 | 0 | 0 | 0 | 0 | 0 | 0 | 0 | 0 | 0 | 0 | 0 | 0 | 0
0 | 0 | 0 | 0 | 0 | 0 | 0 | 0 | 0 | 0 | 0 | 0 | 0 | 0 | 0 | 0 | 0 | 0 | 0 | 0
0 | 0 | 0 | 0 | 0 | 0 | 0 | 0 | 0 | 0 | 0 | 0 | 0 | 0 | 0 | 0 | 0 | 0 | 0 | 0
0 | 0 | 0 | 0 | 0 | 0 | 0 | 0 | 0 | 0 | 0 | 0 | 0 | 0 | 0 | 0 | 0 | 0 | 0 | 0
0 | 0 | 0 | 0 | 0 | 0 | 0 | 0 | 0 | 0 | 0 | 0 | 0 | 0 | 0 | 0 | 0 | 0 | 0 | 0
0 | 0 | 0 | 0 | 0 | 0 | 0 | 0 | 0 | 0 | 0 | 0 | 0 | 0 | 0 | 0 | 0 | 0 | 0 | 0
0 | 0 | 0 | 0 | 0 | 0 | 0 | 0 | 0 | 0 | 0 | 0 | 0 | 0 | 0 | 0 | 0 | 0 | 0 | 0
0 | 0 | 0 | 0 | 0 | 0 | 0 | 0 | 0 | 0 | 0 | 0 | 0 | 0 | 0 | 0 | 0 | 0 | 0 | 0
0 | 0 | 0 | 0 | 0 | 0 | 0 | 0 | 0 | 0 | 0 | 0 | 0 | 0 | 0 | 0 | 0 | 0 | 0 | 0
0 | 0 | 0 | 0 | 0 | 0 | 0 | 0 | 0 | 0 | 0 | 0 | 0 | 0 | 0 | 0 | 0 | 0 | 0 | 0
0 | 0 | 0 | 0 | 0 | 0 | 0 | 0 | 0 | 0 | 0 | 0 | 0 | 0 | 0 | 0 | 0 | 0 | 0 | 0
0 | 0 | 0 | 0 | 0 | 0 | 0 | 0 | 0 | 0 | 0 | 0 | 0 | 0 | 0 | 0 | 0 | 0 | 0 | 0
0 | 0 | 0 | 0 | 0 | 0 | 0 | 0 | 0 | 0 | 0 | 0 | 0 | 0 | 0 | 0 | 0 | 0 | 0 | 0
0 | 0 | 0 | 0 | 0 | 0 | 0 | 0 | 0 | 0 | 0 | 0 | 0 | 0 | 0 | 0 | 0 | 0 | 0 | 0
0 | 0 | 0 | 0 | 0 | 0 | 0 | 0 | 0 | 0 | 0 | 0 | 0 | 0 | 0 | 0 | 0 | 0 | 0 | 0
0 | 0 | 0 | 0 | 0 | 0 | 0 | 0 | 0 | 0 | 0 | 0 | 0 | 0 | 0 | 0 | 0 | 0 | 0 | 0
0 | 0 | 0 | 0 | 0 | 0 | 0 | 0 | 0 | 0 | 0 | 0 | 0 | 0 | 0 | 0 | 0 | 0 | 0 | 0
0 | 0 | 0 | 0 | 0 | 0 | 0 | 0 | 0 | 0 | 0 | 0 | 0 | 0 | 0 | 0 | 0 | 0 | 0 | 0
0 | 0 | 0 | 0 | 0 | 0 | 0 | 0 | 0 | 0 | 0 | 0 | 0 | 0 | 0 | 0 | 0 | 0 | 0 | 0
0 | 0 | 0 | 0 | 0 | 0 | 0 | 0 | 0 | 0 | 0 | 0 | 0 | 0 | 0 | 0 | 0 | 0 | 0 | 0
0 | 0 | 0 | 0 | 0 | 0 | 0 | 0 | 0 | 0 | 0 | 0 | 0 | 0 | 0 | 0 | 0 | 0 | 0 | 0
0 | 0 | 0 | 0 | 0 | 0 | 0 | 0 | 0 | 0 | 0 | 0 | 0 | 0 | 0 | 0 | 0 | 0 | 0 | 0
0 | 0 | 0 | 0 | 0 | 0 | 0 | 0 | 0 | 0 | 0 | 0 | 0 | 0 | 0 | 0 | 0 | 0 | 0 | 0
0 | 0 | 0 | 0 | 0 | 0 | 0 | 0 | 0 | 0 | 0 | 0 | 0 | 0 | 0 | 0 | 0 | 0 | 0 | 0
0 | 0 | 0 | 0 | 0 | 0 | 0 | 0 | 0 | 0 | 0 | 0 | 0 | 0 | 0 | 0 | 0 | 0 | 0 | 0
0 | 0 | 0 | 0 | 0 | 0 | 0 | 0 | 0 | 0 | 0 | 0 | 0 | 0 | 0 | 0 | 0 | 0 | 0 | 0
0 | 0 | 0 | 0 | 0 | 0 | 0 | 0 | 0 | 0 | 0 | 0 | 0 | 0 | 0 | 0 | 0 | 0 | 0 | 0
0 | 0 | 0 | 0 | 0 | 0 | 0 | 0 | 0 | 0 | 0 | 0 | 0 | 0 | 0 | 0 | 0 | 0 | 0 | 0
0 | 0 | 0 | 0 | 0 | 0 | 0 | 0 | 0 | 0 | 0 | 0 | 0 | 0 | 0 | 0 | 0 | 0 | 0 | 0
0 | 0 | 0 | 0 | 0 | 0 | 0 | 0 | 0 | 0 | 0 | 0 | 0 | 0 | 0 | 0 | 0 | 0 | 0 | 0
0 | 0 | 0 | 0 | 0 | 0 | 0 | 0 | 0 | 0 | 0 | 0 | 0 | 0 | 0 | 0 | 0 | 0 | 0 | 0
0 | 0 | 0 | 0 | 0 | 0 | 0 | 0 | 0 | 0 | 0 | 0 | 0 | 0 | 0 | 0 | 0 | 0 | 0 | 0
0 | 0 | 0 | 0 | 0 | 0 | 0 | 0 | 0 | 0 | 0 | 0 | 0 | 0 | 0 | 0 | 0 | 0 | 0 | 0
0 | 0 | 0 | 0 | 0 | 0 | 0 | 0 | 0 | 0 | 0 | 0 | 0 | 0 | 0 | 0 | 0 | 0 | 0 | 0
0 | 0 | 0 | 0 | 0 | 0 | 0 | 0 | 0 | 0 | 0 | 0 | 0 | 0 | 0 | 0 | 0 | 0 | 0 | 0
0 | 0 | 0 | 0 | 0 | 0 | 0 | 0 | 0 | 0 | 0 | 0 | 0 | 0 | 0 | 0 | 0 | 0 | 0 | 0
0 | 0 | 0 | 0 | 0 | 0 | 0 | 0 | 0 | 0 | 0 | 0 | 0 | 0 | 0 | 0 | 0 | 0 | 0 | 0
0 | 0 | 0 | 0 | 0 | 0 | 0 | 0 | 0 | 0 | 0 | 0 | 0 | 0 | 0 | 0 | 0 | 0 | 0 | 0
0 | 0 | 0 | 0 | 0 | 0 | 0 | 0 | 0 | 0 | 0 | 0 | 0 | 0 | 0 | 0 | 0 | 0 | 0 | 0
0 | 0 | 0 | 0 | 0 | 0 | 0 | 0 | 0 | 0 | 0 | 0 | 0 | 0 | 0 | 0 | 0 | 0 | 0 | 0
0 | 0 | 0 | 0 | 0 | 0 | 0 | 0 | 0 | 0 | 0 | 0 | 0 | 0 | 0 | 0 | 0 | 0 | 0 | 0
0 | 0 | 0 | 0 | 0 | 0 | 0 | 0 | 0 | 0 | 0 | 0 | 0 | 0 | 0 | 0 | 0 | 0 | 0 | 0
0 | 0 | 0 | 0 | 0 | 0 | 0 | 0 | 0 | 0 | 0 | 0 | 0 | 0 | 0 | 0 | 0 | 0 | 0 | 0
0 | 0 | 0 | 0 | 0 | 0 | 0 | 0 | 0 | 0 | 0 | 0 | 0 | 0 | 0 | 0 | 0 | 0 | 0 | 0
0 | 0 | 0 | 0 | 0 | 0 | 0 | 0 | 0 | 0 | 0 | 0 | 0 | 0 | 0 | 0 | 0 | 0 | 0 | 0
0 | 0 | 0 | 0 | 0 | 0 | 0 | 0 | 0 | 0 | 0 | 0 | 0 | 0 | 0 | 0 | 0 | 0 | 0 | 0
0 | 0 | 0 | 0 | 0 | 0 | 0 | 0 | 0 | 0 | 0 | 0 | 0 | 0 | 0 | 0 | 0 | 0 | 0 | 0
0 | 0 | 0 | 0 | 0 | 0 | 0 | 0 | 0 | 0 | 0 | 0 | 0 | 0 | 0 | 0 | 0 | 0 | 0 | 0
0 | 0 | 0 | 0 | 0 | 0 | 0 | 0 | 0 | 0 | 0 | 0 | 0 | 0 | 0 | 0 | 0 | 0 | 0 | 0
0 | 0 | 0 | 0 | 0 | 0 | 0 | 0 | 0 | 0 | 0 | 0 | 0 | 0 | 0 | 0 | 0 | 0 | 0 | 0
0 | 0 | 0 | 0 | 0 | 0 | 0 | 0 | 0 | 0 | 0 | 0 | 0 | 0 | 0 | 0 | 0 | 0 | 0 | 0
0 | 0 | 0 | 0 | 0 | 0 | 0 | 0 | 0 | 0 | 0 | 0 | 0 | 0 | 0 | 0 | 0 | 0 | 0 | 0
0 | 0 | 0 | 0 | 0 | 0 | 0 | 0 | 0 | 0 | 0 | 0 | 0 | 0 | 0 | 0 | 0 | 0 | 0 | 0
0 | 0 | 0 | 0 | 0 | 0 | 0 | 0 | 0 | 0 | 0 | 0 | 0 | 0 | 0 | 0 | 0 | 0 | 0 | 0
0 | 0 | 0 | 0 | 0 | 0 | 0 | 0 | 0 | 0 | 0 | 0 | 0 | 0 | 0 | 0 | 0 | 0 | 0 | 0
0 | 0 | 0 | 0 | 0 | 0 | 0 | 0 | 0 | 0 | 0 | 0 | 0 | 0 | 0 | 0 | 0 | 0 | 0 | 0
0 | 0 | 0 | 0 | 0 | 0 | 0 | 0 | 0 | 0 | 0 | 0 | 0 | 0 | 0 | 0 | 0 | 0 | 0 | 0
0 | 0 | 0 | 0 | 0 | 0 | 0 | 0 | 0 | 0 | 0 | 0 | 0 | 0 | 0 | 0 | 0 | 0 | 0 | 0
0 | 0 | 0 | 0 | 0 | 0 | 0 | 0 | 0 | 0 | 0 | 0 | 0 | 0 | 0 | 0 | 0 | 0 | 0 | 0
0 | 0 | 0 | 0 | 0 | 0 | 0 | 0 | 0 | 0 | 0 | 0 | 0 | 0 | 0 | 0 | 0 | 0 | 0 | 0
0 | 0 | 0 | 0 | 0 | 0 | 0 | 0 | 0 | 0 | 0 | 0 | 0 | 0 | 0 | 0 | 0 | 0 | 0 | 0
0 | 0 | 0 | 0 | 0 | 0 | 0 | 0 | 0 | 0 | 0 | 0 | 0 | 0 | 0 | 0 | 0 | 0 | 0 | 0
0 | 0 | 0 | 0 | 0 | 0 | 0 | 0 | 0 | 0 | 0 | 0 | 0 | 0 | 0 | 0 | 0 | 0 | 0 | 0
0 | 0 | 0 | 0 | 0 | 0 | 0 | 0 | 0 | 0 | 0 | 0 | 0 | 0 | 0 | 0 | 0 | 0 | 0 | 0
0 | 0 | 0 | 0 | 0 | 0 | 0 | 0 | 0 | 0 | 0 | 0 | 0 | 0 | 0 | 0 | 0 | 0 | 0 | 0
0 | 0 | 0 | 0 | 0 | 0 | 0 | 0 | 0 | 0 | 0 | 0 | 0 | 0 | 0 | 0 | 0 | 0 | 0 | 0
0 | 0 | 0 | 0 | 0 | 0 | 0 | 0 | 0 | 0 | 0 | 0 | 0 | 0 | 0 | 0 | 0 | 0 | 0 | 0
0 | 0 | 0 | 0 | 0 | 0 | 0 | 0 | 0 | 0 | 0 | 0 | 0 | 0 | 0 | 0 | 0 | 0 | 0 | 0
0 | 0 | 0 | 0 | 0 | 0 | 0 | 0 | 0 | 0 | 0 | 0 | 0 | 0 | 0 | 0 | 0 | 0 | 0 | 0
0 | 0 | 0 | 0 | 0 | 0 | 0 | 0 | 0 | 0 | 0 | 0 | 0 | 0 | 0 | 0 | 0 | 0 | 0 | 0
0 | 0 | 0 | 0 | 0 | 0 | 0 | 0 | 0 | 0 | 0 | 0 | 0 | 0 | 0 | 0 | 0 | 0 | 0 | 0
0 | 0 | 0 | 0 | 0 | 0 | 0 | 0 | 0 | 0 | 0 | 0 | 0 | 0 | 0 | 0 | 0 | 0 | 0 | 0
0 | 0 | 0 | 0 | 0 | 0 | 0 | 0 | 0 | 0 | 0 | 0 | 0 | 0 | 0 | 0 | 0 | 0 | 0 | 0
0 | 0 | 0 | 0 | 0 | 0 | 0 | 0 | 0 | 0 | 0 | 0 | 0 | 0 | 0 | 0 | 0 | 0 | 0 | 0
0 | 0 | 0 | 0 | 0 | 0 | 0 | 0 | 0 | 0 | 0 | 0 | 0 | 0 | 0 | 0 | 0 | 0 | 0 | 0
0 | 0 | 0 | 0 | 0 | 0 | 0 | 0 | 0 | 0 | 0 | 0 | 0 | 0 | 0 | 0 | 0 | 0 | 0 | 0

## Output
Program Summary |  | Nominal |  |  | Present Value |  |  |  | Avoided Cost Version
Proposer Name |  | SDGE | [6 empty] | 2011-08-04
Program Name |  | 3233-SW-IND-Deemed Incentives SDG&E_COMPLIANCE_LIGHTING_SCENARIO | [6 empty] | 2012-02-17
Total Program Budget ($) |  | 822119.4105 |  |  | 785474.3174 |  |  |  | Base Year
2013
Net Participant Cost ($) |  |  |  |  | 101311.3334 |  |  |  | SDG&E 2013 v1c4-Draft.xls
Program Impacts | [9 empty] | Program Impacts (Gross)
| Wtd Annual Net kWh | Lifecycle Net kWh | Wtd Annual Net Therms | Lifecycle Net Therms | Wtd Net Jul-Sept Pk** (kW) | Wtd Net Dec-Feb Pk** (kW) |  | Wtd User Entered kW |  |  | Wtd Annual Gross kWh | Lifecycle Gross kWh | Wtd Annual Gross Therms | Lifecycle Gross Therms | Wtd User Entered kW
2013 | 161120.9937 | 1868853.4213 | 29584.1274 | 276566.1365 | 27.8947 | 19.3559 |  | 32.1277 |  | 2013 | 247971.4991 | 2875624.346 | 46868.72 | 425370.815 | 49.4273
2014 | 154213.6786 | 1782507.0421 | 28767.7695 | 270067.5807 | 26.7165 | 18.5589 |  | 30.8642 |  | 2014 | 237341.0827 | 2742764.8735 | 45559.758 | 415383.595 | 47.4834
2013-2014 | 315334.6723 | 3651360.4634 | 58351.8968 | 546633.7172 | 54.6113 | 37.9148 |  | 62.9919 |  | 2013-2014 | 485312.5818 | 5618389.2195 | 92428.478 | 840754.41 | 96.9106
Cost Effectiveness (Lifecycle Present Value Dollars)
|  | Benefits |  |  | Benefit - Cost
| Cost | Electric | Gas | Incentives | NPV | B/C Ratio | Notes
Program TRC ($) | 886785.6508 | 296097.795 | 385661.6722 | NA | -205026.1837 | 0.7688 | *1
Program PAC ($) | 785474.3174 | 296097.795 | 385661.6722 | NA | -103714.8503 | 0.86796 | *1,2
Program RIM ($) | 1170772.6437 | 296097.795 | 385661.6722 | NA | -489013.1766 | 0.58232 | *1
*1 B/C Ratio is an approximation because any supply cost increases are treated as negative benefits rather than as a cost as in the Standard Practice Manual
*2 PAC benefits include environmental costs. This is to be consistent with the TRC benefits, but is not strictly consistent with the Standard Practice Manual.
Levelized Cost and Benefit (All Measures Installed through 2023)
| Discounted Savings |  |  |  | Benefit - Cost
| kWh | Therms | Cost | Benefits | NPV
TRC ($/kWh ) | 2297956.2307 |  | 0.16349 | 0.12885 | -0.034637
PAC ($/kWh) | 2297956.2307 |  | 0.14076 | 0.12885 | -0.011903
RIM ($/kWh) | 2297956.2307 |  | 0.22128 | 0.12885 | -0.092424
TRC ($/therm) |  | 367830.3198 | 1.3895 | 1.0485 | -0.341
PAC ($/therm) |  | 367830.3198 | 1.2561 | 1.0485 | -0.2076
RIM ($/therm) |  | 367830.3198 | 1.8005 | 1.0485 | -0.75205
Wtd Avg Emissions Reductions | [9 empty] | Wtd Avg Emissions Reductions (Gross)
| Electric Reductions |  |  | Gas Reductions | [6 empty] | Electric Reductions |  |  | Gas Reductions
Annual Reductions | CO2 (tons) | NOX (lbs) | PM-10 (lbs) | CO2 (tons) | NOX (lbs) |  |  |  |  | Annual Reductions | CO2 (tons) | NOX (lbs) | PM-10 (lbs) | CO2 (tons) | NOX (lbs)
2013 | 79.5928 | 19.0615 | 10.5336 | 173.0671 | 529.0607 | * annual reductions are the units |  |  |  | 2013 | 122.4505 | 29.3254 | 16.2055 | 274.182 | 839.1366 | * annual reductions are the units
2014 | 76.182 | 18.2456 | 10.0821 | 168.2915 | 513.8765 | implemented in the year, times |  |  |  | 2014 | 117.2032 | 28.0701 | 15.5109 | 266.5246 | 814.7899 | implemented in the year, times
2015 | 0 | 0 | 0 | 0 | 0 | the annual emission reduction |  |  |  | 2015 | 0 | 0 | 0 | 0 | 0 | the annual emission reduction
2016 | 0 | 0 | 0 | 0 | 0 | for the measure, weighted |  |  |  | 2016 | 0 | 0 | 0 | 0 | 0 | for the measure, weighted for
2017 | 0 | 0 | 0 | 0 | 0 | for dual baseline. |  |  |  | 2017 | 0 | 0 | 0 | 0 | 0 | split baseline performance
2018 | 0 | 0 | 0 | 0 | 0 |  |  |  |  | 2018 | 0 | 0 | 0 | 0 | 0
2019 | 0 | 0 | 0 | 0 | 0 |  |  |  |  | 2019 | 0 | 0 | 0 | 0 | 0
2020 | 0 | 0 | 0 | 0 | 0 |  |  |  |  | 2020 | 0 | 0 | 0 | 0 | 0
2021 | 0 | 0 | 0 | 0 | 0 |  |  |  |  | 2021 | 0 | 0 | 0 | 0 | 0
2022 | 0 | 0 | 0 | 0 | 0 |  |  |  |  | 2022 | 0 | 0 | 0 | 0 | 0
2023 | 0 | 0 | 0 | 0 | 0 |  |  |  |  | 2023 | 0 | 0 | 0 | 0 | 0
Total Annual | 155.7749 | 37.307 | 20.6157 | 341.3586 | 1042.9372 |  |  |  |  | Total Annual | 239.6536 | 57.3955 | 31.7164 | 540.7066 | 1653.9265
Lifecycle Reductions | [9 empty] | Lifecycle Reductions
2013 | 931.212 | 223.3497 | 123.1976 | 1617.9119 | 4889.6817 |  |  |  |  | 2013 | 1432.6338 | 343.6149 | 189.5347 | 2488.4193 | 7520.438
2014 | 888.2426 | 213.0638 | 117.5103 | 1579.8953 | 4768.8085 |  |  |  |  | 2014 | 1366.527 | 327.7905 | 180.785 | 2429.994 | 7334.6757
2015 | 0 | 0 | 0 | 0 | 0 |  |  |  |  | 2015 | 0 | 0 | 0 | 0 | 0
2016 | 0 | 0 | 0 | 0 | 0 |  |  |  |  | 2016 | 0 | 0 | 0 | 0 | 0
2017 | 0 | 0 | 0 | 0 | 0 |  |  |  |  | 2017 | 0 | 0 | 0 | 0 | 0
2018 | 0 | 0 | 0 | 0 | 0 |  |  |  |  | 2018 | 0 | 0 | 0 | 0 | 0
2019 | 0 | 0 | 0 | 0 | 0 |  |  |  |  | 2019 | 0 | 0 | 0 | 0 | 0
2020 | 0 | 0 | 0 | 0 | 0 |  |  |  |  | 2020 | 0 | 0 | 0 | 0 | 0
2021 | 0 | 0 | 0 | 0 | 0 |  |  |  |  | 2021 | 0 | 0 | 0 | 0 | 0
2022 | 0 | 0 | 0 | 0 | 0 |  |  |  |  | 2022 | 0 | 0 | 0 | 0 | 0
2023 | 0 | 0 | 0 | 0 | 0 |  |  |  |  | 2023 | 0 | 0 | 0 | 0 | 0
Total Lifecycle | 1819.4545 | 436.4135 | 240.7078 | 3197.8072 | 9658.4902 |  |  |  |  | Total Lifecycle | 2799.1608 | 671.4054 | 370.3197 | 4918.4133 | 14855.1136
Reductions based on total annual installations | [9 empty] | Wtd Avg Reductions based on total annual installations (Gross)
| Annual Wtd Avg Net kWh | Lifecycle Net kWh | Annual Wtd Avg Net Therms | Lifecycle Net Therms | Net July-Sept Wtd Avg Peak** (kW) | Net Wtd Avg Dec-Feb** (kW) |  | Wtd Avg User Entered kW | Net Annual NCP (kW) |  | Wtd Avg Annual Gross kWh | Wtd Avg Lifecycle Gross kWh | Wtd Avg Annual Gross Therms | Wtd Avg Lifecycle Gross Therms | Wtd Avg User Entered kW
2013 | 161120.9937 | 1868853.4213 | 29584.1274 | 276566.1365 | 27.8947 | 19.3559 |  | 32.1277 | 20.0339 | 2013 | 247971.4991 | 2875624.346 | 46868.72 | 425370.815 | 49.4273
2014 | 154213.6786 | 1782507.0421 | 28767.7695 | 270067.5807 | 26.7165 | 18.5589 |  | 30.8642 | 25.902 | 2014 | 237341.0827 | 2742764.8735 | 45559.758 | 415383.595 | 47.4834
2015 | 0 | 0 | 0 | 0 | 0 | 0 |  | 0 | 9.4148 | 2015 | 0 | 0 | 0 | 0 | 0
2016 | 0 | 0 | 0 | 0 | 0 | 0 |  | 0 | 0 | 2016 | 0 | 0 | 0 | 0 | 0
2017 | 0 | 0 | 0 | 0 | 0 | 0 |  | 0 | 0 | 2017 | 0 | 0 | 0 | 0 | 0
2018 | 0 | 0 | 0 | 0 | 0 | 0 |  | 0 | -1.2059 | 2018 | 0 | 0 | 0 | 0 | 0
2019 | 0 | 0 | 0 | 0 | 0 | 0 |  | 0 | -4.7829 | 2019 | 0 | 0 | 0 | 0 | 0
2020 | 0 | 0 | 0 | 0 | 0 | 0 |  | 0 | -3.496 | 2020 | 0 | 0 | 0 | 0 | 0
2021 | 0 | 0 | 0 | 0 | 0 | 0 |  | 0 | 0 | 2021 | 0 | 0 | 0 | 0 | 0
2022 | 0 | 0 | 0 | 0 | 0 | 0 |  | 0 | 0 | 2022 | 0 | 0 | 0 | 0 | 0
2023 | 0 | 0 | 0 | 0 | 0 | 0 |  | 0 | -1.0568 | 2023 | 0 | 0 | 0 | 0 | 0
Total | 315334.6723 | 3651360.4634 | 58351.8968 | 546633.7172 | 54.6113 | 37.9148 |  | 62.9919 | 44.8091 | Total | 485312.5818 | 5618389.2195 | 92428.478 | 840754.41 | 96.9106
Wtd Average Net Impacts by Sector (All Measures Installed through 2023) | [9 empty] | Gross Savings for Goal Attainment - kWh
| Annual Wtd Avg Net kWh | Lifecycle Net kWh | Annual Wtd Avg Net Therms | Lifecycle Net Therms | Net July-Sept Wtd Avg Peak** (kW) | Net Wtd Avg Dec-Feb** (kW) |  | Wtd Avg User Entered kW | TRC Lifecycle Net Benefits* ($) |  | 1st Year Annual Savings | Decay of single or first baseline | 2nd Baseline Savings | 2nd Baseline Decay | Total Cumulative | Net Annual Savings
Total | 315334.6723 | 3651360.4634 | 58351.8968 | 546633.7172 | 54.6113 | 37.9148 |  | 62.9919 | -205026.1837 |  | kWh | kWh | kWh | kWh | kWh | kWh
RES | 0 | 0 | 0 | 0 | 0 | 0 |  | 0 | 0 | 2013 | 247971.4991 |  | 0 | 0 | 247971.4991 | 247971.4991
NON_RES | 0 | 0 | 0 | 0 | 0 | 0 |  | 0 | 0 | 2014 | 485312.5818 | 0 | 0 | 0 | 485312.5818 | 237341.0827
Residential | 0 | 0 | 0 | 0 | 0 | 0 |  | 0 | 0 | 2015 | 485312.5818 | 0 | 0 | 0 | 485312.5818 | 0
Commercial | 311390.1569 | 3631637.8862 | 37265.1846 | 437987.636 | 54.6113 | 37.9148 |  | 62.9919 | -181349.8176 | 2016 | 485312.5818 | 0 | 0 | 0 | 485312.5818 | 0
Industrial | 0 | 0 | 271.32 | 1627.92 | 0 | 0 |  | 0 | -536.9385 | 2017 | 485312.5818 | 0 | 0 | 0 | 485312.5818 | 0
Agricultural | 3944.5154 | 19722.5772 | 20619.3122 | 103096.5612 | 0 | 0 |  | 0 | -23295.3599 | 2018 | 485312.5818 | -36151.8794 | 0 | 0 | 449160.7024 | -36151.8794
Not Used | 0 | 0 | 0 | 0 | 0 | 0 |  | 0 | 0 | 2019 | 485312.5818 | -92775.4726 | 0 | 0 | 392537.1092 | -56623.5932
0 | 0 | 0 | 0 | 0 | 0 | 0 |  | 0 | 0 | 2020 | 485312.5818 | -113734.952 | 0 | 0 | 371577.6298 | -20959.4794
0 | 0 | 0 | 0 | 0 | 0 | 0 |  | 0 | 0 | 2021 | 485312.5818 | -113734.952 | 0 | 0 | 371577.6298 | 0
0 | 0 | 0 | 0 | 0 | 0 | 0 |  | 0 | 0 | 2022 | 485312.5818 | -113734.952 | 0 | 0 | 371577.6298 | 0
0 | 0 | 0 | 0 | 0 | 0 | 0 |  | 0 | 0
0 | 0 | 0 | 0 | 0 | 0 | 0 |  | 0 | 0 | Gross Savings for Goal Attainment - kW
0 | 0 | 0 | 0 | 0 | 0 | 0 |  | 0 | 0 |  | 1st Year Annual | Decay or single or | 2nd Baseline | 2nd Baseline | Total | Net Annual
0 | 0 | 0 | 0 | 0 | 0 | 0 |  | 0 | 0 |  | Savings | first baseline | Savings | Decay | Cummulative | Savings
0 | 0 | 0 | 0 | 0 | 0 | 0 |  | 0 | 0 |  | kW | kW | kW | kW | kW | kW
0 | 0 | 0 | 0 | 0 | 0 | 0 |  | 0 | 0 | 2013 | 49.4273 |  | 0 | 0 | 49.4273 | 49.4273
0 | 0 | 0 | 0 | 0 | 0 | 0 | 0 | 0 | 0 | 2014 | 96.9106 | 0 | 0 | 0 | 96.9106 | 47.4834
0 | 0 | 0 | 0 | 0 | 0 | 0 | 0 | 0 | 0 | 2015 | 96.9106 | 0 | 0 | 0 | 96.9106 | 0
0 | 0 | 0 | 0 | 0 | 0 | 0 | 0 | 0 | 0 | 2016 | 96.9106 | 0 | 0 | 0 | 96.9106 | 0
0 | 0 | 0 | 0 | 0 | 0 | 0 | 0 | 0 | 0 | 2017 | 96.9106 | 0 | 0 | 0 | 96.9106 | 0
0 | 0 | 0 | 0 | 0 | 0 | 0 | 0 | 0 | 0 | 2018 | 96.9106 | -3.4287 | 0 | 0 | 93.4819 | -3.4287
0 | 0 | 0 | 0 | 0 | 0 | 0 | 0 | 0 | 0 | 2019 | 96.9106 | -8.8148 | 0 | 0 | 88.0959 | -5.386
0 | 0 | 0 | 0 | 0 | 0 | 0 | 0 | 0 | 0 | 2020 | 96.9106 | -10.812 | 0 | 0 | 86.0986 | -1.9972
Other and upspecified | 0 | 0 | 196.08 | 3921.6 | 0 | 0 | 0 | 0 | 155.9324 | 2021 | 96.9106 | -10.812 | 0 | 0 | 86.0986 | 0
* Include program-level and admin costs allocated based to total gas and electric programs at the measure level. | [9 empty] | 2022 | 96.9106 | -10.812 | 0 | 0 | 86.0986 | 0
**These values are only approximations if there are dual baseline measures in the program
Net Impacts by CPUC End Use Categories (All Measures Installed through 2023) | [9 empty] | Gross Savings for Goal Attainment - Therms
| Annual Wtd Avg Net kWh | Lifecycle Net kWh | Annual Wtd Avg Net Therms | Lifecycle Net Therms | Net July-Sept Wtd Avg Peak** (kW) | Net Wtd Avg Dec-Feb** (kW) |  | Wtd Avg User Entered kW | TRC Lifecycle Net Benefits* ($) |  | 1st Year Annual Savings | Decay of single or first baseline | 2nd Baseline Savings | 2nd Baseline Decay | Total Cumulative | Net Annual Savings
Total | 315334.6723 | 3651360.4634 | 58351.8968 | 546633.7172 | 54.6113 | 37.9148 |  | 62.9919 | -205026.1837 |  | Therms | Therms | Therms | Therms | Therms | Therms
Clothes Dryer | 0 | 0 | 0 | 0 | 0 | 0 |  | 0 | 0 | 2013 | 46868.72 |  | 0 | 0 | 46868.72 | 46868.72
Clothes Washer | 0 | 0 | 0 | 0 | 0 | 0 |  | 0 | 0 | 2014 | 92428.478 | 0 | 0 | 0 | 92428.478 | 45559.758
Consumer Electronics | 0 | 0 | 0 | 0 | 0 | 0 |  | 0 | 0 | 2015 | 92428.478 | 0 | 0 | 0 | 92428.478 | 0
Cooking | 0 | 0 | 0 | 0 | 0 | 0 |  | 0 | 0 | 2016 | 92428.478 | 0 | 0 | 0 | 92428.478 | 0
Dishwasher | 0 | 0 | 0 | 0 | 0 | 0 |  | 0 | 0 | 2017 | 92428.478 | 0 | 0 | 0 | 92428.478 | 0
Other Appliance | 0 | 0 | 0 | 0 | 0 | 0 |  | 0 | 0 | 2018 | 92428.478 | -11814.2881 | 0 | 0 | 80614.1899 | -11814.2881
Office Equipment | 0 | 0 | 0 | 0 | 0 | 0 |  | 0 | 0 | 2019 | 92428.478 | -30384.1129 | 0 | 0 | 62044.3651 | -18569.8247
Building shell | 0 | 0 | 0 | 0 | 0 | 0 |  | 0 | 0 | 2020 | 92428.478 | -37421.614 | 0 | 0 | 55006.864 | -7037.5011
Space Cooling | 19432.088 | 194320.88 | -981.4584 | -9814.584 | 7.5316 | 3.4609 |  | 11.6277 | -28585.5525 | 2021 | 92428.478 | -37510.864 | 0 | 0 | 54917.614 | -89.25
Space Heating | 0 | 0 | 0 | 0 | 0 | 0 |  | 0 | 0 | 2022 | 92428.478 | -37510.864 | 0 | 0 | 54917.614 | 0
Ventilation | 118348.4502 | 1775237.97 | 14366.813 | 160802.5525 | 24.5258 | 14.3103 |  | 20.4881 | -27901.4915
Interior Lighting | 0 | 0 | 0 | 0 | 0 | 0 |  | 0 | 0
Exterior Lighting | 56940 | 284700 | 0 | 0 | 7.2653 | 5.9334 |  | 5.694 | -3703.3753
Daylighting | 0 | 0 | 0 | 0 | 0 | 0 |  | 0 | 0
Motors | 0 | 0 | 0 | 0 | 0 | 0 |  | 0 | 0
Process | 43048.2 | 516578.4 | 0 | 0 | 5.8597 | 6.4693 |  | 9.88 | -1666.0006
Compressed Air | 0 | 0 | 0 | 0 | 0 | 0 |  | 0 | 0
Food Processor | 0 | 0 | 0 | 0 | 0 | 0 |  | 0 | 0
Refrigeration | 73621.4187 | 860800.6362 | 5136.4755 | 61226.9775 | 9.4288 | 7.7409 |  | 15.3021 | -83435.9117
Freezers | 0 | 0 | 0 | 0 | 0 | 0 |  | 0 | 0
Pumps | 0 | 0 | 0 | 0 | 0 | 0 |  | 0 | 0
Pool Pump | 0 | 0 | 0 | 0 | 0 | 0 |  | 0 | 0
Domestic Hot Water | 0 | 0 | 0 | 0 | 0 | 0 |  | 0 | 0
Water Heating | 0 | 0 | 0 | 0 | 0 | 0 |  | 0 | 0
Other or unspecified | 3944.5154 | 19722.5772 | 39830.0667 | 334418.7712 | 0 | 0 | 0 | 0 | -59733.8521
* Include program-level and admin costs allocated based to total gas and electric programs at the measure level.
**These values are only approximations if there are dual baseline measures in the program
Net Impacts by Climate Zone (All Measures Installed through 2023)
| Annual Wtd Avg Net kWh | Lifecycle Net kWh | Annual Wtd Avg Net Therms | Lifecycle Net Therms | Net July-Sept Wtd Avg Peak** (kW) | Net Wtd Avg Dec-Feb** (kW) |  | Wtd Avg User Entered kW | TRC Lifecycle Net Benefits* ($)
Total | 315334.6723 | 3651360.4634 | 58351.8968 | 546633.7172 | 54.6113 | 37.9148 |  | 62.9919 | -205026.1837
7 | 0 | 0 | 0 | 0 | 0 | 0 |  | 0 | 0
10 | 0 | 0 | 0 | 0 | 0 | 0 |  | 0 | 0
15 | 0 | 0 | 0 | 0 | 0 | 0 |  | 0 | 0
15 | 0 | 0 | 0 | 0 | 0 | 0 |  | 0 | 0
System | 315334.6723 | 3651360.4634 | 58351.8968 | 546633.7172 | 54.6113 | 37.9148 |  | 62.9919 | -205026.1837
0 | 0 | 0 | 0 | 0 | 0 | 0 |  | 0 | 0
0 | 0 | 0 | 0 | 0 | 0 | 0 |  | 0 | 0
0 | 0 | 0 | 0 | 0 | 0 | 0 |  | 0 | 0
0 | 0 | 0 | 0 | 0 | 0 | 0 |  | 0 | 0
0 | 0 | 0 | 0 | 0 | 0 | 0 |  | 0 | 0
0 | 0 | 0 | 0 | 0 | 0 | 0 |  | 0 | 0
* Include program-level and admin costs allocated based to total gas and electric programs at the measure level.
Persistent reductions in the summer (3rd Qtr) or winter (4th Qtr) of each year
| Net July-Sept Peak (kW) | Net Annual Dec-Feb (kW)
2013 | 13.9474 | 19.3559
2014 | 41.253 | 37.9148
2015 | 54.6113 | 37.9148
2016 | 54.6113 | 37.9148
2017 | 54.6113 | 37.9148
2018 | 52.3727 | 34.2665
2019 | 47.9715 | 30.7425
2020 | 45.8088 | 30.7425
2021 | 45.8088 | 30.7425
2022 | 45.8088 | 30.7425
2023 | 43.7047 | 28.6943
2024 | 39.574 | 26.7169
These values are only approximations if there are dual baseline measures in the program
Monthly Impacts
First Year for Impact Table: | 2013 | These values are only approximations if there are dual baseline measures in the program
| Quarter | Monthly Five Hour Avg or TOU Peak | Net Monthly NCP (kW) |  | Monthly Net kWh | Monthly Net Therms
2013-01-01 | 1 | 0 | 0 |  | 0 | 0
2013-02-01 | 1 | 0 | 0 |  | 0 | 0
2013-03-01 | 1 | 0 | 0 |  | 0 | 0
2013-04-01 | 2 | 4.839 | 6.678 |  | 3237.5601 | 356.2559
2013-05-01 | 2 | 6.9737 | 7.0674 |  | 3423.2927 | 356.2559
2013-06-01 | 2 | 6.9737 | 7.0674 |  | 3423.2927 | 356.2559
2013-07-01 | 3 | 13.9474 | 14.1348 |  | 6846.5854 | 712.5118
2013-08-01 | 3 | 13.9474 | 14.1348 |  | 6846.5854 | 712.5118
2013-09-01 | 3 | 13.9474 | 14.1348 |  | 6846.5854 | 712.5118
2013-10-01 | 4 | 14.5169 | 20.0339 |  | 9712.6804 | 2629.2483
2013-11-01 | 4 | 14.5169 | 20.0339 |  | 9712.6804 | 2629.2483
2013-12-01 | 4 | 14.5169 | 20.0339 |  | 9712.6804 | 2629.2483
2014-01-01 | 5 | 19.3559 | 26.7118 |  | 12950.2405 | 3505.6644
2014-02-01 | 5 | 19.3559 | 26.7118 |  | 12950.2405 | 3505.6644
2014-03-01 | 5 | 19.3559 | 26.7118 |  | 12950.2405 | 3505.6644
2014-04-01 | 6 | 23.9956 | 33.1198 |  | 16048.7233 | 1775.0849
2014-05-01 | 6 | 34.5739 | 35.0399 |  | 16969.8764 | 1775.0849
2014-06-01 | 6 | 34.5739 | 35.0399 |  | 16969.8764 | 1775.0849
2014-07-01 | 7 | 41.253 | 41.8101 |  | 20246.5819 | 2125.1464
2014-08-01 | 7 | 41.253 | 41.8101 |  | 20246.5819 | 2125.1464
2014-09-01 | 7 | 41.253 | 41.8101 |  | 20246.5819 | 2125.1464
2014-10-01 | 8 | 33.2751 | 45.9359 |  | 22245.6889 | 6051.4513
2014-11-01 | 8 | 33.2751 | 45.9359 |  | 22245.6889 | 6051.4513
2014-12-01 | 8 | 33.2751 | 45.9359 |  | 22245.6889 | 6051.4513
2015-01-01 | 9 | 37.9148 | 52.3439 |  | 25344.1716 | 6900.0469
2015-02-01 | 9 | 37.9148 | 52.3439 |  | 25344.1716 | 6900.0469
2015-03-01 | 9 | 37.9148 | 52.3439 |  | 25344.1716 | 6900.0469
2015-04-01 | 10 | 37.9148 | 52.3439 |  | 25344.1716 | 2825.2692
2015-05-01 | 10 | 54.6113 | 55.3507 |  | 26799.9928 | 2825.2692
2015-06-01 | 10 | 54.6113 | 55.3507 |  | 26799.9928 | 2825.2692
2015-07-01 | 11 | 54.6113 | 55.3507 |  | 26799.9928 | 2825.2692
2015-08-01 | 11 | 54.6113 | 55.3507 |  | 26799.9928 | 2825.2692
2015-09-01 | 11 | 54.6113 | 55.3507 |  | 26799.9928 | 2825.2692
2015-10-01 | 12 | 37.9148 | 52.3439 |  | 25344.1716 | 6900.0469
2015-11-01 | 12 | 37.9148 | 52.3439 |  | 25344.1716 | 6900.0469
2015-12-01 | 12 | 37.9148 | 52.3439 |  | 25344.1716 | 6900.0469
2016-01-01 | 13 | 37.9148 | 52.3439 |  | 25344.1716 | 6900.0469
2016-02-01 | 13 | 37.9148 | 52.3439 |  | 25344.1716 | 6900.0469
2016-03-01 | 13 | 37.9148 | 52.3439 |  | 25344.1716 | 6900.0469
2016-04-01 | 14 | 37.9148 | 52.3439 |  | 25344.1716 | 2825.2692
2016-05-01 | 14 | 54.6113 | 55.3507 |  | 26799.9928 | 2825.2692
2016-06-01 | 14 | 54.6113 | 55.3507 |  | 26799.9928 | 2825.2692
2016-07-01 | 15 | 54.6113 | 55.3507 |  | 26799.9928 | 2825.2692
2016-08-01 | 15 | 54.6113 | 55.3507 |  | 26799.9928 | 2825.2692
2016-09-01 | 15 | 54.6113 | 55.3507 |  | 26799.9928 | 2825.2692
2016-10-01 | 16 | 37.9148 | 52.3439 |  | 25344.1716 | 6900.0469
2016-11-01 | 16 | 37.9148 | 52.3439 |  | 25344.1716 | 6900.0469
2016-12-01 | 16 | 37.9148 | 52.3439 |  | 25344.1716 | 6900.0469
2017-01-01 | 17 | 37.9148 | 52.3439 |  | 25344.1716 | 6900.0469
2017-02-01 | 17 | 37.9148 | 52.3439 |  | 25344.1716 | 6900.0469
2017-03-01 | 17 | 37.9148 | 52.3439 |  | 25344.1716 | 6900.0469
2017-04-01 | 18 | 37.9148 | 52.3439 |  | 25344.1716 | 2825.2692
2017-05-01 | 18 | 54.6113 | 55.3507 |  | 26799.9928 | 2825.2692
2017-06-01 | 18 | 54.6113 | 55.3507 |  | 26799.9928 | 2825.2692
2017-07-01 | 19 | 54.6113 | 55.3507 |  | 26799.9928 | 2825.2692
2017-08-01 | 19 | 54.6113 | 55.3507 |  | 26799.9928 | 2825.2692
2017-09-01 | 19 | 54.6113 | 55.3507 |  | 26799.9928 | 2825.2692
2017-10-01 | 20 | 37.9148 | 52.3439 |  | 25344.1716 | 6900.0469
2017-11-01 | 20 | 37.9148 | 52.3439 |  | 25344.1716 | 6900.0469
2017-12-01 | 20 | 37.9148 | 52.3439 |  | 25344.1716 | 6900.0469
2018-01-01 | 21 | 37.9148 | 52.3439 |  | 25344.1716 | 6900.0469
2018-02-01 | 21 | 37.9148 | 52.3439 |  | 25344.1716 | 6900.0469
2018-03-01 | 21 | 37.9148 | 52.3439 |  | 25344.1716 | 6900.0469
2018-04-01 | 22 | 37.0028 | 50.8795 |  | 24608.1481 | 2825.2692
2018-05-01 | 22 | 53.492 | 54.1448 |  | 26054.0615 | 2825.2692
2018-06-01 | 22 | 53.492 | 54.1448 |  | 26054.0615 | 2825.2692
2018-07-01 | 23 | 52.3727 | 52.939 |  | 25308.1303 | 2825.2692
2018-08-01 | 23 | 52.3727 | 52.939 |  | 25308.1303 | 2825.2692
2018-09-01 | 23 | 52.3727 | 52.939 |  | 25308.1303 | 2825.2692
2018-10-01 | 24 | 35.1786 | 47.9507 |  | 23136.1011 | 5580.7508
2018-11-01 | 24 | 35.1786 | 47.9507 |  | 23136.1011 | 5580.7508
2018-12-01 | 24 | 35.1786 | 47.9507 |  | 23136.1011 | 5580.7508
2019-01-01 | 25 | 34.2665 | 46.4862 |  | 22400.0775 | 5140.9854
2019-02-01 | 25 | 34.2665 | 46.4862 |  | 22400.0775 | 5140.9854
2019-03-01 | 25 | 34.2665 | 46.4862 |  | 22400.0775 | 5140.9854
2019-04-01 | 26 | 33.3855 | 45.071 |  | 21688.5717 | 2822.443
2019-05-01 | 26 | 49.0528 | 49.3619 |  | 23095.2205 | 2822.443
2019-06-01 | 26 | 49.0528 | 49.3619 |  | 23095.2205 | 2822.443
2019-07-01 | 27 | 47.9715 | 48.1966 |  | 22374.1733 | 2819.6167
2019-08-01 | 27 | 47.9715 | 48.1966 |  | 22374.1733 | 2819.6167
2019-09-01 | 27 | 47.9715 | 48.1966 |  | 22374.1733 | 2819.6167
2019-10-01 | 28 | 31.6235 | 42.2405 |  | 20265.5601 | 3867.0543
2019-11-01 | 28 | 31.6235 | 42.2405 |  | 20265.5601 | 3867.0543
2019-12-01 | 28 | 31.6235 | 42.2405 |  | 20265.5601 | 3867.0543
2020-01-01 | 29 | 30.7425 | 40.8252 |  | 19554.0543 | 3442.4106
2020-02-01 | 29 | 30.7425 | 40.8252 |  | 19554.0543 | 3442.4106
2020-03-01 | 29 | 30.7425 | 40.8252 |  | 19554.0543 | 3442.4106
2020-04-01 | 30 | 30.7425 | 40.8252 |  | 19554.0543 | 2811.138
2020-05-01 | 30 | 45.8088 | 45.8659 |  | 20932.0788 | 2811.138
2020-06-01 | 30 | 45.8088 | 45.8659 |  | 20932.0788 | 2811.138
2020-07-01 | 31 | 45.8088 | 45.8659 |  | 20932.0788 | 2808.3117
2020-08-01 | 31 | 45.8088 | 45.8659 |  | 20932.0788 | 2808.3117
2020-09-01 | 31 | 45.8088 | 45.8659 |  | 20932.0788 | 2808.3117
2020-10-01 | 32 | 30.7425 | 40.8252 |  | 19554.0543 | 3433.9319
2020-11-01 | 32 | 30.7425 | 40.8252 |  | 19554.0543 | 3433.9319
2020-12-01 | 32 | 30.7425 | 40.8252 |  | 19554.0543 | 3433.9319
2021-01-01 | 33 | 30.7425 | 40.8252 |  | 19554.0543 | 3431.1056
2021-02-01 | 33 | 30.7425 | 40.8252 |  | 19554.0543 | 3431.1056
2021-03-01 | 33 | 30.7425 | 40.8252 |  | 19554.0543 | 3431.1056
2021-04-01 | 34 | 30.7425 | 40.8252 |  | 19554.0543 | 2802.6592
2021-05-01 | 34 | 45.8088 | 45.8659 |  | 20932.0788 | 2802.6592
2021-06-01 | 34 | 45.8088 | 45.8659 |  | 20932.0788 | 2802.6592
2021-07-01 | 35 | 45.8088 | 45.8659 |  | 20932.0788 | 2802.6592
2021-08-01 | 35 | 45.8088 | 45.8659 |  | 20932.0788 | 2802.6592
2021-09-01 | 35 | 45.8088 | 45.8659 |  | 20932.0788 | 2802.6592
2021-10-01 | 36 | 30.7425 | 40.8252 |  | 19554.0543 | 3431.1056
2021-11-01 | 36 | 30.7425 | 40.8252 |  | 19554.0543 | 3431.1056
2021-12-01 | 36 | 30.7425 | 40.8252 |  | 19554.0543 | 3431.1056
2022-01-01 | 37 | 30.7425 | 40.8252 |  | 19554.0543 | 3431.1056
2022-02-01 | 37 | 30.7425 | 40.8252 |  | 19554.0543 | 3431.1056
2022-03-01 | 37 | 30.7425 | 40.8252 |  | 19554.0543 | 3431.1056
2022-04-01 | 38 | 30.7425 | 40.8252 |  | 19554.0543 | 2802.6592
2022-05-01 | 38 | 45.8088 | 45.8659 |  | 20932.0788 | 2802.6592
2022-06-01 | 38 | 45.8088 | 45.8659 |  | 20932.0788 | 2802.6592
2022-07-01 | 39 | 45.8088 | 45.8659 |  | 20932.0788 | 2802.6592
2022-08-01 | 39 | 45.8088 | 45.8659 |  | 20932.0788 | 2802.6592
2022-09-01 | 39 | 45.8088 | 45.8659 |  | 20932.0788 | 2802.6592
2022-10-01 | 40 | 30.7425 | 40.8252 |  | 19554.0543 | 3431.1056
2022-11-01 | 40 | 30.7425 | 40.8252 |  | 19554.0543 | 3431.1056
2022-12-01 | 40 | 30.7425 | 40.8252 |  | 19554.0543 | 3431.1056
2023-01-01 | 41 | 30.7425 | 40.8252 |  | 19554.0543 | 3431.1056
2023-02-01 | 41 | 30.7425 | 40.8252 |  | 19554.0543 | 3431.1056
2023-03-01 | 41 | 30.7425 | 40.8252 |  | 19554.0543 | 3431.1056
2023-04-01 | 42 | 30.2305 | 40.2744 |  | 19322.0271 | 2668.7842
2023-05-01 | 42 | 44.7567 | 44.8091 |  | 20603.0389 | 2668.7842
2023-06-01 | 42 | 44.7567 | 44.8091 |  | 20603.0389 | 2668.7842
2023-07-01 | 43 | 43.7047 | 43.7523 |  | 20273.999 | 2534.9092
2023-08-01 | 43 | 43.7047 | 43.7523 |  | 20273.999 | 2534.9092
2023-09-01 | 43 | 43.7047 | 43.7523 |  | 20273.999 | 2534.9092
2023-10-01 | 44 | 29.2063 | 39.1728 |  | 18857.9728 | 3092.0964
2023-11-01 | 44 | 29.2063 | 39.1728 |  | 18857.9728 | 3092.0964
2023-12-01 | 44 | 29.2063 | 39.1728 |  | 18857.9728 | 3092.0964

## Input
| SDG&E 2013 v1c4-Draft.xls |  |  |  | Program Budget ($) | [10 empty] | Import file format 5
[5 empty] | a. Administrative Costs | 2013 | 2014 | 2015 | NPV |  |  |  | Nominal | Nominal | Nominal
| Proposer General Information |  |  |  | a.i. Overhead and G&A | 51115.0499 | 52825.0426 |  | 100318.7036 | d. Incentives and Rebates ($) |  |  | 2013 | 2014 | 2015 | NPV |  | Market Effects Adjustments
| Proposer Name |  | SDGE |  | a.ii. Other Admin costs |  |  |  | 0 | d.i. User Input Incentive (treated like admin) | [5 empty] | 0 |  | Adjustment type |  | Uniform
| Program Name |  | 3233-SW-IND-Deemed Incentives SDG&E_COMPLIANCE_LIGHTING_SCENARIO |  | b. Marketing/Outreach | 23497.6468 | 23497.6468 |  | 45384.4266 | d.ii. Rebate |  |  | 93653.3 | 90236.65 | 0 |  |  | Enter Custom values in columns AO through AT
| Service Territory |  | SDG&E |  | c. Direct Implementation (non incentive) |  |  |  |  | d.iii. Direct Install Labor |  |  | 0 | 0 | 0 |  |  | Uniform Factors to apply to all measures
| First Year of Program Implementation |  |  | 2013 | c.i. Activity | 236541.4628 | 250752.6116 |  | 470103.8805 | d.iv. Direct Install Materials |  |  | 0 | 0 | 0 |  |  |  | Benefit Adj | Cost Adj
| Contact Information |  |  |  | c.ii. Installation |  |  |  | 0 | d.v. Upstream payments |  |  | 0 | 0 | 0 |  |  | Participant Inside
| Name |  |  |  | c.iii. Hardware & Materials |  |  |  | 0 | Subtotal Incentives and Rebates |  |  | 93653.3 | 90236.65 | 0 | 169667.3068 |  | Participant Outside
| Address |  |  |  | c.iv. Rebate Processing and Inspection |  |  |  | 0 | [8 empty] | Non-participant | 5% | 5% | [39 empty] | Formulas for spreading annual installations to quarters
| ZIP code |  |  |  | d. Total Incentives and Rebates | 93653.3 | 90236.65 | 0 | 169667.3068 | [8 empty] | Total Factor | 5% | 5% | [39 empty] | 0 | 0 | 0 | 0 | 0 | 0 | 0 | 0 | 0 | 0 | 0 | 0 | 0 | 0 | 0 | 0 | 0 | 0 | 0 | 0 | 0 | 0 | 0 | 0 | 0 | 0 | 0 | 0 | 0 | 0 | 0 | 0 | 0 | 0 | 0 | 0 | 0 | 0 | 0 | 0 | 0 | 0 | 0 | 0
| Telephone |  |  |  | e. EM&V |  |  |  | 0 | f. Costs recovered from other sources | [5 empty] | 0
| Email |  |  |  | Total | 404807.4595 | 417311.951 | 0 | 785474.3174 | Program Budget w/ Other Costs (a to f) |  |  | 404807.4595 | 417311.951 | 0 | 785474.3174
[15 empty] | Number of measures that have negative participant cost: | 0 |  |  | Total Excess incentive: | 0 | [39 empty] | Quarterly Installation Schedule
| Program Inputs | [10 empty] | Transfer | Admin | Admin | Admin | Participant | [8 empty] | Second Baseline (For savings after the RUL) | [7 empty] | Table Lookup Values |  |  |  |  | Benefits Adj Factors |  | Market Effects Adjustments | [8 empty] | Annual Installation Schedule (enter quarterly values to the right) | [10 empty] | 2013 |  |  |  | 2014 |  |  |  | 2015 |  |  |  | 2016 |  |  |  | 2017 |  |  |  | 2018 |  |  |  | 2019 |  |  |  | 2020 |  |  |  | 2021 |  |  |  | 2022 |  |  |  | 2023
| Measure Name | DEER RunID | Climate Zone | Target sector | Measure Electric End Use Shape | CZ, Sector, Measure combination found? | Expected Useful Life for New/ROB, RUL for retrofit. (yrs) | Program Type (To look up Net-to-gross Ratio) | Unit Definition (e.g. homes) | Program Type (NEW/ROB or Early Repl(RET)) | Gross Measure Cost (Total Cost for Retrofit, Incr Cost for New/ROB) ($/unit) | Rebate to end use customer or its assignee ($/unit) | Incentives to entities other than the end use customer or its assignee($/unit) | Direct Install Labor ($/unit) | Direct Install Material ($/unit) | Gross Participant Cost ($/unit) | Gross Unit Annual Electricity Savings (kwh/unit) | Electric Rate Schedule | Demand Scaler | User Entered kW Savings per unit (kW/unit) | Gross Unit Annual Gas Savings (therm/unit) | Gas Sector | Gas Rate Schedule | Gas Savings Profile | Total Life. Can be left blank for single baseline measures (Yrs) | Incremental Cost (relative to standard efficiency default device) ($/unit) | Measure Cost Inflation (%/year escalation) | Early retrofit incremental kWh savings (kWh/unit) | Early retrofit incremental kW savings (kW/unit) | Early retrofit incremental Th savings (Th/unit) | Combustion Type | Expected Useful Life for New/ROB, RUL for retrofit. (yrs) | Net-to-Gross Ratio - kWh | Net-to-Gross Ratio -Therms | Net-to-Gross Ratio - kW | Net-to-Gross Ratio - Therms (overides lookup value) | Net-to-Gross Ratio - Costs | Installation Rate (Blank gets 100%) (IR) | Gross Realization Rate (Blank gets 100%) (GRR) | Benefits - Participants Inside | Benefits - Participants Outside | Benefits- Non-participants | Costs - Participants Inside | Costs - Participants Outside | Costs- Non-participants | Total Benefits Factor | Total Cost Factor | % Eligible for TOU AC adjustment | 2013 | 2014 | 2015 | 2016 | 2017 | 2018 | 2019 | 2020 | 2021 | 2022 | 2023 | Qtr 1 | Qtr 2 | Qtr 3 | Qtr 4 | Qtr 1 | Qtr 2 | Qtr 3 | Qtr 4 | Qtr 1 | Qtr 2 | Qtr 3 | Qtr 4 | Qtr 1 | Qtr 2 | Qtr 3 | Qtr 4 | Qtr 1 | Qtr 2 | Qtr 3 | Qtr 4 | Qtr 1 | Qtr 2 | Qtr 3 | Qtr 4 | Qtr 1 | Qtr 2 | Qtr 3 | Qtr 4 | Qtr 1 | Qtr 2 | Qtr 3 | Qtr 4 | Qtr 1 | Qtr 2 | Qtr 3 | Qtr 4 | Qtr 1 | Qtr 2 | Qtr 3 | Qtr 4 | Qtr 1 | Qtr 2 | Qtr 3 | Qtr 4 | Total Number of Units | Comments
3233 | 444951-Food Service - Hot Food Holding Cabinet-Three-Quarter-Size | WPSDGENRCC0018, Rev 0, Msr 3 | System | Commercial | 21-RSD-Restaurant–SitDown-PROC_OTH | TRUE |  |  | Unit | ROB | 1498 | 250 | 0 | 0 | 0 | 1248 | 1643 |  | kWh | 0.27 | 0 | Commercial |  | Winter Only | [6 empty] | Large Boilers (>100 MMBtu/hr Heat Input):Uncontrolled | 12 | 60% | [12 empty] | 0% | 0% | 0% | 1 | 1 | 0 | 0 | 0 | 0 | 0 | 0 | 0 | 0 | 0 | 2013 Qtr 1: 0.25; 2013 Qtr 2: 0.25; 2013 Qtr 3: 0.25; 2013 Qtr 4: 0.25; 2014 Qtr 1: 0.25; 2014 Qtr 2: 0.25; 2014 Qtr 3: 0.25; 2014 Qtr 4: 0.25 | 2 | 1
3233 | 444954-Food Service - Commercial Gas Fryer | WPSDGENRCC0003, Rev 2, Msr 2 | System | Commercial |  |  |  |  | Unit | ROB | 1304 | 500 | 0 | 0 | 0 | 804 | 0 |  | #N/A | 0 | 706 | Commercial |  | Annual | [6 empty] | Large Boilers (>100 MMBtu/hr Heat Input):Uncontrolled | 12 | 60% | [12 empty] | 0% | 0% | 0% | 9 | 9 | 0 | 0 | 0 | 0 | 0 | 0 | 0 | 0 | 0 | 2013 Qtr 1: 2.25; 2013 Qtr 2: 2.25; 2013 Qtr 3: 2.25; 2013 Qtr 4: 2.25; 2014 Qtr 1: 2.25; 2014 Qtr 2: 2.25; 2014 Qtr 3: 2.25; 2014 Qtr 4: 2.25 | 18 | 1
3233 | 444956-Food Service-Commercial Gas Large Vat Fryer, Cooking Efficiency >= 50% | WPSDGENRCC0014, Rev 2, Msr 2 | System | Commercial |  |  |  |  | Vat | ROB | 611 | 500 | 0 | 0 | 0 | 111 | 0 |  | #N/A | 0 | 578 | Commercial |  | Annual | [6 empty] | Large Boilers (>100 MMBtu/hr Heat Input):Uncontrolled | 12 | 60% | [12 empty] | 0% | 0% | 0% | 1 | 1 | 0 | 0 | 0 | 0 | 0 | 0 | 0 | 0 | 0 | 2013 Qtr 1: 0.25; 2013 Qtr 2: 0.25; 2013 Qtr 3: 0.25; 2013 Qtr 4: 0.25; 2014 Qtr 1: 0.25; 2014 Qtr 2: 0.25; 2014 Qtr 3: 0.25; 2014 Qtr 4: 0.25 | 2 | 1
3233 | 444957-Ice Machines 301-400 - Energy Star | WPSDGENRCC0004, Rev 2, Msr 3 | System | Commercial | 01-ALC-AllCommercial-Refrig | TRUE |  |  | Unit | ROB | 281 | 75 | 0 | 0 | 0 | 206 | 685 |  | kWh | 0.07 | 0 | Commercial |  | Winter Only | [6 empty] | Large Boilers (>100 MMBtu/hr Heat Input):Uncontrolled | 10 | 60% | [12 empty] | 0% | 0% | 0% | 1 | 1 | 0 | 0 | 0 | 0 | 0 | 0 | 0 | 0 | 0 | 2013 Qtr 1: 0.25; 2013 Qtr 2: 0.25; 2013 Qtr 3: 0.25; 2013 Qtr 4: 0.25; 2014 Qtr 1: 0.25; 2014 Qtr 2: 0.25; 2014 Qtr 3: 0.25; 2014 Qtr 4: 0.25 | 2 | 1
3233 | 444960-Ice Machines 1001-1500 -Energy Star | WPSDGENRCC0004, Rev 2, Msr 6 | System | Commercial | 01-ALC-AllCommercial-Refrig | TRUE |  |  | Unit | ROB | 550 | 200 | 0 | 0 | 0 | 350 | 1574 |  | kWh | 0.162 | 0 | Commercial |  | Winter Only | [6 empty] | Large Boilers (>100 MMBtu/hr Heat Input):Uncontrolled | 10 | 60% | [12 empty] | 0% | 0% | 0% | 1 | 1 | 0 | 0 | 0 | 0 | 0 | 0 | 0 | 0 | 0 | 2013 Qtr 1: 0.25; 2013 Qtr 2: 0.25; 2013 Qtr 3: 0.25; 2013 Qtr 4: 0.25; 2014 Qtr 1: 0.25; 2014 Qtr 2: 0.25; 2014 Qtr 3: 0.25; 2014 Qtr 4: 0.25 | 2 | 1
3233 | 444963-Ice Machines 201-300 - CEE Tier III | WPSDGENRCC0004, Rev 2, Msr 9 | System | Commercial | 01-ALC-AllCommercial-Refrig | TRUE |  |  | Unit | ROB | 683 | 100 | 0 | 0 | 0 | 583 | 832 |  | kWh | 0.095 | 0 | Commercial |  | Winter Only | [6 empty] | Large Boilers (>100 MMBtu/hr Heat Input):Uncontrolled | 12 | 60% | [12 empty] | 0% | 0% | 0% | 3 | 3 | 0 | 0 | 0 | 0 | 0 | 0 | 0 | 0 | 0 | 2013 Qtr 1: 0.75; 2013 Qtr 2: 0.75; 2013 Qtr 3: 0.75; 2013 Qtr 4: 0.75; 2014 Qtr 1: 0.75; 2014 Qtr 2: 0.75; 2014 Qtr 3: 0.75; 2014 Qtr 4: 0.75 | 6 | 1
3233 | 444967-Ice Machines 1001-1500 - CEE Tier III | WPSDGENRCC0004, Rev 2, Msr 13 | System | Commercial | 01-ALC-AllCommercial-Refrig | TRUE |  |  | Unit | ROB | 839 | 400 | 0 | 0 | 0 | 439 | 2601 |  | kWh | 0.297 | 0 | Commercial |  | Winter Only | [6 empty] | Large Boilers (>100 MMBtu/hr Heat Input):Uncontrolled | 10 | 60% | [12 empty] | 0% | 0% | 0% | 1 | 1 | 0 | 0 | 0 | 0 | 0 | 0 | 0 | 0 | 0 | 2013 Qtr 1: 0.25; 2013 Qtr 2: 0.25; 2013 Qtr 3: 0.25; 2013 Qtr 4: 0.25; 2014 Qtr 1: 0.25; 2014 Qtr 2: 0.25; 2014 Qtr 3: 0.25; 2014 Qtr 4: 0.25 | 2 | 1
3233 | 444974-Food Service - Combination Oven-Gas | WPSDGENRCC0005, Rev 3, Msr 2 | System | Commercial |  |  |  |  | Unit | ROB | 5717 | 750 | 0 | 0 | 0 | 4967 | 0 |  | #N/A | 0 | 403 | Commercial |  | Annual | [6 empty] | Large Boilers (>100 MMBtu/hr Heat Input):Uncontrolled | 12 | 60% | [12 empty] | 0% | 0% | 0% | 1 | 1 | 0 | 0 | 0 | 0 | 0 | 0 | 0 | 0 | 0 | 2013 Qtr 1: 0.25; 2013 Qtr 2: 0.25; 2013 Qtr 3: 0.25; 2013 Qtr 4: 0.25; 2014 Qtr 1: 0.25; 2014 Qtr 2: 0.25; 2014 Qtr 3: 0.25; 2014 Qtr 4: 0.25 | 2 | 1
3233 | 444975-Food Service - Convection Oven-Electric | PGECOFST101, Rev 3, Msr 1 | System | Commercial | 21-RSD-Restaurant–SitDown-PROC_OTH | TRUE |  |  | Unit | ROB | 350 | 350 | 0 | 0 | 0 | 0 | 1315 |  | kWh | 0.43 | 0 | Commercial |  | Winter Only | [6 empty] | Large Boilers (>100 MMBtu/hr Heat Input):Uncontrolled | 12 | 60% | [12 empty] | 0% | 0% | 0% | 1 | 1 | 0 | 0 | 0 | 0 | 0 | 0 | 0 | 0 | 0 | 2013 Qtr 1: 0.25; 2013 Qtr 2: 0.25; 2013 Qtr 3: 0.25; 2013 Qtr 4: 0.25; 2014 Qtr 1: 0.25; 2014 Qtr 2: 0.25; 2014 Qtr 3: 0.25; 2014 Qtr 4: 0.25 | 2 | 1
3233 | 444976-Food Service - Convection Oven-Gas | PGECOFST101, Rev 3, Msr 2 | System | Commercial |  |  |  |  | Unit | ROB | 500 | 500 | 0 | 0 | 0 | 0 | 0 |  | #N/A | 0 | 214 | Commercial |  | Annual | [6 empty] | Large Boilers (>100 MMBtu/hr Heat Input):Uncontrolled | 12 | 60% | [12 empty] | 0% | 0% | 0% | 3 | 3 | 0 | 0 | 0 | 0 | 0 | 0 | 0 | 0 | 0 | 2013 Qtr 1: 0.75; 2013 Qtr 2: 0.75; 2013 Qtr 3: 0.75; 2013 Qtr 4: 0.75; 2014 Qtr 1: 0.75; 2014 Qtr 2: 0.75; 2014 Qtr 3: 0.75; 2014 Qtr 4: 0.75 | 6 | 1
3233 | 444980-Conveyor Oven lg >25" total conveyor width | WPSDGENRCC0015, Rev 0, Msr 2 | System | Commercial |  |  |  |  | Deck | ROB | 4731 | 750 | 0 | 0 | 0 | 3981 | 0 |  | #N/A | 0 | 884 | Commercial |  | Annual | [6 empty] | Large Boilers (>100 MMBtu/hr Heat Input):Uncontrolled | 12 | 60% | [12 empty] | 0% | 0% | 0% | 3 | 3 | 0 | 0 | 0 | 0 | 0 | 0 | 0 | 0 | 0 | 2013 Qtr 1: 0.75; 2013 Qtr 2: 0.75; 2013 Qtr 3: 0.75; 2013 Qtr 4: 0.75; 2014 Qtr 1: 0.75; 2014 Qtr 2: 0.75; 2014 Qtr 3: 0.75; 2014 Qtr 4: 0.75 | 6 | 1
3233 | 444983-Water Heating - Storage Water Heater minimum .62 EF (Tier I) | NG-WtrHt-SmlStrg-Gas-lte75kBtuh-50G-0p62EF | System | Commercial | 01-ALC-AllCommercial-Vent/Fan | TRUE |  |  | Mbtuh | ROB | 6.7769 | 2 | 0 | 0 | 0 | 4.7769 | 0.0145 |  | kWh | 1.13e-05 | 0.438 | Commercial |  | Annual | [6 empty] | Large Boilers (>100 MMBtu/hr Heat Input):Uncontrolled | 15 | 60% | [12 empty] | 0% | 0% | 0% | 38 | 37 | 0 | 0 | 0 | 0 | 0 | 0 | 0 | 0 | 0 | 2013 Qtr 1: 9.5; 2013 Qtr 2: 9.5; 2013 Qtr 3: 9.5; 2013 Qtr 4: 9.5; 2014 Qtr 1: 9.25; 2014 Qtr 2: 9.25; 2014 Qtr 3: 9.25; 2014 Qtr 4: 9.25 | 75 | 1
3233 | 444986-Heating - Space Heating Boilers - Large | WPSDGENRHC1061, Rev 0, Msr 2 | System | Commercial |  |  |  |  | Mbtuh | ROB | 2.99 | 0.25 | 0 | 0 | 0 | 2.74 | 0 |  | #N/A | 0 | 0.97 | Commercial |  | Annual | [6 empty] | Large Boilers (>100 MMBtu/hr Heat Input):Uncontrolled | 20 | 60% | [12 empty] | 0% | 0% | 0% | 86 | 83 | 0 | 0 | 0 | 0 | 0 | 0 | 0 | 0 | 0 | 2013 Qtr 1: 21.5; 2013 Qtr 2: 21.5; 2013 Qtr 3: 21.5; 2013 Qtr 4: 21.5; 2014 Qtr 1: 20.75; 2014 Qtr 2: 20.75; 2014 Qtr 3: 20.75; 2014 Qtr 4: 20.75 | 169 | 1
3233 | 444988-Water Heating -Instantaneous - Gas <=200MBtuh | NG-WtrHt-SmlInst-Gas-lte75kBtuh-lt2G-0p82EF | System | Commercial | 01-ALC-AllCommercial-Vent/Fan | TRUE |  |  | Mbtuh | ROB | 2 | 2 | 0 | 0 | 0 | 0 | 0.0589 |  | kWh | 1.92e-05 | 2.06 | Commercial |  | Annual | [6 empty] | Large Boilers (>100 MMBtu/hr Heat Input):Uncontrolled | 20 | 60% | [12 empty] | 0% | 0% | 0% | 19 | 18 | 0 | 0 | 0 | 0 | 0 | 0 | 0 | 0 | 0 | 2013 Qtr 1: 4.75; 2013 Qtr 2: 4.75; 2013 Qtr 3: 4.75; 2013 Qtr 4: 4.75; 2014 Qtr 1: 4.5; 2014 Qtr 2: 4.5; 2014 Qtr 3: 4.5; 2014 Qtr 4: 4.5 | 37 | 1
3233 | 444993-Water Heating -Direct Contact Water Heater >300 Mbtuh | NG-WtrHt-LrgInst-Gas-gt200kBtuh-0p90Et | System | Commercial | 01-ALC-AllCommercial-Vent/Fan | TRUE |  |  | Mbtuh | ROB | 2.17 | 2 | 0 | 0 | 0 | 0.17 | 0.024 |  | kWh | 1.2e-05 | 1.39 | Commercial |  | Annual | [6 empty] | Large Boilers (>100 MMBtu/hr Heat Input):Uncontrolled | 20 | 60% | [12 empty] | 0% | 0% | 0% | 27 | 26 | 0 | 0 | 0 | 0 | 0 | 0 | 0 | 0 | 0 | 2013 Qtr 1: 6.75; 2013 Qtr 2: 6.75; 2013 Qtr 3: 6.75; 2013 Qtr 4: 6.75; 2014 Qtr 1: 6.5; 2014 Qtr 2: 6.5; 2014 Qtr 3: 6.5; 2014 Qtr 4: 6.5 | 53 | 1
3233 | 444994-Tank Insulation - High Temperature Applic. (LF) 1 in | WPSDGENRWH0013, Rev 0, Msr 2 | System | Commercial | 01-ALC-AllCommercial-Vent/Fan | TRUE |  |  | Sqft | ROB | 3 | 3 | 0 | 0 | 0 | 0 | 0 |  | kWh | 0 | 9.7 | Commercial |  | Annual | [6 empty] | Large Boilers (>100 MMBtu/hr Heat Input):Uncontrolled | 20 | 60% | [12 empty] | 0% | 0% | 0% | 3 | 3 | 0 | 0 | 0 | 0 | 0 | 0 | 0 | 0 | 0 | 2013 Qtr 1: 0.75; 2013 Qtr 2: 0.75; 2013 Qtr 3: 0.75; 2013 Qtr 4: 0.75; 2014 Qtr 1: 0.75; 2014 Qtr 2: 0.75; 2014 Qtr 3: 0.75; 2014 Qtr 4: 0.75 | 6 | 1
3233 | 444995-Tank Insulation - High Temperature Applic. (LF) 2 in | WPSDGENRWH0013, Rev 0, Msr 4 | System | Commercial | 01-ALC-AllCommercial-Vent/Fan | TRUE |  |  | Sqft | ROB | 4 | 4 | 0 | 0 | 0 | 0 | 0 |  | kWh | 0 | 10.4 | Commercial |  | Annual | [6 empty] | Large Boilers (>100 MMBtu/hr Heat Input):Uncontrolled | 20 | 60% | [12 empty] | 0% | 0% | 0% | 49 | 47 | 0 | 0 | 0 | 0 | 0 | 0 | 0 | 0 | 0 | 2013 Qtr 1: 12.25; 2013 Qtr 2: 12.25; 2013 Qtr 3: 12.25; 2013 Qtr 4: 12.25; 2014 Qtr 1: 11.75; 2014 Qtr 2: 11.75; 2014 Qtr 3: 11.75; 2014 Qtr 4: 11.75 | 96 | 1
3233 | 445001-Steam Trap Replacement - Industrial <= 15 psig, Commercial 12-24 hrs/day | WPSDGENRWH0010, Rev 0, Msr 1 | System | Industrial |  |  |  |  | Unit | ROB | 233 | 100 | 0 | 0 | 0 | 133 | 0 |  | #N/A | 0 | 119 | Commercial |  | Annual | [6 empty] | Large Boilers (>100 MMBtu/hr Heat Input):Uncontrolled | 6 | 52% | [12 empty] | 0% | 0% | 0% | 2 | 2 | 0 | 0 | 0 | 0 | 0 | 0 | 0 | 0 | 0 | 2013 Qtr 1: 0.5; 2013 Qtr 2: 0.5; 2013 Qtr 3: 0.5; 2013 Qtr 4: 0.5; 2014 Qtr 1: 0.5; 2014 Qtr 2: 0.5; 2014 Qtr 3: 0.5; 2014 Qtr 4: 0.5 | 4 | 1
3233 | 445006-A/C - Reflective Window Film Coastal | Window Film - DEER Unit Adjustment, Rev 0, Msr 1 | System | Commercial | 18-OFS-Office–Small-Cooling | TRUE |  |  | Sqft | RET | 5.64 | 1.35 | 0 | 0 | 0 | 4.29 | 4.93 |  | kWh | 0.00295 | -0.249 | Commercial |  | Winter Only | [6 empty] | Large Boilers (>100 MMBtu/hr Heat Input):Uncontrolled | 10 | 60% | [12 empty] | 0% | 0% | 0% | 1456 | 1396 | 0 | 0 | 0 | 0 | 0 | 0 | 0 | 0 | 0 | 2013 Qtr 1: 364; 2013 Qtr 2: 364; 2013 Qtr 3: 364; 2013 Qtr 4: 364; 2014 Qtr 1: 349; 2014 Qtr 2: 349; 2014 Qtr 3: 349; 2014 Qtr 4: 349 | 2852 | 1
3233 | 445007-A/C - Reflective Window Film Inland | Window Film - DEER Unit Adjustment, Rev 0, Msr 1 | System | Commercial | 18-OFS-Office–Small-Cooling | TRUE |  |  | Sqft | RET | 5.64 | 1.35 | 0 | 0 | 0 | 4.29 | 4.93 |  | kWh | 0.00295 | -0.249 | Commercial |  | Winter Only | [6 empty] | Large Boilers (>100 MMBtu/hr Heat Input):Uncontrolled | 10 | 60% | [12 empty] | 0% | 0% | 0% | 1639 | 1573 | 0 | 0 | 0 | 0 | 0 | 0 | 0 | 0 | 0 | 2013 Qtr 1: 409.75; 2013 Qtr 2: 409.75; 2013 Qtr 3: 409.75; 2013 Qtr 4: 409.75; 2014 Qtr 1: 393.25; 2014 Qtr 2: 393.25; 2014 Qtr 3: 393.25; 2014 Qtr 4: 393.25 | 3212 | 1
3233 | 445009-Motors - VFD - HVAC Fans (per Hp) | D03-051 | System | Commercial | 18-OFS-Office–Small-Vent/Fan | TRUE |  |  | HP | RET | 202 | 80 | 0 | 0 | 0 | 122 | 1190 |  | kWh | 0.206 | -2.14 | Commercial |  | Winter Only | [6 empty] | Large Boilers (>100 MMBtu/hr Heat Input):Uncontrolled | 15 | 60% | [12 empty] | 0% | 0% | 0% | 78 | 75 | 0 | 0 | 0 | 0 | 0 | 0 | 0 | 0 | 0 | 2013 Qtr 1: 19.5; 2013 Qtr 2: 19.5; 2013 Qtr 3: 19.5; 2013 Qtr 4: 19.5; 2014 Qtr 1: 18.75; 2014 Qtr 2: 18.75; 2014 Qtr 3: 18.75; 2014 Qtr 4: 18.75 | 153 | 1
3233 | 445013-Low Flow Showerhead | WPSDGEREWH1061A, Rev 3, Msr 1 | System | Commercial | 36-GST-Lodging-GuestRooms-Vent/Fan | TRUE |  |  | Showerhead | ROB | 20 | 20 | 0 | 0 | 0 | 0 | 0 |  | kWh | 0 | 11.2 | Commercial |  | Annual | [6 empty] | Large Boilers (>100 MMBtu/hr Heat Input):Uncontrolled | 10 | 70% | [12 empty] | 0% | 0% | 0% | 765 | 733 | 0 | 0 | 0 | 0 | 0 | 0 | 0 | 0 | 0 | 2013 Qtr 1: 191.25; 2013 Qtr 2: 191.25; 2013 Qtr 3: 191.25; 2013 Qtr 4: 191.25; 2014 Qtr 1: 183.25; 2014 Qtr 2: 183.25; 2014 Qtr 3: 183.25; 2014 Qtr 4: 183.25 | 1498 | 1
3233 | 445014-Software Plug Load Sensors | WPSDGENROE0001, Rev 0, Msr 1 | System | Commercial | 18-OFS-Office–Small-OffEquip | TRUE |  |  | Sensor | RET | 15 | 15 | 0 | 0 | 0 | 0 | 200 |  | kWh | 0.02 | 0 | Commercial |  | Winter Only | [6 empty] | Large Boilers (>100 MMBtu/hr Heat Input):Uncontrolled | 5 | 60% | [12 empty] | 0% | 0% | 0% | 223 | 215 | 0 | 0 | 0 | 0 | 0 | 0 | 0 | 0 | 0 | 2013 Qtr 1: 55.75; 2013 Qtr 2: 55.75; 2013 Qtr 3: 55.75; 2013 Qtr 4: 55.75; 2014 Qtr 1: 53.75; 2014 Qtr 2: 53.75; 2014 Qtr 3: 53.75; 2014 Qtr 4: 53.75 | 438 | 1
3233 | 445016-Refrigerator - Early Replacement | Res-Refrig-ARP | System | Commercial | 18-OFS-Office–Small-Refrig | TRUE |  |  | Unit | RET | 275 | 275 | 0 | 0 | 0 | 0 | 611 |  | kWh | 0.114 | -7.97 | Commercial |  | Winter Only | [6 empty] | Large Boilers (>100 MMBtu/hr Heat Input):Uncontrolled | 5 | 60% | [12 empty] | 0% | 0% | 0% | 9 | 9 | 0 | 0 | 0 | 0 | 0 | 0 | 0 | 0 | 0 | 2013 Qtr 1: 2.25; 2013 Qtr 2: 2.25; 2013 Qtr 3: 2.25; 2013 Qtr 4: 2.25; 2014 Qtr 1: 2.25; 2014 Qtr 2: 2.25; 2014 Qtr 3: 2.25; 2014 Qtr 4: 2.25 | 18 | 1
3233 | 445084-Food Service - Steamer-Electric | WPSDGENRCC0001, Rev 3, Msr 1 | System | Commercial | 21-RSD-Restaurant–SitDown-PROC_OTH | TRUE |  |  | Unit | ROB | 2132 | 1250 | 0 | 0 | 0 | 882 | 30156 |  | kWh | 6.9 | 0 | Commercial |  | Winter Only | [6 empty] | Large Boilers (>100 MMBtu/hr Heat Input):Uncontrolled | 12 | 60% | [12 empty] | 0% | 0% | 0% | 1 | 1 | 0 | 0 | 0 | 0 | 0 | 0 | 0 | 0 | 0 | 2013 Qtr 1: 0.25; 2013 Qtr 2: 0.25; 2013 Qtr 3: 0.25; 2013 Qtr 4: 0.25; 2014 Qtr 1: 0.25; 2014 Qtr 2: 0.25; 2014 Qtr 3: 0.25; 2014 Qtr 4: 0.25 | 2 | 1
3233 | 445085-Food Service - Steamer-Gas | WPSDGENRCC0001, Rev 3, Msr 2 | System | Commercial |  |  |  |  | Unit | ROB | 2901 | 2000 | 0 | 0 | 0 | 901 | 0 |  | #N/A | 0 | 3707 | Commercial |  | Annual | [6 empty] | Small Boilers (<100 MMBtu/hr Heat Input):Uncontrolled | 12 | 60% | [12 empty] | 0% | 0% | 0% | 1 | 1 | 0 | 0 | 0 | 0 | 0 | 0 | 0 | 0 | 0 | 2013 Qtr 1: 0.25; 2013 Qtr 2: 0.25; 2013 Qtr 3: 0.25; 2013 Qtr 4: 0.25; 2014 Qtr 1: 0.25; 2014 Qtr 2: 0.25; 2014 Qtr 3: 0.25; 2014 Qtr 4: 0.25 | 2 | 1
3233 | 445089-Lighting - 8 Ft T-8 with Elec. Ballast | WPSDGENRLG0013, Rev 3, Msr 4 | System | Commercial | 18-OFS-Office–Small-IntLight | TRUE |  |  | Lamp | RET | 32.5 | 9 | 0 | 0 | 0 | 23.5 | 154.9296 |  | kWh | 0.036811 | -0.40807 | Commercial |  | Winter Only | [6 empty] | Large Boilers (>100 MMBtu/hr Heat Input):Uncontrolled | 15 | 70% | [12 empty] | 0% | 0% | 0% | 0 | 0 | 0 | 0 | 0 | 0 | 0 | 0 | 0 | 0 | 0 | [44 empty] | 0 | 0
3233 | 445094-Lighting - Screw in 14-26 Watt Reflector Lamp | Com-Lighting-InGen_CFLratio0357_CFLscw-15w | System | Commercial | 18-OFS-Office–Small-IntLight | TRUE |  |  | Lamp | RET | 10.2473 | 4 | 0 | 0 | 0 | 6.2473 | 133 |  | kWh | 0.0281 | -0.332 | Commercial |  | Winter Only | [6 empty] | Large Boilers (>100 MMBtu/hr Heat Input):Uncontrolled | 1.8 | 53% |  |  |  |  | 83% | [7 empty] | 0% | 0% | 0% | 0 | 0 | 0 | 0 | 0 | 0 | 0 | 0 | 0 | 0 | 0 | [44 empty] | 0 | 0
3233 | 445096-Lighting- Ceramic Metal Halide Fixture | WPSDGENRLG0007, Rev 1, Msr 1 | System | Commercial | 24-RTS-Retail–Small-LIT_INT | TRUE |  |  | Lamp | RET | 48.77 | 45 | 0 | 0 | 0 | 3.77 | 135.3408 |  | kWh | 0.032157 | -0.35648 | Commercial |  | Winter Only | [6 empty] | Large Boilers (>100 MMBtu/hr Heat Input):Uncontrolled | 15 | 60% | [12 empty] | 0% | 0% | 0% | 0 | 0 | 0 | 0 | 0 | 0 | 0 | 0 | 0 | 0 | 0 | [44 empty] | 0 | 0
3233 | 445097-Lighting-Wall or Ceiling-mounted Lighting Sensor >= 500 watts | WPSDGENRLG0016, Rev 2, Msr 1 | System | Commercial | 01-ALC-AllCommercial-IntLight | TRUE |  |  | Unit | RET | 77.28 | 50 | 0 | 0 | 0 | 27.28 | 364.7078 |  | kWh | 0.086655 | -1.0759 | Commercial |  | Winter Only | [6 empty] | Large Boilers (>100 MMBtu/hr Heat Input):Uncontrolled | 8 | 60% | [12 empty] | 0% | 0% | 0% | 0 | 0 | 0 | 0 | 0 | 0 | 0 | 0 | 0 | 0 | 0 | [44 empty] | 0 | 0
3233 | 445101-Refrigeration - New Refrigeration Case w/Doors-Low Temperature Case | D03-207 | System | Commercial | 09-GRO-Grocery-REFG | TRUE |  |  | linear ft | ROB | 175 | 175 | 0 | 0 | 0 | 0 | 114 |  | kWh | 0.0431 | 21.7 | Commercial |  | Winter Only | [6 empty] | Large Boilers (>100 MMBtu/hr Heat Input):Uncontrolled | 12 | 60% | [12 empty] | 0% | 0% | 0% | 180 | 172 | 0 | 0 | 0 | 0 | 0 | 0 | 0 | 0 | 0 | 2013 Qtr 1: 45; 2013 Qtr 2: 45; 2013 Qtr 3: 45; 2013 Qtr 4: 45; 2014 Qtr 1: 43; 2014 Qtr 2: 43; 2014 Qtr 3: 43; 2014 Qtr 4: 43 | 352 | 1
3233 | 445102-Refrigeration - New Refrigeration Case w/Doors-Medium Temperature Case | D03-207 | System | Commercial | 09-GRO-Grocery-REFG | TRUE |  |  | Fixture LnFt | ROB | 845.2402 | 75 | 0 | 0 | 0 | 770.2402 | 114 |  | kWh | 0.0431 | 21.7 | Commercial |  | Annual | [6 empty] | Large Boilers (>100 MMBtu/hr Heat Input):Uncontrolled | 12 | 60% | [12 empty] | 0% | 0% | 0% | 4 | 4 | 0 | 0 | 0 | 0 | 0 | 0 | 0 | 0 | 0 | [44 empty] | 8 | 1 | bar: 2013 Qtr 1 to 2014 Qtr 4
3233 | 445104-Refrigeration - Night Covers for Display Cases Low Temp | WPSDGENRRN0005, Rev 0, Msr 1 | System | Commercial | 09-GRO-Grocery-REFG | TRUE |  |  | linear ft | RET | 9.25 | 3.5 | 0 | 0 | 0 | 5.75 | 20.15 |  | kWh | 0 | 0.53 | Commercial |  | Winter Only | [6 empty] | Large Boilers (>100 MMBtu/hr Heat Input):Uncontrolled | 5 | 60% | [12 empty] | 0% | 0% | 0% | 226 | 215 | 0 | 0 | 0 | 0 | 0 | 0 | 0 | 0 | 0 | 2013 Qtr 1: 56.5; 2013 Qtr 2: 56.5; 2013 Qtr 3: 56.5; 2013 Qtr 4: 56.5; 2014 Qtr 1: 53.75; 2014 Qtr 2: 53.75; 2014 Qtr 3: 53.75; 2014 Qtr 4: 53.75 | 441 | 1
3233 | 445106-Refrigeration - Special Doors with Low/No ASH on Low Temp Display Case | WPSDGENRRN0009, Rev 0, Msr 1 | System | Commercial | 09-GRO-Grocery-REFG | TRUE |  |  | linear ft | RET | 100 | 100 | 0 | 0 | 0 | 0 | 270 |  | kWh | 0.004128 | 0 | Commercial |  | Winter Only | [6 empty] | Large Boilers (>100 MMBtu/hr Heat Input):Uncontrolled | 16 | 60% | [12 empty] | 0% | 0% | 0% | 9 | 9 | 0 | 0 | 0 | 0 | 0 | 0 | 0 | 0 | 0 | 2013 Qtr 1: 2.25; 2013 Qtr 2: 2.25; 2013 Qtr 3: 2.25; 2013 Qtr 4: 2.25; 2014 Qtr 1: 2.25; 2014 Qtr 2: 2.25; 2014 Qtr 3: 2.25; 2014 Qtr 4: 2.25 | 18 | 1
3233 | 445117-Food Service - Solid-Door Reach In Freezer 15-29' | WPSDGENRRN0010, Rev 0, Msr 5 | System | Commercial | 21-RSD-Restaurant–SitDown-REFG | TRUE |  |  | Unit | RET | 4156 | 150 | 0 | 0 | 0 | 4006 | 1200.85 |  | kWh | 0.123 | 0 | Commercial |  | Winter Only | [6 empty] | Large Boilers (>100 MMBtu/hr Heat Input):Uncontrolled | 12 | 60% | [12 empty] | 0% | 0% | 0% | 1 | 0 | 0 | 0 | 0 | 0 | 0 | 0 | 0 | 0 | 0 | 2013 Qtr 1: 0.25; 2013 Qtr 2: 0.25; 2013 Qtr 3: 0.25; 2013 Qtr 4: 0.25; 2014 Qtr 1: 0; 2014 Qtr 2: 0; 2014 Qtr 3: 0; 2014 Qtr 4: 0 | 1 | 1
3233 | 445118-Food Service - Solid-Door Reach In Freezer 30-49' | WPSDGENRRN0010, Rev 0, Msr 6 | System | Commercial | 21-RSD-Restaurant–SitDown-REFG | TRUE |  |  | Unit | RET | 5728 | 300 | 0 | 0 | 0 | 5428 | 2076.85 |  | kWh | 0.213 | 0 | Commercial |  | Winter Only | [6 empty] | Large Boilers (>100 MMBtu/hr Heat Input):Uncontrolled | 12 | 60% | [12 empty] | 0% | 0% | 0% | 1 | 1 | 0 | 0 | 0 | 0 | 0 | 0 | 0 | 0 | 0 | 2013 Qtr 1: 0.25; 2013 Qtr 2: 0.25; 2013 Qtr 3: 0.25; 2013 Qtr 4: 0.25; 2014 Qtr 1: 0.25; 2014 Qtr 2: 0.25; 2014 Qtr 3: 0.25; 2014 Qtr 4: 0.25 | 2 | 1
3233 | 445121-Food Service - Solid-Door Reach In Refrigerator 15-29' | WPSDGENRRN0010, Rev 0, Msr 2 | System | Commercial | 21-RSD-Restaurant–SitDown-REFG | TRUE |  |  | Unit | RET | 3480 | 75 | 0 | 0 | 0 | 3405 | 649.7 |  | kWh | 0.067 | 0 | Commercial |  | Winter Only | [6 empty] | Large Boilers (>100 MMBtu/hr Heat Input):Uncontrolled | 12 | 60% | [12 empty] | 0% | 0% | 0% | 1 | 1 | 0 | 0 | 0 | 0 | 0 | 0 | 0 | 0 | 0 | 2013 Qtr 1: 0.25; 2013 Qtr 2: 0.25; 2013 Qtr 3: 0.25; 2013 Qtr 4: 0.25; 2014 Qtr 1: 0.25; 2014 Qtr 2: 0.25; 2014 Qtr 3: 0.25; 2014 Qtr 4: 0.25 | 2 | 1
3233 | 445124-Lighting - Exterior Compact Fluorescent Fixture <=70 watts | WPSDGENRLG0006, Rev 3, Msr 7 | System | Commercial | 23-RTL-Retail–SingleStorylarge-LIT_EXT | TRUE |  |  | Fixture | RET | 144 | 10 | 0 | 0 | 0 | 134 | 102.5 |  | kWh | 0 | 0 | Commercial |  | Winter Only | [6 empty] | Large Boilers (>100 MMBtu/hr Heat Input):Uncontrolled | 15 | 53% | [12 empty] | 0% | 0% | 0% | 0 | 0 | 0 | 0 | 0 | 0 | 0 | 0 | 0 | 0 | 0 | [44 empty] | 0 | 0
3233 | 445125-Lighting - Exterior Induction Fixture <=100 watts | WPSDGENRLG0003, Rev 3, Msr 2 | System | Commercial | 23-RTL-Retail–SingleStorylarge-LIT_EXT | TRUE |  |  | Fixture | RET | 270 | 35 | 0 | 0 | 0 | 235 | 373.968 |  | kWh | 0.088855 | -0.98501 | Commercial |  | Winter Only | [6 empty] | Large Boilers (>100 MMBtu/hr Heat Input):Uncontrolled | 15 | 60% | [12 empty] | 0% | 0% | 0% | 0 | 0 | 0 | 0 | 0 | 0 | 0 | 0 | 0 | 0 | 0 | [44 empty] | 0 | 0
3233 | 445126-Lighting - Exterior Induction Fixture <=120 watts | WPSDGENRLG0003, Rev 3, Msr 3 | System | Commercial | 23-RTL-Retail–SingleStorylarge-LIT_EXT | TRUE |  |  | Fixture | RET | 370 | 40 | 0 | 0 | 0 | 330 | 287 |  | kWh | 0 | 0 | Commercial |  | Winter Only | [6 empty] | Large Boilers (>100 MMBtu/hr Heat Input):Uncontrolled | 15 | 60% | [12 empty] | 0% | 0% | 0% | 0 | 0 | 0 | 0 | 0 | 0 | 0 | 0 | 0 | 0 | 0 | [44 empty] | 0 | 0
3233 | 445127-Lighting - Exterior Induction Fixture <=180 watts | WPSDGENRLG0003, Rev 3, Msr 4 | System | Commercial | 23-RTL-Retail–SingleStorylarge-LIT_EXT | TRUE |  |  | Fixture | RET | 470 | 35 | 0 | 0 | 0 | 435 | 241.57 |  | kWh | 0 | 0 | Commercial |  | Winter Only | [6 empty] | Large Boilers (>100 MMBtu/hr Heat Input):Uncontrolled | 15 | 60% | [12 empty] | 0% | 0% | 0% | 0 | 0 | 0 | 0 | 0 | 0 | 0 | 0 | 0 | 0 | 0 | [44 empty] | 0 | 0
3233 | 445128-Lighting - Exterior Induction Fixture <=250 watts | WPSDGENRLG0003, Rev 3, Msr 5 | System | Commercial | 23-RTL-Retail–SingleStorylarge-LIT_EXT | TRUE |  |  | Fixture | RET | 570 | 90 | 0 | 0 | 0 | 480 | 852.8 |  | kWh | 0 | 0 | Commercial |  | Winter Only | [6 empty] | Large Boilers (>100 MMBtu/hr Heat Input):Uncontrolled | 15 | 60% | [12 empty] | 0% | 0% | 0% | 0 | 0 | 0 | 0 | 0 | 0 | 0 | 0 | 0 | 0 | 0 | [44 empty] | 0 | 0
3233 | 445129-Lighting - Exterior Induction Fixture <=70 watts | WPSDGENRLG0003, Rev 3, Msr 1 | System | Commercial | 23-RTL-Retail–SingleStorylarge-LIT_EXT | TRUE |  |  | Fixture | RET | 270 | 25 | 0 | 0 | 0 | 245 | 259.9968 |  | kWh | 0.061776 | -0.68481 | Commercial |  | Winter Only | [6 empty] | Large Boilers (>100 MMBtu/hr Heat Input):Uncontrolled | 15 | 60% | [12 empty] | 0% | 0% | 0% | 0 | 0 | 0 | 0 | 0 | 0 | 0 | 0 | 0 | 0 | 0 | [44 empty] | 0 | 0
3233 | 445130-Lighting - Exterior Pulse Start/Ceramic Metal Halide Fixtures <=100 watts | WPSDGENRLG0003, Rev 3, Msr 2 | System | Commercial | 18-OFS-Office–Small-IntLight | TRUE |  |  | Lamp | RET | 270 | 10 | 0 | 0 | 0 | 260 | 373.968 |  | kWh | 0.088855 | -0.98501 | Commercial |  | Winter Only | [6 empty] | Large Boilers (>100 MMBtu/hr Heat Input):Uncontrolled | 15 | 60% | [12 empty] | 0% | 0% | 0% | 0 | 0 | 0 | 0 | 0 | 0 | 0 | 0 | 0 | 0 | 0 | [44 empty] | 0 | 0
3233 | 445131-Lighting - Exterior Pulse Start/Ceramic Metal Halide Fixtures <=125 watts | WPSDGENRLG0003, Rev 3, Msr 3 | System | Commercial | 18-OFS-Office–Small-IntLight | TRUE |  |  | Lamp | RET | 370 | 10 | 0 | 0 | 0 | 360 | 287 |  | kWh | 0 | 0 | Commercial |  | Winter Only | [6 empty] | Large Boilers (>100 MMBtu/hr Heat Input):Uncontrolled | 15 | 60% | [12 empty] | 0% | 0% | 0% | 0 | 0 | 0 | 0 | 0 | 0 | 0 | 0 | 0 | 0 | 0 | [44 empty] | 0 | 0
3233 | 445132-Lighting - Exterior Pulse Start/Ceramic Metal Halide Fixtures <=175 watts | WPSDGENRLG0003, Rev 3, Msr 4 | System | Commercial | 18-OFS-Office–Small-IntLight | TRUE |  |  | Lamp | RET | 470 | 15 | 0 | 0 | 0 | 455 | 241.57 |  | kWh | 0 | 0 | Commercial |  | Winter Only | [6 empty] | Large Boilers (>100 MMBtu/hr Heat Input):Uncontrolled | 15 | 60% | [12 empty] | 0% | 0% | 0% | 0 | 0 | 0 | 0 | 0 | 0 | 0 | 0 | 0 | 0 | 0 | [44 empty] | 0 | 0
3233 | 445133-Lighting - Exterior Pulse Start/Ceramic Metal Halide Fixtures <=250 watts | WPSDGENRLG0003, Rev 3, Msr 5 | System | Commercial | 24-RTS-Retail–Small-LIT_INT | TRUE |  |  | Lamp | RET | 570 | 15 | 0 | 0 | 0 | 555 | 852.8 |  | kWh | 0 | 0 | Commercial |  | Winter Only | [6 empty] | Large Boilers (>100 MMBtu/hr Heat Input):Uncontrolled | 15 | 60% | [12 empty] | 0% | 0% | 0% | 0 | 0 | 0 | 0 | 0 | 0 | 0 | 0 | 0 | 0 | 0 | [44 empty] | 0 | 0
3233 | 445134-Lighting - Exterior Pulse Start/Ceramic Metal Halide Fixtures <=70 watts | WPSDGENRLG0003, Rev 3, Msr 1 | System | Commercial | 24-RTS-Retail–Small-LIT_INT | TRUE |  |  | Lamp | RET | 270 | 5 | 0 | 0 | 0 | 265 | 259.9968 |  | kWh | 0.061776 | -0.68481 | Commercial |  | Winter Only | [6 empty] | Large Boilers (>100 MMBtu/hr Heat Input):Uncontrolled | 15 | 60% | [12 empty] | 0% | 0% | 0% | 0 | 0 | 0 | 0 | 0 | 0 | 0 | 0 | 0 | 0 | 0 | [44 empty] | 0 | 0
3233 | 445135-Lighting - Exterior Pulse Start/Ceramic Metal Halide Fixtures <=750 watts | WPSDGENRLG0003, Rev 3, Msr 5 | System | Commercial | 24-RTS-Retail–Small-LIT_INT | TRUE |  |  | Lamp | RET | 570 | 20 | 0 | 0 | 0 | 550 | 852.8 |  | kWh | 0 | 0 | Commercial |  | Winter Only | [6 empty] | Large Boilers (>100 MMBtu/hr Heat Input):Uncontrolled | 15 | 60% | [12 empty] | 0% | 0% | 0% | 0 | 0 | 0 | 0 | 0 | 0 | 0 | 0 | 0 | 0 | 0 | [44 empty] | 0 | 0
3233 | 445136-Lighting - Interior Compact Fluorescent Fixture <=128 watts | WPSDGENRLG0006, Rev 3, Msr 3 | System | Commercial | 01-ALC-AllCommercial-IntLight | TRUE |  |  | Fixture | RET | 180 | 20 | 0 | 0 | 0 | 160 | 220.8192 |  | kWh | 0.052467 | -0.58162 | Commercial |  | Winter Only | [6 empty] | Large Boilers (>100 MMBtu/hr Heat Input):Uncontrolled | 12 | 60% | [12 empty] | 0% | 0% | 0% | 0 | 0 | 0 | 0 | 0 | 0 | 0 | 0 | 0 | 0 | 0 | [44 empty] | 0 | 0
3233 | 445140-Lighting - Interior Compact Fluorescent Fixture <=70 watts | WPSDGENRLG0006, Rev 3, Msr 2 | System | Commercial | 01-ALC-AllCommercial-IntLight | TRUE |  |  | Fixture | RET | 214.36 | 15 | 0 | 0 | 0 | 199.36 | 89.04 |  | kWh | 0.021156 | -0.23453 | Commercial |  | Winter Only | [6 empty] | Large Boilers (>100 MMBtu/hr Heat Input):Uncontrolled | 12 | 60% | [12 empty] | 0% | 0% | 0% | 0 | 0 | 0 | 0 | 0 | 0 | 0 | 0 | 0 | 0 | 0 | [44 empty] | 0 | 0
3233 | 445142-Lighting - Interior Induction Fixture <=180 watts | WPSDGENRLG0002, Rev 3, Msr 3 | System | Commercial | 01-ALC-AllCommercial-IntLight | TRUE |  |  | Lamp | RET | 470 | 60 | 0 | 0 | 0 | 410 | 409.584 |  | kWh | 0.097318 | -1.0788 | Commercial |  | Winter Only | [6 empty] | Large Boilers (>100 MMBtu/hr Heat Input):Uncontrolled | 15 | 60% | [12 empty] | 0% | 0% | 0% | 0 | 0 | 0 | 0 | 0 | 0 | 0 | 0 | 0 | 0 | 0 | [44 empty] | 0 | 0
3233 | 445143-Lighting - Interior Induction Fixture <=250watts | WPSDGENRLG0002, Rev 3, Msr 5 | System | Commercial | 01-ALC-AllCommercial-IntLight | TRUE |  |  | Lamp | RET | 570 | 90 | 0 | 0 | 0 | 480 | 349.0368 |  | kWh | 0.082932 | -0.91934 | Commercial |  | Winter Only | [6 empty] | Large Boilers (>100 MMBtu/hr Heat Input):Uncontrolled | 15 | 60% | [12 empty] | 0% | 0% | 0% | 0 | 0 | 0 | 0 | 0 | 0 | 0 | 0 | 0 | 0 | 0 | [44 empty] | 0 | 0
3233 | 445146-Lighting - Interior Linear Fluorescent Fixture <=128 watts replacing 101-175 Watts | WPSDGENRLG0044, Rev 3, Msr 5 | System | Commercial | 01-ALC-AllCommercial-IntLight | TRUE |  |  | Fixture | RET | 207 | 25 | 0 | 0 | 0 | 182 | 259.9968 |  | kWh | 0.061776 | -0.68481 | Commercial |  | Winter Only | [6 empty] | Large Boilers (>100 MMBtu/hr Heat Input):Uncontrolled | 15 | 70% | [12 empty] | 0% | 0% | 0% | 0 | 0 | 0 | 0 | 0 | 0 | 0 | 0 | 0 | 0 | 0 | [44 empty] | 0 | 0
3233 | 445147-Lighting - Interior Linear Fluorescent Fixture <=192 watts replacing 176-399 Watts | WPSDGENRLG0044, Rev 3, Msr 4 | System | Commercial | 01-ALC-AllCommercial-IntLight | TRUE |  |  | Fixture | RET | 253 | 45 | 0 | 0 | 0 | 208 | 413.1456 |  | kWh | 0.098164 | -1.0882 | Commercial |  | Winter Only | [6 empty] | Large Boilers (>100 MMBtu/hr Heat Input):Uncontrolled | 11 | 60% | [12 empty] | 0% | 0% | 0% | 0 | 0 | 0 | 0 | 0 | 0 | 0 | 0 | 0 | 0 | 0 | [44 empty] | 0 | 0
3233 | 445148-Lighting - Interior Linear Fluorescent Fixture <=244 watts replacing 400 Watts (Tier 1) | Com-Lighting-InGen_MV-455w_PSMH-365w_T5-46in-234w | System | Commercial | 01-ALC-AllCommercial-IntLight | TRUE |  |  | Fixture | RET | 275.71 | 75 | 0 | 0 | 0 | 200.71 | 787 |  | kWh | 0.185 | -2.04 | Commercial |  | Winter Only | [6 empty] | Large Boilers (>100 MMBtu/hr Heat Input):Uncontrolled | 15 | 70% | [12 empty] | 0% | 0% | 0% | 0 | 0 | 0 | 0 | 0 | 0 | 0 | 0 | 0 | 0 | 0 | [44 empty] | 0 | 0
3233 | 445149-Lighting - Interior Linear Fluorescent Fixture <=600 watts replacing >=400 Watts (Tier 1) | Com-Lighting-InGen_MV-780w_PSMH-456w_T5-46in-351w | System | Commercial | 01-ALC-AllCommercial-IntLight | TRUE |  |  | Fixture | RET | 650 | 100 | 0 | 0 | 0 | 550 | 1530 |  | kWh | 0.36 | -3.96 | Commercial |  | Winter Only | [6 empty] | Large Boilers (>100 MMBtu/hr Heat Input):Uncontrolled | 15 | 70% | [12 empty] | 0% | 0% | 0% | 0 | 0 | 0 | 0 | 0 | 0 | 0 | 0 | 0 | 0 | 0 | [44 empty] | 0 | 0
3233 | 445150-Lighting - Interior Linear Fluorescent Fixture <=64 watts replacing <=100 Watts | WPSDGENRLG0044, Rev 3, Msr 6 | System | Commercial | 01-ALC-AllCommercial-IntLight | TRUE |  |  | Fixture | RET | 145 | 10 | 0 | 0 | 0 | 135 | 235.0656 |  | kWh | 0.055852 | -0.61915 | Commercial |  | Winter Only | [6 empty] | Large Boilers (>100 MMBtu/hr Heat Input):Uncontrolled | 15 | 70% | [12 empty] | 0% | 0% | 0% | 0 | 0 | 0 | 0 | 0 | 0 | 0 | 0 | 0 | 0 | 0 | [44 empty] | 0 | 0
3233 | 445151-Lighting - Interior Linear Fluorescent Fixture 245-360 watts replacing 400 Watts (Tier 2) | WPSDGENRLG0044, Rev 3, Msr 3 | System | Commercial | 01-ALC-AllCommercial-IntLight | TRUE |  |  | Fixture | RET | 275.51 | 45 | 0 | 0 | 0 | 230.51 | 416.7072 |  | kWh | 0.09901 | -1.0976 | Commercial |  | Winter Only | [6 empty] | Large Boilers (>100 MMBtu/hr Heat Input):Uncontrolled | 15 | 70% | [12 empty] | 0% | 0% | 0% | 0 | 0 | 0 | 0 | 0 | 0 | 0 | 0 | 0 | 0 | 0 | [44 empty] | 0 | 0
3233 | 445154-Lighting - Interior Pulse Start/Ceramic Metal Halide Fixtures <=250 watts | WPSDGENRLG0002, Rev 3, Msr 5 | System | Commercial | 01-ALC-AllCommercial-IntLight | TRUE |  |  | Lamp | RET | 570 | 10 | 0 | 0 | 0 | 560 | 349.0368 |  | kWh | 0.082932 | -0.91934 | Commercial |  | Winter Only | [6 empty] | Large Boilers (>100 MMBtu/hr Heat Input):Uncontrolled | 15 | 60% | [12 empty] | 0% | 0% | 0% | 0 | 0 | 0 | 0 | 0 | 0 | 0 | 0 | 0 | 0 | 0 | [44 empty] | 0 | 0
3233 | 445155-Lighting - Interior Pulse Start/Ceramic Metal Halide Fixtures <=600 watts Tier I | WPSDGENRLG0002, Rev 3, Msr 4 | System | Commercial | 01-ALC-AllCommercial-IntLight | TRUE |  |  | Lamp | RET | 570 | 20 | 0 | 0 | 0 | 550 | 740.8128 |  | kWh | 0.17602 | -1.9512 | Commercial |  | Winter Only | [6 empty] | Large Boilers (>100 MMBtu/hr Heat Input):Uncontrolled | 16 | 60% | [12 empty] | 0% | 0% | 0% | 0 | 0 | 0 | 0 | 0 | 0 | 0 | 0 | 0 | 0 | 0 | [44 empty] | 0 | 0
3233 | 445166-Lighting - Occupancy Sensor - High-Bay Sensor <12' | WPSDGENRLG0016, Rev 2, Msr 3 | System | Commercial | 23-RTL-Retail–SingleStorylarge-LIT_INT | TRUE |  |  | Sensor | RET | 91.27 | 10 | 0 | 0 | 0 | 81.27 | 66.2458 |  | kWh | 0.01574 | -0.19542 | Commercial |  | Winter Only | [6 empty] | Large Boilers (>100 MMBtu/hr Heat Input):Uncontrolled | 8 | 60% | [12 empty] | 0% | 0% | 0% | 0 | 0 | 0 | 0 | 0 | 0 | 0 | 0 | 0 | 0 | 0 | [44 empty] | 0 | 0
3233 | 445167-Lighting - Occupancy Sensor - High-Bay Sensor >=12' | WPSDGENRLG0016, Rev 2, Msr 2 | System | Commercial | 01-ALC-AllCommercial-IntLight | TRUE |  |  | Sensor | RET | 91.27 | 15 | 0 | 0 | 0 | 76.27 | 166.6829 |  | kWh | 0.039604 | -0.49171 | Commercial |  | Winter Only | [6 empty] | Large Boilers (>100 MMBtu/hr Heat Input):Uncontrolled | 8 | 60% | [12 empty] | 0% | 0% | 0% | 0 | 0 | 0 | 0 | 0 | 0 | 0 | 0 | 0 | 0 | 0 | [44 empty] | 0 | 0
3233 | 445169-Lighting - Occupancy Sensor - Wallbox Lighting Sensor | WPSDGENRLG0016, Rev 2, Msr 4 | System | Commercial | 18-OFS-Office–Small-IntLight | TRUE |  |  | Sensor | RET | 77.28 | 5 | 0 | 0 | 0 | 72.28 | 128.2176 |  | kWh | 0.030465 | -0.37824 | Commercial |  | Winter Only | [6 empty] | Large Boilers (>100 MMBtu/hr Heat Input):Uncontrolled | 8 | 60% | [12 empty] | 0% | 0% | 0% | 0 | 0 | 0 | 0 | 0 | 0 | 0 | 0 | 0 | 0 | 0 | [44 empty] | 0 | 0
3233 | 445170-Lighting - T8 to 4ft 25 Watt Lamp | WPSDGENRLG0120, Rev 3, Msr 1 | System | Commercial | 18-OFS-Office–Small-IntLight | TRUE |  |  | Lamp | RET | 2 | 1 | 0 | 0 | 0 | 1 | 24.9312 |  | kWh | 0.0059237 | -0.065667 | Commercial |  | Winter Only | [6 empty] | Large Boilers (>100 MMBtu/hr Heat Input):Uncontrolled | 15 | 70% | [12 empty] | 0% | 0% | 0% | 0 | 0 | 0 | 0 | 0 | 0 | 0 | 0 | 0 | 0 | 0 | [44 empty] | 0 | 0
3233 | 445171-Lighting - T8 to 4ft 28 Watt Lamp | WPSDGENRLG0120, Rev 3, Msr 2 | System | Commercial | 18-OFS-Office–Small-IntLight | TRUE |  |  | Lamp | RET | 2 | 0.5 | 0 | 0 | 0 | 1.5 | 14.2464 |  | kWh | 0.003385 | -0.037524 | Commercial |  | Winter Only | [6 empty] | Large Boilers (>100 MMBtu/hr Heat Input):Uncontrolled | 15 | 70% | [12 empty] | 0% | 0% | 0% | 0 | 0 | 0 | 0 | 0 | 0 | 0 | 0 | 0 | 0 | 0 | [44 empty] | 0 | 0
3233 | 445191-Pipe Insulation - High Pressure (>=15 psi) Steam Applic. >=1 in. Dry Cleaner Only | WPSDGENRWH1202, Rev 1, Msr 6 | System | Commercial | 01-ALC-AllCommercial-Vent/Fan | TRUE |  |  | linear ft | RET | 5.22 | 3 | 0 | 0 | 0 | 2.22 | 0 |  | kWh | 0 | 16.3 | Commercial |  | Annual | [6 empty] | Large Boilers (>100 MMBtu/hr Heat Input):Uncontrolled | 20 | 60% | [12 empty] | 0% | 0% | 0% | 48 | 47 | 0 | 0 | 0 | 0 | 0 | 0 | 0 | 0 | 0 | 2013 Qtr 1: 12; 2013 Qtr 2: 12; 2013 Qtr 3: 12; 2013 Qtr 4: 12; 2014 Qtr 1: 11.75; 2014 Qtr 2: 11.75; 2014 Qtr 3: 11.75; 2014 Qtr 4: 11.75 | 95 | 1
3233 | 445192-Pipe Insulation - Hot Water Applic. <1 in. | WPSDGENRWH1202, Rev 1, Msr 1 | System | Commercial | 01-ALC-AllCommercial-Vent/Fan | TRUE |  |  | linear ft | RET | 5.22 | 2 | 0 | 0 | 0 | 3.22 | 0 |  | kWh | 0 | 3.3 | Commercial |  | Annual | [6 empty] | Large Boilers (>100 MMBtu/hr Heat Input):Uncontrolled | 11 | 60% | [12 empty] | 0% | 0% | 0% | 9 | 9 | 0 | 0 | 0 | 0 | 0 | 0 | 0 | 0 | 0 | 2013 Qtr 1: 2.25; 2013 Qtr 2: 2.25; 2013 Qtr 3: 2.25; 2013 Qtr 4: 2.25; 2014 Qtr 1: 2.25; 2014 Qtr 2: 2.25; 2014 Qtr 3: 2.25; 2014 Qtr 4: 2.25 | 18 | 1
3233 | 445193-Pipe Insulation - Hot Water Applic. >=1 in. | WPSDGENRWH1202, Rev 1, Msr 2 | System | Commercial | 01-ALC-AllCommercial-Vent/Fan | TRUE |  |  | linear ft | RET | 5.22 | 2 | 0 | 0 | 0 | 3.22 | 0 |  | kWh | 0 | 5.9 | Commercial |  | Annual | [6 empty] | Large Boilers (>100 MMBtu/hr Heat Input):Uncontrolled | 11 | 60% | [12 empty] | 0% | 0% | 0% | 19 | 19 | 0 | 0 | 0 | 0 | 0 | 0 | 0 | 0 | 0 | 2013 Qtr 1: 4.75; 2013 Qtr 2: 4.75; 2013 Qtr 3: 4.75; 2013 Qtr 4: 4.75; 2014 Qtr 1: 4.75; 2014 Qtr 2: 4.75; 2014 Qtr 3: 4.75; 2014 Qtr 4: 4.75 | 38 | 1
3233 | 445198-Refrigeration - Insulate Bare Suction Pipes | WPSDGENRRN1000, Rev 0, Msr 1 | System | Commercial | 09-GRO-Grocery-REFG | TRUE |  |  | linear ft | RET | 2 | 2 | 0 | 0 | 0 | 0 | 3.469 |  | kWh | 0.00045 | 0 | Commercial |  | Winter Only | [6 empty] | Large Boilers (>100 MMBtu/hr Heat Input):Uncontrolled | 11 | 60% | [12 empty] | 0% | 0% | 0% | 4 | 3 | 0 | 0 | 0 | 0 | 0 | 0 | 0 | 0 | 0 | 2013 Qtr 1: 1; 2013 Qtr 2: 1; 2013 Qtr 3: 1; 2013 Qtr 4: 1; 2014 Qtr 1: 0.75; 2014 Qtr 2: 0.75; 2014 Qtr 3: 0.75; 2014 Qtr 4: 0.75 | 7 | 1
3233 | 445205-Refrigeration - Food Service -Evaporator Fan Controller for Walk-In Coolers | WPSDGENRRN0011, Rev 0, Msr 1 | System | Commercial | 09-GRO-Grocery-REFG | TRUE |  |  | Motor | RET | 145.75 | 75 | 0 | 0 | 0 | 70.75 | 1185.879 |  | kWh | 0.16296 | 0 | Commercial |  | Winter Only | [6 empty] | Large Boilers (>100 MMBtu/hr Heat Input):Uncontrolled | 16 | 60% | [12 empty] | 0% | 0% | 0% | 12 | 10 | 0 | 0 | 0 | 0 | 0 | 0 | 0 | 0 | 0 | 2013 Qtr 1: 3; 2013 Qtr 2: 3; 2013 Qtr 3: 3; 2013 Qtr 4: 3; 2014 Qtr 1: 2.5; 2014 Qtr 2: 2.5; 2014 Qtr 3: 2.5; 2014 Qtr 4: 2.5 | 22 | 1
3233 | 445207-Lighting - Exterior LED Fixtures <=110 watts | WPSDGENRLG0181, Rev 1, Msr 2 | System | Commercial | 24-RTS-Retail–Small-LIT_EXT | TRUE |  |  | linear ft | RET | 1056 | 80 | 0 | 0 | 0 | 976 | 166.6 |  | kWh | 0 | 0 | Commercial |  | Winter Only | [6 empty] | Large Boilers (>100 MMBtu/hr Heat Input):Uncontrolled | 15 | 85% | [12 empty] | 0% | 0% | 0% | 0 | 0 | 0 | 0 | 0 | 0 | 0 | 0 | 0 | 0 | 0 | [44 empty] | 0 | 0
3233 | 445208-Lighting - Exterior LED Fixtures <=192watts | WPSDGENRLG0181, Rev 1, Msr 4 | System | Commercial | 24-RTS-Retail–Small-LIT_EXT | TRUE |  |  | linear ft | RET | 1672 | 125 | 0 | 0 | 0 | 1547 | 241.57 |  | kWh | 0 | 0 | Commercial |  | Winter Only | [6 empty] | Large Boilers (>100 MMBtu/hr Heat Input):Uncontrolled | 16 | 85% | [12 empty] | 0% | 0% | 0% | 0 | 0 | 0 | 0 | 0 | 0 | 0 | 0 | 0 | 0 | 0 | [44 empty] | 0 | 0
3233 | 445209-Lighting - Exterior LED Fixtures <=350 watts | WPSDGENRLG0181, Rev 1, Msr 5 | System | Commercial | 24-RTS-Retail–Small-LIT_EXT | TRUE |  |  | linear ft | RET | 2020 | 125 | 0 | 0 | 0 | 1895 | 208.25 |  | kWh | 0 | 0 | Commercial |  | Winter Only | [6 empty] | Large Boilers (>100 MMBtu/hr Heat Input):Uncontrolled | 16 | 85% | [12 empty] | 0% | 0% | 0% | 0 | 0 | 0 | 0 | 0 | 0 | 0 | 0 | 0 | 0 | 0 | [44 empty] | 0 | 0
3233 | 445210-Lighting - Exterior LED Fixtures <=80 watts | WPSDGENRLG0181, Rev 1, Msr 1 | System | Commercial | 24-RTS-Retail–Small-LIT_EXT | TRUE |  |  | linear ft | RET | 822 | 50 | 0 | 0 | 0 | 772 | 124.95 |  | kWh | 0 | 0 | Commercial |  | Winter Only | [6 empty] | Large Boilers (>100 MMBtu/hr Heat Input):Uncontrolled | 16 | 85% | [12 empty] | 0% | 0% | 0% | 0 | 0 | 0 | 0 | 0 | 0 | 0 | 0 | 0 | 0 | 0 | [44 empty] | 0 | 0
3233 | 445212-Lighting - Interior LED Fixtures <=130 watts | WPSDGENRLG0080, Rev 1, Msr 1 | System | Commercial | 24-RTS-Retail–Small-LIT_EXT | TRUE |  |  | linear ft | RET | 1524 | 85 | 0 | 0 | 0 | 1439 | 527.1168 |  | kWh | 0.12524 | -1.3884 | Commercial |  | Winter Only | [6 empty] | Large Boilers (>100 MMBtu/hr Heat Input):Uncontrolled | 12 | 85% | [12 empty] | 0% | 0% | 0% | 0 | 0 | 0 | 0 | 0 | 0 | 0 | 0 | 0 | 0 | 0 | [44 empty] | 0 | 0
3233 | 445215-Lighting - LED System <=15 watts Surface/Pendant/Recessed Down Lighting | WPSDGENRLG0196, Rev 1, Msr 1 | System | Commercial | 18-OFS-Office–Small-IntLight | TRUE |  |  | Lamp | RET | 208 | 20 | 0 | 0 | 0 | 188 | 192.3264 |  | kWh | 0.045697 | -0.50657 | Commercial |  | Winter Only | [6 empty] | Large Boilers (>100 MMBtu/hr Heat Input):Uncontrolled | 1.8 | 70% | [12 empty] | 0% | 0% | 0% | 0 | 0 | 0 | 0 | 0 | 0 | 0 | 0 | 0 | 0 | 0 | [44 empty] | 0 | 0
3233 | 445217-Lighting - Linear LED Systems (T12 Basecase) | WPSDGENRLG0081, Rev 2, Msr 2 | System | Commercial | 18-OFS-Office–Small-IntLight | TRUE |  |  | Fixture | RET | 13 | 12 | 0 | 0 | 0 | 1 | 12.4656 |  | kWh | 0.0029618 | -0.032834 | Commercial |  | Winter Only | [6 empty] | Large Boilers (>100 MMBtu/hr Heat Input):Uncontrolled | 11 | 85% | [12 empty] | 0% | 0% | 0% | 0 | 0 | 0 | 0 | 0 | 0 | 0 | 0 | 0 | 0 | 0 | [44 empty] | 0 | 0
3233 | 445219-Lighting - Premium Tier 5' Case Door | WPSDGENRLG0082, Rev 1, Msr 1 | System | Commercial | 18-OFS-Office–Small-IntLight | TRUE |  |  | Door | RET | 254 | 65 | 0 | 0 | 0 | 189 | 333 |  | kWh | 0.051 | 0 | Commercial |  | Winter Only | [6 empty] | Large Boilers (>100 MMBtu/hr Heat Input):Uncontrolled | 11 | 70% | [12 empty] | 0% | 0% | 0% | 0 | 0 | 0 | 0 | 0 | 0 | 0 | 0 | 0 | 0 | 0 | [44 empty] | 0 | 0
3233 | 445220-Lighting - Premium Tier 6' Case Door | WPSDGENRLG0082, Rev 1, Msr 3 | System | Commercial | 18-OFS-Office–Small-IntLight | TRUE |  |  | Door | RET | 299 | 100 | 0 | 0 | 0 | 199 | 577 |  | kWh | 0.088 | 0 | Commercial |  | Winter Only | [6 empty] | Large Boilers (>100 MMBtu/hr Heat Input):Uncontrolled | 11 | 70% | [12 empty] | 0% | 0% | 0% | 0 | 0 | 0 | 0 | 0 | 0 | 0 | 0 | 0 | 0 | 0 | [44 empty] | 0 | 0
3233 | 445351-Heating - Greenhouse Heat Curtain | Grnhs-Shell-ThermCurt | System | Agricultural |  |  |  |  | Sqft | RET | 0.49 | 0.2 | 0 | 0 | 0 | 0.29 | 0.083 |  | #N/A | 0 | 0.195 | Commercial |  | Winter Only | [6 empty] | Large Boilers (>100 MMBtu/hr Heat Input):Uncontrolled | 5 | 63% | [12 empty] | 0% | 0% | 0% | 27366 | 26256 | 0 | 0 | 0 | 0 | 0 | 0 | 0 | 0 | 0 | 2013 Qtr 1: 6841.5; 2013 Qtr 2: 6841.5; 2013 Qtr 3: 6841.5; 2013 Qtr 4: 6841.5; 2014 Qtr 1: 6564; 2014 Qtr 2: 6564; 2014 Qtr 3: 6564; 2014 Qtr 4: 6564 | 53622 | 1
3233 | 445352-Heating - Infrared Film for Greenhouse | Grnhs-Shell-Tcurt_to_LIR_Tcurt | System | Agricultural |  |  |  |  | Sqft | RET | 0.05 | 0.05 | 0 | 0 | 0 | 0 | 0.007 |  | #N/A | 0 | 0.103 | Commercial |  | Winter Only | [6 empty] | Large Boilers (>100 MMBtu/hr Heat Input):Uncontrolled | 5 | 46% | [12 empty] | 0% | 0% | 0% | 131247 | 125921 | 0 | 0 | 0 | 0 | 0 | 0 | 0 | 0 | 0 | 2013 Qtr 1: 32811.75; 2013 Qtr 2: 32811.75; 2013 Qtr 3: 32811.75; 2013 Qtr 4: 32811.75; 2014 Qtr 1: 31480.25; 2014 Qtr 2: 31480.25; 2014 Qtr 3: 31480.25; 2014 Qtr 4: 31480.25 | 257168 | 1
3233 | 445356-Pipe Insulation - Medium pressure steam >15 psi < 1" pipe | WPSDGENRWH1202, Rev 1, Msr 5 | System | Misc._Commercial |  |  |  |  | linear ft | RET | 5.22 | 3 | 0 | 0 | 0 | 2.22 | 0 |  | #N/A | 0 | 8.9 | Commercial |  | Annual | [6 empty] | Large Boilers (>100 MMBtu/hr Heat Input):Uncontrolled | 20 | 71% | [12 empty] | 0% | 0% | 0% | 9 | 9 | 0 | 0 | 0 | 0 | 0 | 0 | 0 | 0 | 0 | 2013 Qtr 1: 2.25; 2013 Qtr 2: 2.25; 2013 Qtr 3: 2.25; 2013 Qtr 4: 2.25; 2014 Qtr 1: 2.25; 2014 Qtr 2: 2.25; 2014 Qtr 3: 2.25; 2014 Qtr 4: 2.25 | 18 | 1
3233 | 445357-Pipe Insulation - Medium pressure steam >15 psi >= 1" pipe | WPSDGENRWH1202, Rev 1, Msr 6 | System | Misc._Commercial |  |  |  |  | linear ft | RET | 5.22 | 3 | 0 | 0 | 0 | 2.22 | 0 |  | #N/A | 0 | 16.3 | Commercial |  | Annual | [6 empty] | Large Boilers (>100 MMBtu/hr Heat Input):Uncontrolled | 20 | 71% | [12 empty] | 0% | 0% | 0% | 3 | 3 | 0 | 0 | 0 | 0 | 0 | 0 | 0 | 0 | 0 | 2013 Qtr 1: 0.75; 2013 Qtr 2: 0.75; 2013 Qtr 3: 0.75; 2013 Qtr 4: 0.75; 2014 Qtr 1: 0.75; 2014 Qtr 2: 0.75; 2014 Qtr 3: 0.75; 2014 Qtr 4: 0.75 | 6 | 1
3233 | 445360-Lighting - Remove 4 Ft T-8 (De-Lamp 32W) | WPSDGENRLG0022, Rev 3, Msr 3 | System | Commercial | 01-ALC-AllCommercial-IntLight | TRUE |  |  | Lamp | RET | 25.86 | 4 | 0 | 0 | 0 | 21.86 | 106.848 |  | kWh | 0.025387 | -0.28143 | Commercial |  | Winter Only | [6 empty] | Large Boilers (>100 MMBtu/hr Heat Input):Uncontrolled | 15 | 70% | [12 empty] | 0% | 0% | 0% | 0 | 0 | 0 | 0 | 0 | 0 | 0 | 0 | 0 | 0 | 0 | [44 empty] | 0 | 0
3233 | 445372-A-lamps: 41-100 watts existing, up to 30 watts LED A-lamp | WPSDGENRLG0106, Rev 1, Msr 15 | System | Commercial | 01-ALC-AllCommercial-IntLight | TRUE |  |  | Lamp | RET | 25.47 | 15 | 0 | 0 | 0 | 10.47 | 151.7262 |  | kWh | 0.032447 | -0.38202 | Commercial |  | Winter Only | [6 empty] | Large Boilers (>100 MMBtu/hr Heat Input):Uncontrolled | 6.3 | 85% | [12 empty] | 0% | 0% | 0% | 0 | 0 | 0 | 0 | 0 | 0 | 0 | 0 | 0 | 0 | 0 | [44 empty] | 0 | 0
3233 | 445374-MR 16: 36-50 watts existing, 5 watts to 10 watts LED MR 16 | WPSDGENRLG0106, Rev 1, Msr 2 | System | Commercial | 01-ALC-AllCommercial-IntLight | TRUE |  |  | Lamp | RET | 27.9 | 12.5 | 0 | 0 | 0 | 15.4 | 91.961 |  | kWh | 0.019666 | -0.23154 | Commercial |  | Winter Only | [6 empty] | Large Boilers (>100 MMBtu/hr Heat Input):Uncontrolled | 6.3 | 85% | [12 empty] | 0% | 0% | 0% | 0 | 0 | 0 | 0 | 0 | 0 | 0 | 0 | 0 | 0 | 0 | [44 empty] | 0 | 0
3233 | 445376-PAR 30: 51-75 watts existing, 10 watts to 21 watts LED PAR 30 | WPSDGENRLG0106, Rev 1, Msr 5 | System | Commercial | 01-ALC-AllCommercial-IntLight | TRUE |  |  |  | RET | 37.14 | 17.5 | 0 | 0 | 0 | 19.64 | 167.9 |  | kWh | 0.035906 | -0.42275 | Commercial |  | Winter Only | [6 empty] | Large Boilers (>100 MMBtu/hr Heat Input):Uncontrolled | 6.3 | 85% | [12 empty] | 0% | 0% | 0% | 0 | 0 | 0 | 0 | 0 | 0 | 0 | 0 | 0 | 0 | 0 | [44 empty] | 0 | 0
3233 | 445378-PAR 38: 51-90 watts existing, 11 watts to 25 watts LED PAR 38 | WPSDGENRLG0106, Rev 1, Msr 8 | System | Commercial | 01-ALC-AllCommercial-IntLight | TRUE |  |  | Lamp | RET | 55.99 | 20 | 0 | 0 | 0 | 35.99 | 240.3424 |  | kWh | 0.051398 | -0.60515 | Commercial |  | Winter Only | [6 empty] | Large Boilers (>100 MMBtu/hr Heat Input):Uncontrolled | 6.3 | 85% | [12 empty] | 0% | 0% | 0% | 0 | 0 | 0 | 0 | 0 | 0 | 0 | 0 | 0 | 0 | 0 | [44 empty] | 0 | 0
3233-SW-IND-Deemed Incentives SDG&E_COMPLIANCE_LIGHTING_SCENARIO | [15 empty] | 0 |  |  | #N/A | [26 empty] | 0% | 0% |  | 0 | 0 | 0 | 0 | 0 | 0 | 0 | 0 | 0 | 0 | 0 | [44 empty] | 0
3233-SW-IND-Deemed Incentives SDG&E_COMPLIANCE_LIGHTING_SCENARIO | [15 empty] | 0 |  |  | #N/A | [26 empty] | 0% | 0% |  | 0 | 0 | 0 | 0 | 0 | 0 | 0 | 0 | 0 | 0 | 0 | [44 empty] | 0
3233-SW-IND-Deemed Incentives SDG&E_COMPLIANCE_LIGHTING_SCENARIO | [15 empty] | 0 |  |  | #N/A | [26 empty] | 0% | 0% |  | 0 | 0 | 0 | 0 | 0 | 0 | 0 | 0 | 0 | 0 | 0 | [44 empty] | 0
3233-SW-IND-Deemed Incentives SDG&E_COMPLIANCE_LIGHTING_SCENARIO | [15 empty] | 0 |  |  | #N/A | [26 empty] | 0% | 0% |  | 0 | 0 | 0 | 0 | 0 | 0 | 0 | 0 | 0 | 0 | 0 | [44 empty] | 0
3233-SW-IND-Deemed Incentives SDG&E_COMPLIANCE_LIGHTING_SCENARIO | [15 empty] | 0 |  |  | #N/A | [26 empty] | 0% | 0% |  | 0 | 0 | 0 | 0 | 0 | 0 | 0 | 0 | 0 | 0 | 0 | [44 empty] | 0
3233-SW-IND-Deemed Incentives SDG&E_COMPLIANCE_LIGHTING_SCENARIO | [15 empty] | 0 |  |  | #N/A | [26 empty] | 0% | 0% |  | 0 | 0 | 0 | 0 | 0 | 0 | 0 | 0 | 0 | 0 | 0 | [44 empty] | 0
3233-SW-IND-Deemed Incentives SDG&E_COMPLIANCE_LIGHTING_SCENARIO | [15 empty] | 0 |  |  | #N/A | [26 empty] | 0% | 0% |  | 0 | 0 | 0 | 0 | 0 | 0 | 0 | 0 | 0 | 0 | 0 | [44 empty] | 0
3233-SW-IND-Deemed Incentives SDG&E_COMPLIANCE_LIGHTING_SCENARIO | [15 empty] | 0 |  |  | #N/A | [26 empty] | 0% | 0% |  | 0 | 0 | 0 | 0 | 0 | 0 | 0 | 0 | 0 | 0 | 0 | [44 empty] | 0
3233-SW-IND-Deemed Incentives SDG&E_COMPLIANCE_LIGHTING_SCENARIO | [15 empty] | 0 |  |  | #N/A | [26 empty] | 0% | 0% |  | 0 | 0 | 0 | 0 | 0 | 0 | 0 | 0 | 0 | 0 | 0 | [44 empty] | 0
3233-SW-IND-Deemed Incentives SDG&E_COMPLIANCE_LIGHTING_SCENARIO | [15 empty] | 0 |  |  | #N/A | [26 empty] | 0% | 0% |  | 0 | 0 | 0 | 0 | 0 | 0 | 0 | 0 | 0 | 0 | 0 | [44 empty] | 0
3233-SW-IND-Deemed Incentives SDG&E_COMPLIANCE_LIGHTING_SCENARIO | [15 empty] | 0 |  |  | #N/A | [26 empty] | 0% | 0% |  | 0 | 0 | 0 | 0 | 0 | 0 | 0 | 0 | 0 | 0 | 0 | [44 empty] | 0
3233-SW-IND-Deemed Incentives SDG&E_COMPLIANCE_LIGHTING_SCENARIO | [15 empty] | 0 |  |  | #N/A | [26 empty] | 0% | 0% |  | 0 | 0 | 0 | 0 | 0 | 0 | 0 | 0 | 0 | 0 | 0 | [44 empty] | 0
3233-SW-IND-Deemed Incentives SDG&E_COMPLIANCE_LIGHTING_SCENARIO | [15 empty] | 0 |  |  | #N/A | [26 empty] | 0% | 0% |  | 0 | 0 | 0 | 0 | 0 | 0 | 0 | 0 | 0 | 0 | 0 | [44 empty] | 0
3233-SW-IND-Deemed Incentives SDG&E_COMPLIANCE_LIGHTING_SCENARIO | [15 empty] | 0 |  |  | #N/A | [26 empty] | 0% | 0% |  | 0 | 0 | 0 | 0 | 0 | 0 | 0 | 0 | 0 | 0 | 0 | [44 empty] | 0
3233-SW-IND-Deemed Incentives SDG&E_COMPLIANCE_LIGHTING_SCENARIO | [15 empty] | 0 |  |  | #N/A | [26 empty] | 0% | 0% |  | 0 | 0 | 0 | 0 | 0 | 0 | 0 | 0 | 0 | 0 | 0 | [44 empty] | 0
3233-SW-IND-Deemed Incentives SDG&E_COMPLIANCE_LIGHTING_SCENARIO | [15 empty] | 0 |  |  | #N/A | [26 empty] | 0% | 0% |  | 0 | 0 | 0 | 0 | 0 | 0 | 0 | 0 | 0 | 0 | 0 | [44 empty] | 0
3233-SW-IND-Deemed Incentives SDG&E_COMPLIANCE_LIGHTING_SCENARIO | [15 empty] | 0 |  |  | #N/A | [26 empty] | 0% | 0% |  | 0 | 0 | 0 | 0 | 0 | 0 | 0 | 0 | 0 | 0 | 0 | [44 empty] | 0
3233-SW-IND-Deemed Incentives SDG&E_COMPLIANCE_LIGHTING_SCENARIO | [15 empty] | 0 |  |  | #N/A | [26 empty] | 0% | 0% |  | 0 | 0 | 0 | 0 | 0 | 0 | 0 | 0 | 0 | 0 | 0 | [44 empty] | 0
3233-SW-IND-Deemed Incentives SDG&E_COMPLIANCE_LIGHTING_SCENARIO | [15 empty] | 0 |  |  | #N/A | [26 empty] | 0% | 0% |  | 0 | 0 | 0 | 0 | 0 | 0 | 0 | 0 | 0 | 0 | 0 | [44 empty] | 0
3233-SW-IND-Deemed Incentives SDG&E_COMPLIANCE_LIGHTING_SCENARIO | [15 empty] | 0 |  |  | #N/A | [26 empty] | 0% | 0% |  | 0 | 0 | 0 | 0 | 0 | 0 | 0 | 0 | 0 | 0 | 0 | [44 empty] | 0
3233-SW-IND-Deemed Incentives SDG&E_COMPLIANCE_LIGHTING_SCENARIO | [15 empty] | 0 |  |  | #N/A | [26 empty] | 0% | 0% |  | 0 | 0 | 0 | 0 | 0 | 0 | 0 | 0 | 0 | 0 | 0 | [44 empty] | 0
3233-SW-IND-Deemed Incentives SDG&E_COMPLIANCE_LIGHTING_SCENARIO | [15 empty] | 0 |  |  | #N/A | [26 empty] | 0% | 0% |  | 0 | 0 | 0 | 0 | 0 | 0 | 0 | 0 | 0 | 0 | 0 | [44 empty] | 0
3233-SW-IND-Deemed Incentives SDG&E_COMPLIANCE_LIGHTING_SCENARIO | [15 empty] | 0 |  |  | #N/A | [26 empty] | 0% | 0% |  | 0 | 0 | 0 | 0 | 0 | 0 | 0 | 0 | 0 | 0 | 0 | [44 empty] | 0
3233-SW-IND-Deemed Incentives SDG&E_COMPLIANCE_LIGHTING_SCENARIO | [15 empty] | 0 |  |  | #N/A | [26 empty] | 0% | 0% |  | 0 | 0 | 0 | 0 | 0 | 0 | 0 | 0 | 0 | 0 | 0 | [44 empty] | 0
3233-SW-IND-Deemed Incentives SDG&E_COMPLIANCE_LIGHTING_SCENARIO | [15 empty] | 0 |  |  | #N/A | [26 empty] | 0% | 0% |  | 0 | 0 | 0 | 0 | 0 | 0 | 0 | 0 | 0 | 0 | 0 | [44 empty] | 0
3233-SW-IND-Deemed Incentives SDG&E_COMPLIANCE_LIGHTING_SCENARIO | [15 empty] | 0 |  |  | #N/A | [26 empty] | 0% | 0% |  | 0 | 0 | 0 | 0 | 0 | 0 | 0 | 0 | 0 | 0 | 0 | [44 empty] | 0
3233-SW-IND-Deemed Incentives SDG&E_COMPLIANCE_LIGHTING_SCENARIO | [15 empty] | 0 |  |  | #N/A | [26 empty] | 0% | 0% |  | 0 | 0 | 0 | 0 | 0 | 0 | 0 | 0 | 0 | 0 | 0 | [44 empty] | 0
3233-SW-IND-Deemed Incentives SDG&E_COMPLIANCE_LIGHTING_SCENARIO | [15 empty] | 0 |  |  | #N/A | [26 empty] | 0% | 0% |  | 0 | 0 | 0 | 0 | 0 | 0 | 0 | 0 | 0 | 0 | 0 | [44 empty] | 0
3233-SW-IND-Deemed Incentives SDG&E_COMPLIANCE_LIGHTING_SCENARIO | [15 empty] | 0 |  |  | #N/A | [26 empty] | 0% | 0% |  | 0 | 0 | 0 | 0 | 0 | 0 | 0 | 0 | 0 | 0 | 0 | [44 empty] | 0
3233-SW-IND-Deemed Incentives SDG&E_COMPLIANCE_LIGHTING_SCENARIO | [15 empty] | 0 |  |  | #N/A | [26 empty] | 0% | 0% |  | 0 | 0 | 0 | 0 | 0 | 0 | 0 | 0 | 0 | 0 | 0 | [44 empty] | 0
3233-SW-IND-Deemed Incentives SDG&E_COMPLIANCE_LIGHTING_SCENARIO | [15 empty] | 0 |  |  | #N/A | [26 empty] | 0% | 0% |  | 0 | 0 | 0 | 0 | 0 | 0 | 0 | 0 | 0 | 0 | 0 | [44 empty] | 0
3233-SW-IND-Deemed Incentives SDG&E_COMPLIANCE_LIGHTING_SCENARIO | [15 empty] | 0 |  |  | #N/A | [26 empty] | 0% | 0% |  | 0 | 0 | 0 | 0 | 0 | 0 | 0 | 0 | 0 | 0 | 0 | [44 empty] | 0
3233-SW-IND-Deemed Incentives SDG&E_COMPLIANCE_LIGHTING_SCENARIO | [15 empty] | 0 |  |  | #N/A | [26 empty] | 0% | 0% |  | 0 | 0 | 0 | 0 | 0 | 0 | 0 | 0 | 0 | 0 | 0 | [44 empty] | 0
3233-SW-IND-Deemed Incentives SDG&E_COMPLIANCE_LIGHTING_SCENARIO | [15 empty] | 0 |  |  | #N/A | [26 empty] | 0% | 0% |  | 0 | 0 | 0 | 0 | 0 | 0 | 0 | 0 | 0 | 0 | 0 | [44 empty] | 0
3233-SW-IND-Deemed Incentives SDG&E_COMPLIANCE_LIGHTING_SCENARIO | [15 empty] | 0 |  |  | #N/A | [26 empty] | 0% | 0% |  | 0 | 0 | 0 | 0 | 0 | 0 | 0 | 0 | 0 | 0 | 0 | [44 empty] | 0
3233-SW-IND-Deemed Incentives SDG&E_COMPLIANCE_LIGHTING_SCENARIO | [15 empty] | 0 |  |  | #N/A | [26 empty] | 0% | 0% |  | 0 | 0 | 0 | 0 | 0 | 0 | 0 | 0 | 0 | 0 | 0 | [44 empty] | 0
3233-SW-IND-Deemed Incentives SDG&E_COMPLIANCE_LIGHTING_SCENARIO | [15 empty] | 0 |  |  | #N/A | [26 empty] | 0% | 0% |  | 0 | 0 | 0 | 0 | 0 | 0 | 0 | 0 | 0 | 0 | 0 | [44 empty] | 0
3233-SW-IND-Deemed Incentives SDG&E_COMPLIANCE_LIGHTING_SCENARIO | [15 empty] | 0 |  |  | #N/A | [26 empty] | 0% | 0% |  | 0 | 0 | 0 | 0 | 0 | 0 | 0 | 0 | 0 | 0 | 0 | [44 empty] | 0
3233-SW-IND-Deemed Incentives SDG&E_COMPLIANCE_LIGHTING_SCENARIO | [15 empty] | 0 |  |  | #N/A | [26 empty] | 0% | 0% |  | 0 | 0 | 0 | 0 | 0 | 0 | 0 | 0 | 0 | 0 | 0 | [44 empty] | 0
3233-SW-IND-Deemed Incentives SDG&E_COMPLIANCE_LIGHTING_SCENARIO | [15 empty] | 0 |  |  | #N/A | [26 empty] | 0% | 0% |  | 0 | 0 | 0 | 0 | 0 | 0 | 0 | 0 | 0 | 0 | 0 | [44 empty] | 0
3233-SW-IND-Deemed Incentives SDG&E_COMPLIANCE_LIGHTING_SCENARIO | [15 empty] | 0 |  |  | #N/A | [26 empty] | 0% | 0% |  | 0 | 0 | 0 | 0 | 0 | 0 | 0 | 0 | 0 | 0 | 0 | [44 empty] | 0
3233-SW-IND-Deemed Incentives SDG&E_COMPLIANCE_LIGHTING_SCENARIO | [15 empty] | 0 |  |  | #N/A | [26 empty] | 0% | 0% |  | 0 | 0 | 0 | 0 | 0 | 0 | 0 | 0 | 0 | 0 | 0 | [44 empty] | 0
3233-SW-IND-Deemed Incentives SDG&E_COMPLIANCE_LIGHTING_SCENARIO | [15 empty] | 0 |  |  | #N/A | [26 empty] | 0% | 0% |  | 0 | 0 | 0 | 0 | 0 | 0 | 0 | 0 | 0 | 0 | 0 | [44 empty] | 0
3233-SW-IND-Deemed Incentives SDG&E_COMPLIANCE_LIGHTING_SCENARIO | [15 empty] | 0 |  |  | #N/A | [26 empty] | 0% | 0% |  | 0 | 0 | 0 | 0 | 0 | 0 | 0 | 0 | 0 | 0 | 0 | [44 empty] | 0
3233-SW-IND-Deemed Incentives SDG&E_COMPLIANCE_LIGHTING_SCENARIO | [15 empty] | 0 |  |  | #N/A | [26 empty] | 0% | 0% |  | 0 | 0 | 0 | 0 | 0 | 0 | 0 | 0 | 0 | 0 | 0 | [44 empty] | 0
3233-SW-IND-Deemed Incentives SDG&E_COMPLIANCE_LIGHTING_SCENARIO | [15 empty] | 0 |  |  | #N/A | [26 empty] | 0% | 0% |  | 0 | 0 | 0 | 0 | 0 | 0 | 0 | 0 | 0 | 0 | 0 | [44 empty] | 0
3233-SW-IND-Deemed Incentives SDG&E_COMPLIANCE_LIGHTING_SCENARIO | [15 empty] | 0 |  |  | #N/A | [26 empty] | 0% | 0% |  | 0 | 0 | 0 | 0 | 0 | 0 | 0 | 0 | 0 | 0 | 0 | [44 empty] | 0
3233-SW-IND-Deemed Incentives SDG&E_COMPLIANCE_LIGHTING_SCENARIO | [15 empty] | 0 |  |  | #N/A | [26 empty] | 0% | 0% |  | 0 | 0 | 0 | 0 | 0 | 0 | 0 | 0 | 0 | 0 | 0 | [44 empty] | 0
3233-SW-IND-Deemed Incentives SDG&E_COMPLIANCE_LIGHTING_SCENARIO | [15 empty] | 0 |  |  | #N/A | [26 empty] | 0% | 0% |  | 0 | 0 | 0 | 0 | 0 | 0 | 0 | 0 | 0 | 0 | 0 | [44 empty] | 0
3233-SW-IND-Deemed Incentives SDG&E_COMPLIANCE_LIGHTING_SCENARIO | [15 empty] | 0 |  |  | #N/A | [26 empty] | 0% | 0% |  | 0 | 0 | 0 | 0 | 0 | 0 | 0 | 0 | 0 | 0 | 0 | [44 empty] | 0
3233-SW-IND-Deemed Incentives SDG&E_COMPLIANCE_LIGHTING_SCENARIO | [15 empty] | 0 |  |  | #N/A | [26 empty] | 0% | 0% |  | 0 | 0 | 0 | 0 | 0 | 0 | 0 | 0 | 0 | 0 | 0 | [44 empty] | 0
3233-SW-IND-Deemed Incentives SDG&E_COMPLIANCE_LIGHTING_SCENARIO | [15 empty] | 0 |  |  | #N/A | [26 empty] | 0% | 0% |  | 0 | 0 | 0 | 0 | 0 | 0 | 0 | 0 | 0 | 0 | 0 | [44 empty] | 0
3233-SW-IND-Deemed Incentives SDG&E_COMPLIANCE_LIGHTING_SCENARIO | [15 empty] | 0 |  |  | #N/A | [26 empty] | 0% | 0% |  | 0 | 0 | 0 | 0 | 0 | 0 | 0 | 0 | 0 | 0 | 0 | [44 empty] | 0
3233-SW-IND-Deemed Incentives SDG&E_COMPLIANCE_LIGHTING_SCENARIO | [15 empty] | 0 |  |  | #N/A | [26 empty] | 0% | 0% |  | 0 | 0 | 0 | 0 | 0 | 0 | 0 | 0 | 0 | 0 | 0 | [44 empty] | 0
3233-SW-IND-Deemed Incentives SDG&E_COMPLIANCE_LIGHTING_SCENARIO | [15 empty] | 0 |  |  | #N/A | [26 empty] | 0% | 0% |  | 0 | 0 | 0 | 0 | 0 | 0 | 0 | 0 | 0 | 0 | 0 | [44 empty] | 0
3233-SW-IND-Deemed Incentives SDG&E_COMPLIANCE_LIGHTING_SCENARIO | [15 empty] | 0 |  |  | #N/A | [26 empty] | 0% | 0% |  | 0 | 0 | 0 | 0 | 0 | 0 | 0 | 0 | 0 | 0 | 0 | [44 empty] | 0
3233-SW-IND-Deemed Incentives SDG&E_COMPLIANCE_LIGHTING_SCENARIO | [15 empty] | 0 |  |  | #N/A | [26 empty] | 0% | 0% |  | 0 | 0 | 0 | 0 | 0 | 0 | 0 | 0 | 0 | 0 | 0 | [44 empty] | 0
3233-SW-IND-Deemed Incentives SDG&E_COMPLIANCE_LIGHTING_SCENARIO | [15 empty] | 0 |  |  | #N/A | [26 empty] | 0% | 0% |  | 0 | 0 | 0 | 0 | 0 | 0 | 0 | 0 | 0 | 0 | 0 | [44 empty] | 0
3233-SW-IND-Deemed Incentives SDG&E_COMPLIANCE_LIGHTING_SCENARIO | [15 empty] | 0 |  |  | #N/A | [26 empty] | 0% | 0% |  | 0 | 0 | 0 | 0 | 0 | 0 | 0 | 0 | 0 | 0 | 0 | [44 empty] | 0
3233-SW-IND-Deemed Incentives SDG&E_COMPLIANCE_LIGHTING_SCENARIO | [15 empty] | 0 |  |  | #N/A | [26 empty] | 0% | 0% |  | 0 | 0 | 0 | 0 | 0 | 0 | 0 | 0 | 0 | 0 | 0 | [44 empty] | 0
3233-SW-IND-Deemed Incentives SDG&E_COMPLIANCE_LIGHTING_SCENARIO | [15 empty] | 0 |  |  | #N/A | [26 empty] | 0% | 0% |  | 0 | 0 | 0 | 0 | 0 | 0 | 0 | 0 | 0 | 0 | 0 | [44 empty] | 0
3233-SW-IND-Deemed Incentives SDG&E_COMPLIANCE_LIGHTING_SCENARIO | [15 empty] | 0 |  |  | #N/A | [26 empty] | 0% | 0% |  | 0 | 0 | 0 | 0 | 0 | 0 | 0 | 0 | 0 | 0 | 0 | [44 empty] | 0
3233-SW-IND-Deemed Incentives SDG&E_COMPLIANCE_LIGHTING_SCENARIO | [15 empty] | 0 |  |  | #N/A | [26 empty] | 0% | 0% |  | 0 | 0 | 0 | 0 | 0 | 0 | 0 | 0 | 0 | 0 | 0 | [44 empty] | 0
3233-SW-IND-Deemed Incentives SDG&E_COMPLIANCE_LIGHTING_SCENARIO | [15 empty] | 0 |  |  | #N/A | [26 empty] | 0% | 0% |  | 0 | 0 | 0 | 0 | 0 | 0 | 0 | 0 | 0 | 0 | 0 | [44 empty] | 0
3233-SW-IND-Deemed Incentives SDG&E_COMPLIANCE_LIGHTING_SCENARIO | [15 empty] | 0 |  |  | #N/A | [26 empty] | 0% | 0% |  | 0 | 0 | 0 | 0 | 0 | 0 | 0 | 0 | 0 | 0 | 0 | [44 empty] | 0
3233-SW-IND-Deemed Incentives SDG&E_COMPLIANCE_LIGHTING_SCENARIO | [15 empty] | 0 |  |  | #N/A | [26 empty] | 0% | 0% |  | 0 | 0 | 0 | 0 | 0 | 0 | 0 | 0 | 0 | 0 | 0 | [44 empty] | 0
3233-SW-IND-Deemed Incentives SDG&E_COMPLIANCE_LIGHTING_SCENARIO | [15 empty] | 0 |  |  | #N/A | [26 empty] | 0% | 0% |  | 0 | 0 | 0 | 0 | 0 | 0 | 0 | 0 | 0 | 0 | 0 | [44 empty] | 0
3233-SW-IND-Deemed Incentives SDG&E_COMPLIANCE_LIGHTING_SCENARIO | [15 empty] | 0 |  |  | #N/A | [26 empty] | 0% | 0% |  | 0 | 0 | 0 | 0 | 0 | 0 | 0 | 0 | 0 | 0 | 0 | [44 empty] | 0
3233-SW-IND-Deemed Incentives SDG&E_COMPLIANCE_LIGHTING_SCENARIO | [15 empty] | 0 |  |  | #N/A | [26 empty] | 0% | 0% |  | 0 | 0 | 0 | 0 | 0 | 0 | 0 | 0 | 0 | 0 | 0 | [44 empty] | 0
3233-SW-IND-Deemed Incentives SDG&E_COMPLIANCE_LIGHTING_SCENARIO | [15 empty] | 0 |  |  | #N/A | [26 empty] | 0% | 0% |  | 0 | 0 | 0 | 0 | 0 | 0 | 0 | 0 | 0 | 0 | 0 | [44 empty] | 0
3233-SW-IND-Deemed Incentives SDG&E_COMPLIANCE_LIGHTING_SCENARIO | [15 empty] | 0 |  |  | #N/A | [26 empty] | 0% | 0% |  | 0 | 0 | 0 | 0 | 0 | 0 | 0 | 0 | 0 | 0 | 0 | [44 empty] | 0
3233-SW-IND-Deemed Incentives SDG&E_COMPLIANCE_LIGHTING_SCENARIO | [15 empty] | 0 |  |  | #N/A | [26 empty] | 0% | 0% |  | 0 | 0 | 0 | 0 | 0 | 0 | 0 | 0 | 0 | 0 | 0 | [44 empty] | 0
3233-SW-IND-Deemed Incentives SDG&E_COMPLIANCE_LIGHTING_SCENARIO | [15 empty] | 0 |  |  | #N/A | [26 empty] | 0% | 0% |  | 0 | 0 | 0 | 0 | 0 | 0 | 0 | 0 | 0 | 0 | 0 | [44 empty] | 0
3233-SW-IND-Deemed Incentives SDG&E_COMPLIANCE_LIGHTING_SCENARIO | [15 empty] | 0 |  |  | #N/A | [26 empty] | 0% | 0% |  | 0 | 0 | 0 | 0 | 0 | 0 | 0 | 0 | 0 | 0 | 0 | [44 empty] | 0
3233-SW-IND-Deemed Incentives SDG&E_COMPLIANCE_LIGHTING_SCENARIO | [15 empty] | 0 |  |  | #N/A | [26 empty] | 0% | 0% |  | 0 | 0 | 0 | 0 | 0 | 0 | 0 | 0 | 0 | 0 | 0 | [44 empty] | 0
3233-SW-IND-Deemed Incentives SDG&E_COMPLIANCE_LIGHTING_SCENARIO | [15 empty] | 0 |  |  | #N/A | [26 empty] | 0% | 0% |  | 0 | 0 | 0 | 0 | 0 | 0 | 0 | 0 | 0 | 0 | 0 | [44 empty] | 0
3233-SW-IND-Deemed Incentives SDG&E_COMPLIANCE_LIGHTING_SCENARIO | [15 empty] | 0 |  |  | #N/A | [26 empty] | 0% | 0% |  | 0 | 0 | 0 | 0 | 0 | 0 | 0 | 0 | 0 | 0 | 0 | [44 empty] | 0
3233-SW-IND-Deemed Incentives SDG&E_COMPLIANCE_LIGHTING_SCENARIO | [15 empty] | 0 |  |  | #N/A | [26 empty] | 0% | 0% |  | 0 | 0 | 0 | 0 | 0 | 0 | 0 | 0 | 0 | 0 | 0 | [44 empty] | 0
3233-SW-IND-Deemed Incentives SDG&E_COMPLIANCE_LIGHTING_SCENARIO | [15 empty] | 0 |  |  | #N/A | [26 empty] | 0% | 0% |  | 0 | 0 | 0 | 0 | 0 | 0 | 0 | 0 | 0 | 0 | 0 | [44 empty] | 0
3233-SW-IND-Deemed Incentives SDG&E_COMPLIANCE_LIGHTING_SCENARIO | [15 empty] | 0 |  |  | #N/A | [26 empty] | 0% | 0% |  | 0 | 0 | 0 | 0 | 0 | 0 | 0 | 0 | 0 | 0 | 0 | [44 empty] | 0
3233-SW-IND-Deemed Incentives SDG&E_COMPLIANCE_LIGHTING_SCENARIO | [15 empty] | 0 |  |  | #N/A | [26 empty] | 0% | 0% |  | 0 | 0 | 0 | 0 | 0 | 0 | 0 | 0 | 0 | 0 | 0 | [44 empty] | 0
3233-SW-IND-Deemed Incentives SDG&E_COMPLIANCE_LIGHTING_SCENARIO | [15 empty] | 0 |  |  | #N/A | [26 empty] | 0% | 0% |  | 0 | 0 | 0 | 0 | 0 | 0 | 0 | 0 | 0 | 0 | 0 | [44 empty] | 0
3233-SW-IND-Deemed Incentives SDG&E_COMPLIANCE_LIGHTING_SCENARIO | [15 empty] | 0 |  |  | #N/A | [26 empty] | 0% | 0% |  | 0 | 0 | 0 | 0 | 0 | 0 | 0 | 0 | 0 | 0 | 0 | [44 empty] | 0
3233-SW-IND-Deemed Incentives SDG&E_COMPLIANCE_LIGHTING_SCENARIO | [15 empty] | 0 |  |  | #N/A | [26 empty] | 0% | 0% |  | 0 | 0 | 0 | 0 | 0 | 0 | 0 | 0 | 0 | 0 | 0 | [44 empty] | 0
3233-SW-IND-Deemed Incentives SDG&E_COMPLIANCE_LIGHTING_SCENARIO | [15 empty] | 0 |  |  | #N/A | [26 empty] | 0% | 0% |  | 0 | 0 | 0 | 0 | 0 | 0 | 0 | 0 | 0 | 0 | 0 | [44 empty] | 0
3233-SW-IND-Deemed Incentives SDG&E_COMPLIANCE_LIGHTING_SCENARIO | [15 empty] | 0 |  |  | #N/A | [26 empty] | 0% | 0% |  | 0 | 0 | 0 | 0 | 0 | 0 | 0 | 0 | 0 | 0 | 0 | [44 empty] | 0
3233-SW-IND-Deemed Incentives SDG&E_COMPLIANCE_LIGHTING_SCENARIO | [15 empty] | 0 |  |  | #N/A | [26 empty] | 0% | 0% |  | 0 | 0 | 0 | 0 | 0 | 0 | 0 | 0 | 0 | 0 | 0 | [44 empty] | 0
3233-SW-IND-Deemed Incentives SDG&E_COMPLIANCE_LIGHTING_SCENARIO | [15 empty] | 0 |  |  | #N/A | [26 empty] | 0% | 0% |  | 0 | 0 | 0 | 0 | 0 | 0 | 0 | 0 | 0 | 0 | 0 | [44 empty] | 0
3233-SW-IND-Deemed Incentives SDG&E_COMPLIANCE_LIGHTING_SCENARIO | [15 empty] | 0 |  |  | #N/A | [26 empty] | 0% | 0% |  | 0 | 0 | 0 | 0 | 0 | 0 | 0 | 0 | 0 | 0 | 0 | [44 empty] | 0
3233-SW-IND-Deemed Incentives SDG&E_COMPLIANCE_LIGHTING_SCENARIO | [15 empty] | 0 |  |  | #N/A | [26 empty] | 0% | 0% |  | 0 | 0 | 0 | 0 | 0 | 0 | 0 | 0 | 0 | 0 | 0 | [44 empty] | 0
3233-SW-IND-Deemed Incentives SDG&E_COMPLIANCE_LIGHTING_SCENARIO | [15 empty] | 0 |  |  | #N/A | [26 empty] | 0% | 0% |  | 0 | 0 | 0 | 0 | 0 | 0 | 0 | 0 | 0 | 0 | 0 | [44 empty] | 0
3233-SW-IND-Deemed Incentives SDG&E_COMPLIANCE_LIGHTING_SCENARIO | [15 empty] | 0 |  |  | #N/A | [26 empty] | 0% | 0% |  | 0 | 0 | 0 | 0 | 0 | 0 | 0 | 0 | 0 | 0 | 0 | [44 empty] | 0
3233-SW-IND-Deemed Incentives SDG&E_COMPLIANCE_LIGHTING_SCENARIO | [15 empty] | 0 |  |  | #N/A | [26 empty] | 0% | 0% |  | 0 | 0 | 0 | 0 | 0 | 0 | 0 | 0 | 0 | 0 | 0 | [44 empty] | 0
3233-SW-IND-Deemed Incentives SDG&E_COMPLIANCE_LIGHTING_SCENARIO | [15 empty] | 0 |  |  | #N/A | [26 empty] | 0% | 0% |  | 0 | 0 | 0 | 0 | 0 | 0 | 0 | 0 | 0 | 0 | 0 | [44 empty] | 0
3233-SW-IND-Deemed Incentives SDG&E_COMPLIANCE_LIGHTING_SCENARIO | [15 empty] | 0 |  |  | #N/A | [26 empty] | 0% | 0% |  | 0 | 0 | 0 | 0 | 0 | 0 | 0 | 0 | 0 | 0 | 0 | [44 empty] | 0
3233-SW-IND-Deemed Incentives SDG&E_COMPLIANCE_LIGHTING_SCENARIO | [15 empty] | 0 |  |  | #N/A | [26 empty] | 0% | 0% |  | 0 | 0 | 0 | 0 | 0 | 0 | 0 | 0 | 0 | 0 | 0 | [44 empty] | 0
3233-SW-IND-Deemed Incentives SDG&E_COMPLIANCE_LIGHTING_SCENARIO | [15 empty] | 0 |  |  | #N/A | [26 empty] | 0% | 0% |  | 0 | 0 | 0 | 0 | 0 | 0 | 0 | 0 | 0 | 0 | 0 | [44 empty] | 0
3233-SW-IND-Deemed Incentives SDG&E_COMPLIANCE_LIGHTING_SCENARIO | [15 empty] | 0 |  |  | #N/A | [26 empty] | 0% | 0% |  | 0 | 0 | 0 | 0 | 0 | 0 | 0 | 0 | 0 | 0 | 0 | [44 empty] | 0
3233-SW-IND-Deemed Incentives SDG&E_COMPLIANCE_LIGHTING_SCENARIO | [15 empty] | 0 |  |  | #N/A | [26 empty] | 0% | 0% |  | 0 | 0 | 0 | 0 | 0 | 0 | 0 | 0 | 0 | 0 | 0 | [44 empty] | 0
3233-SW-IND-Deemed Incentives SDG&E_COMPLIANCE_LIGHTING_SCENARIO | [15 empty] | 0 |  |  | #N/A | [26 empty] | 0% | 0% |  | 0 | 0 | 0 | 0 | 0 | 0 | 0 | 0 | 0 | 0 | 0 | [44 empty] | 0
3233-SW-IND-Deemed Incentives SDG&E_COMPLIANCE_LIGHTING_SCENARIO | [15 empty] | 0 |  |  | #N/A | [26 empty] | 0% | 0% |  | 0 | 0 | 0 | 0 | 0 | 0 | 0 | 0 | 0 | 0 | 0 | [44 empty] | 0
3233-SW-IND-Deemed Incentives SDG&E_COMPLIANCE_LIGHTING_SCENARIO | [15 empty] | 0 |  |  | #N/A | [26 empty] | 0% | 0% |  | 0 | 0 | 0 | 0 | 0 | 0 | 0 | 0 | 0 | 0 | 0 | [44 empty] | 0
3233-SW-IND-Deemed Incentives SDG&E_COMPLIANCE_LIGHTING_SCENARIO | [15 empty] | 0 |  |  | #N/A | [26 empty] | 0% | 0% |  | 0 | 0 | 0 | 0 | 0 | 0 | 0 | 0 | 0 | 0 | 0 | [44 empty] | 0
3233-SW-IND-Deemed Incentives SDG&E_COMPLIANCE_LIGHTING_SCENARIO | [15 empty] | 0 |  |  | #N/A | [26 empty] | 0% | 0% |  | 0 | 0 | 0 | 0 | 0 | 0 | 0 | 0 | 0 | 0 | 0 | [44 empty] | 0
3233-SW-IND-Deemed Incentives SDG&E_COMPLIANCE_LIGHTING_SCENARIO | [15 empty] | 0 |  |  | #N/A | [26 empty] | 0% | 0% |  | 0 | 0 | 0 | 0 | 0 | 0 | 0 | 0 | 0 | 0 | 0 | [44 empty] | 0
3233-SW-IND-Deemed Incentives SDG&E_COMPLIANCE_LIGHTING_SCENARIO | [15 empty] | 0 |  |  | #N/A | [26 empty] | 0% | 0% |  | 0 | 0 | 0 | 0 | 0 | 0 | 0 | 0 | 0 | 0 | 0 | [44 empty] | 0
3233-SW-IND-Deemed Incentives SDG&E_COMPLIANCE_LIGHTING_SCENARIO | [15 empty] | 0 |  |  | #N/A | [26 empty] | 0% | 0% |  | 0 | 0 | 0 | 0 | 0 | 0 | 0 | 0 | 0 | 0 | 0 | [44 empty] | 0
3233-SW-IND-Deemed Incentives SDG&E_COMPLIANCE_LIGHTING_SCENARIO | [15 empty] | 0 |  |  | #N/A | [26 empty] | 0% | 0% |  | 0 | 0 | 0 | 0 | 0 | 0 | 0 | 0 | 0 | 0 | 0 | [44 empty] | 0
3233-SW-IND-Deemed Incentives SDG&E_COMPLIANCE_LIGHTING_SCENARIO | [15 empty] | 0 |  |  | #N/A | [26 empty] | 0% | 0% |  | 0 | 0 | 0 | 0 | 0 | 0 | 0 | 0 | 0 | 0 | 0 | [44 empty] | 0
3233-SW-IND-Deemed Incentives SDG&E_COMPLIANCE_LIGHTING_SCENARIO | [15 empty] | 0 |  |  | #N/A | [26 empty] | 0% | 0% |  | 0 | 0 | 0 | 0 | 0 | 0 | 0 | 0 | 0 | 0 | 0 | [44 empty] | 0
3233-SW-IND-Deemed Incentives SDG&E_COMPLIANCE_LIGHTING_SCENARIO | [15 empty] | 0 |  |  | #N/A | [26 empty] | 0% | 0% |  | 0 | 0 | 0 | 0 | 0 | 0 | 0 | 0 | 0 | 0 | 0 | [44 empty] | 0
3233-SW-IND-Deemed Incentives SDG&E_COMPLIANCE_LIGHTING_SCENARIO | [15 empty] | 0 |  |  | #N/A | [26 empty] | 0% | 0% |  | 0 | 0 | 0 | 0 | 0 | 0 | 0 | 0 | 0 | 0 | 0 | [44 empty] | 0
3233-SW-IND-Deemed Incentives SDG&E_COMPLIANCE_LIGHTING_SCENARIO | [15 empty] | 0 |  |  | #N/A | [26 empty] | 0% | 0% |  | 0 | 0 | 0 | 0 | 0 | 0 | 0 | 0 | 0 | 0 | 0 | [44 empty] | 0
3233-SW-IND-Deemed Incentives SDG&E_COMPLIANCE_LIGHTING_SCENARIO | [15 empty] | 0 |  |  | #N/A | [26 empty] | 0% | 0% |  | 0 | 0 | 0 | 0 | 0 | 0 | 0 | 0 | 0 | 0 | 0 | [44 empty] | 0
3233-SW-IND-Deemed Incentives SDG&E_COMPLIANCE_LIGHTING_SCENARIO | [15 empty] | 0 |  |  | #N/A | [26 empty] | 0% | 0% |  | 0 | 0 | 0 | 0 | 0 | 0 | 0 | 0 | 0 | 0 | 0 | [44 empty] | 0
3233-SW-IND-Deemed Incentives SDG&E_COMPLIANCE_LIGHTING_SCENARIO | [15 empty] | 0 |  |  | #N/A | [26 empty] | 0% | 0% |  | 0 | 0 | 0 | 0 | 0 | 0 | 0 | 0 | 0 | 0 | 0 | [44 empty] | 0
3233-SW-IND-Deemed Incentives SDG&E_COMPLIANCE_LIGHTING_SCENARIO | [15 empty] | 0 |  |  | #N/A | [26 empty] | 0% | 0% |  | 0 | 0 | 0 | 0 | 0 | 0 | 0 | 0 | 0 | 0 | 0 | [44 empty] | 0
3233-SW-IND-Deemed Incentives SDG&E_COMPLIANCE_LIGHTING_SCENARIO | [15 empty] | 0 |  |  | #N/A | [26 empty] | 0% | 0% |  | 0 | 0 | 0 | 0 | 0 | 0 | 0 | 0 | 0 | 0 | 0 | [44 empty] | 0
3233-SW-IND-Deemed Incentives SDG&E_COMPLIANCE_LIGHTING_SCENARIO | [15 empty] | 0 |  |  | #N/A | [26 empty] | 0% | 0% |  | 0 | 0 | 0 | 0 | 0 | 0 | 0 | 0 | 0 | 0 | 0 | [44 empty] | 0
3233-SW-IND-Deemed Incentives SDG&E_COMPLIANCE_LIGHTING_SCENARIO | [15 empty] | 0 |  |  | #N/A | [26 empty] | 0% | 0% |  | 0 | 0 | 0 | 0 | 0 | 0 | 0 | 0 | 0 | 0 | 0 | [44 empty] | 0
3233-SW-IND-Deemed Incentives SDG&E_COMPLIANCE_LIGHTING_SCENARIO | [15 empty] | 0 |  |  | #N/A | [26 empty] | 0% | 0% |  | 0 | 0 | 0 | 0 | 0 | 0 | 0 | 0 | 0 | 0 | 0 | [44 empty] | 0
3233-SW-IND-Deemed Incentives SDG&E_COMPLIANCE_LIGHTING_SCENARIO | [15 empty] | 0 |  |  | #N/A | [26 empty] | 0% | 0% |  | 0 | 0 | 0 | 0 | 0 | 0 | 0 | 0 | 0 | 0 | 0 | [44 empty] | 0
3233-SW-IND-Deemed Incentives SDG&E_COMPLIANCE_LIGHTING_SCENARIO | [15 empty] | 0 |  |  | #N/A | [26 empty] | 0% | 0% |  | 0 | 0 | 0 | 0 | 0 | 0 | 0 | 0 | 0 | 0 | 0 | [44 empty] | 0
3233-SW-IND-Deemed Incentives SDG&E_COMPLIANCE_LIGHTING_SCENARIO | [15 empty] | 0 |  |  | #N/A | [26 empty] | 0% | 0% |  | 0 | 0 | 0 | 0 | 0 | 0 | 0 | 0 | 0 | 0 | 0 | [44 empty] | 0
3233-SW-IND-Deemed Incentives SDG&E_COMPLIANCE_LIGHTING_SCENARIO | [15 empty] | 0 |  |  | #N/A | [26 empty] | 0% | 0% |  | 0 | 0 | 0 | 0 | 0 | 0 | 0 | 0 | 0 | 0 | 0 | [44 empty] | 0
3233-SW-IND-Deemed Incentives SDG&E_COMPLIANCE_LIGHTING_SCENARIO | [15 empty] | 0 |  |  | #N/A | [26 empty] | 0% | 0% |  | 0 | 0 | 0 | 0 | 0 | 0 | 0 | 0 | 0 | 0 | 0 | [44 empty] | 0
3233-SW-IND-Deemed Incentives SDG&E_COMPLIANCE_LIGHTING_SCENARIO | [15 empty] | 0 |  |  | #N/A | [26 empty] | 0% | 0% |  | 0 | 0 | 0 | 0 | 0 | 0 | 0 | 0 | 0 | 0 | 0 | [44 empty] | 0
3233-SW-IND-Deemed Incentives SDG&E_COMPLIANCE_LIGHTING_SCENARIO | [15 empty] | 0 |  |  | #N/A | [26 empty] | 0% | 0% |  | 0 | 0 | 0 | 0 | 0 | 0 | 0 | 0 | 0 | 0 | 0 | [44 empty] | 0
3233-SW-IND-Deemed Incentives SDG&E_COMPLIANCE_LIGHTING_SCENARIO | [15 empty] | 0 |  |  | #N/A | [26 empty] | 0% | 0% |  | 0 | 0 | 0 | 0 | 0 | 0 | 0 | 0 | 0 | 0 | 0 | [44 empty] | 0
3233-SW-IND-Deemed Incentives SDG&E_COMPLIANCE_LIGHTING_SCENARIO | [15 empty] | 0 |  |  | #N/A | [26 empty] | 0% | 0% |  | 0 | 0 | 0 | 0 | 0 | 0 | 0 | 0 | 0 | 0 | 0 | [44 empty] | 0
3233-SW-IND-Deemed Incentives SDG&E_COMPLIANCE_LIGHTING_SCENARIO | [15 empty] | 0 |  |  | #N/A | [26 empty] | 0% | 0% |  | 0 | 0 | 0 | 0 | 0 | 0 | 0 | 0 | 0 | 0 | 0 | [44 empty] | 0
3233-SW-IND-Deemed Incentives SDG&E_COMPLIANCE_LIGHTING_SCENARIO | [15 empty] | 0 |  |  | #N/A | [26 empty] | 0% | 0% |  | 0 | 0 | 0 | 0 | 0 | 0 | 0 | 0 | 0 | 0 | 0 | [44 empty] | 0
3233-SW-IND-Deemed Incentives SDG&E_COMPLIANCE_LIGHTING_SCENARIO | [15 empty] | 0 |  |  | #N/A | [26 empty] | 0% | 0% |  | 0 | 0 | 0 | 0 | 0 | 0 | 0 | 0 | 0 | 0 | 0 | [44 empty] | 0
3233-SW-IND-Deemed Incentives SDG&E_COMPLIANCE_LIGHTING_SCENARIO | [15 empty] | 0 |  |  | #N/A | [26 empty] | 0% | 0% |  | 0 | 0 | 0 | 0 | 0 | 0 | 0 | 0 | 0 | 0 | 0 | [44 empty] | 0
3233-SW-IND-Deemed Incentives SDG&E_COMPLIANCE_LIGHTING_SCENARIO | [15 empty] | 0 |  |  | #N/A | [26 empty] | 0% | 0% |  | 0 | 0 | 0 | 0 | 0 | 0 | 0 | 0 | 0 | 0 | 0 | [44 empty] | 0
3233-SW-IND-Deemed Incentives SDG&E_COMPLIANCE_LIGHTING_SCENARIO | [15 empty] | 0 |  |  | #N/A | [26 empty] | 0% | 0% |  | 0 | 0 | 0 | 0 | 0 | 0 | 0 | 0 | 0 | 0 | 0 | [44 empty] | 0
3233-SW-IND-Deemed Incentives SDG&E_COMPLIANCE_LIGHTING_SCENARIO | [15 empty] | 0 |  |  | #N/A | [26 empty] | 0% | 0% |  | 0 | 0 | 0 | 0 | 0 | 0 | 0 | 0 | 0 | 0 | 0 | [44 empty] | 0
3233-SW-IND-Deemed Incentives SDG&E_COMPLIANCE_LIGHTING_SCENARIO | [15 empty] | 0 |  |  | #N/A | [26 empty] | 0% | 0% |  | 0 | 0 | 0 | 0 | 0 | 0 | 0 | 0 | 0 | 0 | 0 | [44 empty] | 0
3233-SW-IND-Deemed Incentives SDG&E_COMPLIANCE_LIGHTING_SCENARIO | [15 empty] | 0 |  |  | #N/A | [26 empty] | 0% | 0% |  | 0 | 0 | 0 | 0 | 0 | 0 | 0 | 0 | 0 | 0 | 0 | [44 empty] | 0
3233-SW-IND-Deemed Incentives SDG&E_COMPLIANCE_LIGHTING_SCENARIO | [15 empty] | 0 |  |  | #N/A | [26 empty] | 0% | 0% |  | 0 | 0 | 0 | 0 | 0 | 0 | 0 | 0 | 0 | 0 | 0 | [44 empty] | 0
3233-SW-IND-Deemed Incentives SDG&E_COMPLIANCE_LIGHTING_SCENARIO | [15 empty] | 0 |  |  | #N/A | [26 empty] | 0% | 0% |  | 0 | 0 | 0 | 0 | 0 | 0 | 0 | 0 | 0 | 0 | 0 | [44 empty] | 0
3233-SW-IND-Deemed Incentives SDG&E_COMPLIANCE_LIGHTING_SCENARIO | [15 empty] | 0 |  |  | #N/A | [26 empty] | 0% | 0% |  | 0 | 0 | 0 | 0 | 0 | 0 | 0 | 0 | 0 | 0 | 0 | [44 empty] | 0
3233-SW-IND-Deemed Incentives SDG&E_COMPLIANCE_LIGHTING_SCENARIO | [15 empty] | 0 |  |  | #N/A | [26 empty] | 0% | 0% |  | 0 | 0 | 0 | 0 | 0 | 0 | 0 | 0 | 0 | 0 | 0 | [44 empty] | 0
3233-SW-IND-Deemed Incentives SDG&E_COMPLIANCE_LIGHTING_SCENARIO | [15 empty] | 0 |  |  | #N/A | [26 empty] | 0% | 0% |  | 0 | 0 | 0 | 0 | 0 | 0 | 0 | 0 | 0 | 0 | 0 | [44 empty] | 0
3233-SW-IND-Deemed Incentives SDG&E_COMPLIANCE_LIGHTING_SCENARIO | [15 empty] | 0 |  |  | #N/A | [26 empty] | 0% | 0% |  | 0 | 0 | 0 | 0 | 0 | 0 | 0 | 0 | 0 | 0 | 0 | [44 empty] | 0
3233-SW-IND-Deemed Incentives SDG&E_COMPLIANCE_LIGHTING_SCENARIO | [15 empty] | 0 |  |  | #N/A | [26 empty] | 0% | 0% |  | 0 | 0 | 0 | 0 | 0 | 0 | 0 | 0 | 0 | 0 | 0 | [44 empty] | 0
3233-SW-IND-Deemed Incentives SDG&E_COMPLIANCE_LIGHTING_SCENARIO | [15 empty] | 0 |  |  | #N/A | [26 empty] | 0% | 0% |  | 0 | 0 | 0 | 0 | 0 | 0 | 0 | 0 | 0 | 0 | 0 | [44 empty] | 0
3233-SW-IND-Deemed Incentives SDG&E_COMPLIANCE_LIGHTING_SCENARIO | [15 empty] | 0 |  |  | #N/A | [26 empty] | 0% | 0% |  | 0 | 0 | 0 | 0 | 0 | 0 | 0 | 0 | 0 | 0 | 0 | [44 empty] | 0
3233-SW-IND-Deemed Incentives SDG&E_COMPLIANCE_LIGHTING_SCENARIO | [15 empty] | 0 |  |  | #N/A | [26 empty] | 0% | 0% |  | 0 | 0 | 0 | 0 | 0 | 0 | 0 | 0 | 0 | 0 | 0 | [44 empty] | 0
3233-SW-IND-Deemed Incentives SDG&E_COMPLIANCE_LIGHTING_SCENARIO | [15 empty] | 0 |  |  | #N/A | [26 empty] | 0% | 0% |  | 0 | 0 | 0 | 0 | 0 | 0 | 0 | 0 | 0 | 0 | 0 | [44 empty] | 0
3233-SW-IND-Deemed Incentives SDG&E_COMPLIANCE_LIGHTING_SCENARIO | [15 empty] | 0 |  |  | #N/A | [26 empty] | 0% | 0% |  | 0 | 0 | 0 | 0 | 0 | 0 | 0 | 0 | 0 | 0 | 0 | [44 empty] | 0
3233-SW-IND-Deemed Incentives SDG&E_COMPLIANCE_LIGHTING_SCENARIO | [15 empty] | 0 |  |  | #N/A | [26 empty] | 0% | 0% |  | 0 | 0 | 0 | 0 | 0 | 0 | 0 | 0 | 0 | 0 | 0 | [44 empty] | 0
3233-SW-IND-Deemed Incentives SDG&E_COMPLIANCE_LIGHTING_SCENARIO | [15 empty] | 0 |  |  | #N/A | [26 empty] | 0% | 0% |  | 0 | 0 | 0 | 0 | 0 | 0 | 0 | 0 | 0 | 0 | 0 | [44 empty] | 0
3233-SW-IND-Deemed Incentives SDG&E_COMPLIANCE_LIGHTING_SCENARIO | [15 empty] | 0 |  |  | #N/A | [26 empty] | 0% | 0% |  | 0 | 0 | 0 | 0 | 0 | 0 | 0 | 0 | 0 | 0 | 0 | [44 empty] | 0
3233-SW-IND-Deemed Incentives SDG&E_COMPLIANCE_LIGHTING_SCENARIO | [15 empty] | 0 |  |  | #N/A | [26 empty] | 0% | 0% |  | 0 | 0 | 0 | 0 | 0 | 0 | 0 | 0 | 0 | 0 | 0 | [44 empty] | 0
3233-SW-IND-Deemed Incentives SDG&E_COMPLIANCE_LIGHTING_SCENARIO | [15 empty] | 0 |  |  | #N/A | [26 empty] | 0% | 0% |  | 0 | 0 | 0 | 0 | 0 | 0 | 0 | 0 | 0 | 0 | 0 | [44 empty] | 0
3233-SW-IND-Deemed Incentives SDG&E_COMPLIANCE_LIGHTING_SCENARIO | [15 empty] | 0 |  |  | #N/A | [26 empty] | 0% | 0% |  | 0 | 0 | 0 | 0 | 0 | 0 | 0 | 0 | 0 | 0 | 0 | [44 empty] | 0
3233-SW-IND-Deemed Incentives SDG&E_COMPLIANCE_LIGHTING_SCENARIO | [15 empty] | 0 |  |  | #N/A | [26 empty] | 0% | 0% |  | 0 | 0 | 0 | 0 | 0 | 0 | 0 | 0 | 0 | 0 | 0 | [44 empty] | 0
3233-SW-IND-Deemed Incentives SDG&E_COMPLIANCE_LIGHTING_SCENARIO | [15 empty] | 0 |  |  | #N/A | [26 empty] | 0% | 0% |  | 0 | 0 | 0 | 0 | 0 | 0 | 0 | 0 | 0 | 0 | 0 | [44 empty] | 0
3233-SW-IND-Deemed Incentives SDG&E_COMPLIANCE_LIGHTING_SCENARIO | [15 empty] | 0 |  |  | #N/A | [26 empty] | 0% | 0% |  | 0 | 0 | 0 | 0 | 0 | 0 | 0 | 0 | 0 | 0 | 0 | [44 empty] | 0
3233-SW-IND-Deemed Incentives SDG&E_COMPLIANCE_LIGHTING_SCENARIO | [15 empty] | 0 |  |  | #N/A | [26 empty] | 0% | 0% |  | 0 | 0 | 0 | 0 | 0 | 0 | 0 | 0 | 0 | 0 | 0 | [44 empty] | 0
3233-SW-IND-Deemed Incentives SDG&E_COMPLIANCE_LIGHTING_SCENARIO | [15 empty] | 0 |  |  | #N/A | [26 empty] | 0% | 0% |  | 0 | 0 | 0 | 0 | 0 | 0 | 0 | 0 | 0 | 0 | 0 | [44 empty] | 0
3233-SW-IND-Deemed Incentives SDG&E_COMPLIANCE_LIGHTING_SCENARIO | [15 empty] | 0 |  |  | #N/A | [26 empty] | 0% | 0% |  | 0 | 0 | 0 | 0 | 0 | 0 | 0 | 0 | 0 | 0 | 0 | [44 empty] | 0
3233-SW-IND-Deemed Incentives SDG&E_COMPLIANCE_LIGHTING_SCENARIO | [15 empty] | 0 |  |  | #N/A | [26 empty] | 0% | 0% |  | 0 | 0 | 0 | 0 | 0 | 0 | 0 | 0 | 0 | 0 | 0 | [44 empty] | 0
3233-SW-IND-Deemed Incentives SDG&E_COMPLIANCE_LIGHTING_SCENARIO | [15 empty] | 0 |  |  | #N/A | [26 empty] | 0% | 0% |  | 0 | 0 | 0 | 0 | 0 | 0 | 0 | 0 | 0 | 0 | 0 | [44 empty] | 0
3233-SW-IND-Deemed Incentives SDG&E_COMPLIANCE_LIGHTING_SCENARIO | [15 empty] | 0 |  |  | #N/A | [26 empty] | 0% | 0% |  | 0 | 0 | 0 | 0 | 0 | 0 | 0 | 0 | 0 | 0 | 0 | [44 empty] | 0
3233-SW-IND-Deemed Incentives SDG&E_COMPLIANCE_LIGHTING_SCENARIO | [15 empty] | 0 |  |  | #N/A | [26 empty] | 0% | 0% |  | 0 | 0 | 0 | 0 | 0 | 0 | 0 | 0 | 0 | 0 | 0 | [44 empty] | 0
3233-SW-IND-Deemed Incentives SDG&E_COMPLIANCE_LIGHTING_SCENARIO | [15 empty] | 0 |  |  | #N/A | [26 empty] | 0% | 0% |  | 0 | 0 | 0 | 0 | 0 | 0 | 0 | 0 | 0 | 0 | 0 | [44 empty] | 0
3233-SW-IND-Deemed Incentives SDG&E_COMPLIANCE_LIGHTING_SCENARIO | [15 empty] | 0 |  |  | #N/A | [26 empty] | 0% | 0% |  | 0 | 0 | 0 | 0 | 0 | 0 | 0 | 0 | 0 | 0 | 0 | [44 empty] | 0
3233-SW-IND-Deemed Incentives SDG&E_COMPLIANCE_LIGHTING_SCENARIO | [15 empty] | 0 |  |  | #N/A | [26 empty] | 0% | 0% |  | 0 | 0 | 0 | 0 | 0 | 0 | 0 | 0 | 0 | 0 | 0 | [44 empty] | 0
3233-SW-IND-Deemed Incentives SDG&E_COMPLIANCE_LIGHTING_SCENARIO | [15 empty] | 0 |  |  | #N/A | [26 empty] | 0% | 0% |  | 0 | 0 | 0 | 0 | 0 | 0 | 0 | 0 | 0 | 0 | 0 | [44 empty] | 0
3233-SW-IND-Deemed Incentives SDG&E_COMPLIANCE_LIGHTING_SCENARIO | [15 empty] | 0 |  |  | #N/A | [26 empty] | 0% | 0% |  | 0 | 0 | 0 | 0 | 0 | 0 | 0 | 0 | 0 | 0 | 0 | [44 empty] | 0
3233-SW-IND-Deemed Incentives SDG&E_COMPLIANCE_LIGHTING_SCENARIO | [15 empty] | 0 |  |  | #N/A | [26 empty] | 0% | 0% |  | 0 | 0 | 0 | 0 | 0 | 0 | 0 | 0 | 0 | 0 | 0 | [44 empty] | 0
3233-SW-IND-Deemed Incentives SDG&E_COMPLIANCE_LIGHTING_SCENARIO | [15 empty] | 0 |  |  | #N/A | [26 empty] | 0% | 0% |  | 0 | 0 | 0 | 0 | 0 | 0 | 0 | 0 | 0 | 0 | 0 | [44 empty] | 0
3233-SW-IND-Deemed Incentives SDG&E_COMPLIANCE_LIGHTING_SCENARIO | [15 empty] | 0 |  |  | #N/A | [26 empty] | 0% | 0% |  | 0 | 0 | 0 | 0 | 0 | 0 | 0 | 0 | 0 | 0 | 0 | [44 empty] | 0
3233-SW-IND-Deemed Incentives SDG&E_COMPLIANCE_LIGHTING_SCENARIO | [15 empty] | 0 |  |  | #N/A | [26 empty] | 0% | 0% |  | 0 | 0 | 0 | 0 | 0 | 0 | 0 | 0 | 0 | 0 | 0 | [44 empty] | 0
3233-SW-IND-Deemed Incentives SDG&E_COMPLIANCE_LIGHTING_SCENARIO | [15 empty] | 0 |  |  | #N/A | [26 empty] | 0% | 0% |  | 0 | 0 | 0 | 0 | 0 | 0 | 0 | 0 | 0 | 0 | 0 | [44 empty] | 0
3233-SW-IND-Deemed Incentives SDG&E_COMPLIANCE_LIGHTING_SCENARIO | [15 empty] | 0 |  |  | #N/A | [26 empty] | 0% | 0% |  | 0 | 0 | 0 | 0 | 0 | 0 | 0 | 0 | 0 | 0 | 0 | [44 empty] | 0
3233-SW-IND-Deemed Incentives SDG&E_COMPLIANCE_LIGHTING_SCENARIO | [15 empty] | 0 |  |  | #N/A | [26 empty] | 0% | 0% |  | 0 | 0 | 0 | 0 | 0 | 0 | 0 | 0 | 0 | 0 | 0 | [44 empty] | 0
3233-SW-IND-Deemed Incentives SDG&E_COMPLIANCE_LIGHTING_SCENARIO | [15 empty] | 0 |  |  | #N/A | [26 empty] | 0% | 0% |  | 0 | 0 | 0 | 0 | 0 | 0 | 0 | 0 | 0 | 0 | 0 | [44 empty] | 0
3233-SW-IND-Deemed Incentives SDG&E_COMPLIANCE_LIGHTING_SCENARIO | [15 empty] | 0 |  |  | #N/A | [26 empty] | 0% | 0% |  | 0 | 0 | 0 | 0 | 0 | 0 | 0 | 0 | 0 | 0 | 0 | [44 empty] | 0
3233-SW-IND-Deemed Incentives SDG&E_COMPLIANCE_LIGHTING_SCENARIO | [15 empty] | 0 |  |  | #N/A | [26 empty] | 0% | 0% |  | 0 | 0 | 0 | 0 | 0 | 0 | 0 | 0 | 0 | 0 | 0 | [44 empty] | 0
3233-SW-IND-Deemed Incentives SDG&E_COMPLIANCE_LIGHTING_SCENARIO | [15 empty] | 0 |  |  | #N/A | [26 empty] | 0% | 0% |  | 0 | 0 | 0 | 0 | 0 | 0 | 0 | 0 | 0 | 0 | 0 | [44 empty] | 0
3233-SW-IND-Deemed Incentives SDG&E_COMPLIANCE_LIGHTING_SCENARIO | [15 empty] | 0 |  |  | #N/A | [26 empty] | 0% | 0% |  | 0 | 0 | 0 | 0 | 0 | 0 | 0 | 0 | 0 | 0 | 0 | [44 empty] | 0
3233-SW-IND-Deemed Incentives SDG&E_COMPLIANCE_LIGHTING_SCENARIO | [15 empty] | 0 |  |  | #N/A | [26 empty] | 0% | 0% |  | 0 | 0 | 0 | 0 | 0 | 0 | 0 | 0 | 0 | 0 | 0 | [44 empty] | 0
3233-SW-IND-Deemed Incentives SDG&E_COMPLIANCE_LIGHTING_SCENARIO | [15 empty] | 0 |  |  | #N/A | [26 empty] | 0% | 0% |  | 0 | 0 | 0 | 0 | 0 | 0 | 0 | 0 | 0 | 0 | 0 | [44 empty] | 0
3233-SW-IND-Deemed Incentives SDG&E_COMPLIANCE_LIGHTING_SCENARIO | [15 empty] | 0 |  |  | #N/A | [26 empty] | 0% | 0% |  | 0 | 0 | 0 | 0 | 0 | 0 | 0 | 0 | 0 | 0 | 0 | [44 empty] | 0
3233-SW-IND-Deemed Incentives SDG&E_COMPLIANCE_LIGHTING_SCENARIO | [15 empty] | 0 |  |  | #N/A | [26 empty] | 0% | 0% |  | 0 | 0 | 0 | 0 | 0 | 0 | 0 | 0 | 0 | 0 | 0 | [44 empty] | 0
3233-SW-IND-Deemed Incentives SDG&E_COMPLIANCE_LIGHTING_SCENARIO | [15 empty] | 0 |  |  | #N/A | [26 empty] | 0% | 0% |  | 0 | 0 | 0 | 0 | 0 | 0 | 0 | 0 | 0 | 0 | 0 | [44 empty] | 0
3233-SW-IND-Deemed Incentives SDG&E_COMPLIANCE_LIGHTING_SCENARIO | [15 empty] | 0 |  |  | #N/A | [26 empty] | 0% | 0% |  | 0 | 0 | 0 | 0 | 0 | 0 | 0 | 0 | 0 | 0 | 0 | [44 empty] | 0
3233-SW-IND-Deemed Incentives SDG&E_COMPLIANCE_LIGHTING_SCENARIO | [15 empty] | 0 |  |  | #N/A | [26 empty] | 0% | 0% |  | 0 | 0 | 0 | 0 | 0 | 0 | 0 | 0 | 0 | 0 | 0 | [44 empty] | 0
3233-SW-IND-Deemed Incentives SDG&E_COMPLIANCE_LIGHTING_SCENARIO | [15 empty] | 0 |  |  | #N/A | [26 empty] | 0% | 0% |  | 0 | 0 | 0 | 0 | 0 | 0 | 0 | 0 | 0 | 0 | 0 | [44 empty] | 0
3233-SW-IND-Deemed Incentives SDG&E_COMPLIANCE_LIGHTING_SCENARIO | [15 empty] | 0 |  |  | #N/A | [26 empty] | 0% | 0% |  | 0 | 0 | 0 | 0 | 0 | 0 | 0 | 0 | 0 | 0 | 0 | [44 empty] | 0
3233-SW-IND-Deemed Incentives SDG&E_COMPLIANCE_LIGHTING_SCENARIO | [15 empty] | 0 |  |  | #N/A | [26 empty] | 0% | 0% |  | 0 | 0 | 0 | 0 | 0 | 0 | 0 | 0 | 0 | 0 | 0 | [44 empty] | 0
3233-SW-IND-Deemed Incentives SDG&E_COMPLIANCE_LIGHTING_SCENARIO | [15 empty] | 0 |  |  | #N/A | [26 empty] | 0% | 0% |  | 0 | 0 | 0 | 0 | 0 | 0 | 0 | 0 | 0 | 0 | 0 | [44 empty] | 0
3233-SW-IND-Deemed Incentives SDG&E_COMPLIANCE_LIGHTING_SCENARIO | [15 empty] | 0 |  |  | #N/A | [26 empty] | 0% | 0% |  | 0 | 0 | 0 | 0 | 0 | 0 | 0 | 0 | 0 | 0 | 0 | [44 empty] | 0
3233-SW-IND-Deemed Incentives SDG&E_COMPLIANCE_LIGHTING_SCENARIO | [15 empty] | 0 |  |  | #N/A | [26 empty] | 0% | 0% |  | 0 | 0 | 0 | 0 | 0 | 0 | 0 | 0 | 0 | 0 | 0 | [44 empty] | 0
3233-SW-IND-Deemed Incentives SDG&E_COMPLIANCE_LIGHTING_SCENARIO | [15 empty] | 0 |  |  | #N/A | [26 empty] | 0% | 0% |  | 0 | 0 | 0 | 0 | 0 | 0 | 0 | 0 | 0 | 0 | 0 | [44 empty] | 0
3233-SW-IND-Deemed Incentives SDG&E_COMPLIANCE_LIGHTING_SCENARIO | [15 empty] | 0 |  |  | #N/A | [26 empty] | 0% | 0% |  | 0 | 0 | 0 | 0 | 0 | 0 | 0 | 0 | 0 | 0 | 0 | [44 empty] | 0
3233-SW-IND-Deemed Incentives SDG&E_COMPLIANCE_LIGHTING_SCENARIO | [15 empty] | 0 |  |  | #N/A | [26 empty] | 0% | 0% |  | 0 | 0 | 0 | 0 | 0 | 0 | 0 | 0 | 0 | 0 | 0 | [44 empty] | 0
3233-SW-IND-Deemed Incentives SDG&E_COMPLIANCE_LIGHTING_SCENARIO | [15 empty] | 0 |  |  | #N/A | [26 empty] | 0% | 0% |  | 0 | 0 | 0 | 0 | 0 | 0 | 0 | 0 | 0 | 0 | 0 | [44 empty] | 0
3233-SW-IND-Deemed Incentives SDG&E_COMPLIANCE_LIGHTING_SCENARIO | [15 empty] | 0 |  |  | #N/A | [26 empty] | 0% | 0% |  | 0 | 0 | 0 | 0 | 0 | 0 | 0 | 0 | 0 | 0 | 0 | [44 empty] | 0
3233-SW-IND-Deemed Incentives SDG&E_COMPLIANCE_LIGHTING_SCENARIO | [15 empty] | 0 |  |  | #N/A | [26 empty] | 0% | 0% |  | 0 | 0 | 0 | 0 | 0 | 0 | 0 | 0 | 0 | 0 | 0 | [44 empty] | 0
3233-SW-IND-Deemed Incentives SDG&E_COMPLIANCE_LIGHTING_SCENARIO | [15 empty] | 0 |  |  | #N/A | [26 empty] | 0% | 0% |  | 0 | 0 | 0 | 0 | 0 | 0 | 0 | 0 | 0 | 0 | 0 | [44 empty] | 0
3233-SW-IND-Deemed Incentives SDG&E_COMPLIANCE_LIGHTING_SCENARIO | [15 empty] | 0 |  |  | #N/A | [26 empty] | 0% | 0% |  | 0 | 0 | 0 | 0 | 0 | 0 | 0 | 0 | 0 | 0 | 0 | [44 empty] | 0
3233-SW-IND-Deemed Incentives SDG&E_COMPLIANCE_LIGHTING_SCENARIO | [15 empty] | 0 |  |  | #N/A | [26 empty] | 0% | 0% |  | 0 | 0 | 0 | 0 | 0 | 0 | 0 | 0 | 0 | 0 | 0 | [44 empty] | 0
3233-SW-IND-Deemed Incentives SDG&E_COMPLIANCE_LIGHTING_SCENARIO | [15 empty] | 0 |  |  | #N/A | [26 empty] | 0% | 0% |  | 0 | 0 | 0 | 0 | 0 | 0 | 0 | 0 | 0 | 0 | 0 | [44 empty] | 0
3233-SW-IND-Deemed Incentives SDG&E_COMPLIANCE_LIGHTING_SCENARIO | [15 empty] | 0 |  |  | #N/A | [26 empty] | 0% | 0% |  | 0 | 0 | 0 | 0 | 0 | 0 | 0 | 0 | 0 | 0 | 0 | [44 empty] | 0
3233-SW-IND-Deemed Incentives SDG&E_COMPLIANCE_LIGHTING_SCENARIO | [15 empty] | 0 |  |  | #N/A | [26 empty] | 0% | 0% |  | 0 | 0 | 0 | 0 | 0 | 0 | 0 | 0 | 0 | 0 | 0 | [44 empty] | 0
3233-SW-IND-Deemed Incentives SDG&E_COMPLIANCE_LIGHTING_SCENARIO | [15 empty] | 0 |  |  | #N/A | [26 empty] | 0% | 0% |  | 0 | 0 | 0 | 0 | 0 | 0 | 0 | 0 | 0 | 0 | 0 | [44 empty] | 0
3233-SW-IND-Deemed Incentives SDG&E_COMPLIANCE_LIGHTING_SCENARIO | [15 empty] | 0 |  |  | #N/A | [26 empty] | 0% | 0% |  | 0 | 0 | 0 | 0 | 0 | 0 | 0 | 0 | 0 | 0 | 0 | [44 empty] | 0
3233-SW-IND-Deemed Incentives SDG&E_COMPLIANCE_LIGHTING_SCENARIO | [15 empty] | 0 |  |  | #N/A | [26 empty] | 0% | 0% |  | 0 | 0 | 0 | 0 | 0 | 0 | 0 | 0 | 0 | 0 | 0 | [44 empty] | 0
3233-SW-IND-Deemed Incentives SDG&E_COMPLIANCE_LIGHTING_SCENARIO | [15 empty] | 0 |  |  | #N/A | [26 empty] | 0% | 0% |  | 0 | 0 | 0 | 0 | 0 | 0 | 0 | 0 | 0 | 0 | 0 | [44 empty] | 0
3233-SW-IND-Deemed Incentives SDG&E_COMPLIANCE_LIGHTING_SCENARIO | [15 empty] | 0 |  |  | #N/A | [26 empty] | 0% | 0% |  | 0 | 0 | 0 | 0 | 0 | 0 | 0 | 0 | 0 | 0 | 0 | [44 empty] | 0
3233-SW-IND-Deemed Incentives SDG&E_COMPLIANCE_LIGHTING_SCENARIO | [15 empty] | 0 |  |  | #N/A | [26 empty] | 0% | 0% |  | 0 | 0 | 0 | 0 | 0 | 0 | 0 | 0 | 0 | 0 | 0 | [44 empty] | 0
3233-SW-IND-Deemed Incentives SDG&E_COMPLIANCE_LIGHTING_SCENARIO | [15 empty] | 0 |  |  | #N/A | [26 empty] | 0% | 0% |  | 0 | 0 | 0 | 0 | 0 | 0 | 0 | 0 | 0 | 0 | 0 | [44 empty] | 0
3233-SW-IND-Deemed Incentives SDG&E_COMPLIANCE_LIGHTING_SCENARIO | [15 empty] | 0 |  |  | #N/A | [26 empty] | 0% | 0% |  | 0 | 0 | 0 | 0 | 0 | 0 | 0 | 0 | 0 | 0 | 0 | [44 empty] | 0
3233-SW-IND-Deemed Incentives SDG&E_COMPLIANCE_LIGHTING_SCENARIO | [15 empty] | 0 |  |  | #N/A | [26 empty] | 0% | 0% |  | 0 | 0 | 0 | 0 | 0 | 0 | 0 | 0 | 0 | 0 | 0 | [44 empty] | 0
3233-SW-IND-Deemed Incentives SDG&E_COMPLIANCE_LIGHTING_SCENARIO | [15 empty] | 0 |  |  | #N/A | [26 empty] | 0% | 0% |  | 0 | 0 | 0 | 0 | 0 | 0 | 0 | 0 | 0 | 0 | 0 | [44 empty] | 0
3233-SW-IND-Deemed Incentives SDG&E_COMPLIANCE_LIGHTING_SCENARIO | [15 empty] | 0 |  |  | #N/A | [26 empty] | 0% | 0% |  | 0 | 0 | 0 | 0 | 0 | 0 | 0 | 0 | 0 | 0 | 0 | [44 empty] | 0
3233-SW-IND-Deemed Incentives SDG&E_COMPLIANCE_LIGHTING_SCENARIO | [15 empty] | 0 |  |  | #N/A | [26 empty] | 0% | 0% |  | 0 | 0 | 0 | 0 | 0 | 0 | 0 | 0 | 0 | 0 | 0 | [44 empty] | 0
3233-SW-IND-Deemed Incentives SDG&E_COMPLIANCE_LIGHTING_SCENARIO | [15 empty] | 0 |  |  | #N/A | [26 empty] | 0% | 0% |  | 0 | 0 | 0 | 0 | 0 | 0 | 0 | 0 | 0 | 0 | 0 | [44 empty] | 0
3233-SW-IND-Deemed Incentives SDG&E_COMPLIANCE_LIGHTING_SCENARIO | [15 empty] | 0 |  |  | #N/A | [26 empty] | 0% | 0% |  | 0 | 0 | 0 | 0 | 0 | 0 | 0 | 0 | 0 | 0 | 0 | [44 empty] | 0
3233-SW-IND-Deemed Incentives SDG&E_COMPLIANCE_LIGHTING_SCENARIO | [15 empty] | 0 |  |  | #N/A | [26 empty] | 0% | 0% |  | 0 | 0 | 0 | 0 | 0 | 0 | 0 | 0 | 0 | 0 | 0 | [44 empty] | 0
3233-SW-IND-Deemed Incentives SDG&E_COMPLIANCE_LIGHTING_SCENARIO | [15 empty] | 0 |  |  | #N/A | [26 empty] | 0% | 0% |  | 0 | 0 | 0 | 0 | 0 | 0 | 0 | 0 | 0 | 0 | 0 | [44 empty] | 0
3233-SW-IND-Deemed Incentives SDG&E_COMPLIANCE_LIGHTING_SCENARIO | [15 empty] | 0 |  |  | #N/A | [26 empty] | 0% | 0% |  | 0 | 0 | 0 | 0 | 0 | 0 | 0 | 0 | 0 | 0 | 0 | [44 empty] | 0
3233-SW-IND-Deemed Incentives SDG&E_COMPLIANCE_LIGHTING_SCENARIO | [15 empty] | 0 |  |  | #N/A | [26 empty] | 0% | 0% |  | 0 | 0 | 0 | 0 | 0 | 0 | 0 | 0 | 0 | 0 | 0 | [44 empty] | 0
3233-SW-IND-Deemed Incentives SDG&E_COMPLIANCE_LIGHTING_SCENARIO | [15 empty] | 0 |  |  | #N/A | [26 empty] | 0% | 0% |  | 0 | 0 | 0 | 0 | 0 | 0 | 0 | 0 | 0 | 0 | 0 | [44 empty] | 0
3233-SW-IND-Deemed Incentives SDG&E_COMPLIANCE_LIGHTING_SCENARIO | [15 empty] | 0 |  |  | #N/A | [26 empty] | 0% | 0% |  | 0 | 0 | 0 | 0 | 0 | 0 | 0 | 0 | 0 | 0 | 0 | [44 empty] | 0
3233-SW-IND-Deemed Incentives SDG&E_COMPLIANCE_LIGHTING_SCENARIO | [15 empty] | 0 |  |  | #N/A | [26 empty] | 0% | 0% |  | 0 | 0 | 0 | 0 | 0 | 0 | 0 | 0 | 0 | 0 | 0 | [44 empty] | 0
3233-SW-IND-Deemed Incentives SDG&E_COMPLIANCE_LIGHTING_SCENARIO | [15 empty] | 0 |  |  | #N/A | [26 empty] | 0% | 0% |  | 0 | 0 | 0 | 0 | 0 | 0 | 0 | 0 | 0 | 0 | 0 | [44 empty] | 0
3233-SW-IND-Deemed Incentives SDG&E_COMPLIANCE_LIGHTING_SCENARIO | [15 empty] | 0 |  |  | #N/A | [26 empty] | 0% | 0% |  | 0 | 0 | 0 | 0 | 0 | 0 | 0 | 0 | 0 | 0 | 0 | [44 empty] | 0
3233-SW-IND-Deemed Incentives SDG&E_COMPLIANCE_LIGHTING_SCENARIO | [15 empty] | 0 |  |  | #N/A | [26 empty] | 0% | 0% |  | 0 | 0 | 0 | 0 | 0 | 0 | 0 | 0 | 0 | 0 | 0 | [44 empty] | 0
3233-SW-IND-Deemed Incentives SDG&E_COMPLIANCE_LIGHTING_SCENARIO | [15 empty] | 0 |  |  | #N/A | [26 empty] | 0% | 0% |  | 0 | 0 | 0 | 0 | 0 | 0 | 0 | 0 | 0 | 0 | 0 | [44 empty] | 0
3233-SW-IND-Deemed Incentives SDG&E_COMPLIANCE_LIGHTING_SCENARIO | [15 empty] | 0 |  |  | #N/A | [26 empty] | 0% | 0% |  | 0 | 0 | 0 | 0 | 0 | 0 | 0 | 0 | 0 | 0 | 0 | [44 empty] | 0
3233-SW-IND-Deemed Incentives SDG&E_COMPLIANCE_LIGHTING_SCENARIO | [15 empty] | 0 |  |  | #N/A | [26 empty] | 0% | 0% |  | 0 | 0 | 0 | 0 | 0 | 0 | 0 | 0 | 0 | 0 | 0 | [44 empty] | 0
3233-SW-IND-Deemed Incentives SDG&E_COMPLIANCE_LIGHTING_SCENARIO | [15 empty] | 0 |  |  | #N/A | [26 empty] | 0% | 0% |  | 0 | 0 | 0 | 0 | 0 | 0 | 0 | 0 | 0 | 0 | 0 | [44 empty] | 0
3233-SW-IND-Deemed Incentives SDG&E_COMPLIANCE_LIGHTING_SCENARIO | [15 empty] | 0 |  |  | #N/A | [26 empty] | 0% | 0% |  | 0 | 0 | 0 | 0 | 0 | 0 | 0 | 0 | 0 | 0 | 0 | [44 empty] | 0
3233-SW-IND-Deemed Incentives SDG&E_COMPLIANCE_LIGHTING_SCENARIO | [15 empty] | 0 |  |  | #N/A | [26 empty] | 0% | 0% |  | 0 | 0 | 0 | 0 | 0 | 0 | 0 | 0 | 0 | 0 | 0 | [44 empty] | 0
3233-SW-IND-Deemed Incentives SDG&E_COMPLIANCE_LIGHTING_SCENARIO | [15 empty] | 0 |  |  | #N/A | [26 empty] | 0% | 0% |  | 0 | 0 | 0 | 0 | 0 | 0 | 0 | 0 | 0 | 0 | 0 | [44 empty] | 0
3233-SW-IND-Deemed Incentives SDG&E_COMPLIANCE_LIGHTING_SCENARIO | [15 empty] | 0 |  |  | #N/A | [26 empty] | 0% | 0% |  | 0 | 0 | 0 | 0 | 0 | 0 | 0 | 0 | 0 | 0 | 0 | [44 empty] | 0
3233-SW-IND-Deemed Incentives SDG&E_COMPLIANCE_LIGHTING_SCENARIO | [15 empty] | 0 |  |  | #N/A | [26 empty] | 0% | 0% |  | 0 | 0 | 0 | 0 | 0 | 0 | 0 | 0 | 0 | 0 | 0 | [44 empty] | 0
3233-SW-IND-Deemed Incentives SDG&E_COMPLIANCE_LIGHTING_SCENARIO | [15 empty] | 0 |  |  | #N/A | [26 empty] | 0% | 0% |  | 0 | 0 | 0 | 0 | 0 | 0 | 0 | 0 | 0 | 0 | 0 | [44 empty] | 0
3233-SW-IND-Deemed Incentives SDG&E_COMPLIANCE_LIGHTING_SCENARIO | [15 empty] | 0 |  |  | #N/A | [26 empty] | 0% | 0% |  | 0 | 0 | 0 | 0 | 0 | 0 | 0 | 0 | 0 | 0 | 0 | [44 empty] | 0
3233-SW-IND-Deemed Incentives SDG&E_COMPLIANCE_LIGHTING_SCENARIO | [15 empty] | 0 |  |  | #N/A | [26 empty] | 0% | 0% |  | 0 | 0 | 0 | 0 | 0 | 0 | 0 | 0 | 0 | 0 | 0 | [44 empty] | 0
3233-SW-IND-Deemed Incentives SDG&E_COMPLIANCE_LIGHTING_SCENARIO | [15 empty] | 0 |  |  | #N/A | [26 empty] | 0% | 0% |  | 0 | 0 | 0 | 0 | 0 | 0 | 0 | 0 | 0 | 0 | 0 | [44 empty] | 0
3233-SW-IND-Deemed Incentives SDG&E_COMPLIANCE_LIGHTING_SCENARIO | [15 empty] | 0 |  |  | #N/A | [26 empty] | 0% | 0% |  | 0 | 0 | 0 | 0 | 0 | 0 | 0 | 0 | 0 | 0 | 0 | [44 empty] | 0
3233-SW-IND-Deemed Incentives SDG&E_COMPLIANCE_LIGHTING_SCENARIO | [15 empty] | 0 |  |  | #N/A | [26 empty] | 0% | 0% |  | 0 | 0 | 0 | 0 | 0 | 0 | 0 | 0 | 0 | 0 | 0 | [44 empty] | 0
3233-SW-IND-Deemed Incentives SDG&E_COMPLIANCE_LIGHTING_SCENARIO | [15 empty] | 0 |  |  | #N/A | [26 empty] | 0% | 0% |  | 0 | 0 | 0 | 0 | 0 | 0 | 0 | 0 | 0 | 0 | 0 | [44 empty] | 0
3233-SW-IND-Deemed Incentives SDG&E_COMPLIANCE_LIGHTING_SCENARIO | [15 empty] | 0 |  |  | #N/A | [26 empty] | 0% | 0% |  | 0 | 0 | 0 | 0 | 0 | 0 | 0 | 0 | 0 | 0 | 0 | [44 empty] | 0
3233-SW-IND-Deemed Incentives SDG&E_COMPLIANCE_LIGHTING_SCENARIO | [15 empty] | 0 |  |  | #N/A | [26 empty] | 0% | 0% |  | 0 | 0 | 0 | 0 | 0 | 0 | 0 | 0 | 0 | 0 | 0 | [44 empty] | 0
3233-SW-IND-Deemed Incentives SDG&E_COMPLIANCE_LIGHTING_SCENARIO | [15 empty] | 0 |  |  | #N/A | [26 empty] | 0% | 0% |  | 0 | 0 | 0 | 0 | 0 | 0 | 0 | 0 | 0 | 0 | 0 | [44 empty] | 0
3233-SW-IND-Deemed Incentives SDG&E_COMPLIANCE_LIGHTING_SCENARIO | [15 empty] | 0 |  |  | #N/A | [26 empty] | 0% | 0% |  | 0 | 0 | 0 | 0 | 0 | 0 | 0 | 0 | 0 | 0 | 0 | [44 empty] | 0
3233-SW-IND-Deemed Incentives SDG&E_COMPLIANCE_LIGHTING_SCENARIO | [15 empty] | 0 |  |  | #N/A | [26 empty] | 0% | 0% |  | 0 | 0 | 0 | 0 | 0 | 0 | 0 | 0 | 0 | 0 | 0 | [44 empty] | 0
3233-SW-IND-Deemed Incentives SDG&E_COMPLIANCE_LIGHTING_SCENARIO | [15 empty] | 0 |  |  | #N/A | [26 empty] | 0% | 0% |  | 0 | 0 | 0 | 0 | 0 | 0 | 0 | 0 | 0 | 0 | 0 | [44 empty] | 0
3233-SW-IND-Deemed Incentives SDG&E_COMPLIANCE_LIGHTING_SCENARIO | [15 empty] | 0 |  |  | #N/A | [26 empty] | 0% | 0% |  | 0 | 0 | 0 | 0 | 0 | 0 | 0 | 0 | 0 | 0 | 0 | [44 empty] | 0
3233-SW-IND-Deemed Incentives SDG&E_COMPLIANCE_LIGHTING_SCENARIO | [15 empty] | 0 |  |  | #N/A | [26 empty] | 0% | 0% |  | 0 | 0 | 0 | 0 | 0 | 0 | 0 | 0 | 0 | 0 | 0 | [44 empty] | 0
3233-SW-IND-Deemed Incentives SDG&E_COMPLIANCE_LIGHTING_SCENARIO | [15 empty] | 0 |  |  | #N/A | [26 empty] | 0% | 0% |  | 0 | 0 | 0 | 0 | 0 | 0 | 0 | 0 | 0 | 0 | 0 | [44 empty] | 0
3233-SW-IND-Deemed Incentives SDG&E_COMPLIANCE_LIGHTING_SCENARIO | [15 empty] | 0 |  |  | #N/A | [26 empty] | 0% | 0% |  | 0 | 0 | 0 | 0 | 0 | 0 | 0 | 0 | 0 | 0 | 0 | [44 empty] | 0
3233-SW-IND-Deemed Incentives SDG&E_COMPLIANCE_LIGHTING_SCENARIO | [15 empty] | 0 |  |  | #N/A | [26 empty] | 0% | 0% |  | 0 | 0 | 0 | 0 | 0 | 0 | 0 | 0 | 0 | 0 | 0 | [44 empty] | 0
3233-SW-IND-Deemed Incentives SDG&E_COMPLIANCE_LIGHTING_SCENARIO | [15 empty] | 0 |  |  | #N/A | [26 empty] | 0% | 0% |  | 0 | 0 | 0 | 0 | 0 | 0 | 0 | 0 | 0 | 0 | 0 | [44 empty] | 0
3233-SW-IND-Deemed Incentives SDG&E_COMPLIANCE_LIGHTING_SCENARIO | [15 empty] | 0 |  |  | #N/A | [26 empty] | 0% | 0% |  | 0 | 0 | 0 | 0 | 0 | 0 | 0 | 0 | 0 | 0 | 0 | [44 empty] | 0
3233-SW-IND-Deemed Incentives SDG&E_COMPLIANCE_LIGHTING_SCENARIO | [15 empty] | 0 |  |  | #N/A | [26 empty] | 0% | 0% |  | 0 | 0 | 0 | 0 | 0 | 0 | 0 | 0 | 0 | 0 | 0 | [44 empty] | 0
3233-SW-IND-Deemed Incentives SDG&E_COMPLIANCE_LIGHTING_SCENARIO | [15 empty] | 0 |  |  | #N/A | [26 empty] | 0% | 0% |  | 0 | 0 | 0 | 0 | 0 | 0 | 0 | 0 | 0 | 0 | 0 | [44 empty] | 0
3233-SW-IND-Deemed Incentives SDG&E_COMPLIANCE_LIGHTING_SCENARIO | [15 empty] | 0 |  |  | #N/A | [26 empty] | 0% | 0% |  | 0 | 0 | 0 | 0 | 0 | 0 | 0 | 0 | 0 | 0 | 0 | [44 empty] | 0
3233-SW-IND-Deemed Incentives SDG&E_COMPLIANCE_LIGHTING_SCENARIO | [15 empty] | 0 |  |  | #N/A | [26 empty] | 0% | 0% |  | 0 | 0 | 0 | 0 | 0 | 0 | 0 | 0 | 0 | 0 | 0 | [44 empty] | 0
3233-SW-IND-Deemed Incentives SDG&E_COMPLIANCE_LIGHTING_SCENARIO | [15 empty] | 0 |  |  | #N/A | [26 empty] | 0% | 0% |  | 0 | 0 | 0 | 0 | 0 | 0 | 0 | 0 | 0 | 0 | 0 | [44 empty] | 0
3233-SW-IND-Deemed Incentives SDG&E_COMPLIANCE_LIGHTING_SCENARIO | [15 empty] | 0 |  |  | #N/A | [26 empty] | 0% | 0% |  | 0 | 0 | 0 | 0 | 0 | 0 | 0 | 0 | 0 | 0 | 0 | [44 empty] | 0
3233-SW-IND-Deemed Incentives SDG&E_COMPLIANCE_LIGHTING_SCENARIO | [15 empty] | 0 |  |  | #N/A | [26 empty] | 0% | 0% |  | 0 | 0 | 0 | 0 | 0 | 0 | 0 | 0 | 0 | 0 | 0 | [44 empty] | 0
3233-SW-IND-Deemed Incentives SDG&E_COMPLIANCE_LIGHTING_SCENARIO | [15 empty] | 0 |  |  | #N/A | [26 empty] | 0% | 0% |  | 0 | 0 | 0 | 0 | 0 | 0 | 0 | 0 | 0 | 0 | 0 | [44 empty] | 0
3233-SW-IND-Deemed Incentives SDG&E_COMPLIANCE_LIGHTING_SCENARIO | [15 empty] | 0 |  |  | #N/A | [26 empty] | 0% | 0% |  | 0 | 0 | 0 | 0 | 0 | 0 | 0 | 0 | 0 | 0 | 0 | [44 empty] | 0
3233-SW-IND-Deemed Incentives SDG&E_COMPLIANCE_LIGHTING_SCENARIO | [15 empty] | 0 |  |  | #N/A | [26 empty] | 0% | 0% |  | 0 | 0 | 0 | 0 | 0 | 0 | 0 | 0 | 0 | 0 | 0 | [44 empty] | 0
3233-SW-IND-Deemed Incentives SDG&E_COMPLIANCE_LIGHTING_SCENARIO | [15 empty] | 0 |  |  | #N/A | [26 empty] | 0% | 0% |  | 0 | 0 | 0 | 0 | 0 | 0 | 0 | 0 | 0 | 0 | 0 | [44 empty] | 0
3233-SW-IND-Deemed Incentives SDG&E_COMPLIANCE_LIGHTING_SCENARIO | [15 empty] | 0 |  |  | #N/A | [26 empty] | 0% | 0% |  | 0 | 0 | 0 | 0 | 0 | 0 | 0 | 0 | 0 | 0 | 0 | [44 empty] | 0
3233-SW-IND-Deemed Incentives SDG&E_COMPLIANCE_LIGHTING_SCENARIO | [15 empty] | 0 |  |  | #N/A | [26 empty] | 0% | 0% |  | 0 | 0 | 0 | 0 | 0 | 0 | 0 | 0 | 0 | 0 | 0 | [44 empty] | 0
3233-SW-IND-Deemed Incentives SDG&E_COMPLIANCE_LIGHTING_SCENARIO | [15 empty] | 0 |  |  | #N/A | [26 empty] | 0% | 0% |  | 0 | 0 | 0 | 0 | 0 | 0 | 0 | 0 | 0 | 0 | 0 | [44 empty] | 0
3233-SW-IND-Deemed Incentives SDG&E_COMPLIANCE_LIGHTING_SCENARIO | [15 empty] | 0 |  |  | #N/A | [26 empty] | 0% | 0% |  | 0 | 0 | 0 | 0 | 0 | 0 | 0 | 0 | 0 | 0 | 0 | [44 empty] | 0
3233-SW-IND-Deemed Incentives SDG&E_COMPLIANCE_LIGHTING_SCENARIO | [15 empty] | 0 |  |  | #N/A | [26 empty] | 0% | 0% |  | 0 | 0 | 0 | 0 | 0 | 0 | 0 | 0 | 0 | 0 | 0 | [44 empty] | 0
3233-SW-IND-Deemed Incentives SDG&E_COMPLIANCE_LIGHTING_SCENARIO | [15 empty] | 0 |  |  | #N/A | [26 empty] | 0% | 0% |  | 0 | 0 | 0 | 0 | 0 | 0 | 0 | 0 | 0 | 0 | 0 | [44 empty] | 0
3233-SW-IND-Deemed Incentives SDG&E_COMPLIANCE_LIGHTING_SCENARIO | [15 empty] | 0 |  |  | #N/A | [26 empty] | 0% | 0% |  | 0 | 0 | 0 | 0 | 0 | 0 | 0 | 0 | 0 | 0 | 0 | [44 empty] | 0
3233-SW-IND-Deemed Incentives SDG&E_COMPLIANCE_LIGHTING_SCENARIO | [15 empty] | 0 |  |  | #N/A | [26 empty] | 0% | 0% |  | 0 | 0 | 0 | 0 | 0 | 0 | 0 | 0 | 0 | 0 | 0 | [44 empty] | 0
3233-SW-IND-Deemed Incentives SDG&E_COMPLIANCE_LIGHTING_SCENARIO | [15 empty] | 0 |  |  | #N/A | [26 empty] | 0% | 0% |  | 0 | 0 | 0 | 0 | 0 | 0 | 0 | 0 | 0 | 0 | 0 | [44 empty] | 0
3233-SW-IND-Deemed Incentives SDG&E_COMPLIANCE_LIGHTING_SCENARIO | [15 empty] | 0 |  |  | #N/A | [26 empty] | 0% | 0% |  | 0 | 0 | 0 | 0 | 0 | 0 | 0 | 0 | 0 | 0 | 0 | [44 empty] | 0
3233-SW-IND-Deemed Incentives SDG&E_COMPLIANCE_LIGHTING_SCENARIO | [15 empty] | 0 |  |  | #N/A | [26 empty] | 0% | 0% |  | 0 | 0 | 0 | 0 | 0 | 0 | 0 | 0 | 0 | 0 | 0 | [44 empty] | 0
3233-SW-IND-Deemed Incentives SDG&E_COMPLIANCE_LIGHTING_SCENARIO | [15 empty] | 0 |  |  | #N/A | [26 empty] | 0% | 0% |  | 0 | 0 | 0 | 0 | 0 | 0 | 0 | 0 | 0 | 0 | 0 | [44 empty] | 0
3233-SW-IND-Deemed Incentives SDG&E_COMPLIANCE_LIGHTING_SCENARIO | [15 empty] | 0 |  |  | #N/A | [26 empty] | 0% | 0% |  | 0 | 0 | 0 | 0 | 0 | 0 | 0 | 0 | 0 | 0 | 0 | [44 empty] | 0
3233-SW-IND-Deemed Incentives SDG&E_COMPLIANCE_LIGHTING_SCENARIO | [15 empty] | 0 |  |  | #N/A | [26 empty] | 0% | 0% |  | 0 | 0 | 0 | 0 | 0 | 0 | 0 | 0 | 0 | 0 | 0 | [44 empty] | 0
3233-SW-IND-Deemed Incentives SDG&E_COMPLIANCE_LIGHTING_SCENARIO | [15 empty] | 0 |  |  | #N/A | [26 empty] | 0% | 0% |  | 0 | 0 | 0 | 0 | 0 | 0 | 0 | 0 | 0 | 0 | 0 | [44 empty] | 0
3233-SW-IND-Deemed Incentives SDG&E_COMPLIANCE_LIGHTING_SCENARIO | [15 empty] | 0 |  |  | #N/A | [26 empty] | 0% | 0% |  | 0 | 0 | 0 | 0 | 0 | 0 | 0 | 0 | 0 | 0 | 0 | [44 empty] | 0
3233-SW-IND-Deemed Incentives SDG&E_COMPLIANCE_LIGHTING_SCENARIO | [15 empty] | 0 |  |  | #N/A | [26 empty] | 0% | 0% |  | 0 | 0 | 0 | 0 | 0 | 0 | 0 | 0 | 0 | 0 | 0 | [44 empty] | 0
3233-SW-IND-Deemed Incentives SDG&E_COMPLIANCE_LIGHTING_SCENARIO | [15 empty] | 0 |  |  | #N/A | [26 empty] | 0% | 0% |  | 0 | 0 | 0 | 0 | 0 | 0 | 0 | 0 | 0 | 0 | 0 | [44 empty] | 0
3233-SW-IND-Deemed Incentives SDG&E_COMPLIANCE_LIGHTING_SCENARIO | [15 empty] | 0 |  |  | #N/A | [26 empty] | 0% | 0% |  | 0 | 0 | 0 | 0 | 0 | 0 | 0 | 0 | 0 | 0 | 0 | [44 empty] | 0
3233-SW-IND-Deemed Incentives SDG&E_COMPLIANCE_LIGHTING_SCENARIO | [15 empty] | 0 |  |  | #N/A | [26 empty] | 0% | 0% |  | 0 | 0 | 0 | 0 | 0 | 0 | 0 | 0 | 0 | 0 | 0 | [44 empty] | 0
3233-SW-IND-Deemed Incentives SDG&E_COMPLIANCE_LIGHTING_SCENARIO | [15 empty] | 0 |  |  | #N/A | [26 empty] | 0% | 0% |  | 0 | 0 | 0 | 0 | 0 | 0 | 0 | 0 | 0 | 0 | 0 | [44 empty] | 0
3233-SW-IND-Deemed Incentives SDG&E_COMPLIANCE_LIGHTING_SCENARIO | [15 empty] | 0 |  |  | #N/A | [26 empty] | 0% | 0% |  | 0 | 0 | 0 | 0 | 0 | 0 | 0 | 0 | 0 | 0 | 0 | [44 empty] | 0
3233-SW-IND-Deemed Incentives SDG&E_COMPLIANCE_LIGHTING_SCENARIO | [15 empty] | 0 |  |  | #N/A | [26 empty] | 0% | 0% |  | 0 | 0 | 0 | 0 | 0 | 0 | 0 | 0 | 0 | 0 | 0 | [44 empty] | 0
3233-SW-IND-Deemed Incentives SDG&E_COMPLIANCE_LIGHTING_SCENARIO | [15 empty] | 0 |  |  | #N/A | [26 empty] | 0% | 0% |  | 0 | 0 | 0 | 0 | 0 | 0 | 0 | 0 | 0 | 0 | 0 | [44 empty] | 0
3233-SW-IND-Deemed Incentives SDG&E_COMPLIANCE_LIGHTING_SCENARIO | [15 empty] | 0 |  |  | #N/A | [26 empty] | 0% | 0% |  | 0 | 0 | 0 | 0 | 0 | 0 | 0 | 0 | 0 | 0 | 0 | [44 empty] | 0
3233-SW-IND-Deemed Incentives SDG&E_COMPLIANCE_LIGHTING_SCENARIO | [15 empty] | 0 |  |  | #N/A | [26 empty] | 0% | 0% |  | 0 | 0 | 0 | 0 | 0 | 0 | 0 | 0 | 0 | 0 | 0 | [44 empty] | 0
3233-SW-IND-Deemed Incentives SDG&E_COMPLIANCE_LIGHTING_SCENARIO | [15 empty] | 0 |  |  | #N/A | [26 empty] | 0% | 0% |  | 0 | 0 | 0 | 0 | 0 | 0 | 0 | 0 | 0 | 0 | 0 | [44 empty] | 0
3233-SW-IND-Deemed Incentives SDG&E_COMPLIANCE_LIGHTING_SCENARIO | [15 empty] | 0 |  |  | #N/A | [26 empty] | 0% | 0% |  | 0 | 0 | 0 | 0 | 0 | 0 | 0 | 0 | 0 | 0 | 0 | [44 empty] | 0
3233-SW-IND-Deemed Incentives SDG&E_COMPLIANCE_LIGHTING_SCENARIO | [15 empty] | 0 |  |  | #N/A | [26 empty] | 0% | 0% |  | 0 | 0 | 0 | 0 | 0 | 0 | 0 | 0 | 0 | 0 | 0 | [44 empty] | 0
3233-SW-IND-Deemed Incentives SDG&E_COMPLIANCE_LIGHTING_SCENARIO | [15 empty] | 0 |  |  | #N/A | [26 empty] | 0% | 0% |  | 0 | 0 | 0 | 0 | 0 | 0 | 0 | 0 | 0 | 0 | 0 | [44 empty] | 0
3233-SW-IND-Deemed Incentives SDG&E_COMPLIANCE_LIGHTING_SCENARIO | [15 empty] | 0 |  |  | #N/A | [26 empty] | 0% | 0% |  | 0 | 0 | 0 | 0 | 0 | 0 | 0 | 0 | 0 | 0 | 0 | [44 empty] | 0
3233-SW-IND-Deemed Incentives SDG&E_COMPLIANCE_LIGHTING_SCENARIO | [15 empty] | 0 |  |  | #N/A | [26 empty] | 0% | 0% |  | 0 | 0 | 0 | 0 | 0 | 0 | 0 | 0 | 0 | 0 | 0 | [44 empty] | 0
3233-SW-IND-Deemed Incentives SDG&E_COMPLIANCE_LIGHTING_SCENARIO | [15 empty] | 0 |  |  | #N/A | [26 empty] | 0% | 0% |  | 0 | 0 | 0 | 0 | 0 | 0 | 0 | 0 | 0 | 0 | 0 | [44 empty] | 0
3233-SW-IND-Deemed Incentives SDG&E_COMPLIANCE_LIGHTING_SCENARIO | [15 empty] | 0 |  |  | #N/A | [26 empty] | 0% | 0% |  | 0 | 0 | 0 | 0 | 0 | 0 | 0 | 0 | 0 | 0 | 0 | [44 empty] | 0
3233-SW-IND-Deemed Incentives SDG&E_COMPLIANCE_LIGHTING_SCENARIO | [15 empty] | 0 |  |  | #N/A | [26 empty] | 0% | 0% |  | 0 | 0 | 0 | 0 | 0 | 0 | 0 | 0 | 0 | 0 | 0 | [44 empty] | 0
3233-SW-IND-Deemed Incentives SDG&E_COMPLIANCE_LIGHTING_SCENARIO | [15 empty] | 0 |  |  | #N/A | [26 empty] | 0% | 0% |  | 0 | 0 | 0 | 0 | 0 | 0 | 0 | 0 | 0 | 0 | 0 | [44 empty] | 0
3233-SW-IND-Deemed Incentives SDG&E_COMPLIANCE_LIGHTING_SCENARIO | [15 empty] | 0 |  |  | #N/A | [26 empty] | 0% | 0% |  | 0 | 0 | 0 | 0 | 0 | 0 | 0 | 0 | 0 | 0 | 0 | [44 empty] | 0
3233-SW-IND-Deemed Incentives SDG&E_COMPLIANCE_LIGHTING_SCENARIO | [15 empty] | 0 |  |  | #N/A | [26 empty] | 0% | 0% |  | 0 | 0 | 0 | 0 | 0 | 0 | 0 | 0 | 0 | 0 | 0 | [44 empty] | 0
3233-SW-IND-Deemed Incentives SDG&E_COMPLIANCE_LIGHTING_SCENARIO | [15 empty] | 0 |  |  | #N/A | [26 empty] | 0% | 0% |  | 0 | 0 | 0 | 0 | 0 | 0 | 0 | 0 | 0 | 0 | 0 | [44 empty] | 0
3233-SW-IND-Deemed Incentives SDG&E_COMPLIANCE_LIGHTING_SCENARIO | [15 empty] | 0 |  |  | #N/A | [26 empty] | 0% | 0% |  | 0 | 0 | 0 | 0 | 0 | 0 | 0 | 0 | 0 | 0 | 0 | [44 empty] | 0
3233-SW-IND-Deemed Incentives SDG&E_COMPLIANCE_LIGHTING_SCENARIO | [15 empty] | 0 |  |  | #N/A | [26 empty] | 0% | 0% |  | 0 | 0 | 0 | 0 | 0 | 0 | 0 | 0 | 0 | 0 | 0 | [44 empty] | 0
3233-SW-IND-Deemed Incentives SDG&E_COMPLIANCE_LIGHTING_SCENARIO | [15 empty] | 0 |  |  | #N/A | [26 empty] | 0% | 0% |  | 0 | 0 | 0 | 0 | 0 | 0 | 0 | 0 | 0 | 0 | 0 | [44 empty] | 0
3233-SW-IND-Deemed Incentives SDG&E_COMPLIANCE_LIGHTING_SCENARIO | [15 empty] | 0 |  |  | #N/A | [26 empty] | 0% | 0% |  | 0 | 0 | 0 | 0 | 0 | 0 | 0 | 0 | 0 | 0 | 0 | [44 empty] | 0
3233-SW-IND-Deemed Incentives SDG&E_COMPLIANCE_LIGHTING_SCENARIO | [15 empty] | 0 |  |  | #N/A | [26 empty] | 0% | 0% |  | 0 | 0 | 0 | 0 | 0 | 0 | 0 | 0 | 0 | 0 | 0 | [44 empty] | 0
3233-SW-IND-Deemed Incentives SDG&E_COMPLIANCE_LIGHTING_SCENARIO | [15 empty] | 0 |  |  | #N/A | [26 empty] | 0% | 0% |  | 0 | 0 | 0 | 0 | 0 | 0 | 0 | 0 | 0 | 0 | 0 | [44 empty] | 0
3233-SW-IND-Deemed Incentives SDG&E_COMPLIANCE_LIGHTING_SCENARIO | [15 empty] | 0 |  |  | #N/A | [26 empty] | 0% | 0% |  | 0 | 0 | 0 | 0 | 0 | 0 | 0 | 0 | 0 | 0 | 0 | [44 empty] | 0
3233-SW-IND-Deemed Incentives SDG&E_COMPLIANCE_LIGHTING_SCENARIO | [15 empty] | 0 |  |  | #N/A | [26 empty] | 0% | 0% |  | 0 | 0 | 0 | 0 | 0 | 0 | 0 | 0 | 0 | 0 | 0 | [44 empty] | 0
3233-SW-IND-Deemed Incentives SDG&E_COMPLIANCE_LIGHTING_SCENARIO | [15 empty] | 0 |  |  | #N/A | [26 empty] | 0% | 0% |  | 0 | 0 | 0 | 0 | 0 | 0 | 0 | 0 | 0 | 0 | 0 | [44 empty] | 0
3233-SW-IND-Deemed Incentives SDG&E_COMPLIANCE_LIGHTING_SCENARIO | [15 empty] | 0 |  |  | #N/A | [26 empty] | 0% | 0% |  | 0 | 0 | 0 | 0 | 0 | 0 | 0 | 0 | 0 | 0 | 0 | [44 empty] | 0
3233-SW-IND-Deemed Incentives SDG&E_COMPLIANCE_LIGHTING_SCENARIO | [15 empty] | 0 |  |  | #N/A | [26 empty] | 0% | 0% |  | 0 | 0 | 0 | 0 | 0 | 0 | 0 | 0 | 0 | 0 | 0 | [44 empty] | 0
3233-SW-IND-Deemed Incentives SDG&E_COMPLIANCE_LIGHTING_SCENARIO | [15 empty] | 0 |  |  | #N/A | [26 empty] | 0% | 0% |  | 0 | 0 | 0 | 0 | 0 | 0 | 0 | 0 | 0 | 0 | 0 | [44 empty] | 0
3233-SW-IND-Deemed Incentives SDG&E_COMPLIANCE_LIGHTING_SCENARIO | [15 empty] | 0 |  |  | #N/A | [26 empty] | 0% | 0% |  | 0 | 0 | 0 | 0 | 0 | 0 | 0 | 0 | 0 | 0 | 0 | [44 empty] | 0
3233-SW-IND-Deemed Incentives SDG&E_COMPLIANCE_LIGHTING_SCENARIO | [15 empty] | 0 |  |  | #N/A | [26 empty] | 0% | 0% |  | 0 | 0 | 0 | 0 | 0 | 0 | 0 | 0 | 0 | 0 | 0 | [44 empty] | 0
3233-SW-IND-Deemed Incentives SDG&E_COMPLIANCE_LIGHTING_SCENARIO | [15 empty] | 0 |  |  | #N/A | [26 empty] | 0% | 0% |  | 0 | 0 | 0 | 0 | 0 | 0 | 0 | 0 | 0 | 0 | 0 | [44 empty] | 0
3233-SW-IND-Deemed Incentives SDG&E_COMPLIANCE_LIGHTING_SCENARIO | [15 empty] | 0 |  |  | #N/A | [26 empty] | 0% | 0% |  | 0 | 0 | 0 | 0 | 0 | 0 | 0 | 0 | 0 | 0 | 0 | [44 empty] | 0
3233-SW-IND-Deemed Incentives SDG&E_COMPLIANCE_LIGHTING_SCENARIO | [15 empty] | 0 |  |  | #N/A | [26 empty] | 0% | 0% |  | 0 | 0 | 0 | 0 | 0 | 0 | 0 | 0 | 0 | 0 | 0 | [44 empty] | 0
3233-SW-IND-Deemed Incentives SDG&E_COMPLIANCE_LIGHTING_SCENARIO | [15 empty] | 0 |  |  | #N/A | [26 empty] | 0% | 0% |  | 0 | 0 | 0 | 0 | 0 | 0 | 0 | 0 | 0 | 0 | 0 | [44 empty] | 0
3233-SW-IND-Deemed Incentives SDG&E_COMPLIANCE_LIGHTING_SCENARIO | [15 empty] | 0 |  |  | #N/A | [26 empty] | 0% | 0% |  | 0 | 0 | 0 | 0 | 0 | 0 | 0 | 0 | 0 | 0 | 0 | [44 empty] | 0
3233-SW-IND-Deemed Incentives SDG&E_COMPLIANCE_LIGHTING_SCENARIO | [15 empty] | 0 |  |  | #N/A | [26 empty] | 0% | 0% |  | 0 | 0 | 0 | 0 | 0 | 0 | 0 | 0 | 0 | 0 | 0 | [44 empty] | 0
3233-SW-IND-Deemed Incentives SDG&E_COMPLIANCE_LIGHTING_SCENARIO | [15 empty] | 0 |  |  | #N/A | [26 empty] | 0% | 0% |  | 0 | 0 | 0 | 0 | 0 | 0 | 0 | 0 | 0 | 0 | 0 | [44 empty] | 0
3233-SW-IND-Deemed Incentives SDG&E_COMPLIANCE_LIGHTING_SCENARIO | [15 empty] | 0 |  |  | #N/A | [26 empty] | 0% | 0% |  | 0 | 0 | 0 | 0 | 0 | 0 | 0 | 0 | 0 | 0 | 0 | [44 empty] | 0
3233-SW-IND-Deemed Incentives SDG&E_COMPLIANCE_LIGHTING_SCENARIO | [15 empty] | 0 |  |  | #N/A | [26 empty] | 0% | 0% |  | 0 | 0 | 0 | 0 | 0 | 0 | 0 | 0 | 0 | 0 | 0 | [44 empty] | 0
3233-SW-IND-Deemed Incentives SDG&E_COMPLIANCE_LIGHTING_SCENARIO | [15 empty] | 0 |  |  | #N/A | [26 empty] | 0% | 0% |  | 0 | 0 | 0 | 0 | 0 | 0 | 0 | 0 | 0 | 0 | 0 | [44 empty] | 0
3233-SW-IND-Deemed Incentives SDG&E_COMPLIANCE_LIGHTING_SCENARIO | [15 empty] | 0 |  |  | #N/A | [26 empty] | 0% | 0% |  | 0 | 0 | 0 | 0 | 0 | 0 | 0 | 0 | 0 | 0 | 0 | [44 empty] | 0
3233-SW-IND-Deemed Incentives SDG&E_COMPLIANCE_LIGHTING_SCENARIO | [15 empty] | 0 |  |  | #N/A | [26 empty] | 0% | 0% |  | 0 | 0 | 0 | 0 | 0 | 0 | 0 | 0 | 0 | 0 | 0 | [44 empty] | 0
3233-SW-IND-Deemed Incentives SDG&E_COMPLIANCE_LIGHTING_SCENARIO | [15 empty] | 0 |  |  | #N/A | [26 empty] | 0% | 0% |  | 0 | 0 | 0 | 0 | 0 | 0 | 0 | 0 | 0 | 0 | 0 | [44 empty] | 0
3233-SW-IND-Deemed Incentives SDG&E_COMPLIANCE_LIGHTING_SCENARIO | [15 empty] | 0 |  |  | #N/A | [26 empty] | 0% | 0% |  | 0 | 0 | 0 | 0 | 0 | 0 | 0 | 0 | 0 | 0 | 0 | [44 empty] | 0
3233-SW-IND-Deemed Incentives SDG&E_COMPLIANCE_LIGHTING_SCENARIO | [15 empty] | 0 |  |  | #N/A | [26 empty] | 0% | 0% |  | 0 | 0 | 0 | 0 | 0 | 0 | 0 | 0 | 0 | 0 | 0 | [44 empty] | 0
3233-SW-IND-Deemed Incentives SDG&E_COMPLIANCE_LIGHTING_SCENARIO | [15 empty] | 0 |  |  | #N/A | [26 empty] | 0% | 0% |  | 0 | 0 | 0 | 0 | 0 | 0 | 0 | 0 | 0 | 0 | 0 | [44 empty] | 0
3233-SW-IND-Deemed Incentives SDG&E_COMPLIANCE_LIGHTING_SCENARIO | [15 empty] | 0 |  |  | #N/A | [26 empty] | 0% | 0% |  | 0 | 0 | 0 | 0 | 0 | 0 | 0 | 0 | 0 | 0 | 0 | [44 empty] | 0
3233-SW-IND-Deemed Incentives SDG&E_COMPLIANCE_LIGHTING_SCENARIO | [15 empty] | 0 |  |  | #N/A | [26 empty] | 0% | 0% |  | 0 | 0 | 0 | 0 | 0 | 0 | 0 | 0 | 0 | 0 | 0 | [44 empty] | 0
3233-SW-IND-Deemed Incentives SDG&E_COMPLIANCE_LIGHTING_SCENARIO | [15 empty] | 0 |  |  | #N/A | [26 empty] | 0% | 0% |  | 0 | 0 | 0 | 0 | 0 | 0 | 0 | 0 | 0 | 0 | 0 | [44 empty] | 0
3233-SW-IND-Deemed Incentives SDG&E_COMPLIANCE_LIGHTING_SCENARIO | [15 empty] | 0 |  |  | #N/A | [26 empty] | 0% | 0% |  | 0 | 0 | 0 | 0 | 0 | 0 | 0 | 0 | 0 | 0 | 0 | [44 empty] | 0
3233-SW-IND-Deemed Incentives SDG&E_COMPLIANCE_LIGHTING_SCENARIO | [15 empty] | 0 |  |  | #N/A | [26 empty] | 0% | 0% |  | 0 | 0 | 0 | 0 | 0 | 0 | 0 | 0 | 0 | 0 | 0 | [44 empty] | 0
3233-SW-IND-Deemed Incentives SDG&E_COMPLIANCE_LIGHTING_SCENARIO | [15 empty] | 0 |  |  | #N/A | [26 empty] | 0% | 0% |  | 0 | 0 | 0 | 0 | 0 | 0 | 0 | 0 | 0 | 0 | 0 | [44 empty] | 0
3233-SW-IND-Deemed Incentives SDG&E_COMPLIANCE_LIGHTING_SCENARIO | [15 empty] | 0 |  |  | #N/A | [26 empty] | 0% | 0% |  | 0 | 0 | 0 | 0 | 0 | 0 | 0 | 0 | 0 | 0 | 0 | [44 empty] | 0
3233-SW-IND-Deemed Incentives SDG&E_COMPLIANCE_LIGHTING_SCENARIO | [15 empty] | 0 |  |  | #N/A | [26 empty] | 0% | 0% |  | 0 | 0 | 0 | 0 | 0 | 0 | 0 | 0 | 0 | 0 | 0 | [44 empty] | 0
3233-SW-IND-Deemed Incentives SDG&E_COMPLIANCE_LIGHTING_SCENARIO | [15 empty] | 0 |  |  | #N/A | [26 empty] | 0% | 0% |  | 0 | 0 | 0 | 0 | 0 | 0 | 0 | 0 | 0 | 0 | 0 | [44 empty] | 0
3233-SW-IND-Deemed Incentives SDG&E_COMPLIANCE_LIGHTING_SCENARIO | [15 empty] | 0 |  |  | #N/A | [26 empty] | 0% | 0% |  | 0 | 0 | 0 | 0 | 0 | 0 | 0 | 0 | 0 | 0 | 0 | [44 empty] | 0
3233-SW-IND-Deemed Incentives SDG&E_COMPLIANCE_LIGHTING_SCENARIO | [15 empty] | 0 |  |  | #N/A | [26 empty] | 0% | 0% |  | 0 | 0 | 0 | 0 | 0 | 0 | 0 | 0 | 0 | 0 | 0 | [44 empty] | 0
3233-SW-IND-Deemed Incentives SDG&E_COMPLIANCE_LIGHTING_SCENARIO | [15 empty] | 0 |  |  | #N/A | [26 empty] | 0% | 0% |  | 0 | 0 | 0 | 0 | 0 | 0 | 0 | 0 | 0 | 0 | 0 | [44 empty] | 0
3233-SW-IND-Deemed Incentives SDG&E_COMPLIANCE_LIGHTING_SCENARIO | [15 empty] | 0 |  |  | #N/A | [26 empty] | 0% | 0% |  | 0 | 0 | 0 | 0 | 0 | 0 | 0 | 0 | 0 | 0 | 0 | [44 empty] | 0
3233-SW-IND-Deemed Incentives SDG&E_COMPLIANCE_LIGHTING_SCENARIO | [15 empty] | 0 |  |  | #N/A | [26 empty] | 0% | 0% |  | 0 | 0 | 0 | 0 | 0 | 0 | 0 | 0 | 0 | 0 | 0 | [44 empty] | 0
3233-SW-IND-Deemed Incentives SDG&E_COMPLIANCE_LIGHTING_SCENARIO | [15 empty] | 0 |  |  | #N/A | [26 empty] | 0% | 0% |  | 0 | 0 | 0 | 0 | 0 | 0 | 0 | 0 | 0 | 0 | 0 | [44 empty] | 0
3233-SW-IND-Deemed Incentives SDG&E_COMPLIANCE_LIGHTING_SCENARIO | [15 empty] | 0 |  |  | #N/A | [26 empty] | 0% | 0% |  | 0 | 0 | 0 | 0 | 0 | 0 | 0 | 0 | 0 | 0 | 0 | [44 empty] | 0
3233-SW-IND-Deemed Incentives SDG&E_COMPLIANCE_LIGHTING_SCENARIO | [15 empty] | 0 |  |  | #N/A | [26 empty] | 0% | 0% |  | 0 | 0 | 0 | 0 | 0 | 0 | 0 | 0 | 0 | 0 | 0 | [44 empty] | 0
3233-SW-IND-Deemed Incentives SDG&E_COMPLIANCE_LIGHTING_SCENARIO | [15 empty] | 0 |  |  | #N/A | [26 empty] | 0% | 0% |  | 0 | 0 | 0 | 0 | 0 | 0 | 0 | 0 | 0 | 0 | 0 | [44 empty] | 0
3233-SW-IND-Deemed Incentives SDG&E_COMPLIANCE_LIGHTING_SCENARIO | [15 empty] | 0 |  |  | #N/A | [26 empty] | 0% | 0% |  | 0 | 0 | 0 | 0 | 0 | 0 | 0 | 0 | 0 | 0 | 0 | [44 empty] | 0
3233-SW-IND-Deemed Incentives SDG&E_COMPLIANCE_LIGHTING_SCENARIO | [15 empty] | 0 |  |  | #N/A | [26 empty] | 0% | 0% |  | 0 | 0 | 0 | 0 | 0 | 0 | 0 | 0 | 0 | 0 | 0 | [44 empty] | 0
3233-SW-IND-Deemed Incentives SDG&E_COMPLIANCE_LIGHTING_SCENARIO | [15 empty] | 0 |  |  | #N/A | [26 empty] | 0% | 0% |  | 0 | 0 | 0 | 0 | 0 | 0 | 0 | 0 | 0 | 0 | 0 | [44 empty] | 0
3233-SW-IND-Deemed Incentives SDG&E_COMPLIANCE_LIGHTING_SCENARIO | [15 empty] | 0 |  |  | #N/A | [26 empty] | 0% | 0% |  | 0 | 0 | 0 | 0 | 0 | 0 | 0 | 0 | 0 | 0 | 0 | [44 empty] | 0
3233-SW-IND-Deemed Incentives SDG&E_COMPLIANCE_LIGHTING_SCENARIO | [15 empty] | 0 |  |  | #N/A | [26 empty] | 0% | 0% |  | 0 | 0 | 0 | 0 | 0 | 0 | 0 | 0 | 0 | 0 | 0 | [44 empty] | 0
3233-SW-IND-Deemed Incentives SDG&E_COMPLIANCE_LIGHTING_SCENARIO | [15 empty] | 0 |  |  | #N/A | [26 empty] | 0% | 0% |  | 0 | 0 | 0 | 0 | 0 | 0 | 0 | 0 | 0 | 0 | 0 | [44 empty] | 0
3233-SW-IND-Deemed Incentives SDG&E_COMPLIANCE_LIGHTING_SCENARIO | [15 empty] | 0 |  |  | #N/A | [26 empty] | 0% | 0% |  | 0 | 0 | 0 | 0 | 0 | 0 | 0 | 0 | 0 | 0 | 0 | [44 empty] | 0
3233-SW-IND-Deemed Incentives SDG&E_COMPLIANCE_LIGHTING_SCENARIO | [15 empty] | 0 |  |  | #N/A | [26 empty] | 0% | 0% |  | 0 | 0 | 0 | 0 | 0 | 0 | 0 | 0 | 0 | 0 | 0 | [44 empty] | 0
3233-SW-IND-Deemed Incentives SDG&E_COMPLIANCE_LIGHTING_SCENARIO | [15 empty] | 0 |  |  | #N/A | [26 empty] | 0% | 0% |  | 0 | 0 | 0 | 0 | 0 | 0 | 0 | 0 | 0 | 0 | 0 | [44 empty] | 0
3233-SW-IND-Deemed Incentives SDG&E_COMPLIANCE_LIGHTING_SCENARIO | [15 empty] | 0 |  |  | #N/A | [26 empty] | 0% | 0% |  | 0 | 0 | 0 | 0 | 0 | 0 | 0 | 0 | 0 | 0 | 0 | [44 empty] | 0
3233-SW-IND-Deemed Incentives SDG&E_COMPLIANCE_LIGHTING_SCENARIO | [15 empty] | 0 |  |  | #N/A | [26 empty] | 0% | 0% |  | 0 | 0 | 0 | 0 | 0 | 0 | 0 | 0 | 0 | 0 | 0 | [44 empty] | 0
3233-SW-IND-Deemed Incentives SDG&E_COMPLIANCE_LIGHTING_SCENARIO | [15 empty] | 0 |  |  | #N/A | [26 empty] | 0% | 0% |  | 0 | 0 | 0 | 0 | 0 | 0 | 0 | 0 | 0 | 0 | 0 | [44 empty] | 0
3233-SW-IND-Deemed Incentives SDG&E_COMPLIANCE_LIGHTING_SCENARIO | [15 empty] | 0 |  |  | #N/A | [26 empty] | 0% | 0% |  | 0 | 0 | 0 | 0 | 0 | 0 | 0 | 0 | 0 | 0 | 0 | [44 empty] | 0
3233-SW-IND-Deemed Incentives SDG&E_COMPLIANCE_LIGHTING_SCENARIO | [15 empty] | 0 |  |  | #N/A | [26 empty] | 0% | 0% |  | 0 | 0 | 0 | 0 | 0 | 0 | 0 | 0 | 0 | 0 | 0 | [44 empty] | 0
3233-SW-IND-Deemed Incentives SDG&E_COMPLIANCE_LIGHTING_SCENARIO | [15 empty] | 0 |  |  | #N/A | [26 empty] | 0% | 0% |  | 0 | 0 | 0 | 0 | 0 | 0 | 0 | 0 | 0 | 0 | 0 | [44 empty] | 0
3233-SW-IND-Deemed Incentives SDG&E_COMPLIANCE_LIGHTING_SCENARIO | [15 empty] | 0 |  |  | #N/A | [26 empty] | 0% | 0% |  | 0 | 0 | 0 | 0 | 0 | 0 | 0 | 0 | 0 | 0 | 0 | [44 empty] | 0
3233-SW-IND-Deemed Incentives SDG&E_COMPLIANCE_LIGHTING_SCENARIO | [15 empty] | 0 |  |  | #N/A | [26 empty] | 0% | 0% |  | 0 | 0 | 0 | 0 | 0 | 0 | 0 | 0 | 0 | 0 | 0 | [44 empty] | 0
3233-SW-IND-Deemed Incentives SDG&E_COMPLIANCE_LIGHTING_SCENARIO | [15 empty] | 0 |  |  | #N/A | [26 empty] | 0% | 0% |  | 0 | 0 | 0 | 0 | 0 | 0 | 0 | 0 | 0 | 0 | 0 | [44 empty] | 0
3233-SW-IND-Deemed Incentives SDG&E_COMPLIANCE_LIGHTING_SCENARIO | [15 empty] | 0 |  |  | #N/A | [26 empty] | 0% | 0% |  | 0 | 0 | 0 | 0 | 0 | 0 | 0 | 0 | 0 | 0 | 0 | [44 empty] | 0
3233-SW-IND-Deemed Incentives SDG&E_COMPLIANCE_LIGHTING_SCENARIO | [15 empty] | 0 |  |  | #N/A | [26 empty] | 0% | 0% |  | 0 | 0 | 0 | 0 | 0 | 0 | 0 | 0 | 0 | 0 | 0 | [44 empty] | 0
3233-SW-IND-Deemed Incentives SDG&E_COMPLIANCE_LIGHTING_SCENARIO | [15 empty] | 0 |  |  | #N/A | [26 empty] | 0% | 0% |  | 0 | 0 | 0 | 0 | 0 | 0 | 0 | 0 | 0 | 0 | 0 | [44 empty] | 0
3233-SW-IND-Deemed Incentives SDG&E_COMPLIANCE_LIGHTING_SCENARIO | [15 empty] | 0 |  |  | #N/A | [26 empty] | 0% | 0% |  | 0 | 0 | 0 | 0 | 0 | 0 | 0 | 0 | 0 | 0 | 0 | [44 empty] | 0
3233-SW-IND-Deemed Incentives SDG&E_COMPLIANCE_LIGHTING_SCENARIO | [15 empty] | 0 |  |  | #N/A | [26 empty] | 0% | 0% |  | 0 | 0 | 0 | 0 | 0 | 0 | 0 | 0 | 0 | 0 | 0 | [44 empty] | 0
3233-SW-IND-Deemed Incentives SDG&E_COMPLIANCE_LIGHTING_SCENARIO | [15 empty] | 0 |  |  | #N/A | [26 empty] | 0% | 0% |  | 0 | 0 | 0 | 0 | 0 | 0 | 0 | 0 | 0 | 0 | 0 | [44 empty] | 0
3233-SW-IND-Deemed Incentives SDG&E_COMPLIANCE_LIGHTING_SCENARIO | [15 empty] | 0 |  |  | #N/A | [26 empty] | 0% | 0% |  | 0 | 0 | 0 | 0 | 0 | 0 | 0 | 0 | 0 | 0 | 0 | [44 empty] | 0
3233-SW-IND-Deemed Incentives SDG&E_COMPLIANCE_LIGHTING_SCENARIO | [15 empty] | 0 |  |  | #N/A | [26 empty] | 0% | 0% |  | 0 | 0 | 0 | 0 | 0 | 0 | 0 | 0 | 0 | 0 | 0 | [44 empty] | 0
3233-SW-IND-Deemed Incentives SDG&E_COMPLIANCE_LIGHTING_SCENARIO | [15 empty] | 0 |  |  | #N/A | [26 empty] | 0% | 0% |  | 0 | 0 | 0 | 0 | 0 | 0 | 0 | 0 | 0 | 0 | 0 | [44 empty] | 0
3233-SW-IND-Deemed Incentives SDG&E_COMPLIANCE_LIGHTING_SCENARIO | [15 empty] | 0 |  |  | #N/A | [26 empty] | 0% | 0% |  | 0 | 0 | 0 | 0 | 0 | 0 | 0 | 0 | 0 | 0 | 0 | [44 empty] | 0
3233-SW-IND-Deemed Incentives SDG&E_COMPLIANCE_LIGHTING_SCENARIO | [15 empty] | 0 |  |  | #N/A | [26 empty] | 0% | 0% |  | 0 | 0 | 0 | 0 | 0 | 0 | 0 | 0 | 0 | 0 | 0 | [44 empty] | 0
3233-SW-IND-Deemed Incentives SDG&E_COMPLIANCE_LIGHTING_SCENARIO | [15 empty] | 0 |  |  | #N/A | [26 empty] | 0% | 0% |  | 0 | 0 | 0 | 0 | 0 | 0 | 0 | 0 | 0 | 0 | 0 | [44 empty] | 0
3233-SW-IND-Deemed Incentives SDG&E_COMPLIANCE_LIGHTING_SCENARIO | [15 empty] | 0 |  |  | #N/A | [26 empty] | 0% | 0% |  | 0 | 0 | 0 | 0 | 0 | 0 | 0 | 0 | 0 | 0 | 0 | [44 empty] | 0
3233-SW-IND-Deemed Incentives SDG&E_COMPLIANCE_LIGHTING_SCENARIO | [15 empty] | 0 |  |  | #N/A | [26 empty] | 0% | 0% |  | 0 | 0 | 0 | 0 | 0 | 0 | 0 | 0 | 0 | 0 | 0 | [44 empty] | 0
3233-SW-IND-Deemed Incentives SDG&E_COMPLIANCE_LIGHTING_SCENARIO | [15 empty] | 0 |  |  | #N/A | [26 empty] | 0% | 0% |  | 0 | 0 | 0 | 0 | 0 | 0 | 0 | 0 | 0 | 0 | 0 | [44 empty] | 0
3233-SW-IND-Deemed Incentives SDG&E_COMPLIANCE_LIGHTING_SCENARIO | [15 empty] | 0 |  |  | #N/A | [26 empty] | 0% | 0% |  | 0 | 0 | 0 | 0 | 0 | 0 | 0 | 0 | 0 | 0 | 0 | [44 empty] | 0
3233-SW-IND-Deemed Incentives SDG&E_COMPLIANCE_LIGHTING_SCENARIO | [15 empty] | 0 |  |  | #N/A | [26 empty] | 0% | 0% |  | 0 | 0 | 0 | 0 | 0 | 0 | 0 | 0 | 0 | 0 | 0 | [44 empty] | 0
3233-SW-IND-Deemed Incentives SDG&E_COMPLIANCE_LIGHTING_SCENARIO | [15 empty] | 0 |  |  | #N/A | [26 empty] | 0% | 0% |  | 0 | 0 | 0 | 0 | 0 | 0 | 0 | 0 | 0 | 0 | 0 | [44 empty] | 0
3233-SW-IND-Deemed Incentives SDG&E_COMPLIANCE_LIGHTING_SCENARIO | [15 empty] | 0 |  |  | #N/A | [26 empty] | 0% | 0% |  | 0 | 0 | 0 | 0 | 0 | 0 | 0 | 0 | 0 | 0 | 0 | [44 empty] | 0
3233-SW-IND-Deemed Incentives SDG&E_COMPLIANCE_LIGHTING_SCENARIO | [15 empty] | 0 |  |  | #N/A | [26 empty] | 0% | 0% |  | 0 | 0 | 0 | 0 | 0 | 0 | 0 | 0 | 0 | 0 | 0 | [44 empty] | 0
3233-SW-IND-Deemed Incentives SDG&E_COMPLIANCE_LIGHTING_SCENARIO | [15 empty] | 0 |  |  | #N/A | [26 empty] | 0% | 0% |  | 0 | 0 | 0 | 0 | 0 | 0 | 0 | 0 | 0 | 0 | 0 | [44 empty] | 0
3233-SW-IND-Deemed Incentives SDG&E_COMPLIANCE_LIGHTING_SCENARIO | [15 empty] | 0 |  |  | #N/A | [26 empty] | 0% | 0% |  | 0 | 0 | 0 | 0 | 0 | 0 | 0 | 0 | 0 | 0 | 0 | [44 empty] | 0
3233-SW-IND-Deemed Incentives SDG&E_COMPLIANCE_LIGHTING_SCENARIO | [15 empty] | 0 |  |  | #N/A | [26 empty] | 0% | 0% |  | 0 | 0 | 0 | 0 | 0 | 0 | 0 | 0 | 0 | 0 | 0 | [44 empty] | 0
3233-SW-IND-Deemed Incentives SDG&E_COMPLIANCE_LIGHTING_SCENARIO | [15 empty] | 0 |  |  | #N/A | [26 empty] | 0% | 0% |  | 0 | 0 | 0 | 0 | 0 | 0 | 0 | 0 | 0 | 0 | 0 | [44 empty] | 0
3233-SW-IND-Deemed Incentives SDG&E_COMPLIANCE_LIGHTING_SCENARIO | [15 empty] | 0 |  |  | #N/A | [26 empty] | 0% | 0% |  | 0 | 0 | 0 | 0 | 0 | 0 | 0 | 0 | 0 | 0 | 0 | [44 empty] | 0
3233-SW-IND-Deemed Incentives SDG&E_COMPLIANCE_LIGHTING_SCENARIO | [15 empty] | 0 |  |  | #N/A | [26 empty] | 0% | 0% |  | 0 | 0 | 0 | 0 | 0 | 0 | 0 | 0 | 0 | 0 | 0 | [44 empty] | 0
3233-SW-IND-Deemed Incentives SDG&E_COMPLIANCE_LIGHTING_SCENARIO | [15 empty] | 0 |  |  | #N/A | [26 empty] | 0% | 0% |  | 0 | 0 | 0 | 0 | 0 | 0 | 0 | 0 | 0 | 0 | 0 | [44 empty] | 0
3233-SW-IND-Deemed Incentives SDG&E_COMPLIANCE_LIGHTING_SCENARIO | [15 empty] | 0 |  |  | #N/A | [26 empty] | 0% | 0% |  | 0 | 0 | 0 | 0 | 0 | 0 | 0 | 0 | 0 | 0 | 0 | [44 empty] | 0
3233-SW-IND-Deemed Incentives SDG&E_COMPLIANCE_LIGHTING_SCENARIO | [15 empty] | 0 |  |  | #N/A | [26 empty] | 0% | 0% |  | 0 | 0 | 0 | 0 | 0 | 0 | 0 | 0 | 0 | 0 | 0 | [44 empty] | 0
3233-SW-IND-Deemed Incentives SDG&E_COMPLIANCE_LIGHTING_SCENARIO | [15 empty] | 0 |  |  | #N/A | [26 empty] | 0% | 0% |  | 0 | 0 | 0 | 0 | 0 | 0 | 0 | 0 | 0 | 0 | 0 | [44 empty] | 0
3233-SW-IND-Deemed Incentives SDG&E_COMPLIANCE_LIGHTING_SCENARIO | [15 empty] | 0 |  |  | #N/A | [26 empty] | 0% | 0% |  | 0 | 0 | 0 | 0 | 0 | 0 | 0 | 0 | 0 | 0 | 0 | [44 empty] | 0
3233-SW-IND-Deemed Incentives SDG&E_COMPLIANCE_LIGHTING_SCENARIO | [15 empty] | 0 |  |  | #N/A | [26 empty] | 0% | 0% |  | 0 | 0 | 0 | 0 | 0 | 0 | 0 | 0 | 0 | 0 | 0 | [44 empty] | 0
3233-SW-IND-Deemed Incentives SDG&E_COMPLIANCE_LIGHTING_SCENARIO | [15 empty] | 0 |  |  | #N/A | [26 empty] | 0% | 0% |  | 0 | 0 | 0 | 0 | 0 | 0 | 0 | 0 | 0 | 0 | 0 | [44 empty] | 0
3233-SW-IND-Deemed Incentives SDG&E_COMPLIANCE_LIGHTING_SCENARIO | [15 empty] | 0 |  |  | #N/A | [26 empty] | 0% | 0% |  | 0 | 0 | 0 | 0 | 0 | 0 | 0 | 0 | 0 | 0 | 0 | [44 empty] | 0
3233-SW-IND-Deemed Incentives SDG&E_COMPLIANCE_LIGHTING_SCENARIO | [15 empty] | 0 |  |  | #N/A | [26 empty] | 0% | 0% |  | 0 | 0 | 0 | 0 | 0 | 0 | 0 | 0 | 0 | 0 | 0 | [44 empty] | 0
3233-SW-IND-Deemed Incentives SDG&E_COMPLIANCE_LIGHTING_SCENARIO | [15 empty] | 0 |  |  | #N/A | [26 empty] | 0% | 0% |  | 0 | 0 | 0 | 0 | 0 | 0 | 0 | 0 | 0 | 0 | 0 | [44 empty] | 0
3233-SW-IND-Deemed Incentives SDG&E_COMPLIANCE_LIGHTING_SCENARIO | [15 empty] | 0 |  |  | #N/A | [26 empty] | 0% | 0% |  | 0 | 0 | 0 | 0 | 0 | 0 | 0 | 0 | 0 | 0 | 0 | [44 empty] | 0
3233-SW-IND-Deemed Incentives SDG&E_COMPLIANCE_LIGHTING_SCENARIO | [15 empty] | 0 |  |  | #N/A | [26 empty] | 0% | 0% |  | 0 | 0 | 0 | 0 | 0 | 0 | 0 | 0 | 0 | 0 | 0 | [44 empty] | 0
3233-SW-IND-Deemed Incentives SDG&E_COMPLIANCE_LIGHTING_SCENARIO | [15 empty] | 0 |  |  | #N/A | [26 empty] | 0% | 0% |  | 0 | 0 | 0 | 0 | 0 | 0 | 0 | 0 | 0 | 0 | 0 | [44 empty] | 0
3233-SW-IND-Deemed Incentives SDG&E_COMPLIANCE_LIGHTING_SCENARIO | [15 empty] | 0 |  |  | #N/A | [26 empty] | 0% | 0% |  | 0 | 0 | 0 | 0 | 0 | 0 | 0 | 0 | 0 | 0 | 0 | [44 empty] | 0
3233-SW-IND-Deemed Incentives SDG&E_COMPLIANCE_LIGHTING_SCENARIO | [15 empty] | 0 |  |  | #N/A | [26 empty] | 0% | 0% |  | 0 | 0 | 0 | 0 | 0 | 0 | 0 | 0 | 0 | 0 | 0 | [44 empty] | 0
3233-SW-IND-Deemed Incentives SDG&E_COMPLIANCE_LIGHTING_SCENARIO | [15 empty] | 0 |  |  | #N/A | [26 empty] | 0% | 0% |  | 0 | 0 | 0 | 0 | 0 | 0 | 0 | 0 | 0 | 0 | 0 | [44 empty] | 0
3233-SW-IND-Deemed Incentives SDG&E_COMPLIANCE_LIGHTING_SCENARIO | [15 empty] | 0 |  |  | #N/A | [26 empty] | 0% | 0% |  | 0 | 0 | 0 | 0 | 0 | 0 | 0 | 0 | 0 | 0 | 0 | [44 empty] | 0
3233-SW-IND-Deemed Incentives SDG&E_COMPLIANCE_LIGHTING_SCENARIO | [15 empty] | 0 |  |  | #N/A | [26 empty] | 0% | 0% |  | 0 | 0 | 0 | 0 | 0 | 0 | 0 | 0 | 0 | 0 | 0 | [44 empty] | 0
3233-SW-IND-Deemed Incentives SDG&E_COMPLIANCE_LIGHTING_SCENARIO | [15 empty] | 0 |  |  | #N/A | [26 empty] | 0% | 0% |  | 0 | 0 | 0 | 0 | 0 | 0 | 0 | 0 | 0 | 0 | 0 | [44 empty] | 0
3233-SW-IND-Deemed Incentives SDG&E_COMPLIANCE_LIGHTING_SCENARIO | [15 empty] | 0 |  |  | #N/A | [26 empty] | 0% | 0% |  | 0 | 0 | 0 | 0 | 0 | 0 | 0 | 0 | 0 | 0 | 0 | [44 empty] | 0
3233-SW-IND-Deemed Incentives SDG&E_COMPLIANCE_LIGHTING_SCENARIO | [15 empty] | 0 |  |  | #N/A | [26 empty] | 0% | 0% |  | 0 | 0 | 0 | 0 | 0 | 0 | 0 | 0 | 0 | 0 | 0 | [44 empty] | 0
3233-SW-IND-Deemed Incentives SDG&E_COMPLIANCE_LIGHTING_SCENARIO | [15 empty] | 0 |  |  | #N/A | [26 empty] | 0% | 0% |  | 0 | 0 | 0 | 0 | 0 | 0 | 0 | 0 | 0 | 0 | 0 | [44 empty] | 0
3233-SW-IND-Deemed Incentives SDG&E_COMPLIANCE_LIGHTING_SCENARIO | [15 empty] | 0 |  |  | #N/A | [26 empty] | 0% | 0% |  | 0 | 0 | 0 | 0 | 0 | 0 | 0 | 0 | 0 | 0 | 0 | [44 empty] | 0
3233-SW-IND-Deemed Incentives SDG&E_COMPLIANCE_LIGHTING_SCENARIO | [15 empty] | 0 |  |  | #N/A | [26 empty] | 0% | 0% |  | 0 | 0 | 0 | 0 | 0 | 0 | 0 | 0 | 0 | 0 | 0 | [44 empty] | 0
3233-SW-IND-Deemed Incentives SDG&E_COMPLIANCE_LIGHTING_SCENARIO | [15 empty] | 0 |  |  | #N/A | [26 empty] | 0% | 0% |  | 0 | 0 | 0 | 0 | 0 | 0 | 0 | 0 | 0 | 0 | 0 | [44 empty] | 0
3233-SW-IND-Deemed Incentives SDG&E_COMPLIANCE_LIGHTING_SCENARIO | [15 empty] | 0 |  |  | #N/A | [26 empty] | 0% | 0% |  | 0 | 0 | 0 | 0 | 0 | 0 | 0 | 0 | 0 | 0 | 0 | [44 empty] | 0
3233-SW-IND-Deemed Incentives SDG&E_COMPLIANCE_LIGHTING_SCENARIO | [15 empty] | 0 |  |  | #N/A | [26 empty] | 0% | 0% |  | 0 | 0 | 0 | 0 | 0 | 0 | 0 | 0 | 0 | 0 | 0 | [44 empty] | 0
3233-SW-IND-Deemed Incentives SDG&E_COMPLIANCE_LIGHTING_SCENARIO | [15 empty] | 0 |  |  | #N/A | [26 empty] | 0% | 0% |  | 0 | 0 | 0 | 0 | 0 | 0 | 0 | 0 | 0 | 0 | 0 | [44 empty] | 0
3233-SW-IND-Deemed Incentives SDG&E_COMPLIANCE_LIGHTING_SCENARIO | [15 empty] | 0 |  |  | #N/A | [26 empty] | 0% | 0% |  | 0 | 0 | 0 | 0 | 0 | 0 | 0 | 0 | 0 | 0 | 0 | [44 empty] | 0
3233-SW-IND-Deemed Incentives SDG&E_COMPLIANCE_LIGHTING_SCENARIO | [15 empty] | 0 |  |  | #N/A | [26 empty] | 0% | 0% |  | 0 | 0 | 0 | 0 | 0 | 0 | 0 | 0 | 0 | 0 | 0 | [44 empty] | 0
3233-SW-IND-Deemed Incentives SDG&E_COMPLIANCE_LIGHTING_SCENARIO | [15 empty] | 0 |  |  | #N/A | [26 empty] | 0% | 0% |  | 0 | 0 | 0 | 0 | 0 | 0 | 0 | 0 | 0 | 0 | 0 | [44 empty] | 0
3233-SW-IND-Deemed Incentives SDG&E_COMPLIANCE_LIGHTING_SCENARIO | [15 empty] | 0 |  |  | #N/A | [26 empty] | 0% | 0% |  | 0 | 0 | 0 | 0 | 0 | 0 | 0 | 0 | 0 | 0 | 0 | [44 empty] | 0
3233-SW-IND-Deemed Incentives SDG&E_COMPLIANCE_LIGHTING_SCENARIO | [15 empty] | 0 |  |  | #N/A | [26 empty] | 0% | 0% |  | 0 | 0 | 0 | 0 | 0 | 0 | 0 | 0 | 0 | 0 | 0 | [44 empty] | 0
3233-SW-IND-Deemed Incentives SDG&E_COMPLIANCE_LIGHTING_SCENARIO | [15 empty] | 0 |  |  | #N/A | [26 empty] | 0% | 0% |  | 0 | 0 | 0 | 0 | 0 | 0 | 0 | 0 | 0 | 0 | 0 | [44 empty] | 0
3233-SW-IND-Deemed Incentives SDG&E_COMPLIANCE_LIGHTING_SCENARIO | [15 empty] | 0 |  |  | #N/A | [26 empty] | 0% | 0% |  | 0 | 0 | 0 | 0 | 0 | 0 | 0 | 0 | 0 | 0 | 0 | [44 empty] | 0
3233-SW-IND-Deemed Incentives SDG&E_COMPLIANCE_LIGHTING_SCENARIO | [15 empty] | 0 |  |  | #N/A | [26 empty] | 0% | 0% |  | 0 | 0 | 0 | 0 | 0 | 0 | 0 | 0 | 0 | 0 | 0 | [44 empty] | 0
3233-SW-IND-Deemed Incentives SDG&E_COMPLIANCE_LIGHTING_SCENARIO | [15 empty] | 0 |  |  | #N/A | [26 empty] | 0% | 0% |  | 0 | 0 | 0 | 0 | 0 | 0 | 0 | 0 | 0 | 0 | 0 | [44 empty] | 0
3233-SW-IND-Deemed Incentives SDG&E_COMPLIANCE_LIGHTING_SCENARIO | [15 empty] | 0 |  |  | #N/A | [26 empty] | 0% | 0% |  | 0 | 0 | 0 | 0 | 0 | 0 | 0 | 0 | 0 | 0 | 0 | [44 empty] | 0
3233-SW-IND-Deemed Incentives SDG&E_COMPLIANCE_LIGHTING_SCENARIO | [15 empty] | 0 |  |  | #N/A | [26 empty] | 0% | 0% |  | 0 | 0 | 0 | 0 | 0 | 0 | 0 | 0 | 0 | 0 | 0 | [44 empty] | 0
3233-SW-IND-Deemed Incentives SDG&E_COMPLIANCE_LIGHTING_SCENARIO | [15 empty] | 0 |  |  | #N/A | [26 empty] | 0% | 0% |  | 0 | 0 | 0 | 0 | 0 | 0 | 0 | 0 | 0 | 0 | 0 | [44 empty] | 0
3233-SW-IND-Deemed Incentives SDG&E_COMPLIANCE_LIGHTING_SCENARIO | [15 empty] | 0 |  |  | #N/A | [26 empty] | 0% | 0% |  | 0 | 0 | 0 | 0 | 0 | 0 | 0 | 0 | 0 | 0 | 0 | [44 empty] | 0
3233-SW-IND-Deemed Incentives SDG&E_COMPLIANCE_LIGHTING_SCENARIO | [15 empty] | 0 |  |  | #N/A | [26 empty] | 0% | 0% |  | 0 | 0 | 0 | 0 | 0 | 0 | 0 | 0 | 0 | 0 | 0 | [44 empty] | 0
3233-SW-IND-Deemed Incentives SDG&E_COMPLIANCE_LIGHTING_SCENARIO | [15 empty] | 0 |  |  | #N/A | [26 empty] | 0% | 0% |  | 0 | 0 | 0 | 0 | 0 | 0 | 0 | 0 | 0 | 0 | 0 | [44 empty] | 0
3233-SW-IND-Deemed Incentives SDG&E_COMPLIANCE_LIGHTING_SCENARIO | [15 empty] | 0 |  |  | #N/A | [26 empty] | 0% | 0% |  | 0 | 0 | 0 | 0 | 0 | 0 | 0 | 0 | 0 | 0 | 0 | [44 empty] | 0
3233-SW-IND-Deemed Incentives SDG&E_COMPLIANCE_LIGHTING_SCENARIO | [15 empty] | 0 |  |  | #N/A | [26 empty] | 0% | 0% |  | 0 | 0 | 0 | 0 | 0 | 0 | 0 | 0 | 0 | 0 | 0 | [44 empty] | 0
3233-SW-IND-Deemed Incentives SDG&E_COMPLIANCE_LIGHTING_SCENARIO | [15 empty] | 0 |  |  | #N/A | [26 empty] | 0% | 0% |  | 0 | 0 | 0 | 0 | 0 | 0 | 0 | 0 | 0 | 0 | 0 | [44 empty] | 0
3233-SW-IND-Deemed Incentives SDG&E_COMPLIANCE_LIGHTING_SCENARIO | [15 empty] | 0 |  |  | #N/A | [26 empty] | 0% | 0% |  | 0 | 0 | 0 | 0 | 0 | 0 | 0 | 0 | 0 | 0 | 0 | [44 empty] | 0
3233-SW-IND-Deemed Incentives SDG&E_COMPLIANCE_LIGHTING_SCENARIO | [15 empty] | 0 |  |  | #N/A | [26 empty] | 0% | 0% |  | 0 | 0 | 0 | 0 | 0 | 0 | 0 | 0 | 0 | 0 | 0 | [44 empty] | 0
3233-SW-IND-Deemed Incentives SDG&E_COMPLIANCE_LIGHTING_SCENARIO | [15 empty] | 0 |  |  | #N/A | [26 empty] | 0% | 0% |  | 0 | 0 | 0 | 0 | 0 | 0 | 0 | 0 | 0 | 0 | 0 | [44 empty] | 0
3233-SW-IND-Deemed Incentives SDG&E_COMPLIANCE_LIGHTING_SCENARIO | [15 empty] | 0 |  |  | #N/A | [26 empty] | 0% | 0% |  | 0 | 0 | 0 | 0 | 0 | 0 | 0 | 0 | 0 | 0 | 0 | [44 empty] | 0
3233-SW-IND-Deemed Incentives SDG&E_COMPLIANCE_LIGHTING_SCENARIO | [15 empty] | 0 |  |  | #N/A | [26 empty] | 0% | 0% |  | 0 | 0 | 0 | 0 | 0 | 0 | 0 | 0 | 0 | 0 | 0 | [44 empty] | 0
3233-SW-IND-Deemed Incentives SDG&E_COMPLIANCE_LIGHTING_SCENARIO | [15 empty] | 0 |  |  | #N/A | [26 empty] | 0% | 0% |  | 0 | 0 | 0 | 0 | 0 | 0 | 0 | 0 | 0 | 0 | 0 | [44 empty] | 0
3233-SW-IND-Deemed Incentives SDG&E_COMPLIANCE_LIGHTING_SCENARIO | [15 empty] | 0 |  |  | #N/A | [26 empty] | 0% | 0% |  | 0 | 0 | 0 | 0 | 0 | 0 | 0 | 0 | 0 | 0 | 0 | [44 empty] | 0
3233-SW-IND-Deemed Incentives SDG&E_COMPLIANCE_LIGHTING_SCENARIO | [15 empty] | 0 |  |  | #N/A | [26 empty] | 0% | 0% |  | 0 | 0 | 0 | 0 | 0 | 0 | 0 | 0 | 0 | 0 | 0 | [44 empty] | 0
3233-SW-IND-Deemed Incentives SDG&E_COMPLIANCE_LIGHTING_SCENARIO | [15 empty] | 0 |  |  | #N/A | [26 empty] | 0% | 0% |  | 0 | 0 | 0 | 0 | 0 | 0 | 0 | 0 | 0 | 0 | 0 | [44 empty] | 0
3233-SW-IND-Deemed Incentives SDG&E_COMPLIANCE_LIGHTING_SCENARIO | [15 empty] | 0 |  |  | #N/A | [26 empty] | 0% | 0% |  | 0 | 0 | 0 | 0 | 0 | 0 | 0 | 0 | 0 | 0 | 0 | [44 empty] | 0
3233-SW-IND-Deemed Incentives SDG&E_COMPLIANCE_LIGHTING_SCENARIO | [15 empty] | 0 |  |  | #N/A | [26 empty] | 0% | 0% |  | 0 | 0 | 0 | 0 | 0 | 0 | 0 | 0 | 0 | 0 | 0 | [44 empty] | 0
3233-SW-IND-Deemed Incentives SDG&E_COMPLIANCE_LIGHTING_SCENARIO | [15 empty] | 0 |  |  | #N/A | [26 empty] | 0% | 0% |  | 0 | 0 | 0 | 0 | 0 | 0 | 0 | 0 | 0 | 0 | 0 | [44 empty] | 0
3233-SW-IND-Deemed Incentives SDG&E_COMPLIANCE_LIGHTING_SCENARIO | [15 empty] | 0 |  |  | #N/A | [26 empty] | 0% | 0% |  | 0 | 0 | 0 | 0 | 0 | 0 | 0 | 0 | 0 | 0 | 0 | [44 empty] | 0
3233-SW-IND-Deemed Incentives SDG&E_COMPLIANCE_LIGHTING_SCENARIO | [15 empty] | 0 |  |  | #N/A | [26 empty] | 0% | 0% |  | 0 | 0 | 0 | 0 | 0 | 0 | 0 | 0 | 0 | 0 | 0 | [44 empty] | 0
3233-SW-IND-Deemed Incentives SDG&E_COMPLIANCE_LIGHTING_SCENARIO | [15 empty] | 0 |  |  | #N/A | [26 empty] | 0% | 0% |  | 0 | 0 | 0 | 0 | 0 | 0 | 0 | 0 | 0 | 0 | 0 | [44 empty] | 0
3233-SW-IND-Deemed Incentives SDG&E_COMPLIANCE_LIGHTING_SCENARIO | [15 empty] | 0 |  |  | #N/A | [26 empty] | 0% | 0% |  | 0 | 0 | 0 | 0 | 0 | 0 | 0 | 0 | 0 | 0 | 0 | [44 empty] | 0
3233-SW-IND-Deemed Incentives SDG&E_COMPLIANCE_LIGHTING_SCENARIO | [15 empty] | 0 |  |  | #N/A | [26 empty] | 0% | 0% |  | 0 | 0 | 0 | 0 | 0 | 0 | 0 | 0 | 0 | 0 | 0 | [44 empty] | 0
3233-SW-IND-Deemed Incentives SDG&E_COMPLIANCE_LIGHTING_SCENARIO | [15 empty] | 0 |  |  | #N/A | [26 empty] | 0% | 0% |  | 0 | 0 | 0 | 0 | 0 | 0 | 0 | 0 | 0 | 0 | 0 | [44 empty] | 0
3233-SW-IND-Deemed Incentives SDG&E_COMPLIANCE_LIGHTING_SCENARIO | [15 empty] | 0 |  |  | #N/A | [26 empty] | 0% | 0% |  | 0 | 0 | 0 | 0 | 0 | 0 | 0 | 0 | 0 | 0 | 0 | [44 empty] | 0
3233-SW-IND-Deemed Incentives SDG&E_COMPLIANCE_LIGHTING_SCENARIO | [15 empty] | 0 |  |  | #N/A | [26 empty] | 0% | 0% |  | 0 | 0 | 0 | 0 | 0 | 0 | 0 | 0 | 0 | 0 | 0 | [44 empty] | 0
3233-SW-IND-Deemed Incentives SDG&E_COMPLIANCE_LIGHTING_SCENARIO | [15 empty] | 0 |  |  | #N/A | [26 empty] | 0% | 0% |  | 0 | 0 | 0 | 0 | 0 | 0 | 0 | 0 | 0 | 0 | 0 | [44 empty] | 0
3233-SW-IND-Deemed Incentives SDG&E_COMPLIANCE_LIGHTING_SCENARIO | [15 empty] | 0 |  |  | #N/A | [26 empty] | 0% | 0% |  | 0 | 0 | 0 | 0 | 0 | 0 | 0 | 0 | 0 | 0 | 0 | [44 empty] | 0
3233-SW-IND-Deemed Incentives SDG&E_COMPLIANCE_LIGHTING_SCENARIO | [15 empty] | 0 |  |  | #N/A | [26 empty] | 0% | 0% |  | 0 | 0 | 0 | 0 | 0 | 0 | 0 | 0 | 0 | 0 | 0 | [44 empty] | 0
3233-SW-IND-Deemed Incentives SDG&E_COMPLIANCE_LIGHTING_SCENARIO | [15 empty] | 0 |  |  | #N/A | [26 empty] | 0% | 0% |  | 0 | 0 | 0 | 0 | 0 | 0 | 0 | 0 | 0 | 0 | 0 | [44 empty] | 0
3233-SW-IND-Deemed Incentives SDG&E_COMPLIANCE_LIGHTING_SCENARIO | [15 empty] | 0 |  |  | #N/A | [26 empty] | 0% | 0% |  | 0 | 0 | 0 | 0 | 0 | 0 | 0 | 0 | 0 | 0 | 0 | [44 empty] | 0
3233-SW-IND-Deemed Incentives SDG&E_COMPLIANCE_LIGHTING_SCENARIO | [15 empty] | 0 |  |  | #N/A | [26 empty] | 0% | 0% |  | 0 | 0 | 0 | 0 | 0 | 0 | 0 | 0 | 0 | 0 | 0 | [44 empty] | 0
3233-SW-IND-Deemed Incentives SDG&E_COMPLIANCE_LIGHTING_SCENARIO | [15 empty] | 0 |  |  | #N/A | [26 empty] | 0% | 0% |  | 0 | 0 | 0 | 0 | 0 | 0 | 0 | 0 | 0 | 0 | 0 | [44 empty] | 0
3233-SW-IND-Deemed Incentives SDG&E_COMPLIANCE_LIGHTING_SCENARIO | [15 empty] | 0 |  |  | #N/A | [26 empty] | 0% | 0% |  | 0 | 0 | 0 | 0 | 0 | 0 | 0 | 0 | 0 | 0 | 0 | [44 empty] | 0
3233-SW-IND-Deemed Incentives SDG&E_COMPLIANCE_LIGHTING_SCENARIO | [15 empty] | 0 |  |  | #N/A | [26 empty] | 0% | 0% |  | 0 | 0 | 0 | 0 | 0 | 0 | 0 | 0 | 0 | 0 | 0 | [44 empty] | 0
3233-SW-IND-Deemed Incentives SDG&E_COMPLIANCE_LIGHTING_SCENARIO | [15 empty] | 0 |  |  | #N/A | [26 empty] | 0% | 0% |  | 0 | 0 | 0 | 0 | 0 | 0 | 0 | 0 | 0 | 0 | 0 | [44 empty] | 0
3233-SW-IND-Deemed Incentives SDG&E_COMPLIANCE_LIGHTING_SCENARIO | [15 empty] | 0 |  |  | #N/A | [26 empty] | 0% | 0% |  | 0 | 0 | 0 | 0 | 0 | 0 | 0 | 0 | 0 | 0 | 0 | [44 empty] | 0
3233-SW-IND-Deemed Incentives SDG&E_COMPLIANCE_LIGHTING_SCENARIO | [15 empty] | 0 |  |  | #N/A | [26 empty] | 0% | 0% |  | 0 | 0 | 0 | 0 | 0 | 0 | 0 | 0 | 0 | 0 | 0 | [44 empty] | 0
3233-SW-IND-Deemed Incentives SDG&E_COMPLIANCE_LIGHTING_SCENARIO | [15 empty] | 0 |  |  | #N/A | [26 empty] | 0% | 0% |  | 0 | 0 | 0 | 0 | 0 | 0 | 0 | 0 | 0 | 0 | 0 | [44 empty] | 0
3233-SW-IND-Deemed Incentives SDG&E_COMPLIANCE_LIGHTING_SCENARIO | [15 empty] | 0 |  |  | #N/A | [26 empty] | 0% | 0% |  | 0 | 0 | 0 | 0 | 0 | 0 | 0 | 0 | 0 | 0 | 0 | [44 empty] | 0
3233-SW-IND-Deemed Incentives SDG&E_COMPLIANCE_LIGHTING_SCENARIO | [15 empty] | 0 |  |  | #N/A | [26 empty] | 0% | 0% |  | 0 | 0 | 0 | 0 | 0 | 0 | 0 | 0 | 0 | 0 | 0 | [44 empty] | 0
3233-SW-IND-Deemed Incentives SDG&E_COMPLIANCE_LIGHTING_SCENARIO | [15 empty] | 0 |  |  | #N/A | [26 empty] | 0% | 0% |  | 0 | 0 | 0 | 0 | 0 | 0 | 0 | 0 | 0 | 0 | 0 | [44 empty] | 0
3233-SW-IND-Deemed Incentives SDG&E_COMPLIANCE_LIGHTING_SCENARIO | [15 empty] | 0 |  |  | #N/A | [26 empty] | 0% | 0% |  | 0 | 0 | 0 | 0 | 0 | 0 | 0 | 0 | 0 | 0 | 0 | [44 empty] | 0
3233-SW-IND-Deemed Incentives SDG&E_COMPLIANCE_LIGHTING_SCENARIO | [15 empty] | 0 |  |  | #N/A | [26 empty] | 0% | 0% |  | 0 | 0 | 0 | 0 | 0 | 0 | 0 | 0 | 0 | 0 | 0 | [44 empty] | 0
3233-SW-IND-Deemed Incentives SDG&E_COMPLIANCE_LIGHTING_SCENARIO | [15 empty] | 0 |  |  | #N/A | [26 empty] | 0% | 0% |  | 0 | 0 | 0 | 0 | 0 | 0 | 0 | 0 | 0 | 0 | 0 | [44 empty] | 0
3233-SW-IND-Deemed Incentives SDG&E_COMPLIANCE_LIGHTING_SCENARIO | [15 empty] | 0 |  |  | #N/A | [26 empty] | 0% | 0% |  | 0 | 0 | 0 | 0 | 0 | 0 | 0 | 0 | 0 | 0 | 0 | [44 empty] | 0
3233-SW-IND-Deemed Incentives SDG&E_COMPLIANCE_LIGHTING_SCENARIO | [15 empty] | 0 |  |  | #N/A | [26 empty] | 0% | 0% |  | 0 | 0 | 0 | 0 | 0 | 0 | 0 | 0 | 0 | 0 | 0 | [44 empty] | 0
3233-SW-IND-Deemed Incentives SDG&E_COMPLIANCE_LIGHTING_SCENARIO | [15 empty] | 0 |  |  | #N/A | [26 empty] | 0% | 0% |  | 0 | 0 | 0 | 0 | 0 | 0 | 0 | 0 | 0 | 0 | 0 | [44 empty] | 0
3233-SW-IND-Deemed Incentives SDG&E_COMPLIANCE_LIGHTING_SCENARIO | [15 empty] | 0 |  |  | #N/A | [26 empty] | 0% | 0% |  | 0 | 0 | 0 | 0 | 0 | 0 | 0 | 0 | 0 | 0 | 0 | [44 empty] | 0
3233-SW-IND-Deemed Incentives SDG&E_COMPLIANCE_LIGHTING_SCENARIO | [15 empty] | 0 |  |  | #N/A | [26 empty] | 0% | 0% |  | 0 | 0 | 0 | 0 | 0 | 0 | 0 | 0 | 0 | 0 | 0 | [44 empty] | 0
3233-SW-IND-Deemed Incentives SDG&E_COMPLIANCE_LIGHTING_SCENARIO | [15 empty] | 0 |  |  | #N/A | [26 empty] | 0% | 0% |  | 0 | 0 | 0 | 0 | 0 | 0 | 0 | 0 | 0 | 0 | 0 | [44 empty] | 0
3233-SW-IND-Deemed Incentives SDG&E_COMPLIANCE_LIGHTING_SCENARIO | [15 empty] | 0 |  |  | #N/A | [26 empty] | 0% | 0% |  | 0 | 0 | 0 | 0 | 0 | 0 | 0 | 0 | 0 | 0 | 0 | [44 empty] | 0
3233-SW-IND-Deemed Incentives SDG&E_COMPLIANCE_LIGHTING_SCENARIO | [15 empty] | 0 |  |  | #N/A | [26 empty] | 0% | 0% |  | 0 | 0 | 0 | 0 | 0 | 0 | 0 | 0 | 0 | 0 | 0 | [44 empty] | 0
3233-SW-IND-Deemed Incentives SDG&E_COMPLIANCE_LIGHTING_SCENARIO | [15 empty] | 0 |  |  | #N/A | [26 empty] | 0% | 0% |  | 0 | 0 | 0 | 0 | 0 | 0 | 0 | 0 | 0 | 0 | 0 | [44 empty] | 0
3233-SW-IND-Deemed Incentives SDG&E_COMPLIANCE_LIGHTING_SCENARIO | [15 empty] | 0 |  |  | #N/A | [26 empty] | 0% | 0% |  | 0 | 0 | 0 | 0 | 0 | 0 | 0 | 0 | 0 | 0 | 0 | [44 empty] | 0
3233-SW-IND-Deemed Incentives SDG&E_COMPLIANCE_LIGHTING_SCENARIO | [15 empty] | 0 |  |  | #N/A | [26 empty] | 0% | 0% |  | 0 | 0 | 0 | 0 | 0 | 0 | 0 | 0 | 0 | 0 | 0 | [44 empty] | 0
3233-SW-IND-Deemed Incentives SDG&E_COMPLIANCE_LIGHTING_SCENARIO | [15 empty] | 0 |  |  | #N/A | [26 empty] | 0% | 0% |  | 0 | 0 | 0 | 0 | 0 | 0 | 0 | 0 | 0 | 0 | 0 | [44 empty] | 0
3233-SW-IND-Deemed Incentives SDG&E_COMPLIANCE_LIGHTING_SCENARIO | [15 empty] | 0 |  |  | #N/A | [26 empty] | 0% | 0% |  | 0 | 0 | 0 | 0 | 0 | 0 | 0 | 0 | 0 | 0 | 0 | [44 empty] | 0
3233-SW-IND-Deemed Incentives SDG&E_COMPLIANCE_LIGHTING_SCENARIO | [15 empty] | 0 |  |  | #N/A | [26 empty] | 0% | 0% |  | 0 | 0 | 0 | 0 | 0 | 0 | 0 | 0 | 0 | 0 | 0 | [44 empty] | 0
3233-SW-IND-Deemed Incentives SDG&E_COMPLIANCE_LIGHTING_SCENARIO | [15 empty] | 0 |  |  | #N/A | [26 empty] | 0% | 0% |  | 0 | 0 | 0 | 0 | 0 | 0 | 0 | 0 | 0 | 0 | 0 | [44 empty] | 0
3233-SW-IND-Deemed Incentives SDG&E_COMPLIANCE_LIGHTING_SCENARIO | [15 empty] | 0 |  |  | #N/A | [26 empty] | 0% | 0% |  | 0 | 0 | 0 | 0 | 0 | 0 | 0 | 0 | 0 | 0 | 0 | [44 empty] | 0
3233-SW-IND-Deemed Incentives SDG&E_COMPLIANCE_LIGHTING_SCENARIO | [15 empty] | 0 |  |  | #N/A | [26 empty] | 0% | 0% |  | 0 | 0 | 0 | 0 | 0 | 0 | 0 | 0 | 0 | 0 | 0 | [44 empty] | 0
3233-SW-IND-Deemed Incentives SDG&E_COMPLIANCE_LIGHTING_SCENARIO | [15 empty] | 0 |  |  | #N/A | [26 empty] | 0% | 0% |  | 0 | 0 | 0 | 0 | 0 | 0 | 0 | 0 | 0 | 0 | 0 | [44 empty] | 0
3233-SW-IND-Deemed Incentives SDG&E_COMPLIANCE_LIGHTING_SCENARIO | [15 empty] | 0 |  |  | #N/A | [26 empty] | 0% | 0% |  | 0 | 0 | 0 | 0 | 0 | 0 | 0 | 0 | 0 | 0 | 0 | [44 empty] | 0
3233-SW-IND-Deemed Incentives SDG&E_COMPLIANCE_LIGHTING_SCENARIO | [15 empty] | 0 |  |  | #N/A | [26 empty] | 0% | 0% |  | 0 | 0 | 0 | 0 | 0 | 0 | 0 | 0 | 0 | 0 | 0 | [44 empty] | 0
3233-SW-IND-Deemed Incentives SDG&E_COMPLIANCE_LIGHTING_SCENARIO | [15 empty] | 0 |  |  | #N/A | [26 empty] | 0% | 0% |  | 0 | 0 | 0 | 0 | 0 | 0 | 0 | 0 | 0 | 0 | 0 | [44 empty] | 0
3233-SW-IND-Deemed Incentives SDG&E_COMPLIANCE_LIGHTING_SCENARIO | [15 empty] | 0 |  |  | #N/A | [26 empty] | 0% | 0% |  | 0 | 0 | 0 | 0 | 0 | 0 | 0 | 0 | 0 | 0 | 0 | [44 empty] | 0
3233-SW-IND-Deemed Incentives SDG&E_COMPLIANCE_LIGHTING_SCENARIO | [15 empty] | 0 |  |  | #N/A | [26 empty] | 0% | 0% |  | 0 | 0 | 0 | 0 | 0 | 0 | 0 | 0 | 0 | 0 | 0 | [44 empty] | 0
3233-SW-IND-Deemed Incentives SDG&E_COMPLIANCE_LIGHTING_SCENARIO | [15 empty] | 0 |  |  | #N/A | [26 empty] | 0% | 0% |  | 0 | 0 | 0 | 0 | 0 | 0 | 0 | 0 | 0 | 0 | 0 | [44 empty] | 0
3233-SW-IND-Deemed Incentives SDG&E_COMPLIANCE_LIGHTING_SCENARIO | [15 empty] | 0 |  |  | #N/A | [26 empty] | 0% | 0% |  | 0 | 0 | 0 | 0 | 0 | 0 | 0 | 0 | 0 | 0 | 0 | [44 empty] | 0
3233-SW-IND-Deemed Incentives SDG&E_COMPLIANCE_LIGHTING_SCENARIO | [15 empty] | 0 |  |  | #N/A | [26 empty] | 0% | 0% |  | 0 | 0 | 0 | 0 | 0 | 0 | 0 | 0 | 0 | 0 | 0 | [44 empty] | 0
3233-SW-IND-Deemed Incentives SDG&E_COMPLIANCE_LIGHTING_SCENARIO | [15 empty] | 0 |  |  | #N/A | [26 empty] | 0% | 0% |  | 0 | 0 | 0 | 0 | 0 | 0 | 0 | 0 | 0 | 0 | 0 | [44 empty] | 0
3233-SW-IND-Deemed Incentives SDG&E_COMPLIANCE_LIGHTING_SCENARIO | [15 empty] | 0 |  |  | #N/A | [26 empty] | 0% | 0% |  | 0 | 0 | 0 | 0 | 0 | 0 | 0 | 0 | 0 | 0 | 0 | [44 empty] | 0
3233-SW-IND-Deemed Incentives SDG&E_COMPLIANCE_LIGHTING_SCENARIO | [15 empty] | 0 |  |  | #N/A | [26 empty] | 0% | 0% |  | 0 | 0 | 0 | 0 | 0 | 0 | 0 | 0 | 0 | 0 | 0 | [44 empty] | 0
3233-SW-IND-Deemed Incentives SDG&E_COMPLIANCE_LIGHTING_SCENARIO | [15 empty] | 0 |  |  | #N/A | [26 empty] | 0% | 0% |  | 0 | 0 | 0 | 0 | 0 | 0 | 0 | 0 | 0 | 0 | 0 | [44 empty] | 0
3233-SW-IND-Deemed Incentives SDG&E_COMPLIANCE_LIGHTING_SCENARIO | [15 empty] | 0 |  |  | #N/A | [26 empty] | 0% | 0% |  | 0 | 0 | 0 | 0 | 0 | 0 | 0 | 0 | 0 | 0 | 0 | [44 empty] | 0
3233-SW-IND-Deemed Incentives SDG&E_COMPLIANCE_LIGHTING_SCENARIO | [15 empty] | 0 |  |  | #N/A | [26 empty] | 0% | 0% |  | 0 | 0 | 0 | 0 | 0 | 0 | 0 | 0 | 0 | 0 | 0 | [44 empty] | 0
3233-SW-IND-Deemed Incentives SDG&E_COMPLIANCE_LIGHTING_SCENARIO | [15 empty] | 0 |  |  | #N/A | [26 empty] | 0% | 0% |  | 0 | 0 | 0 | 0 | 0 | 0 | 0 | 0 | 0 | 0 | 0 | [44 empty] | 0
3233-SW-IND-Deemed Incentives SDG&E_COMPLIANCE_LIGHTING_SCENARIO | [15 empty] | 0 |  |  | #N/A | [26 empty] | 0% | 0% |  | 0 | 0 | 0 | 0 | 0 | 0 | 0 | 0 | 0 | 0 | 0 | [44 empty] | 0
3233-SW-IND-Deemed Incentives SDG&E_COMPLIANCE_LIGHTING_SCENARIO | [15 empty] | 0 |  |  | #N/A | [26 empty] | 0% | 0% |  | 0 | 0 | 0 | 0 | 0 | 0 | 0 | 0 | 0 | 0 | 0 | [44 empty] | 0
3233-SW-IND-Deemed Incentives SDG&E_COMPLIANCE_LIGHTING_SCENARIO | [15 empty] | 0 |  |  | #N/A | [26 empty] | 0% | 0% |  | 0 | 0 | 0 | 0 | 0 | 0 | 0 | 0 | 0 | 0 | 0 | [44 empty] | 0
3233-SW-IND-Deemed Incentives SDG&E_COMPLIANCE_LIGHTING_SCENARIO | [15 empty] | 0 |  |  | #N/A | [26 empty] | 0% | 0% |  | 0 | 0 | 0 | 0 | 0 | 0 | 0 | 0 | 0 | 0 | 0 | [44 empty] | 0
3233-SW-IND-Deemed Incentives SDG&E_COMPLIANCE_LIGHTING_SCENARIO | [15 empty] | 0 |  |  | #N/A | [26 empty] | 0% | 0% |  | 0 | 0 | 0 | 0 | 0 | 0 | 0 | 0 | 0 | 0 | 0 | [44 empty] | 0
3233-SW-IND-Deemed Incentives SDG&E_COMPLIANCE_LIGHTING_SCENARIO | [15 empty] | 0 |  |  | #N/A | [26 empty] | 0% | 0% |  | 0 | 0 | 0 | 0 | 0 | 0 | 0 | 0 | 0 | 0 | 0 | [44 empty] | 0
3233-SW-IND-Deemed Incentives SDG&E_COMPLIANCE_LIGHTING_SCENARIO | [15 empty] | 0 |  |  | #N/A | [26 empty] | 0% | 0% |  | 0 | 0 | 0 | 0 | 0 | 0 | 0 | 0 | 0 | 0 | 0 | [44 empty] | 0
3233-SW-IND-Deemed Incentives SDG&E_COMPLIANCE_LIGHTING_SCENARIO | [15 empty] | 0 |  |  | #N/A | [26 empty] | 0% | 0% |  | 0 | 0 | 0 | 0 | 0 | 0 | 0 | 0 | 0 | 0 | 0 | [44 empty] | 0
3233-SW-IND-Deemed Incentives SDG&E_COMPLIANCE_LIGHTING_SCENARIO | [15 empty] | 0 |  |  | #N/A | [26 empty] | 0% | 0% |  | 0 | 0 | 0 | 0 | 0 | 0 | 0 | 0 | 0 | 0 | 0 | [44 empty] | 0
3233-SW-IND-Deemed Incentives SDG&E_COMPLIANCE_LIGHTING_SCENARIO | [15 empty] | 0 |  |  | #N/A | [26 empty] | 0% | 0% |  | 0 | 0 | 0 | 0 | 0 | 0 | 0 | 0 | 0 | 0 | 0 | [44 empty] | 0
3233-SW-IND-Deemed Incentives SDG&E_COMPLIANCE_LIGHTING_SCENARIO | [15 empty] | 0 |  |  | #N/A | [26 empty] | 0% | 0% |  | 0 | 0 | 0 | 0 | 0 | 0 | 0 | 0 | 0 | 0 | 0 | [44 empty] | 0
3233-SW-IND-Deemed Incentives SDG&E_COMPLIANCE_LIGHTING_SCENARIO | [15 empty] | 0 |  |  | #N/A | [26 empty] | 0% | 0% |  | 0 | 0 | 0 | 0 | 0 | 0 | 0 | 0 | 0 | 0 | 0 | [44 empty] | 0
3233-SW-IND-Deemed Incentives SDG&E_COMPLIANCE_LIGHTING_SCENARIO | [15 empty] | 0 |  |  | #N/A | [26 empty] | 0% | 0% |  | 0 | 0 | 0 | 0 | 0 | 0 | 0 | 0 | 0 | 0 | 0 | [44 empty] | 0
3233-SW-IND-Deemed Incentives SDG&E_COMPLIANCE_LIGHTING_SCENARIO | [15 empty] | 0 |  |  | #N/A | [26 empty] | 0% | 0% |  | 0 | 0 | 0 | 0 | 0 | 0 | 0 | 0 | 0 | 0 | 0 | [44 empty] | 0
3233-SW-IND-Deemed Incentives SDG&E_COMPLIANCE_LIGHTING_SCENARIO | [15 empty] | 0 |  |  | #N/A | [26 empty] | 0% | 0% |  | 0 | 0 | 0 | 0 | 0 | 0 | 0 | 0 | 0 | 0 | 0 | [44 empty] | 0
3233-SW-IND-Deemed Incentives SDG&E_COMPLIANCE_LIGHTING_SCENARIO | [15 empty] | 0 |  |  | #N/A | [26 empty] | 0% | 0% |  | 0 | 0 | 0 | 0 | 0 | 0 | 0 | 0 | 0 | 0 | 0 | [44 empty] | 0
3233-SW-IND-Deemed Incentives SDG&E_COMPLIANCE_LIGHTING_SCENARIO | [15 empty] | 0 |  |  | #N/A | [26 empty] | 0% | 0% |  | 0 | 0 | 0 | 0 | 0 | 0 | 0 | 0 | 0 | 0 | 0 | [44 empty] | 0
3233-SW-IND-Deemed Incentives SDG&E_COMPLIANCE_LIGHTING_SCENARIO | [15 empty] | 0 |  |  | #N/A | [26 empty] | 0% | 0% |  | 0 | 0 | 0 | 0 | 0 | 0 | 0 | 0 | 0 | 0 | 0 | [44 empty] | 0
3233-SW-IND-Deemed Incentives SDG&E_COMPLIANCE_LIGHTING_SCENARIO | [15 empty] | 0 |  |  | #N/A | [26 empty] | 0% | 0% |  | 0 | 0 | 0 | 0 | 0 | 0 | 0 | 0 | 0 | 0 | 0 | [44 empty] | 0
3233-SW-IND-Deemed Incentives SDG&E_COMPLIANCE_LIGHTING_SCENARIO | [15 empty] | 0 |  |  | #N/A | [26 empty] | 0% | 0% |  | 0 | 0 | 0 | 0 | 0 | 0 | 0 | 0 | 0 | 0 | 0 | [44 empty] | 0
3233-SW-IND-Deemed Incentives SDG&E_COMPLIANCE_LIGHTING_SCENARIO | [15 empty] | 0 |  |  | #N/A | [26 empty] | 0% | 0% |  | 0 | 0 | 0 | 0 | 0 | 0 | 0 | 0 | 0 | 0 | 0 | [44 empty] | 0
3233-SW-IND-Deemed Incentives SDG&E_COMPLIANCE_LIGHTING_SCENARIO | [15 empty] | 0 |  |  | #N/A | [26 empty] | 0% | 0% |  | 0 | 0 | 0 | 0 | 0 | 0 | 0 | 0 | 0 | 0 | 0 | [44 empty] | 0
3233-SW-IND-Deemed Incentives SDG&E_COMPLIANCE_LIGHTING_SCENARIO | [15 empty] | 0 |  |  | #N/A | [26 empty] | 0% | 0% |  | 0 | 0 | 0 | 0 | 0 | 0 | 0 | 0 | 0 | 0 | 0 | [44 empty] | 0
3233-SW-IND-Deemed Incentives SDG&E_COMPLIANCE_LIGHTING_SCENARIO | [15 empty] | 0 |  |  | #N/A | [26 empty] | 0% | 0% |  | 0 | 0 | 0 | 0 | 0 | 0 | 0 | 0 | 0 | 0 | 0 | [44 empty] | 0
3233-SW-IND-Deemed Incentives SDG&E_COMPLIANCE_LIGHTING_SCENARIO | [15 empty] | 0 |  |  | #N/A | [26 empty] | 0% | 0% |  | 0 | 0 | 0 | 0 | 0 | 0 | 0 | 0 | 0 | 0 | 0 | [44 empty] | 0
3233-SW-IND-Deemed Incentives SDG&E_COMPLIANCE_LIGHTING_SCENARIO | [15 empty] | 0 |  |  | #N/A | [26 empty] | 0% | 0% |  | 0 | 0 | 0 | 0 | 0 | 0 | 0 | 0 | 0 | 0 | 0 | [44 empty] | 0
3233-SW-IND-Deemed Incentives SDG&E_COMPLIANCE_LIGHTING_SCENARIO | [15 empty] | 0 |  |  | #N/A | [26 empty] | 0% | 0% |  | 0 | 0 | 0 | 0 | 0 | 0 | 0 | 0 | 0 | 0 | 0 | [44 empty] | 0
3233-SW-IND-Deemed Incentives SDG&E_COMPLIANCE_LIGHTING_SCENARIO | [15 empty] | 0 |  |  | #N/A | [26 empty] | 0% | 0% |  | 0 | 0 | 0 | 0 | 0 | 0 | 0 | 0 | 0 | 0 | 0 | [44 empty] | 0
3233-SW-IND-Deemed Incentives SDG&E_COMPLIANCE_LIGHTING_SCENARIO | [15 empty] | 0 |  |  | #N/A | [26 empty] | 0% | 0% |  | 0 | 0 | 0 | 0 | 0 | 0 | 0 | 0 | 0 | 0 | 0 | [44 empty] | 0
3233-SW-IND-Deemed Incentives SDG&E_COMPLIANCE_LIGHTING_SCENARIO | [15 empty] | 0 |  |  | #N/A | [26 empty] | 0% | 0% |  | 0 | 0 | 0 | 0 | 0 | 0 | 0 | 0 | 0 | 0 | 0 | [44 empty] | 0
3233-SW-IND-Deemed Incentives SDG&E_COMPLIANCE_LIGHTING_SCENARIO | [15 empty] | 0 |  |  | #N/A | [26 empty] | 0% | 0% |  | 0 | 0 | 0 | 0 | 0 | 0 | 0 | 0 | 0 | 0 | 0 | [44 empty] | 0
3233-SW-IND-Deemed Incentives SDG&E_COMPLIANCE_LIGHTING_SCENARIO | [15 empty] | 0 |  |  | #N/A | [26 empty] | 0% | 0% |  | 0 | 0 | 0 | 0 | 0 | 0 | 0 | 0 | 0 | 0 | 0 | [44 empty] | 0
3233-SW-IND-Deemed Incentives SDG&E_COMPLIANCE_LIGHTING_SCENARIO | [15 empty] | 0 |  |  | #N/A | [26 empty] | 0% | 0% |  | 0 | 0 | 0 | 0 | 0 | 0 | 0 | 0 | 0 | 0 | 0 | [44 empty] | 0
3233-SW-IND-Deemed Incentives SDG&E_COMPLIANCE_LIGHTING_SCENARIO | [15 empty] | 0 |  |  | #N/A | [26 empty] | 0% | 0% |  | 0 | 0 | 0 | 0 | 0 | 0 | 0 | 0 | 0 | 0 | 0 | [44 empty] | 0
3233-SW-IND-Deemed Incentives SDG&E_COMPLIANCE_LIGHTING_SCENARIO | [15 empty] | 0 |  |  | #N/A | [26 empty] | 0% | 0% |  | 0 | 0 | 0 | 0 | 0 | 0 | 0 | 0 | 0 | 0 | 0 | [44 empty] | 0
3233-SW-IND-Deemed Incentives SDG&E_COMPLIANCE_LIGHTING_SCENARIO | [15 empty] | 0 |  |  | #N/A | [26 empty] | 0% | 0% |  | 0 | 0 | 0 | 0 | 0 | 0 | 0 | 0 | 0 | 0 | 0 | [44 empty] | 0
3233-SW-IND-Deemed Incentives SDG&E_COMPLIANCE_LIGHTING_SCENARIO | [15 empty] | 0 |  |  | #N/A | [26 empty] | 0% | 0% |  | 0 | 0 | 0 | 0 | 0 | 0 | 0 | 0 | 0 | 0 | 0 | [44 empty] | 0
3233-SW-IND-Deemed Incentives SDG&E_COMPLIANCE_LIGHTING_SCENARIO | [15 empty] | 0 |  |  | #N/A | [26 empty] | 0% | 0% |  | 0 | 0 | 0 | 0 | 0 | 0 | 0 | 0 | 0 | 0 | 0 | [44 empty] | 0
3233-SW-IND-Deemed Incentives SDG&E_COMPLIANCE_LIGHTING_SCENARIO | [15 empty] | 0 |  |  | #N/A | [26 empty] | 0% | 0% |  | 0 | 0 | 0 | 0 | 0 | 0 | 0 | 0 | 0 | 0 | 0 | [44 empty] | 0
3233-SW-IND-Deemed Incentives SDG&E_COMPLIANCE_LIGHTING_SCENARIO | [15 empty] | 0 |  |  | #N/A | [26 empty] | 0% | 0% |  | 0 | 0 | 0 | 0 | 0 | 0 | 0 | 0 | 0 | 0 | 0 | [44 empty] | 0
3233-SW-IND-Deemed Incentives SDG&E_COMPLIANCE_LIGHTING_SCENARIO | [15 empty] | 0 |  |  | #N/A | [26 empty] | 0% | 0% |  | 0 | 0 | 0 | 0 | 0 | 0 | 0 | 0 | 0 | 0 | 0 | [44 empty] | 0
3233-SW-IND-Deemed Incentives SDG&E_COMPLIANCE_LIGHTING_SCENARIO | [15 empty] | 0 |  |  | #N/A | [26 empty] | 0% | 0% |  | 0 | 0 | 0 | 0 | 0 | 0 | 0 | 0 | 0 | 0 | 0 | [44 empty] | 0
3233-SW-IND-Deemed Incentives SDG&E_COMPLIANCE_LIGHTING_SCENARIO | [15 empty] | 0 |  |  | #N/A | [26 empty] | 0% | 0% |  | 0 | 0 | 0 | 0 | 0 | 0 | 0 | 0 | 0 | 0 | 0 | [44 empty] | 0
3233-SW-IND-Deemed Incentives SDG&E_COMPLIANCE_LIGHTING_SCENARIO | [15 empty] | 0 |  |  | #N/A | [26 empty] | 0% | 0% |  | 0 | 0 | 0 | 0 | 0 | 0 | 0 | 0 | 0 | 0 | 0 | [44 empty] | 0
3233-SW-IND-Deemed Incentives SDG&E_COMPLIANCE_LIGHTING_SCENARIO | [15 empty] | 0 |  |  | #N/A | [26 empty] | 0% | 0% |  | 0 | 0 | 0 | 0 | 0 | 0 | 0 | 0 | 0 | 0 | 0 | [44 empty] | 0
3233-SW-IND-Deemed Incentives SDG&E_COMPLIANCE_LIGHTING_SCENARIO | [15 empty] | 0 |  |  | #N/A | [26 empty] | 0% | 0% |  | 0 | 0 | 0 | 0 | 0 | 0 | 0 | 0 | 0 | 0 | 0 | [44 empty] | 0
3233-SW-IND-Deemed Incentives SDG&E_COMPLIANCE_LIGHTING_SCENARIO | [15 empty] | 0 |  |  | #N/A | [26 empty] | 0% | 0% |  | 0 | 0 | 0 | 0 | 0 | 0 | 0 | 0 | 0 | 0 | 0 | [44 empty] | 0
3233-SW-IND-Deemed Incentives SDG&E_COMPLIANCE_LIGHTING_SCENARIO | [15 empty] | 0 |  |  | #N/A | [26 empty] | 0% | 0% |  | 0 | 0 | 0 | 0 | 0 | 0 | 0 | 0 | 0 | 0 | 0 | [44 empty] | 0
3233-SW-IND-Deemed Incentives SDG&E_COMPLIANCE_LIGHTING_SCENARIO | [15 empty] | 0 |  |  | #N/A | [26 empty] | 0% | 0% |  | 0 | 0 | 0 | 0 | 0 | 0 | 0 | 0 | 0 | 0 | 0 | [44 empty] | 0
3233-SW-IND-Deemed Incentives SDG&E_COMPLIANCE_LIGHTING_SCENARIO | [15 empty] | 0 |  |  | #N/A | [26 empty] | 0% | 0% |  | 0 | 0 | 0 | 0 | 0 | 0 | 0 | 0 | 0 | 0 | 0 | [44 empty] | 0
3233-SW-IND-Deemed Incentives SDG&E_COMPLIANCE_LIGHTING_SCENARIO | [15 empty] | 0 |  |  | #N/A | [26 empty] | 0% | 0% |  | 0 | 0 | 0 | 0 | 0 | 0 | 0 | 0 | 0 | 0 | 0 | [44 empty] | 0
3233-SW-IND-Deemed Incentives SDG&E_COMPLIANCE_LIGHTING_SCENARIO | [15 empty] | 0 |  |  | #N/A | [26 empty] | 0% | 0% |  | 0 | 0 | 0 | 0 | 0 | 0 | 0 | 0 | 0 | 0 | 0 | [44 empty] | 0
3233-SW-IND-Deemed Incentives SDG&E_COMPLIANCE_LIGHTING_SCENARIO | [15 empty] | 0 |  |  | #N/A | [26 empty] | 0% | 0% |  | 0 | 0 | 0 | 0 | 0 | 0 | 0 | 0 | 0 | 0 | 0 | [44 empty] | 0
3233-SW-IND-Deemed Incentives SDG&E_COMPLIANCE_LIGHTING_SCENARIO | [15 empty] | 0 |  |  | #N/A | [26 empty] | 0% | 0% |  | 0 | 0 | 0 | 0 | 0 | 0 | 0 | 0 | 0 | 0 | 0 | [44 empty] | 0
3233-SW-IND-Deemed Incentives SDG&E_COMPLIANCE_LIGHTING_SCENARIO | [15 empty] | 0 |  |  | #N/A | [26 empty] | 0% | 0% |  | 0 | 0 | 0 | 0 | 0 | 0 | 0 | 0 | 0 | 0 | 0 | [44 empty] | 0
3233-SW-IND-Deemed Incentives SDG&E_COMPLIANCE_LIGHTING_SCENARIO | [15 empty] | 0 |  |  | #N/A | [26 empty] | 0% | 0% |  | 0 | 0 | 0 | 0 | 0 | 0 | 0 | 0 | 0 | 0 | 0 | [44 empty] | 0
3233-SW-IND-Deemed Incentives SDG&E_COMPLIANCE_LIGHTING_SCENARIO | [15 empty] | 0 |  |  | #N/A | [26 empty] | 0% | 0% |  | 0 | 0 | 0 | 0 | 0 | 0 | 0 | 0 | 0 | 0 | 0 | [44 empty] | 0
3233-SW-IND-Deemed Incentives SDG&E_COMPLIANCE_LIGHTING_SCENARIO | [15 empty] | 0 |  |  | #N/A | [26 empty] | 0% | 0% |  | 0 | 0 | 0 | 0 | 0 | 0 | 0 | 0 | 0 | 0 | 0 | [44 empty] | 0
3233-SW-IND-Deemed Incentives SDG&E_COMPLIANCE_LIGHTING_SCENARIO | [15 empty] | 0 |  |  | #N/A | [26 empty] | 0% | 0% |  | 0 | 0 | 0 | 0 | 0 | 0 | 0 | 0 | 0 | 0 | 0 | [44 empty] | 0
3233-SW-IND-Deemed Incentives SDG&E_COMPLIANCE_LIGHTING_SCENARIO | [15 empty] | 0 |  |  | #N/A | [26 empty] | 0% | 0% |  | 0 | 0 | 0 | 0 | 0 | 0 | 0 | 0 | 0 | 0 | 0 | [44 empty] | 0
3233-SW-IND-Deemed Incentives SDG&E_COMPLIANCE_LIGHTING_SCENARIO | [15 empty] | 0 |  |  | #N/A | [26 empty] | 0% | 0% |  | 0 | 0 | 0 | 0 | 0 | 0 | 0 | 0 | 0 | 0 | 0 | [44 empty] | 0
3233-SW-IND-Deemed Incentives SDG&E_COMPLIANCE_LIGHTING_SCENARIO | [15 empty] | 0 |  |  | #N/A | [26 empty] | 0% | 0% |  | 0 | 0 | 0 | 0 | 0 | 0 | 0 | 0 | 0 | 0 | 0 | [44 empty] | 0
3233-SW-IND-Deemed Incentives SDG&E_COMPLIANCE_LIGHTING_SCENARIO | [15 empty] | 0 |  |  | #N/A | [26 empty] | 0% | 0% |  | 0 | 0 | 0 | 0 | 0 | 0 | 0 | 0 | 0 | 0 | 0 | [44 empty] | 0
3233-SW-IND-Deemed Incentives SDG&E_COMPLIANCE_LIGHTING_SCENARIO | [15 empty] | 0 |  |  | #N/A | [26 empty] | 0% | 0% |  | 0 | 0 | 0 | 0 | 0 | 0 | 0 | 0 | 0 | 0 | 0 | [44 empty] | 0
3233-SW-IND-Deemed Incentives SDG&E_COMPLIANCE_LIGHTING_SCENARIO | [15 empty] | 0 |  |  | #N/A | [26 empty] | 0% | 0% |  | 0 | 0 | 0 | 0 | 0 | 0 | 0 | 0 | 0 | 0 | 0 | [44 empty] | 0
3233-SW-IND-Deemed Incentives SDG&E_COMPLIANCE_LIGHTING_SCENARIO | [15 empty] | 0 |  |  | #N/A | [26 empty] | 0% | 0% |  | 0 | 0 | 0 | 0 | 0 | 0 | 0 | 0 | 0 | 0 | 0 | [44 empty] | 0
3233-SW-IND-Deemed Incentives SDG&E_COMPLIANCE_LIGHTING_SCENARIO | [15 empty] | 0 |  |  | #N/A | [26 empty] | 0% | 0% |  | 0 | 0 | 0 | 0 | 0 | 0 | 0 | 0 | 0 | 0 | 0 | [44 empty] | 0
3233-SW-IND-Deemed Incentives SDG&E_COMPLIANCE_LIGHTING_SCENARIO | [15 empty] | 0 |  |  | #N/A | [26 empty] | 0% | 0% |  | 0 | 0 | 0 | 0 | 0 | 0 | 0 | 0 | 0 | 0 | 0 | [44 empty] | 0
3233-SW-IND-Deemed Incentives SDG&E_COMPLIANCE_LIGHTING_SCENARIO | [15 empty] | 0 |  |  | #N/A | [26 empty] | 0% | 0% |  | 0 | 0 | 0 | 0 | 0 | 0 | 0 | 0 | 0 | 0 | 0 | [44 empty] | 0
3233-SW-IND-Deemed Incentives SDG&E_COMPLIANCE_LIGHTING_SCENARIO | [15 empty] | 0 |  |  | #N/A | [26 empty] | 0% | 0% |  | 0 | 0 | 0 | 0 | 0 | 0 | 0 | 0 | 0 | 0 | 0 | [44 empty] | 0
3233-SW-IND-Deemed Incentives SDG&E_COMPLIANCE_LIGHTING_SCENARIO | [15 empty] | 0 |  |  | #N/A | [26 empty] | 0% | 0% |  | 0 | 0 | 0 | 0 | 0 | 0 | 0 | 0 | 0 | 0 | 0 | [44 empty] | 0
3233-SW-IND-Deemed Incentives SDG&E_COMPLIANCE_LIGHTING_SCENARIO | [15 empty] | 0 |  |  | #N/A | [26 empty] | 0% | 0% |  | 0 | 0 | 0 | 0 | 0 | 0 | 0 | 0 | 0 | 0 | 0 | [44 empty] | 0
3233-SW-IND-Deemed Incentives SDG&E_COMPLIANCE_LIGHTING_SCENARIO | [15 empty] | 0 |  |  | #N/A | [26 empty] | 0% | 0% |  | 0 | 0 | 0 | 0 | 0 | 0 | 0 | 0 | 0 | 0 | 0 | [44 empty] | 0
3233-SW-IND-Deemed Incentives SDG&E_COMPLIANCE_LIGHTING_SCENARIO | [15 empty] | 0 |  |  | #N/A | [26 empty] | 0% | 0% |  | 0 | 0 | 0 | 0 | 0 | 0 | 0 | 0 | 0 | 0 | 0 | [44 empty] | 0
3233-SW-IND-Deemed Incentives SDG&E_COMPLIANCE_LIGHTING_SCENARIO | [15 empty] | 0 |  |  | #N/A | [26 empty] | 0% | 0% |  | 0 | 0 | 0 | 0 | 0 | 0 | 0 | 0 | 0 | 0 | 0 | [44 empty] | 0
3233-SW-IND-Deemed Incentives SDG&E_COMPLIANCE_LIGHTING_SCENARIO | [15 empty] | 0 |  |  | #N/A | [26 empty] | 0% | 0% |  | 0 | 0 | 0 | 0 | 0 | 0 | 0 | 0 | 0 | 0 | 0 | [44 empty] | 0
3233-SW-IND-Deemed Incentives SDG&E_COMPLIANCE_LIGHTING_SCENARIO | [15 empty] | 0 |  |  | #N/A | [26 empty] | 0% | 0% |  | 0 | 0 | 0 | 0 | 0 | 0 | 0 | 0 | 0 | 0 | 0 | [44 empty] | 0
3233-SW-IND-Deemed Incentives SDG&E_COMPLIANCE_LIGHTING_SCENARIO | [15 empty] | 0 |  |  | #N/A | [26 empty] | 0% | 0% |  | 0 | 0 | 0 | 0 | 0 | 0 | 0 | 0 | 0 | 0 | 0 | [44 empty] | 0
3233-SW-IND-Deemed Incentives SDG&E_COMPLIANCE_LIGHTING_SCENARIO | [15 empty] | 0 |  |  | #N/A | [26 empty] | 0% | 0% |  | 0 | 0 | 0 | 0 | 0 | 0 | 0 | 0 | 0 | 0 | 0 | [44 empty] | 0
3233-SW-IND-Deemed Incentives SDG&E_COMPLIANCE_LIGHTING_SCENARIO | [15 empty] | 0 |  |  | #N/A | [26 empty] | 0% | 0% |  | 0 | 0 | 0 | 0 | 0 | 0 | 0 | 0 | 0 | 0 | 0 | [44 empty] | 0
3233-SW-IND-Deemed Incentives SDG&E_COMPLIANCE_LIGHTING_SCENARIO | [15 empty] | 0 |  |  | #N/A | [26 empty] | 0% | 0% |  | 0 | 0 | 0 | 0 | 0 | 0 | 0 | 0 | 0 | 0 | 0 | [44 empty] | 0
3233-SW-IND-Deemed Incentives SDG&E_COMPLIANCE_LIGHTING_SCENARIO | [15 empty] | 0 |  |  | #N/A | [26 empty] | 0% | 0% |  | 0 | 0 | 0 | 0 | 0 | 0 | 0 | 0 | 0 | 0 | 0 | [44 empty] | 0
3233-SW-IND-Deemed Incentives SDG&E_COMPLIANCE_LIGHTING_SCENARIO | [15 empty] | 0 |  |  | #N/A | [26 empty] | 0% | 0% |  | 0 | 0 | 0 | 0 | 0 | 0 | 0 | 0 | 0 | 0 | 0 | [44 empty] | 0
3233-SW-IND-Deemed Incentives SDG&E_COMPLIANCE_LIGHTING_SCENARIO | [15 empty] | 0 |  |  | #N/A | [26 empty] | 0% | 0% |  | 0 | 0 | 0 | 0 | 0 | 0 | 0 | 0 | 0 | 0 | 0 | [44 empty] | 0
3233-SW-IND-Deemed Incentives SDG&E_COMPLIANCE_LIGHTING_SCENARIO | [15 empty] | 0 |  |  | #N/A | [26 empty] | 0% | 0% |  | 0 | 0 | 0 | 0 | 0 | 0 | 0 | 0 | 0 | 0 | 0 | [44 empty] | 0
3233-SW-IND-Deemed Incentives SDG&E_COMPLIANCE_LIGHTING_SCENARIO | [15 empty] | 0 |  |  | #N/A | [26 empty] | 0% | 0% |  | 0 | 0 | 0 | 0 | 0 | 0 | 0 | 0 | 0 | 0 | 0 | [44 empty] | 0
3233-SW-IND-Deemed Incentives SDG&E_COMPLIANCE_LIGHTING_SCENARIO | [15 empty] | 0 |  |  | #N/A | [26 empty] | 0% | 0% |  | 0 | 0 | 0 | 0 | 0 | 0 | 0 | 0 | 0 | 0 | 0 | [44 empty] | 0
3233-SW-IND-Deemed Incentives SDG&E_COMPLIANCE_LIGHTING_SCENARIO | [15 empty] | 0 |  |  | #N/A | [26 empty] | 0% | 0% |  | 0 | 0 | 0 | 0 | 0 | 0 | 0 | 0 | 0 | 0 | 0 | [44 empty] | 0
3233-SW-IND-Deemed Incentives SDG&E_COMPLIANCE_LIGHTING_SCENARIO | [15 empty] | 0 |  |  | #N/A | [26 empty] | 0% | 0% |  | 0 | 0 | 0 | 0 | 0 | 0 | 0 | 0 | 0 | 0 | 0 | [44 empty] | 0
3233-SW-IND-Deemed Incentives SDG&E_COMPLIANCE_LIGHTING_SCENARIO | [15 empty] | 0 |  |  | #N/A | [26 empty] | 0% | 0% |  | 0 | 0 | 0 | 0 | 0 | 0 | 0 | 0 | 0 | 0 | 0 | [44 empty] | 0
3233-SW-IND-Deemed Incentives SDG&E_COMPLIANCE_LIGHTING_SCENARIO | [15 empty] | 0 |  |  | #N/A | [26 empty] | 0% | 0% |  | 0 | 0 | 0 | 0 | 0 | 0 | 0 | 0 | 0 | 0 | 0 | [44 empty] | 0
3233-SW-IND-Deemed Incentives SDG&E_COMPLIANCE_LIGHTING_SCENARIO | [15 empty] | 0 |  |  | #N/A | [26 empty] | 0% | 0% |  | 0 | 0 | 0 | 0 | 0 | 0 | 0 | 0 | 0 | 0 | 0 | [44 empty] | 0
3233-SW-IND-Deemed Incentives SDG&E_COMPLIANCE_LIGHTING_SCENARIO | [15 empty] | 0 |  |  | #N/A | [26 empty] | 0% | 0% |  | 0 | 0 | 0 | 0 | 0 | 0 | 0 | 0 | 0 | 0 | 0 | [44 empty] | 0
3233-SW-IND-Deemed Incentives SDG&E_COMPLIANCE_LIGHTING_SCENARIO | [15 empty] | 0 |  |  | #N/A | [26 empty] | 0% | 0% |  | 0 | 0 | 0 | 0 | 0 | 0 | 0 | 0 | 0 | 0 | 0 | [44 empty] | 0
3233-SW-IND-Deemed Incentives SDG&E_COMPLIANCE_LIGHTING_SCENARIO | [15 empty] | 0 |  |  | #N/A | [26 empty] | 0% | 0% |  | 0 | 0 | 0 | 0 | 0 | 0 | 0 | 0 | 0 | 0 | 0 | [44 empty] | 0
3233-SW-IND-Deemed Incentives SDG&E_COMPLIANCE_LIGHTING_SCENARIO | [15 empty] | 0 |  |  | #N/A | [26 empty] | 0% | 0% |  | 0 | 0 | 0 | 0 | 0 | 0 | 0 | 0 | 0 | 0 | 0 | [44 empty] | 0
3233-SW-IND-Deemed Incentives SDG&E_COMPLIANCE_LIGHTING_SCENARIO | [15 empty] | 0 |  |  | #N/A | [26 empty] | 0% | 0% |  | 0 | 0 | 0 | 0 | 0 | 0 | 0 | 0 | 0 | 0 | 0 | [44 empty] | 0
3233-SW-IND-Deemed Incentives SDG&E_COMPLIANCE_LIGHTING_SCENARIO | [15 empty] | 0 |  |  | #N/A | [26 empty] | 0% | 0% |  | 0 | 0 | 0 | 0 | 0 | 0 | 0 | 0 | 0 | 0 | 0 | [44 empty] | 0
3233-SW-IND-Deemed Incentives SDG&E_COMPLIANCE_LIGHTING_SCENARIO | [15 empty] | 0 |  |  | #N/A | [26 empty] | 0% | 0% |  | 0 | 0 | 0 | 0 | 0 | 0 | 0 | 0 | 0 | 0 | 0 | [44 empty] | 0
3233-SW-IND-Deemed Incentives SDG&E_COMPLIANCE_LIGHTING_SCENARIO | [15 empty] | 0 |  |  | #N/A | [26 empty] | 0% | 0% |  | 0 | 0 | 0 | 0 | 0 | 0 | 0 | 0 | 0 | 0 | 0 | [44 empty] | 0
3233-SW-IND-Deemed Incentives SDG&E_COMPLIANCE_LIGHTING_SCENARIO | [15 empty] | 0 |  |  | #N/A | [26 empty] | 0% | 0% |  | 0 | 0 | 0 | 0 | 0 | 0 | 0 | 0 | 0 | 0 | 0 | [44 empty] | 0
3233-SW-IND-Deemed Incentives SDG&E_COMPLIANCE_LIGHTING_SCENARIO | [15 empty] | 0 |  |  | #N/A | [26 empty] | 0% | 0% |  | 0 | 0 | 0 | 0 | 0 | 0 | 0 | 0 | 0 | 0 | 0 | [44 empty] | 0
3233-SW-IND-Deemed Incentives SDG&E_COMPLIANCE_LIGHTING_SCENARIO | [15 empty] | 0 |  |  | #N/A | [26 empty] | 0% | 0% |  | 0 | 0 | 0 | 0 | 0 | 0 | 0 | 0 | 0 | 0 | 0 | [44 empty] | 0
3233-SW-IND-Deemed Incentives SDG&E_COMPLIANCE_LIGHTING_SCENARIO | [15 empty] | 0 |  |  | #N/A | [26 empty] | 0% | 0% |  | 0 | 0 | 0 | 0 | 0 | 0 | 0 | 0 | 0 | 0 | 0 | [44 empty] | 0
3233-SW-IND-Deemed Incentives SDG&E_COMPLIANCE_LIGHTING_SCENARIO | [15 empty] | 0 |  |  | #N/A | [26 empty] | 0% | 0% |  | 0 | 0 | 0 | 0 | 0 | 0 | 0 | 0 | 0 | 0 | 0 | [44 empty] | 0
3233-SW-IND-Deemed Incentives SDG&E_COMPLIANCE_LIGHTING_SCENARIO | [15 empty] | 0 |  |  | #N/A | [26 empty] | 0% | 0% |  | 0 | 0 | 0 | 0 | 0 | 0 | 0 | 0 | 0 | 0 | 0 | [44 empty] | 0
3233-SW-IND-Deemed Incentives SDG&E_COMPLIANCE_LIGHTING_SCENARIO | [15 empty] | 0 |  |  | #N/A | [26 empty] | 0% | 0% |  | 0 | 0 | 0 | 0 | 0 | 0 | 0 | 0 | 0 | 0 | 0 | [44 empty] | 0
3233-SW-IND-Deemed Incentives SDG&E_COMPLIANCE_LIGHTING_SCENARIO | [15 empty] | 0 |  |  | #N/A | [26 empty] | 0% | 0% |  | 0 | 0 | 0 | 0 | 0 | 0 | 0 | 0 | 0 | 0 | 0 | [44 empty] | 0
3233-SW-IND-Deemed Incentives SDG&E_COMPLIANCE_LIGHTING_SCENARIO | [15 empty] | 0 |  |  | #N/A | [26 empty] | 0% | 0% |  | 0 | 0 | 0 | 0 | 0 | 0 | 0 | 0 | 0 | 0 | 0 | [44 empty] | 0
3233-SW-IND-Deemed Incentives SDG&E_COMPLIANCE_LIGHTING_SCENARIO | [15 empty] | 0 |  |  | #N/A | [26 empty] | 0% | 0% |  | 0 | 0 | 0 | 0 | 0 | 0 | 0 | 0 | 0 | 0 | 0 | [44 empty] | 0
3233-SW-IND-Deemed Incentives SDG&E_COMPLIANCE_LIGHTING_SCENARIO | [15 empty] | 0 |  |  | #N/A | [26 empty] | 0% | 0% |  | 0 | 0 | 0 | 0 | 0 | 0 | 0 | 0 | 0 | 0 | 0 | [44 empty] | 0
3233-SW-IND-Deemed Incentives SDG&E_COMPLIANCE_LIGHTING_SCENARIO | [15 empty] | 0 |  |  | #N/A | [26 empty] | 0% | 0% |  | 0 | 0 | 0 | 0 | 0 | 0 | 0 | 0 | 0 | 0 | 0 | [44 empty] | 0
3233-SW-IND-Deemed Incentives SDG&E_COMPLIANCE_LIGHTING_SCENARIO | [15 empty] | 0 |  |  | #N/A | [26 empty] | 0% | 0% |  | 0 | 0 | 0 | 0 | 0 | 0 | 0 | 0 | 0 | 0 | 0 | [44 empty] | 0
3233-SW-IND-Deemed Incentives SDG&E_COMPLIANCE_LIGHTING_SCENARIO | [15 empty] | 0 |  |  | #N/A | [26 empty] | 0% | 0% |  | 0 | 0 | 0 | 0 | 0 | 0 | 0 | 0 | 0 | 0 | 0 | [44 empty] | 0
3233-SW-IND-Deemed Incentives SDG&E_COMPLIANCE_LIGHTING_SCENARIO | [15 empty] | 0 |  |  | #N/A | [26 empty] | 0% | 0% |  | 0 | 0 | 0 | 0 | 0 | 0 | 0 | 0 | 0 | 0 | 0 | [44 empty] | 0
3233-SW-IND-Deemed Incentives SDG&E_COMPLIANCE_LIGHTING_SCENARIO | [15 empty] | 0 |  |  | #N/A | [26 empty] | 0% | 0% |  | 0 | 0 | 0 | 0 | 0 | 0 | 0 | 0 | 0 | 0 | 0 | [44 empty] | 0
3233-SW-IND-Deemed Incentives SDG&E_COMPLIANCE_LIGHTING_SCENARIO | [15 empty] | 0 |  |  | #N/A | [26 empty] | 0% | 0% |  | 0 | 0 | 0 | 0 | 0 | 0 | 0 | 0 | 0 | 0 | 0 | [44 empty] | 0
3233-SW-IND-Deemed Incentives SDG&E_COMPLIANCE_LIGHTING_SCENARIO | [15 empty] | 0 |  |  | #N/A | [26 empty] | 0% | 0% |  | 0 | 0 | 0 | 0 | 0 | 0 | 0 | 0 | 0 | 0 | 0 | [44 empty] | 0
3233-SW-IND-Deemed Incentives SDG&E_COMPLIANCE_LIGHTING_SCENARIO | [15 empty] | 0 |  |  | #N/A | [26 empty] | 0% | 0% |  | 0 | 0 | 0 | 0 | 0 | 0 | 0 | 0 | 0 | 0 | 0 | [44 empty] | 0
3233-SW-IND-Deemed Incentives SDG&E_COMPLIANCE_LIGHTING_SCENARIO | [15 empty] | 0 |  |  | #N/A | [26 empty] | 0% | 0% |  | 0 | 0 | 0 | 0 | 0 | 0 | 0 | 0 | 0 | 0 | 0 | [44 empty] | 0
3233-SW-IND-Deemed Incentives SDG&E_COMPLIANCE_LIGHTING_SCENARIO | [15 empty] | 0 |  |  | #N/A | [26 empty] | 0% | 0% |  | 0 | 0 | 0 | 0 | 0 | 0 | 0 | 0 | 0 | 0 | 0 | [44 empty] | 0
3233-SW-IND-Deemed Incentives SDG&E_COMPLIANCE_LIGHTING_SCENARIO | [15 empty] | 0 |  |  | #N/A | [26 empty] | 0% | 0% |  | 0 | 0 | 0 | 0 | 0 | 0 | 0 | 0 | 0 | 0 | 0 | [44 empty] | 0
3233-SW-IND-Deemed Incentives SDG&E_COMPLIANCE_LIGHTING_SCENARIO | [15 empty] | 0 |  |  | #N/A | [26 empty] | 0% | 0% |  | 0 | 0 | 0 | 0 | 0 | 0 | 0 | 0 | 0 | 0 | 0 | [44 empty] | 0
3233-SW-IND-Deemed Incentives SDG&E_COMPLIANCE_LIGHTING_SCENARIO | [15 empty] | 0 |  |  | #N/A | [26 empty] | 0% | 0% |  | 0 | 0 | 0 | 0 | 0 | 0 | 0 | 0 | 0 | 0 | 0 | [44 empty] | 0
3233-SW-IND-Deemed Incentives SDG&E_COMPLIANCE_LIGHTING_SCENARIO | [15 empty] | 0 |  |  | #N/A | [26 empty] | 0% | 0% |  | 0 | 0 | 0 | 0 | 0 | 0 | 0 | 0 | 0 | 0 | 0 | [44 empty] | 0
3233-SW-IND-Deemed Incentives SDG&E_COMPLIANCE_LIGHTING_SCENARIO | [15 empty] | 0 |  |  | #N/A | [26 empty] | 0% | 0% |  | 0 | 0 | 0 | 0 | 0 | 0 | 0 | 0 | 0 | 0 | 0 | [44 empty] | 0
3233-SW-IND-Deemed Incentives SDG&E_COMPLIANCE_LIGHTING_SCENARIO | [15 empty] | 0 |  |  | #N/A | [26 empty] | 0% | 0% |  | 0 | 0 | 0 | 0 | 0 | 0 | 0 | 0 | 0 | 0 | 0 | [44 empty] | 0
3233-SW-IND-Deemed Incentives SDG&E_COMPLIANCE_LIGHTING_SCENARIO | [15 empty] | 0 |  |  | #N/A | [26 empty] | 0% | 0% |  | 0 | 0 | 0 | 0 | 0 | 0 | 0 | 0 | 0 | 0 | 0 | [44 empty] | 0
3233-SW-IND-Deemed Incentives SDG&E_COMPLIANCE_LIGHTING_SCENARIO | [15 empty] | 0 |  |  | #N/A | [26 empty] | 0% | 0% |  | 0 | 0 | 0 | 0 | 0 | 0 | 0 | 0 | 0 | 0 | 0 | [44 empty] | 0
3233-SW-IND-Deemed Incentives SDG&E_COMPLIANCE_LIGHTING_SCENARIO | [15 empty] | 0 |  |  | #N/A | [26 empty] | 0% | 0% |  | 0 | 0 | 0 | 0 | 0 | 0 | 0 | 0 | 0 | 0 | 0 | [44 empty] | 0
3233-SW-IND-Deemed Incentives SDG&E_COMPLIANCE_LIGHTING_SCENARIO | [15 empty] | 0 |  |  | #N/A | [26 empty] | 0% | 0% |  | 0 | 0 | 0 | 0 | 0 | 0 | 0 | 0 | 0 | 0 | 0 | [44 empty] | 0
3233-SW-IND-Deemed Incentives SDG&E_COMPLIANCE_LIGHTING_SCENARIO | [15 empty] | 0 |  |  | #N/A | [26 empty] | 0% | 0% |  | 0 | 0 | 0 | 0 | 0 | 0 | 0 | 0 | 0 | 0 | 0 | [44 empty] | 0
3233-SW-IND-Deemed Incentives SDG&E_COMPLIANCE_LIGHTING_SCENARIO | [15 empty] | 0 |  |  | #N/A | [26 empty] | 0% | 0% |  | 0 | 0 | 0 | 0 | 0 | 0 | 0 | 0 | 0 | 0 | 0 | [44 empty] | 0
3233-SW-IND-Deemed Incentives SDG&E_COMPLIANCE_LIGHTING_SCENARIO | [15 empty] | 0 |  |  | #N/A | [26 empty] | 0% | 0% |  | 0 | 0 | 0 | 0 | 0 | 0 | 0 | 0 | 0 | 0 | 0 | [44 empty] | 0
3233-SW-IND-Deemed Incentives SDG&E_COMPLIANCE_LIGHTING_SCENARIO | [15 empty] | 0 |  |  | #N/A | [26 empty] | 0% | 0% |  | 0 | 0 | 0 | 0 | 0 | 0 | 0 | 0 | 0 | 0 | 0 | [44 empty] | 0
3233-SW-IND-Deemed Incentives SDG&E_COMPLIANCE_LIGHTING_SCENARIO | [15 empty] | 0 |  |  | #N/A | [26 empty] | 0% | 0% |  | 0 | 0 | 0 | 0 | 0 | 0 | 0 | 0 | 0 | 0 | 0 | [44 empty] | 0
3233-SW-IND-Deemed Incentives SDG&E_COMPLIANCE_LIGHTING_SCENARIO | [15 empty] | 0 |  |  | #N/A | [26 empty] | 0% | 0% |  | 0 | 0 | 0 | 0 | 0 | 0 | 0 | 0 | 0 | 0 | 0 | [44 empty] | 0
3233-SW-IND-Deemed Incentives SDG&E_COMPLIANCE_LIGHTING_SCENARIO | [15 empty] | 0 |  |  | #N/A | [26 empty] | 0% | 0% |  | 0 | 0 | 0 | 0 | 0 | 0 | 0 | 0 | 0 | 0 | 0 | [44 empty] | 0
3233-SW-IND-Deemed Incentives SDG&E_COMPLIANCE_LIGHTING_SCENARIO | [15 empty] | 0 |  |  | #N/A | [26 empty] | 0% | 0% |  | 0 | 0 | 0 | 0 | 0 | 0 | 0 | 0 | 0 | 0 | 0 | [44 empty] | 0
3233-SW-IND-Deemed Incentives SDG&E_COMPLIANCE_LIGHTING_SCENARIO | [15 empty] | 0 |  |  | #N/A | [26 empty] | 0% | 0% |  | 0 | 0 | 0 | 0 | 0 | 0 | 0 | 0 | 0 | 0 | 0 | [44 empty] | 0
3233-SW-IND-Deemed Incentives SDG&E_COMPLIANCE_LIGHTING_SCENARIO | [15 empty] | 0 |  |  | #N/A | [26 empty] | 0% | 0% |  | 0 | 0 | 0 | 0 | 0 | 0 | 0 | 0 | 0 | 0 | 0 | [44 empty] | 0
3233-SW-IND-Deemed Incentives SDG&E_COMPLIANCE_LIGHTING_SCENARIO | [15 empty] | 0 |  |  | #N/A | [26 empty] | 0% | 0% |  | 0 | 0 | 0 | 0 | 0 | 0 | 0 | 0 | 0 | 0 | 0 | [44 empty] | 0
3233-SW-IND-Deemed Incentives SDG&E_COMPLIANCE_LIGHTING_SCENARIO | [15 empty] | 0 |  |  | #N/A | [26 empty] | 0% | 0% |  | 0 | 0 | 0 | 0 | 0 | 0 | 0 | 0 | 0 | 0 | 0 | [44 empty] | 0
3233-SW-IND-Deemed Incentives SDG&E_COMPLIANCE_LIGHTING_SCENARIO | [15 empty] | 0 |  |  | #N/A | [26 empty] | 0% | 0% |  | 0 | 0 | 0 | 0 | 0 | 0 | 0 | 0 | 0 | 0 | 0 | [44 empty] | 0
3233-SW-IND-Deemed Incentives SDG&E_COMPLIANCE_LIGHTING_SCENARIO | [15 empty] | 0 |  |  | #N/A | [26 empty] | 0% | 0% |  | 0 | 0 | 0 | 0 | 0 | 0 | 0 | 0 | 0 | 0 | 0 | [44 empty] | 0
3233-SW-IND-Deemed Incentives SDG&E_COMPLIANCE_LIGHTING_SCENARIO | [15 empty] | 0 |  |  | #N/A | [26 empty] | 0% | 0% |  | 0 | 0 | 0 | 0 | 0 | 0 | 0 | 0 | 0 | 0 | 0 | [44 empty] | 0
3233-SW-IND-Deemed Incentives SDG&E_COMPLIANCE_LIGHTING_SCENARIO | [15 empty] | 0 |  |  | #N/A | [26 empty] | 0% | 0% |  | 0 | 0 | 0 | 0 | 0 | 0 | 0 | 0 | 0 | 0 | 0 | [44 empty] | 0
3233-SW-IND-Deemed Incentives SDG&E_COMPLIANCE_LIGHTING_SCENARIO | [15 empty] | 0 |  |  | #N/A | [26 empty] | 0% | 0% |  | 0 | 0 | 0 | 0 | 0 | 0 | 0 | 0 | 0 | 0 | 0 | [44 empty] | 0
3233-SW-IND-Deemed Incentives SDG&E_COMPLIANCE_LIGHTING_SCENARIO | [15 empty] | 0 |  |  | #N/A | [26 empty] | 0% | 0% |  | 0 | 0 | 0 | 0 | 0 | 0 | 0 | 0 | 0 | 0 | 0 | [44 empty] | 0
3233-SW-IND-Deemed Incentives SDG&E_COMPLIANCE_LIGHTING_SCENARIO | [15 empty] | 0 |  |  | #N/A | [26 empty] | 0% | 0% |  | 0 | 0 | 0 | 0 | 0 | 0 | 0 | 0 | 0 | 0 | 0 | [44 empty] | 0
3233-SW-IND-Deemed Incentives SDG&E_COMPLIANCE_LIGHTING_SCENARIO | [15 empty] | 0 |  |  | #N/A | [26 empty] | 0% | 0% |  | 0 | 0 | 0 | 0 | 0 | 0 | 0 | 0 | 0 | 0 | 0 | [44 empty] | 0
3233-SW-IND-Deemed Incentives SDG&E_COMPLIANCE_LIGHTING_SCENARIO | [15 empty] | 0 |  |  | #N/A | [26 empty] | 0% | 0% |  | 0 | 0 | 0 | 0 | 0 | 0 | 0 | 0 | 0 | 0 | 0 | [44 empty] | 0
3233-SW-IND-Deemed Incentives SDG&E_COMPLIANCE_LIGHTING_SCENARIO | [15 empty] | 0 |  |  | #N/A | [26 empty] | 0% | 0% |  | 0 | 0 | 0 | 0 | 0 | 0 | 0 | 0 | 0 | 0 | 0 | [44 empty] | 0
3233-SW-IND-Deemed Incentives SDG&E_COMPLIANCE_LIGHTING_SCENARIO | [15 empty] | 0 |  |  | #N/A | [26 empty] | 0% | 0% |  | 0 | 0 | 0 | 0 | 0 | 0 | 0 | 0 | 0 | 0 | 0 | [44 empty] | 0
3233-SW-IND-Deemed Incentives SDG&E_COMPLIANCE_LIGHTING_SCENARIO | [15 empty] | 0 |  |  | #N/A | [26 empty] | 0% | 0% |  | 0 | 0 | 0 | 0 | 0 | 0 | 0 | 0 | 0 | 0 | 0 | [44 empty] | 0
3233-SW-IND-Deemed Incentives SDG&E_COMPLIANCE_LIGHTING_SCENARIO | [15 empty] | 0 |  |  | #N/A | [26 empty] | 0% | 0% |  | 0 | 0 | 0 | 0 | 0 | 0 | 0 | 0 | 0 | 0 | 0 | [44 empty] | 0
3233-SW-IND-Deemed Incentives SDG&E_COMPLIANCE_LIGHTING_SCENARIO | [15 empty] | 0 |  |  | #N/A | [26 empty] | 0% | 0% |  | 0 | 0 | 0 | 0 | 0 | 0 | 0 | 0 | 0 | 0 | 0 | [44 empty] | 0
3233-SW-IND-Deemed Incentives SDG&E_COMPLIANCE_LIGHTING_SCENARIO | [15 empty] | 0 |  |  | #N/A | [26 empty] | 0% | 0% |  | 0 | 0 | 0 | 0 | 0 | 0 | 0 | 0 | 0 | 0 | 0 | [44 empty] | 0
3233-SW-IND-Deemed Incentives SDG&E_COMPLIANCE_LIGHTING_SCENARIO | [15 empty] | 0 |  |  | #N/A | [26 empty] | 0% | 0% |  | 0 | 0 | 0 | 0 | 0 | 0 | 0 | 0 | 0 | 0 | 0 | [44 empty] | 0
3233-SW-IND-Deemed Incentives SDG&E_COMPLIANCE_LIGHTING_SCENARIO | [15 empty] | 0 |  |  | #N/A | [26 empty] | 0% | 0% |  | 0 | 0 | 0 | 0 | 0 | 0 | 0 | 0 | 0 | 0 | 0 | [44 empty] | 0
3233-SW-IND-Deemed Incentives SDG&E_COMPLIANCE_LIGHTING_SCENARIO | [15 empty] | 0 |  |  | #N/A | [26 empty] | 0% | 0% |  | 0 | 0 | 0 | 0 | 0 | 0 | 0 | 0 | 0 | 0 | 0 | [44 empty] | 0
3233-SW-IND-Deemed Incentives SDG&E_COMPLIANCE_LIGHTING_SCENARIO | [15 empty] | 0 |  |  | #N/A | [26 empty] | 0% | 0% |  | 0 | 0 | 0 | 0 | 0 | 0 | 0 | 0 | 0 | 0 | 0 | [44 empty] | 0
3233-SW-IND-Deemed Incentives SDG&E_COMPLIANCE_LIGHTING_SCENARIO | [15 empty] | 0 |  |  | #N/A | [26 empty] | 0% | 0% |  | 0 | 0 | 0 | 0 | 0 | 0 | 0 | 0 | 0 | 0 | 0 | [44 empty] | 0
3233-SW-IND-Deemed Incentives SDG&E_COMPLIANCE_LIGHTING_SCENARIO | [15 empty] | 0 |  |  | #N/A | [26 empty] | 0% | 0% |  | 0 | 0 | 0 | 0 | 0 | 0 | 0 | 0 | 0 | 0 | 0 | [44 empty] | 0
3233-SW-IND-Deemed Incentives SDG&E_COMPLIANCE_LIGHTING_SCENARIO | [15 empty] | 0 |  |  | #N/A | [26 empty] | 0% | 0% |  | 0 | 0 | 0 | 0 | 0 | 0 | 0 | 0 | 0 | 0 | 0 | [44 empty] | 0
3233-SW-IND-Deemed Incentives SDG&E_COMPLIANCE_LIGHTING_SCENARIO | [15 empty] | 0 |  |  | #N/A | [26 empty] | 0% | 0% |  | 0 | 0 | 0 | 0 | 0 | 0 | 0 | 0 | 0 | 0 | 0 | [44 empty] | 0
3233-SW-IND-Deemed Incentives SDG&E_COMPLIANCE_LIGHTING_SCENARIO | [15 empty] | 0 |  |  | #N/A | [26 empty] | 0% | 0% |  | 0 | 0 | 0 | 0 | 0 | 0 | 0 | 0 | 0 | 0 | 0 | [44 empty] | 0
3233-SW-IND-Deemed Incentives SDG&E_COMPLIANCE_LIGHTING_SCENARIO | [15 empty] | 0 |  |  | #N/A | [26 empty] | 0% | 0% |  | 0 | 0 | 0 | 0 | 0 | 0 | 0 | 0 | 0 | 0 | 0 | [44 empty] | 0
3233-SW-IND-Deemed Incentives SDG&E_COMPLIANCE_LIGHTING_SCENARIO | [15 empty] | 0 |  |  | #N/A | [26 empty] | 0% | 0% |  | 0 | 0 | 0 | 0 | 0 | 0 | 0 | 0 | 0 | 0 | 0 | [44 empty] | 0
3233-SW-IND-Deemed Incentives SDG&E_COMPLIANCE_LIGHTING_SCENARIO | [15 empty] | 0 |  |  | #N/A | [26 empty] | 0% | 0% |  | 0 | 0 | 0 | 0 | 0 | 0 | 0 | 0 | 0 | 0 | 0 | [44 empty] | 0
3233-SW-IND-Deemed Incentives SDG&E_COMPLIANCE_LIGHTING_SCENARIO | [15 empty] | 0 |  |  | #N/A | [26 empty] | 0% | 0% |  | 0 | 0 | 0 | 0 | 0 | 0 | 0 | 0 | 0 | 0 | 0 | [44 empty] | 0
3233-SW-IND-Deemed Incentives SDG&E_COMPLIANCE_LIGHTING_SCENARIO | [15 empty] | 0 |  |  | #N/A | [26 empty] | 0% | 0% |  | 0 | 0 | 0 | 0 | 0 | 0 | 0 | 0 | 0 | 0 | 0 | [44 empty] | 0
3233-SW-IND-Deemed Incentives SDG&E_COMPLIANCE_LIGHTING_SCENARIO | [15 empty] | 0 |  |  | #N/A | [26 empty] | 0% | 0% |  | 0 | 0 | 0 | 0 | 0 | 0 | 0 | 0 | 0 | 0 | 0 | [44 empty] | 0
3233-SW-IND-Deemed Incentives SDG&E_COMPLIANCE_LIGHTING_SCENARIO | [15 empty] | 0 |  |  | #N/A | [26 empty] | 0% | 0% |  | 0 | 0 | 0 | 0 | 0 | 0 | 0 | 0 | 0 | 0 | 0 | [44 empty] | 0
3233-SW-IND-Deemed Incentives SDG&E_COMPLIANCE_LIGHTING_SCENARIO | [15 empty] | 0 |  |  | #N/A | [26 empty] | 0% | 0% |  | 0 | 0 | 0 | 0 | 0 | 0 | 0 | 0 | 0 | 0 | 0 | [44 empty] | 0
3233-SW-IND-Deemed Incentives SDG&E_COMPLIANCE_LIGHTING_SCENARIO | [15 empty] | 0 |  |  | #N/A | [26 empty] | 0% | 0% |  | 0 | 0 | 0 | 0 | 0 | 0 | 0 | 0 | 0 | 0 | 0 | [44 empty] | 0
3233-SW-IND-Deemed Incentives SDG&E_COMPLIANCE_LIGHTING_SCENARIO | [15 empty] | 0 |  |  | #N/A | [26 empty] | 0% | 0% |  | 0 | 0 | 0 | 0 | 0 | 0 | 0 | 0 | 0 | 0 | 0 | [44 empty] | 0
3233-SW-IND-Deemed Incentives SDG&E_COMPLIANCE_LIGHTING_SCENARIO | [15 empty] | 0 |  |  | #N/A | [26 empty] | 0% | 0% |  | 0 | 0 | 0 | 0 | 0 | 0 | 0 | 0 | 0 | 0 | 0 | [44 empty] | 0
3233-SW-IND-Deemed Incentives SDG&E_COMPLIANCE_LIGHTING_SCENARIO | [15 empty] | 0 |  |  | #N/A | [26 empty] | 0% | 0% |  | 0 | 0 | 0 | 0 | 0 | 0 | 0 | 0 | 0 | 0 | 0 | [44 empty] | 0
3233-SW-IND-Deemed Incentives SDG&E_COMPLIANCE_LIGHTING_SCENARIO | [15 empty] | 0 |  |  | #N/A | [26 empty] | 0% | 0% |  | 0 | 0 | 0 | 0 | 0 | 0 | 0 | 0 | 0 | 0 | 0 | [44 empty] | 0
3233-SW-IND-Deemed Incentives SDG&E_COMPLIANCE_LIGHTING_SCENARIO | [15 empty] | 0 |  |  | #N/A | [26 empty] | 0% | 0% |  | 0 | 0 | 0 | 0 | 0 | 0 | 0 | 0 | 0 | 0 | 0 | [44 empty] | 0
3233-SW-IND-Deemed Incentives SDG&E_COMPLIANCE_LIGHTING_SCENARIO | [15 empty] | 0 |  |  | #N/A | [26 empty] | 0% | 0% |  | 0 | 0 | 0 | 0 | 0 | 0 | 0 | 0 | 0 | 0 | 0 | [44 empty] | 0
3233-SW-IND-Deemed Incentives SDG&E_COMPLIANCE_LIGHTING_SCENARIO | [15 empty] | 0 |  |  | #N/A | [26 empty] | 0% | 0% |  | 0 | 0 | 0 | 0 | 0 | 0 | 0 | 0 | 0 | 0 | 0 | [44 empty] | 0
3233-SW-IND-Deemed Incentives SDG&E_COMPLIANCE_LIGHTING_SCENARIO | [15 empty] | 0 |  |  | #N/A | [26 empty] | 0% | 0% |  | 0 | 0 | 0 | 0 | 0 | 0 | 0 | 0 | 0 | 0 | 0 | [44 empty] | 0
3233-SW-IND-Deemed Incentives SDG&E_COMPLIANCE_LIGHTING_SCENARIO | [15 empty] | 0 |  |  | #N/A | [26 empty] | 0% | 0% |  | 0 | 0 | 0 | 0 | 0 | 0 | 0 | 0 | 0 | 0 | 0 | [44 empty] | 0
3233-SW-IND-Deemed Incentives SDG&E_COMPLIANCE_LIGHTING_SCENARIO | [15 empty] | 0 |  |  | #N/A | [26 empty] | 0% | 0% |  | 0 | 0 | 0 | 0 | 0 | 0 | 0 | 0 | 0 | 0 | 0 | [44 empty] | 0
3233-SW-IND-Deemed Incentives SDG&E_COMPLIANCE_LIGHTING_SCENARIO | [15 empty] | 0 |  |  | #N/A | [26 empty] | 0% | 0% |  | 0 | 0 | 0 | 0 | 0 | 0 | 0 | 0 | 0 | 0 | 0 | [44 empty] | 0
3233-SW-IND-Deemed Incentives SDG&E_COMPLIANCE_LIGHTING_SCENARIO | [15 empty] | 0 |  |  | #N/A | [26 empty] | 0% | 0% |  | 0 | 0 | 0 | 0 | 0 | 0 | 0 | 0 | 0 | 0 | 0 | [44 empty] | 0
3233-SW-IND-Deemed Incentives SDG&E_COMPLIANCE_LIGHTING_SCENARIO | [15 empty] | 0 |  |  | #N/A | [26 empty] | 0% | 0% |  | 0 | 0 | 0 | 0 | 0 | 0 | 0 | 0 | 0 | 0 | 0 | [44 empty] | 0
Do NOT enter program data in this row or below. The Spreadsheet will not evaluate any such data. | bar: 2013 Qtr 1 to 2016 Qtr 4; 2018 Qtr 1 to 2018 Qtr 4; 2020 Qtr 1 to 2020 Qtr 4; 2022 Qtr 1 to 2022 Qtr 4
Lists of Dimensions and their Labels | bar: 2013 Qtr 2; 2015 Qtr 3; 2016 Qtr 1 to 2023 Qtr 4
|  |  | Climate Zones | Sectors | End Use Validation List |  | Measure Types for Measure Life | Measure Types for NTGR | Gas Sector | Gas Savings Profile | Combustor Type | bar: 2013 Qtr 2; 2015 Qtr 3; 2016 Qtr 2; 2018 Qtr 2; 2020 Qtr 2; 2022 Qtr 2
|  |  | 7 | RES | res:DEER:Indoor_CFL_Ltg |  | NONRESIDENTIAL MEASURES: |  | Residential | Summer Only | Large Boilers (>100 MMBtu/hr Heat Input):Uncontrolled | bar: 2013 Qtr 1 to 2013 Qtr 2; 2014 Qtr 4 to 2016 Qtr 2; 2017 Qtr 2; 2018 Qtr 1 to 2018 Qtr 2; 2019 Qtr 2; 2020 Qtr 1 to 2020 Qtr 2; 2021 Qtr 2; 2022 Qtr 1 to 2022 Qtr 2; 2023 Qtr 2 to 2023 Qtr 4
|  |  | 10 | NON_RES | res:DEER:Indoor_CFL_Ltg |  | **************************************************************** | NonRes-sAll-mCFL-dn | Commercial | Winter Only | Large Boilers (>100 MMBtu/hr Heat Input):Controlled Low NOx Burner | bar: 2013 Qtr 1 to 2013 Qtr 2; 2014 Qtr 4 to 2016 Qtr 2; 2017 Qtr 2; 2018 Qtr 1 to 2018 Qtr 2; 2019 Qtr 2; 2020 Qtr 1 to 2020 Qtr 2; 2021 Qtr 2; 2022 Qtr 1 to 2022 Qtr 2; 2023 Qtr 2 to 2023 Qtr 4
|  |  | 15 | Residential | res:DEER:Indoor_CFL_Ltg |  | Ballast – Dimmable: NR - 11 | NonRes-sAll-mCFL-ci | Core | Annual | Large Boilers (>100 MMBtu/hr Heat Input):Controlled – Flue Gas Recirculation | bar: 2013 Qtr 1 to 2013 Qtr 2; 2014 Qtr 4 to 2016 Qtr 2; 2017 Qtr 2; 2018 Qtr 1 to 2018 Qtr 2; 2019 Qtr 2; 2020 Qtr 1 to 2020 Qtr 2; 2021 Qtr 2; 2022 Qtr 1 to 2022 Qtr 2; 2023 Qtr 2 to 2023 Qtr 4
|  |  | 15 | Commercial | res:DEER:Indoor_CFL_Ltg |  | Ballast – Electronic: NR - 11 | NonRes-sAll-mCFL-dir |  |  | Small Boilers (<100 MMBtu/hr Heat Input):Uncontrolled | bar: 2013 Qtr 1 to 2013 Qtr 2; 2014 Qtr 4 to 2016 Qtr 2; 2017 Qtr 2; 2018 Qtr 1 to 2018 Qtr 2; 2019 Qtr 2; 2020 Qtr 1 to 2020 Qtr 2; 2021 Qtr 2; 2022 Qtr 1 to 2022 Qtr 2; 2023 Qtr 2 to 2023 Qtr 4
|  |  | System | Industrial | res:DEER:Indoor_CFL_Ltg |  | Fluorescent Fixture – T8: C/I/A - 11 | NonRes-sAll-mT5T8-dn |  |  | Small Boilers (<100 MMBtu/hr Heat Input):Controlled Low NOx Burner | bar: 2013 Qtr 1 to 2013 Qtr 2; 2014 Qtr 4 to 2016 Qtr 2; 2017 Qtr 2; 2018 Qtr 1 to 2018 Qtr 2; 2019 Qtr 2; 2020 Qtr 1 to 2020 Qtr 2; 2021 Qtr 2; 2022 Qtr 1 to 2022 Qtr 2; 2023 Qtr 2 to 2023 Qtr 4
|  |  |  | Agricultural | res:DEER:RefgFrzr_HighEff |  | Fixture: T8 Lamp & Electronic Ballast: C/I/A - 11 | NonRes-sAll-mT5T8-ci |  |  | Small Boilers (<100 MMBtu/hr Heat Input):Controlled – Flue Gas Recirculation | bar: 2013 Qtr 1 to 2013 Qtr 2; 2014 Qtr 4 to 2016 Qtr 2; 2017 Qtr 2; 2018 Qtr 1 to 2018 Qtr 2; 2019 Qtr 2; 2020 Qtr 1 to 2020 Qtr 2; 2021 Qtr 2; 2022 Qtr 1 to 2022 Qtr 2; 2023 Qtr 2 to 2023 Qtr 4
|  |  |  | Not Used | res:DEER:RefgFrzr_HighEff |  | T8 Fixtures – 17 Watt Lamp, 2ft or 32-watt Lamp, 4ft 11 | NonRes-sAll-mT8-dir |  |  | Residential Furnaces (<0.3):Uncontrolled | bar: 2013 Qtr 1 to 2013 Qtr 2; 2014 Qtr 4 to 2016 Qtr 2; 2017 Qtr 2; 2018 Qtr 1 to 2018 Qtr 2; 2019 Qtr 2; 2020 Qtr 1 to 2020 Qtr 2; 2021 Qtr 2; 2022 Qtr 1 to 2022 Qtr 2; 2023 Qtr 2 to 2023 Qtr 4
[5 empty] | res:DEER:RefgFrzr_HighEff |  | T8 Lamps: C/I/A - 5 | NonRes-sAll-mLtgCtrl | bar: 2013 Qtr 1 to 2013 Qtr 2; 2014 Qtr 4 to 2016 Qtr 2; 2017 Qtr 2; 2018 Qtr 1 to 2018 Qtr 2; 2019 Qtr 2; 2020 Qtr 1 to 2020 Qtr 2; 2021 Qtr 2; 2022 Qtr 1 to 2022 Qtr 2; 2023 Qtr 2 to 2023 Qtr 4
[5 empty] | res:DEER:RefgFrzr_HighEff |  | High Efficiency Lighting (HID): NR - 16 | NonRes-sAll-mLtgCtrl-htr | bar: 2013 Qtr 1 to 2013 Qtr 2; 2014 Qtr 4 to 2016 Qtr 2; 2017 Qtr 2; 2018 Qtr 1 to 2018 Qtr 2; 2019 Qtr 2; 2020 Qtr 1 to 2020 Qtr 2; 2021 Qtr 2; 2022 Qtr 1 to 2022 Qtr 2; 2023 Qtr 2 to 2023 Qtr 4
[5 empty] | res:DEER:RefgFrzr_HighEff |  | High Output T5 Fixture: NR - 16 |  | Electric Rate | Gas Rate | bar: 2013 Qtr 1 to 2013 Qtr 2; 2014 Qtr 4 to 2016 Qtr 2; 2017 Qtr 2; 2018 Qtr 1 to 2018 Qtr 2; 2019 Qtr 2; 2020 Qtr 1 to 2020 Qtr 2; 2021 Qtr 2; 2022 Qtr 1 to 2022 Qtr 2; 2023 Qtr 2 to 2023 Qtr 4
[5 empty] | res:DEER:RefgFrzr_Recyc-Conditioned |  | Indoor or Outdoor Lighting System Modification: NR - 13.5 | NonRes-sAll-mCFL | Residential | Residential | bar: 2013 Qtr 1 to 2013 Qtr 2; 2014 Qtr 4 to 2016 Qtr 2; 2017 Qtr 2; 2018 Qtr 1 to 2018 Qtr 2; 2019 Qtr 2; 2020 Qtr 1 to 2020 Qtr 2; 2021 Qtr 2; 2022 Qtr 1 to 2022 Qtr 2; 2023 Qtr 2 to 2023 Qtr 4
[5 empty] | res:DEER:RefgFrzr_Recyc-Conditioned |  | Lighting Controls: NR - 16 | Res-sAll-mCFL-up | Commercial | Not Used | bar: 2013 Qtr 1 to 2013 Qtr 2; 2014 Qtr 4 to 2016 Qtr 2; 2017 Qtr 2; 2018 Qtr 1 to 2018 Qtr 2; 2019 Qtr 2; 2020 Qtr 1 to 2020 Qtr 2; 2021 Qtr 2; 2022 Qtr 1 to 2022 Qtr 2; 2023 Qtr 2 to 2023 Qtr 4
[5 empty] | res:DEER:RefgFrzr_Recyc-Conditioned |  | Daylighting Controls; NR - 16 | NonRes-sAll-mHVAC-RCA | Not Used | Not Used | bar: 2013 Qtr 1 to 2013 Qtr 2; 2014 Qtr 4 to 2016 Qtr 2; 2017 Qtr 2; 2018 Qtr 1 to 2018 Qtr 2; 2019 Qtr 2; 2020 Qtr 1 to 2020 Qtr 2; 2021 Qtr 2; 2022 Qtr 1 to 2022 Qtr 2; 2023 Qtr 2 to 2023 Qtr 4
[5 empty] | res:DEER:RefgFrzr_Recyc-Conditioned |  | Lighting Power Density: NR - 11 | NonRes-sAll-mRCx-dn | Not Used | bar: 2013 Qtr 1 to 2013 Qtr 2; 2014 Qtr 4 to 2016 Qtr 2; 2017 Qtr 2; 2018 Qtr 1 to 2018 Qtr 2; 2019 Qtr 2; 2020 Qtr 1 to 2020 Qtr 2; 2021 Qtr 2; 2022 Qtr 1 to 2022 Qtr 2; 2023 Qtr 2 to 2023 Qtr 4
[5 empty] | res:DEER:RefgFrzr_Recyc-Conditioned |  | Exit Sign – CF Hardware Kit/LED/ Electro-Luminescent: NR - 16 | NonRes-sAll-mRCx-ci | Not Used | bar: 2013 Qtr 1 to 2013 Qtr 2; 2014 Qtr 4 to 2016 Qtr 2; 2017 Qtr 2; 2018 Qtr 1 to 2018 Qtr 2; 2019 Qtr 2; 2020 Qtr 1 to 2020 Qtr 2; 2021 Qtr 2; 2022 Qtr 1 to 2022 Qtr 2; 2023 Qtr 2 to 2023 Qtr 4
[5 empty] | res:DEER:RefgFrzr_Recyc-UnConditioned |  | Occupancy Sensor: NR - 8 | NonRes-sAll-mHVAC-Chiller | 0 | bar: 2013 Qtr 1 to 2013 Qtr 2; 2014 Qtr 4 to 2016 Qtr 2; 2017 Qtr 2; 2018 Qtr 1 to 2018 Qtr 2; 2019 Qtr 2; 2020 Qtr 1 to 2020 Qtr 2; 2021 Qtr 2; 2022 Qtr 1 to 2022 Qtr 2; 2023 Qtr 2 to 2023 Qtr 4
[5 empty] | res:DEER:RefgFrzr_Recyc-UnConditioned |  | Photocell: NR - 8 | NonRes-sAll-mHVAC-DX-up | bar: 2013 Qtr 1 to 2013 Qtr 2; 2014 Qtr 4 to 2016 Qtr 2; 2017 Qtr 2; 2018 Qtr 1 to 2018 Qtr 2; 2019 Qtr 2; 2020 Qtr 1 to 2020 Qtr 2; 2021 Qtr 2; 2022 Qtr 1 to 2022 Qtr 2; 2023 Qtr 2 to 2023 Qtr 4
[5 empty] | res:DEER:RefgFrzr_Recyc-UnConditioned |  | Time Clock – Lighting: NR - 8 | Res-sAll-mHVAC-RmAC-dn | bar: 2013 Qtr 2; 2015 Qtr 3; 2016 Qtr 2; 2018 Qtr 2; 2020 Qtr 2; 2022 Qtr 2 to 2023 Qtr 4
[5 empty] | res:DEER:RefgFrzr_Recyc-UnConditioned |  | Induction Lamps: NR - 2 | Res-sAll-mDuctSeal | bar: 2013 Qtr 2; 2015 Qtr 3; 2016 Qtr 2; 2018 Qtr 2; 2020 Qtr 2; 2022 Qtr 2 to 2023 Qtr 4
[5 empty] | res:DEER:RefgFrzr_Recyc-UnConditioned |  | Induction Fixture: NR - 16 | Res-sAll-mHVAC-RCA | bar: 2013 Qtr 2; 2015 Qtr 3; 2016 Qtr 2; 2018 Qtr 2; 2020 Qtr 2; 2022 Qtr 2 to 2023 Qtr 4
[5 empty] | res:DEER:HVAC_Eff_AC |  | Delamp/reflectors: C/I - 11 | Res-sSF-mShellIns | bar: 2013 Qtr 2; 2015 Qtr 3; 2016 Qtr 2; 2018 Qtr 2; 2020 Qtr 2; 2022 Qtr 2 to 2023 Qtr 4
[5 empty] | res:DEER:HVAC_Eff_AC |  | Optical Reflectors- new construction: Ind, NRNC - 12 | Res-sSF-mACgt14-dn | bar: 2013 Qtr 2; 2015 Qtr 3; 2016 Qtr 2; 2018 Qtr 2; 2020 Qtr 2; 2022 Qtr 2 to 2023 Qtr 4
[5 empty] | res:DEER:HVAC_Eff_AC |  | Optical Reflectors- retrofit: NR - 10 | Res-sSF-mACgt16-dn | bar: 2013 Qtr 2; 2015 Qtr 3; 2016 Qtr 2; 2018 Qtr 2; 2020 Qtr 2; 2022 Qtr 2 to 2023 Qtr 4
[5 empty] | res:DEER:HVAC_Eff_AC |  | HID fixture: Interior, >= 176 Watts lamp: Ind - 16 | Res-sSF-mHPes | bar: 2013 Qtr 2; 2015 Qtr 3; 2016 Qtr 2; 2018 Qtr 2; 2020 Qtr 2; 2022 Qtr 2 to 2023 Qtr 4
[5 empty] | res:DEER:HVAC_Eff_AC |  | HID fixture: Interior, 251-400 Watt lamp: Com - 16 | NonRes-sAll-mPOC | bar: 2013 Qtr 2; 2015 Qtr 3; 2016 Qtr 2; 2018 Qtr 2; 2020 Qtr 2; 2022 Qtr 2 to 2023 Qtr 4
[5 empty] | res:DEER:HVAC_Eff_HP |  | CFL Fixture: Pin based CFL fixture: Com - 12.0 | NonRes-sAll-mPipeIns | bar: 2013 Qtr 2; 2015 Qtr 3; 2016 Qtr 2; 2018 Qtr 2; 2020 Qtr 2; 2022 Qtr 2 to 2023 Qtr 4
[5 empty] | res:DEER:HVAC_Eff_HP |  | Screw-in CFL: Education - Primary School: NR - 5.6 | NonRes-sAll-mStmTrp-dn | bar: 2013 Qtr 2; 2015 Qtr 3; 2016 Qtr 2; 2018 Qtr 2; 2020 Qtr 2; 2022 Qtr 2 to 2023 Qtr 4
[5 empty] | res:DEER:HVAC_Eff_HP |  | Screw-in CFL: Education - Secondary School: NR - 3.5 | NonRes-sAll-mStmTrp-ci | bar: 2013 Qtr 2; 2015 Qtr 3; 2016 Qtr 2; 2018 Qtr 2; 2020 Qtr 2; 2022 Qtr 2 to 2023 Qtr 4
[5 empty] | res:DEER:HVAC_Eff_HP |  | Screw-in CFL: Education - Community College: NR - 2.1 | NonRes-sAll-mCust | bar: 2013 Qtr 2; 2015 Qtr 3; 2016 Qtr 2; 2018 Qtr 2; 2020 Qtr 2; 2022 Qtr 2 to 2023 Qtr 4
[5 empty] | res:DEER:HVAC_Eff_HP |  | Screw-in CFL: Education - University: NR - 2.6 | NonRes-sAll-mCustElec-bd | bar: 2013 Qtr 2; 2015 Qtr 3; 2016 Qtr 2; 2018 Qtr 2; 2020 Qtr 2; 2022 Qtr 2 to 2023 Qtr 4
[5 empty] | res:DEER:HVAC_Duct_Sealing |  | Screw-in CFL: Grocery: NR - 1.4 | NonRes-sGHS-mHtCrtn-dn | bar: 2013 Qtr 2; 2015 Qtr 3; 2016 Qtr 2; 2018 Qtr 2; 2020 Qtr 2; 2022 Qtr 2 to 2023 Qtr 4
[5 empty] | res:DEER:HVAC_Duct_Sealing |  | Screw-in CFL: Health/Medical - Hospital: NR - 0.9 | NonRes-sGHS-mHtCrtn-ci | bar: 2013 Qtr 2; 2015 Qtr 3; 2016 Qtr 2; 2018 Qtr 2; 2020 Qtr 2; 2022 Qtr 2 to 2023 Qtr 4
[5 empty] | res:DEER:HVAC_Duct_Sealing |  | Screw-in CFL: Health/Medical - Nursing Home: NR - 0.9 | NonRes-sGHS-mIRF-dn | bar: 2013 Qtr 2; 2015 Qtr 3; 2016 Qtr 2; 2018 Qtr 2; 2020 Qtr 2; 2022 Qtr 2 to 2023 Qtr 4
[5 empty] | res:DEER:HVAC_Duct_Sealing |  | Screw-in CFL: Lodging - Hotel: NR - 0.9 | NonRes-sGHS-mIRF-ci | bar: 2013 Qtr 2; 2015 Qtr 3; 2016 Qtr 2; 2018 Qtr 2; 2020 Qtr 2; 2022 Qtr 2 to 2023 Qtr 4
[5 empty] | res:DEER:HVAC_Duct_Sealing |  | Screw-in CFL: Lodging - Motel: NR - 0.9 | NonRes-sAll-mPmpTst | bar: 2013 Qtr 2; 2015 Qtr 3; 2016 Qtr 2; 2018 Qtr 2; 2020 Qtr 2; 2022 Qtr 2 to 2023 Qtr 4
[5 empty] | res:DEER:HVAC_Refrig_Charge |  | Screw-in CFL: Lodging - Guest Rooms: NR - 7.0 | NonRes-sAg-mCust-ci | bar: 2013 Qtr 2; 2015 Qtr 3; 2016 Qtr 2; 2018 Qtr 2; 2020 Qtr 2; 2022 Qtr 2 to 2023 Qtr 4
[5 empty] | res:DEER:HVAC_Refrig_Charge |  | Screw-in CFL: Manufacturing - Light Industrial: NR - 2.8 | Res-sAll-mDHWshwr | bar: 2013 Qtr 2; 2015 Qtr 3; 2016 Qtr 2; 2018 Qtr 2; 2020 Qtr 2; 2022 Qtr 2 to 2023 Qtr 4
[5 empty] | res:DEER:HVAC_Refrig_Charge |  | Screw-in CFL: Office - Large: NR - 2.9 | Res-sSF-mDHWaerator | bar: 2022 Qtr 3 to 2023 Qtr 4
[5 empty] | res:DEER:HVAC_Refrig_Charge |  | Screw-in CFL: Office - Small: NR - 3.2 | Res-sMF-mDHWaerator | bar: 2022 Qtr 3 to 2023 Qtr 4
[5 empty] | res:DEER:HVAC_Refrig_Charge |  | Screw-in CFL: Restaurant - Sit-Down: NR - 2.3 | Res-sAll-mDHWgt62 | bar: 2022 Qtr 3 to 2023 Qtr 4
[5 empty] | res:DEER:Refg_Chrg_Duct_Seal |  | Screw-in CFL: Restaurant - Fast-Food: NR - 1.3 | Res-sAll-mCW | bar: 2022 Qtr 3 to 2023 Qtr 4
[5 empty] | res:DEER:Refg_Chrg_Duct_Seal |  | Screw-in CFL: Retail - 3-Story Large: NR - 1.9 | Res-sAll-mRefgRec | bar: 2022 Qtr 3 to 2023 Qtr 4
[5 empty] | res:DEER:Refg_Chrg_Duct_Seal |  | Screw-in CFL: Retail - Single-Story Large: NR - 1.8 | Res-sAll-mFrzrRec | bar: 2022 Qtr 3 to 2023 Qtr 4
[5 empty] | res:DEER:Refg_Chrg_Duct_Seal |  | Screw-in CFL: Retail - Small: NR - 2.1 | NonRes-sAll-mRfg-DG | bar: 2022 Qtr 3 to 2023 Qtr 4
[5 empty] | res:DEER:Refg_Chrg_Duct_Seal |  | Screw-in CFL: Storage - Conditioned: NR - 2.8 | NonRes-sAll-mRfg-SC | bar: 2022 Qtr 3 to 2023 Qtr 4
[5 empty] | res:DEER:RefgFrzr_Recycling |  | Screw-in CFL: Storage - Unconditioned: NR - 2.8 | Res-Default>2 | bar: 2022 Qtr 3 to 2023 Qtr 4
[5 empty] | res:DEER:RefgFrzr_Recycling |  | Screw-in CFL: Warehouse - Refrigerated: NR - 3.1 | Res-Default-HTG-di | bar: 2022 Qtr 3 to 2023 Qtr 4
[5 empty] | res:DEER:RefgFrzr_Recycling |  |  | Com-Default>2yrs | bar: 2022 Qtr 3 to 2023 Qtr 4
[5 empty] | res:DEER:RefgFrzr_Recycling |  | HVAC/Refrigeration – SPC: NR - 16 | Ind-Default>2yrs | bar: 2022 Qtr 3 to 2023 Qtr 4
[5 empty] | res:DEER:RefgFrzr_Recycling |  | Chiller – High Efficiency: NR - 20 | Agric-Default>2yrs
[5 empty] | NON_res:DEER:Indoor_CFL_Ltg |  | Chiller – Variable Speed Drive: NR - 20 | Com-Default-HTG-di
[5 empty] | NON_res:DEER:Indoor_CFL_Ltg |  | Water Cooled Chillers: NR - 20 | Ind-Default-HTG-di
[5 empty] | NON_res:DEER:Indoor_CFL_Ltg |  | Air Conditioners – High Efficiency: NR - 15 | Agricult-Default-HTG-di
[5 empty] | NON_res:DEER:Indoor_CFL_Ltg |  | Packaged HVAC Systems: NR - 15 | ET-Default
[5 empty] | NON_res:DEER:Indoor_CFL_Ltg |  | Install HVAC EMS: Com - 14 | EUC-Default
[5 empty] | NON_res:DEER:Indoor_Non-CFL_Ltg |  | AC Packaged Terminal Units: NR - 15 | NonRes-sAll-mCust-Gas
[5 empty] | NON_res:DEER:Indoor_Non-CFL_Ltg |  | Evaporative Coolers: NR - 15 | NonRes-sAll-mCust-Elec
[5 empty] | NON_res:DEER:Indoor_Non-CFL_Ltg |  | Boiler – High Efficiency: NR - 20 | All-Default<=2yrs
[5 empty] | NON_res:DEER:Indoor_Non-CFL_Ltg |  | Cooling Towers/Evaporative Condenser: NR - 15 | 0
[5 empty] | NON_res:DEER:Indoor_Non-CFL_Ltg |  | Heat Pump – Split System: NR - 15 | -------------------------------
[5 empty] | NON_res:DEER:HVAC_Chillers |  | Heat Pump with Integrated Water Heating: NR - 10
[5 empty] | NON_res:DEER:HVAC_Chillers |  | Ground Source Heat Pump: NR - 15
[5 empty] | NON_res:DEER:HVAC_Chillers |  | Reduce Internal Load: NR - 15
[5 empty] | NON_res:DEER:HVAC_Chillers |  | Insulation: NR - 20
[5 empty] | NON_res:DEER:HVAC_Chillers |  | Insulation Package: NR - 20
[5 empty] | NON_res:DEER:HVAC_Refrig_Charge |  | Reflective Window Film: NR - 10
[5 empty] | NON_res:DEER:HVAC_Refrig_Charge |  | Bypass/Delay Timer(lighting): NR - 8
[5 empty] | NON_res:DEER:HVAC_Refrig_Charge |  | Set-Back Thermostat: NR - 11
[5 empty] | NON_res:DEER:HVAC_Refrig_Charge |  | Time Clock - HVAC: NR - 10
[5 empty] | NON_res:DEER:HVAC_Refrig_Charge |  | HVAC/Space Heating/Efficiency (Gas): NR - 18
[5 empty] | NON_res:DEER:HVAC_Split-Package_AC |  | Nonresidential Gas – AC: NR - 20
NON_res:DEER:HVAC_Split-Package_AC
[5 empty] | NON_res:DEER:HVAC_Split-Package_AC |  | Adjustable speed drive, application unknown: Ag - 10
[5 empty] | NON_res:DEER:HVAC_Split-Package_AC |  | Adjustable speed drive, application unknown: Com - 10
[5 empty] | NON_res:DEER:HVAC_Split-Package_AC |  | Adjustable Speed Drive: HVAC fan, 50 HP Max: Com - 10
[5 empty] | NON_res:DEER:HVAC_Split-Package_HP |  | Pump repair: Ag - 11
[5 empty] | NON_res:DEER:HVAC_Split-Package_HP |  | Injection molding machines: Ind - 15
[5 empty] | NON_res:DEER:HVAC_Split-Package_HP |  | Plastic extusion equipment: Ind - 15
[5 empty] | NON_res:DEER:HVAC_Split-Package_HP |  | Process cooling: Ind - 15
[5 empty] | NON_res:DEER:HVAC_Split-Package_HP |  | Process equipment insulation: Ind - 15
NON_res:DEER:HVAC_Duct_Sealing
[5 empty] | NON_res:DEER:HVAC_Duct_Sealing |  | Horizontal Clothes Washer: NR - 10
[5 empty] | NON_res:DEER:HVAC_Duct_Sealing |  | Efficient Dishwashing: NR - 5
[5 empty] | NON_res:DEER:HVAC_Duct_Sealing |  | Water Heater Controls: NR - 15
[5 empty] | NON_res:DEER:HVAC_Duct_Sealing |  | Cooking measures , Assorted: Com - 12
[5 empty] | res:DEER:Res_ClothesDishWasher |  | Water Heater – Gas: NR - 15
[5 empty] | res:DEER:Res_BldgShell_Ins |  | Domestic Hot Water Boiler (Gas): NR - 20
01-ALC-AllCommercial-Cooling
[5 empty] | 01-ALC-AllCommercial-ExtLight |  | Auto Closer for Cooler/Freezer: NR - 8
[5 empty] | 01-ALC-AllCommercial-IntLight |  | Door Gaskets: NR - 4
[5 empty] | 01-ALC-AllCommercial-OffEquip |  | Floating Head Pressure: NR - 16
[5 empty] | 01-ALC-AllCommercial-Refrig |  | Heatless Door: NR - 16
[5 empty] | 01-ALC-AllCommercial-Vent/Fan |  | Humidistat Control for Anti-Sweat Heater: NR - 12
[5 empty] | 02-ASM-Assembly-Cooling |  | Insulation on Refrigeration Suction Line: NR - 11
[5 empty] | 02-ASM-Assembly-Exit |  | Night Covers for Display Cases: NR - 5
[5 empty] | 02-ASM-Assembly-ExtLight |  | PSC Evaporator Motor – Walkin/ Display: NR - 15
[5 empty] | 02-ASM-Assembly-IntLight |  | Refrigeration Case Doors – Glass/Acrylic: NR - 12
[5 empty] | 03-BCR-BothResidentialandCommercial-COOL |  | Refrigerator Case with Doors: NR - 12
[5 empty] | 03-BCR-BothResidentialandCommercial-LIT_INT |  | Refrigerator Condensate Evaporator – Elec/Non Elec: NR - 8
[5 empty] | 03-BCR-BothResidentialandCommercial-OFF_EQ |  | Strip Curtains for Walk-Ins: NR - 4
[5 empty] | 03-BCR-BothResidentialandCommercial-LIT_EXT |  | Ballast: Electronic, for display case: NR - 11
[5 empty] | 03-BCR-BothResidentialandCommercial-REFG |  | Defrost: NR - 16
[5 empty] | 03-BCR-BothResidentialandCommercial-VENT |  | FHP & EFF Conditioner: NR - 16
[5 empty] | 04-DMO-ResidentialMobileHome–DoubleWide-CL_DRY |  | High-efficiency Liquid Suction Heat Exchangers: NR - 16
[5 empty] | 04-DMO-ResidentialMobileHome–DoubleWide-CL_WASH |  | Night Shields on Refrigerator and Freezer Cases: NR - 5
[5 empty] | 04-DMO-ResidentialMobileHome–DoubleWide-DSH_WASH |  | Walk-in Refrigerator or Freezer: Evaporative Fan Controller: NR - 5
[5 empty] | 04-DMO-ResidentialMobileHome–DoubleWide-FREEZ |  | Multiplec Refrigeration Systems/Supermarket Systems: NR - 10
04-DMO-ResidentialMobileHome–DoubleWide-LIGHT
[5 empty] | 04-DMO-ResidentialMobileHome–DoubleWide-POOL_PMP |  | Kiln/Oven/Furnace: NR - 18
[5 empty] | 04-DMO-ResidentialMobileHome–DoubleWide-REFG |  | Thermal Night Curtains: NR - 5
[5 empty] | 04-DMO-ResidentialMobileHome–DoubleWide-SP_COOL |  | Custom Measures – SPC: NR - 15
[5 empty] | 04-DMO-ResidentialMobileHome–DoubleWide-SP_HEAT |  | Local Government Partnership: NR - 11
[5 empty] | 04-DMO-ResidentialMobileHome–DoubleWide-WAT_HEAT |  | Audits: NR - 3
[5 empty] | 05-ECC-Education–CommunityCollege-COOL |  | Plug Load Sensor: NR - 10
[5 empty] | 05-ECC-Education–CommunityCollege-LIT_INT |  | Information: NR - 1
[5 empty] | 05-ECC-Education–CommunityCollege-OFF_EQ |  | High Efficiency Motors: NR - 15
[5 empty] | 05-ECC-Education–CommunityCollege-LIT_EXT |  | Process Overhaul: NR - 20
[5 empty] | 05-ECC-Education–CommunityCollege-REFG |  | System Controls: NR - 15
05-ECC-Education–CommunityCollege-VENT
06-EPR-Education–PrimarySchool-COOL
[5 empty] | 06-EPR-Education–PrimarySchool-LIT_INT |  | RESIDENTIAL MEASURES
[5 empty] | 06-EPR-Education–PrimarySchool-OFF_EQ |  | ****************************************************************
[5 empty] | 06-EPR-Education–PrimarySchool-LIT_EXT |  | T8 Fixtures ; lamp or ballast: Res - 15
[5 empty] | 06-EPR-Education–PrimarySchool-REFG |  | Pin based CFL Fixture: Res - 16
[5 empty] | 06-EPR-Education–PrimarySchool-VENT |  | CFL: Indoor Screw in: Res - 9.4
[5 empty] | 07-ESE-Education–SecondarySchool-COOL |  | CFL: Outdoor Screw in: Res - 7
[5 empty] | 07-ESE-Education–SecondarySchool-LIT_INT |  | Torchiere: Res - 9
07-ESE-Education–SecondarySchool-OFF_EQ
[5 empty] | 07-ESE-Education–SecondarySchool-LIT_EXT |  | Air Conditioners with SEER >= 11.0: Res - 18
[5 empty] | 07-ESE-Education–SecondarySchool-REFG |  | Central Air Conditioners: Res - 18
[5 empty] | 07-ESE-Education–SecondarySchool-VENT |  | Duct Testing: Res NC - 18
[5 empty] | 08-EUN-Education–University-COOL |  | High Energy Efficiency Ducts: Res - 18
[5 empty] | 08-EUN-Education–University-LIT_INT |  | Whole House Fan: Res - 15
[5 empty] | 08-EUN-Education–University-OFF_EQ |  | Evaporative Cooler: Res - 15
[5 empty] | 08-EUN-Education–University-LIT_EXT |  | Glazing - Low E Double / Low Shade Coefficient: Res - 20
[5 empty] | 08-EUN-Education–University-REFG |  | Heat Pump - Electric: Res - 15
[5 empty] | 08-EUN-Education–University-VENT |  | Insulation - Ceiling / Floor / Walls: Res - 20
[5 empty] | 09-GRO-Grocery-COOL |  | A/C with Integrated Water Heating: Res - 10
[5 empty] | 09-GRO-Grocery-LIT_INT |  | Programmable Thermostat: Res - 12
09-GRO-Grocery-OFF_EQ
[5 empty] | 09-GRO-Grocery-LIT_EXT |  | Audits: Res - 3
[5 empty] | 09-GRO-Grocery-REFG |  | Gas Cooktops: Res - 20
[5 empty] | 09-GRO-Grocery-VENT |  | Gas Dryer Stub: Res - 18
[5 empty] | 10-HSP-Health/Medical–Hospital-COOL |  | Energy-Efficient Furnaces: Res - 18
10-HSP-Health/Medical–Hospital-LIT_INT
[5 empty] | 10-HSP-Health/Medical–Hospital-OFF_EQ |  | Refrigerator Recycling: Res - 10
[5 empty] | 10-HSP-Health/Medical–Hospital-LIT_EXT |  | Refrigerator - Energy Efficient; 20% more efficient: Res - 18
[5 empty] | 10-HSP-Health/Medical–Hospital-REFG |  | Refrigerators: Res - 18
10-HSP-Health/Medical–Hospital-VENT
11-HTL-Lodging–Hotel(GuestRooms)-COOL
[5 empty] | 11-HTL-Lodging–Hotel(GuestRooms)-LIT_INT |  | GENERIC USEFUL LIVES:
[5 empty] | 11-HTL-Lodging–Hotel(GuestRooms)-OFF_EQ |  | ****************************************************************
[5 empty] | 11-HTL-Lodging–Hotel(GuestRooms)-LIT_EXT |  | 0.1
[5 empty] | 11-HTL-Lodging–Hotel(GuestRooms)-REFG |  | 0.2
[5 empty] | 11-HTL-Lodging–Hotel(GuestRooms)-VENT |  | 0.3
[5 empty] | 12-MBT-Manufacturing–Bio/Tech-AG_PUMP |  | 0.4
[5 empty] | 12-MBT-Manufacturing–Bio/Tech-COMP_AIR |  | 0.5
[5 empty] | 12-MBT-Manufacturing–Bio/Tech-COOL |  | 0.6
[5 empty] | 12-MBT-Manufacturing–Bio/Tech-LIGHT |  | 0.7
[5 empty] | 12-MBT-Manufacturing–Bio/Tech-MOTOR |  | 0.8
[5 empty] | 12-MBT-Manufacturing–Bio/Tech-PROC_OTH |  | 0.9
[5 empty] | 13-MFM-ResidentialMulti-family-CL_DRY |  | 1
[5 empty] | 13-MFM-ResidentialMulti-family-CL_WASH |  | 1.1
[5 empty] | 13-MFM-ResidentialMulti-family-DSH_WASH |  | 1.2
[5 empty] | 13-MFM-ResidentialMulti-family-FREEZ |  | 1.3
[5 empty] | 13-MFM-ResidentialMulti-family-LIGHT |  | 1.4
[5 empty] | 13-MFM-ResidentialMulti-family-POOL_PMP |  | 1.5
[5 empty] | 13-MFM-ResidentialMulti-family-REFG |  | 1.6
[5 empty] | 13-MFM-ResidentialMulti-family-SP_COOL |  | 1.7
[5 empty] | 13-MFM-ResidentialMulti-family-SP_HEAT |  | 1.8
[5 empty] | 13-MFM-ResidentialMulti-family-WAT_HEAT |  | 1.9
[5 empty] | 14-MLI-Manufacturing–LightIndustry-AG_PUMP |  | 2
[5 empty] | 14-MLI-Manufacturing–LightIndustry-COMP_AIR |  | 2.1
[5 empty] | 14-MLI-Manufacturing–LightIndustry-COOL |  | 2.2
[5 empty] | 14-MLI-Manufacturing–LightIndustry-LIGHT |  | 2.3
[5 empty] | 14-MLI-Manufacturing–LightIndustry-MOTOR |  | 2.4
[5 empty] | 14-MLI-Manufacturing–LightIndustry-PROC_OTH |  | 2.5
[5 empty] | 15-MTL-Lodging–Motel-COOL |  | 2.6
[5 empty] | 15-MTL-Lodging–Motel-LIT_INT |  | 2.7
[5 empty] | 15-MTL-Lodging–Motel-OFF_EQ |  | 2.8
[5 empty] | 15-MTL-Lodging–Motel-LIT_EXT |  | 2.9
[5 empty] | 15-MTL-Lodging–Motel-REFG |  | 3
[5 empty] | 15-MTL-Lodging–Motel-VENT |  | 3.1
[5 empty] | 16-NRS-Health/Medical–Clinic-COOL |  | 3.2
[5 empty] | 16-NRS-Health/Medical–Clinic-LIT_INT |  | 3.3
[5 empty] | 16-NRS-Health/Medical–Clinic-OFF_EQ |  | 3.4
[5 empty] | 16-NRS-Health/Medical–Clinic-LIT_EXT |  | 3.5
[5 empty] | 16-NRS-Health/Medical–Clinic-REFG |  | 3.6
[5 empty] | 16-NRS-Health/Medical–Clinic-VENT |  | 3.7
[5 empty] | 17-OFL-Office–Large-Cooling |  | 3.8
[5 empty] | 17-OFL-Office–Large-ExtLight |  | 3.9
[5 empty] | 17-OFL-Office–Large-IntLight |  | 4
[5 empty] | 17-OFL-Office–Large-OffEquip |  | 4.1
[5 empty] | 17-OFL-Office–Large-Refrig |  | 4.2
[5 empty] | 17-OFL-Office–Large-Vent/Fan |  | 4.3
[5 empty] | 18-OFS-Office–Small-Cooling |  | 4.4
[5 empty] | 18-OFS-Office–Small-ExtLight |  | 4.5
[5 empty] | 18-OFS-Office–Small-IntLight |  | 4.6
[5 empty] | 18-OFS-Office–Small-OffEquip |  | 4.7
[5 empty] | 18-OFS-Office–Small-Refrig |  | 4.8
[5 empty] | 18-OFS-Office–Small-Vent/Fan |  | 4.9
[5 empty] | 19-RES-AllResidential-CL_DRY |  | 5
[5 empty] | 19-RES-AllResidential-CL_WASH |  | 5.1
[5 empty] | 19-RES-AllResidential-DSH_WASH |  | 5.2
[5 empty] | 19-RES-AllResidential-FREEZ |  | 5.3
[5 empty] | 19-RES-AllResidential-LIGHT |  | 5.4
[5 empty] | 19-RES-AllResidential-POOL_PMP |  | 5.5
[5 empty] | 19-RES-AllResidential-REFG |  | 5.6
[5 empty] | 19-RES-AllResidential-SP_COOL |  | 5.7
[5 empty] | 19-RES-AllResidential-SP_HEAT |  | 5.8
[5 empty] | 19-RES-AllResidential-WAT_HEAT |  | 5.9
[5 empty] | 20-RFF-Restaurant–FastFood-Cooling |  | 6
[5 empty] | 20-RFF-Restaurant–FastFood-ExtLight |  | 6.1
[5 empty] | 20-RFF-Restaurant–FastFood-IntLight |  | 6.2
[5 empty] | 20-RFF-Restaurant–FastFood-OffEquip |  | 6.3
[5 empty] | 20-RFF-Restaurant–FastFood-Refrig |  | 6.4
[5 empty] | 20-RFF-Restaurant–FastFood-Vent/Fan |  | 6.5
[5 empty] | 21-RSD-Restaurant–SitDown-COOL |  | 6.6
[5 empty] | 21-RSD-Restaurant–SitDown-LIT_INT |  | 6.7
[5 empty] | 21-RSD-Restaurant–SitDown-OFF_EQ |  | 6.8
[5 empty] | 21-RSD-Restaurant–SitDown-LIT_EXT |  | 6.9
[5 empty] | 21-RSD-Restaurant–SitDown-PROC_OTH |  | 7
[5 empty] | 21-RSD-Restaurant–SitDown-REFG |  | 7.1
[5 empty] | 21-RSD-Restaurant–SitDown-VENT |  | 7.2
[5 empty] | 22-RT3-Retail–3StoryLarge-COOL |  | 7.3
[5 empty] | 22-RT3-Retail–3StoryLarge-LIT_INT |  | 7.4
[5 empty] | 22-RT3-Retail–3StoryLarge-OFF_EQ |  | 7.5
[5 empty] | 22-RT3-Retail–3StoryLarge-LIT_EXT |  | 7.6
[5 empty] | 22-RT3-Retail–3StoryLarge-REFG |  | 7.7
[5 empty] | 22-RT3-Retail–3StoryLarge-VENT |  | 7.8
[5 empty] | 23-RTL-Retail–SingleStorylarge-COOL |  | 7.9
[5 empty] | 23-RTL-Retail–SingleStorylarge-LIT_INT |  | 8
[5 empty] | 23-RTL-Retail–SingleStorylarge-OFF_EQ |  | 8.1
[5 empty] | 23-RTL-Retail–SingleStorylarge-LIT_EXT |  | 8.2
[5 empty] | 23-RTL-Retail–SingleStorylarge-REFG |  | 8.3
[5 empty] | 23-RTL-Retail–SingleStorylarge-VENT |  | 8.4
[5 empty] | 24-RTS-Retail–Small-COOL |  | 8.5
[5 empty] | 24-RTS-Retail–Small-LIT_INT |  | 8.6
[5 empty] | 24-RTS-Retail–Small-OFF_EQ |  | 8.7
[5 empty] | 24-RTS-Retail–Small-LIT_EXT |  | 8.8
[5 empty] | 24-RTS-Retail–Small-REFG |  | 8.9
[5 empty] | 24-RTS-Retail–Small-VENT |  | 9
[5 empty] | 25-SCN-Storage–Conditioned-Cooling |  | 9.1
[5 empty] | 25-SCN-Storage–Conditioned-Exit |  | 9.2
[5 empty] | 25-SCN-Storage–Conditioned-ExtLight |  | 9.3
[5 empty] | 26-SFM-ResidentialSingleFamily-CL_DRY |  | 9.4
[5 empty] | 26-SFM-ResidentialSingleFamily-CL_WASH |  | 9.5
[5 empty] | 26-SFM-ResidentialSingleFamily-DSH_WASH |  | 9.6
[5 empty] | 26-SFM-ResidentialSingleFamily-FREEZ |  | 9.7
[5 empty] | 26-SFM-ResidentialSingleFamily-LIGHT |  | 9.8
[5 empty] | 26-SFM-ResidentialSingleFamily-POOL_PMP |  | 9.9
[5 empty] | 26-SFM-ResidentialSingleFamily-REFG |  | 10
[5 empty] | 26-SFM-ResidentialSingleFamily-SP_COOL |  | 10.1
[5 empty] | 26-SFM-ResidentialSingleFamily-SP_HEAT |  | 10.2
[5 empty] | 26-SFM-ResidentialSingleFamily-WAT_HEAT |  | 10.3
[5 empty] | 27-SMO-ResidentialMobileHome–SingleWide-CL_DRY |  | 10.4
[5 empty] | 27-SMO-ResidentialMobileHome–SingleWide-CL_WASH |  | 10.5
[5 empty] | 27-SMO-ResidentialMobileHome–SingleWide-DSH_WASH |  | 10.6
[5 empty] | 27-SMO-ResidentialMobileHome–SingleWide-FREEZ |  | 10.7
[5 empty] | 27-SMO-ResidentialMobileHome–SingleWide-LIGHT |  | 10.8
[5 empty] | 27-SMO-ResidentialMobileHome–SingleWide-POOL_PMP |  | 10.9
[5 empty] | 27-SMO-ResidentialMobileHome–SingleWide-REFG |  | 11
[5 empty] | 27-SMO-ResidentialMobileHome–SingleWide-SP_COOL |  | 11.1
[5 empty] | 27-SMO-ResidentialMobileHome–SingleWide-SP_HEAT |  | 11.2
[5 empty] | 27-SMO-ResidentialMobileHome–SingleWide-WAT_HEAT |  | 11.3
[5 empty] | 28-SUN-Storage–Unconditioned-Exit |  | 11.4
[5 empty] | 28-SUN-Storage–Unconditioned-ExtLight |  | 11.5
[5 empty] | 29-WRF-Storage–Refrigerated-Cooling |  | 11.6
[5 empty] | 29-WRF-Storage–Refrigerated-Exit |  | 11.7
[5 empty] | 29-WRF-Storage–Refrigerated-ExtLight |  | 11.8
[5 empty] | 30-S20-SIC20Food&KindredProducts-AG_PUMP |  | 11.9
[5 empty] | 30-S20-SIC20Food&KindredProducts-COMP_AIR |  | 12
[5 empty] | 30-S20-SIC20Food&KindredProducts-COOL |  | 12.1
[5 empty] | 30-S20-SIC20Food&KindredProducts-LIGHT |  | 12.2
[5 empty] | 30-S20-SIC20Food&KindredProducts-MOTOR |  | 12.3
[5 empty] | 30-S20-SIC20Food&KindredProducts-PROC_OTH |  | 12.4
[5 empty] | 31-S26-SIC26Paper&AlliedProducts-AG_PUMP |  | 12.5
[5 empty] | 31-S26-SIC26Paper&AlliedProducts-COMP_AIR |  | 12.6
[5 empty] | 31-S26-SIC26Paper&AlliedProducts-COOL |  | 12.7
[5 empty] | 31-S26-SIC26Paper&AlliedProducts-LIGHT |  | 12.8
[5 empty] | 31-S26-SIC26Paper&AlliedProducts-MOTOR |  | 12.9
[5 empty] | 31-S26-SIC26Paper&AlliedProducts-PROC_OTH |  | 13
[5 empty] | 32-S28-SIC28Chemicals&AlliedProducts-AG_PUMP |  | 13.1
[5 empty] | 32-S28-SIC28Chemicals&AlliedProducts-COMP_AIR |  | 13.2
[5 empty] | 32-S28-SIC28Chemicals&AlliedProducts-COOL |  | 13.3
[5 empty] | 32-S28-SIC28Chemicals&AlliedProducts-LIGHT |  | 13.4
[5 empty] | 32-S28-SIC28Chemicals&AlliedProducts-MOTOR |  | 13.5
[5 empty] | 32-S28-SIC28Chemicals&AlliedProducts-PROC_OTH |  | 13.6
[5 empty] | 33-S29-SIC29Petroleum&CoalProducts-AG_PUMP |  | 13.7
[5 empty] | 33-S29-SIC29Petroleum&CoalProducts-COMP_AIR |  | 13.8
[5 empty] | 33-S29-SIC29Petroleum&CoalProducts-COOL |  | 13.9
[5 empty] | 33-S29-SIC29Petroleum&CoalProducts-LIGHT |  | 14
[5 empty] | 33-S29-SIC29Petroleum&CoalProducts-MOTOR |  | 14.1
[5 empty] | 33-S29-SIC29Petroleum&CoalProducts-PROC_OTH |  | 14.2
[5 empty] | 34-S33-SIC33Metals-AG_PUMP |  | 14.3
[5 empty] | 34-S33-SIC33Metals-COMP_AIR |  | 14.4
[5 empty] | 34-S33-SIC33Metals-COOL |  | 14.5
[5 empty] | 34-S33-SIC33Metals-LIGHT |  | 14.6
[5 empty] | 34-S33-SIC33Metals-MOTOR |  | 14.7
[5 empty] | 34-S33-SIC33Metals-PROC_OTH |  | 14.8
[5 empty] | 35-OTI-OtherIndustrial-AG_PUMP |  | 14.9
[5 empty] | 35-OTI-OtherIndustrial-COMP_AIR |  | 15
[5 empty] | 35-OTI-OtherIndustrial-COOL |  | 15.1
[5 empty] | 35-OTI-OtherIndustrial-LIGHT |  | 15.2
[5 empty] | 35-OTI-OtherIndustrial-MOTOR |  | 15.3
[5 empty] | 35-OTI-OtherIndustrial-PROC_OTH |  | 15.4
[5 empty] | 36-GST-Lodging-GuestRooms-Cooling |  | 15.5
[5 empty] | 36-GST-Lodging-GuestRooms-ExtLight |  | 15.6
[5 empty] | 36-GST-Lodging-GuestRooms-IntLight |  | 15.7
[5 empty] | 36-GST-Lodging-GuestRooms-OffEquip |  | 15.8
[5 empty] | 36-GST-Lodging-GuestRooms-Refrig |  | 15.9
[5 empty] | 36-GST-Lodging-GuestRooms-Vent/Fan |  | 16
16.1
16.2
16.3
16.4
16.5
16.6
16.7
16.8
16.9
17
17.1
17.2
17.3
17.4
17.5
17.6
17.7
17.8
17.9
18
18.1
18.2
18.3
18.4
18.5
18.6
18.7
18.8
18.9
19
19.1
19.2
19.3
19.4
19.5
19.6
19.7
19.8
19.9
20
21
22
23
24
25
26
27
28
29
30