## Export
PROGRAM NAME | 3245-SW-Lighting-Primary Lighting SDG&E_COMPLIANCE_LIGHTING_SCENARIO
BUDGET |  |  | SDG&E 2013 v1c4-Draft.xls
Administrative Costs
Overhead and G&A | 542491.1496
Other Administrative Costs | 0
Marketing/Outreach | 483893.8897
Direct Implementation
d.i. User Input Incentive (No rebates) | 0
d.ii. - d.v. Rebates etc | 31624299.3343
Activity | 2555266.7016
Installation | 0
Hardware & Materials | 0
Rebate Processing & Inspection | 0
EM&V Costs | 0
Budget | 35205951.0753
Costs recovered from other sources | 0
Budget (plus other costs) | 35205951.0753
PROGRAM IMPACTS
Program Reductions | 2013-2014 | 2013 | 2014
User Entered kW (kW) | 25102.4282 | 10678.439 | 14423.9892
Net Jul-Sept Peak (kW) | 26810.9581 | 11891.5346 | 14919.4234
Net Dec-Feb Peak (kW) | 24147.1592 | 10967.1211 | 13180.0381
Net NCP (kW) | 24147.1592 | 10967.1211 | 13180.0381
Net CEC (kW) | 0 | 0 | 0
Annual Net kWh | 190189932.4279 | 79942204.986 | 110247727.4419
Lifecycle Net kWh | 2049957049.008 | 788792448.129 | 1261164600.879
Annual Net Therms | -1118126.4069 | -573672.9656 | -544453.4414
Lifecycle Net Therms | -6723612.0003 | -3459451.0503 | -3264160.95
Program Reductions for Measures installed through 2024
TRC
Costs | 73287677.4138
Electric Benefits | 157084410.035
Gas Benefits | -5639762.5368
Net Benefits (NPV) | 78156970.0844
BC Ratio | 2.0664
PAC
Costs | 35205951.0753
Electric Benefits | 157084410.035
Gas Benefits | -5639762.5368
Net Benefits (NPV) | 116238696.4229
BC Ratio | 4.3017
Levelized Cost
Levelized Cost TRC ($/kWh )
Discounted kWh | 1304133065.7948
Cost | 0.056195
Benefits | 0.12045
Benefit-Cost | 0.064256
Levelized Cost PAC ($/kWh)
Discounted kWh | 1304133065.7948
Cost | 0.026994
Benefits | 0.12045
Benefit-Cost | 0.093457
Levelized Cost TRC ($/therm)
Discounted Therms | -5078880.614
Cost | -0.00034066
Benefits | 1.1104
Benefit-Cost | 1.1108
Levelized Cost PAC ($/therm)
Discounted Therms | -5078880.614
Cost | -0.00035574
Benefits | 1.1104
Benefit-Cost | 1.1108
Emission Annual Reductions (2014-2016) |  |  |  | Energy Division File sheet "Attachment II" Total Electricity and Gas Emission Reductions
Electric Annual CO2 (tons) - 2014 | 40666.571 |  |  |  | 2013 | 2014 | 2015 | 2016 | 2017 | 2018 | 2019
2015 | 55640.7143 |  |  |  | Total | Total | Total | Total | Total | Total | Total
2016 | 0 |  |  | Annual CO2 Emission Reductions (tons) | 37310.5842 | 52455.6616 | 0 | 0 | 0 | 0 | 0
Electric Lifecycle CO2 (tons) - 2014 | 398243.4994 |  |  | Lifecycle CO2 Emission Reductions (tons) | 378005.7108 | 612917.0378 | 0 | 0 | 0 | 0 | 0
2015 | 632012.3794 |  |  | Annual NOx Emission Reductions (tons) | 2.2777 | 4.1839 | 0 | 0 | 0 | 0 | 0
2016 | 0 |  |  | Lifecycle NOx Emission Reductions (tons) | 31.8761 | 60.4737 | 0 | 0 | 0 | 0 | 0
Electric Annual NOX (tons) - 2014 | 4.9532 |  |  | Annual SO2 Emission Reductions (tons)
2015 | 6.7235 |  |  | Lifecycle SO2 Emission Reductions (tons)
2016 | 0
Electric Lifecycle NOX (tons) - 2014 | 48.1411
2015 | 75.8234
2016 | 0
Electric Annual SO2 (lbs) - 2014
2015
2016
Electric Lifecycle SO2 (lbs) - 2014
2015
2016
Gas Annual CO2 (tons) - 2014 | -3355.9868
2015 | -3185.0526
2016 | 0
Gas Lifecycle CO2 (tons) - 2014 | -20237.7886
2015 | -19095.3416
2016 | 0
Gas Annual NOX (tons) - 2014 | -2.6755
2015 | -2.5396
2016 | 0
Gas Lifecycle NOX (tons) - 2014 | -16.265
2015 | -15.3496
2016 | 0
Gas Annual SO2 (lbs) - 2014
2015
2016
Gas Lifecycle SO2 (lbs) - 2014
2015
2016
Data below not currently used in Energy Division workbook
Levelized Cost RIM ($/therm)
Discounted Therms | -5078880.614
Cost | 1.8567
Benefits | 1.1104
Benefit-Cost | -0.7463
Levelized Cost RIM ($/kWh)
Discounted kWh | 1304133065.7948
Cost | 0.2014
Benefits | 0.12045
Benefit-Cost | -0.7463
RIM
Costs | 253228036.4055
Electric Benefits | 157084410.035
Gas Benefits | -5639762.5368
Net Benefits (NPV) | -101783388.9073
BC Ratio | 0.59806
Impacts for all programs
Net July-Sept Wtd Avg Peak** (kW)
Clothes Dryer | 0
Clothes Washer | 0
Consumer Electronics | 0
Cooking | 0
Dishwasher | 0
Net Wtd Avg Dec-Feb** (kW)
Clothes Dryer | 0
Clothes Washer | 0
Consumer Electronics | 0
Cooking | 0
Dishwasher | 0
0
Clothes Dryer | 0
Clothes Washer | 0
Consumer Electronics | 0
Cooking | 0
Dishwasher | 0
Annual Wtd Avg Net kWh
Clothes Dryer | 0
Clothes Washer | 0
Consumer Electronics | 0
Cooking | 0
Dishwasher | 0
Lifecycle Net kWh
Clothes Dryer | 0
Clothes Washer | 0
Consumer Electronics | 0
Cooking | 0
Dishwasher | 0
Annual Wtd Avg Net Therms
Clothes Dryer | 0
Clothes Washer | 0
Consumer Electronics | 0
Cooking | 0
Dishwasher | 0
Lifecycle Net Therms
Clothes Dryer | 0
Clothes Washer | 0
Consumer Electronics | 0
Cooking | 0
Dishwasher | 0
Goal Attainment | Net Annual Savings
kWh
2013 | 136374955.4049
2014 | 202263852.3812
2015 | -9366079.3648
2016 | -34810805.5534
2017 | -20233825.252
2018 | -19511067.1343
2019 | -49639895.3348
2020 | -32206044.945
2021 | -5472140.104
2022 | -5653130.0867
kW
2013 | 18187.555
2014 | 27220.2014
2015 | -1676.0456
2016 | -6224.5034
2017 | -3682.5651
2018 | -2034.981
2019 | -5132.9943
2020 | -3585.6985
2021 | -1158.0694
2022 | -1175.6702
Therms
2013 | -960623.9784
2014 | -911024.981
2015 | 8323.6282
2016 | 31851.235
2017 | 24924.8071
2018 | 313447.308
2019 | 821245.9485
2020 | 506053.7273
2021 | 14052.7081
2022 | 16511.6235

## Output by Measure
SDGE
3245-SW-Lighting-Primary Lighting SDG&E_COMPLIANCE_LIGHTING_SCENARIO
SDG&E | [7 empty] | Levelized Benefits less Costs (TRC) |  |  |  | Levelized Benefits less Costs (PAC) |  |  |  | Benefit Cost Ratios
Net Impacts by Measure | [7 empty] | No Allocated Admin |  | w/ Allocated Admin |  | No Allocated Admin |  | w/ Allocated Admin |  | No Allocated Admin |  | w/ Allocated Admin
| Wtd Avg Net Avg Jul-Sep (kW) | Wtd Avg Net Dec-Feb Pk (kW) | Wtd Avg Net User Entered kW | Wtd Avg Annual kWh adj for Net to gross | Wtd Avg Lifecycle kWh (Annual * Measure Life) | Wtd Avg Annual Therms | Wtd Avg Lifecycle Therms | Electric ($/kWh) | Gas ($/Th) | Electric ($/kWh) | Gas ($/Th) | Electric ($/kWh) | Gas ($/Th) | Electric ($/kWh) | Gas ($/Th) | TRC | PAC | TRC | PAC
Total or Average | 26810.9581 | 24147.1592 | 25102.4282 | 190189932.4279 | 2049957049.008 | -1118126.4069 | -6723612.0003 | 0.067002 | 1.1107 | 0.064256 | 1.1108 | 0.096203 | 1.1108 | 0.093457 | 1.1108
413001-Screw-in CFL (14 watt) <800 Lumens | 26.5384 | 26.5378 | 19.4974 | 194973.7936 | 1832753.6601 | -3404.4647 | -32001.9681 | 0.055067 | 0 | 0.052659 | 0 | 0.091191 | 0 | 0.088783 | 0 | 2.0889 | 7.3117 | 1.9939 | 6.2669
413005-Screw-in CFL (30 watt) >=2,001 Lumens | 33.1569 | 46.2332 | 24.7385 | 247384.7491 | 1311139.1705 | -4324.7407 | -22921.1255 | 0.075298 | 1.098 | 0.072662 | 1.098 | 0.093448 | 1.098 | 0.090813 | 1.098 | 2.3927 | 4.355 | 2.2458 | 3.8916
413007-Screw-in CFL (<= 12 watt) <800 Lumens | 0.21055 | 0.29359 | 0.15709 | 1570.924 | 8325.897 | -27.5692 | -146.1167 | 0.077387 | 1.098 | 0.074752 | 1.098 | 0.086903 | 1.098 | 0.084268 | 1.098 | 2.5218 | 3.3587 | 2.359 | 3.076
413008-Screw-in CFL (>39 watt) >=1,600 Lumens | 20.6872 | 28.8457 | 15.4348 | 154347.6981 | 818042.8 | -2697.0792 | -14294.5195 | 0.065386 | 1.098 | 0.062751 | 1.098 | 0.099766 | 1.098 | 0.097131 | 1.098 | 1.9204 | 6.0954 | 1.8246 | 5.2248
413009-Screw-in CFL (13 watt) 800-1,099 Lumens | 98.7298 | 137.6664 | 73.6626 | 736626.3705 | 3904119.7635 | -12880.6734 | -68267.569 | 0.077435 | 1.098 | 0.0748 | 1.098 | 0.083329 | 1.098 | 0.080694 | 1.098 | 2.5267 | 2.9884 | 2.3634 | 2.7627
413010-Screw-in CFL (18 watt) >= 1,100-1,599 Lumens | 80.0606 | 111.6345 | 59.7335 | 597334.7195 | 3165874.0135 | -10429.2715 | -55275.139 | 0.078539 | 1.098 | 0.075904 | 1.098 | 0.083573 | 1.098 | 0.080938 | 1.098 | 2.6027 | 3.0121 | 2.4299 | 2.783
413011-Screw-in CFL (19 watt) >= 1,100-1,599 Lumens | 43.812 | 61.0904 | 32.6883 | 326882.7516 | 1732478.5834 | -5701.7335 | -30219.1875 | 0.079543 | 1.098 | 0.076908 | 1.098 | 0.085283 | 1.098 | 0.082648 | 1.098 | 2.6758 | 3.1827 | 2.4935 | 2.9281
413012-Screw-in CFL (23 watt) <1,600 Lumens | 2.1059 | 2.9363 | 1.5712 | 15711.8292 | 83272.6948 | -274.0896 | -1452.6751 | 0.085437 | 1.098 | 0.082801 | 1.098 | 0.090539 | 1.098 | 0.087904 | 1.098 | 3.1989 | 3.8507 | 2.9418 | 3.4841
413014-Screw-in CFL (26 watt) >=1,600 Lumens | 0.0043597 | 0.0060791 | 0.0032528 | 32.5279 | 172.3978 | -0.56788 | -3.0097 | 0.079716 | 1.0985 | 0.077079 | 1.0985 | 0.09011 | 1.0985 | 0.087474 | 1.0985 | 2.685 | 3.7781 | 2.5015 | 3.4245
413017-Screw-in CFL (23 watt) >=1,600 Lumens | 284.7223 | 397.0098 | 212.4323 | 2124322.8368 | 11258911.035 | -37058.3763 | -196409.3944 | 0.083513 | 1.098 | 0.080878 | 1.098 | 0.086746 | 1.098 | 0.084111 | 1.098 | 3.007 | 3.3441 | 2.7786 | 3.0641
413018-Screw-in CFL (<=12 watt) >=800 Lumens | 1.1603 | 1.6179 | 0.86572 | 8657.2317 | 45883.3278 | -151.9315 | -805.2372 | 0.067354 | 1.098 | 0.064719 | 1.098 | 0.077349 | 1.098 | 0.074714 | 1.098 | 1.9971 | 2.5191 | 1.8936 | 2.3567
413020-Screw-in CFL (13 watt) <800 Lumens | 5.9107 | 8.2417 | 4.41 | 44099.6733 | 233728.2685 | -771.1284 | -4086.9803 | 0.083364 | 1.098 | 0.080728 | 1.098 | 0.091392 | 1.098 | 0.088756 | 1.098 | 2.9916 | 3.9845 | 2.7654 | 3.5931
413021-Screw-in CFL (14 watt) 800-1,099 Lumens | 6.8912 | 9.6089 | 5.1415 | 51415.4934 | 272502.1148 | -897.7731 | -4758.1975 | 0.076378 | 1.098 | 0.073743 | 1.098 | 0.085668 | 1.098 | 0.083033 | 1.098 | 2.4592 | 3.223 | 2.3043 | 2.9621
413022-Screw-in CFL (15 watt) 800-1,099 Lumens | 0.21951 | 0.30608 | 0.16378 | 1637.7515 | 8680.0829 | -28.7004 | -152.1121 | 0.086166 | 1.0981 | 0.08353 | 1.0981 | 0.087567 | 1.0981 | 0.084931 | 1.0981 | 3.2743 | 3.438 | 3.0051 | 3.1425
413023-Screw-in CFL (20 watt) >=1,100 Lumens | 50.2206 | 70.0264 | 37.4698 | 374697.554 | 1985897.0362 | -6553.8009 | -34735.1445 | 0.080834 | 1.098 | 0.078199 | 1.098 | 0.086716 | 1.098 | 0.08408 | 1.098 | 2.7737 | 3.3388 | 2.5781 | 3.0595
413025-Screw-in CFL (<=12 watt) <800 Lumens | 0.20044 | 0.27948 | 0.14955 | 1495.4647 | 7925.9631 | -26.2449 | -139.098 | 0.071758 | 1.0981 | 0.069123 | 1.0981 | 0.086914 | 1.0981 | 0.084278 | 1.0981 | 2.1975 | 3.359 | 2.0729 | 3.0763
413036-Commercial-Screw-in CFL (30 watt) >=2,001 Lumens | 11.8074 | 16.4639 | 18.6457 | 88095.1302 | 227285.4359 | -219.9066 | -567.3591 | 0.097029 | 1.0425 | 0.094563 | 1.0425 | 0.10205 | 1.0425 | 0.099582 | 1.0425 | 9.4768 | 17.2488 | 7.759 | 12.2946
413038-Commercial-Screw-in CFL (<= 12 watt) <800 Lumens | 0.56149 | 0.78292 | 0.88603 | 4189.2714 | 10808.3202 | -10.4517 | -26.9653 | 0.097621 | 1.0425 | 0.095155 | 1.0425 | 0.10025 | 1.0425 | 0.097783 | 1.0425 | 10.011 | 13.3335 | 8.1135 | 10.1667
413039-Commercial-Screw-in CFL (>39 watt) >=1,600 Lumens | 0.092177 | 0.059438 | 0.098447 | 465.4746 | 1200.9245 | -1.1613 | -2.9961 | 0.061852 | 1.043 | 0.059232 | 1.043 | 0.098189 | 1.043 | 0.095569 | 1.043 | 2.1168 | 6.7189 | 2.0172 | 5.8085
413040-Commercial-Screw-in CFL (13 watt) 800-1,099 Lumens | 54.9825 | 35.4542 | 58.9102 | 277650.342 | 716337.8824 | -695.333 | -1793.9592 | 0.10425 | 1.0425 | 0.10163 | 1.0425 | 0.10589 | 1.0425 | 0.10327 | 1.0425 | 10.6118 | 12.5511 | 8.5059 | 9.7083
413041-Commercial-Screw-in CFL (18 watt) >= 1,100-1,599 Lumens | 63.7406 | 41.1016 | 68.4242 | 321877.1196 | 830442.9686 | -805.705 | -2078.7189 | 0.10454 | 1.0425 | 0.10192 | 1.0425 | 0.10594 | 1.0425 | 0.10332 | 1.0425 | 10.9055 | 12.6206 | 8.6936 | 9.7499
413043-Commercial-Screw-in CFL (23 watt) >=1,600 Lumens | 149.8728 | 96.642 | 159.8983 | 756827.2908 | 1952614.4103 | -1888.3583 | -4871.9644 | 0.10588 | 1.0425 | 0.10326 | 1.0425 | 0.10685 | 1.0425 | 0.10423 | 1.0425 | 12.5403 | 14.063 | 9.7021 | 10.5891
413044-Commercial-Screw-in CFL (14 watt) 800-1,099 Lumens | 3.6261 | 2.3382 | 3.8837 | 18311.2164 | 47242.9383 | -45.778 | -118.1073 | 0.10395 | 1.0424 | 0.10134 | 1.0424 | 0.10653 | 1.0424 | 0.10391 | 1.0424 | 10.3259 | 13.533 | 8.3214 | 10.2857
413045-Commercial-Screw-in CFL (15 watt) 800-1,099 Lumens | 0.12587 | 0.081163 | 0.13429 | 635.607 | 1639.8661 | -1.5866 | -4.0935 | 0.10515 | 1.043 | 0.10253 | 1.043 | 0.10717 | 1.043 | 0.10455 | 1.043 | 11.5159 | 14.5263 | 9.0773 | 10.8497
413046-Commercial-Screw-in CFL (20 watt) >=1,100 Lumens | 26.4328 | 17.0446 | 28.2797 | 133480.3374 | 344379.2705 | -334.0779 | -861.921 | 0.10521 | 1.0425 | 0.1026 | 1.0425 | 0.10684 | 1.0425 | 0.10422 | 1.0425 | 11.6715 | 14.0496 | 9.1736 | 10.5813
413048-Turn-in - Screw-in CFL (23 watt) >=1,600 Lumens | 3.4435 | 4.8015 | 2.5692 | 25691.937 | 136167.2663 | -448.1906 | -2375.41 | 0.11558 | 1.098 | 0.11294 | 1.098 | 0.11558 | 1.098 | 0.11294 | 1.098 | 0 | 0 | 36.5915 | 36.5915
413049-Turn-in - Screw-in CFL (15 watt) 800-1,099 Lumens | 0.53058 | 0.73983 | 0.39587 | 3958.6793 | 20981.0005 | -69.373 | -367.6768 | 0.11558 | 1.098 | 0.11294 | 1.098 | 0.11558 | 1.098 | 0.11294 | 1.098 | 0 | 0 | 36.5584 | 36.5584
414002-Exterior Hardwired Fixtures (27 watt) | 13.7328 | 19.1487 | 0 | 102460.8 | 1639372.8 | 0 | 0 | 0.11042 | 0 | 0.10731 | 0 | 0.11996 | 0 | 0.11686 | 0 | 5.2919 | 8.4142 | 4.7222 | 7.0598
414005-Interior Hardwired Fixtures (30 watt) >=1,100 Lumens | 58.2189 | 81.1791 | 43.4374 | 434373.6 | 6949977.6 | -7587.792 | -121404.672 | 0.049822 | 1.318 | 0.046718 | 1.318 | 0.093542 | 1.318 | 0.090438 | 1.318 | 1.3105 | 2.6553 | 1.265 | 2.475
414008-Exterior Hardwired Fixtures (18 watt) >= 1,100 Lumens | 1.9272 | 1.9272 | 0 | 14158.8 | 226540.8 | 0 | 0 | 0.077005 | 0 | 0.07432 | 0 | 0.09337 | 0 | 0.090686 | 0 | 2.8895 | 4.8286 | 2.7109 | 4.3497
414009-Exterior Hardwired Fixtures (20 watt) | 2.1423 | 2.1422 | 0 | 15738.84 | 251821.44 | 0 | 0 | 0.079797 | 0 | 0.077113 | 0 | 0.095819 | 0 | 0.093134 | 0 | 3.1021 | 5.3674 | 2.8972 | 4.7822
414010-Exterior Hardwired Fixtures (65 watt) | 520.0038 | 519.9925 | 0 | 3820392 | 61126272 | 0 | 0 | 0.09536 | 0 | 0.092675 | 0 | 0.11045 | 0 | 0.10776 | 0 | 5.2562 | 16.0961 | 4.6937 | 11.7749
414013-Interior Hardwired Fixtures (26 watt) < 1,600 Lumens | 2.0531 | 2.053 | 1.5084 | 15083.7 | 241339.2 | -263.451 | -4215.216 | 0.040607 | 1.3181 | 0.037922 | 1.3181 | 0.094843 | 1.3181 | 0.092158 | 1.3181 | 1.2279 | 4.1328 | 1.1866 | 3.6995
414014-Interior Hardwired Fixtures (26 watt) >=1,600 Lumens | 21.9035 | 21.9031 | 16.0922 | 160922.16 | 2574754.56 | -2810.6568 | -44970.5088 | 0.030287 | 1.318 | 0.027602 | 1.318 | 0.071913 | 1.318 | 0.069228 | 1.318 | 1.0831 | 2.0663 | 1.0508 | 1.952
414018-Reflectors (15 watt) <800 Lumens | 279.7774 | 390.1148 | 208.7429 | 2087429.0884 | 11063374.1683 | -36489.555 | -193394.6415 | 0.052083 | 1.098 | 0.049448 | 1.098 | 0.098799 | 1.098 | 0.096163 | 1.098 | 1.518 | 5.7434 | 1.4575 | 4.964
414020-Globes (15 watt) 800-1099 Lumens | 10.6505 | 14.8508 | 7.9464 | 79463.7028 | 421157.6247 | -1392.5435 | -7380.4807 | 0.035173 | 1.098 | 0.032538 | 1.098 | 0.087556 | 1.098 | 0.084921 | 1.098 | 1.1981 | 3.4377 | 1.1601 | 3.1422
414021-Reflectors (18 watt) 800-1,099 Lumens | 314.7747 | 438.9142 | 234.8545 | 2348545.1913 | 12447289.5139 | -41061.6611 | -217626.8038 | 0.052627 | 1.098 | 0.049991 | 1.098 | 0.096958 | 1.098 | 0.094323 | 1.098 | 1.531 | 5.1756 | 1.4695 | 4.534
414022-A-Lamp (13 watt) < 800 Lumens | 77.4951 | 108.0573 | 57.8194 | 578193.628 | 3064426.2284 | -10110.3132 | -53584.6597 | 0.055976 | 1.098 | 0.05334 | 1.098 | 0.096955 | 1.098 | 0.09432 | 1.098 | 1.617 | 5.1747 | 1.5485 | 4.5333
414026-A-Lamp (15 watt) <1,100 Lumens | 365.4884 | 509.6281 | 272.6922 | 2726921.7576 | 14452685.3151 | -47787.3182 | -253272.7863 | 0.08023 | 1.098 | 0.077595 | 1.098 | 0.087556 | 1.098 | 0.084921 | 1.098 | 2.7253 | 3.4377 | 2.5362 | 3.1422
414027-A-Lamp (18 watt) <1,100 Lumens | 18.986 | 26.4737 | 14.1655 | 141655.4647 | 750773.963 | -2473.2587 | -13108.2712 | 0.057032 | 1.098 | 0.054397 | 1.098 | 0.092303 | 1.098 | 0.089667 | 1.098 | 1.6467 | 4.1416 | 1.5757 | 3.7204
414030-Reflectors (20 watt) 800-1,099 Lumens | 121.3384 | 169.1913 | 90.531 | 905309.7777 | 4798141.8217 | -15842.9211 | -83967.4819 | 0.058849 | 1.098 | 0.056214 | 1.098 | 0.098799 | 1.098 | 0.096163 | 1.098 | 1.6986 | 5.7422 | 1.6232 | 4.9629
414031-Reflectors (23 watt) 1,100-1,599 Lumens | 61.5298 | 85.7957 | 45.9076 | 459075.965 | 2433102.6147 | -8022.2366 | -42517.8538 | 0.045649 | 1.098 | 0.043014 | 1.098 | 0.095536 | 1.098 | 0.0929 | 1.098 | 1.3784 | 4.8088 | 1.3283 | 4.2501
414033-Reflectors Dimmable (23 watt) =1,100 - 1,599 Lumens | 305.6718 | 426.2213 | 228.0628 | 2280627.7956 | 12087327.3167 | -39853.3948 | -211222.9925 | 0.070235 | 1.098 | 0.067599 | 1.098 | 0.095535 | 1.098 | 0.0929 | 1.098 | 2.1257 | 4.8088 | 2.009 | 4.2501
414038-Exterior Hardwired Fixtures (15 watt) <1,100 Lumens | 27.7668 | 27.7662 | 0 | 203998.5 | 3263976 | 0 | 0 | 0.078044 | 0 | 0.075359 | 0 | 0.10313 | 0 | 0.10045 | 0 | 2.9648 | 8.048 | 2.7771 | 6.8002
414042-Globes (<= 12 watt) <800 Lumens | 135.2828 | 188.635 | 100.935 | 1009349.5204 | 5349552.4582 | -17713.7499 | -93882.8743 | 0.010283 | 1.098 | 0.0076481 | 1.098 | 0.086907 | 1.098 | 0.084271 | 1.098 | 0.91466 | 3.3588 | 0.89233 | 3.0761
414045-A-Lamp (14 watt) >=800 Lumens | 832.5403 | 1160.874 | 621.1612 | 6211612.3716 | 32921545.5694 | -108461.8326 | -574847.7128 | 0.065069 | 1.098 | 0.062434 | 1.098 | 0.084422 | 1.098 | 0.081787 | 1.098 | 1.9086 | 3.0941 | 1.814 | 2.8529
414051-Reflectors (15 watt) 800-1,099 Lumens | 135.3282 | 188.6984 | 100.9689 | 1009688.6554 | 5351349.8734 | -17649.9839 | -93544.9145 | 0.05138 | 1.098 | 0.048745 | 1.098 | 0.093205 | 1.098 | 0.090569 | 1.098 | 1.5013 | 4.3076 | 1.4421 | 3.8537
414052-Reflectors Dimmable (15 watt) 800-1,099 Lumens | 28.6479 | 39.9459 | 21.3743 | 213743.0618 | 1132838.2278 | -3736.3613 | -19802.7148 | 0.039509 | 1.098 | 0.036874 | 1.098 | 0.092272 | 1.098 | 0.089637 | 1.098 | 1.2671 | 4.1353 | 1.2246 | 3.7152
414054-A-Lamp (<=12 watt) <800 Lumens | 33.643 | 46.911 | 25.1012 | 251011.6986 | 1330362.0027 | -4405.1722 | -23347.4126 | 0.068555 | 1.098 | 0.06592 | 1.098 | 0.086907 | 1.098 | 0.084272 | 1.098 | 2.0481 | 3.3588 | 1.9394 | 3.0761
414064-Commercial Exterior Hardwired Fixtures (65 watt) | 4.886 | 8.599 | 0 | 235886.4788 | 3538297.1812 | 0 | 0 | -0.092076 | 0 | -0.094175 | 0 | 0.072684 | 0 | 0.070585 | 0 | 0.49998 | 4.7498 | 0.49434 | 4.2857
414065-Commercial-Reflectors (15 watt) <800 Lumens | 18.2749 | 11.7841 | 9.2285 | 92284.5928 | 238094.2493 | -1617.2203 | -4172.4283 | -0.048161 | 1.0425 | -0.050779 | 1.0425 | 0.077393 | 1.0425 | 0.074775 | 1.0425 | 0.59242 | 2.5794 | 0.58306 | 2.4108
414067-Commercial-Globes (15 watt) 800-1099 Lumens | 5.6137 | 3.6199 | 5.9893 | 28348.0722 | 73138.0263 | -70.7636 | -182.5701 | 0.09264 | 1.0425 | 0.090022 | 1.0425 | 0.10709 | 1.0425 | 0.10447 | 1.0425 | 5.0593 | 14.5159 | 4.5252 | 10.8438
414068-Commercial-Reflectors (18 watt) 800-1,099 Lumens | 20.5997 | 13.2832 | 10.4024 | 104024.3018 | 268382.6987 | -1816.2308 | -4685.8753 | -0.025326 | 1.0425 | -0.027944 | 1.0425 | 0.073368 | 1.0425 | 0.07075 | 1.0425 | 0.68943 | 2.3306 | 0.67679 | 2.1922
414069-Commercial-A-Lamp (15 watt) <1,100 Lumens | 193.0183 | 124.4633 | 205.9336 | 974703.3345 | 2514734.603 | -2433.094 | -6277.3826 | 0.10508 | 1.0425 | 0.10246 | 1.0425 | 0.1071 | 1.0425 | 0.10448 | 1.0425 | 11.5082 | 14.5166 | 9.0725 | 10.8442
414070-Commercial-A-Lamp (18 watt) <1,100 Lumens | 9.9614 | 6.4233 | 10.6933 | 50302.7982 | 129781.2194 | -125.9152 | -324.8612 | 0.10667 | 1.0425 | 0.10405 | 1.0425 | 0.10836 | 1.0425 | 0.10574 | 1.0425 | 13.7569 | 17.3531 | 10.4144 | 12.3523
414072-Commercial-Reflectors (20 watt) 800-1,099 Lumens | 7.9325 | 5.1151 | 4.0058 | 40057.578 | 103348.5512 | -700.6435 | -1807.6601 | -0.011567 | 1.0425 | -0.014185 | 1.0425 | 0.077437 | 1.0425 | 0.074819 | 1.0425 | 0.76422 | 2.5835 | 0.74871 | 2.4144
414073-Commercial-Reflectors (23 watt) 1,100-1,599 Lumens | 4.029 | 2.598 | 2.0346 | 20345.6845 | 52491.866 | -354.9263 | -915.7098 | -0.040764 | 1.0425 | -0.043382 | 1.0425 | 0.070226 | 1.0425 | 0.067608 | 1.0425 | 0.62111 | 2.1669 | 0.61084 | 2.0467
414076-Commercial-A-Lamp (14 watt) >=800 Lumens | 437.5647 | 282.1533 | 468.6517 | 2209612.7052 | 5700800.7794 | -5524.0318 | -14252.0019 | 0.10004 | 1.0425 | 0.097426 | 1.0425 | 0.10619 | 1.0425 | 0.10357 | 1.0425 | 7.591 | 12.9925 | 6.449 | 9.9704
414077-Com-Reflectors (15 watt) 800-1,099 Lumens | 8.8392 | 5.6997 | 4.4636 | 44636.0512 | 115161.012 | -782.2143 | -2018.1129 | -0.028379 | 1.0425 | -0.030997 | 1.0425 | 0.064915 | 1.0425 | 0.062297 | 1.0425 | 0.67426 | 1.9346 | 0.66215 | 1.8381
414079-Commercial-A-Lamp (<=12 watt) <800 Lumens | 17.7533 | 11.4478 | 18.961 | 89650.408 | 231298.0525 | -223.6658 | -577.0578 | 0.10184 | 1.0425 | 0.099225 | 1.0425 | 0.10691 | 1.0425 | 0.10429 | 1.0425 | 8.6432 | 14.1748 | 7.1929 | 10.6524
414080-Globes (14 watt) 800-1099 Lumens | 7.3178 | 10.2037 | 5.4598 | 54598.2737 | 289370.8508 | -953.3481 | -5052.7449 | 0.029758 | 1.098 | 0.027123 | 1.098 | 0.085669 | 1.098 | 0.083033 | 1.098 | 1.1233 | 3.2231 | 1.0899 | 2.9621
414081-Reflectors (16 watt) 800-1,099 Lumens | 0.22773 | 0.31754 | 0.17053 | 1699.082 | 9005.1346 | -29.7185 | -157.508 | 0.044632 | 1.0981 | 0.041997 | 1.0981 | 0.094606 | 1.0981 | 0.09197 | 1.0981 | 1.3583 | 4.5916 | 1.3096 | 4.0794
414082-23 Watt Fixture CFL - Outdoor | 2.696 | 2.6959 | 0 | 19806.864 | 297102.96 | 0 | 0 | 0.071591 | 0 | 0.068939 | 0 | 0.091749 | 0 | 0.089096 | 0 | 2.5992 | 4.728 | 2.4537 | 4.2679
414085-38-42W Bare Spiral CFL >1600 lumens | 262.3741 | 365.8481 | 195.7582 | 1957582.3344 | 10375186.3723 | -34257.6909 | -181565.7615 | 0.049643 | 1.098 | 0.047008 | 1.098 | 0.094807 | 1.098 | 0.092171 | 1.098 | 1.4615 | 4.6387 | 1.4053 | 4.1165
414087-23 Watt Fixture CFL - Interior | 0.51696 | 0.72084 | 0.38571 | 3857.0532 | 57855.798 | -67.4414 | -1011.6206 | 0.012628 | 1.2974 | 0.0095613 | 1.2974 | 0.067504 | 1.2974 | 0.064438 | 1.2974 | 0.91746 | 1.6691 | 0.89495 | 1.596
414096-Reflectors Dimmable (23 watt) =800 -1,099 Lumens | 59.4079 | 82.8369 | 44.3245 | 443244.5186 | 2349195.9488 | -7745.586 | -41051.606 | 0.075975 | 1.098 | 0.07334 | 1.098 | 0.101 | 1.098 | 0.098367 | 1.098 | 2.4338 | 6.6121 | 2.282 | 5.5998
405007-Lighting-Screw-in Compact Fluorescent (CF) Reflector Bulbs R30 (13-23Watt) | 10.4179 | 10.4177 | 7.6539 | 76538.8946 | 160731.6787 | -1338.1962 | -2810.2119 | -0.31751 | 1.0332 | -0.31963 | 1.0332 | -0.21189 | 1.0332 | -0.21401 | 1.0332 | 0.18241 | 0.24561 | 0.18148 | 0.24392
405008-Lighting-Screw-in Compact Fluorescent (CF) Reflector Bulbs R40 (13-23 Watt) | 3.2505 | 3.2504 | 2.3881 | 23881.0701 | 50150.2472 | -417.5335 | -876.8205 | -0.35256 | 1.0332 | -0.35468 | 1.0332 | -0.2881 | 1.0332 | -0.29022 | 1.0332 | 0.16806 | 0.19649 | 0.16726 | 0.19541
405010-Lighting-Energy Star Interior Hardwired Fluorescent Fixtures >=30 Watt | 129.4243 | 129.4215 | 95.0861 | 950861.34 | 15213781.44 | -16613.7192 | -265819.5072 | -0.076645 | 1.3186 | -0.079332 | 1.3186 | -0.031434 | 1.3186 | -0.03412 | 1.3186 | 0.48737 | 0.63501 | 0.48073 | 0.62379
405011-Lighting-Interior CFL Fixtures (ENERGY STAR Qualified) 22-29 Watt | 16.7345 | 16.7341 | 12.2946 | 122945.734 | 1967131.744 | -2147.3628 | -34357.8051 | -0.10813 | 1.3186 | -0.11082 | 1.3186 | -0.068703 | 1.3186 | -0.071389 | 1.3186 | 0.4195 | 0.50817 | 0.41457 | 0.50096
405012-Lighting-T-8 or T-5 Lamp and Electronic, 2-foot lamp installed 1 lamp | 1.5601 | 1.5601 | 2.7233 | 11461.7987 | 171926.9798 | -30.1896 | -452.8434 | 0.051402 | 1.298 | 0.048747 | 1.298 | 0.054497 | 1.298 | 0.051843 | 1.298 | 1.7381 | 1.825 | 1.6699 | 1.75
405013-Lighting-T-8 or T-5 Lamp and Electronic, 3-foot lamp installed 1 lamp | 0.096335 | 0.096333 | 0.16816 | 707.7612 | 10616.4173 | -1.8642 | -27.9629 | 0.036955 | 1.298 | 0.034301 | 1.298 | 0.040739 | 1.298 | 0.038085 | 1.298 | 1.4221 | 1.4932 | 1.3761 | 1.4426
405014-Lighting-T-8 or T-5 Premium Lamp and Electronic, 4-foot lamp installed 1 lamp | 12.8337 | 12.8334 | 22.4027 | 94287.056 | 1414305.8395 | -248.3454 | -3725.1806 | 0.048305 | 1.298 | 0.04565 | 1.298 | 0.051548 | 1.298 | 0.048894 | 1.298 | 1.6591 | 1.742 | 1.5968 | 1.6735
405016-Lighting-T-8 or T-5 Lamp and Electronic, 2-foot lamp installed 2 lamp | 2.7964 | 2.7963 | 4.8815 | 20544.7334 | 308171.0016 | -54.1134 | -811.7004 | 0.07607 | 1.298 | 0.073416 | 1.298 | 0.083519 | 1.298 | 0.080865 | 1.298 | 2.8009 | 3.4353 | 2.628 | 3.1788
405017-Lighting-T-8 or T-5 Lamp and Electronic, 3-foot lamp installed 2 lamp | 8.8267 | 8.8265 | 15.4081 | 64848.6156 | 972729.2333 | -170.8066 | -2562.0993 | 0.067057 | 1.2974 | 0.064404 | 1.2974 | 0.076161 | 1.2974 | 0.073508 | 1.2974 | 2.2907 | 2.8095 | 2.1738 | 2.6356
405018-Lighting-T-8 or T-5 Premium Lamp and Electronic, 4-foot lamp installed 2 lamp | 46.6464 | 46.6454 | 81.4269 | 342704.1655 | 5140562.4827 | -902.6583 | -13539.8744 | 0.072911 | 1.2612 | 0.070332 | 1.2612 | 0.039845 | 1.2612 | 0.037266 | 1.2612 | 2.7296 | 1.4983 | 2.5651 | 1.4473
405026-Lighting-T-8 or T-5 Premium Lamp and Electronic, 4-foot lamp installed 4 lamp | 8.6986 | 8.6984 | 15.1844 | 63907.3211 | 958609.8166 | -168.3273 | -2524.9098 | 0.086379 | 1.2606 | 0.0838 | 1.2606 | 0.064586 | 1.2606 | 0.062008 | 1.2606 | 4.1091 | 2.263 | 3.7474 | 2.1488
405028-Lighting-T12 Delamping | 2.3482 | 2.3481 | 4.099 | 17251.6781 | 258775.1712 | -45.4397 | -681.5953 | 0.086297 | 1.2975 | 0.083644 | 1.2975 | 0.10786 | 1.2975 | 0.1052 | 1.2975 | 3.756 | 13.268 | 3.4515 | 10.1155
405036-Lighting-Energy Star Exterior Hardwired Fluorescent Fixtures 15 Watt | 77.8055 | 77.8038 | 0 | 571625.7735 | 9146012.376 | 0 | 0 | -0.035323 | 0 | -0.038008 | 0 | 0.0078823 | 0 | 0.0051973 | 0 | 0.76926 | 1.0717 | 0.756 | 1.0462
405038-Lighting-Occupancy Sensors | 0.045375 | 0.045374 | 0.079208 | 333.3658 | 5000.4864 | -0.98343 | -14.7514 | 0.048342 | 1.298 | 0.045688 | 1.298 | 0.10386 | 1.298 | 0.10121 | 1.298 | 1.6539 | 8.9697 | 1.5919 | 7.404
405053-Lighting -Ext. Hardwired Fluorescent Porch Light (19-27 Watts) | 6.4114 | 6.4113 | 0 | 47103.9264 | 753662.8224 | 0 | 0 | 0.018246 | 0 | 0.015561 | 0 | 0.049088 | 0 | 0.046403 | 0 | 1.1833 | 1.7148 | 1.1523 | 1.6503
406024-Thermostatic Valve and 1.6 GPM SH MF | 0 | 0 | 0 | 0 | 0 | 453.15 | 4531.5 | 0 | 0.84621 | 0 | 0.82247 | 0 | 0.87165 | 0 | 0.84791 | 5.3386 | 6.1394 | 4.7593 | 5.3856
409024-Lighting - Exterior Linear Fl. Lighting | 2.3237 | 4.0895 | 9.388 | 112183.695 | 1682755.425 | 0 | 0 | 0.049128 | 0 | 0.047029 | 0 | 0.080894 | 0 | 0.078795 | 0 | 2.1441 | 8.2383 | 2.0441 | 6.9356
409025-Lighting - Exterior Pulse Start MH | 1.0491 | 1.8463 | 0 | 50647.545 | 759713.175 | 0 | 0 | 0.049244 | 0 | 0.047145 | 0 | 0.080894 | 0 | 0.078795 | 0 | 2.1499 | 8.2383 | 2.0494 | 6.9356
409027-Lighting - Exterior Induction | 2.0632 | 3.6312 | 0 | 99609.12 | 1494136.8 | 0 | 0 | -0.013519 | 0 | -0.015618 | 0 | 0.080894 | 0 | 0.078795 | 0 | 0.87196 | 8.2383 | 0.85497 | 6.9356
409028-Lighting - Exterior LED | 0.87165 | 1.534 | 0.76488 | 42081.5616 | 631223.424 | 0 | 0 | 0.033044 | 0 | 0.031015 | 0 | 0.074993 | 0 | 0.072964 | 0 | 1.5907 | 6.3598 | 1.535 | 5.5544
409029-Lighting - Interior Pulse Start MH | 126.5076 | 81.5754 | 122.7321 | 638837.55 | 9582563.25 | 0 | 0 | 0.10364 | 0 | 0.10043 | 0 | 0.1297 | 0 | 0.12649 | 0 | 3.7835 | 12.6057 | 3.483 | 9.7916
409031-Lighting - Interior LED - Dual Baseline | 15.6136 | 10.0681 | 9.6825 | 78845.6619 | 1261530.5905 | 0 | 0 | 0.097225 | 0 | 0.094064 | 0 | 0.12406 | 0 | 0.12089 | 0 | 3.347 | 9.4997 | 3.1097 | 7.8085
411013-Lighting - Interior CF Fixtures | 4.7168 | 3.0415 | 5.1502 | 23818.86 | 357282.9 | 0 | 0 | 0.099173 | 0 | 0.095961 | 0 | 0.11853 | 0 | 0.11532 | 0 | 3.378 | 6.3029 | 3.1364 | 5.5109
411015-Lighting - Interior CFLs | 27.1912 | 17.5336 | 19.8869 | 137310.03 | 411930.09 | 0 | 0 | 0.0043366 | 0 | 0.0016864 | 0 | 0.11624 | 0 | 0.11359 | 0 | 1.0388 | 0 | 1.0147 | 43.8602
411016-Lighting - Interior Lighting Controls | 127.4528 | 82.1849 | 7.7805 | 643610.565 | 5148884.52 | 0 | 0 | 0.074026 | 0 | 0.071096 | 0 | 0.094696 | 0 | 0.091767 | 0 | 2.3591 | 3.8019 | 2.2387 | 3.4986
411017-Lighting - Other Interior lighting - Dual Baseline | 239.1162 | 154.1884 | 149.0064 | 1207488.0374 | 18112320.5609 | 0 | 0 | 0.089776 | 0 | 0.086819 | 0 | 0.091732 | 0 | 0.088776 | 0 | 3.2505 | 3.4182 | 3.0262 | 3.1711
411018-Lighting - Exterior Lighting Fixtures | 28.3478 | 49.8902 | 194.4866 | 1368578.835 | 20528682.525 | 0 | 0 | 0.053267 | 0 | 0.051168 | 0 | 0.076424 | 0 | 0.074324 | 0 | 2.3728 | 5.8845 | 2.251 | 5.1884
411019-Lighting - Exterior Lighting Controls | 1.977 | 3.4794 | 0.73574 | 95446.26 | 763570.08 | 0 | 0 | 0.032577 | 0 | 0.030697 | 0 | 0.058803 | 0 | 0.056923 | 0 | 1.653 | 3.4856 | 1.593 | 3.229
447260-Lighting - Interior LED | 22.2187 | 14.3272 | 13.7785 | 112200.075 | 1795201.2 | 0 | 0 | 0.11346 | 0 | 0.11021 | 0 | 0.13166 | 0 | 0.12842 | 0 | 4.9129 | 13.2059 | 4.418 | 10.1498
447261-Lighting - Other Interior lighting | 160.5236 | 103.5099 | 100.0311 | 810611.685 | 12159175.275 | 0 | 0 | 0.099159 | 0 | 0.095947 | 0 | 0.11852 | 0 | 0.11531 | 0 | 3.3769 | 6.3027 | 3.1355 | 5.5108
402140-Lighting - 8 Ft T-8 with Elec. Ballast | 58.3776 | 36.5027 | 71.7321 | 301901.2411 | 4528518.6164 | -795.1863 | -11927.7946 | 0.10721 | 1.2209 | 0.10406 | 1.2209 | 0.12808 | 1.2209 | 0.12492 | 1.2209 | 4.3281 | 13.0204 | 3.931 | 9.9856
402145-Lighting - Screw in 14-26 Watt Reflector Lamp | 92.1174 | 57.5997 | 100.6503 | 476387.3268 | 857497.1882 | -1189.1774 | -2140.5193 | 0.051688 | 0.95608 | 0.049175 | 0.95608 | 0.08029 | 0.95608 | 0.077777 | 0.95608 | 1.8424 | 3.6035 | 1.7665 | 3.3243
402147-Lighting- Ceramic Metal Halide Fixture | 207.3768 | 128.6177 | 266.1468 | 1120141.3642 | 16802120.4624 | -2950.3723 | -44255.5851 | 0.076478 | 1.2209 | 0.073387 | 1.2209 | 0.082067 | 1.2209 | 0.078976 | 1.2209 | 2.2397 | 2.4736 | 2.1284 | 2.3385
402148-Lighting-Wall or Ceiling-mounted Lighting Sensor >= 500 watts | 24.3642 | 15.7107 | 29.2331 | 123034.1898 | 1845512.8474 | -362.9509 | -5444.2629 | 0.10988 | 1.2209 | 0.10667 | 1.2209 | 0.11881 | 1.2209 | 0.1156 | 1.2209 | 4.4295 | 6.2218 | 4.0135 | 5.4312
402175-Lighting - Exterior Compact Fluorescent Fixture <=70 watts | 0.46283 | 0.41959 | 0 | 41258.3 | 618874.5 | 0 | 0 | -0.055042 | 0 | -0.057326 | 0 | 0.08259 | 0 | 0.080306 | 0 | 0.64541 | 5.6938 | 0.63605 | 5.0396
402176-Lighting - Exterior Induction Fixture <=100 watts | 5.2573 | 4.7661 | 111.3533 | 468656.6976 | 7029850.464 | -1234.4083 | -18516.124 | 0.018642 | 1.2209 | 0.016358 | 1.2209 | 0.085129 | 1.2209 | 0.082845 | 1.2209 | 1.1892 | 6.4385 | 1.1568 | 5.5906
402177-Lighting - Exterior Induction Fixture <=120 watts | 0.1151 | 0.10434 | 0 | 10260.25 | 153903.75 | 0 | 0 | -0.043632 | 0 | -0.045917 | 0 | 0.077767 | 0 | 0.075482 | 0 | 0.69664 | 4.4672 | 0.68574 | 4.0543
402178-Lighting - Exterior Induction Fixture <=180 watts | 6.7058 | 6.0793 | 0 | 597777.0435 | 8966655.6525 | 0 | 0 | -0.11266 | 0 | -0.11494 | 0 | 0.076875 | 0 | 0.074591 | 0 | 0.47072 | 4.297 | 0.46572 | 3.9136
402179-Lighting - Exterior Induction Fixture <=250 watts | 10.055 | 9.1155 | 0 | 896335.44 | 13445031.6 | 0 | 0 | 0.023481 | 0 | 0.021197 | 0 | 0.083208 | 0 | 0.080923 | 0 | 1.3061 | 5.8992 | 1.2683 | 5.1998
402180-Lighting - Exterior Induction Fixture <=70 watts | 8.4742 | 7.6825 | 179.4888 | 755420.7024 | 11331310.536 | -1989.7242 | -29845.8626 | -0.014629 | 1.2209 | -0.016913 | 1.2209 | 0.084717 | 1.2209 | 0.082432 | 1.2209 | 0.84459 | 6.2668 | 0.82811 | 5.4607
402181-Lighting - Exterior Pulse Start/Ceramic Metal Halide Fixtures <=100 watts | 5.9224 | 3.7032 | 7.2772 | 30627.9792 | 459419.688 | -80.6719 | -1210.0786 | 0.061188 | 1.2206 | 0.058032 | 1.2206 | 0.13413 | 1.2206 | 0.13097 | 1.2206 | 1.7505 | 31.4217 | 1.6818 | 18.1268
402182-Lighting - Exterior Pulse Start/Ceramic Metal Halide Fixtures <=125 watts | 3.2105 | 2.0075 | 0 | 16602.95 | 249044.25 | 0 | 0 | 0.0013278 | 0 | -0.0018283 | 0 | 0.13282 | 0 | 0.12966 | 0 | 1.0097 | 24.6868 | 0.98696 | 15.796
402183-Lighting - Exterior Pulse Start/Ceramic Metal Halide Fixtures <=175 watts | 3.3702 | 2.1074 | 0 | 17429.2755 | 261439.1325 | 0 | 0 | -0.069072 | 0 | -0.072228 | 0 | 0.12845 | 0 | 0.1253 | 0 | 0.66715 | 13.8545 | 0.65716 | 10.5287
402184-Lighting - Exterior Pulse Start/Ceramic Metal Halide Fixtures <=250 watts | 87.6407 | 54.3559 | 0 | 473389.28 | 7100839.2 | 0 | 0 | 0.064532 | 0 | 0.061441 | 0 | 0.13275 | 0 | 0.12966 | 0 | 1.9083 | 47.8978 | 1.8287 | 22.8951
402185-Lighting - Exterior Pulse Start/Ceramic Metal Halide Fixtures <=70 watts | 4.8495 | 3.0077 | 6.2239 | 26194.6776 | 392920.164 | -68.9949 | -1034.9236 | 0.025712 | 1.2209 | 0.022621 | 1.2209 | 0.13248 | 1.2209 | 0.12939 | 1.2209 | 1.2048 | 42.7688 | 1.1718 | 21.3972
402186-Lighting - Exterior Pulse Start/Ceramic Metal Halide Fixtures <=750 watts | 12.4175 | 7.7015 | 0 | 67072.72 | 1006090.8 | 0 | 0 | 0.064139 | 0 | 0.061048 | 0 | 0.13179 | 0 | 0.1287 | 0 | 1.898 | 35.919 | 1.8192 | 19.7472
402187-Lighting - Interior Compact Fluorescent Fixture <=128 watts | 2.5362 | 1.6354 | 3.0431 | 12807.5136 | 153690.1632 | -33.7341 | -404.8089 | 0.029754 | 1.1593 | 0.026654 | 1.1593 | 0.1173 | 1.1593 | 0.1142 | 1.1593 | 1.2514 | 7.1205 | 1.2159 | 6.1064
402188-Lighting - Interior Compact Fluorescent Fixture <=192 watts | 0.33707 | 0.21735 | 0.40444 | 1702.1599 | 25532.3981 | -4.4834 | -67.2505 | 0.053319 | 1.2215 | 0.050106 | 1.2215 | 0.12864 | 1.2215 | 0.12543 | 1.2215 | 1.5718 | 11.2047 | 1.5162 | 8.8826
402191-Lighting - Interior Compact Fluorescent Fixture <=70 watts | 3.1518 | 2.0324 | 3.7816 | 15915.9 | 190990.8 | -41.9213 | -503.0561 | -0.16427 | 1.1586 | -0.16737 | 1.1586 | 0.10491 | 1.1586 | 0.10181 | 1.1586 | 0.44256 | 4.288 | 0.43804 | 3.8981
402192-Lighting - Interior Induction Fixture <=120 watts | 0.08252 | 0.053211 | 0.09901 | 416.7072 | 6250.608 | -1.0976 | -16.4637 | -0.25142 | 1.2215 | -0.25464 | 1.2215 | 0.065625 | 1.2215 | 0.062412 | 1.2215 | 0.351 | 1.8287 | 0.34815 | 1.7539
402193-Lighting - Interior Induction Fixture <=180 watts | 0.68537 | 0.44195 | 0.82233 | 3460.9848 | 51914.772 | -9.116 | -136.7398 | 0.011253 | 1.2193 | 0.008045 | 1.2193 | 0.11714 | 1.2193 | 0.11394 | 1.2193 | 1.0621 | 5.8328 | 1.0364 | 5.1341
402194-Lighting - Interior Induction Fixture <=250watts | 2.6507 | 1.7092 | 3.1804 | 13385.5613 | 200783.4192 | -35.2566 | -528.8492 | -0.046635 | 1.2201 | -0.049845 | 1.2201 | 0.099295 | 1.2201 | 0.096085 | 1.2201 | 0.73404 | 3.3154 | 0.72168 | 3.0774
402197-Lighting - Interior Linear Fluorescent Fixture <=128 watts replacing 101-175 Watts | 60.9622 | 39.31 | 73.1447 | 307846.6111 | 4617699.1661 | -810.846 | -12162.6898 | 0.028944 | 1.2209 | 0.025732 | 1.2209 | 0.12368 | 1.2209 | 0.12047 | 1.2209 | 1.2299 | 8.0064 | 1.1956 | 6.7462
402198-Lighting - Interior Linear Fluorescent Fixture <=192 watts replacing 176-399 Watts | 30.9113 | 19.9324 | 37.0885 | 156095.7787 | 2341436.6801 | -411.1451 | -6167.177 | 0.042761 | 1.1689 | 0.039676 | 1.1689 | 0.10583 | 1.1689 | 0.10274 | 1.1689 | 1.4287 | 4.4842 | 1.3826 | 4.0595
402199-Lighting - Interior Linear Fluorescent Fixture <=244 watts replacing 400 Watts (Tier 1) | 597.2308 | 385.1102 | 708.9459 | 3015894.18 | 45238412.7 | -7817.5656 | -117263.484 | 0.1018 | 1.2209 | 0.098592 | 1.2209 | 0.12809 | 1.2209 | 0.12488 | 1.2209 | 3.5246 | 10.7751 | 3.2569 | 8.611
402200-Lighting - Interior Linear Fluorescent Fixture <=600 watts replacing >=400 Watts (Tier 1) | 273.1933 | 176.1622 | 324.6048 | 1379570.4 | 20693556 | -3570.6528 | -53559.792 | 0.095573 | 1.2215 | 0.09236 | 1.2215 | 0.13217 | 1.2215 | 0.12895 | 1.2215 | 3.0373 | 15.7179 | 2.8363 | 11.5016
402201-Lighting - Interior Linear Fluorescent Fixture <=64 watts replacing <=100 Watts | 26.8502 | 17.3137 | 32.2159 | 135588.1887 | 2033822.831 | -357.1296 | -5356.9441 | 0.055864 | 1.2208 | 0.052652 | 1.2208 | 0.13326 | 1.2208 | 0.13005 | 1.2208 | 1.6193 | 18.0961 | 1.5604 | 12.7238
402202-Lighting - Interior Linear Fluorescent Fixture 245-360 watts replacing 400 Watts (Tier 2) | 31.1227 | 20.0687 | 37.3421 | 157163.1113 | 2357446.6698 | -413.9564 | -6209.3461 | 0.039341 | 1.1622 | 0.036272 | 1.1622 | 0.10785 | 1.1622 | 0.10478 | 1.1622 | 1.3809 | 4.9181 | 1.3378 | 4.4118
402205-Lighting - Interior Pulse Start/Ceramic Metal Halide Fixtures <=250 watts | 0.80869 | 0.52147 | 0.9703 | 4083.7306 | 61255.9584 | -10.7563 | -161.3438 | -0.031738 | 1.2215 | -0.034951 | 1.2215 | 0.13632 | 1.2215 | 0.13311 | 1.2215 | 0.79756 | 29.8687 | 0.78299 | 17.6018
402206-Lighting - Interior Pulse Start/Ceramic Metal Halide Fixtures <=600 watts Tier I | 17.3548 | 11.1908 | 20.8229 | 87638.1542 | 1402210.4678 | -230.8326 | -3693.3222 | 0.063053 | 1.2408 | 0.059806 | 1.2408 | 0.13822 | 1.2408 | 0.13498 | 1.2408 | 1.7533 | 33.1815 | 1.6844 | 18.7012
402207-Lighting - Interior Pulse Start/Ceramic Metal Halide Fixtures <=70 watts | 0.060514 | 0.039021 | 0.072607 | 305.5853 | 4583.7792 | -0.80489 | -12.0733 | -0.10348 | 1.2078 | -0.10667 | 1.2078 | 0.13271 | 1.2078 | 0.12953 | 1.2078 | 0.56112 | 19.9198 | 0.55387 | 13.5993
402217-Lighting - Occupancy Sensor - High-Bay Sensor <12' | 19.1484 | 11.8761 | 24.575 | 103429.5051 | 1551442.5763 | -305.117 | -4576.7556 | -0.018261 | 1.2209 | -0.021352 | 1.2209 | 0.11128 | 1.2209 | 0.10819 | 1.2209 | 0.85788 | 5.4326 | 0.84098 | 4.8194
402218-Lighting - Occupancy Sensor - High-Bay Sensor >=12' | 173.7863 | 112.062 | 208.5152 | 877585.3632 | 7020682.9056 | -2588.8768 | -20711.0146 | 0.033122 | 1.079 | 0.030192 | 1.079 | 0.10659 | 1.079 | 0.10366 | 1.079 | 1.3139 | 5.7222 | 1.2748 | 5.047
402220-Lighting - Occupancy Sensor - Wallbox Lighting Sensor | 868.349 | 542.9658 | 1066.992 | 4490686.8115 | 35925494.4922 | -13247.5261 | -105980.2088 | 0.027138 | 1.0791 | 0.024259 | 1.0791 | 0.11678 | 1.0791 | 0.1139 | 1.0791 | 1.2417 | 12.9708 | 1.2066 | 9.9517
402221-Lighting - T8 to 4ft 25 Watt Lamp | 364.1166 | 227.6767 | 447.4117 | 1883037.3307 | 28245559.9608 | -4959.7858 | -74396.7874 | 0.12555 | 1.2209 | 0.1224 | 1.2209 | 0.13129 | 1.2209 | 0.12813 | 1.2209 | 10.4762 | 18.8571 | 8.4178 | 13.0938
402222-Lighting - T8 to 4ft 28 Watt Lamp | 87.4537 | 54.6835 | 107.4596 | 452268.9924 | 6784034.8867 | -1191.2442 | -17868.6633 | 0.11775 | 1.2209 | 0.1146 | 1.2209 | 0.13219 | 1.2209 | 0.12903 | 1.2209 | 6.5306 | 21.551 | 5.6668 | 14.3383
402258-Lighting - Exterior LED Fixtures <=110 watts | 0.38686 | 0.35072 | 0 | 34486.2 | 517293 | 0 | 0 | -0.57124 | 0 | -0.57352 | 0 | 0.044367 | 0 | 0.042083 | 0 | 0.14921 | 1.7949 | 0.1487 | 1.7244
402259-Lighting - Exterior LED Fixtures <=192watts | 2.673 | 2.4233 | 0 | 238284.648 | 3812554.368 | 0 | 0 | -0.60599 | 0 | -0.6083 | 0 | 0.043494 | 0 | 0.041179 | 0 | 0.14352 | 1.7493 | 0.14305 | 1.6822
402260-Lighting - Exterior LED Fixtures <=350 watts | 1.9764 | 1.7917 | 0 | 176179.5 | 2818872 | 0 | 0 | -0.88791 | 0 | -0.89023 | 0 | 0.034203 | 0 | 0.031888 | 0 | 0.10262 | 1.5079 | 0.10238 | 1.4578
402261-Lighting - Exterior LED Fixtures <=80 watts | 4.3244 | 3.9204 | 0 | 385495.74 | 6167931.84 | 0 | 0 | -0.56941 | 0 | -0.57172 | 0 | 0.056651 | 0 | 0.054336 | 0 | 0.15134 | 2.262 | 0.15082 | 2.151
402263-Lighting - Interior LED Fixtures <=130 watts | 0.25545 | 0.23158 | 5.4105 | 22771.4458 | 364343.1322 | -59.9784 | -959.6538 | -0.19313 | 1.2406 | -0.19544 | 1.2406 | 0.083405 | 1.2406 | 0.081091 | 1.2406 | 0.3334 | 5.4299 | 0.3308 | 4.8141
402266-Lighting - LED System <=15 watts Surface/Pendant/Recessed Down Lighting | 57.5024 | 35.9554 | 70.6566 | 297375.0797 | 4460626.1952 | -783.2647 | -11748.9708 | 0.023523 | 1.2209 | 0.020366 | 1.2209 | 0.12638 | 1.2209 | 0.12322 | 1.2209 | 1.1767 | 11.1902 | 1.1452 | 8.8726
402268-Lighting - Linear LED Systems (T12 Basecase) | 0.12366 | 0.07732 | 0.15194 | 639.4853 | 7034.3381 | -1.6844 | -18.5279 | -0.020391 | 1.1373 | -0.023395 | 1.1373 | -0.0034839 | 1.1373 | -0.0064882 | 1.1373 | 0.84631 | 0.9521 | 0.82992 | 0.93141
402269-Lighting - Linear LED Systems (T8 Basecase) | 0.0018595 | 0.0011627 | 0.0022848 | 9.6163 | 144.2448 | -0.025329 | -0.37993 | -2.2111 | 1.2215 | -2.2143 | 1.2215 | -0.64469 | 1.2215 | -0.64785 | 1.2215 | 0.057585 | 0.17276 | 0.057508 | 0.17206
402270-Lighting - Premium Tier 5' Case Door | 699.6736 | 437.4956 | 554.166 | 3618378 | 39802158 | 0 | 0 | 0.025533 | 0 | 0.022527 | 0 | 0.098948 | 0 | 0.095942 | 0 | 1.2401 | 4.0066 | 1.206 | 3.6712
402271-Lighting - Premium Tier 6' Case Door | 915.5365 | 572.4714 | 722.106 | 4734717.75 | 52081895.25 | 0 | 0 | 0.057565 | 0 | 0.054559 | 0 | 0.10264 | 0 | 0.099632 | 0 | 1.7748 | 4.5125 | 1.7058 | 4.0916
402411-Lighting - Remove 4 Ft T-8 (De-Lamp 32W) | 295.3884 | 190.4743 | 354.418 | 1491651.504 | 22374772.56 | -3928.9035 | -58933.5527 | 0.11399 | 1.2209 | 0.11078 | 1.2209 | 0.13565 | 1.2209 | 0.13244 | 1.2209 | 5.1206 | 26.3646 | 4.5741 | 16.3234
402423-A-lamps: 41-100 watts existing, up to 30 watts LED A-lamp | 93.7255 | 60.4367 | 101.2166 | 473294.7776 | 2981757.0989 | -1191.6886 | -7507.6384 | 0.089759 | 1.0457 | 0.086914 | 1.0457 | 0.10392 | 1.0457 | 0.10107 | 1.0457 | 3.4868 | 5.8516 | 3.2249 | 5.1498
402425-MR 16: 36-50 watts existing, 5 watts to 10 watts LED MR 16 | 321.8946 | 207.5661 | 347.6223 | 1625502.3025 | 10240664.5057 | -4092.7826 | -25784.5303 | 0.062829 | 1.0457 | 0.059983 | 1.0457 | 0.09609 | 1.0457 | 0.093245 | 1.0457 | 1.9715 | 4.256 | 1.8849 | 3.8721
402427-PAR 30: 51-75 watts existing, 10 watts to 21 watts LED PAR 30 | 172.9007 | 111.491 | 186.7199 | 873113.4765 | 5500614.902 | -2198.375 | -13849.7625 | 0.079452 | 1.0457 | 0.076607 | 1.0457 | 0.10278 | 1.0457 | 0.099938 | 1.0457 | 2.6943 | 5.5503 | 2.5352 | 4.915
402429-PAR 38: 51-90 watts existing, 11 watts to 25 watts LED PAR 38 | 346.4069 | 223.3723 | 374.0937 | 1749284.324 | 11020491.2412 | -4404.448 | -27748.0226 | 0.077884 | 1.0457 | 0.075039 | 1.0457 | 0.10722 | 1.0457 | 0.10438 | 1.0457 | 2.6042 | 6.952 | 2.4552 | 5.9832
440005-Lighting - Exterior Linear Fl. Lighting | 0.27338 | 0.48113 | 1.1045 | 13198.185 | 197972.775 | 0 | 0 | 0.049128 | 0 | 0.047029 | 0 | 0.080894 | 0 | 0.078795 | 0 | 2.1441 | 8.2383 | 2.0441 | 6.9356
440006-Lighting - Exterior Pulse Start MH | 0.12343 | 0.21722 | 0 | 5958.81 | 89382.15 | 0 | 0 | 0.049244 | 0 | 0.047145 | 0 | 0.080894 | 0 | 0.078795 | 0 | 2.1499 | 8.2383 | 2.0494 | 6.9356
440008-Lighting - Exterior Induction | 0.24273 | 0.42719 | 0 | 11718.72 | 175780.8 | 0 | 0 | -0.013519 | 0 | -0.015618 | 0 | 0.080894 | 0 | 0.078795 | 0 | 0.87197 | 8.2383 | 0.85497 | 6.9356
440009-Lighting - Exterior LED | 0.10255 | 0.18048 | 0.089987 | 4950.8238 | 74262.357 | 0 | 0 | 0.033044 | 0 | 0.031015 | 0 | 0.074993 | 0 | 0.072964 | 0 | 1.5907 | 6.3598 | 1.535 | 5.5544
440010-Lighting - Interior Pulse Start MH | 14.8832 | 9.5971 | 14.4391 | 75157.29 | 1127359.35 | 0 | 0 | 0.10364 | 0 | 0.10043 | 0 | 0.1297 | 0 | 0.12649 | 0 | 3.7835 | 12.6057 | 3.483 | 9.7916
440012-Lighting - Interior LED - Dual Baseline | 1.8369 | 1.1845 | 1.1391 | 9275.8635 | 148413.816 | 0 | 0 | 0.097226 | 0 | 0.094064 | 0 | 0.12406 | 0 | 0.12089 | 0 | 3.347 | 9.4997 | 3.1097 | 7.8085
441994-Lighting - Interior CF Fixtures | 0.5549 | 0.35782 | 0.60589 | 2802.15 | 42032.25 | 0 | 0 | 0.099173 | 0 | 0.095961 | 0 | 0.11853 | 0 | 0.11532 | 0 | 3.378 | 6.3029 | 3.1364 | 5.5109
441996-Lighting - Interior CFLs | 3.199 | 2.0628 | 2.3396 | 16154.19 | 48462.57 | 0 | 0 | 0.0043367 | 0 | 0.0016865 | 0 | 0.11624 | 0 | 0.11359 | 0 | 1.0388 | 0 | 1.0147 | 43.8602
441997-Lighting - Interior Lighting Controls | 14.9944 | 9.6688 | 0.91535 | 75718.89 | 605751.12 | 0 | 0 | 0.074026 | 0 | 0.071096 | 0 | 0.094696 | 0 | 0.091767 | 0 | 2.3591 | 3.8019 | 2.2387 | 3.4986
441998-Lighting - Other Interior lighting - Dual Baseline | 28.1314 | 18.1398 | 17.5302 | 142057.6554 | 2130864.8306 | 0 | 0 | 0.089776 | 0 | 0.086819 | 0 | 0.091732 | 0 | 0.088776 | 0 | 3.2505 | 3.4182 | 3.0262 | 3.1711
441999-Lighting - Exterior Lighting Fixtures | 3.335 | 5.8694 | 22.8807 | 161008.965 | 2415134.475 | 0 | 0 | 0.053267 | 0 | 0.051168 | 0 | 0.076424 | 0 | 0.074324 | 0 | 2.3728 | 5.8845 | 2.251 | 5.1884
442000-Lighting - Exterior Lighting Controls | 0.23258 | 0.40932 | 0.086554 | 11228.49 | 89827.92 | 0 | 0 | 0.032577 | 0 | 0.030697 | 0 | 0.058803 | 0 | 0.056923 | 0 | 1.653 | 3.4856 | 1.593 | 3.229
454523-Lighting - Interior LED | 2.6138 | 1.6855 | 1.6209 | 13199.355 | 211189.68 | 0 | 0 | 0.11346 | 0 | 0.11021 | 0 | 0.13166 | 0 | 0.12842 | 0 | 4.9129 | 13.2059 | 4.418 | 10.1498
454524-Lighting - Other Interior lighting | 18.8853 | 12.1777 | 11.7684 | 95366.7 | 1430500.5 | 0 | 0 | 0.099159 | 0 | 0.095947 | 0 | 0.11852 | 0 | 0.11531 | 0 | 3.3769 | 6.3027 | 3.1355 | 5.5108
445089-Lighting - 8 Ft T-8 with Elec. Ballast | 8.8077 | 5.5073 | 10.8226 | 45549.3024 | 683239.536 | -119.9736 | -1799.6041 | 0.11409 | 1.2209 | 0.11093 | 1.2209 | 0.13036 | 1.2209 | 0.12721 | 1.2209 | 5.5489 | 16.6929 | 4.9126 | 12.0124
445094-Lighting - Screw in 14-26 Watt Reflector Lamp | 9.0873 | 5.6822 | 9.9291 | 46995.2308 | 84591.4154 | -117.3114 | -211.1605 | 0.040411 | 0.95611 | 0.037898 | 0.95611 | 0.074527 | 0.95611 | 0.072014 | 0.95611 | 1.5447 | 3.0212 | 1.491 | 2.8225
445096-Lighting- Ceramic Metal Halide Fixture | 24.3973 | 15.1315 | 31.3114 | 131781.337 | 1976720.0544 | -347.1026 | -5206.5394 | 0.076476 | 1.2209 | 0.073385 | 1.2209 | 0.082066 | 1.2209 | 0.078975 | 1.2209 | 2.2396 | 2.4736 | 2.1283 | 2.3385
445097-Lighting-Wall or Ceiling-mounted Lighting Sensor >= 500 watts | 2.8636 | 1.8465 | 3.4359 | 14460.6659 | 115685.3268 | -42.659 | -341.2717 | 0.081643 | 1.0792 | 0.078713 | 1.0792 | 0.095142 | 1.0792 | 0.092212 | 1.0792 | 2.6743 | 3.7565 | 2.517 | 3.4532
445124-Lighting - Exterior Compact Fluorescent Fixture <=70 watts | 0.055353 | 0.050181 | 0 | 4934.35 | 74015.25 | 0 | 0 | -0.055071 | 0 | -0.057355 | 0 | 0.082561 | 0 | 0.080277 | 0 | 0.64522 | 5.6922 | 0.63587 | 5.0383
445125-Lighting - Exterior Induction Fixture <=100 watts | 0.61899 | 0.56116 | 13.1106 | 55178.9784 | 827684.676 | -145.3375 | -2180.0623 | 0.018659 | 1.2211 | 0.016374 | 1.2211 | 0.085146 | 1.2211 | 0.082861 | 1.2211 | 1.1894 | 6.4396 | 1.157 | 5.5914
445126-Lighting - Exterior Induction Fixture <=120 watts | 0.012556 | 0.011383 | 0 | 1119.3 | 16789.5 | 0 | 0 | -0.043592 | 0 | -0.045877 | 0 | 0.077807 | 0 | 0.075522 | 0 | 0.69692 | 4.469 | 0.68602 | 4.0557
445127-Lighting - Exterior Induction Fixture <=180 watts | 0.78912 | 0.71539 | 0 | 70345.184 | 1055177.76 | 0 | 0 | -0.11265 | 0 | -0.11493 | 0 | 0.07688 | 0 | 0.074596 | 0 | 0.47075 | 4.2972 | 0.46575 | 3.9138
445128-Lighting - Exterior Induction Fixture <=250 watts | 1.1877 | 1.0767 | 0 | 105875.12 | 1588126.8 | 0 | 0 | 0.023492 | 0 | 0.021207 | 0 | 0.083218 | 0 | 0.080933 | 0 | 1.3062 | 5.8998 | 1.2685 | 5.2003
445129-Lighting - Exterior Induction Fixture <=70 watts | 0.99719 | 0.90402 | 21.1211 | 88892.9059 | 1333393.5888 | -234.1376 | -3512.0635 | -0.014625 | 1.2209 | -0.01691 | 1.2209 | 0.08472 | 1.2209 | 0.082436 | 1.2209 | 0.84462 | 6.2671 | 0.82814 | 5.4609
445130-Lighting - Exterior Pulse Start/Ceramic Metal Halide Fixtures <=100 watts | 0.75205 | 0.47025 | 0.92409 | 3889.2672 | 58339.008 | -10.2441 | -153.6608 | 0.060932 | 1.218 | 0.057782 | 1.218 | 0.13387 | 1.218 | 0.13072 | 1.218 | 1.7473 | 31.3638 | 1.6788 | 18.1076
445131-Lighting - Exterior Pulse Start/Ceramic Metal Halide Fixtures <=125 watts | 0.43287 | 0.27067 | 0 | 2238.6 | 33579 | 0 | 0 | 0.0014207 | 0 | -0.0017375 | 0 | 0.13291 | 0 | 0.12976 | 0 | 1.0104 | 24.7034 | 0.98761 | 15.8028
445132-Lighting - Exterior Pulse Start/Ceramic Metal Halide Fixtures <=175 watts | 0.42508 | 0.26579 | 0 | 2198.287 | 32974.305 | 0 | 0 | -0.068997 | 0 | -0.072155 | 0 | 0.12853 | 0 | 0.12537 | 0 | 0.66751 | 13.862 | 0.65751 | 10.533
445133-Lighting - Exterior Pulse Start/Ceramic Metal Halide Fixtures <=250 watts | 10.365 | 6.4285 | 0 | 55986.32 | 839794.8 | 0 | 0 | 0.064503 | 0 | 0.061412 | 0 | 0.13272 | 0 | 0.12963 | 0 | 1.9079 | 47.8873 | 1.8283 | 22.8927
445134-Lighting - Exterior Pulse Start/Ceramic Metal Halide Fixtures <=70 watts | 0.56317 | 0.34929 | 0.72277 | 3041.9626 | 45629.4384 | -8.0123 | -120.1847 | 0.025764 | 1.2215 | 0.022672 | 1.2215 | 0.13254 | 1.2215 | 0.12945 | 1.2215 | 1.2052 | 42.7854 | 1.1722 | 21.4013
445135-Lighting - Exterior Pulse Start/Ceramic Metal Halide Fixtures <=750 watts | 1.4367 | 0.89108 | 0 | 7760.48 | 116407.2 | 0 | 0 | 0.064206 | 0 | 0.061114 | 0 | 0.13186 | 0 | 0.12877 | 0 | 1.8989 | 35.9369 | 1.8201 | 19.7526
445136-Lighting - Interior Compact Fluorescent Fixture <=128 watts | 0.34108 | 0.21994 | 0.40924 | 1722.3898 | 20668.6771 | -4.5367 | -54.4398 | 0.031865 | 1.1593 | 0.028765 | 1.1593 | 0.11931 | 1.1593 | 0.11621 | 1.1593 | 1.2768 | 7.9798 | 1.2399 | 6.7277
445140-Lighting - Interior Compact Fluorescent Fixture <=70 watts | 0.36675 | 0.23649 | 0.44004 | 1852.032 | 22224.384 | -4.8781 | -58.5374 | -0.1642 | 1.1593 | -0.1673 | 1.1593 | 0.10498 | 1.1593 | 0.10188 | 1.1593 | 0.4428 | 4.2902 | 0.43827 | 3.9
445142-Lighting - Interior Induction Fixture <=180 watts | 0.052721 | 0.033996 | 0.063256 | 266.2296 | 3993.444 | -0.70123 | -10.5184 | 0.0087628 | 1.1947 | 0.0056113 | 1.1947 | 0.11465 | 1.1947 | 0.1115 | 1.1947 | 1.0434 | 5.7299 | 1.0186 | 5.0542
445143-Lighting - Interior Induction Fixture <=250watts | 0.31449 | 0.20279 | 0.37734 | 1588.1174 | 23821.7616 | -4.183 | -62.7448 | -0.046891 | 1.2175 | -0.050095 | 1.2175 | 0.099039 | 1.2175 | 0.095834 | 1.2175 | 0.73271 | 3.3094 | 0.72039 | 3.0722
445146-Lighting - Interior Linear Fluorescent Fixture <=128 watts replacing 101-175 Watts | 9.1904 | 5.9262 | 11.0269 | 46409.4288 | 696141.432 | -122.2391 | -1833.5868 | 0.05358 | 1.221 | 0.050368 | 1.221 | 0.12748 | 1.221 | 0.12426 | 1.221 | 1.5769 | 10.2654 | 1.5209 | 8.2818
445147-Lighting - Interior Linear Fluorescent Fixture <=192 watts replacing 176-399 Watts | 6.4879 | 4.1836 | 7.7844 | 32762.4461 | 360386.9069 | -86.2939 | -949.2334 | 0.048269 | 1.1382 | 0.04521 | 1.1382 | 0.11299 | 1.1382 | 0.10993 | 1.1382 | 1.527 | 6.1909 | 1.4744 | 5.4099
445148-Lighting - Interior Linear Fluorescent Fixture <=244 watts replacing 400 Watts (Tier 1) | 67.5601 | 43.5645 | 80.1975 | 341164.5 | 5117467.5 | -884.34 | -13265.1 | 0.10024 | 1.2209 | 0.09703 | 1.2209 | 0.12758 | 1.2209 | 0.12437 | 1.2209 | 3.3891 | 10.3607 | 3.1408 | 8.3443
445149-Lighting - Interior Linear Fluorescent Fixture <=600 watts replacing >=400 Watts (Tier 1) | 30.9042 | 19.9279 | 36.72 | 156060 | 2340900 | -403.92 | -6058.8 | 0.093759 | 1.2215 | 0.090545 | 1.2215 | 0.13182 | 1.2215 | 0.1286 | 1.2215 | 2.9205 | 15.1133 | 2.7342 | 11.1745
445150-Lighting - Interior Linear Fluorescent Fixture <=64 watts replacing <=100 Watts | 4.0847 | 2.6339 | 4.901 | 20627.0064 | 309405.096 | -54.3301 | -814.9509 | 0.074556 | 1.2208 | 0.071344 | 1.2208 | 0.13493 | 1.2208 | 0.13172 | 1.2208 | 2.0759 | 23.1986 | 1.98 | 15.0515
445151-Lighting - Interior Linear Fluorescent Fixture 245-360 watts replacing 400 Watts (Tier 2) | 7.1173 | 4.5894 | 8.5396 | 35940.996 | 539114.94 | -94.666 | -1419.9902 | 0.067181 | 1.2207 | 0.06397 | 1.2207 | 0.1258 | 1.2207 | 0.12259 | 1.2207 | 1.8682 | 9.1388 | 1.7901 | 7.5326
445154-Lighting - Interior Pulse Start/Ceramic Metal Halide Fixtures <=250 watts | 0.089855 | 0.057941 | 0.10781 | 453.7478 | 6806.2176 | -1.1951 | -17.9271 | -0.031738 | 1.2215 | -0.034951 | 1.2215 | 0.13632 | 1.2215 | 0.13311 | 1.2215 | 0.79756 | 29.8687 | 0.78299 | 17.6018
445155-Lighting - Interior Pulse Start/Ceramic Metal Halide Fixtures <=600 watts Tier I | 1.9071 | 1.2298 | 2.2882 | 9630.5664 | 154089.0624 | -25.3662 | -405.8596 | 0.063146 | 1.2417 | 0.059896 | 1.2417 | 0.13831 | 1.2417 | 0.13507 | 1.2417 | 1.7544 | 33.2029 | 1.6854 | 18.708
445166-Lighting - Occupancy Sensor - High-Bay Sensor <12' | 2.256 | 1.3992 | 2.8954 | 12185.9076 | 97487.2604 | -35.9484 | -287.5874 | -0.10904 | 1.0791 | -0.11185 | 1.0791 | 0.086843 | 1.0791 | 0.084025 | 1.0791 | 0.51757 | 3.2775 | 0.51137 | 3.044
445167-Lighting - Occupancy Sensor - High-Bay Sensor >=12' | 20.4682 | 13.1984 | 24.5585 | 103360.0539 | 826880.4311 | -304.9122 | -2439.2973 | 0.033121 | 1.079 | 0.030192 | 1.079 | 0.10659 | 1.079 | 0.10366 | 1.079 | 1.3139 | 5.7222 | 1.2748 | 5.047
445169-Lighting - Occupancy Sensor - Wallbox Lighting Sensor | 102.172 | 63.8866 | 125.5448 | 528384.7296 | 4227077.8368 | -1558.735 | -12469.8796 | 0.027138 | 1.079 | 0.024259 | 1.079 | 0.11678 | 1.079 | 0.1139 | 1.079 | 1.2417 | 12.9708 | 1.2066 | 9.9517
445170-Lighting - T8 to 4ft 25 Watt Lamp | 54.9181 | 34.3395 | 67.4811 | 284009.9976 | 4260149.964 | -748.062 | -11220.9307 | 0.12839 | 1.2209 | 0.12524 | 1.2209 | 0.13287 | 1.2209 | 0.12971 | 1.2209 | 13.431 | 24.1759 | 10.2253 | 15.4547
445171-Lighting - T8 to 4ft 28 Watt Lamp | 13.194 | 8.25 | 16.2123 | 68233.1328 | 1023496.992 | -179.7212 | -2695.818 | 0.12231 | 1.2209 | 0.11915 | 1.2209 | 0.13357 | 1.2209 | 0.13041 | 1.2209 | 8.3726 | 27.6295 | 7.0038 | 16.7968
445207-Lighting - Exterior LED Fixtures <=110 watts | 0.043732 | 0.039646 | 0 | 3898.44 | 58476.6 | 0 | 0 | -0.57118 | 0 | -0.57346 | 0 | 0.044425 | 0 | 0.04214 | 0 | 0.14929 | 1.796 | 0.14879 | 1.7253
445208-Lighting - Exterior LED Fixtures <=192watts | 0.30974 | 0.2808 | 0 | 27611.451 | 441783.216 | 0 | 0 | -0.60599 | 0 | -0.60831 | 0 | 0.043486 | 0 | 0.041171 | 0 | 0.14351 | 1.7491 | 0.14304 | 1.682
445209-Lighting - Exterior LED Fixtures <=350 watts | 0.23338 | 0.21157 | 0 | 20804.175 | 332866.8 | 0 | 0 | -0.88793 | 0 | -0.89024 | 0 | 0.03419 | 0 | 0.031876 | 0 | 0.10261 | 1.5077 | 0.10237 | 1.4576
445210-Lighting - Exterior LED Fixtures <=80 watts | 0.50965 | 0.46203 | 0 | 45431.82 | 726909.12 | 0 | 0 | -0.5694 | 0 | -0.57172 | 0 | 0.056652 | 0 | 0.054337 | 0 | 0.15134 | 2.262 | 0.15082 | 2.151
445212-Lighting - Interior LED Fixtures <=130 watts | 0.031931 | 0.028948 | 0.67632 | 2846.4307 | 34157.1686 | -7.4973 | -89.9675 | -0.25278 | 1.1593 | -0.25497 | 1.1593 | 0.0746 | 1.1593 | 0.072411 | 1.1593 | 0.26652 | 4.3407 | 0.26486 | 3.9382
445215-Lighting - LED System <=15 watts Surface/Pendant/Recessed Down Lighting | 5.6342 | 3.523 | 6.9231 | 29137.4496 | 52447.4093 | -76.746 | -138.1427 | -0.5314 | 0.9561 | -0.53391 | 0.9561 | 0.031003 | 0.9561 | 0.028491 | 0.9561 | 0.16785 | 1.3596 | 0.1672 | 1.3178
445217-Lighting - Linear LED Systems (T12 Basecase) | 0.015186 | 0.0094954 | 0.01866 | 78.5333 | 863.8661 | -0.20685 | -2.2754 | -0.02064 | 1.135 | -0.023639 | 1.135 | -0.0037333 | 1.135 | -0.0067319 | 1.135 | 0.84471 | 0.9503 | 0.82838 | 0.92968
445219-Lighting - Premium Tier 5' Case Door | 82.3401 | 51.4861 | 65.2163 | 425823.75 | 4684061.25 | 0 | 0 | 0.02553 | 0 | 0.022524 | 0 | 0.098945 | 0 | 0.095939 | 0 | 1.2401 | 4.0065 | 1.206 | 3.6712
445220-Lighting - Premium Tier 6' Case Door | 107.6954 | 67.3403 | 84.942 | 556949.25 | 6126441.75 | 0 | 0 | 0.057565 | 0 | 0.054558 | 0 | 0.10264 | 0 | 0.099631 | 0 | 1.7748 | 4.5125 | 1.7058 | 4.0916
445360-Lighting - Remove 4 Ft T-8 (De-Lamp 32W) | 34.7693 | 22.4202 | 41.7175 | 175577.976 | 2633669.64 | -462.4598 | -6936.8977 | 0.11399 | 1.2209 | 0.11078 | 1.2209 | 0.13565 | 1.2209 | 0.13244 | 1.2209 | 5.1206 | 26.3647 | 4.5741 | 16.3234
445372-A-lamps: 41-100 watts existing, up to 30 watts LED A-lamp | 11.0329 | 7.1143 | 11.9147 | 55713.8688 | 350997.3734 | -140.2796 | -883.7612 | 0.089761 | 1.0457 | 0.086915 | 1.0457 | 0.10392 | 1.0457 | 0.10107 | 1.0457 | 3.4869 | 5.8517 | 3.225 | 5.1498
445374-MR 16: 36-50 watts existing, 5 watts to 10 watts LED MR 16 | 37.8603 | 24.4133 | 40.8863 | 191186.8798 | 1204477.3426 | -481.3813 | -3032.7019 | 0.062828 | 1.0457 | 0.059983 | 1.0457 | 0.096089 | 1.0457 | 0.093244 | 1.0457 | 1.9714 | 4.256 | 1.8849 | 3.8721
445376-PAR 30: 51-75 watts existing, 10 watts to 21 watts LED PAR 30 | 20.3184 | 13.1018 | 21.9423 | 102603.6778 | 646403.1704 | -258.3414 | -1627.5508 | 0.07945 | 1.0456 | 0.076605 | 1.0456 | 0.10278 | 1.0456 | 0.099936 | 1.0456 | 2.6942 | 5.5502 | 2.5351 | 4.9149
445378-PAR 38: 51-90 watts existing, 11 watts to 25 watts LED PAR 38 | 40.7361 | 26.2677 | 43.992 | 205709.0877 | 1295967.2524 | -517.9461 | -3263.0604 | 0.077882 | 1.0457 | 0.075037 | 1.0457 | 0.10722 | 1.0457 | 0.10437 | 1.0457 | 2.6041 | 6.9519 | 2.4552 | 5.9831
442007-Lighting - Exterior Linear Fl. Lighting | 0.15772 | 0.27759 | 0.63723 | 7614.675 | 114220.125 | 0 | 0 | 0.050692 | 0 | 0.048593 | 0 | 0.082384 | 0 | 0.080285 | 0 | 2.2251 | 9.5058 | 2.1177 | 7.8126
442008-Lighting - Exterior Pulse Start MH | 0.071208 | 0.12532 | 0 | 3437.775 | 51566.625 | 0 | 0 | 0.050809 | 0 | 0.04871 | 0 | 0.082384 | 0 | 0.080285 | 0 | 2.2314 | 9.5058 | 2.1234 | 7.8126
442010-Lighting - Exterior Induction | 0.14004 | 0.24646 | 0 | 6760.8 | 101412 | 0 | 0 | -0.011954 | 0 | -0.014054 | 0 | 0.082384 | 0 | 0.080285 | 0 | 0.88508 | 9.5058 | 0.86757 | 7.8126
442011-Lighting - Exterior LED | 0.059162 | 0.10412 | 0.051915 | 2856.2445 | 42843.6675 | 0 | 0 | 0.035003 | 0 | 0.032974 | 0 | 0.076858 | 0 | 0.07483 | 0 | 1.6484 | 7.3382 | 1.5887 | 6.2865
442012-Lighting - Interior Pulse Start MH | 8.5865 | 5.5368 | 8.3302 | 43359.975 | 650399.625 | 0 | 0 | 0.10521 | 0 | 0.102 | 0 | 0.13119 | 0 | 0.12798 | 0 | 3.9495 | 14.5451 | 3.6232 | 10.9228
442014-Lighting - Interior LED - Dual Baseline | 1.0597 | 0.68335 | 0.65717 | 5351.4597 | 85623.3554 | 0 | 0 | 0.099269 | 0 | 0.096107 | 0 | 0.126 | 0 | 0.12284 | 0 | 3.5206 | 10.9612 | 3.259 | 8.7696
443996-Lighting - Interior CF Fixtures | 0.32014 | 0.20643 | 0.34955 | 1616.625 | 24249.375 | 0 | 0 | 0.1023 | 0 | 0.09909 | 0 | 0.12151 | 0 | 0.1183 | 0 | 3.652 | 7.2725 | 3.3713 | 6.2382
443998-Lighting - Interior CFLs | 1.8456 | 1.1901 | 1.3498 | 9319.725 | 27959.175 | 0 | 0 | 0.0043364 | 0 | 0.0016862 | 0 | 0.11624 | 0 | 0.11359 | 0 | 1.0388 | 0 | 1.0147 | 43.8602
443999-Lighting - Interior Lighting Controls | 8.6506 | 5.5782 | 0.52809 | 43683.975 | 349471.8 | 0 | 0 | 0.078758 | 0 | 0.075828 | 0 | 0.099202 | 0 | 0.096273 | 0 | 2.5835 | 4.3868 | 2.4398 | 3.9879
444000-Lighting - Other Interior lighting - Dual Baseline | 16.2296 | 10.4653 | 10.1136 | 81956.3396 | 1229345.0946 | 0 | 0 | 0.095086 | 0 | 0.09213 | 0 | 0.09679 | 0 | 0.093834 | 0 | 3.7497 | 3.9441 | 3.4544 | 3.6187
444001-Lighting - Exterior Lighting Fixtures | 1.9241 | 3.3862 | 13.2005 | 92890.125 | 1393351.875 | 0 | 0 | 0.055458 | 0 | 0.053359 | 0 | 0.07851 | 0 | 0.076411 | 0 | 2.5148 | 6.7898 | 2.3784 | 5.8796
444002-Lighting - Exterior Lighting Controls | 0.13419 | 0.23617 | 0.04994 | 6478.65 | 51829.2 | 0 | 0 | 0.035889 | 0 | 0.034009 | 0 | 0.061958 | 0 | 0.060078 | 0 | 1.7706 | 4.0218 | 1.7019 | 3.684
461786-Lighting - Interior LED | 1.3071 | 0.84285 | 0.81057 | 6600.555 | 105608.88 | 0 | 0 | 0.11346 | 0 | 0.11021 | 0 | 0.13166 | 0 | 0.12842 | 0 | 4.9129 | 13.2059 | 4.418 | 10.1499
461787-Lighting - Other Interior lighting | 9.4426 | 6.0889 | 5.8842 | 47683.35 | 715250.25 | 0 | 0 | 0.099159 | 0 | 0.095947 | 0 | 0.11852 | 0 | 0.11531 | 0 | 3.3769 | 6.3027 | 3.1355 | 5.5108
446456-Lighting - 8 Ft T-8 with Elec. Ballast | 4.4039 | 2.7537 | 5.4113 | 22774.6512 | 341619.768 | -59.9868 | -899.8021 | 0.11409 | 1.2209 | 0.11093 | 1.2209 | 0.13036 | 1.2209 | 0.12721 | 1.2209 | 5.5489 | 16.6929 | 4.9126 | 12.0124
446461-Lighting - Screw in 14-26 Watt Reflector Lamp | 4.5437 | 2.8411 | 4.9645 | 23497.6154 | 42295.7077 | -58.6557 | -105.5803 | 0.040411 | 0.95611 | 0.037898 | 0.95611 | 0.074527 | 0.95611 | 0.072014 | 0.95611 | 1.5447 | 3.0212 | 1.491 | 2.8225
446463-Lighting- Ceramic Metal Halide Fixture | 12.1986 | 7.5657 | 15.6557 | 65890.6685 | 988360.0272 | -173.5513 | -2603.2697 | 0.07648 | 1.2209 | 0.073389 | 1.2209 | 0.082069 | 1.2209 | 0.078978 | 1.2209 | 2.2397 | 2.4737 | 2.1284 | 2.3386
446464-Lighting-Wall or Ceiling-mounted Lighting Sensor >= 500 watts | 1.4083 | 0.90813 | 1.6898 | 7111.8029 | 56894.423 | -20.9798 | -167.8385 | 0.081692 | 1.0795 | 0.078761 | 1.0795 | 0.095191 | 1.0795 | 0.09226 | 1.0795 | 2.6754 | 3.7579 | 2.5179 | 3.4544
446491-Lighting - Exterior Compact Fluorescent Fixture <=70 watts | 0.02801 | 0.025393 | 0 | 2496.9 | 37453.5 | 0 | 0 | -0.054991 | 0 | -0.057276 | 0 | 0.082641 | 0 | 0.080356 | 0 | 0.64574 | 5.6967 | 0.63637 | 5.0419
446492-Lighting - Exterior Induction Fixture <=100 watts | 0.31359 | 0.28429 | 6.6419 | 27954.108 | 419311.62 | -73.6291 | -1104.4369 | 0.01863 | 1.2207 | 0.016346 | 1.2207 | 0.085117 | 1.2207 | 0.082833 | 1.2207 | 1.189 | 6.4378 | 1.1566 | 5.59
446493-Lighting - Exterior Induction Fixture <=120 watts | 0.0041854 | 0.0037943 | 0 | 373.1 | 5596.5 | 0 | 0 | -0.043592 | 0 | -0.045877 | 0 | 0.077807 | 0 | 0.075522 | 0 | 0.69692 | 4.469 | 0.68602 | 4.0557
446494-Lighting - Exterior Induction Fixture <=180 watts | 0.39632 | 0.35929 | 0 | 35329.6125 | 529944.1875 | 0 | 0 | -0.11266 | 0 | -0.11494 | 0 | 0.076871 | 0 | 0.074587 | 0 | 0.4707 | 4.2968 | 0.4657 | 3.9134
446495-Lighting - Exterior Induction Fixture <=250 watts | 0.59074 | 0.53554 | 0 | 52660.4 | 789906 | 0 | 0 | 0.023456 | 0 | 0.021173 | 0 | 0.083183 | 0 | 0.080899 | 0 | 1.3058 | 5.8978 | 1.268 | 5.1987
446496-Lighting - Exterior Induction Fixture <=70 watts | 0.4986 | 0.45201 | 10.5605 | 44446.453 | 666696.7944 | -117.0688 | -1756.0317 | -0.014625 | 1.2209 | -0.01691 | 1.2209 | 0.08472 | 1.2209 | 0.082436 | 1.2209 | 0.84462 | 6.2671 | 0.82814 | 5.4609
446497-Lighting - Exterior Pulse Start/Ceramic Metal Halide Fixtures <=100 watts | 0.37603 | 0.23512 | 0.46205 | 1944.6336 | 29169.504 | -5.122 | -76.8304 | 0.061276 | 1.2215 | 0.058117 | 1.2215 | 0.13422 | 1.2215 | 0.13106 | 1.2215 | 1.7516 | 31.4415 | 1.6828 | 18.1334
446498-Lighting - Exterior Pulse Start/Ceramic Metal Halide Fixtures <=125 watts | 0.21644 | 0.13533 | 0 | 1119.3 | 16789.5 | 0 | 0 | 0.0014207 | 0 | -0.0017375 | 0 | 0.13291 | 0 | 0.12976 | 0 | 1.0104 | 24.7034 | 0.98761 | 15.8028
446499-Lighting - Exterior Pulse Start/Ceramic Metal Halide Fixtures <=175 watts | 0.18218 | 0.11391 | 0 | 942.123 | 14131.845 | 0 | 0 | -0.068997 | 0 | -0.072155 | 0 | 0.12853 | 0 | 0.12537 | 0 | 0.66751 | 13.862 | 0.65751 | 10.533
446500-Lighting - Exterior Pulse Start/Ceramic Metal Halide Fixtures <=250 watts | 5.2338 | 3.2461 | 0 | 28270.32 | 424054.8 | 0 | 0 | 0.06453 | 0 | 0.061439 | 0 | 0.13275 | 0 | 0.12966 | 0 | 1.9082 | 47.897 | 1.8287 | 22.8949
446501-Lighting - Exterior Pulse Start/Ceramic Metal Halide Fixtures <=70 watts | 0.2503 | 0.15524 | 0.32123 | 1351.9834 | 20279.7504 | -3.561 | -53.4154 | 0.025764 | 1.2215 | 0.022672 | 1.2215 | 0.13254 | 1.2215 | 0.12945 | 1.2215 | 1.2052 | 42.7854 | 1.1722 | 21.4013
446502-Lighting - Exterior Pulse Start/Ceramic Metal Halide Fixtures <=750 watts | 0.82099 | 0.50919 | 0 | 4434.56 | 66518.4 | 0 | 0 | 0.064206 | 0 | 0.061114 | 0 | 0.13186 | 0 | 0.12877 | 0 | 1.8989 | 35.9369 | 1.8201 | 19.7526
446503-Lighting - Interior Compact Fluorescent Fixture <=128 watts | 0.17054 | 0.10997 | 0.20462 | 861.1949 | 10334.3386 | -2.2683 | -27.2199 | 0.031865 | 1.1593 | 0.028765 | 1.1593 | 0.11931 | 1.1593 | 0.11621 | 1.1593 | 1.2768 | 7.9798 | 1.2399 | 6.7277
446507-Lighting - Interior Compact Fluorescent Fixture <=70 watts | 0.2063 | 0.13303 | 0.24753 | 1041.768 | 12501.216 | -2.7439 | -32.9273 | -0.1642 | 1.1593 | -0.1673 | 1.1593 | 0.10498 | 1.1593 | 0.10188 | 1.1593 | 0.4428 | 4.2902 | 0.43827 | 3.9
446510-Lighting - Interior Induction Fixture <=250watts | 0.089855 | 0.057941 | 0.10781 | 453.7478 | 6806.2176 | -1.1951 | -17.9271 | -0.046492 | 1.2215 | -0.049706 | 1.2215 | 0.099437 | 1.2215 | 0.096224 | 1.2215 | 0.73478 | 3.3187 | 0.72239 | 3.0802
446513-Lighting - Interior Linear Fluorescent Fixture <=128 watts replacing 101-175 Watts | 4.6724 | 3.0129 | 5.6061 | 23594.7096 | 353920.644 | -62.1468 | -932.2017 | 0.053558 | 1.2208 | 0.050346 | 1.2208 | 0.12745 | 1.2208 | 0.12424 | 1.2208 | 1.5766 | 10.2638 | 1.5207 | 8.2807
446514-Lighting - Interior Linear Fluorescent Fixture <=192 watts replacing 176-399 Watts | 3.2439 | 2.0918 | 3.8922 | 16381.223 | 180193.4534 | -43.147 | -474.6167 | 0.048269 | 1.1382 | 0.04521 | 1.1382 | 0.11299 | 1.1382 | 0.10993 | 1.1382 | 1.527 | 6.1909 | 1.4744 | 5.4099
446515-Lighting - Interior Linear Fluorescent Fixture <=244 watts replacing 400 Watts (Tier 1) | 33.6631 | 21.7069 | 39.96 | 169992 | 2549880 | -440.64 | -6609.6 | 0.10024 | 1.2209 | 0.097029 | 1.2209 | 0.12758 | 1.2209 | 0.12437 | 1.2209 | 3.3891 | 10.3607 | 3.1408 | 8.3443
446516-Lighting - Interior Linear Fluorescent Fixture <=600 watts replacing >=400 Watts (Tier 1) | 15.4521 | 9.9639 | 18.36 | 78030 | 1170450 | -201.96 | -3029.4 | 0.093759 | 1.2215 | 0.090545 | 1.2215 | 0.13182 | 1.2215 | 0.1286 | 1.2215 | 2.9205 | 15.1133 | 2.7342 | 11.1745
446517-Lighting - Interior Linear Fluorescent Fixture <=64 watts replacing <=100 Watts | 2.0249 | 1.3057 | 2.4296 | 10225.3536 | 153380.304 | -26.9329 | -403.9928 | 0.074531 | 1.2205 | 0.07132 | 1.2205 | 0.1349 | 1.2205 | 0.13169 | 1.2205 | 2.0756 | 23.1945 | 1.9797 | 15.0498
446518-Lighting - Interior Linear Fluorescent Fixture 245-360 watts replacing 400 Watts (Tier 2) | 3.4039 | 2.1949 | 4.0842 | 17189.172 | 257837.58 | -45.2751 | -679.1258 | 0.067203 | 1.221 | 0.063991 | 1.221 | 0.12582 | 1.221 | 0.12261 | 1.221 | 1.8685 | 9.1402 | 1.7904 | 7.5336
446522-Lighting - Interior Pulse Start/Ceramic Metal Halide Fixtures <=600 watts Tier I | 1.1443 | 0.73786 | 1.3729 | 5778.3398 | 92453.4374 | -15.2197 | -243.5158 | 0.063146 | 1.2417 | 0.059896 | 1.2417 | 0.13831 | 1.2417 | 0.13507 | 1.2417 | 1.7544 | 33.2029 | 1.6854 | 18.708
446533-Lighting - Occupancy Sensor - High-Bay Sensor <12' | 1.124 | 0.69714 | 1.4426 | 6071.4239 | 48571.3912 | -17.9107 | -143.2856 | -0.10905 | 1.079 | -0.11186 | 1.079 | 0.086832 | 1.079 | 0.084015 | 1.079 | 0.51752 | 3.2772 | 0.51133 | 3.0438
446534-Lighting - Occupancy Sensor - High-Bay Sensor >=12' | 10.2126 | 6.5854 | 12.2535 | 51571.6831 | 412573.4646 | -152.1365 | -1217.0917 | 0.033121 | 1.079 | 0.030191 | 1.079 | 0.10659 | 1.079 | 0.10366 | 1.079 | 1.3139 | 5.7222 | 1.2748 | 5.047
446536-Lighting - Occupancy Sensor - Wallbox Lighting Sensor | 51.086 | 31.9433 | 62.7724 | 264192.3648 | 2113538.9184 | -779.3675 | -6234.9398 | 0.027138 | 1.079 | 0.024259 | 1.079 | 0.11678 | 1.079 | 0.1139 | 1.079 | 1.2417 | 12.9708 | 1.2066 | 9.9517
446537-Lighting - T8 to 4ft 25 Watt Lamp | 27.4608 | 17.1709 | 33.7428 | 142014.348 | 2130215.22 | -374.0556 | -5610.8347 | 0.12839 | 1.2209 | 0.12524 | 1.2209 | 0.13287 | 1.2209 | 0.12971 | 1.2209 | 13.431 | 24.1758 | 10.2253 | 15.4546
446538-Lighting - T8 to 4ft 28 Watt Lamp | 6.597 | 4.125 | 8.1061 | 34116.5664 | 511748.496 | -89.8606 | -1347.909 | 0.12231 | 1.2209 | 0.11915 | 1.2209 | 0.13357 | 1.2209 | 0.13041 | 1.2209 | 8.3725 | 27.6293 | 7.0038 | 16.7968
446574-Lighting - Exterior LED Fixtures <=110 watts | 0.017007 | 0.015418 | 0 | 1516.06 | 22740.9 | 0 | 0 | -0.59372 | 0 | -0.596 | 0 | 0.022959 | 0 | 0.020674 | 0 | 0.14444 | 1.2971 | 0.14397 | 1.2598
446575-Lighting - Exterior LED Fixtures <=192watts | 0.12804 | 0.11608 | 0 | 11414.1825 | 182626.92 | 0 | 0 | -0.61817 | 0 | -0.62048 | 0 | 0.031893 | 0 | 0.029578 | 0 | 0.1411 | 1.4578 | 0.14065 | 1.4109
446576-Lighting - Exterior LED Fixtures <=350 watts | 0.096365 | 0.087361 | 0 | 8590.3125 | 137445 | 0 | 0 | -0.90205 | 0 | -0.90436 | 0 | 0.020743 | 0 | 0.018427 | 0 | 0.10118 | 1.2567 | 0.10095 | 1.2217
446577-Lighting - Exterior LED Fixtures <=80 watts | 0.21025 | 0.19061 | 0 | 18742.5 | 299880 | 0 | 0 | -0.57883 | 0 | -0.58115 | 0 | 0.047674 | 0 | 0.045358 | 0 | 0.14925 | 1.885 | 0.14874 | 1.8073
446579-Lighting - Interior LED Fixtures <=130 watts | 0.010644 | 0.0096492 | 0.22544 | 948.8102 | 11385.7229 | -2.4991 | -29.9892 | -0.25278 | 1.1593 | -0.25497 | 1.1593 | 0.0746 | 1.1593 | 0.072411 | 1.1593 | 0.26652 | 4.3407 | 0.26486 | 3.9382
446582-Lighting - LED System <=15 watts Surface/Pendant/Recessed Down Lighting | 3.3805 | 2.1138 | 4.1539 | 17482.4698 | 31468.4456 | -46.0476 | -82.8856 | -0.51757 | 0.95588 | -0.52008 | 0.95588 | 0.044171 | 0.95588 | 0.041659 | 0.95588 | 0.17151 | 1.631 | 0.17082 | 1.5712
446584-Lighting - Linear LED Systems (T12 Basecase) | 0.0043388 | 0.002713 | 0.0053313 | 22.4381 | 246.8189 | -0.0591 | -0.6501 | -0.020244 | 1.1386 | -0.023252 | 1.1386 | -0.0033376 | 1.1386 | -0.0063453 | 1.1386 | 0.84724 | 0.95315 | 0.83082 | 0.93242
446586-Lighting - Premium Tier 5' Case Door | 41.1459 | 25.7279 | 32.589 | 212787 | 2340657 | 0 | 0 | 0.025532 | 0 | 0.022526 | 0 | 0.098947 | 0 | 0.095941 | 0 | 1.2401 | 4.0066 | 1.206 | 3.6712
446587-Lighting - Premium Tier 6' Case Door | 53.7222 | 33.5917 | 42.372 | 277825.5 | 3056080.5 | 0 | 0 | 0.057571 | 0 | 0.054565 | 0 | 0.10264 | 0 | 0.099637 | 0 | 1.7749 | 4.5127 | 1.7059 | 4.0917
446727-Lighting - Remove 4 Ft T-8 (De-Lamp 32W) | 17.3926 | 11.2152 | 20.8683 | 87829.056 | 1317435.84 | -231.3355 | -3470.0319 | 0.11399 | 1.2209 | 0.11078 | 1.2209 | 0.13566 | 1.2209 | 0.13244 | 1.2209 | 5.1206 | 26.3649 | 4.5741 | 16.3235
446739-A-lamps: 41-100 watts existing, up to 30 watts LED A-lamp | 5.5164 | 3.5572 | 5.9574 | 27856.9344 | 175498.6867 | -70.1398 | -441.8806 | 0.089761 | 1.0457 | 0.086915 | 1.0457 | 0.10392 | 1.0457 | 0.10107 | 1.0457 | 3.4869 | 5.8517 | 3.225 | 5.1498
446741-MR 16: 36-50 watts existing, 5 watts to 10 watts LED MR 16 | 18.9465 | 12.2172 | 20.4609 | 95676.2048 | 602760.09 | -240.899 | -1517.6638 | 0.062831 | 1.0457 | 0.059985 | 1.0457 | 0.096092 | 1.0457 | 0.093247 | 1.0457 | 1.9715 | 4.2561 | 1.8849 | 3.8722
446743-PAR 30: 51-75 watts existing, 10 watts to 21 watts LED PAR 30 | 10.1742 | 6.5606 | 10.9873 | 51377.3939 | 323677.5816 | -129.3609 | -814.9739 | 0.079454 | 1.0457 | 0.076609 | 1.0457 | 0.10279 | 1.0457 | 0.09994 | 1.0457 | 2.6943 | 5.5504 | 2.5352 | 4.915
446745-PAR 38: 51-90 watts existing, 11 watts to 25 watts LED PAR 38 | 20.3466 | 13.1201 | 21.9729 | 102746.3897 | 647302.2554 | -258.7007 | -1629.8146 | 0.077879 | 1.0456 | 0.075034 | 1.0456 | 0.10722 | 1.0456 | 0.10437 | 1.0456 | 2.6041 | 6.9517 | 2.4552 | 5.983
413001-Screw-in CFL (14 watt) <800 Lumens | 26.5384 | 26.5378 | 19.4974 | 194973.7936 | 1832753.6601 | -3404.4647 | -32001.9681 | 0.055067 | 0 | 0.052659 | 0 | 0.091191 | 0 | 0.088783 | 0 | 2.0889 | 7.3117 | 1.9939 | 6.2669
413005-Screw-in CFL (30 watt) >=2,001 Lumens | 33.1569 | 46.2332 | 24.7385 | 247384.7491 | 1311139.1705 | -4324.7407 | -22921.1255 | 0.075298 | 1.098 | 0.072662 | 1.098 | 0.093448 | 1.098 | 0.090813 | 1.098 | 2.3927 | 4.355 | 2.2458 | 3.8916
413007-Screw-in CFL (<= 12 watt) <800 Lumens | 0.21055 | 0.29359 | 0.15709 | 1570.924 | 8325.897 | -27.5692 | -146.1167 | 0.077387 | 1.098 | 0.074752 | 1.098 | 0.086903 | 1.098 | 0.084268 | 1.098 | 2.5218 | 3.3587 | 2.359 | 3.076
413008-Screw-in CFL (>39 watt) >=1,600 Lumens | 20.6872 | 28.8457 | 15.4348 | 154347.6981 | 818042.8 | -2697.0792 | -14294.5195 | 0.065386 | 1.098 | 0.062751 | 1.098 | 0.099766 | 1.098 | 0.097131 | 1.098 | 1.9204 | 6.0954 | 1.8246 | 5.2248
413009-Screw-in CFL (13 watt) 800-1,099 Lumens | 98.7298 | 137.6664 | 73.6626 | 736626.3705 | 3904119.7635 | -12880.6734 | -68267.569 | 0.077435 | 1.098 | 0.0748 | 1.098 | 0.083329 | 1.098 | 0.080694 | 1.098 | 2.5267 | 2.9884 | 2.3634 | 2.7627
413010-Screw-in CFL (18 watt) >= 1,100-1,599 Lumens | 80.0606 | 111.6345 | 59.7335 | 597334.7195 | 3165874.0135 | -10429.2715 | -55275.139 | 0.078539 | 1.098 | 0.075904 | 1.098 | 0.083573 | 1.098 | 0.080938 | 1.098 | 2.6027 | 3.0121 | 2.4299 | 2.783
413011-Screw-in CFL (19 watt) >= 1,100-1,599 Lumens | 43.812 | 61.0904 | 32.6883 | 326882.7516 | 1732478.5834 | -5701.7335 | -30219.1875 | 0.079543 | 1.098 | 0.076908 | 1.098 | 0.085283 | 1.098 | 0.082648 | 1.098 | 2.6758 | 3.1827 | 2.4935 | 2.9281
413012-Screw-in CFL (23 watt) <1,600 Lumens | 2.1059 | 2.9363 | 1.5712 | 15711.8292 | 83272.6948 | -274.0896 | -1452.6751 | 0.085437 | 1.098 | 0.082801 | 1.098 | 0.090539 | 1.098 | 0.087904 | 1.098 | 3.1989 | 3.8507 | 2.9418 | 3.4841
413014-Screw-in CFL (26 watt) >=1,600 Lumens | 0.0043597 | 0.0060791 | 0.0032528 | 32.5279 | 172.3978 | -0.56788 | -3.0097 | 0.079716 | 1.0985 | 0.077079 | 1.0985 | 0.09011 | 1.0985 | 0.087474 | 1.0985 | 2.685 | 3.7781 | 2.5015 | 3.4245
413017-Screw-in CFL (23 watt) >=1,600 Lumens | 284.7223 | 397.0098 | 212.4323 | 2124322.8368 | 11258911.035 | -37058.3763 | -196409.3944 | 0.083513 | 1.098 | 0.080878 | 1.098 | 0.086746 | 1.098 | 0.084111 | 1.098 | 3.007 | 3.3441 | 2.7786 | 3.0641
413018-Screw-in CFL (<=12 watt) >=800 Lumens | 1.1603 | 1.6179 | 0.86572 | 8657.2317 | 45883.3278 | -151.9315 | -805.2372 | 0.067354 | 1.098 | 0.064719 | 1.098 | 0.077349 | 1.098 | 0.074714 | 1.098 | 1.9971 | 2.5191 | 1.8936 | 2.3567
413020-Screw-in CFL (13 watt) <800 Lumens | 5.9107 | 8.2417 | 4.41 | 44099.6733 | 233728.2685 | -771.1284 | -4086.9803 | 0.083364 | 1.098 | 0.080728 | 1.098 | 0.091392 | 1.098 | 0.088756 | 1.098 | 2.9916 | 3.9845 | 2.7654 | 3.5931
413021-Screw-in CFL (14 watt) 800-1,099 Lumens | 6.8912 | 9.6089 | 5.1415 | 51415.4934 | 272502.1148 | -897.7731 | -4758.1975 | 0.076378 | 1.098 | 0.073743 | 1.098 | 0.085668 | 1.098 | 0.083033 | 1.098 | 2.4592 | 3.223 | 2.3043 | 2.9621
413022-Screw-in CFL (15 watt) 800-1,099 Lumens | 0.21951 | 0.30608 | 0.16378 | 1637.7515 | 8680.0829 | -28.7004 | -152.1121 | 0.086166 | 1.0981 | 0.08353 | 1.0981 | 0.087567 | 1.0981 | 0.084931 | 1.0981 | 3.2743 | 3.438 | 3.0051 | 3.1425
413023-Screw-in CFL (20 watt) >=1,100 Lumens | 50.2206 | 70.0264 | 37.4698 | 374697.554 | 1985897.0362 | -6553.8009 | -34735.1445 | 0.080834 | 1.098 | 0.078199 | 1.098 | 0.086716 | 1.098 | 0.08408 | 1.098 | 2.7737 | 3.3388 | 2.5781 | 3.0595
413025-Screw-in CFL (<=12 watt) <800 Lumens | 0.20044 | 0.27948 | 0.14955 | 1495.4647 | 7925.9631 | -26.2449 | -139.098 | 0.071758 | 1.0981 | 0.069123 | 1.0981 | 0.086914 | 1.0981 | 0.084278 | 1.0981 | 2.1975 | 3.359 | 2.0729 | 3.0763
413036-Commercial-Screw-in CFL (30 watt) >=2,001 Lumens | 11.8074 | 16.4639 | 18.6457 | 88095.1302 | 227285.4359 | -219.9066 | -567.3591 | 0.097029 | 1.0425 | 0.094563 | 1.0425 | 0.10205 | 1.0425 | 0.099582 | 1.0425 | 9.4768 | 17.2488 | 7.759 | 12.2946
413038-Commercial-Screw-in CFL (<= 12 watt) <800 Lumens | 0.56149 | 0.78292 | 0.88603 | 4189.2714 | 10808.3202 | -10.4517 | -26.9653 | 0.097621 | 1.0425 | 0.095155 | 1.0425 | 0.10025 | 1.0425 | 0.097783 | 1.0425 | 10.011 | 13.3335 | 8.1135 | 10.1667
413039-Commercial-Screw-in CFL (>39 watt) >=1,600 Lumens | 0.092177 | 0.059438 | 0.098447 | 465.4746 | 1200.9245 | -1.1613 | -2.9961 | 0.061852 | 1.043 | 0.059232 | 1.043 | 0.098189 | 1.043 | 0.095569 | 1.043 | 2.1168 | 6.7189 | 2.0172 | 5.8085
413040-Commercial-Screw-in CFL (13 watt) 800-1,099 Lumens | 54.9825 | 35.4542 | 58.9102 | 277650.342 | 716337.8824 | -695.333 | -1793.9592 | 0.10425 | 1.0425 | 0.10163 | 1.0425 | 0.10589 | 1.0425 | 0.10327 | 1.0425 | 10.6118 | 12.5511 | 8.5059 | 9.7083
413041-Commercial-Screw-in CFL (18 watt) >= 1,100-1,599 Lumens | 63.7406 | 41.1016 | 68.4242 | 321877.1196 | 830442.9686 | -805.705 | -2078.7189 | 0.10454 | 1.0425 | 0.10192 | 1.0425 | 0.10594 | 1.0425 | 0.10332 | 1.0425 | 10.9055 | 12.6206 | 8.6936 | 9.7499
413043-Commercial-Screw-in CFL (23 watt) >=1,600 Lumens | 149.8728 | 96.642 | 159.8983 | 756827.2908 | 1952614.4103 | -1888.3583 | -4871.9644 | 0.10588 | 1.0425 | 0.10326 | 1.0425 | 0.10685 | 1.0425 | 0.10423 | 1.0425 | 12.5403 | 14.063 | 9.7021 | 10.5891
413044-Commercial-Screw-in CFL (14 watt) 800-1,099 Lumens | 3.6261 | 2.3382 | 3.8837 | 18311.2164 | 47242.9383 | -45.778 | -118.1073 | 0.10395 | 1.0424 | 0.10134 | 1.0424 | 0.10653 | 1.0424 | 0.10391 | 1.0424 | 10.3259 | 13.533 | 8.3214 | 10.2857
413045-Commercial-Screw-in CFL (15 watt) 800-1,099 Lumens | 0.12587 | 0.081163 | 0.13429 | 635.607 | 1639.8661 | -1.5866 | -4.0935 | 0.10515 | 1.043 | 0.10253 | 1.043 | 0.10717 | 1.043 | 0.10455 | 1.043 | 11.5159 | 14.5263 | 9.0773 | 10.8497
413046-Commercial-Screw-in CFL (20 watt) >=1,100 Lumens | 26.4328 | 17.0446 | 28.2797 | 133480.3374 | 344379.2705 | -334.0779 | -861.921 | 0.10521 | 1.0425 | 0.1026 | 1.0425 | 0.10684 | 1.0425 | 0.10422 | 1.0425 | 11.6715 | 14.0496 | 9.1736 | 10.5813
413048-Turn-in - Screw-in CFL (23 watt) >=1,600 Lumens | 3.4435 | 4.8015 | 2.5692 | 25691.937 | 136167.2663 | -448.1906 | -2375.41 | 0.11558 | 1.098 | 0.11294 | 1.098 | 0.11558 | 1.098 | 0.11294 | 1.098 | 0 | 0 | 36.5915 | 36.5915
413049-Turn-in - Screw-in CFL (15 watt) 800-1,099 Lumens | 0.53058 | 0.73983 | 0.39587 | 3958.6793 | 20981.0005 | -69.373 | -367.6768 | 0.11558 | 1.098 | 0.11294 | 1.098 | 0.11558 | 1.098 | 0.11294 | 1.098 | 0 | 0 | 36.5584 | 36.5584
414002-Exterior Hardwired Fixtures (27 watt) | 13.7328 | 19.1487 | 0 | 102460.8 | 1639372.8 | 0 | 0 | 0.11042 | 0 | 0.10731 | 0 | 0.11996 | 0 | 0.11686 | 0 | 5.2919 | 8.4142 | 4.7222 | 7.0598
414005-Interior Hardwired Fixtures (30 watt) >=1,100 Lumens | 58.2189 | 81.1791 | 43.4374 | 434373.6 | 6949977.6 | -7587.792 | -121404.672 | 0.049822 | 1.318 | 0.046718 | 1.318 | 0.093542 | 1.318 | 0.090438 | 1.318 | 1.3105 | 2.6553 | 1.265 | 2.475
414008-Exterior Hardwired Fixtures (18 watt) >= 1,100 Lumens | 1.9272 | 1.9272 | 0 | 14158.8 | 226540.8 | 0 | 0 | 0.077005 | 0 | 0.07432 | 0 | 0.09337 | 0 | 0.090686 | 0 | 2.8895 | 4.8286 | 2.7109 | 4.3497
414009-Exterior Hardwired Fixtures (20 watt) | 2.1423 | 2.1422 | 0 | 15738.84 | 251821.44 | 0 | 0 | 0.079797 | 0 | 0.077113 | 0 | 0.095819 | 0 | 0.093134 | 0 | 3.1021 | 5.3674 | 2.8972 | 4.7822
414010-Exterior Hardwired Fixtures (65 watt) | 520.0038 | 519.9925 | 0 | 3820392 | 61126272 | 0 | 0 | 0.09536 | 0 | 0.092675 | 0 | 0.11045 | 0 | 0.10776 | 0 | 5.2562 | 16.0961 | 4.6937 | 11.7749
414013-Interior Hardwired Fixtures (26 watt) < 1,600 Lumens | 2.0531 | 2.053 | 1.5084 | 15083.7 | 241339.2 | -263.451 | -4215.216 | 0.040607 | 1.3181 | 0.037922 | 1.3181 | 0.094843 | 1.3181 | 0.092158 | 1.3181 | 1.2279 | 4.1328 | 1.1866 | 3.6995
414014-Interior Hardwired Fixtures (26 watt) >=1,600 Lumens | 21.9035 | 21.9031 | 16.0922 | 160922.16 | 2574754.56 | -2810.6568 | -44970.5088 | 0.030287 | 1.318 | 0.027602 | 1.318 | 0.071913 | 1.318 | 0.069228 | 1.318 | 1.0831 | 2.0663 | 1.0508 | 1.952
414018-Reflectors (15 watt) <800 Lumens | 279.7774 | 390.1148 | 208.7429 | 2087429.0884 | 11063374.1683 | -36489.555 | -193394.6415 | 0.052083 | 1.098 | 0.049448 | 1.098 | 0.098799 | 1.098 | 0.096163 | 1.098 | 1.518 | 5.7434 | 1.4575 | 4.964
414020-Globes (15 watt) 800-1099 Lumens | 10.6505 | 14.8508 | 7.9464 | 79463.7028 | 421157.6247 | -1392.5435 | -7380.4807 | 0.035173 | 1.098 | 0.032538 | 1.098 | 0.087556 | 1.098 | 0.084921 | 1.098 | 1.1981 | 3.4377 | 1.1601 | 3.1422
414021-Reflectors (18 watt) 800-1,099 Lumens | 314.7747 | 438.9142 | 234.8545 | 2348545.1913 | 12447289.5139 | -41061.6611 | -217626.8038 | 0.052627 | 1.098 | 0.049991 | 1.098 | 0.096958 | 1.098 | 0.094323 | 1.098 | 1.531 | 5.1756 | 1.4695 | 4.534
414022-A-Lamp (13 watt) < 800 Lumens | 77.4951 | 108.0573 | 57.8194 | 578193.628 | 3064426.2284 | -10110.3132 | -53584.6597 | 0.055976 | 1.098 | 0.05334 | 1.098 | 0.096955 | 1.098 | 0.09432 | 1.098 | 1.617 | 5.1747 | 1.5485 | 4.5333
414026-A-Lamp (15 watt) <1,100 Lumens | 365.4884 | 509.6281 | 272.6922 | 2726921.7576 | 14452685.3151 | -47787.3182 | -253272.7863 | 0.08023 | 1.098 | 0.077595 | 1.098 | 0.087556 | 1.098 | 0.084921 | 1.098 | 2.7253 | 3.4377 | 2.5362 | 3.1422
414027-A-Lamp (18 watt) <1,100 Lumens | 18.986 | 26.4737 | 14.1655 | 141655.4647 | 750773.963 | -2473.2587 | -13108.2712 | 0.057032 | 1.098 | 0.054397 | 1.098 | 0.092303 | 1.098 | 0.089667 | 1.098 | 1.6467 | 4.1416 | 1.5757 | 3.7204
414030-Reflectors (20 watt) 800-1,099 Lumens | 121.3384 | 169.1913 | 90.531 | 905309.7777 | 4798141.8217 | -15842.9211 | -83967.4819 | 0.058849 | 1.098 | 0.056214 | 1.098 | 0.098799 | 1.098 | 0.096163 | 1.098 | 1.6986 | 5.7422 | 1.6232 | 4.9629
414031-Reflectors (23 watt) 1,100-1,599 Lumens | 61.5298 | 85.7957 | 45.9076 | 459075.965 | 2433102.6147 | -8022.2366 | -42517.8538 | 0.045649 | 1.098 | 0.043014 | 1.098 | 0.095536 | 1.098 | 0.0929 | 1.098 | 1.3784 | 4.8088 | 1.3283 | 4.2501
414033-Reflectors Dimmable (23 watt) =1,100 - 1,599 Lumens | 305.6718 | 426.2213 | 228.0628 | 2280627.7956 | 12087327.3167 | -39853.3948 | -211222.9925 | 0.070235 | 1.098 | 0.067599 | 1.098 | 0.095535 | 1.098 | 0.0929 | 1.098 | 2.1257 | 4.8088 | 2.009 | 4.2501
414038-Exterior Hardwired Fixtures (15 watt) <1,100 Lumens | 27.7668 | 27.7662 | 0 | 203998.5 | 3263976 | 0 | 0 | 0.078044 | 0 | 0.075359 | 0 | 0.10313 | 0 | 0.10045 | 0 | 2.9648 | 8.048 | 2.7771 | 6.8002
414042-Globes (<= 12 watt) <800 Lumens | 135.2828 | 188.635 | 100.935 | 1009349.5204 | 5349552.4582 | -17713.7499 | -93882.8743 | 0.010283 | 1.098 | 0.0076481 | 1.098 | 0.086907 | 1.098 | 0.084271 | 1.098 | 0.91466 | 3.3588 | 0.89233 | 3.0761
414045-A-Lamp (14 watt) >=800 Lumens | 832.5403 | 1160.874 | 621.1612 | 6211612.3716 | 32921545.5694 | -108461.8326 | -574847.7128 | 0.065069 | 1.098 | 0.062434 | 1.098 | 0.084422 | 1.098 | 0.081787 | 1.098 | 1.9086 | 3.0941 | 1.814 | 2.8529
414051-Reflectors (15 watt) 800-1,099 Lumens | 135.3282 | 188.6984 | 100.9689 | 1009688.6554 | 5351349.8734 | -17649.9839 | -93544.9145 | 0.05138 | 1.098 | 0.048745 | 1.098 | 0.093205 | 1.098 | 0.090569 | 1.098 | 1.5013 | 4.3076 | 1.4421 | 3.8537
414052-Reflectors Dimmable (15 watt) 800-1,099 Lumens | 28.6479 | 39.9459 | 21.3743 | 213743.0618 | 1132838.2278 | -3736.3613 | -19802.7148 | 0.039509 | 1.098 | 0.036874 | 1.098 | 0.092272 | 1.098 | 0.089637 | 1.098 | 1.2671 | 4.1353 | 1.2246 | 3.7152
414054-A-Lamp (<=12 watt) <800 Lumens | 33.643 | 46.911 | 25.1012 | 251011.6986 | 1330362.0027 | -4405.1722 | -23347.4126 | 0.068555 | 1.098 | 0.06592 | 1.098 | 0.086907 | 1.098 | 0.084272 | 1.098 | 2.0481 | 3.3588 | 1.9394 | 3.0761
414064-Commercial Exterior Hardwired Fixtures (65 watt) | 4.886 | 8.599 | 0 | 235886.4788 | 3538297.1812 | 0 | 0 | -0.092076 | 0 | -0.094175 | 0 | 0.072684 | 0 | 0.070585 | 0 | 0.49998 | 4.7498 | 0.49434 | 4.2857
414065-Commercial-Reflectors (15 watt) <800 Lumens | 18.2749 | 11.7841 | 9.2285 | 92284.5928 | 238094.2493 | -1617.2203 | -4172.4283 | -0.048161 | 1.0425 | -0.050779 | 1.0425 | 0.077393 | 1.0425 | 0.074775 | 1.0425 | 0.59242 | 2.5794 | 0.58306 | 2.4108
414067-Commercial-Globes (15 watt) 800-1099 Lumens | 5.6137 | 3.6199 | 5.9893 | 28348.0722 | 73138.0263 | -70.7636 | -182.5701 | 0.09264 | 1.0425 | 0.090022 | 1.0425 | 0.10709 | 1.0425 | 0.10447 | 1.0425 | 5.0593 | 14.5159 | 4.5252 | 10.8438
414068-Commercial-Reflectors (18 watt) 800-1,099 Lumens | 20.5997 | 13.2832 | 10.4024 | 104024.3018 | 268382.6987 | -1816.2308 | -4685.8753 | -0.025326 | 1.0425 | -0.027944 | 1.0425 | 0.073368 | 1.0425 | 0.07075 | 1.0425 | 0.68943 | 2.3306 | 0.67679 | 2.1922
414069-Commercial-A-Lamp (15 watt) <1,100 Lumens | 193.0183 | 124.4633 | 205.9336 | 974703.3345 | 2514734.603 | -2433.094 | -6277.3826 | 0.10508 | 1.0425 | 0.10246 | 1.0425 | 0.1071 | 1.0425 | 0.10448 | 1.0425 | 11.5082 | 14.5166 | 9.0725 | 10.8442
414070-Commercial-A-Lamp (18 watt) <1,100 Lumens | 9.9614 | 6.4233 | 10.6933 | 50302.7982 | 129781.2194 | -125.9152 | -324.8612 | 0.10667 | 1.0425 | 0.10405 | 1.0425 | 0.10836 | 1.0425 | 0.10574 | 1.0425 | 13.7569 | 17.3531 | 10.4144 | 12.3523
414072-Commercial-Reflectors (20 watt) 800-1,099 Lumens | 7.9325 | 5.1151 | 4.0058 | 40057.578 | 103348.5512 | -700.6435 | -1807.6601 | -0.011567 | 1.0425 | -0.014185 | 1.0425 | 0.077437 | 1.0425 | 0.074819 | 1.0425 | 0.76422 | 2.5835 | 0.74871 | 2.4144
414073-Commercial-Reflectors (23 watt) 1,100-1,599 Lumens | 4.029 | 2.598 | 2.0346 | 20345.6845 | 52491.866 | -354.9263 | -915.7098 | -0.040764 | 1.0425 | -0.043382 | 1.0425 | 0.070226 | 1.0425 | 0.067608 | 1.0425 | 0.62111 | 2.1669 | 0.61084 | 2.0467
414076-Commercial-A-Lamp (14 watt) >=800 Lumens | 437.5647 | 282.1533 | 468.6517 | 2209612.7052 | 5700800.7794 | -5524.0318 | -14252.0019 | 0.10004 | 1.0425 | 0.097426 | 1.0425 | 0.10619 | 1.0425 | 0.10357 | 1.0425 | 7.591 | 12.9925 | 6.449 | 9.9704
414077-Com-Reflectors (15 watt) 800-1,099 Lumens | 8.8392 | 5.6997 | 4.4636 | 44636.0512 | 115161.012 | -782.2143 | -2018.1129 | -0.028379 | 1.0425 | -0.030997 | 1.0425 | 0.064915 | 1.0425 | 0.062297 | 1.0425 | 0.67426 | 1.9346 | 0.66215 | 1.8381
414079-Commercial-A-Lamp (<=12 watt) <800 Lumens | 17.7533 | 11.4478 | 18.961 | 89650.408 | 231298.0525 | -223.6658 | -577.0578 | 0.10184 | 1.0425 | 0.099225 | 1.0425 | 0.10691 | 1.0425 | 0.10429 | 1.0425 | 8.6432 | 14.1748 | 7.1929 | 10.6524
414080-Globes (14 watt) 800-1099 Lumens | 7.3178 | 10.2037 | 5.4598 | 54598.2737 | 289370.8508 | -953.3481 | -5052.7449 | 0.029758 | 1.098 | 0.027123 | 1.098 | 0.085669 | 1.098 | 0.083033 | 1.098 | 1.1233 | 3.2231 | 1.0899 | 2.9621
414081-Reflectors (16 watt) 800-1,099 Lumens | 0.22773 | 0.31754 | 0.17053 | 1699.082 | 9005.1346 | -29.7185 | -157.508 | 0.044632 | 1.0981 | 0.041997 | 1.0981 | 0.094606 | 1.0981 | 0.09197 | 1.0981 | 1.3583 | 4.5916 | 1.3096 | 4.0794
414082-23 Watt Fixture CFL - Outdoor | 2.696 | 2.6959 | 0 | 19806.864 | 297102.96 | 0 | 0 | 0.071591 | 0 | 0.068939 | 0 | 0.091749 | 0 | 0.089096 | 0 | 2.5992 | 4.728 | 2.4537 | 4.2679
414085-38-42W Bare Spiral CFL >1600 lumens | 262.3741 | 365.8481 | 195.7582 | 1957582.3344 | 10375186.3723 | -34257.6909 | -181565.7615 | 0.049643 | 1.098 | 0.047008 | 1.098 | 0.094807 | 1.098 | 0.092171 | 1.098 | 1.4615 | 4.6387 | 1.4053 | 4.1165
414087-23 Watt Fixture CFL - Interior | 0.51696 | 0.72084 | 0.38571 | 3857.0532 | 57855.798 | -67.4414 | -1011.6206 | 0.012628 | 1.2974 | 0.0095613 | 1.2974 | 0.067504 | 1.2974 | 0.064438 | 1.2974 | 0.91746 | 1.6691 | 0.89495 | 1.596
414096-Reflectors Dimmable (23 watt) =800 -1,099 Lumens | 59.4079 | 82.8369 | 44.3245 | 443244.5186 | 2349195.9488 | -7745.586 | -41051.606 | 0.075975 | 1.098 | 0.07334 | 1.098 | 0.101 | 1.098 | 0.098367 | 1.098 | 2.4338 | 6.6121 | 2.282 | 5.5998
447144-Lighting - Exterior Linear Fl. Lighting | 121.1728 | 213.2559 | 489.5547 | 5850000 | 87750000 | 0 | 0 | 0.049284 | 0 | 0.047184 | 0 | 0.080934 | 0 | 0.078834 | 0 | 2.1508 | 8.2419 | 2.0503 | 6.9381
447257-Lighting - Exterior Linear Fl. Lighting | 484.6911 | 853.0236 | 1958.2187 | 23400000 | 351000000 | 0 | 0 | 0.050865 | 0 | 0.048729 | 0 | 0.082515 | 0 | 0.080379 | 0 | 2.1877 | 8.3834 | 2.0838 | 7.0381
461791-Lighting - Interior Linear Fixtures - Dual Baseline | 703.1641 | 453.4188 | 599.009 | 3550835.6755 | 53262535.133 | 38.7821 | 581.7322 | 0.10773 | 0.93153 | 0.10457 | 0.90427 | 0.10032 | 0.86745 | 0.097165 | 0.84019 | 4.5277 | 3.6436 | 4.104 | 3.3641
461792-Lighting - Interior Linear Fixtures - Dual Baseline | 3835.4407 | 2473.1934 | 3267.322 | 19368194.5938 | 290522918.9073 | 211.539 | 3173.0845 | 0.10725 | 0.92729 | 0.10411 | 0.90013 | 0.099843 | 0.86323 | 0.096701 | 0.83607 | 4.5121 | 3.6311 | 4.0912 | 3.3535
411012-Lighting - Interior Linear Fixtures - Dual Baseline | 1343.0095 | 866.008 | 1144.0783 | 6781924.4089 | 101728866.1342 | 74.072 | 1111.0803 | 0.10517 | 0.90867 | 0.10207 | 0.88194 | 0.097757 | 0.84465 | 0.094663 | 0.81792 | 4.4438 | 3.5761 | 4.035 | 3.3065
447262-Lighting - Interior Linear Fixtures | 811.2894 | 523.1408 | 691.1184 | 4096846.26 | 61452693.9 | 44.7457 | 671.1849 | 0.10753 | 0.9319 | 0.10432 | 0.90407 | 0.11853 | 1.0272 | 0.11531 | 0.99936 | 4.2247 | 6.3033 | 3.8536 | 5.5113
441993-Lighting - Interior Linear Fixtures - Dual Baseline | 158.0011 | 101.8833 | 134.5974 | 797873.4219 | 11968101.3285 | 8.7144 | 130.7153 | 0.10517 | 0.90867 | 0.10207 | 0.88194 | 0.097757 | 0.84465 | 0.094663 | 0.81792 | 4.4438 | 3.5761 | 4.035 | 3.3065
454525-Lighting - Interior Linear Fixtures | 95.4458 | 61.546 | 81.3081 | 481982.085 | 7229731.275 | 5.2642 | 78.963 | 0.10753 | 0.9319 | 0.10432 | 0.90407 | 0.11853 | 1.0272 | 0.11531 | 0.99936 | 4.2247 | 6.3033 | 3.8536 | 5.5113
443995-Lighting - Interior Linear Fixtures - Dual Baseline | 91.1545 | 58.7788 | 77.6524 | 460311.5896 | 6904673.8434 | 4.3572 | 65.3577 | 0.11048 | 0.95457 | 0.10739 | 0.92784 | 0.10282 | 0.88836 | 0.099723 | 0.86163 | 5.3797 | 4.1262 | 4.7919 | 3.7714
461788-Lighting - Interior Linear Fixtures | 47.7229 | 30.773 | 40.654 | 240990.75 | 3614861.25 | 2.6321 | 39.4814 | 0.10753 | 0.9319 | 0.10432 | 0.90407 | 0.11853 | 1.0272 | 0.11531 | 0.99936 | 4.2247 | 6.3033 | 3.8536 | 5.5113
0 | 0 | 0 | 0 | 0 | 0 | 0 | 0 | 0 | 0 | 0 | 0 | 0 | 0 | 0 | 0 | 0 | 0 | 0 | 0
0 | 0 | 0 | 0 | 0 | 0 | 0 | 0 | 0 | 0 | 0 | 0 | 0 | 0 | 0 | 0 | 0 | 0 | 0 | 0
0 | 0 | 0 | 0 | 0 | 0 | 0 | 0 | 0 | 0 | 0 | 0 | 0 | 0 | 0 | 0 | 0 | 0 | 0 | 0
0 | 0 | 0 | 0 | 0 | 0 | 0 | 0 | 0 | 0 | 0 | 0 | 0 | 0 | 0 | 0 | 0 | 0 | 0 | 0
0 | 0 | 0 | 0 | 0 | 0 | 0 | 0 | 0 | 0 | 0 | 0 | 0 | 0 | 0 | 0 | 0 | 0 | 0 | 0
0 | 0 | 0 | 0 | 0 | 0 | 0 | 0 | 0 | 0 | 0 | 0 | 0 | 0 | 0 | 0 | 0 | 0 | 0 | 0
0 | 0 | 0 | 0 | 0 | 0 | 0 | 0 | 0 | 0 | 0 | 0 | 0 | 0 | 0 | 0 | 0 | 0 | 0 | 0
0 | 0 | 0 | 0 | 0 | 0 | 0 | 0 | 0 | 0 | 0 | 0 | 0 | 0 | 0 | 0 | 0 | 0 | 0 | 0
0 | 0 | 0 | 0 | 0 | 0 | 0 | 0 | 0 | 0 | 0 | 0 | 0 | 0 | 0 | 0 | 0 | 0 | 0 | 0
0 | 0 | 0 | 0 | 0 | 0 | 0 | 0 | 0 | 0 | 0 | 0 | 0 | 0 | 0 | 0 | 0 | 0 | 0 | 0
0 | 0 | 0 | 0 | 0 | 0 | 0 | 0 | 0 | 0 | 0 | 0 | 0 | 0 | 0 | 0 | 0 | 0 | 0 | 0
0 | 0 | 0 | 0 | 0 | 0 | 0 | 0 | 0 | 0 | 0 | 0 | 0 | 0 | 0 | 0 | 0 | 0 | 0 | 0
0 | 0 | 0 | 0 | 0 | 0 | 0 | 0 | 0 | 0 | 0 | 0 | 0 | 0 | 0 | 0 | 0 | 0 | 0 | 0
0 | 0 | 0 | 0 | 0 | 0 | 0 | 0 | 0 | 0 | 0 | 0 | 0 | 0 | 0 | 0 | 0 | 0 | 0 | 0
0 | 0 | 0 | 0 | 0 | 0 | 0 | 0 | 0 | 0 | 0 | 0 | 0 | 0 | 0 | 0 | 0 | 0 | 0 | 0
0 | 0 | 0 | 0 | 0 | 0 | 0 | 0 | 0 | 0 | 0 | 0 | 0 | 0 | 0 | 0 | 0 | 0 | 0 | 0
0 | 0 | 0 | 0 | 0 | 0 | 0 | 0 | 0 | 0 | 0 | 0 | 0 | 0 | 0 | 0 | 0 | 0 | 0 | 0
0 | 0 | 0 | 0 | 0 | 0 | 0 | 0 | 0 | 0 | 0 | 0 | 0 | 0 | 0 | 0 | 0 | 0 | 0 | 0
0 | 0 | 0 | 0 | 0 | 0 | 0 | 0 | 0 | 0 | 0 | 0 | 0 | 0 | 0 | 0 | 0 | 0 | 0 | 0
0 | 0 | 0 | 0 | 0 | 0 | 0 | 0 | 0 | 0 | 0 | 0 | 0 | 0 | 0 | 0 | 0 | 0 | 0 | 0
0 | 0 | 0 | 0 | 0 | 0 | 0 | 0 | 0 | 0 | 0 | 0 | 0 | 0 | 0 | 0 | 0 | 0 | 0 | 0
0 | 0 | 0 | 0 | 0 | 0 | 0 | 0 | 0 | 0 | 0 | 0 | 0 | 0 | 0 | 0 | 0 | 0 | 0 | 0
0 | 0 | 0 | 0 | 0 | 0 | 0 | 0 | 0 | 0 | 0 | 0 | 0 | 0 | 0 | 0 | 0 | 0 | 0 | 0
0 | 0 | 0 | 0 | 0 | 0 | 0 | 0 | 0 | 0 | 0 | 0 | 0 | 0 | 0 | 0 | 0 | 0 | 0 | 0
0 | 0 | 0 | 0 | 0 | 0 | 0 | 0 | 0 | 0 | 0 | 0 | 0 | 0 | 0 | 0 | 0 | 0 | 0 | 0
0 | 0 | 0 | 0 | 0 | 0 | 0 | 0 | 0 | 0 | 0 | 0 | 0 | 0 | 0 | 0 | 0 | 0 | 0 | 0
0 | 0 | 0 | 0 | 0 | 0 | 0 | 0 | 0 | 0 | 0 | 0 | 0 | 0 | 0 | 0 | 0 | 0 | 0 | 0
0 | 0 | 0 | 0 | 0 | 0 | 0 | 0 | 0 | 0 | 0 | 0 | 0 | 0 | 0 | 0 | 0 | 0 | 0 | 0
0 | 0 | 0 | 0 | 0 | 0 | 0 | 0 | 0 | 0 | 0 | 0 | 0 | 0 | 0 | 0 | 0 | 0 | 0 | 0
0 | 0 | 0 | 0 | 0 | 0 | 0 | 0 | 0 | 0 | 0 | 0 | 0 | 0 | 0 | 0 | 0 | 0 | 0 | 0
0 | 0 | 0 | 0 | 0 | 0 | 0 | 0 | 0 | 0 | 0 | 0 | 0 | 0 | 0 | 0 | 0 | 0 | 0 | 0
0 | 0 | 0 | 0 | 0 | 0 | 0 | 0 | 0 | 0 | 0 | 0 | 0 | 0 | 0 | 0 | 0 | 0 | 0 | 0
0 | 0 | 0 | 0 | 0 | 0 | 0 | 0 | 0 | 0 | 0 | 0 | 0 | 0 | 0 | 0 | 0 | 0 | 0 | 0
0 | 0 | 0 | 0 | 0 | 0 | 0 | 0 | 0 | 0 | 0 | 0 | 0 | 0 | 0 | 0 | 0 | 0 | 0 | 0
0 | 0 | 0 | 0 | 0 | 0 | 0 | 0 | 0 | 0 | 0 | 0 | 0 | 0 | 0 | 0 | 0 | 0 | 0 | 0
0 | 0 | 0 | 0 | 0 | 0 | 0 | 0 | 0 | 0 | 0 | 0 | 0 | 0 | 0 | 0 | 0 | 0 | 0 | 0
0 | 0 | 0 | 0 | 0 | 0 | 0 | 0 | 0 | 0 | 0 | 0 | 0 | 0 | 0 | 0 | 0 | 0 | 0 | 0
0 | 0 | 0 | 0 | 0 | 0 | 0 | 0 | 0 | 0 | 0 | 0 | 0 | 0 | 0 | 0 | 0 | 0 | 0 | 0
0 | 0 | 0 | 0 | 0 | 0 | 0 | 0 | 0 | 0 | 0 | 0 | 0 | 0 | 0 | 0 | 0 | 0 | 0 | 0
0 | 0 | 0 | 0 | 0 | 0 | 0 | 0 | 0 | 0 | 0 | 0 | 0 | 0 | 0 | 0 | 0 | 0 | 0 | 0
0 | 0 | 0 | 0 | 0 | 0 | 0 | 0 | 0 | 0 | 0 | 0 | 0 | 0 | 0 | 0 | 0 | 0 | 0 | 0
0 | 0 | 0 | 0 | 0 | 0 | 0 | 0 | 0 | 0 | 0 | 0 | 0 | 0 | 0 | 0 | 0 | 0 | 0 | 0
0 | 0 | 0 | 0 | 0 | 0 | 0 | 0 | 0 | 0 | 0 | 0 | 0 | 0 | 0 | 0 | 0 | 0 | 0 | 0
0 | 0 | 0 | 0 | 0 | 0 | 0 | 0 | 0 | 0 | 0 | 0 | 0 | 0 | 0 | 0 | 0 | 0 | 0 | 0
0 | 0 | 0 | 0 | 0 | 0 | 0 | 0 | 0 | 0 | 0 | 0 | 0 | 0 | 0 | 0 | 0 | 0 | 0 | 0
0 | 0 | 0 | 0 | 0 | 0 | 0 | 0 | 0 | 0 | 0 | 0 | 0 | 0 | 0 | 0 | 0 | 0 | 0 | 0
0 | 0 | 0 | 0 | 0 | 0 | 0 | 0 | 0 | 0 | 0 | 0 | 0 | 0 | 0 | 0 | 0 | 0 | 0 | 0
0 | 0 | 0 | 0 | 0 | 0 | 0 | 0 | 0 | 0 | 0 | 0 | 0 | 0 | 0 | 0 | 0 | 0 | 0 | 0
0 | 0 | 0 | 0 | 0 | 0 | 0 | 0 | 0 | 0 | 0 | 0 | 0 | 0 | 0 | 0 | 0 | 0 | 0 | 0
0 | 0 | 0 | 0 | 0 | 0 | 0 | 0 | 0 | 0 | 0 | 0 | 0 | 0 | 0 | 0 | 0 | 0 | 0 | 0
0 | 0 | 0 | 0 | 0 | 0 | 0 | 0 | 0 | 0 | 0 | 0 | 0 | 0 | 0 | 0 | 0 | 0 | 0 | 0
0 | 0 | 0 | 0 | 0 | 0 | 0 | 0 | 0 | 0 | 0 | 0 | 0 | 0 | 0 | 0 | 0 | 0 | 0 | 0
0 | 0 | 0 | 0 | 0 | 0 | 0 | 0 | 0 | 0 | 0 | 0 | 0 | 0 | 0 | 0 | 0 | 0 | 0 | 0
0 | 0 | 0 | 0 | 0 | 0 | 0 | 0 | 0 | 0 | 0 | 0 | 0 | 0 | 0 | 0 | 0 | 0 | 0 | 0
0 | 0 | 0 | 0 | 0 | 0 | 0 | 0 | 0 | 0 | 0 | 0 | 0 | 0 | 0 | 0 | 0 | 0 | 0 | 0
0 | 0 | 0 | 0 | 0 | 0 | 0 | 0 | 0 | 0 | 0 | 0 | 0 | 0 | 0 | 0 | 0 | 0 | 0 | 0
0 | 0 | 0 | 0 | 0 | 0 | 0 | 0 | 0 | 0 | 0 | 0 | 0 | 0 | 0 | 0 | 0 | 0 | 0 | 0
0 | 0 | 0 | 0 | 0 | 0 | 0 | 0 | 0 | 0 | 0 | 0 | 0 | 0 | 0 | 0 | 0 | 0 | 0 | 0
0 | 0 | 0 | 0 | 0 | 0 | 0 | 0 | 0 | 0 | 0 | 0 | 0 | 0 | 0 | 0 | 0 | 0 | 0 | 0
0 | 0 | 0 | 0 | 0 | 0 | 0 | 0 | 0 | 0 | 0 | 0 | 0 | 0 | 0 | 0 | 0 | 0 | 0 | 0
0 | 0 | 0 | 0 | 0 | 0 | 0 | 0 | 0 | 0 | 0 | 0 | 0 | 0 | 0 | 0 | 0 | 0 | 0 | 0
0 | 0 | 0 | 0 | 0 | 0 | 0 | 0 | 0 | 0 | 0 | 0 | 0 | 0 | 0 | 0 | 0 | 0 | 0 | 0
0 | 0 | 0 | 0 | 0 | 0 | 0 | 0 | 0 | 0 | 0 | 0 | 0 | 0 | 0 | 0 | 0 | 0 | 0 | 0
0 | 0 | 0 | 0 | 0 | 0 | 0 | 0 | 0 | 0 | 0 | 0 | 0 | 0 | 0 | 0 | 0 | 0 | 0 | 0
0 | 0 | 0 | 0 | 0 | 0 | 0 | 0 | 0 | 0 | 0 | 0 | 0 | 0 | 0 | 0 | 0 | 0 | 0 | 0
0 | 0 | 0 | 0 | 0 | 0 | 0 | 0 | 0 | 0 | 0 | 0 | 0 | 0 | 0 | 0 | 0 | 0 | 0 | 0
0 | 0 | 0 | 0 | 0 | 0 | 0 | 0 | 0 | 0 | 0 | 0 | 0 | 0 | 0 | 0 | 0 | 0 | 0 | 0
0 | 0 | 0 | 0 | 0 | 0 | 0 | 0 | 0 | 0 | 0 | 0 | 0 | 0 | 0 | 0 | 0 | 0 | 0 | 0
0 | 0 | 0 | 0 | 0 | 0 | 0 | 0 | 0 | 0 | 0 | 0 | 0 | 0 | 0 | 0 | 0 | 0 | 0 | 0
0 | 0 | 0 | 0 | 0 | 0 | 0 | 0 | 0 | 0 | 0 | 0 | 0 | 0 | 0 | 0 | 0 | 0 | 0 | 0
0 | 0 | 0 | 0 | 0 | 0 | 0 | 0 | 0 | 0 | 0 | 0 | 0 | 0 | 0 | 0 | 0 | 0 | 0 | 0
0 | 0 | 0 | 0 | 0 | 0 | 0 | 0 | 0 | 0 | 0 | 0 | 0 | 0 | 0 | 0 | 0 | 0 | 0 | 0
0 | 0 | 0 | 0 | 0 | 0 | 0 | 0 | 0 | 0 | 0 | 0 | 0 | 0 | 0 | 0 | 0 | 0 | 0 | 0
0 | 0 | 0 | 0 | 0 | 0 | 0 | 0 | 0 | 0 | 0 | 0 | 0 | 0 | 0 | 0 | 0 | 0 | 0 | 0
0 | 0 | 0 | 0 | 0 | 0 | 0 | 0 | 0 | 0 | 0 | 0 | 0 | 0 | 0 | 0 | 0 | 0 | 0 | 0
0 | 0 | 0 | 0 | 0 | 0 | 0 | 0 | 0 | 0 | 0 | 0 | 0 | 0 | 0 | 0 | 0 | 0 | 0 | 0
0 | 0 | 0 | 0 | 0 | 0 | 0 | 0 | 0 | 0 | 0 | 0 | 0 | 0 | 0 | 0 | 0 | 0 | 0 | 0
0 | 0 | 0 | 0 | 0 | 0 | 0 | 0 | 0 | 0 | 0 | 0 | 0 | 0 | 0 | 0 | 0 | 0 | 0 | 0
0 | 0 | 0 | 0 | 0 | 0 | 0 | 0 | 0 | 0 | 0 | 0 | 0 | 0 | 0 | 0 | 0 | 0 | 0 | 0
0 | 0 | 0 | 0 | 0 | 0 | 0 | 0 | 0 | 0 | 0 | 0 | 0 | 0 | 0 | 0 | 0 | 0 | 0 | 0
0 | 0 | 0 | 0 | 0 | 0 | 0 | 0 | 0 | 0 | 0 | 0 | 0 | 0 | 0 | 0 | 0 | 0 | 0 | 0
0 | 0 | 0 | 0 | 0 | 0 | 0 | 0 | 0 | 0 | 0 | 0 | 0 | 0 | 0 | 0 | 0 | 0 | 0 | 0
0 | 0 | 0 | 0 | 0 | 0 | 0 | 0 | 0 | 0 | 0 | 0 | 0 | 0 | 0 | 0 | 0 | 0 | 0 | 0
0 | 0 | 0 | 0 | 0 | 0 | 0 | 0 | 0 | 0 | 0 | 0 | 0 | 0 | 0 | 0 | 0 | 0 | 0 | 0
0 | 0 | 0 | 0 | 0 | 0 | 0 | 0 | 0 | 0 | 0 | 0 | 0 | 0 | 0 | 0 | 0 | 0 | 0 | 0
0 | 0 | 0 | 0 | 0 | 0 | 0 | 0 | 0 | 0 | 0 | 0 | 0 | 0 | 0 | 0 | 0 | 0 | 0 | 0
0 | 0 | 0 | 0 | 0 | 0 | 0 | 0 | 0 | 0 | 0 | 0 | 0 | 0 | 0 | 0 | 0 | 0 | 0 | 0
0 | 0 | 0 | 0 | 0 | 0 | 0 | 0 | 0 | 0 | 0 | 0 | 0 | 0 | 0 | 0 | 0 | 0 | 0 | 0
0 | 0 | 0 | 0 | 0 | 0 | 0 | 0 | 0 | 0 | 0 | 0 | 0 | 0 | 0 | 0 | 0 | 0 | 0 | 0
0 | 0 | 0 | 0 | 0 | 0 | 0 | 0 | 0 | 0 | 0 | 0 | 0 | 0 | 0 | 0 | 0 | 0 | 0 | 0
0 | 0 | 0 | 0 | 0 | 0 | 0 | 0 | 0 | 0 | 0 | 0 | 0 | 0 | 0 | 0 | 0 | 0 | 0 | 0
0 | 0 | 0 | 0 | 0 | 0 | 0 | 0 | 0 | 0 | 0 | 0 | 0 | 0 | 0 | 0 | 0 | 0 | 0 | 0
0 | 0 | 0 | 0 | 0 | 0 | 0 | 0 | 0 | 0 | 0 | 0 | 0 | 0 | 0 | 0 | 0 | 0 | 0 | 0
0 | 0 | 0 | 0 | 0 | 0 | 0 | 0 | 0 | 0 | 0 | 0 | 0 | 0 | 0 | 0 | 0 | 0 | 0 | 0
0 | 0 | 0 | 0 | 0 | 0 | 0 | 0 | 0 | 0 | 0 | 0 | 0 | 0 | 0 | 0 | 0 | 0 | 0 | 0
0 | 0 | 0 | 0 | 0 | 0 | 0 | 0 | 0 | 0 | 0 | 0 | 0 | 0 | 0 | 0 | 0 | 0 | 0 | 0
0 | 0 | 0 | 0 | 0 | 0 | 0 | 0 | 0 | 0 | 0 | 0 | 0 | 0 | 0 | 0 | 0 | 0 | 0 | 0
0 | 0 | 0 | 0 | 0 | 0 | 0 | 0 | 0 | 0 | 0 | 0 | 0 | 0 | 0 | 0 | 0 | 0 | 0 | 0
0 | 0 | 0 | 0 | 0 | 0 | 0 | 0 | 0 | 0 | 0 | 0 | 0 | 0 | 0 | 0 | 0 | 0 | 0 | 0
0 | 0 | 0 | 0 | 0 | 0 | 0 | 0 | 0 | 0 | 0 | 0 | 0 | 0 | 0 | 0 | 0 | 0 | 0 | 0
0 | 0 | 0 | 0 | 0 | 0 | 0 | 0 | 0 | 0 | 0 | 0 | 0 | 0 | 0 | 0 | 0 | 0 | 0 | 0
0 | 0 | 0 | 0 | 0 | 0 | 0 | 0 | 0 | 0 | 0 | 0 | 0 | 0 | 0 | 0 | 0 | 0 | 0 | 0
0 | 0 | 0 | 0 | 0 | 0 | 0 | 0 | 0 | 0 | 0 | 0 | 0 | 0 | 0 | 0 | 0 | 0 | 0 | 0
0 | 0 | 0 | 0 | 0 | 0 | 0 | 0 | 0 | 0 | 0 | 0 | 0 | 0 | 0 | 0 | 0 | 0 | 0 | 0
0 | 0 | 0 | 0 | 0 | 0 | 0 | 0 | 0 | 0 | 0 | 0 | 0 | 0 | 0 | 0 | 0 | 0 | 0 | 0
0 | 0 | 0 | 0 | 0 | 0 | 0 | 0 | 0 | 0 | 0 | 0 | 0 | 0 | 0 | 0 | 0 | 0 | 0 | 0
0 | 0 | 0 | 0 | 0 | 0 | 0 | 0 | 0 | 0 | 0 | 0 | 0 | 0 | 0 | 0 | 0 | 0 | 0 | 0
0 | 0 | 0 | 0 | 0 | 0 | 0 | 0 | 0 | 0 | 0 | 0 | 0 | 0 | 0 | 0 | 0 | 0 | 0 | 0
0 | 0 | 0 | 0 | 0 | 0 | 0 | 0 | 0 | 0 | 0 | 0 | 0 | 0 | 0 | 0 | 0 | 0 | 0 | 0
0 | 0 | 0 | 0 | 0 | 0 | 0 | 0 | 0 | 0 | 0 | 0 | 0 | 0 | 0 | 0 | 0 | 0 | 0 | 0
0 | 0 | 0 | 0 | 0 | 0 | 0 | 0 | 0 | 0 | 0 | 0 | 0 | 0 | 0 | 0 | 0 | 0 | 0 | 0
0 | 0 | 0 | 0 | 0 | 0 | 0 | 0 | 0 | 0 | 0 | 0 | 0 | 0 | 0 | 0 | 0 | 0 | 0 | 0
0 | 0 | 0 | 0 | 0 | 0 | 0 | 0 | 0 | 0 | 0 | 0 | 0 | 0 | 0 | 0 | 0 | 0 | 0 | 0
0 | 0 | 0 | 0 | 0 | 0 | 0 | 0 | 0 | 0 | 0 | 0 | 0 | 0 | 0 | 0 | 0 | 0 | 0 | 0
0 | 0 | 0 | 0 | 0 | 0 | 0 | 0 | 0 | 0 | 0 | 0 | 0 | 0 | 0 | 0 | 0 | 0 | 0 | 0
0 | 0 | 0 | 0 | 0 | 0 | 0 | 0 | 0 | 0 | 0 | 0 | 0 | 0 | 0 | 0 | 0 | 0 | 0 | 0
0 | 0 | 0 | 0 | 0 | 0 | 0 | 0 | 0 | 0 | 0 | 0 | 0 | 0 | 0 | 0 | 0 | 0 | 0 | 0
0 | 0 | 0 | 0 | 0 | 0 | 0 | 0 | 0 | 0 | 0 | 0 | 0 | 0 | 0 | 0 | 0 | 0 | 0 | 0
0 | 0 | 0 | 0 | 0 | 0 | 0 | 0 | 0 | 0 | 0 | 0 | 0 | 0 | 0 | 0 | 0 | 0 | 0 | 0
0 | 0 | 0 | 0 | 0 | 0 | 0 | 0 | 0 | 0 | 0 | 0 | 0 | 0 | 0 | 0 | 0 | 0 | 0 | 0
0 | 0 | 0 | 0 | 0 | 0 | 0 | 0 | 0 | 0 | 0 | 0 | 0 | 0 | 0 | 0 | 0 | 0 | 0 | 0
0 | 0 | 0 | 0 | 0 | 0 | 0 | 0 | 0 | 0 | 0 | 0 | 0 | 0 | 0 | 0 | 0 | 0 | 0 | 0
0 | 0 | 0 | 0 | 0 | 0 | 0 | 0 | 0 | 0 | 0 | 0 | 0 | 0 | 0 | 0 | 0 | 0 | 0 | 0
0 | 0 | 0 | 0 | 0 | 0 | 0 | 0 | 0 | 0 | 0 | 0 | 0 | 0 | 0 | 0 | 0 | 0 | 0 | 0
0 | 0 | 0 | 0 | 0 | 0 | 0 | 0 | 0 | 0 | 0 | 0 | 0 | 0 | 0 | 0 | 0 | 0 | 0 | 0
0 | 0 | 0 | 0 | 0 | 0 | 0 | 0 | 0 | 0 | 0 | 0 | 0 | 0 | 0 | 0 | 0 | 0 | 0 | 0
0 | 0 | 0 | 0 | 0 | 0 | 0 | 0 | 0 | 0 | 0 | 0 | 0 | 0 | 0 | 0 | 0 | 0 | 0 | 0
0 | 0 | 0 | 0 | 0 | 0 | 0 | 0 | 0 | 0 | 0 | 0 | 0 | 0 | 0 | 0 | 0 | 0 | 0 | 0
0 | 0 | 0 | 0 | 0 | 0 | 0 | 0 | 0 | 0 | 0 | 0 | 0 | 0 | 0 | 0 | 0 | 0 | 0 | 0
0 | 0 | 0 | 0 | 0 | 0 | 0 | 0 | 0 | 0 | 0 | 0 | 0 | 0 | 0 | 0 | 0 | 0 | 0 | 0
0 | 0 | 0 | 0 | 0 | 0 | 0 | 0 | 0 | 0 | 0 | 0 | 0 | 0 | 0 | 0 | 0 | 0 | 0 | 0
0 | 0 | 0 | 0 | 0 | 0 | 0 | 0 | 0 | 0 | 0 | 0 | 0 | 0 | 0 | 0 | 0 | 0 | 0 | 0
0 | 0 | 0 | 0 | 0 | 0 | 0 | 0 | 0 | 0 | 0 | 0 | 0 | 0 | 0 | 0 | 0 | 0 | 0 | 0
0 | 0 | 0 | 0 | 0 | 0 | 0 | 0 | 0 | 0 | 0 | 0 | 0 | 0 | 0 | 0 | 0 | 0 | 0 | 0
0 | 0 | 0 | 0 | 0 | 0 | 0 | 0 | 0 | 0 | 0 | 0 | 0 | 0 | 0 | 0 | 0 | 0 | 0 | 0
0 | 0 | 0 | 0 | 0 | 0 | 0 | 0 | 0 | 0 | 0 | 0 | 0 | 0 | 0 | 0 | 0 | 0 | 0 | 0
0 | 0 | 0 | 0 | 0 | 0 | 0 | 0 | 0 | 0 | 0 | 0 | 0 | 0 | 0 | 0 | 0 | 0 | 0 | 0
0 | 0 | 0 | 0 | 0 | 0 | 0 | 0 | 0 | 0 | 0 | 0 | 0 | 0 | 0 | 0 | 0 | 0 | 0 | 0
0 | 0 | 0 | 0 | 0 | 0 | 0 | 0 | 0 | 0 | 0 | 0 | 0 | 0 | 0 | 0 | 0 | 0 | 0 | 0
0 | 0 | 0 | 0 | 0 | 0 | 0 | 0 | 0 | 0 | 0 | 0 | 0 | 0 | 0 | 0 | 0 | 0 | 0 | 0
0 | 0 | 0 | 0 | 0 | 0 | 0 | 0 | 0 | 0 | 0 | 0 | 0 | 0 | 0 | 0 | 0 | 0 | 0 | 0
0 | 0 | 0 | 0 | 0 | 0 | 0 | 0 | 0 | 0 | 0 | 0 | 0 | 0 | 0 | 0 | 0 | 0 | 0 | 0
0 | 0 | 0 | 0 | 0 | 0 | 0 | 0 | 0 | 0 | 0 | 0 | 0 | 0 | 0 | 0 | 0 | 0 | 0 | 0
0 | 0 | 0 | 0 | 0 | 0 | 0 | 0 | 0 | 0 | 0 | 0 | 0 | 0 | 0 | 0 | 0 | 0 | 0 | 0
0 | 0 | 0 | 0 | 0 | 0 | 0 | 0 | 0 | 0 | 0 | 0 | 0 | 0 | 0 | 0 | 0 | 0 | 0 | 0
0 | 0 | 0 | 0 | 0 | 0 | 0 | 0 | 0 | 0 | 0 | 0 | 0 | 0 | 0 | 0 | 0 | 0 | 0 | 0
0 | 0 | 0 | 0 | 0 | 0 | 0 | 0 | 0 | 0 | 0 | 0 | 0 | 0 | 0 | 0 | 0 | 0 | 0 | 0
0 | 0 | 0 | 0 | 0 | 0 | 0 | 0 | 0 | 0 | 0 | 0 | 0 | 0 | 0 | 0 | 0 | 0 | 0 | 0
0 | 0 | 0 | 0 | 0 | 0 | 0 | 0 | 0 | 0 | 0 | 0 | 0 | 0 | 0 | 0 | 0 | 0 | 0 | 0
0 | 0 | 0 | 0 | 0 | 0 | 0 | 0 | 0 | 0 | 0 | 0 | 0 | 0 | 0 | 0 | 0 | 0 | 0 | 0
0 | 0 | 0 | 0 | 0 | 0 | 0 | 0 | 0 | 0 | 0 | 0 | 0 | 0 | 0 | 0 | 0 | 0 | 0 | 0
0 | 0 | 0 | 0 | 0 | 0 | 0 | 0 | 0 | 0 | 0 | 0 | 0 | 0 | 0 | 0 | 0 | 0 | 0 | 0
0 | 0 | 0 | 0 | 0 | 0 | 0 | 0 | 0 | 0 | 0 | 0 | 0 | 0 | 0 | 0 | 0 | 0 | 0 | 0
0 | 0 | 0 | 0 | 0 | 0 | 0 | 0 | 0 | 0 | 0 | 0 | 0 | 0 | 0 | 0 | 0 | 0 | 0 | 0
0 | 0 | 0 | 0 | 0 | 0 | 0 | 0 | 0 | 0 | 0 | 0 | 0 | 0 | 0 | 0 | 0 | 0 | 0 | 0
0 | 0 | 0 | 0 | 0 | 0 | 0 | 0 | 0 | 0 | 0 | 0 | 0 | 0 | 0 | 0 | 0 | 0 | 0 | 0
0 | 0 | 0 | 0 | 0 | 0 | 0 | 0 | 0 | 0 | 0 | 0 | 0 | 0 | 0 | 0 | 0 | 0 | 0 | 0
0 | 0 | 0 | 0 | 0 | 0 | 0 | 0 | 0 | 0 | 0 | 0 | 0 | 0 | 0 | 0 | 0 | 0 | 0 | 0
0 | 0 | 0 | 0 | 0 | 0 | 0 | 0 | 0 | 0 | 0 | 0 | 0 | 0 | 0 | 0 | 0 | 0 | 0 | 0
0 | 0 | 0 | 0 | 0 | 0 | 0 | 0 | 0 | 0 | 0 | 0 | 0 | 0 | 0 | 0 | 0 | 0 | 0 | 0
0 | 0 | 0 | 0 | 0 | 0 | 0 | 0 | 0 | 0 | 0 | 0 | 0 | 0 | 0 | 0 | 0 | 0 | 0 | 0
0 | 0 | 0 | 0 | 0 | 0 | 0 | 0 | 0 | 0 | 0 | 0 | 0 | 0 | 0 | 0 | 0 | 0 | 0 | 0
0 | 0 | 0 | 0 | 0 | 0 | 0 | 0 | 0 | 0 | 0 | 0 | 0 | 0 | 0 | 0 | 0 | 0 | 0 | 0
0 | 0 | 0 | 0 | 0 | 0 | 0 | 0 | 0 | 0 | 0 | 0 | 0 | 0 | 0 | 0 | 0 | 0 | 0 | 0
0 | 0 | 0 | 0 | 0 | 0 | 0 | 0 | 0 | 0 | 0 | 0 | 0 | 0 | 0 | 0 | 0 | 0 | 0 | 0
0 | 0 | 0 | 0 | 0 | 0 | 0 | 0 | 0 | 0 | 0 | 0 | 0 | 0 | 0 | 0 | 0 | 0 | 0 | 0
0 | 0 | 0 | 0 | 0 | 0 | 0 | 0 | 0 | 0 | 0 | 0 | 0 | 0 | 0 | 0 | 0 | 0 | 0 | 0
0 | 0 | 0 | 0 | 0 | 0 | 0 | 0 | 0 | 0 | 0 | 0 | 0 | 0 | 0 | 0 | 0 | 0 | 0 | 0
0 | 0 | 0 | 0 | 0 | 0 | 0 | 0 | 0 | 0 | 0 | 0 | 0 | 0 | 0 | 0 | 0 | 0 | 0 | 0
0 | 0 | 0 | 0 | 0 | 0 | 0 | 0 | 0 | 0 | 0 | 0 | 0 | 0 | 0 | 0 | 0 | 0 | 0 | 0
0 | 0 | 0 | 0 | 0 | 0 | 0 | 0 | 0 | 0 | 0 | 0 | 0 | 0 | 0 | 0 | 0 | 0 | 0 | 0
0 | 0 | 0 | 0 | 0 | 0 | 0 | 0 | 0 | 0 | 0 | 0 | 0 | 0 | 0 | 0 | 0 | 0 | 0 | 0
0 | 0 | 0 | 0 | 0 | 0 | 0 | 0 | 0 | 0 | 0 | 0 | 0 | 0 | 0 | 0 | 0 | 0 | 0 | 0
0 | 0 | 0 | 0 | 0 | 0 | 0 | 0 | 0 | 0 | 0 | 0 | 0 | 0 | 0 | 0 | 0 | 0 | 0 | 0
0 | 0 | 0 | 0 | 0 | 0 | 0 | 0 | 0 | 0 | 0 | 0 | 0 | 0 | 0 | 0 | 0 | 0 | 0 | 0
0 | 0 | 0 | 0 | 0 | 0 | 0 | 0 | 0 | 0 | 0 | 0 | 0 | 0 | 0 | 0 | 0 | 0 | 0 | 0
0 | 0 | 0 | 0 | 0 | 0 | 0 | 0 | 0 | 0 | 0 | 0 | 0 | 0 | 0 | 0 | 0 | 0 | 0 | 0
0 | 0 | 0 | 0 | 0 | 0 | 0 | 0 | 0 | 0 | 0 | 0 | 0 | 0 | 0 | 0 | 0 | 0 | 0 | 0
0 | 0 | 0 | 0 | 0 | 0 | 0 | 0 | 0 | 0 | 0 | 0 | 0 | 0 | 0 | 0 | 0 | 0 | 0 | 0
0 | 0 | 0 | 0 | 0 | 0 | 0 | 0 | 0 | 0 | 0 | 0 | 0 | 0 | 0 | 0 | 0 | 0 | 0 | 0
0 | 0 | 0 | 0 | 0 | 0 | 0 | 0 | 0 | 0 | 0 | 0 | 0 | 0 | 0 | 0 | 0 | 0 | 0 | 0
0 | 0 | 0 | 0 | 0 | 0 | 0 | 0 | 0 | 0 | 0 | 0 | 0 | 0 | 0 | 0 | 0 | 0 | 0 | 0
0 | 0 | 0 | 0 | 0 | 0 | 0 | 0 | 0 | 0 | 0 | 0 | 0 | 0 | 0 | 0 | 0 | 0 | 0 | 0
0 | 0 | 0 | 0 | 0 | 0 | 0 | 0 | 0 | 0 | 0 | 0 | 0 | 0 | 0 | 0 | 0 | 0 | 0 | 0
0 | 0 | 0 | 0 | 0 | 0 | 0 | 0 | 0 | 0 | 0 | 0 | 0 | 0 | 0 | 0 | 0 | 0 | 0 | 0
0 | 0 | 0 | 0 | 0 | 0 | 0 | 0 | 0 | 0 | 0 | 0 | 0 | 0 | 0 | 0 | 0 | 0 | 0 | 0
0 | 0 | 0 | 0 | 0 | 0 | 0 | 0 | 0 | 0 | 0 | 0 | 0 | 0 | 0 | 0 | 0 | 0 | 0 | 0
0 | 0 | 0 | 0 | 0 | 0 | 0 | 0 | 0 | 0 | 0 | 0 | 0 | 0 | 0 | 0 | 0 | 0 | 0 | 0
0 | 0 | 0 | 0 | 0 | 0 | 0 | 0 | 0 | 0 | 0 | 0 | 0 | 0 | 0 | 0 | 0 | 0 | 0 | 0
0 | 0 | 0 | 0 | 0 | 0 | 0 | 0 | 0 | 0 | 0 | 0 | 0 | 0 | 0 | 0 | 0 | 0 | 0 | 0
0 | 0 | 0 | 0 | 0 | 0 | 0 | 0 | 0 | 0 | 0 | 0 | 0 | 0 | 0 | 0 | 0 | 0 | 0 | 0
0 | 0 | 0 | 0 | 0 | 0 | 0 | 0 | 0 | 0 | 0 | 0 | 0 | 0 | 0 | 0 | 0 | 0 | 0 | 0
0 | 0 | 0 | 0 | 0 | 0 | 0 | 0 | 0 | 0 | 0 | 0 | 0 | 0 | 0 | 0 | 0 | 0 | 0 | 0
0 | 0 | 0 | 0 | 0 | 0 | 0 | 0 | 0 | 0 | 0 | 0 | 0 | 0 | 0 | 0 | 0 | 0 | 0 | 0
0 | 0 | 0 | 0 | 0 | 0 | 0 | 0 | 0 | 0 | 0 | 0 | 0 | 0 | 0 | 0 | 0 | 0 | 0 | 0
0 | 0 | 0 | 0 | 0 | 0 | 0 | 0 | 0 | 0 | 0 | 0 | 0 | 0 | 0 | 0 | 0 | 0 | 0 | 0
0 | 0 | 0 | 0 | 0 | 0 | 0 | 0 | 0 | 0 | 0 | 0 | 0 | 0 | 0 | 0 | 0 | 0 | 0 | 0
0 | 0 | 0 | 0 | 0 | 0 | 0 | 0 | 0 | 0 | 0 | 0 | 0 | 0 | 0 | 0 | 0 | 0 | 0 | 0
0 | 0 | 0 | 0 | 0 | 0 | 0 | 0 | 0 | 0 | 0 | 0 | 0 | 0 | 0 | 0 | 0 | 0 | 0 | 0
0 | 0 | 0 | 0 | 0 | 0 | 0 | 0 | 0 | 0 | 0 | 0 | 0 | 0 | 0 | 0 | 0 | 0 | 0 | 0
0 | 0 | 0 | 0 | 0 | 0 | 0 | 0 | 0 | 0 | 0 | 0 | 0 | 0 | 0 | 0 | 0 | 0 | 0 | 0
0 | 0 | 0 | 0 | 0 | 0 | 0 | 0 | 0 | 0 | 0 | 0 | 0 | 0 | 0 | 0 | 0 | 0 | 0 | 0
0 | 0 | 0 | 0 | 0 | 0 | 0 | 0 | 0 | 0 | 0 | 0 | 0 | 0 | 0 | 0 | 0 | 0 | 0 | 0
0 | 0 | 0 | 0 | 0 | 0 | 0 | 0 | 0 | 0 | 0 | 0 | 0 | 0 | 0 | 0 | 0 | 0 | 0 | 0
0 | 0 | 0 | 0 | 0 | 0 | 0 | 0 | 0 | 0 | 0 | 0 | 0 | 0 | 0 | 0 | 0 | 0 | 0 | 0
0 | 0 | 0 | 0 | 0 | 0 | 0 | 0 | 0 | 0 | 0 | 0 | 0 | 0 | 0 | 0 | 0 | 0 | 0 | 0
0 | 0 | 0 | 0 | 0 | 0 | 0 | 0 | 0 | 0 | 0 | 0 | 0 | 0 | 0 | 0 | 0 | 0 | 0 | 0
0 | 0 | 0 | 0 | 0 | 0 | 0 | 0 | 0 | 0 | 0 | 0 | 0 | 0 | 0 | 0 | 0 | 0 | 0 | 0
0 | 0 | 0 | 0 | 0 | 0 | 0 | 0 | 0 | 0 | 0 | 0 | 0 | 0 | 0 | 0 | 0 | 0 | 0 | 0
0 | 0 | 0 | 0 | 0 | 0 | 0 | 0 | 0 | 0 | 0 | 0 | 0 | 0 | 0 | 0 | 0 | 0 | 0 | 0
0 | 0 | 0 | 0 | 0 | 0 | 0 | 0 | 0 | 0 | 0 | 0 | 0 | 0 | 0 | 0 | 0 | 0 | 0 | 0
0 | 0 | 0 | 0 | 0 | 0 | 0 | 0 | 0 | 0 | 0 | 0 | 0 | 0 | 0 | 0 | 0 | 0 | 0 | 0
0 | 0 | 0 | 0 | 0 | 0 | 0 | 0 | 0 | 0 | 0 | 0 | 0 | 0 | 0 | 0 | 0 | 0 | 0 | 0
0 | 0 | 0 | 0 | 0 | 0 | 0 | 0 | 0 | 0 | 0 | 0 | 0 | 0 | 0 | 0 | 0 | 0 | 0 | 0
0 | 0 | 0 | 0 | 0 | 0 | 0 | 0 | 0 | 0 | 0 | 0 | 0 | 0 | 0 | 0 | 0 | 0 | 0 | 0
0 | 0 | 0 | 0 | 0 | 0 | 0 | 0 | 0 | 0 | 0 | 0 | 0 | 0 | 0 | 0 | 0 | 0 | 0 | 0
0 | 0 | 0 | 0 | 0 | 0 | 0 | 0 | 0 | 0 | 0 | 0 | 0 | 0 | 0 | 0 | 0 | 0 | 0 | 0
0 | 0 | 0 | 0 | 0 | 0 | 0 | 0 | 0 | 0 | 0 | 0 | 0 | 0 | 0 | 0 | 0 | 0 | 0 | 0
0 | 0 | 0 | 0 | 0 | 0 | 0 | 0 | 0 | 0 | 0 | 0 | 0 | 0 | 0 | 0 | 0 | 0 | 0 | 0
0 | 0 | 0 | 0 | 0 | 0 | 0 | 0 | 0 | 0 | 0 | 0 | 0 | 0 | 0 | 0 | 0 | 0 | 0 | 0
0 | 0 | 0 | 0 | 0 | 0 | 0 | 0 | 0 | 0 | 0 | 0 | 0 | 0 | 0 | 0 | 0 | 0 | 0 | 0
0 | 0 | 0 | 0 | 0 | 0 | 0 | 0 | 0 | 0 | 0 | 0 | 0 | 0 | 0 | 0 | 0 | 0 | 0 | 0
0 | 0 | 0 | 0 | 0 | 0 | 0 | 0 | 0 | 0 | 0 | 0 | 0 | 0 | 0 | 0 | 0 | 0 | 0 | 0
0 | 0 | 0 | 0 | 0 | 0 | 0 | 0 | 0 | 0 | 0 | 0 | 0 | 0 | 0 | 0 | 0 | 0 | 0 | 0
0 | 0 | 0 | 0 | 0 | 0 | 0 | 0 | 0 | 0 | 0 | 0 | 0 | 0 | 0 | 0 | 0 | 0 | 0 | 0
0 | 0 | 0 | 0 | 0 | 0 | 0 | 0 | 0 | 0 | 0 | 0 | 0 | 0 | 0 | 0 | 0 | 0 | 0 | 0
0 | 0 | 0 | 0 | 0 | 0 | 0 | 0 | 0 | 0 | 0 | 0 | 0 | 0 | 0 | 0 | 0 | 0 | 0 | 0
0 | 0 | 0 | 0 | 0 | 0 | 0 | 0 | 0 | 0 | 0 | 0 | 0 | 0 | 0 | 0 | 0 | 0 | 0 | 0
0 | 0 | 0 | 0 | 0 | 0 | 0 | 0 | 0 | 0 | 0 | 0 | 0 | 0 | 0 | 0 | 0 | 0 | 0 | 0
0 | 0 | 0 | 0 | 0 | 0 | 0 | 0 | 0 | 0 | 0 | 0 | 0 | 0 | 0 | 0 | 0 | 0 | 0 | 0
0 | 0 | 0 | 0 | 0 | 0 | 0 | 0 | 0 | 0 | 0 | 0 | 0 | 0 | 0 | 0 | 0 | 0 | 0 | 0
0 | 0 | 0 | 0 | 0 | 0 | 0 | 0 | 0 | 0 | 0 | 0 | 0 | 0 | 0 | 0 | 0 | 0 | 0 | 0
0 | 0 | 0 | 0 | 0 | 0 | 0 | 0 | 0 | 0 | 0 | 0 | 0 | 0 | 0 | 0 | 0 | 0 | 0 | 0
0 | 0 | 0 | 0 | 0 | 0 | 0 | 0 | 0 | 0 | 0 | 0 | 0 | 0 | 0 | 0 | 0 | 0 | 0 | 0
0 | 0 | 0 | 0 | 0 | 0 | 0 | 0 | 0 | 0 | 0 | 0 | 0 | 0 | 0 | 0 | 0 | 0 | 0 | 0
0 | 0 | 0 | 0 | 0 | 0 | 0 | 0 | 0 | 0 | 0 | 0 | 0 | 0 | 0 | 0 | 0 | 0 | 0 | 0
0 | 0 | 0 | 0 | 0 | 0 | 0 | 0 | 0 | 0 | 0 | 0 | 0 | 0 | 0 | 0 | 0 | 0 | 0 | 0
0 | 0 | 0 | 0 | 0 | 0 | 0 | 0 | 0 | 0 | 0 | 0 | 0 | 0 | 0 | 0 | 0 | 0 | 0 | 0
0 | 0 | 0 | 0 | 0 | 0 | 0 | 0 | 0 | 0 | 0 | 0 | 0 | 0 | 0 | 0 | 0 | 0 | 0 | 0
0 | 0 | 0 | 0 | 0 | 0 | 0 | 0 | 0 | 0 | 0 | 0 | 0 | 0 | 0 | 0 | 0 | 0 | 0 | 0
0 | 0 | 0 | 0 | 0 | 0 | 0 | 0 | 0 | 0 | 0 | 0 | 0 | 0 | 0 | 0 | 0 | 0 | 0 | 0
0 | 0 | 0 | 0 | 0 | 0 | 0 | 0 | 0 | 0 | 0 | 0 | 0 | 0 | 0 | 0 | 0 | 0 | 0 | 0
0 | 0 | 0 | 0 | 0 | 0 | 0 | 0 | 0 | 0 | 0 | 0 | 0 | 0 | 0 | 0 | 0 | 0 | 0 | 0
0 | 0 | 0 | 0 | 0 | 0 | 0 | 0 | 0 | 0 | 0 | 0 | 0 | 0 | 0 | 0 | 0 | 0 | 0 | 0
0 | 0 | 0 | 0 | 0 | 0 | 0 | 0 | 0 | 0 | 0 | 0 | 0 | 0 | 0 | 0 | 0 | 0 | 0 | 0
0 | 0 | 0 | 0 | 0 | 0 | 0 | 0 | 0 | 0 | 0 | 0 | 0 | 0 | 0 | 0 | 0 | 0 | 0 | 0
0 | 0 | 0 | 0 | 0 | 0 | 0 | 0 | 0 | 0 | 0 | 0 | 0 | 0 | 0 | 0 | 0 | 0 | 0 | 0
0 | 0 | 0 | 0 | 0 | 0 | 0 | 0 | 0 | 0 | 0 | 0 | 0 | 0 | 0 | 0 | 0 | 0 | 0 | 0
0 | 0 | 0 | 0 | 0 | 0 | 0 | 0 | 0 | 0 | 0 | 0 | 0 | 0 | 0 | 0 | 0 | 0 | 0 | 0
0 | 0 | 0 | 0 | 0 | 0 | 0 | 0 | 0 | 0 | 0 | 0 | 0 | 0 | 0 | 0 | 0 | 0 | 0 | 0
0 | 0 | 0 | 0 | 0 | 0 | 0 | 0 | 0 | 0 | 0 | 0 | 0 | 0 | 0 | 0 | 0 | 0 | 0 | 0
0 | 0 | 0 | 0 | 0 | 0 | 0 | 0 | 0 | 0 | 0 | 0 | 0 | 0 | 0 | 0 | 0 | 0 | 0 | 0
0 | 0 | 0 | 0 | 0 | 0 | 0 | 0 | 0 | 0 | 0 | 0 | 0 | 0 | 0 | 0 | 0 | 0 | 0 | 0
0 | 0 | 0 | 0 | 0 | 0 | 0 | 0 | 0 | 0 | 0 | 0 | 0 | 0 | 0 | 0 | 0 | 0 | 0 | 0
0 | 0 | 0 | 0 | 0 | 0 | 0 | 0 | 0 | 0 | 0 | 0 | 0 | 0 | 0 | 0 | 0 | 0 | 0 | 0
0 | 0 | 0 | 0 | 0 | 0 | 0 | 0 | 0 | 0 | 0 | 0 | 0 | 0 | 0 | 0 | 0 | 0 | 0 | 0
0 | 0 | 0 | 0 | 0 | 0 | 0 | 0 | 0 | 0 | 0 | 0 | 0 | 0 | 0 | 0 | 0 | 0 | 0 | 0
0 | 0 | 0 | 0 | 0 | 0 | 0 | 0 | 0 | 0 | 0 | 0 | 0 | 0 | 0 | 0 | 0 | 0 | 0 | 0
0 | 0 | 0 | 0 | 0 | 0 | 0 | 0 | 0 | 0 | 0 | 0 | 0 | 0 | 0 | 0 | 0 | 0 | 0 | 0
0 | 0 | 0 | 0 | 0 | 0 | 0 | 0 | 0 | 0 | 0 | 0 | 0 | 0 | 0 | 0 | 0 | 0 | 0 | 0
0 | 0 | 0 | 0 | 0 | 0 | 0 | 0 | 0 | 0 | 0 | 0 | 0 | 0 | 0 | 0 | 0 | 0 | 0 | 0
0 | 0 | 0 | 0 | 0 | 0 | 0 | 0 | 0 | 0 | 0 | 0 | 0 | 0 | 0 | 0 | 0 | 0 | 0 | 0
0 | 0 | 0 | 0 | 0 | 0 | 0 | 0 | 0 | 0 | 0 | 0 | 0 | 0 | 0 | 0 | 0 | 0 | 0 | 0
0 | 0 | 0 | 0 | 0 | 0 | 0 | 0 | 0 | 0 | 0 | 0 | 0 | 0 | 0 | 0 | 0 | 0 | 0 | 0
0 | 0 | 0 | 0 | 0 | 0 | 0 | 0 | 0 | 0 | 0 | 0 | 0 | 0 | 0 | 0 | 0 | 0 | 0 | 0
0 | 0 | 0 | 0 | 0 | 0 | 0 | 0 | 0 | 0 | 0 | 0 | 0 | 0 | 0 | 0 | 0 | 0 | 0 | 0
0 | 0 | 0 | 0 | 0 | 0 | 0 | 0 | 0 | 0 | 0 | 0 | 0 | 0 | 0 | 0 | 0 | 0 | 0 | 0
0 | 0 | 0 | 0 | 0 | 0 | 0 | 0 | 0 | 0 | 0 | 0 | 0 | 0 | 0 | 0 | 0 | 0 | 0 | 0
0 | 0 | 0 | 0 | 0 | 0 | 0 | 0 | 0 | 0 | 0 | 0 | 0 | 0 | 0 | 0 | 0 | 0 | 0 | 0
0 | 0 | 0 | 0 | 0 | 0 | 0 | 0 | 0 | 0 | 0 | 0 | 0 | 0 | 0 | 0 | 0 | 0 | 0 | 0
0 | 0 | 0 | 0 | 0 | 0 | 0 | 0 | 0 | 0 | 0 | 0 | 0 | 0 | 0 | 0 | 0 | 0 | 0 | 0
0 | 0 | 0 | 0 | 0 | 0 | 0 | 0 | 0 | 0 | 0 | 0 | 0 | 0 | 0 | 0 | 0 | 0 | 0 | 0
0 | 0 | 0 | 0 | 0 | 0 | 0 | 0 | 0 | 0 | 0 | 0 | 0 | 0 | 0 | 0 | 0 | 0 | 0 | 0
0 | 0 | 0 | 0 | 0 | 0 | 0 | 0 | 0 | 0 | 0 | 0 | 0 | 0 | 0 | 0 | 0 | 0 | 0 | 0
0 | 0 | 0 | 0 | 0 | 0 | 0 | 0 | 0 | 0 | 0 | 0 | 0 | 0 | 0 | 0 | 0 | 0 | 0 | 0
0 | 0 | 0 | 0 | 0 | 0 | 0 | 0 | 0 | 0 | 0 | 0 | 0 | 0 | 0 | 0 | 0 | 0 | 0 | 0
0 | 0 | 0 | 0 | 0 | 0 | 0 | 0 | 0 | 0 | 0 | 0 | 0 | 0 | 0 | 0 | 0 | 0 | 0 | 0
0 | 0 | 0 | 0 | 0 | 0 | 0 | 0 | 0 | 0 | 0 | 0 | 0 | 0 | 0 | 0 | 0 | 0 | 0 | 0
0 | 0 | 0 | 0 | 0 | 0 | 0 | 0 | 0 | 0 | 0 | 0 | 0 | 0 | 0 | 0 | 0 | 0 | 0 | 0
0 | 0 | 0 | 0 | 0 | 0 | 0 | 0 | 0 | 0 | 0 | 0 | 0 | 0 | 0 | 0 | 0 | 0 | 0 | 0
0 | 0 | 0 | 0 | 0 | 0 | 0 | 0 | 0 | 0 | 0 | 0 | 0 | 0 | 0 | 0 | 0 | 0 | 0 | 0
0 | 0 | 0 | 0 | 0 | 0 | 0 | 0 | 0 | 0 | 0 | 0 | 0 | 0 | 0 | 0 | 0 | 0 | 0 | 0
0 | 0 | 0 | 0 | 0 | 0 | 0 | 0 | 0 | 0 | 0 | 0 | 0 | 0 | 0 | 0 | 0 | 0 | 0 | 0
0 | 0 | 0 | 0 | 0 | 0 | 0 | 0 | 0 | 0 | 0 | 0 | 0 | 0 | 0 | 0 | 0 | 0 | 0 | 0
0 | 0 | 0 | 0 | 0 | 0 | 0 | 0 | 0 | 0 | 0 | 0 | 0 | 0 | 0 | 0 | 0 | 0 | 0 | 0
0 | 0 | 0 | 0 | 0 | 0 | 0 | 0 | 0 | 0 | 0 | 0 | 0 | 0 | 0 | 0 | 0 | 0 | 0 | 0
0 | 0 | 0 | 0 | 0 | 0 | 0 | 0 | 0 | 0 | 0 | 0 | 0 | 0 | 0 | 0 | 0 | 0 | 0 | 0
0 | 0 | 0 | 0 | 0 | 0 | 0 | 0 | 0 | 0 | 0 | 0 | 0 | 0 | 0 | 0 | 0 | 0 | 0 | 0
0 | 0 | 0 | 0 | 0 | 0 | 0 | 0 | 0 | 0 | 0 | 0 | 0 | 0 | 0 | 0 | 0 | 0 | 0 | 0
0 | 0 | 0 | 0 | 0 | 0 | 0 | 0 | 0 | 0 | 0 | 0 | 0 | 0 | 0 | 0 | 0 | 0 | 0 | 0
0 | 0 | 0 | 0 | 0 | 0 | 0 | 0 | 0 | 0 | 0 | 0 | 0 | 0 | 0 | 0 | 0 | 0 | 0 | 0
0 | 0 | 0 | 0 | 0 | 0 | 0 | 0 | 0 | 0 | 0 | 0 | 0 | 0 | 0 | 0 | 0 | 0 | 0 | 0
0 | 0 | 0 | 0 | 0 | 0 | 0 | 0 | 0 | 0 | 0 | 0 | 0 | 0 | 0 | 0 | 0 | 0 | 0 | 0
0 | 0 | 0 | 0 | 0 | 0 | 0 | 0 | 0 | 0 | 0 | 0 | 0 | 0 | 0 | 0 | 0 | 0 | 0 | 0
0 | 0 | 0 | 0 | 0 | 0 | 0 | 0 | 0 | 0 | 0 | 0 | 0 | 0 | 0 | 0 | 0 | 0 | 0 | 0
0 | 0 | 0 | 0 | 0 | 0 | 0 | 0 | 0 | 0 | 0 | 0 | 0 | 0 | 0 | 0 | 0 | 0 | 0 | 0
0 | 0 | 0 | 0 | 0 | 0 | 0 | 0 | 0 | 0 | 0 | 0 | 0 | 0 | 0 | 0 | 0 | 0 | 0 | 0
0 | 0 | 0 | 0 | 0 | 0 | 0 | 0 | 0 | 0 | 0 | 0 | 0 | 0 | 0 | 0 | 0 | 0 | 0 | 0
0 | 0 | 0 | 0 | 0 | 0 | 0 | 0 | 0 | 0 | 0 | 0 | 0 | 0 | 0 | 0 | 0 | 0 | 0 | 0
0 | 0 | 0 | 0 | 0 | 0 | 0 | 0 | 0 | 0 | 0 | 0 | 0 | 0 | 0 | 0 | 0 | 0 | 0 | 0
0 | 0 | 0 | 0 | 0 | 0 | 0 | 0 | 0 | 0 | 0 | 0 | 0 | 0 | 0 | 0 | 0 | 0 | 0 | 0
0 | 0 | 0 | 0 | 0 | 0 | 0 | 0 | 0 | 0 | 0 | 0 | 0 | 0 | 0 | 0 | 0 | 0 | 0 | 0
0 | 0 | 0 | 0 | 0 | 0 | 0 | 0 | 0 | 0 | 0 | 0 | 0 | 0 | 0 | 0 | 0 | 0 | 0 | 0
0 | 0 | 0 | 0 | 0 | 0 | 0 | 0 | 0 | 0 | 0 | 0 | 0 | 0 | 0 | 0 | 0 | 0 | 0 | 0
0 | 0 | 0 | 0 | 0 | 0 | 0 | 0 | 0 | 0 | 0 | 0 | 0 | 0 | 0 | 0 | 0 | 0 | 0 | 0
0 | 0 | 0 | 0 | 0 | 0 | 0 | 0 | 0 | 0 | 0 | 0 | 0 | 0 | 0 | 0 | 0 | 0 | 0 | 0
0 | 0 | 0 | 0 | 0 | 0 | 0 | 0 | 0 | 0 | 0 | 0 | 0 | 0 | 0 | 0 | 0 | 0 | 0 | 0
0 | 0 | 0 | 0 | 0 | 0 | 0 | 0 | 0 | 0 | 0 | 0 | 0 | 0 | 0 | 0 | 0 | 0 | 0 | 0
0 | 0 | 0 | 0 | 0 | 0 | 0 | 0 | 0 | 0 | 0 | 0 | 0 | 0 | 0 | 0 | 0 | 0 | 0 | 0
0 | 0 | 0 | 0 | 0 | 0 | 0 | 0 | 0 | 0 | 0 | 0 | 0 | 0 | 0 | 0 | 0 | 0 | 0 | 0
0 | 0 | 0 | 0 | 0 | 0 | 0 | 0 | 0 | 0 | 0 | 0 | 0 | 0 | 0 | 0 | 0 | 0 | 0 | 0
0 | 0 | 0 | 0 | 0 | 0 | 0 | 0 | 0 | 0 | 0 | 0 | 0 | 0 | 0 | 0 | 0 | 0 | 0 | 0
0 | 0 | 0 | 0 | 0 | 0 | 0 | 0 | 0 | 0 | 0 | 0 | 0 | 0 | 0 | 0 | 0 | 0 | 0 | 0
0 | 0 | 0 | 0 | 0 | 0 | 0 | 0 | 0 | 0 | 0 | 0 | 0 | 0 | 0 | 0 | 0 | 0 | 0 | 0
0 | 0 | 0 | 0 | 0 | 0 | 0 | 0 | 0 | 0 | 0 | 0 | 0 | 0 | 0 | 0 | 0 | 0 | 0 | 0
0 | 0 | 0 | 0 | 0 | 0 | 0 | 0 | 0 | 0 | 0 | 0 | 0 | 0 | 0 | 0 | 0 | 0 | 0 | 0
0 | 0 | 0 | 0 | 0 | 0 | 0 | 0 | 0 | 0 | 0 | 0 | 0 | 0 | 0 | 0 | 0 | 0 | 0 | 0
0 | 0 | 0 | 0 | 0 | 0 | 0 | 0 | 0 | 0 | 0 | 0 | 0 | 0 | 0 | 0 | 0 | 0 | 0 | 0
0 | 0 | 0 | 0 | 0 | 0 | 0 | 0 | 0 | 0 | 0 | 0 | 0 | 0 | 0 | 0 | 0 | 0 | 0 | 0
0 | 0 | 0 | 0 | 0 | 0 | 0 | 0 | 0 | 0 | 0 | 0 | 0 | 0 | 0 | 0 | 0 | 0 | 0 | 0
0 | 0 | 0 | 0 | 0 | 0 | 0 | 0 | 0 | 0 | 0 | 0 | 0 | 0 | 0 | 0 | 0 | 0 | 0 | 0
0 | 0 | 0 | 0 | 0 | 0 | 0 | 0 | 0 | 0 | 0 | 0 | 0 | 0 | 0 | 0 | 0 | 0 | 0 | 0
0 | 0 | 0 | 0 | 0 | 0 | 0 | 0 | 0 | 0 | 0 | 0 | 0 | 0 | 0 | 0 | 0 | 0 | 0 | 0
0 | 0 | 0 | 0 | 0 | 0 | 0 | 0 | 0 | 0 | 0 | 0 | 0 | 0 | 0 | 0 | 0 | 0 | 0 | 0
0 | 0 | 0 | 0 | 0 | 0 | 0 | 0 | 0 | 0 | 0 | 0 | 0 | 0 | 0 | 0 | 0 | 0 | 0 | 0
0 | 0 | 0 | 0 | 0 | 0 | 0 | 0 | 0 | 0 | 0 | 0 | 0 | 0 | 0 | 0 | 0 | 0 | 0 | 0
0 | 0 | 0 | 0 | 0 | 0 | 0 | 0 | 0 | 0 | 0 | 0 | 0 | 0 | 0 | 0 | 0 | 0 | 0 | 0
0 | 0 | 0 | 0 | 0 | 0 | 0 | 0 | 0 | 0 | 0 | 0 | 0 | 0 | 0 | 0 | 0 | 0 | 0 | 0
0 | 0 | 0 | 0 | 0 | 0 | 0 | 0 | 0 | 0 | 0 | 0 | 0 | 0 | 0 | 0 | 0 | 0 | 0 | 0
0 | 0 | 0 | 0 | 0 | 0 | 0 | 0 | 0 | 0 | 0 | 0 | 0 | 0 | 0 | 0 | 0 | 0 | 0 | 0
0 | 0 | 0 | 0 | 0 | 0 | 0 | 0 | 0 | 0 | 0 | 0 | 0 | 0 | 0 | 0 | 0 | 0 | 0 | 0
0 | 0 | 0 | 0 | 0 | 0 | 0 | 0 | 0 | 0 | 0 | 0 | 0 | 0 | 0 | 0 | 0 | 0 | 0 | 0
0 | 0 | 0 | 0 | 0 | 0 | 0 | 0 | 0 | 0 | 0 | 0 | 0 | 0 | 0 | 0 | 0 | 0 | 0 | 0
0 | 0 | 0 | 0 | 0 | 0 | 0 | 0 | 0 | 0 | 0 | 0 | 0 | 0 | 0 | 0 | 0 | 0 | 0 | 0
0 | 0 | 0 | 0 | 0 | 0 | 0 | 0 | 0 | 0 | 0 | 0 | 0 | 0 | 0 | 0 | 0 | 0 | 0 | 0
0 | 0 | 0 | 0 | 0 | 0 | 0 | 0 | 0 | 0 | 0 | 0 | 0 | 0 | 0 | 0 | 0 | 0 | 0 | 0
0 | 0 | 0 | 0 | 0 | 0 | 0 | 0 | 0 | 0 | 0 | 0 | 0 | 0 | 0 | 0 | 0 | 0 | 0 | 0
0 | 0 | 0 | 0 | 0 | 0 | 0 | 0 | 0 | 0 | 0 | 0 | 0 | 0 | 0 | 0 | 0 | 0 | 0 | 0
0 | 0 | 0 | 0 | 0 | 0 | 0 | 0 | 0 | 0 | 0 | 0 | 0 | 0 | 0 | 0 | 0 | 0 | 0 | 0
0 | 0 | 0 | 0 | 0 | 0 | 0 | 0 | 0 | 0 | 0 | 0 | 0 | 0 | 0 | 0 | 0 | 0 | 0 | 0
0 | 0 | 0 | 0 | 0 | 0 | 0 | 0 | 0 | 0 | 0 | 0 | 0 | 0 | 0 | 0 | 0 | 0 | 0 | 0
0 | 0 | 0 | 0 | 0 | 0 | 0 | 0 | 0 | 0 | 0 | 0 | 0 | 0 | 0 | 0 | 0 | 0 | 0 | 0
0 | 0 | 0 | 0 | 0 | 0 | 0 | 0 | 0 | 0 | 0 | 0 | 0 | 0 | 0 | 0 | 0 | 0 | 0 | 0
0 | 0 | 0 | 0 | 0 | 0 | 0 | 0 | 0 | 0 | 0 | 0 | 0 | 0 | 0 | 0 | 0 | 0 | 0 | 0
0 | 0 | 0 | 0 | 0 | 0 | 0 | 0 | 0 | 0 | 0 | 0 | 0 | 0 | 0 | 0 | 0 | 0 | 0 | 0
0 | 0 | 0 | 0 | 0 | 0 | 0 | 0 | 0 | 0 | 0 | 0 | 0 | 0 | 0 | 0 | 0 | 0 | 0 | 0
0 | 0 | 0 | 0 | 0 | 0 | 0 | 0 | 0 | 0 | 0 | 0 | 0 | 0 | 0 | 0 | 0 | 0 | 0 | 0
0 | 0 | 0 | 0 | 0 | 0 | 0 | 0 | 0 | 0 | 0 | 0 | 0 | 0 | 0 | 0 | 0 | 0 | 0 | 0
0 | 0 | 0 | 0 | 0 | 0 | 0 | 0 | 0 | 0 | 0 | 0 | 0 | 0 | 0 | 0 | 0 | 0 | 0 | 0
0 | 0 | 0 | 0 | 0 | 0 | 0 | 0 | 0 | 0 | 0 | 0 | 0 | 0 | 0 | 0 | 0 | 0 | 0 | 0
0 | 0 | 0 | 0 | 0 | 0 | 0 | 0 | 0 | 0 | 0 | 0 | 0 | 0 | 0 | 0 | 0 | 0 | 0 | 0
0 | 0 | 0 | 0 | 0 | 0 | 0 | 0 | 0 | 0 | 0 | 0 | 0 | 0 | 0 | 0 | 0 | 0 | 0 | 0
0 | 0 | 0 | 0 | 0 | 0 | 0 | 0 | 0 | 0 | 0 | 0 | 0 | 0 | 0 | 0 | 0 | 0 | 0 | 0
0 | 0 | 0 | 0 | 0 | 0 | 0 | 0 | 0 | 0 | 0 | 0 | 0 | 0 | 0 | 0 | 0 | 0 | 0 | 0
0 | 0 | 0 | 0 | 0 | 0 | 0 | 0 | 0 | 0 | 0 | 0 | 0 | 0 | 0 | 0 | 0 | 0 | 0 | 0
0 | 0 | 0 | 0 | 0 | 0 | 0 | 0 | 0 | 0 | 0 | 0 | 0 | 0 | 0 | 0 | 0 | 0 | 0 | 0
0 | 0 | 0 | 0 | 0 | 0 | 0 | 0 | 0 | 0 | 0 | 0 | 0 | 0 | 0 | 0 | 0 | 0 | 0 | 0
0 | 0 | 0 | 0 | 0 | 0 | 0 | 0 | 0 | 0 | 0 | 0 | 0 | 0 | 0 | 0 | 0 | 0 | 0 | 0
0 | 0 | 0 | 0 | 0 | 0 | 0 | 0 | 0 | 0 | 0 | 0 | 0 | 0 | 0 | 0 | 0 | 0 | 0 | 0
0 | 0 | 0 | 0 | 0 | 0 | 0 | 0 | 0 | 0 | 0 | 0 | 0 | 0 | 0 | 0 | 0 | 0 | 0 | 0
0 | 0 | 0 | 0 | 0 | 0 | 0 | 0 | 0 | 0 | 0 | 0 | 0 | 0 | 0 | 0 | 0 | 0 | 0 | 0
0 | 0 | 0 | 0 | 0 | 0 | 0 | 0 | 0 | 0 | 0 | 0 | 0 | 0 | 0 | 0 | 0 | 0 | 0 | 0
0 | 0 | 0 | 0 | 0 | 0 | 0 | 0 | 0 | 0 | 0 | 0 | 0 | 0 | 0 | 0 | 0 | 0 | 0 | 0
0 | 0 | 0 | 0 | 0 | 0 | 0 | 0 | 0 | 0 | 0 | 0 | 0 | 0 | 0 | 0 | 0 | 0 | 0 | 0
0 | 0 | 0 | 0 | 0 | 0 | 0 | 0 | 0 | 0 | 0 | 0 | 0 | 0 | 0 | 0 | 0 | 0 | 0 | 0
0 | 0 | 0 | 0 | 0 | 0 | 0 | 0 | 0 | 0 | 0 | 0 | 0 | 0 | 0 | 0 | 0 | 0 | 0 | 0
0 | 0 | 0 | 0 | 0 | 0 | 0 | 0 | 0 | 0 | 0 | 0 | 0 | 0 | 0 | 0 | 0 | 0 | 0 | 0
0 | 0 | 0 | 0 | 0 | 0 | 0 | 0 | 0 | 0 | 0 | 0 | 0 | 0 | 0 | 0 | 0 | 0 | 0 | 0
0 | 0 | 0 | 0 | 0 | 0 | 0 | 0 | 0 | 0 | 0 | 0 | 0 | 0 | 0 | 0 | 0 | 0 | 0 | 0
0 | 0 | 0 | 0 | 0 | 0 | 0 | 0 | 0 | 0 | 0 | 0 | 0 | 0 | 0 | 0 | 0 | 0 | 0 | 0
0 | 0 | 0 | 0 | 0 | 0 | 0 | 0 | 0 | 0 | 0 | 0 | 0 | 0 | 0 | 0 | 0 | 0 | 0 | 0
0 | 0 | 0 | 0 | 0 | 0 | 0 | 0 | 0 | 0 | 0 | 0 | 0 | 0 | 0 | 0 | 0 | 0 | 0 | 0
0 | 0 | 0 | 0 | 0 | 0 | 0 | 0 | 0 | 0 | 0 | 0 | 0 | 0 | 0 | 0 | 0 | 0 | 0 | 0
0 | 0 | 0 | 0 | 0 | 0 | 0 | 0 | 0 | 0 | 0 | 0 | 0 | 0 | 0 | 0 | 0 | 0 | 0 | 0
0 | 0 | 0 | 0 | 0 | 0 | 0 | 0 | 0 | 0 | 0 | 0 | 0 | 0 | 0 | 0 | 0 | 0 | 0 | 0
0 | 0 | 0 | 0 | 0 | 0 | 0 | 0 | 0 | 0 | 0 | 0 | 0 | 0 | 0 | 0 | 0 | 0 | 0 | 0
0 | 0 | 0 | 0 | 0 | 0 | 0 | 0 | 0 | 0 | 0 | 0 | 0 | 0 | 0 | 0 | 0 | 0 | 0 | 0
0 | 0 | 0 | 0 | 0 | 0 | 0 | 0 | 0 | 0 | 0 | 0 | 0 | 0 | 0 | 0 | 0 | 0 | 0 | 0
0 | 0 | 0 | 0 | 0 | 0 | 0 | 0 | 0 | 0 | 0 | 0 | 0 | 0 | 0 | 0 | 0 | 0 | 0 | 0
0 | 0 | 0 | 0 | 0 | 0 | 0 | 0 | 0 | 0 | 0 | 0 | 0 | 0 | 0 | 0 | 0 | 0 | 0 | 0
0 | 0 | 0 | 0 | 0 | 0 | 0 | 0 | 0 | 0 | 0 | 0 | 0 | 0 | 0 | 0 | 0 | 0 | 0 | 0
0 | 0 | 0 | 0 | 0 | 0 | 0 | 0 | 0 | 0 | 0 | 0 | 0 | 0 | 0 | 0 | 0 | 0 | 0 | 0
0 | 0 | 0 | 0 | 0 | 0 | 0 | 0 | 0 | 0 | 0 | 0 | 0 | 0 | 0 | 0 | 0 | 0 | 0 | 0
0 | 0 | 0 | 0 | 0 | 0 | 0 | 0 | 0 | 0 | 0 | 0 | 0 | 0 | 0 | 0 | 0 | 0 | 0 | 0
0 | 0 | 0 | 0 | 0 | 0 | 0 | 0 | 0 | 0 | 0 | 0 | 0 | 0 | 0 | 0 | 0 | 0 | 0 | 0
0 | 0 | 0 | 0 | 0 | 0 | 0 | 0 | 0 | 0 | 0 | 0 | 0 | 0 | 0 | 0 | 0 | 0 | 0 | 0
0 | 0 | 0 | 0 | 0 | 0 | 0 | 0 | 0 | 0 | 0 | 0 | 0 | 0 | 0 | 0 | 0 | 0 | 0 | 0
0 | 0 | 0 | 0 | 0 | 0 | 0 | 0 | 0 | 0 | 0 | 0 | 0 | 0 | 0 | 0 | 0 | 0 | 0 | 0
0 | 0 | 0 | 0 | 0 | 0 | 0 | 0 | 0 | 0 | 0 | 0 | 0 | 0 | 0 | 0 | 0 | 0 | 0 | 0
0 | 0 | 0 | 0 | 0 | 0 | 0 | 0 | 0 | 0 | 0 | 0 | 0 | 0 | 0 | 0 | 0 | 0 | 0 | 0
0 | 0 | 0 | 0 | 0 | 0 | 0 | 0 | 0 | 0 | 0 | 0 | 0 | 0 | 0 | 0 | 0 | 0 | 0 | 0
0 | 0 | 0 | 0 | 0 | 0 | 0 | 0 | 0 | 0 | 0 | 0 | 0 | 0 | 0 | 0 | 0 | 0 | 0 | 0
0 | 0 | 0 | 0 | 0 | 0 | 0 | 0 | 0 | 0 | 0 | 0 | 0 | 0 | 0 | 0 | 0 | 0 | 0 | 0
0 | 0 | 0 | 0 | 0 | 0 | 0 | 0 | 0 | 0 | 0 | 0 | 0 | 0 | 0 | 0 | 0 | 0 | 0 | 0
0 | 0 | 0 | 0 | 0 | 0 | 0 | 0 | 0 | 0 | 0 | 0 | 0 | 0 | 0 | 0 | 0 | 0 | 0 | 0
0 | 0 | 0 | 0 | 0 | 0 | 0 | 0 | 0 | 0 | 0 | 0 | 0 | 0 | 0 | 0 | 0 | 0 | 0 | 0
0 | 0 | 0 | 0 | 0 | 0 | 0 | 0 | 0 | 0 | 0 | 0 | 0 | 0 | 0 | 0 | 0 | 0 | 0 | 0
0 | 0 | 0 | 0 | 0 | 0 | 0 | 0 | 0 | 0 | 0 | 0 | 0 | 0 | 0 | 0 | 0 | 0 | 0 | 0
0 | 0 | 0 | 0 | 0 | 0 | 0 | 0 | 0 | 0 | 0 | 0 | 0 | 0 | 0 | 0 | 0 | 0 | 0 | 0
0 | 0 | 0 | 0 | 0 | 0 | 0 | 0 | 0 | 0 | 0 | 0 | 0 | 0 | 0 | 0 | 0 | 0 | 0 | 0
0 | 0 | 0 | 0 | 0 | 0 | 0 | 0 | 0 | 0 | 0 | 0 | 0 | 0 | 0 | 0 | 0 | 0 | 0 | 0
0 | 0 | 0 | 0 | 0 | 0 | 0 | 0 | 0 | 0 | 0 | 0 | 0 | 0 | 0 | 0 | 0 | 0 | 0 | 0
0 | 0 | 0 | 0 | 0 | 0 | 0 | 0 | 0 | 0 | 0 | 0 | 0 | 0 | 0 | 0 | 0 | 0 | 0 | 0
0 | 0 | 0 | 0 | 0 | 0 | 0 | 0 | 0 | 0 | 0 | 0 | 0 | 0 | 0 | 0 | 0 | 0 | 0 | 0
0 | 0 | 0 | 0 | 0 | 0 | 0 | 0 | 0 | 0 | 0 | 0 | 0 | 0 | 0 | 0 | 0 | 0 | 0 | 0
0 | 0 | 0 | 0 | 0 | 0 | 0 | 0 | 0 | 0 | 0 | 0 | 0 | 0 | 0 | 0 | 0 | 0 | 0 | 0
0 | 0 | 0 | 0 | 0 | 0 | 0 | 0 | 0 | 0 | 0 | 0 | 0 | 0 | 0 | 0 | 0 | 0 | 0 | 0
0 | 0 | 0 | 0 | 0 | 0 | 0 | 0 | 0 | 0 | 0 | 0 | 0 | 0 | 0 | 0 | 0 | 0 | 0 | 0
0 | 0 | 0 | 0 | 0 | 0 | 0 | 0 | 0 | 0 | 0 | 0 | 0 | 0 | 0 | 0 | 0 | 0 | 0 | 0
0 | 0 | 0 | 0 | 0 | 0 | 0 | 0 | 0 | 0 | 0 | 0 | 0 | 0 | 0 | 0 | 0 | 0 | 0 | 0
0 | 0 | 0 | 0 | 0 | 0 | 0 | 0 | 0 | 0 | 0 | 0 | 0 | 0 | 0 | 0 | 0 | 0 | 0 | 0
0 | 0 | 0 | 0 | 0 | 0 | 0 | 0 | 0 | 0 | 0 | 0 | 0 | 0 | 0 | 0 | 0 | 0 | 0 | 0
0 | 0 | 0 | 0 | 0 | 0 | 0 | 0 | 0 | 0 | 0 | 0 | 0 | 0 | 0 | 0 | 0 | 0 | 0 | 0
0 | 0 | 0 | 0 | 0 | 0 | 0 | 0 | 0 | 0 | 0 | 0 | 0 | 0 | 0 | 0 | 0 | 0 | 0 | 0
0 | 0 | 0 | 0 | 0 | 0 | 0 | 0 | 0 | 0 | 0 | 0 | 0 | 0 | 0 | 0 | 0 | 0 | 0 | 0
0 | 0 | 0 | 0 | 0 | 0 | 0 | 0 | 0 | 0 | 0 | 0 | 0 | 0 | 0 | 0 | 0 | 0 | 0 | 0
0 | 0 | 0 | 0 | 0 | 0 | 0 | 0 | 0 | 0 | 0 | 0 | 0 | 0 | 0 | 0 | 0 | 0 | 0 | 0
0 | 0 | 0 | 0 | 0 | 0 | 0 | 0 | 0 | 0 | 0 | 0 | 0 | 0 | 0 | 0 | 0 | 0 | 0 | 0
0 | 0 | 0 | 0 | 0 | 0 | 0 | 0 | 0 | 0 | 0 | 0 | 0 | 0 | 0 | 0 | 0 | 0 | 0 | 0
0 | 0 | 0 | 0 | 0 | 0 | 0 | 0 | 0 | 0 | 0 | 0 | 0 | 0 | 0 | 0 | 0 | 0 | 0 | 0
0 | 0 | 0 | 0 | 0 | 0 | 0 | 0 | 0 | 0 | 0 | 0 | 0 | 0 | 0 | 0 | 0 | 0 | 0 | 0
0 | 0 | 0 | 0 | 0 | 0 | 0 | 0 | 0 | 0 | 0 | 0 | 0 | 0 | 0 | 0 | 0 | 0 | 0 | 0
0 | 0 | 0 | 0 | 0 | 0 | 0 | 0 | 0 | 0 | 0 | 0 | 0 | 0 | 0 | 0 | 0 | 0 | 0 | 0
0 | 0 | 0 | 0 | 0 | 0 | 0 | 0 | 0 | 0 | 0 | 0 | 0 | 0 | 0 | 0 | 0 | 0 | 0 | 0
0 | 0 | 0 | 0 | 0 | 0 | 0 | 0 | 0 | 0 | 0 | 0 | 0 | 0 | 0 | 0 | 0 | 0 | 0 | 0
0 | 0 | 0 | 0 | 0 | 0 | 0 | 0 | 0 | 0 | 0 | 0 | 0 | 0 | 0 | 0 | 0 | 0 | 0 | 0
0 | 0 | 0 | 0 | 0 | 0 | 0 | 0 | 0 | 0 | 0 | 0 | 0 | 0 | 0 | 0 | 0 | 0 | 0 | 0
0 | 0 | 0 | 0 | 0 | 0 | 0 | 0 | 0 | 0 | 0 | 0 | 0 | 0 | 0 | 0 | 0 | 0 | 0 | 0
0 | 0 | 0 | 0 | 0 | 0 | 0 | 0 | 0 | 0 | 0 | 0 | 0 | 0 | 0 | 0 | 0 | 0 | 0 | 0
0 | 0 | 0 | 0 | 0 | 0 | 0 | 0 | 0 | 0 | 0 | 0 | 0 | 0 | 0 | 0 | 0 | 0 | 0 | 0
0 | 0 | 0 | 0 | 0 | 0 | 0 | 0 | 0 | 0 | 0 | 0 | 0 | 0 | 0 | 0 | 0 | 0 | 0 | 0
0 | 0 | 0 | 0 | 0 | 0 | 0 | 0 | 0 | 0 | 0 | 0 | 0 | 0 | 0 | 0 | 0 | 0 | 0 | 0
0 | 0 | 0 | 0 | 0 | 0 | 0 | 0 | 0 | 0 | 0 | 0 | 0 | 0 | 0 | 0 | 0 | 0 | 0 | 0
0 | 0 | 0 | 0 | 0 | 0 | 0 | 0 | 0 | 0 | 0 | 0 | 0 | 0 | 0 | 0 | 0 | 0 | 0 | 0
0 | 0 | 0 | 0 | 0 | 0 | 0 | 0 | 0 | 0 | 0 | 0 | 0 | 0 | 0 | 0 | 0 | 0 | 0 | 0
0 | 0 | 0 | 0 | 0 | 0 | 0 | 0 | 0 | 0 | 0 | 0 | 0 | 0 | 0 | 0 | 0 | 0 | 0 | 0
0 | 0 | 0 | 0 | 0 | 0 | 0 | 0 | 0 | 0 | 0 | 0 | 0 | 0 | 0 | 0 | 0 | 0 | 0 | 0
0 | 0 | 0 | 0 | 0 | 0 | 0 | 0 | 0 | 0 | 0 | 0 | 0 | 0 | 0 | 0 | 0 | 0 | 0 | 0
0 | 0 | 0 | 0 | 0 | 0 | 0 | 0 | 0 | 0 | 0 | 0 | 0 | 0 | 0 | 0 | 0 | 0 | 0 | 0
0 | 0 | 0 | 0 | 0 | 0 | 0 | 0 | 0 | 0 | 0 | 0 | 0 | 0 | 0 | 0 | 0 | 0 | 0 | 0
0 | 0 | 0 | 0 | 0 | 0 | 0 | 0 | 0 | 0 | 0 | 0 | 0 | 0 | 0 | 0 | 0 | 0 | 0 | 0
0 | 0 | 0 | 0 | 0 | 0 | 0 | 0 | 0 | 0 | 0 | 0 | 0 | 0 | 0 | 0 | 0 | 0 | 0 | 0
0 | 0 | 0 | 0 | 0 | 0 | 0 | 0 | 0 | 0 | 0 | 0 | 0 | 0 | 0 | 0 | 0 | 0 | 0 | 0
0 | 0 | 0 | 0 | 0 | 0 | 0 | 0 | 0 | 0 | 0 | 0 | 0 | 0 | 0 | 0 | 0 | 0 | 0 | 0
0 | 0 | 0 | 0 | 0 | 0 | 0 | 0 | 0 | 0 | 0 | 0 | 0 | 0 | 0 | 0 | 0 | 0 | 0 | 0
0 | 0 | 0 | 0 | 0 | 0 | 0 | 0 | 0 | 0 | 0 | 0 | 0 | 0 | 0 | 0 | 0 | 0 | 0 | 0
0 | 0 | 0 | 0 | 0 | 0 | 0 | 0 | 0 | 0 | 0 | 0 | 0 | 0 | 0 | 0 | 0 | 0 | 0 | 0
0 | 0 | 0 | 0 | 0 | 0 | 0 | 0 | 0 | 0 | 0 | 0 | 0 | 0 | 0 | 0 | 0 | 0 | 0 | 0
0 | 0 | 0 | 0 | 0 | 0 | 0 | 0 | 0 | 0 | 0 | 0 | 0 | 0 | 0 | 0 | 0 | 0 | 0 | 0
0 | 0 | 0 | 0 | 0 | 0 | 0 | 0 | 0 | 0 | 0 | 0 | 0 | 0 | 0 | 0 | 0 | 0 | 0 | 0
0 | 0 | 0 | 0 | 0 | 0 | 0 | 0 | 0 | 0 | 0 | 0 | 0 | 0 | 0 | 0 | 0 | 0 | 0 | 0
0 | 0 | 0 | 0 | 0 | 0 | 0 | 0 | 0 | 0 | 0 | 0 | 0 | 0 | 0 | 0 | 0 | 0 | 0 | 0
0 | 0 | 0 | 0 | 0 | 0 | 0 | 0 | 0 | 0 | 0 | 0 | 0 | 0 | 0 | 0 | 0 | 0 | 0 | 0
0 | 0 | 0 | 0 | 0 | 0 | 0 | 0 | 0 | 0 | 0 | 0 | 0 | 0 | 0 | 0 | 0 | 0 | 0 | 0
0 | 0 | 0 | 0 | 0 | 0 | 0 | 0 | 0 | 0 | 0 | 0 | 0 | 0 | 0 | 0 | 0 | 0 | 0 | 0
0 | 0 | 0 | 0 | 0 | 0 | 0 | 0 | 0 | 0 | 0 | 0 | 0 | 0 | 0 | 0 | 0 | 0 | 0 | 0
0 | 0 | 0 | 0 | 0 | 0 | 0 | 0 | 0 | 0 | 0 | 0 | 0 | 0 | 0 | 0 | 0 | 0 | 0 | 0

## Output
Program Summary |  | Nominal |  |  | Present Value |  |  |  | Avoided Cost Version
Proposer Name |  | SDGE | [6 empty] | 2011-08-04
Program Name |  | 3245-SW-Lighting-Primary Lighting SDG&E_COMPLIANCE_LIGHTING_SCENARIO | [6 empty] | 2012-02-17
Total Program Budget ($) |  | 38281962.5851 |  |  | 35205951.0753 |  |  |  | Base Year
2013
Net Participant Cost ($) |  |  |  |  | 38081726.3385 |  |  |  | SDG&E 2013 v1c4-Draft.xls
Program Impacts | [9 empty] | Program Impacts (Gross)
| Wtd Annual Net kWh | Lifecycle Net kWh | Wtd Annual Net Therms | Lifecycle Net Therms | Wtd Net Jul-Sept Pk** (kW) | Wtd Net Dec-Feb Pk** (kW) |  | Wtd User Entered kW |  |  | Wtd Annual Gross kWh | Lifecycle Gross kWh | Wtd Annual Gross Therms | Lifecycle Gross Therms | Wtd User Entered kW
2013 | 79942204.986 | 788792448.129 | -573672.9656 | -3459451.0503 | 11891.5346 | 10967.1211 |  | 10678.439 |  | 2013 | 125298480.2617 | 1209188442.9406 | -959755.5805 | -5704989.9715 | 16347.6264
2014 | 110247727.4419 | 1261164600.879 | -544453.4414 | -3264160.95 | 14919.4234 | 13180.0381 |  | 14423.9892 |  | 2014 | 171718326.6724 | 1935168081.157 | -910516.5277 | -5382222.9882 | 22095.8515
2013-2014 | 190189932.4279 | 2049957049.008 | -1118126.4069 | -6723612.0003 | 26810.9581 | 24147.1592 |  | 25102.4282 |  | 2013-2014 | 297016806.9341 | 3144356524.0976 | -1870272.1082 | -11087212.9597 | 38443.4779
Cost Effectiveness (Lifecycle Present Value Dollars)
|  | Benefits |  |  | Benefit - Cost
| Cost | Electric | Gas | Incentives | NPV | B/C Ratio | Notes
Program TRC ($) | 73287677.4138 | 157084410.035 | -5639762.5368 | NA | 78156970.0844 | 2.0664 | *1
Program PAC ($) | 35205951.0753 | 157084410.035 | -5639762.5368 | NA | 116238696.4229 | 4.3017 | *1,2
Program RIM ($) | 253228036.4055 | 157084410.035 | -5639762.5368 | NA | -101783388.9073 | 0.59806 | *1
*1 B/C Ratio is an approximation because any supply cost increases are treated as negative benefits rather than as a cost as in the Standard Practice Manual
*2 PAC benefits include environmental costs. This is to be consistent with the TRC benefits, but is not strictly consistent with the Standard Practice Manual.
Levelized Cost and Benefit (All Measures Installed through 2023)
| Discounted Savings |  |  |  | Benefit - Cost
| kWh | Therms | Cost | Benefits | NPV
TRC ($/kWh ) | 1304133065.7948 |  | 0.056195 | 0.12045 | 0.064256
PAC ($/kWh) | 1304133065.7948 |  | 0.026994 | 0.12045 | 0.093457
RIM ($/kWh) | 1304133065.7948 |  | 0.2014 | 0.12045 | -0.080953
TRC ($/therm) |  | -5078880.614 | -0.00034066 | 1.1104 | 1.1108
PAC ($/therm) |  | -5078880.614 | -0.00035574 | 1.1104 | 1.1108
RIM ($/therm) |  | -5078880.614 | 1.8567 | 1.1104 | -0.7463
Wtd Avg Emissions Reductions | [9 empty] | Wtd Avg Emissions Reductions (Gross)
| Electric Reductions |  |  | Gas Reductions | [6 empty] | Electric Reductions |  |  | Gas Reductions
Annual Reductions | CO2 (tons) | NOX (lbs) | PM-10 (lbs) | CO2 (tons) | NOX (lbs) |  |  |  |  | Annual Reductions | CO2 (tons) | NOX (lbs) | PM-10 (lbs) | CO2 (tons) | NOX (lbs)
2013 | 40666.571 | 9906.4884 | 5360.8744 | -3355.9868 | -5351.0782 | * annual reductions are the units |  |  |  | 2013 | 63799.9767 | 15556.5549 | 8408.585 | -5614.5701 | -8930.2601 | * annual reductions are the units
2014 | 55640.7143 | 13447.0213 | 7348.3496 | -3185.0526 | -5079.2455 | implemented in the year, times |  |  |  | 2014 | 86731.4662 | 20977.3401 | 11452.3681 | -5326.5217 | -8472.6386 | implemented in the year, times
2015 | 0 | 0 | 0 | 0 | 0 | the annual emission reduction |  |  |  | 2015 | 0 | 0 | 0 | 0 | 0 | the annual emission reduction
2016 | 0 | 0 | 0 | 0 | 0 | for the measure, weighted |  |  |  | 2016 | 0 | 0 | 0 | 0 | 0 | for the measure, weighted for
2017 | 0 | 0 | 0 | 0 | 0 | for dual baseline. |  |  |  | 2017 | 0 | 0 | 0 | 0 | 0 | split baseline performance
2018 | 0 | 0 | 0 | 0 | 0 |  |  |  |  | 2018 | 0 | 0 | 0 | 0 | 0
2019 | 0 | 0 | 0 | 0 | 0 |  |  |  |  | 2019 | 0 | 0 | 0 | 0 | 0
2020 | 0 | 0 | 0 | 0 | 0 |  |  |  |  | 2020 | 0 | 0 | 0 | 0 | 0
2021 | 0 | 0 | 0 | 0 | 0 |  |  |  |  | 2021 | 0 | 0 | 0 | 0 | 0
2022 | 0 | 0 | 0 | 0 | 0 |  |  |  |  | 2022 | 0 | 0 | 0 | 0 | 0
2023 | 0 | 0 | 0 | 0 | 0 |  |  |  |  | 2023 | 0 | 0 | 0 | 0 | 0
Total Annual | 96307.2853 | 23353.5096 | 12709.224 | -6541.0395 | -10430.3238 |  |  |  |  | Total Annual | 150531.4429 | 36533.895 | 19860.953 | -10941.0918 | -17402.8987
Lifecycle Reductions | [9 empty] | Lifecycle Reductions
2013 | 398243.4994 | 96282.1208 | 52590.5958 | -20237.7886 | -32529.9899 |  |  |  |  | 2013 | 610857.9274 | 147774.5836 | 80656.4346 | -33462.5567 | -53555.6796
2014 | 632012.3794 | 151646.7423 | 83606.5317 | -19095.3416 | -30699.2859 |  |  |  |  | 2014 | 970112.2844 | 232853.4332 | 128322.1486 | -31548.5264 | -50494.0568
2015 | 0 | 0 | 0 | 0 | 0 |  |  |  |  | 2015 | 0 | 0 | 0 | 0 | 0
2016 | 0 | 0 | 0 | 0 | 0 |  |  |  |  | 2016 | 0 | 0 | 0 | 0 | 0
2017 | 0 | 0 | 0 | 0 | 0 |  |  |  |  | 2017 | 0 | 0 | 0 | 0 | 0
2018 | 0 | 0 | 0 | 0 | 0 |  |  |  |  | 2018 | 0 | 0 | 0 | 0 | 0
2019 | 0 | 0 | 0 | 0 | 0 |  |  |  |  | 2019 | 0 | 0 | 0 | 0 | 0
2020 | 0 | 0 | 0 | 0 | 0 |  |  |  |  | 2020 | 0 | 0 | 0 | 0 | 0
2021 | 0 | 0 | 0 | 0 | 0 |  |  |  |  | 2021 | 0 | 0 | 0 | 0 | 0
2022 | 0 | 0 | 0 | 0 | 0 |  |  |  |  | 2022 | 0 | 0 | 0 | 0 | 0
2023 | 0 | 0 | 0 | 0 | 0 |  |  |  |  | 2023 | 0 | 0 | 0 | 0 | 0
Total Lifecycle | 1030255.8788 | 247928.863 | 136197.1275 | -39333.1302 | -63229.2757 |  |  |  |  | Total Lifecycle | 1580970.2118 | 380628.0168 | 208978.5832 | -65011.0831 | -104049.7364
Reductions based on total annual installations | [9 empty] | Wtd Avg Reductions based on total annual installations (Gross)
| Annual Wtd Avg Net kWh | Lifecycle Net kWh | Annual Wtd Avg Net Therms | Lifecycle Net Therms | Net July-Sept Wtd Avg Peak** (kW) | Net Wtd Avg Dec-Feb** (kW) |  | Wtd Avg User Entered kW | Net Annual NCP (kW) |  | Wtd Avg Annual Gross kWh | Wtd Avg Lifecycle Gross kWh | Wtd Avg Annual Gross Therms | Wtd Avg Lifecycle Gross Therms | Wtd Avg User Entered kW
2013 | 79942204.986 | 788792448.129 | -573672.9656 | -3459451.0503 | 11891.5346 | 10967.1211 |  | 10678.439 | 15050.3475 | 2013 | 125298480.2617 | 1209188442.9406 | -959755.5805 | -5704989.9715 | 16347.6264
2014 | 110247727.4419 | 1261164600.879 | -544453.4414 | -3264160.95 | 14919.4234 | 13180.0381 |  | 14423.9892 | 26490.0761 | 2014 | 171718326.6724 | 1935168081.157 | -910516.5277 | -5382222.9882 | 22095.8515
2015 | 0 | 0 | 0 | 0 | 0 | 0 |  | 0 | 6798.4848 | 2015 | 0 | 0 | 0 | 0 | 0
2016 | 0 | 0 | 0 | 0 | 0 | 0 |  | 0 | -2288.9449 | 2016 | 0 | 0 | 0 | 0 | 0
2017 | 0 | 0 | 0 | 0 | 0 | 0 |  | 0 | -6066.149 | 2017 | 0 | 0 | 0 | 0 | 0
2018 | 0 | 0 | 0 | 0 | 0 | 0 |  | 0 | -584.9807 | 2018 | 0 | 0 | 0 | 0 | 0
2019 | 0 | 0 | 0 | 0 | 0 | 0 |  | 0 | -6162.1266 | 2019 | 0 | 0 | 0 | 0 | 0
2020 | 0 | 0 | 0 | 0 | 0 | 0 |  | 0 | -8336.2853 | 2020 | 0 | 0 | 0 | 0 | 0
2021 | 0 | 0 | 0 | 0 | 0 | 0 |  | 0 | -2148.3593 | 2021 | 0 | 0 | 0 | 0 | 0
2022 | 0 | 0 | 0 | 0 | 0 | 0 |  | 0 | -712.8876 | 2022 | 0 | 0 | 0 | 0 | 0
2023 | 0 | 0 | 0 | 0 | 0 | 0 |  | 0 | -558.1637 | 2023 | 0 | 0 | 0 | 0 | 0
Total | 190189932.4279 | 2049957049.008 | -1118126.4069 | -6723612.0003 | 26810.9581 | 24147.1592 |  | 25102.4282 | 21481.0112 | Total | 297016806.9341 | 3144356524.0976 | -1870272.1082 | -11087212.9597 | 38443.4779
Wtd Average Net Impacts by Sector (All Measures Installed through 2023) | [9 empty] | Gross Savings for Goal Attainment - kWh
| Annual Wtd Avg Net kWh | Lifecycle Net kWh | Annual Wtd Avg Net Therms | Lifecycle Net Therms | Net July-Sept Wtd Avg Peak** (kW) | Net Wtd Avg Dec-Feb** (kW) |  | Wtd Avg User Entered kW | TRC Lifecycle Net Benefits* ($) |  | 1st Year Annual Savings | Decay of single or first baseline | 2nd Baseline Savings | 2nd Baseline Decay | Total Cumulative | Net Annual Savings
Total | 190189932.4279 | 2049957049.008 | -1118126.4069 | -6723612.0003 | 26810.9581 | 24147.1592 |  | 25102.4282 | 78156970.0844 |  | kWh | kWh | kWh | kWh | kWh | kWh
RES | 0 | 0 | 0 | 0 | 0 | 0 |  | 0 | 0 | 2013 | 136374955.4049 |  | 0 | 0 | 136374955.4049 | 136374955.4049
NON_RES | 0 | 0 | 0 | 0 | 0 | 0 |  | 0 | 0 | 2014 | 338670735.5981 | -31927.812 | 0 | 0 | 338638807.7861 | 202263852.3812
Residential | 78605783.6755 | 517919747.8024 | -1045911.908 | -5913436.8508 | 11248.1154 | 13439.6454 |  | 8089.0359 | 18419235.7364 | 2015 | 338670735.5981 | -16035865.8554 | 6637858.6786 | 0 | 329272728.4213 | -9366079.3648
Commercial | 111584148.7524 | 1532037301.2056 | -72214.4989 | -810175.1495 | 12615.9222 | 8799.6503 |  | 17013.3924 | 59737734.3479 | 2016 | 338670735.5981 | -74549307.3025 | 30340494.5723 | 0 | 294461922.8679 | -34810805.5534
Industrial | 0 | 0 | 0 | 0 | 0 | 0 |  | 0 | 0 | 2017 | 338670735.5981 | -106664694.4471 | 42222056.4649 | 0 | 274228097.6159 | -20233825.252
Agricultural | 0 | 0 | 0 | 0 | 0 | 0 |  | 0 | 0 | 2018 | 338670735.5981 | -126578922.197 | 42625217.0805 | 0 | 254717030.4816 | -19511067.1343
Not Used | 0 | 0 | 0 | 0 | 0 | 0 |  | 0 | 0 | 2019 | 338670735.5981 | -176786456.5696 | 43192856.1182 | 0 | 205077135.1467 | -49639895.3348
0 | 0 | 0 | 0 | 0 | 0 | 0 |  | 0 | 0 | 2020 | 338670735.5981 | -209202042.2396 | 43402396.8432 | 0 | 172871090.2017 | -32206044.945
0 | 0 | 0 | 0 | 0 | 0 | 0 |  | 0 | 0 | 2021 | 338670735.5981 | -214674182.3436 | 43402396.8432 | 0 | 167398950.0977 | -5472140.104
0 | 0 | 0 | 0 | 0 | 0 | 0 |  | 0 | 0 | 2022 | 338670735.5981 | -220327312.4303 | 43402396.8432 | 0 | 161745820.011 | -5653130.0867
0 | 0 | 0 | 0 | 0 | 0 | 0 |  | 0 | 0
0 | 0 | 0 | 0 | 0 | 0 | 0 |  | 0 | 0 | Gross Savings for Goal Attainment - kW
0 | 0 | 0 | 0 | 0 | 0 | 0 |  | 0 | 0 |  | 1st Year Annual | Decay or single or | 2nd Baseline | 2nd Baseline | Total | Net Annual
0 | 0 | 0 | 0 | 0 | 0 | 0 |  | 0 | 0 |  | Savings | first baseline | Savings | Decay | Cummulative | Savings
0 | 0 | 0 | 0 | 0 | 0 | 0 |  | 0 | 0 |  | kW | kW | kW | kW | kW | kW
0 | 0 | 0 | 0 | 0 | 0 | 0 |  | 0 | 0 | 2013 | 18187.555 |  | 0 | 0 | 18187.555 | 18187.555
0 | 0 | 0 | 0 | 0 | 0 | 0 | 0 | 0 | 0 | 2014 | 45414.5511 | -6.7947 | 0 | 0 | 45407.7564 | 27220.2014
0 | 0 | 0 | 0 | 0 | 0 | 0 | 0 | 0 | 0 | 2015 | 45414.5511 | -2821.5973 | 1138.7569 | 0 | 43731.7107 | -1676.0456
0 | 0 | 0 | 0 | 0 | 0 | 0 | 0 | 0 | 0 | 2016 | 45414.5511 | -13073.4269 | 5166.0832 | 0 | 37507.2074 | -6224.5034
0 | 0 | 0 | 0 | 0 | 0 | 0 | 0 | 0 | 0 | 2017 | 45414.5511 | -18768.5275 | 7178.6187 | 0 | 33824.6422 | -3682.5651
0 | 0 | 0 | 0 | 0 | 0 | 0 | 0 | 0 | 0 | 2018 | 45414.5511 | -20851.098 | 7226.2081 | 0 | 31789.6612 | -2034.981
0 | 0 | 0 | 0 | 0 | 0 | 0 | 0 | 0 | 0 | 2019 | 45414.5511 | -26050.8061 | 7292.922 | 0 | 26656.6669 | -5132.9943
0 | 0 | 0 | 0 | 0 | 0 | 0 | 0 | 0 | 0 | 2020 | 45414.5511 | -29661.1316 | 7317.549 | 0 | 23070.9685 | -3585.6985
Other and upspecified | 0 | 0 | 0 | 0 | 2946.9204 | 1907.8634 | 0 | 0 | 0 | 2021 | 45414.5511 | -30819.201 | 7317.549 | 0 | 21912.8991 | -1158.0694
* Include program-level and admin costs allocated based to total gas and electric programs at the measure level. | [9 empty] | 2022 | 45414.5511 | -31994.8712 | 7317.549 | 0 | 20737.2289 | -1175.6702
**These values are only approximations if there are dual baseline measures in the program
Net Impacts by CPUC End Use Categories (All Measures Installed through 2023) | [9 empty] | Gross Savings for Goal Attainment - Therms
| Annual Wtd Avg Net kWh | Lifecycle Net kWh | Annual Wtd Avg Net Therms | Lifecycle Net Therms | Net July-Sept Wtd Avg Peak** (kW) | Net Wtd Avg Dec-Feb** (kW) |  | Wtd Avg User Entered kW | TRC Lifecycle Net Benefits* ($) |  | 1st Year Annual Savings | Decay of single or first baseline | 2nd Baseline Savings | 2nd Baseline Decay | Total Cumulative | Net Annual Savings
Total | 190189932.4279 | 2049957049.008 | -1118126.4069 | -6723612.0003 | 26810.9581 | 24147.1592 |  | 25102.4282 | 78156970.0844 |  | Therms | Therms | Therms | Therms | Therms | Therms
Clothes Dryer | 0 | 0 | 0 | 0 | 0 | 0 |  | 0 | 0 | 2013 | -960623.9784 |  | 0 | 0 | -960623.9784 | -960623.9784
Clothes Washer | 0 | 0 | 0 | 0 | 0 | 0 |  | 0 | 0 | 2014 | -1871728.9154 | 79.956 | 0 | 0 | -1871648.9593 | -911024.981
Consumer Electronics | 0 | 0 | 0 | 0 | 0 | 0 |  | 0 | 0 | 2015 | -1871728.9154 | 9047.0422 | -643.458 | 0 | -1863325.3311 | 8323.6282
Cooking | 0 | 0 | 0 | 0 | 0 | 0 |  | 0 | 0 | 2016 | -1871728.9154 | 41742.2657 | -1487.4466 | 0 | -1831474.0962 | 31851.235
Dishwasher | 0 | 0 | 0 | 0 | 0 | 0 |  | 0 | 0 | 2017 | -1871728.9154 | 66941.821 | -1762.1948 | 0 | -1806549.2891 | 24924.8071
Other Appliance | 0 | 0 | 0 | 0 | 0 | 0 |  | 0 | 0 | 2018 | -1871728.9154 | 380389.129 | -1762.1948 | 0 | -1493101.9811 | 313447.308
Office Equipment | 19312268.3791 | 205558090.2991 | -26472.7212 | -268342.8344 | 3734.3486 | 2335.0329 |  | 3731.1989 | 6936287.785 | 2019 | -1871728.9154 | 1201635.0775 | -1762.1948 | 0 | -671856.0326 | 821245.9485
Building shell | 0 | 0 | 0 | 0 | 0 | 0 |  | 0 | 0 | 2020 | -1871728.9154 | 1707688.8048 | -1762.1948 | 0 | -165802.3053 | 506053.7273
Space Cooling | 0 | 0 | 0 | 0 | 0 | 0 |  | 0 | 0 | 2021 | -1871728.9154 | 1721741.5129 | -1762.1948 | 0 | -151749.5972 | 14052.7081
Space Heating | 0 | 0 | 0 | 0 | 0 | 0 |  | 0 | 0 | 2022 | -1871728.9154 | 1738253.1364 | -1762.1948 | 0 | -135237.9737 | 16511.6235
Ventilation | 0 | 0 | 0 | 0 | 0 | 0 |  | 0 | 0
Interior Lighting | 134800905.2504 | 1303095710.481 | -1088242.5556 | -6401806.4744 | 19423.1102 | 18701.4965 |  | 18331.3909 | 65025965.6785
Exterior Lighting | 36076758.7984 | 541303248.2279 | -3864.2802 | -57994.1914 | 706.5789 | 1202.7664 |  | 3039.8384 | 6192167.9475
Daylighting | 0 | 0 | 0 | 0 | 0 | 0 |  | 0 | 0
Motors | 0 | 0 | 0 | 0 | 0 | 0 |  | 0 | 0
Process | 0 | 0 | 0 | 0 | 0 | 0 |  | 0 | 0
Compressed Air | 0 | 0 | 0 | 0 | 0 | 0 |  | 0 | 0
Food Processor | 0 | 0 | 0 | 0 | 0 | 0 |  | 0 | 0
Refrigeration | 0 | 0 | 0 | 0 | 0 | 0 |  | 0 | 0
Freezers | 0 | 0 | 0 | 0 | 0 | 0 |  | 0 | 0
Pumps | 0 | 0 | 0 | 0 | 0 | 0 |  | 0 | 0
Pool Pump | 0 | 0 | 0 | 0 | 0 | 0 |  | 0 | 0
Domestic Hot Water | 0 | 0 | 0 | 0 | 0 | 0 |  | 0 | 0
Water Heating | 0 | 0 | 0 | 0 | 0 | 0 |  | 0 | 0
Other or unspecified | 0 | 0 | 453.15 | 4531.5 | 2946.9204 | 1907.8634 | 0 | 0 | 2548.6734
* Include program-level and admin costs allocated based to total gas and electric programs at the measure level.
**These values are only approximations if there are dual baseline measures in the program
Net Impacts by Climate Zone (All Measures Installed through 2023)
| Annual Wtd Avg Net kWh | Lifecycle Net kWh | Annual Wtd Avg Net Therms | Lifecycle Net Therms | Net July-Sept Wtd Avg Peak** (kW) | Net Wtd Avg Dec-Feb** (kW) |  | Wtd Avg User Entered kW | TRC Lifecycle Net Benefits* ($)
Total | 190189932.4279 | 2049957049.008 | -1118126.4069 | -6723612.0003 | 23864.0377 | 22239.2958 |  | 25102.4282 | 78156970.0844
7 | 0 | 0 | 0 | 0 | 0 | 0 |  | 0 | 0
10 | 0 | 0 | 0 | 0 | 0 | 0 |  | 0 | 0
15 | 0 | 0 | 0 | 0 | 0 | 0 |  | 0 | 0
15 | 0 | 0 | 0 | 0 | 0 | 0 |  | 0 | 0
System | 190189932.4279 | 2049957049.008 | -1118126.4069 | -6723612.0003 | 23864.0377 | 22239.2958 |  | 25102.4282 | 78156970.0844
0 | 0 | 0 | 0 | 0 | 0 | 0 |  | 0 | 0
0 | 0 | 0 | 0 | 0 | 0 | 0 |  | 0 | 0
0 | 0 | 0 | 0 | 0 | 0 | 0 |  | 0 | 0
0 | 0 | 0 | 0 | 0 | 0 | 0 |  | 0 | 0
0 | 0 | 0 | 0 | 0 | 0 | 0 |  | 0 | 0
0 | 0 | 0 | 0 | 0 | 0 | 0 |  | 0 | 0
* Include program-level and admin costs allocated based to total gas and electric programs at the measure level.
Persistent reductions in the summer (3rd Qtr) or winter (4th Qtr) of each year
| Net July-Sept Peak (kW) | Net Annual Dec-Feb (kW)
2013 | 6659.9059 | 11894.1685
2014 | 22748.6023 | 27610.4823
2015 | 31387.5743 | 26257.7357
2016 | 27310.8355 | 22684.7181
2017 | 24054.117 | 22340.1673
2018 | 22992.7813 | 18266.1477
2019 | 18918.6885 | 12781.7586
2020 | 15558.1805 | 11170.1471
2021 | 14792.0978 | 10634.0177
2022 | 14098.5139 | 10177.9694
2023 | 13705.7759 | 10151.4316
2024 | 13218.386 | 9541.8195
These values are only approximations if there are dual baseline measures in the program
Monthly Impacts
First Year for Impact Table: | 2013 | These values are only approximations if there are dual baseline measures in the program
| Quarter | Monthly Five Hour Avg or TOU Peak | Net Monthly NCP (kW) |  | Monthly Net kWh | Monthly Net Therms
2013-01-01 | 1 | 0 | 0 |  | 0 | 0
2013-02-01 | 1 | 0 | 0 |  | 0 | 0
2013-03-01 | 1 | 0 | 0 |  | 0 | 0
2013-04-01 | 2 | 2424.1766 | 4928.5165 |  | 1813371.4051 | 4.7203
2013-05-01 | 2 | 3261.1567 | 4755.9111 |  | 1805841.3841 | 4.7203
2013-06-01 | 2 | 3116.6778 | 4608.6792 |  | 1745579.9114 | 4.7203
2013-07-01 | 3 | 6703.9552 | 9356.7363 |  | 3593543.371 | 9.4406
2013-08-01 | 3 | 6673.9307 | 9305.983 |  | 3594419.5912 | 9.4406
2013-09-01 | 3 | 6601.8318 | 9330.8862 |  | 3529475.3893 | 9.4406
2013-10-01 | 4 | 10629.8948 | 15050.3475 |  | 5634870.1574 | -71804.2252
2013-11-01 | 4 | 8557.8652 | 14695.347 |  | 5423521.0198 | -71804.2252
2013-12-01 | 4 | 8561.4672 | 14796.2439 |  | 5576031.5105 | -71804.2252
2014-01-01 | 5 | 11910.5546 | 19883.1959 |  | 7451986.3607 | -95738.967
2014-02-01 | 5 | 12356.6614 | 19892.4629 |  | 7216804.1336 | -95738.967
2014-03-01 | 5 | 13354.7368 | 19806.0762 |  | 7455466.5131 | -95738.967
2014-04-01 | 6 | 13101.0064 | 26787.1474 |  | 9976450.1107 | 23.6016
2014-05-01 | 6 | 17693.0184 | 26053.7887 |  | 9905368.6875 | 23.6016
2014-06-01 | 6 | 16976.4883 | 25323.6054 |  | 9606507.313 | 23.6016
2014-07-01 | 7 | 22878.9623 | 32624.9704 |  | 12533689.9179 | 28.3219
2014-08-01 | 7 | 22790.1075 | 32474.7706 |  | 12536283.0129 | 28.3219
2014-09-01 | 7 | 22576.7371 | 32548.4695 |  | 12344086.4661 | 28.3219
2014-10-01 | 8 | 27607.1844 | 41540.4236 |  | 15868904.5579 | -163870.9664
2014-11-01 | 8 | 22856.5513 | 40726.4985 |  | 15384335.146 | -163870.9664
2014-12-01 | 8 | 22864.8099 | 40957.8293 |  | 15734002.6187 | -163870.9664
2015-01-01 | 9 | 27642.5893 | 48320.7506 |  | 18528016.6727 | -186549.9957
2015-02-01 | 9 | 28516.6956 | 48338.9085 |  | 18067198.1697 | -186549.9957
2015-03-01 | 9 | 30472.3349 | 48169.6414 |  | 18534835.7194 | -186549.9957
2015-04-01 | 10 | 23052.7991 | 47563.4954 |  | 17975306.1466 | 37.7625
2015-05-01 | 10 | 31235.9633 | 46741.9924 |  | 17779495.2769 | 37.7625
2015-06-01 | 10 | 30103.5895 | 45588.0417 |  | 17307187.4506 | 37.7625
2015-07-01 | 11 | 31560.1957 | 45746.6497 |  | 17542888.899 | 37.7625
2015-08-01 | 11 | 31442.5351 | 45547.7567 |  | 17546322.6488 | 37.7625
2015-09-01 | 11 | 31159.9923 | 45645.3481 |  | 17291817.9589 | 37.7625
2015-10-01 | 12 | 31145.6437 | 47110.3329 |  | 18045313.7593 | -185500.4513
2015-11-01 | 12 | 25734.6381 | 46183.2662 |  | 17493385.6728 | -185500.4513
2015-12-01 | 12 | 25744.0447 | 46446.7537 |  | 17891659.4688 | -185500.4513
2016-01-01 | 13 | 26289.8158 | 46031.8209 |  | 17650767.1864 | -184651.3904
2016-02-01 | 13 | 27163.1891 | 46049.9635 |  | 17190335.1128 | -184651.3904
2016-03-01 | 13 | 29117.1884 | 45880.8384 |  | 17657580.5148 | -184651.3904
2016-04-01 | 14 | 21059.0588 | 44175.2869 |  | 16680036.9462 | 37.7625
2016-05-01 | 14 | 28159.9337 | 43656.0817 |  | 16467771.5721 | 37.7625
2016-06-01 | 14 | 27028.9842 | 42503.5825 |  | 15996057.842 | 37.7625
2016-07-01 | 15 | 27483.1674 | 41658.6598 |  | 15806266.1697 | 37.7625
2016-08-01 | 15 | 27365.7041 | 41460.1003 |  | 15809694.1606 | 37.7625
2016-09-01 | 15 | 27083.6352 | 41557.528 |  | 15555616.3117 | 37.7625
2016-10-01 | 16 | 28024.3329 | 41824.0017 |  | 16027042.3161 | -182157.8963
2016-11-01 | 16 | 22622.3099 | 40898.474 |  | 15476030.4592 | -182157.8963
2016-12-01 | 16 | 22631.7009 | 41161.524 |  | 15873643.0998 | -182157.8963
2017-01-01 | 17 | 22716.7455 | 39965.7017 |  | 15335175.0037 | -181377.4565
2017-02-01 | 17 | 23588.6839 | 39983.8145 |  | 14875499.3956 | -181377.4565
2017-03-01 | 17 | 25539.4729 | 39814.9672 |  | 15341977.1383 | -181377.4565
2017-04-01 | 18 | 18222.4204 | 39348.3984 |  | 14838484.8928 | 37.7625
2017-05-01 | 18 | 23774.951 | 39258.3435 |  | 14601106.6101 | 37.7625
2017-06-01 | 18 | 22645.8403 | 38107.718 |  | 14130159.8047 | 37.7625
2017-07-01 | 19 | 24226.1716 | 38391.1673 |  | 14419954.9606 | 37.7625
2017-08-01 | 19 | 24108.8973 | 38192.9273 |  | 14423377.4369 | 37.7625
2017-09-01 | 19 | 23827.2821 | 38290.1983 |  | 14169708.3211 | 37.7625
2017-10-01 | 20 | 26794.3675 | 39745.6019 |  | 15234782.8614 | -179937.0814
2017-11-01 | 20 | 21398.8647 | 38821.1913 |  | 14684436.0784 | -179937.0814
2017-12-01 | 20 | 21408.2444 | 39083.9238 |  | 15081568.7987 | -179937.0814
2018-01-01 | 21 | 22372.1689 | 39380.7356 |  | 15113160.3142 | -179937.0814
2018-02-01 | 21 | 23243.4054 | 39398.8338 |  | 14653854.742 | -179937.0814
2018-03-01 | 21 | 25192.624 | 39230.1224 |  | 15119956.9731 | -179937.0814
2018-04-01 | 22 | 18012.2178 | 38988.1771 |  | 14701711.4931 | 37.7625
2018-05-01 | 22 | 23450.1319 | 38929.7042 |  | 14462346.3218 | 37.7625
2018-06-01 | 22 | 22321.4758 | 37779.542 |  | 13991589.1473 | 37.7625
2018-07-01 | 23 | 23143.3073 | 36491.8418 |  | 13790083.6342 | 37.7625
2018-08-01 | 23 | 23040.7071 | 36318.4069 |  | 13793077.8676 | 37.7625
2018-09-01 | 23 | 22794.3295 | 36403.5067 |  | 13571149.5096 | 37.7625
2018-10-01 | 24 | 22949.0713 | 35525.753 |  | 13891825.9434 | -139080.7191
2018-11-01 | 24 | 18903.8105 | 34832.6792 |  | 13479205.2209 | -139080.7191
2018-12-01 | 24 | 18910.8429 | 35029.6621 |  | 13776954.1949 | -139080.7191
2019-01-01 | 25 | 18286.1365 | 33225.4027 |  | 13158689.7831 | -118652.5379
2019-02-01 | 25 | 18830.3284 | 33236.7072 |  | 12871798.2659 | -118652.5379
2019-03-01 | 25 | 20047.8497 | 33131.3267 |  | 13162935.1132 | -118652.5379
2019-04-01 | 26 | 14778.0804 | 31031.8628 |  | 12322434.2298 | 37.7625
2019-05-01 | 26 | 19742.233 | 31300.3646 |  | 12022197.8231 | 37.7625
2019-06-01 | 26 | 19178.4766 | 30725.866 |  | 11787057.6562 | 37.7625
2019-07-01 | 27 | 18983.9738 | 29102.4625 |  | 11351417.9018 | 37.7625
2019-08-01 | 27 | 18939.4746 | 29027.2414 |  | 11352716.5431 | 37.7625
2019-09-01 | 27 | 18832.6172 | 29064.1503 |  | 11256463.0793 | 37.7625
2019-10-01 | 28 | 15316.2833 | 27090.7297 |  | 11197082.5648 | -58442.9842
2019-11-01 | 28 | 13916.7096 | 26850.941 |  | 11054324.6167 | -58442.9842
2019-12-01 | 28 | 13919.1426 | 26919.0929 |  | 11157339.3958 | -58442.9842
2020-01-01 | 29 | 12786.218 | 24897.9 |  | 10491102.4686 | -38552.2979
2020-02-01 | 29 | 12907.6228 | 24900.4219 |  | 10427099.2663 | -38552.2979
2020-03-01 | 29 | 13179.2421 | 24876.9124 |  | 10492049.5678 | -38552.2979
2020-04-01 | 30 | 11353.0946 | 22850.3444 |  | 9830968.5536 | 37.7625
2020-05-01 | 30 | 15685.1953 | 23481.6434 |  | 9469246.3136 | 37.7625
2020-06-01 | 30 | 15663.4131 | 23459.4462 |  | 9460161.0926 | 37.7625
2020-07-01 | 31 | 15561.501 | 23332.5661 |  | 9409574.1027 | 37.7625
2020-08-01 | 31 | 15559.2377 | 23328.7402 |  | 9409640.1537 | 37.7625
2020-09-01 | 31 | 15553.8028 | 23330.6175 |  | 9404744.5512 | 37.7625
2020-10-01 | 32 | 11344.636 | 22561.9761 |  | 9725827.1574 | -18079.3364
2020-11-01 | 32 | 11240.5073 | 22544.1357 |  | 9715205.9234 | -18079.3364
2020-12-01 | 32 | 11240.6883 | 22549.2062 |  | 9722870.2537 | -18079.3364
2021-01-01 | 33 | 11170.7647 | 22404.2057 |  | 9666057.0897 | -17788.1987
2021-02-01 | 33 | 11187.5789 | 22404.5549 |  | 9657192.8752 | -17788.1987
2021-03-01 | 33 | 11225.1972 | 22401.299 |  | 9666188.2596 | -17788.1987
2021-04-01 | 34 | 10886.8477 | 22042.0055 |  | 9524629.9262 | 37.7625
2021-05-01 | 34 | 14958.6872 | 22752.0626 |  | 9158604.1459 | 37.7625
2021-06-01 | 34 | 14936.9051 | 22729.8654 |  | 9149518.9249 | 37.7625
2021-07-01 | 35 | 14795.4183 | 22560.3379 |  | 9079813.9312 | 37.7625
2021-08-01 | 35 | 14793.155 | 22556.512 |  | 9079879.9821 | 37.7625
2021-09-01 | 35 | 14787.7201 | 22558.3892 |  | 9074984.3797 | 37.7625
2021-10-01 | 36 | 10831.8007 | 21645.3373 |  | 9381455.017 | -16301.0072
2021-11-01 | 36 | 10727.672 | 21627.497 |  | 9370833.783 | -16301.0072
2021-12-01 | 36 | 10727.8531 | 21632.5675 |  | 9378498.1134 | -16301.0072
2022-01-01 | 37 | 10634.6353 | 21433.417 |  | 9302668.1929 | -15902.3226
2022-02-01 | 37 | 10651.4494 | 21433.7663 |  | 9293803.9783 | -15902.3226
2022-03-01 | 37 | 10689.0677 | 21430.5103 |  | 9302799.3627 | -15902.3226
2022-04-01 | 38 | 10443.8159 | 21230.3132 |  | 9221785.4253 | 37.7625
2022-05-01 | 38 | 14257.9726 | 22039.175 |  | 8852031.0512 | 37.7625
2022-06-01 | 38 | 14236.1905 | 22016.9778 |  | 8842945.8302 | 37.7625
2022-07-01 | 39 | 14101.8345 | 21854.699 |  | 8776359.0883 | 37.7625
2022-08-01 | 39 | 14099.5712 | 21850.8731 |  | 8776425.1393 | 37.7625
2022-09-01 | 39 | 14094.1362 | 21852.7503 |  | 8771529.5368 | 37.7625
2022-10-01 | 40 | 10384.5143 | 20836.8929 |  | 9076156.7568 | -14471.0396
2022-11-01 | 40 | 10280.3856 | 20819.0526 |  | 9065535.5228 | -14471.0396
2022-12-01 | 40 | 10280.5666 | 20824.1231 |  | 9073199.8532 | -14471.0396
2023-01-01 | 41 | 10178.587 | 20619.962 |  | 8991836.1515 | -13804.8083
2023-02-01 | 41 | 10195.4011 | 20620.3113 |  | 8982971.937 | -13804.8083
2023-03-01 | 41 | 10233.0194 | 20617.0553 |  | 8991967.3214 | -13804.8083
2023-04-01 | 42 | 10081.8763 | 20600.3182 |  | 8975740.6899 | 33.0422
2023-05-01 | 42 | 13708.6732 | 21481.0112 |  | 8606803.131 | 33.0422
2023-06-01 | 42 | 13686.8911 | 21458.814 |  | 8597717.9101 | 33.0422
2023-07-01 | 43 | 13709.0964 | 21456.0513 |  | 8597997.6977 | 28.3219
2023-08-01 | 43 | 13706.8331 | 21452.2255 |  | 8598063.7486 | 28.3219
2023-09-01 | 43 | 13701.3982 | 21454.1027 |  | 8593168.1462 | 28.3219
2023-10-01 | 44 | 10237.3299 | 20600.3564 |  | 8976914.2391 | -13251.5585
2023-11-01 | 44 | 10133.2012 | 20582.516 |  | 8966293.0051 | -13251.5585
2023-12-01 | 44 | 10133.3822 | 20587.5865 |  | 8973957.3355 | -13251.5585

## Input
| SDG&E 2013 v1c4-Draft.xls |  |  |  | Program Budget ($) | [10 empty] | Import file format 5
[5 empty] | a. Administrative Costs | 2013 | 2014 | 2015 | NPV |  |  |  | Nominal | Nominal | Nominal
| Proposer General Information |  |  |  | a.i. Overhead and G&A | 282461.2019 | 279168.1519 |  | 542491.1496 | d. Incentives and Rebates ($) |  |  | 2013 | 2014 | 2015 | NPV |  | Market Effects Adjustments
| Proposer Name |  | SDGE |  | a.ii. Other Admin costs |  |  |  | 0 | d.i. User Input Incentive (treated like admin) | [5 empty] | 0 |  | Adjustment type |  | Uniform
| Program Name |  | 3245-SW-Lighting-Primary Lighting SDG&E_COMPLIANCE_LIGHTING_SCENARIO |  | b. Marketing/Outreach | 250534.5679 | 250534.5679 |  | 483893.8897 | d.ii. Rebate |  |  | 13484931.15 | 21035826.5875 | 0 |  |  | Enter Custom values in columns AO through AT
| Service Territory |  | SDG&E |  | c. Direct Implementation (non incentive) |  |  |  |  | d.iii. Direct Install Labor |  |  | 0 | 0 | 0 |  |  | Uniform Factors to apply to all measures
| First Year of Program Implementation |  |  | 2013 | c.i. Activity | 1327803.979 | 1317803.979 |  | 2555266.7016 | d.iv. Direct Install Materials |  |  | 0 | 0 | 0 |  |  |  | Benefit Adj | Cost Adj
| Contact Information |  |  |  | c.ii. Installation |  |  |  | 0 | d.v. Upstream payments |  |  | 26998.2 | 25900.2 | 0 |  |  | Participant Inside
| Name |  |  |  | c.iii. Hardware & Materials |  |  |  | 0 | Subtotal Incentives and Rebates |  |  | 13511929.35 | 21061726.7875 | 0 | 31624299.3343 |  | Participant Outside
| Address |  |  |  | c.iv. Rebate Processing and Inspection |  |  |  | 0 | [8 empty] | Non-participant | 5% | 5% | [39 empty] | Formulas for spreading annual installations to quarters
| ZIP code |  |  |  | d. Total Incentives and Rebates | 13511929.35 | 21061726.7875 | 0 | 31624299.3343 | [8 empty] | Total Factor | 5% | 5% | [39 empty] | 0 | 0 | 0 | 0 | 0 | 0 | 0 | 0 | 0 | 0 | 0 | 0 | 0 | 0 | 0 | 0 | 0 | 0 | 0 | 0 | 0 | 0 | 0 | 0 | 0 | 0 | 0 | 0 | 0 | 0 | 0 | 0 | 0 | 0 | 0 | 0 | 0 | 0 | 0 | 0 | 0 | 0 | 0 | 0
| Telephone |  |  |  | e. EM&V |  |  |  | 0 | f. Costs recovered from other sources | [5 empty] | 0
| Email |  |  |  | Total | 15372729.0988 | 22909233.4863 | 0 | 35205951.0753 | Program Budget w/ Other Costs (a to f) |  |  | 15372729.0988 | 22909233.4863 | 0 | 35205951.0753
[15 empty] | Number of measures that have negative participant cost: | 0 |  |  | Total Excess incentive: | 0 | [39 empty] | Quarterly Installation Schedule
| Program Inputs | [10 empty] | Transfer | Admin | Admin | Admin | Participant | [8 empty] | Second Baseline (For savings after the RUL) | [7 empty] | Table Lookup Values |  |  |  |  | Benefits Adj Factors |  | Market Effects Adjustments | [8 empty] | Annual Installation Schedule (enter quarterly values to the right) | [10 empty] | 2013 |  |  |  | 2014 |  |  |  | 2015 |  |  |  | 2016 |  |  |  | 2017 |  |  |  | 2018 |  |  |  | 2019 |  |  |  | 2020 |  |  |  | 2021 |  |  |  | 2022 |  |  |  | 2023
| Measure Name | DEER RunID | Climate Zone | Target sector | Measure Electric End Use Shape | CZ, Sector, Measure combination found? | Expected Useful Life for New/ROB, RUL for retrofit. (yrs) | Program Type (To look up Net-to-gross Ratio) | Unit Definition (e.g. homes) | Program Type (NEW/ROB or Early Repl(RET)) | Gross Measure Cost (Total Cost for Retrofit, Incr Cost for New/ROB) ($/unit) | Rebate to end use customer or its assignee ($/unit) | Incentives to entities other than the end use customer or its assignee($/unit) | Direct Install Labor ($/unit) | Direct Install Material ($/unit) | Gross Participant Cost ($/unit) | Gross Unit Annual Electricity Savings (kwh/unit) | Electric Rate Schedule | Demand Scaler | User Entered kW Savings per unit (kW/unit) | Gross Unit Annual Gas Savings (therm/unit) | Gas Sector | Gas Rate Schedule | Gas Savings Profile | Total Life. Can be left blank for single baseline measures (Yrs) | Incremental Cost (relative to standard efficiency default device) ($/unit) | Measure Cost Inflation (%/year escalation) | Early retrofit incremental kWh savings (kWh/unit) | Early retrofit incremental kW savings (kW/unit) | Early retrofit incremental Th savings (Th/unit) | Combustion Type | Expected Useful Life for New/ROB, RUL for retrofit. (yrs) | Net-to-Gross Ratio - kWh | Net-to-Gross Ratio -Therms | Net-to-Gross Ratio - kW | Net-to-Gross Ratio - Therms (overides lookup value) | Net-to-Gross Ratio - Costs | Installation Rate (Blank gets 100%) (IR) | Gross Realization Rate (Blank gets 100%) (GRR) | Benefits - Participants Inside | Benefits - Participants Outside | Benefits- Non-participants | Costs - Participants Inside | Costs - Participants Outside | Costs- Non-participants | Total Benefits Factor | Total Cost Factor | % Eligible for TOU AC adjustment | 2013 | 2014 | 2015 | 2016 | 2017 | 2018 | 2019 | 2020 | 2021 | 2022 | 2023 | Qtr 1 | Qtr 2 | Qtr 3 | Qtr 4 | Qtr 1 | Qtr 2 | Qtr 3 | Qtr 4 | Qtr 1 | Qtr 2 | Qtr 3 | Qtr 4 | Qtr 1 | Qtr 2 | Qtr 3 | Qtr 4 | Qtr 1 | Qtr 2 | Qtr 3 | Qtr 4 | Qtr 1 | Qtr 2 | Qtr 3 | Qtr 4 | Qtr 1 | Qtr 2 | Qtr 3 | Qtr 4 | Qtr 1 | Qtr 2 | Qtr 3 | Qtr 4 | Qtr 1 | Qtr 2 | Qtr 3 | Qtr 4 | Qtr 1 | Qtr 2 | Qtr 3 | Qtr 4 | Qtr 1 | Qtr 2 | Qtr 3 | Qtr 4 | Total Number of Units | Comments
3245 | 413001-Screw-in CFL (14 watt) <800 Lumens | Res-Lighting-InGen_CFLratio0347_CFLscw-14w | System | Residential | 19-RES-AllResidential-LIGHT | TRUE |  |  | Lamp | ROB | 4.6377 | 0.9 | 0 | 0 | 0 | 3.7377 | 19.3 |  | kWh | 0.00193 | -0.337 | Residential | [9 empty] | 9.4 | 54% |  |  |  |  | 77% | [7 empty] | 0% | 0% | 0% | 22237 | 0 | 0 | 0 | 0 | 0 | 0 | 0 | 0 | 0 | 0 | 2013 Qtr 1: 5559.25; 2013 Qtr 2: 5559.25; 2013 Qtr 3: 5559.25; 2013 Qtr 4: 5559.25; 2014 Qtr 1: 0; 2014 Qtr 2: 0; 2014 Qtr 3: 0; 2014 Qtr 4: 0 | 22237
3245 | 413005-Screw-in CFL (30 watt) >=2,001 Lumens | Res-Lighting-InGen_CFLratio0347_CFLscw-30w | System | Residential | res:DEER:Indoor_CFL_Ltg | TRUE |  |  | Lamp | ROB | 4.38 | 0 | 1.9 | 0 | 0 | 2.48 | 41.3 |  | kWh | 0.00413 | -0.722 | Residential |  | Winter Only | [6 empty] | Small Boilers (<100 MMBtu/hr Heat Input):Controlled – Flue Gas Recirculation | 5.3 | 54% |  |  |  |  | 77% | [7 empty] | 0% | 0% | 0% | 6729 | 6456 | 0 | 0 | 0 | 0 | 0 | 0 | 0 | 0 | 0 | 2013 Qtr 1: 1682.25; 2013 Qtr 2: 1682.25; 2013 Qtr 3: 1682.25; 2013 Qtr 4: 1682.25; 2014 Qtr 1: 1614; 2014 Qtr 2: 1614; 2014 Qtr 3: 1614; 2014 Qtr 4: 1614 | 13185
3245 | 413007-Screw-in CFL (<= 12 watt) <800 Lumens | Res-Lighting-InGen_CFLratio0347_CFLscw-11w | System | Residential | res:DEER:Indoor_CFL_Ltg | TRUE |  |  | Lamp | ROB | 1.33 | 0.9 | 0 | 0 | 0 | 0.43 | 15.1 |  | kWh | 0.00151 | -0.265 | Residential |  | Winter Only | [6 empty] | Residential Furnaces (<0.3):Uncontrolled | 5.3 | 54% |  |  |  |  | 77% | [7 empty] | 0% | 0% | 0% | 117 | 112 | 0 | 0 | 0 | 0 | 0 | 0 | 0 | 0 | 0 | 2013 Qtr 1: 29.25; 2013 Qtr 2: 29.25; 2013 Qtr 3: 29.25; 2013 Qtr 4: 29.25; 2014 Qtr 1: 28; 2014 Qtr 2: 28; 2014 Qtr 3: 28; 2014 Qtr 4: 28 | 229
3245 | 413008-Screw-in CFL (>39 watt) >=1,600 Lumens | Res-Lighting-InGen_CFLratio0347_CFLscw-42w | System | Residential | res:DEER:Indoor_CFL_Ltg | TRUE |  |  | Lamp | ROB | 8.74 | 1.9 | 0 | 0 | 0 | 6.84 | 57.8 |  | kWh | 0.00578 | -1.01 | Residential |  | Winter Only | [6 empty] | Residential Furnaces (<0.3):Uncontrolled | 5.3 | 54% |  |  |  |  | 77% | [7 empty] | 0% | 0% | 0% | 3000 | 2878 | 0 | 0 | 0 | 0 | 0 | 0 | 0 | 0 | 0 | 2013 Qtr 1: 750; 2013 Qtr 2: 750; 2013 Qtr 3: 750; 2013 Qtr 4: 750; 2014 Qtr 1: 719.5; 2014 Qtr 2: 719.5; 2014 Qtr 3: 719.5; 2014 Qtr 4: 719.5 | 5878
3245 | 413009-Screw-in CFL (13 watt) 800-1,099 Lumens | Res-Lighting-InGen_CFLratio0347_CFLscw-13w | System | Residential | res:DEER:Indoor_CFL_Ltg | TRUE |  |  | Lamp | ROB | 1.47 | 1.2 | 0 | 0 | 0 | 0.27 | 17.9 |  | kWh | 0.00179 | -0.313 | Residential |  | Winter Only | [6 empty] | Residential Furnaces (<0.3):Uncontrolled | 5.3 | 54% |  |  |  |  | 77% | [7 empty] | 0% | 0% | 0% | 46230 | 44354 | 0 | 0 | 0 | 0 | 0 | 0 | 0 | 0 | 0 | 2013 Qtr 1: 11557.5; 2013 Qtr 2: 11557.5; 2013 Qtr 3: 11557.5; 2013 Qtr 4: 11557.5; 2014 Qtr 1: 11088.5; 2014 Qtr 2: 11088.5; 2014 Qtr 3: 11088.5; 2014 Qtr 4: 11088.5 | 90584
3245 | 413010-Screw-in CFL (18 watt) >= 1,100-1,599 Lumens | Res-Lighting-InGen_CFLratio0347_CFLscw-18w | System | Residential | res:DEER:Indoor_CFL_Ltg | TRUE |  |  | Lamp | ROB | 1.95 | 1.65 | 0 | 0 | 0 | 0.3 | 24.8 |  | kWh | 0.00248 | -0.433 | Residential |  | Winter Only | [6 empty] | Residential Furnaces (<0.3):Uncontrolled | 5.3 | 54% |  |  |  |  | 77% | [7 empty] | 0% | 0% | 0% | 27058 | 25960 | 0 | 0 | 0 | 0 | 0 | 0 | 0 | 0 | 0 | 2013 Qtr 1: 6764.5; 2013 Qtr 2: 6764.5; 2013 Qtr 3: 6764.5; 2013 Qtr 4: 6764.5; 2014 Qtr 1: 6490; 2014 Qtr 2: 6490; 2014 Qtr 3: 6490; 2014 Qtr 4: 6490 | 53018
3245 | 413011-Screw-in CFL (19 watt) >= 1,100-1,599 Lumens | Res-Lighting-InGen_CFLratio0347_CFLscw-19w | System | Residential | res:DEER:Indoor_CFL_Ltg | TRUE |  |  | Lamp | ROB | 2.04 | 1.65 | 0 | 0 | 0 | 0.39 | 26.2 |  | kWh | 0.00262 | -0.457 | Residential |  | Winter Only | [6 empty] | Residential Furnaces (<0.3):Uncontrolled | 5.3 | 54% |  |  |  |  | 77% | [7 empty] | 0% | 0% | 0% | 14016 | 13447 | 0 | 0 | 0 | 0 | 0 | 0 | 0 | 0 | 0 | 2013 Qtr 1: 3504; 2013 Qtr 2: 3504; 2013 Qtr 3: 3504; 2013 Qtr 4: 3504; 2014 Qtr 1: 3361.75; 2014 Qtr 2: 3361.75; 2014 Qtr 3: 3361.75; 2014 Qtr 4: 3361.75 | 27463
3245 | 413012-Screw-in CFL (23 watt) <1,600 Lumens | Res-Lighting-InGen_CFLratio0347_CFLscw-23w | System | Residential | res:DEER:Indoor_CFL_Ltg | TRUE |  |  | Lamp | ROB | 2.08 | 1.65 | 0 | 0 | 0 | 0.43 | 31.7 |  | kWh | 0.00317 | -0.553 | Residential |  | Winter Only | [6 empty] | Residential Furnaces (<0.3):Uncontrolled | 5.3 | 54% |  |  |  |  | 77% | [7 empty] | 0% | 0% | 0% | 557 | 534 | 0 | 0 | 0 | 0 | 0 | 0 | 0 | 0 | 0 | 2013 Qtr 1: 139.25; 2013 Qtr 2: 139.25; 2013 Qtr 3: 139.25; 2013 Qtr 4: 139.25; 2014 Qtr 1: 133.5; 2014 Qtr 2: 133.5; 2014 Qtr 3: 133.5; 2014 Qtr 4: 133.5 | 1091
3245 | 413014-Screw-in CFL (26 watt) >=1,600 Lumens | Res-Lighting-InGen_CFLratio0347_CFLscw-26w | System | Residential | res:DEER:Indoor_CFL_Ltg | TRUE |  |  | Lamp | ROB | 3.05 | 1.9 | 0 | 0 | 0 | 1.15 | 35.8 |  | kWh | 0.00358 | -0.625 | Residential |  | Winter Only | [6 empty] | Residential Furnaces (<0.3):Uncontrolled | 5.3 | 54% |  |  |  |  | 77% | [7 empty] | 0% | 0% | 0% | 1 | 1 | 0 | 0 | 0 | 0 | 0 | 0 | 0 | 0 | 0 | 2013 Qtr 1: 0.25; 2013 Qtr 2: 0.25; 2013 Qtr 3: 0.25; 2013 Qtr 4: 0.25; 2014 Qtr 1: 0.25; 2014 Qtr 2: 0.25; 2014 Qtr 3: 0.25; 2014 Qtr 4: 0.25 | 2
3245 | 413017-Screw-in CFL (23 watt) >=1,600 Lumens | Res-Lighting-InGen_CFLratio0347_CFLscw-23w | System | Residential | res:DEER:Indoor_CFL_Ltg | TRUE |  |  | Lamp | ROB | 2.1 | 1.9 | 0 | 0 | 0 | 0.2 | 31.7 |  | kWh | 0.00317 | -0.553 | Residential |  | Winter Only | [6 empty] | Residential Furnaces (<0.3):Uncontrolled | 5.3 | 54% |  |  |  |  | 77% | [7 empty] | 0% | 0% | 0% | 75283 | 72226 | 0 | 0 | 0 | 0 | 0 | 0 | 0 | 0 | 0 | 2013 Qtr 1: 18820.75; 2013 Qtr 2: 18820.75; 2013 Qtr 3: 18820.75; 2013 Qtr 4: 18820.75; 2014 Qtr 1: 18056.5; 2014 Qtr 2: 18056.5; 2014 Qtr 3: 18056.5; 2014 Qtr 4: 18056.5 | 147509
3245 | 413018-Screw-in CFL (<=12 watt) >=800 Lumens | Res-Lighting-InGen_CFLratio0347_CFLscw-11w | System | Residential | res:DEER:Indoor_CFL_Ltg | TRUE |  |  | Lamp | ROB | 1.63 | 1.2 | 0 | 0 | 0 | 0.43 | 15.1 |  | kWh | 0.00151 | -0.265 | Residential |  | Winter Only | [6 empty] | Residential Furnaces (<0.3):Uncontrolled | 5.3 | 54% |  |  |  |  | 77% | [7 empty] | 0% | 0% | 0% | 644 | 618 | 0 | 0 | 0 | 0 | 0 | 0 | 0 | 0 | 0 | 2013 Qtr 1: 161; 2013 Qtr 2: 161; 2013 Qtr 3: 161; 2013 Qtr 4: 161; 2014 Qtr 1: 154.5; 2014 Qtr 2: 154.5; 2014 Qtr 3: 154.5; 2014 Qtr 4: 154.5 | 1262
3245 | 413020-Screw-in CFL (13 watt) <800 Lumens | Res-Lighting-InGen_CFLratio0347_CFLscw-13w | System | Residential | res:DEER:Indoor_CFL_Ltg | TRUE |  |  | Lamp | ROB | 1.33 | 0.9 | 0 | 0 | 0 | 0.43 | 17.9 |  | kWh | 0.00179 | -0.313 | Residential |  | Winter Only | [6 empty] | Residential Furnaces (<0.3):Uncontrolled | 5.3 | 54% |  |  |  |  | 77% | [7 empty] | 0% | 0% | 0% | 2768 | 2655 | 0 | 0 | 0 | 0 | 0 | 0 | 0 | 0 | 0 | 2013 Qtr 1: 692; 2013 Qtr 2: 692; 2013 Qtr 3: 692; 2013 Qtr 4: 692; 2014 Qtr 1: 663.75; 2014 Qtr 2: 663.75; 2014 Qtr 3: 663.75; 2014 Qtr 4: 663.75 | 5423
3245 | 413021-Screw-in CFL (14 watt) 800-1,099 Lumens | Res-Lighting-InGen_CFLratio0347_CFLscw-14w | System | Residential | res:DEER:Indoor_CFL_Ltg | TRUE |  |  | Lamp | ROB | 1.73 | 1.2 | 0 | 0 | 0 | 0.53 | 19.3 |  | kWh | 0.00193 | -0.337 | Residential |  | Winter Only | [6 empty] | Residential Furnaces (<0.3):Uncontrolled | 5.3 | 54% |  |  |  |  | 77% | [7 empty] | 0% | 0% | 0% | 2993 | 2871 | 0 | 0 | 0 | 0 | 0 | 0 | 0 | 0 | 0 | 2013 Qtr 1: 748.25; 2013 Qtr 2: 748.25; 2013 Qtr 3: 748.25; 2013 Qtr 4: 748.25; 2014 Qtr 1: 717.75; 2014 Qtr 2: 717.75; 2014 Qtr 3: 717.75; 2014 Qtr 4: 717.75 | 5864
3245 | 413022-Screw-in CFL (15 watt) 800-1,099 Lumens | Res-Lighting-InGen_CFLratio0347_CFLscw-15w | System | Residential | res:DEER:Indoor_CFL_Ltg | TRUE |  |  | Lamp | ROB | 1.2 | 1.2 | 0 | 0 | 0 | 0 | 20.6 |  | kWh | 0.00206 | -0.361 | Residential |  | Winter Only | [6 empty] | Residential Furnaces (<0.3):Uncontrolled | 5.3 | 54% |  |  |  |  | 77% | [7 empty] | 0% | 0% | 0% | 89 | 86 | 0 | 0 | 0 | 0 | 0 | 0 | 0 | 0 | 0 | 2013 Qtr 1: 22.25; 2013 Qtr 2: 22.25; 2013 Qtr 3: 22.25; 2013 Qtr 4: 22.25; 2014 Qtr 1: 21.5; 2014 Qtr 2: 21.5; 2014 Qtr 3: 21.5; 2014 Qtr 4: 21.5 | 175
3245 | 413023-Screw-in CFL (20 watt) >=1,100 Lumens | Res-Lighting-InGen_CFLratio0347_CFLscw-20w | System | Residential | res:DEER:Indoor_CFL_Ltg | TRUE |  |  | Lamp | ROB | 2.08 | 1.65 | 0 | 0 | 0 | 0.43 | 27.5 |  | kWh | 0.00275 | -0.481 | Residential |  | Winter Only | [6 empty] | Residential Furnaces (<0.3):Uncontrolled | 5.3 | 54% |  |  |  |  | 77% | [7 empty] | 0% | 0% | 0% | 15306 | 14686 | 0 | 0 | 0 | 0 | 0 | 0 | 0 | 0 | 0 | 2013 Qtr 1: 3826.5; 2013 Qtr 2: 3826.5; 2013 Qtr 3: 3826.5; 2013 Qtr 4: 3826.5; 2014 Qtr 1: 3671.5; 2014 Qtr 2: 3671.5; 2014 Qtr 3: 3671.5; 2014 Qtr 4: 3671.5 | 29992
3245 | 413025-Screw-in CFL (<=12 watt) <800 Lumens | Res-Lighting-InGen_CFLratio0347_CFLscw-11w | System | Residential | res:DEER:Indoor_CFL_Ltg | TRUE |  |  | Lamp | ROB | 1.63 | 0.9 | 0 | 0 | 0 | 0.73 | 15.1 |  | kWh | 0.00151 | -0.265 | Residential |  | Winter Only | [6 empty] | Residential Furnaces (<0.3):Uncontrolled | 5.3 | 54% |  |  |  |  | 77% | [7 empty] | 0% | 0% | 0% | 111 | 107 | 0 | 0 | 0 | 0 | 0 | 0 | 0 | 0 | 0 | 2013 Qtr 1: 27.75; 2013 Qtr 2: 27.75; 2013 Qtr 3: 27.75; 2013 Qtr 4: 27.75; 2014 Qtr 1: 26.75; 2014 Qtr 2: 26.75; 2014 Qtr 3: 26.75; 2014 Qtr 4: 26.75 | 218
3245 | 413036-Commercial-Screw-in CFL (30 watt) >=2,001 Lumens | Com-Lighting-InGen_CFLratio0357_CFLscw-30w | System | Residential | res:DEER:Indoor_CFL_Ltg | TRUE |  |  | Lamp | ROB | 4.38 | 0 | 1.9 | 0 | 0 | 2.48 | 266 |  | kWh | 0.0563 | -0.664 | Residential |  | Winter Only | [6 empty] | Small Boilers (<100 MMBtu/hr Heat Input):Uncontrolled | 2.58 | 54% |  |  |  |  | 81% | [7 empty] | 0% | 0% | 0% | 354 | 339 | 0 | 0 | 0 | 0 | 0 | 0 | 0 | 0 | 0 | 2013 Qtr 1: 88.5; 2013 Qtr 2: 88.5; 2013 Qtr 3: 88.5; 2013 Qtr 4: 88.5; 2014 Qtr 1: 84.75; 2014 Qtr 2: 84.75; 2014 Qtr 3: 84.75; 2014 Qtr 4: 84.75 | 693
3245 | 413038-Commercial-Screw-in CFL (<= 12 watt) <800 Lumens | Com-Lighting-InGen_CFLratio0357_CFLscw-11w | System | Residential | res:DEER:Indoor_CFL_Ltg | TRUE |  |  | Lamp | ROB | 1.33 | 0 | 0.9 | 0 | 0 | 0.43 | 97.4 |  | kWh | 0.0206 | -0.243 | Residential |  | Winter Only | [6 empty] | Small Boilers (<100 MMBtu/hr Heat Input):Uncontrolled | 2.58 | 54% |  |  |  |  | 81% | [7 empty] | 0% | 0% | 0% | 46 | 44 | 0 | 0 | 0 | 0 | 0 | 0 | 0 | 0 | 0 | 2013 Qtr 1: 11.5; 2013 Qtr 2: 11.5; 2013 Qtr 3: 11.5; 2013 Qtr 4: 11.5; 2014 Qtr 1: 11; 2014 Qtr 2: 11; 2014 Qtr 3: 11; 2014 Qtr 4: 11 | 90
3245 | 413039-Commercial-Screw-in CFL (>39 watt) >=1,600 Lumens | Com-Lighting-InGen_CFLratio0357_CFLscw-11w | System | Residential | 01-ALC-AllCommercial-IntLight | TRUE |  |  | Lamp | ROB | 8.74 | 1.9 | 0 | 0 | 0 | 6.84 | 97.4 |  | kWh | 0.0206 | -0.243 | Residential |  | Winter Only | [6 empty] | Small Boilers (<100 MMBtu/hr Heat Input):Uncontrolled | 2.58 | 54% |  |  |  |  | 81% | [7 empty] | 0% | 0% | 0% | 5 | 5 | 0 | 0 | 0 | 0 | 0 | 0 | 0 | 0 | 0 | 2013 Qtr 1: 1.25; 2013 Qtr 2: 1.25; 2013 Qtr 3: 1.25; 2013 Qtr 4: 1.25; 2014 Qtr 1: 1.25; 2014 Qtr 2: 1.25; 2014 Qtr 3: 1.25; 2014 Qtr 4: 1.25 | 10
3245 | 413040-Commercial-Screw-in CFL (13 watt) 800-1,099 Lumens | Com-Lighting-InGen_CFLratio0357_CFLscw-13w | System | Residential | 01-ALC-AllCommercial-IntLight | TRUE |  |  | Lamp | ROB | 1.47 | 1.2 | 0 | 0 | 0 | 0.27 | 115 |  | kWh | 0.0244 | -0.288 | Residential |  | Winter Only | [6 empty] | Small Boilers (<100 MMBtu/hr Heat Input):Uncontrolled | 2.58 | 54% |  |  |  |  | 81% | [7 empty] | 0% | 0% | 0% | 2578 | 2474 | 0 | 0 | 0 | 0 | 0 | 0 | 0 | 0 | 0 | 2013 Qtr 1: 644.5; 2013 Qtr 2: 644.5; 2013 Qtr 3: 644.5; 2013 Qtr 4: 644.5; 2014 Qtr 1: 618.5; 2014 Qtr 2: 618.5; 2014 Qtr 3: 618.5; 2014 Qtr 4: 618.5 | 5052
3245 | 413041-Commercial-Screw-in CFL (18 watt) >= 1,100-1,599 Lumens | Com-Lighting-InGen_CFLratio0357_CFLscw-18w | System | Residential | 01-ALC-AllCommercial-IntLight | TRUE |  |  | Lamp | ROB | 1.95 | 1.65 | 0 | 0 | 0 | 0.3 | 159 |  | kWh | 0.0338 | -0.398 | Residential |  | Winter Only | [6 empty] | Small Boilers (<100 MMBtu/hr Heat Input):Uncontrolled | 2.58 | 54% |  |  |  |  | 81% | [7 empty] | 0% | 0% | 0% | 2162 | 2074 | 0 | 0 | 0 | 0 | 0 | 0 | 0 | 0 | 0 | 2013 Qtr 1: 540.5; 2013 Qtr 2: 540.5; 2013 Qtr 3: 540.5; 2013 Qtr 4: 540.5; 2014 Qtr 1: 518.5; 2014 Qtr 2: 518.5; 2014 Qtr 3: 518.5; 2014 Qtr 4: 518.5 | 4236
3245 | 413043-Commercial-Screw-in CFL (23 watt) >=1,600 Lumens | Com-Lighting-InGen_CFLratio0357_CFLscw-23w | System | Residential | 01-ALC-AllCommercial-IntLight | TRUE |  |  | Lamp | ROB | 2.13 | 1.9 | 0 | 0 | 0 | 0.23 | 204 |  | kWh | 0.0431 | -0.509 | Residential |  | Winter Only | [6 empty] | Small Boilers (<100 MMBtu/hr Heat Input):Uncontrolled | 2.58 | 54% |  |  |  |  | 81% | [7 empty] | 0% | 0% | 0% | 3962 | 3801 | 0 | 0 | 0 | 0 | 0 | 0 | 0 | 0 | 0 | 2013 Qtr 1: 990.5; 2013 Qtr 2: 990.5; 2013 Qtr 3: 990.5; 2013 Qtr 4: 990.5; 2014 Qtr 1: 950.25; 2014 Qtr 2: 950.25; 2014 Qtr 3: 950.25; 2014 Qtr 4: 950.25 | 7763
3245 | 413044-Commercial-Screw-in CFL (14 watt) 800-1,099 Lumens | Com-Lighting-InGen_CFLratio0357_CFLscw-14w | System | Residential | 01-ALC-AllCommercial-IntLight | TRUE |  |  | Lamp | ROB | 1.73 | 1.2 | 0 | 0 | 0 | 0.53 | 124 |  | kWh | 0.0263 | -0.31 | Residential |  | Winter Only | [6 empty] | Small Boilers (<100 MMBtu/hr Heat Input):Uncontrolled | 2.58 | 54% |  |  |  |  | 81% | [7 empty] | 0% | 0% | 0% | 158 | 151 | 0 | 0 | 0 | 0 | 0 | 0 | 0 | 0 | 0 | 2013 Qtr 1: 39.5; 2013 Qtr 2: 39.5; 2013 Qtr 3: 39.5; 2013 Qtr 4: 39.5; 2014 Qtr 1: 37.75; 2014 Qtr 2: 37.75; 2014 Qtr 3: 37.75; 2014 Qtr 4: 37.75 | 309
3245 | 413045-Commercial-Screw-in CFL (15 watt) 800-1,099 Lumens | Com-Lighting-InGen_CFLratio0357_CFLscw-15w | System | Residential | 01-ALC-AllCommercial-IntLight | TRUE |  |  | Lamp | ROB | 1.63 | 1.2 | 0 | 0 | 0 | 0.43 | 133 |  | kWh | 0.0281 | -0.332 | Residential |  | Winter Only | [6 empty] | Small Boilers (<100 MMBtu/hr Heat Input):Uncontrolled | 2.58 | 54% |  |  |  |  | 81% | [7 empty] | 0% | 0% | 0% | 5 | 5 | 0 | 0 | 0 | 0 | 0 | 0 | 0 | 0 | 0 | 2013 Qtr 1: 1.25; 2013 Qtr 2: 1.25; 2013 Qtr 3: 1.25; 2013 Qtr 4: 1.25; 2014 Qtr 1: 1.25; 2014 Qtr 2: 1.25; 2014 Qtr 3: 1.25; 2014 Qtr 4: 1.25 | 10
3245 | 413046-Commercial-Screw-in CFL (20 watt) >=1,100 Lumens | Com-Lighting-InGen_CFLratio0357_CFLscw-20w | System | Residential | 01-ALC-AllCommercial-IntLight | TRUE |  |  | Lamp | ROB | 2.08 | 1.65 | 0 | 0 | 0 | 0.43 | 177 |  | kWh | 0.0375 | -0.443 | Residential |  | Winter Only | [6 empty] | Small Boilers (<100 MMBtu/hr Heat Input):Uncontrolled | 2.58 | 54% |  |  |  |  | 81% | [7 empty] | 0% | 0% | 0% | 805 | 773 | 0 | 0 | 0 | 0 | 0 | 0 | 0 | 0 | 0 | 2013 Qtr 1: 201.25; 2013 Qtr 2: 201.25; 2013 Qtr 3: 201.25; 2013 Qtr 4: 201.25; 2014 Qtr 1: 193.25; 2014 Qtr 2: 193.25; 2014 Qtr 3: 193.25; 2014 Qtr 4: 193.25 | 1578
3245 | 413048-Turn-in - Screw-in CFL (23 watt) >=1,600 Lumens | Res-Lighting-InGen_CFLratio0347_CFLscw-23w | System | Residential | res:DEER:Indoor_CFL_Ltg | TRUE |  |  | Lamp | ROB | 0 | 0 | 0 | 0 | 0 | 0 | 31.7 |  | kWh | 0.00317 | -0.553 | Residential |  | Winter Only | [6 empty] | Residential Furnaces (<0.3):Uncontrolled | 5.3 | 54% |  |  |  |  | 77% | [7 empty] | 0% | 0% | 0% | 911 | 873 | 0 | 0 | 0 | 0 | 0 | 0 | 0 | 0 | 0 | 2013 Qtr 1: 227.75; 2013 Qtr 2: 227.75; 2013 Qtr 3: 227.75; 2013 Qtr 4: 227.75; 2014 Qtr 1: 218.25; 2014 Qtr 2: 218.25; 2014 Qtr 3: 218.25; 2014 Qtr 4: 218.25 | 1784
3245 | 413049-Turn-in - Screw-in CFL (15 watt) 800-1,099 Lumens | Res-Lighting-InGen_CFLratio0347_CFLscw-15w | System | Residential | res:DEER:Indoor_CFL_Ltg | TRUE |  |  | Lamp | ROB | 0 | 0 | 0 | 0 | 0 | 0 | 20.6 |  | kWh | 0.00206 | -0.361 | Residential |  | Winter Only | [6 empty] | Residential Furnaces (<0.3):Uncontrolled | 5.3 | 54% |  |  |  |  | 77% | [7 empty] | 0% | 0% | 0% | 216 | 207 | 0 | 0 | 0 | 0 | 0 | 0 | 0 | 0 | 0 | 2013 Qtr 1: 54; 2013 Qtr 2: 54; 2013 Qtr 3: 54; 2013 Qtr 4: 54; 2014 Qtr 1: 51.75; 2014 Qtr 2: 51.75; 2014 Qtr 3: 51.75; 2014 Qtr 4: 51.75 | 423
3245 | 414002-Exterior Hardwired Fixtures (27 watt) | Res-Lighting-OutGen_CFLratio0407_CFLscw-27w | System | Residential | res:DEER:Indoor_CFL_Ltg | TRUE |  |  | Lamp | ROB | 19 | 10 | 0 | 0 | 0 | 9 | 104 |  | kWh | 0 | 0 | Residential |  | Winter Only | [6 empty] | Residential Furnaces (<0.3):Uncontrolled | 16 | 55% | [12 empty] | 0% | 0% | 0% | 838 | 804 | 0 | 0 | 0 | 0 | 0 | 0 | 0 | 0 | 0 | 2013 Qtr 1: 209.5; 2013 Qtr 2: 209.5; 2013 Qtr 3: 209.5; 2013 Qtr 4: 209.5; 2014 Qtr 1: 201; 2014 Qtr 2: 201; 2014 Qtr 3: 201; 2014 Qtr 4: 201 | 1642
3245 | 414005-Interior Hardwired Fixtures (30 watt) >=1,100 Lumens | Res-Lighting-InGen_CFLratio0353_CFLfixt-28W | System | Residential | res:DEER:Indoor_CFL_Ltg | TRUE |  |  | Lamp | ROB | 26.271 | 10 | 0 | 0 | 0 | 16.271 | 39.5 |  | kWh | 0.00395 | -0.69 | Residential |  | Winter Only | [6 empty] | Residential Furnaces (<0.3):Uncontrolled | 16 | 55% | [12 empty] | 0% | 0% | 0% | 9354 | 8974 | 0 | 0 | 0 | 0 | 0 | 0 | 0 | 0 | 0 | 2013 Qtr 1: 2338.5; 2013 Qtr 2: 2338.5; 2013 Qtr 3: 2338.5; 2013 Qtr 4: 2338.5; 2014 Qtr 1: 2243.5; 2014 Qtr 2: 2243.5; 2014 Qtr 3: 2243.5; 2014 Qtr 4: 2243.5 | 18328
3245 | 414008-Exterior Hardwired Fixtures (18 watt) >= 1,100 Lumens | Res-Lighting-OutGen_CFLratio0407_CFLfixt-18W | System | Residential | 19-RES-AllResidential-LIGHT | TRUE |  |  | Fixture | RET | 20.3508 | 10 | 0 | 0 | 0 | 10.3508 | 69 |  | kWh | 0 | 0 | Residential |  | Winter Only | [6 empty] | Residential Furnaces (<0.3):Uncontrolled | 16 | 55% | [12 empty] | 0% | 0% | 0% | 175 | 167 | 0 | 0 | 0 | 0 | 0 | 0 | 0 | 0 | 0 | 2013 Qtr 1: 43.75; 2013 Qtr 2: 43.75; 2013 Qtr 3: 43.75; 2013 Qtr 4: 43.75; 2014 Qtr 1: 41.75; 2014 Qtr 2: 41.75; 2014 Qtr 3: 41.75; 2014 Qtr 4: 41.75 | 342
3245 | 414009-Exterior Hardwired Fixtures (20 watt) | Res-Lighting-OutGen_CFLratio0407_CFLfixt-20W | System | Residential | 19-RES-AllResidential-LIGHT | TRUE |  |  | Fixture | RET | 21.3375 | 10 | 0 | 0 | 0 | 11.3375 | 76.7 |  | kWh | 0 | 0 | Residential |  | Winter Only | [6 empty] | Residential Furnaces (<0.3):Uncontrolled | 16 | 55% | [12 empty] | 0% | 0% | 0% | 175 | 167 | 0 | 0 | 0 | 0 | 0 | 0 | 0 | 0 | 0 | 2013 Qtr 1: 43.75; 2013 Qtr 2: 43.75; 2013 Qtr 3: 43.75; 2013 Qtr 4: 43.75; 2014 Qtr 1: 41.75; 2014 Qtr 2: 41.75; 2014 Qtr 3: 41.75; 2014 Qtr 4: 41.75 | 342
3245 | 414010-Exterior Hardwired Fixtures (65 watt) | Res-Lighting-OutGen_CFLratio0407_CFLfixt-60W | System | Residential | 19-RES-AllResidential-LIGHT | TRUE |  |  | Fixture | RET | 43.538 | 10 | 0 | 0 | 0 | 33.538 | 230 |  | kWh | 0 | 0 | Residential |  | Winter Only | [6 empty] | Residential Furnaces (<0.3):Uncontrolled | 16 | 55% | [12 empty] | 0% | 0% | 0% | 14129 | 13555 | 0 | 0 | 0 | 0 | 0 | 0 | 0 | 0 | 0 | 2013 Qtr 1: 3532.25; 2013 Qtr 2: 3532.25; 2013 Qtr 3: 3532.25; 2013 Qtr 4: 3532.25; 2014 Qtr 1: 3388.75; 2014 Qtr 2: 3388.75; 2014 Qtr 3: 3388.75; 2014 Qtr 4: 3388.75 | 27684
3245 | 414013-Interior Hardwired Fixtures (26 watt) < 1,600 Lumens | Res-Lighting-InGen_CFLratio0353_CFLfixt-26W | System | Residential | 19-RES-AllResidential-LIGHT | TRUE |  |  | Fixture | ROB | 24.2976 | 5 | 0 | 0 | 0 | 19.2976 | 36.7 |  | kWh | 0.00367 | -0.641 | Residential |  | Winter Only | [6 empty] | Residential Furnaces (<0.3):Uncontrolled | 16 | 55% | [12 empty] | 0% | 0% | 0% | 349 | 336 | 0 | 0 | 0 | 0 | 0 | 0 | 0 | 0 | 0 | 2013 Qtr 1: 87.25; 2013 Qtr 2: 87.25; 2013 Qtr 3: 87.25; 2013 Qtr 4: 87.25; 2014 Qtr 1: 84; 2014 Qtr 2: 84; 2014 Qtr 3: 84; 2014 Qtr 4: 84 | 685
3245 | 414014-Interior Hardwired Fixtures (26 watt) >=1,600 Lumens | Res-Lighting-InGen_CFLratio0353_CFLfixt-26W | System | Residential | 19-RES-AllResidential-LIGHT | TRUE |  |  | Fixture | ROB | 24.2976 | 10 | 0 | 0 | 0 | 14.2976 | 36.7 |  | kWh | 0.00367 | -0.641 | Residential |  | Winter Only | [6 empty] | Residential Furnaces (<0.3):Uncontrolled | 16 | 55% | [12 empty] | 0% | 0% | 0% | 3729 | 3579 | 0 | 0 | 0 | 0 | 0 | 0 | 0 | 0 | 0 | 2013 Qtr 1: 932.25; 2013 Qtr 2: 932.25; 2013 Qtr 3: 932.25; 2013 Qtr 4: 932.25; 2014 Qtr 1: 894.75; 2014 Qtr 2: 894.75; 2014 Qtr 3: 894.75; 2014 Qtr 4: 894.75 | 7308
3245 | 414018-Reflectors (15 watt) <800 Lumens | Res-Lighting-InGen_CFLratio0409_CFLscw-Refl-15w | System | Residential | res:DEER:Indoor_CFL_Ltg | TRUE |  |  | Lamp | ROB | 5.07 | 0.9 | 0 | 0 | 0 | 4.17 | 25.8 |  | kWh | 0.00258 | -0.451 | Residential |  | Winter Only | [6 empty] | Residential Furnaces (<0.3):Uncontrolled | 5.3 | 54% |  |  |  |  | 77% | [7 empty] | 0% | 0% | 0% | 90891 | 87203 | 0 | 0 | 0 | 0 | 0 | 0 | 0 | 0 | 0 | 2013 Qtr 1: 22722.75; 2013 Qtr 2: 22722.75; 2013 Qtr 3: 22722.75; 2013 Qtr 4: 22722.75; 2014 Qtr 1: 21800.75; 2014 Qtr 2: 21800.75; 2014 Qtr 3: 21800.75; 2014 Qtr 4: 21800.75 | 178094
3245 | 414020-Globes (15 watt) 800-1099 Lumens | Res-Lighting-InGen_CFLratio0347_CFLscw-15w | System | Residential | res:DEER:Indoor_CFL_Ltg | TRUE |  |  | Lamp | ROB | 4.9 | 1.2 | 0 | 0 | 0 | 3.7 | 20.6 |  | kWh | 0.00206 | -0.361 | Residential |  | Winter Only | [6 empty] | Small Boilers (<100 MMBtu/hr Heat Input):Controlled – Flue Gas Recirculation | 5.3 | 54% |  |  |  |  | 77% | [7 empty] | 0% | 0% | 0% | 4334 | 4157 | 0 | 0 | 0 | 0 | 0 | 0 | 0 | 0 | 0 | 2013 Qtr 1: 1083.5; 2013 Qtr 2: 1083.5; 2013 Qtr 3: 1083.5; 2013 Qtr 4: 1083.5; 2014 Qtr 1: 1039.25; 2014 Qtr 2: 1039.25; 2014 Qtr 3: 1039.25; 2014 Qtr 4: 1039.25 | 8491
3245 | 414021-Reflectors (18 watt) 800-1,099 Lumens | Res-Lighting-InGen_CFLratio0409_CFLscw-Refl-18w | System | Residential | res:DEER:Indoor_CFL_Ltg | TRUE |  |  | Lamp | ROB | 5.94 | 1.2 | 0 | 0 | 0 | 4.74 | 31 |  | kWh | 0.0031 | -0.542 | Residential |  | Winter Only | [6 empty] | Residential Furnaces (<0.3):Uncontrolled | 5.3 | 54% |  |  |  |  | 77% | [7 empty] | 0% | 0% | 0% | 85107 | 81654 | 0 | 0 | 0 | 0 | 0 | 0 | 0 | 0 | 0 | 2013 Qtr 1: 21276.75; 2013 Qtr 2: 21276.75; 2013 Qtr 3: 21276.75; 2013 Qtr 4: 21276.75; 2014 Qtr 1: 20413.5; 2014 Qtr 2: 20413.5; 2014 Qtr 3: 20413.5; 2014 Qtr 4: 20413.5 | 166761
3245 | 414022-A-Lamp (13 watt) < 800 Lumens | Res-Lighting-InGen_CFLratio0347_CFLscw-13w | System | Residential | res:DEER:Indoor_CFL_Ltg | TRUE |  |  | Lamp | ROB | 4.18 | 0.9 | 0 | 0 | 0 | 3.28 | 17.9 |  | kWh | 0.00179 | -0.313 | Residential |  | Winter Only | [6 empty] | Residential Furnaces (<0.3):Uncontrolled | 5.3 | 54% | [12 empty] | 0% | 0% | 0% | 27941 | 26807 | 0 | 0 | 0 | 0 | 0 | 0 | 0 | 0 | 0 | 2013 Qtr 1: 6985.25; 2013 Qtr 2: 6985.25; 2013 Qtr 3: 6985.25; 2013 Qtr 4: 6985.25; 2014 Qtr 1: 6701.75; 2014 Qtr 2: 6701.75; 2014 Qtr 3: 6701.75; 2014 Qtr 4: 6701.75 | 54748
3245 | 414026-A-Lamp (15 watt) <1,100 Lumens | Res-Lighting-InGen_CFLratio0347_CFLscw-15w | System | Residential | res:DEER:Indoor_CFL_Ltg | TRUE |  |  | Lamp | ROB | 1.63 | 1.2 | 0 | 0 | 0 | 0.43 | 20.6 |  | kWh | 0.00206 | -0.361 | Residential |  | Winter Only | [6 empty] | Residential Furnaces (<0.3):Uncontrolled | 5.3 | 54% |  |  |  |  | 77% | [7 empty] | 0% | 0% | 0% | 148709 | 142673 | 0 | 0 | 0 | 0 | 0 | 0 | 0 | 0 | 0 | 2013 Qtr 1: 37177.25; 2013 Qtr 2: 37177.25; 2013 Qtr 3: 37177.25; 2013 Qtr 4: 37177.25; 2014 Qtr 1: 35668.25; 2014 Qtr 2: 35668.25; 2014 Qtr 3: 35668.25; 2014 Qtr 4: 35668.25 | 291382
3245 | 414027-A-Lamp (18 watt) <1,100 Lumens | Res-Lighting-InGen_CFLratio0347_CFLscw-18w | System | Residential | res:DEER:Indoor_CFL_Ltg | TRUE |  |  | Lamp | ROB | 4.18 | 1.2 | 0 | 0 | 0 | 2.98 | 24.8 |  | kWh | 0.00248 | -0.433 | Residential |  | Winter Only | [6 empty] | Residential Furnaces (<0.3):Uncontrolled | 5.3 | 54% |  |  |  |  | 77% | [7 empty] | 0% | 0% | 0% | 6416 | 6157 | 0 | 0 | 0 | 0 | 0 | 0 | 0 | 0 | 0 | 2013 Qtr 1: 1604; 2013 Qtr 2: 1604; 2013 Qtr 3: 1604; 2013 Qtr 4: 1604; 2014 Qtr 1: 1539.25; 2014 Qtr 2: 1539.25; 2014 Qtr 3: 1539.25; 2014 Qtr 4: 1539.25 | 12573
3245 | 414030-Reflectors (20 watt) 800-1,099 Lumens | Res-Lighting-InGen_CFLratio0409_CFLscw-Refl-20w | System | Residential | res:DEER:Indoor_CFL_Ltg | TRUE |  |  | Lamp | ROB | 5.94 | 1.2 | 0 | 0 | 0 | 4.74 | 34.4 |  | kWh | 0.00344 | -0.602 | Residential |  | Winter Only | [6 empty] | Residential Furnaces (<0.3):Uncontrolled | 5.3 | 54% |  |  |  |  | 77% | [7 empty] | 0% | 0% | 0% | 29565 | 28364 | 0 | 0 | 0 | 0 | 0 | 0 | 0 | 0 | 0 | 2013 Qtr 1: 7391.25; 2013 Qtr 2: 7391.25; 2013 Qtr 3: 7391.25; 2013 Qtr 4: 7391.25; 2014 Qtr 1: 7091; 2014 Qtr 2: 7091; 2014 Qtr 3: 7091; 2014 Qtr 4: 7091 | 57929
3245 | 414031-Reflectors (23 watt) 1,100-1,599 Lumens | Res-Lighting-InGen_CFLratio0409_CFLscw-Refl-23w | System | Residential | res:DEER:Indoor_CFL_Ltg | TRUE |  |  | Lamp | ROB | 8.47 | 1.65 | 0 | 0 | 0 | 6.82 | 39.6 |  | kWh | 0.00396 | -0.692 | Residential |  | Winter Only | [6 empty] | Residential Furnaces (<0.3):Uncontrolled | 5.3 | 54% |  |  |  |  | 77% | [7 empty] | 0% | 0% | 0% | 13023 | 12495 | 0 | 0 | 0 | 0 | 0 | 0 | 0 | 0 | 0 | 2013 Qtr 1: 3255.75; 2013 Qtr 2: 3255.75; 2013 Qtr 3: 3255.75; 2013 Qtr 4: 3255.75; 2014 Qtr 1: 3123.75; 2014 Qtr 2: 3123.75; 2014 Qtr 3: 3123.75; 2014 Qtr 4: 3123.75 | 25518
3245 | 414033-Reflectors Dimmable (23 watt) =1,100 - 1,599 Lumens | Res-Lighting-InGen_CFLratio0409_CFLscw-Refl-23w | System | Residential | res:DEER:Indoor_CFL_Ltg | TRUE |  |  | Lamp | ROB | 5.04 | 1.65 | 0 | 0 | 0 | 3.39 | 39.6 |  | kWh | 0.00396 | -0.692 | Residential |  | Winter Only | [6 empty] | Residential Furnaces (<0.3):Uncontrolled | 5.3 | 54% |  |  |  |  | 77% | [7 empty] | 0% | 0% | 0% | 64698 | 62072 | 0 | 0 | 0 | 0 | 0 | 0 | 0 | 0 | 0 | 2013 Qtr 1: 16174.5; 2013 Qtr 2: 16174.5; 2013 Qtr 3: 16174.5; 2013 Qtr 4: 16174.5; 2014 Qtr 1: 15518; 2014 Qtr 2: 15518; 2014 Qtr 3: 15518; 2014 Qtr 4: 15518 | 126770
3245 | 414038-Exterior Hardwired Fixtures (15 watt) <1,100 Lumens | Res-Lighting-OutGen_CFLratio0407_CFLfixt-15W | System | Residential | 19-RES-AllResidential-LIGHT | TRUE |  |  | Fixture | RET | 18.8708 | 5 | 0 | 0 | 0 | 13.8708 | 57.5 |  | kWh | 0 | 0 | Residential |  | Winter Only | [7 empty] | 16 | 55% | [12 empty] | 0% | 0% | 0% | 3018 | 2895 | 0 | 0 | 0 | 0 | 0 | 0 | 0 | 0 | 0 | 2013 Qtr 1: 754.5; 2013 Qtr 2: 754.5; 2013 Qtr 3: 754.5; 2013 Qtr 4: 754.5; 2014 Qtr 1: 723.75; 2014 Qtr 2: 723.75; 2014 Qtr 3: 723.75; 2014 Qtr 4: 723.75 | 5913
3245 | 414042-Globes (<= 12 watt) <800 Lumens | Res-Lighting-InGen_CFLratio0347_CFLscw-11w | System | Residential | res:DEER:Indoor_CFL_Ltg | TRUE |  |  | Lamp | ROB | 4.9 | 0.9 | 0 | 0 | 0 | 4 | 15.1 |  | kWh | 0.00151 | -0.265 | Residential |  | Winter Only | [6 empty] | Residential Furnaces (<0.3):Uncontrolled | 5.3 | 54% |  |  |  |  | 77% | [7 empty] | 0% | 0% | 0% | 75092 | 72045 | 0 | 0 | 0 | 0 | 0 | 0 | 0 | 0 | 0 | 2013 Qtr 1: 18773; 2013 Qtr 2: 18773; 2013 Qtr 3: 18773; 2013 Qtr 4: 18773; 2014 Qtr 1: 18011.25; 2014 Qtr 2: 18011.25; 2014 Qtr 3: 18011.25; 2014 Qtr 4: 18011.25 | 147137
3245 | 414045-A-Lamp (14 watt) >=800 Lumens | Res-Lighting-InGen_CFLratio0347_CFLscw-14w | System | Residential | res:DEER:Indoor_CFL_Ltg | TRUE |  |  | Lamp | ROB | 2.46 | 1.25 | 0 | 0 | 0 | 1.21 | 19.3 |  | kWh | 0.00193 | -0.337 | Residential |  | Winter Only | [6 empty] | Residential Furnaces (<0.3):Uncontrolled | 5.3 | 54% |  |  |  |  | 77% | [7 empty] | 0% | 0% | 0% | 361557 | 346885 | 0 | 0 | 0 | 0 | 0 | 0 | 0 | 0 | 0 | 2013 Qtr 1: 90389.25; 2013 Qtr 2: 90389.25; 2013 Qtr 3: 90389.25; 2013 Qtr 4: 90389.25; 2014 Qtr 1: 86721.25; 2014 Qtr 2: 86721.25; 2014 Qtr 3: 86721.25; 2014 Qtr 4: 86721.25 | 708442
3245 | 414051-Reflectors (15 watt) 800-1,099 Lumens | Res-Lighting-InGen_CFLratio0409_CFLscw-Refl-15w | System | Residential | res:DEER:Indoor_CFL_Ltg | TRUE |  |  | Lamp | ROB | 4.9 | 1.2 | 0 | 0 | 0 | 3.7 | 25.8 |  | kWh | 0.00258 | -0.451 | Residential |  | Winter Only | [6 empty] | Residential Furnaces (<0.3):Uncontrolled | 5.3 | 54% |  |  |  |  | 77% | [7 empty] | 0% | 0% | 0% | 43964 | 42180 | 0 | 0 | 0 | 0 | 0 | 0 | 0 | 0 | 0 | 2013 Qtr 1: 10991; 2013 Qtr 2: 10991; 2013 Qtr 3: 10991; 2013 Qtr 4: 10991; 2014 Qtr 1: 10545; 2014 Qtr 2: 10545; 2014 Qtr 3: 10545; 2014 Qtr 4: 10545 | 86144
3245 | 414052-Reflectors Dimmable (15 watt) 800-1,099 Lumens | Res-Lighting-InGen_CFLratio0409_CFLscw-Refl-15w | System | Residential | res:DEER:Indoor_CFL_Ltg | TRUE |  |  | Lamp | ROB | 5.94 | 1.25 | 0 | 0 | 0 | 4.69 | 25.8 |  | kWh | 0.00258 | -0.451 | Residential |  | Winter Only | [6 empty] | Residential Furnaces (<0.3):Uncontrolled | 5.3 | 54% |  |  |  |  | 77% | [7 empty] | 0% | 0% | 0% | 9307 | 8929 | 0 | 0 | 0 | 0 | 0 | 0 | 0 | 0 | 0 | 2013 Qtr 1: 2326.75; 2013 Qtr 2: 2326.75; 2013 Qtr 3: 2326.75; 2013 Qtr 4: 2326.75; 2014 Qtr 1: 2232.25; 2014 Qtr 2: 2232.25; 2014 Qtr 3: 2232.25; 2014 Qtr 4: 2232.25 | 18236
3245 | 414054-A-Lamp (<=12 watt) <800 Lumens | Res-Lighting-InGen_CFLratio0347_CFLscw-11w | System | Residential | res:DEER:Indoor_CFL_Ltg | TRUE |  |  | Lamp | ROB | 1.8 | 0.9 | 0 | 0 | 0 | 0.9 | 15.1 |  | kWh | 0.00151 | -0.265 | Residential |  | Winter Only | [6 empty] | Residential Furnaces (<0.3):Uncontrolled | 5.3 | 54% |  |  |  |  | 77% | [7 empty] | 0% | 0% | 0% | 18674 | 17917 | 0 | 0 | 0 | 0 | 0 | 0 | 0 | 0 | 0 | 2013 Qtr 1: 4668.5; 2013 Qtr 2: 4668.5; 2013 Qtr 3: 4668.5; 2013 Qtr 4: 4668.5; 2014 Qtr 1: 4479.25; 2014 Qtr 2: 4479.25; 2014 Qtr 3: 4479.25; 2014 Qtr 4: 4479.25 | 36591
3245 | 414064-Commercial Exterior Hardwired Fixtures (65 watt) | WPSDGENRLG0006, Rev 3, Msr 7 | System | Commercial | 01-ALC-AllCommercial-ExtLight | TRUE |  |  | Lamp | ROB | 140 | 10 | 0 | 0 | 0 | 130 | 102.5 |  | kWh | 0 | 0 | Commercial |  | Winter Only | [6 empty] | Small Boilers (<100 MMBtu/hr Heat Input):Controlled – Flue Gas Recirculation | 15 | 60% |  |  |  |  | 81% | [7 empty] | 0% | 0% | 0% | 2231 | 2140 | 0 | 0 | 0 | 0 | 0 | 0 | 0 | 0 | 0 | 2013 Qtr 1: 557.75; 2013 Qtr 2: 557.75; 2013 Qtr 3: 557.75; 2013 Qtr 4: 557.75; 2014 Qtr 1: 535; 2014 Qtr 2: 535; 2014 Qtr 3: 535; 2014 Qtr 4: 535 | 4371
3245 | 414065-Commercial-Reflectors (15 watt) <800 Lumens | Res-Lighting-InGen_CFLratio0347_CFLscw-15w | System | Residential | 01-ALC-AllCommercial-IntLight | TRUE |  |  | Lamp | ROB | 5.94 | 0.9 | 0 | 0 | 0 | 5.04 | 20.6 |  | kWh | 0.00206 | -0.361 | Residential |  | Winter Only | [6 empty] | Large Boilers (>100 MMBtu/hr Heat Input):Uncontrolled | 2.58 | 54% |  |  |  |  | 81% | [7 empty] | 0% | 0% | 0% | 4784 | 4590 | 0 | 0 | 0 | 0 | 0 | 0 | 0 | 0 | 0 | 2013 Qtr 1: 1196; 2013 Qtr 2: 1196; 2013 Qtr 3: 1196; 2013 Qtr 4: 1196; 2014 Qtr 1: 1147.5; 2014 Qtr 2: 1147.5; 2014 Qtr 3: 1147.5; 2014 Qtr 4: 1147.5 | 9374
3245 | 414067-Commercial-Globes (15 watt) 800-1099 Lumens | Com-Lighting-InGen_CFLratio0357_CFLscw-15w | System | Residential | 01-ALC-AllCommercial-IntLight | TRUE |  |  | Lamp | ROB | 4.9 | 1.2 | 0 | 0 | 0 | 3.7 | 133 |  | kWh | 0.0281 | -0.332 | Residential |  | Winter Only | [6 empty] | Small Boilers (<100 MMBtu/hr Heat Input):Uncontrolled | 2.58 | 54% |  |  |  |  | 81% | [7 empty] | 0% | 0% | 0% | 228 | 218 | 0 | 0 | 0 | 0 | 0 | 0 | 0 | 0 | 0 | 2013 Qtr 1: 57; 2013 Qtr 2: 57; 2013 Qtr 3: 57; 2013 Qtr 4: 57; 2014 Qtr 1: 54.5; 2014 Qtr 2: 54.5; 2014 Qtr 3: 54.5; 2014 Qtr 4: 54.5 | 446
3245 | 414068-Commercial-Reflectors (18 watt) 800-1,099 Lumens | Res-Lighting-InGen_CFLratio0347_CFLscw-18w | System | Residential | 01-ALC-AllCommercial-IntLight | TRUE |  |  | Lamp | ROB | 5.94 | 1.2 | 0 | 0 | 0 | 4.74 | 24.8 |  | kWh | 0.00248 | -0.433 | Residential |  | Winter Only | [6 empty] | Large Boilers (>100 MMBtu/hr Heat Input):Uncontrolled | 2.58 | 54% |  |  |  |  | 81% | [7 empty] | 0% | 0% | 0% | 4479 | 4298 | 0 | 0 | 0 | 0 | 0 | 0 | 0 | 0 | 0 | 2013 Qtr 1: 1119.75; 2013 Qtr 2: 1119.75; 2013 Qtr 3: 1119.75; 2013 Qtr 4: 1119.75; 2014 Qtr 1: 1074.5; 2014 Qtr 2: 1074.5; 2014 Qtr 3: 1074.5; 2014 Qtr 4: 1074.5 | 8777
3245 | 414069-Commercial-A-Lamp (15 watt) <1,100 Lumens | Com-Lighting-InGen_CFLratio0357_CFLscw-15w | System | Residential | 01-ALC-AllCommercial-IntLight | TRUE |  |  | Lamp | ROB | 1.63 | 1.2 | 0 | 0 | 0 | 0.43 | 133 |  | kWh | 0.0281 | -0.332 | Residential |  | Winter Only | [6 empty] | Small Boilers (<100 MMBtu/hr Heat Input):Uncontrolled | 2.58 | 54% |  |  |  |  | 81% | [7 empty] | 0% | 0% | 0% | 7827 | 7508 | 0 | 0 | 0 | 0 | 0 | 0 | 0 | 0 | 0 | 2013 Qtr 1: 1956.75; 2013 Qtr 2: 1956.75; 2013 Qtr 3: 1956.75; 2013 Qtr 4: 1956.75; 2014 Qtr 1: 1877; 2014 Qtr 2: 1877; 2014 Qtr 3: 1877; 2014 Qtr 4: 1877 | 15335
3245 | 414070-Commercial-A-Lamp (18 watt) <1,100 Lumens | Com-Lighting-InGen_CFLratio0357_CFLscw-18w | System | Residential | 01-ALC-AllCommercial-IntLight | TRUE |  |  | Lamp | ROB | 1.63 | 1.2 | 0 | 0 | 0 | 0.43 | 159 |  | kWh | 0.0338 | -0.398 | Residential |  | Winter Only | [6 empty] | Small Boilers (<100 MMBtu/hr Heat Input):Uncontrolled | 2.58 | 54% |  |  |  |  | 81% | [7 empty] | 0% | 0% | 0% | 338 | 324 | 0 | 0 | 0 | 0 | 0 | 0 | 0 | 0 | 0 | 2013 Qtr 1: 84.5; 2013 Qtr 2: 84.5; 2013 Qtr 3: 84.5; 2013 Qtr 4: 84.5; 2014 Qtr 1: 81; 2014 Qtr 2: 81; 2014 Qtr 3: 81; 2014 Qtr 4: 81 | 662
3245 | 414072-Commercial-Reflectors (20 watt) 800-1,099 Lumens | Res-Lighting-InGen_CFLratio0347_CFLscw-20w | System | Residential | 01-ALC-AllCommercial-IntLight | TRUE |  |  | Lamp | ROB | 5.94 | 1.2 | 0 | 0 | 0 | 4.74 | 27.5 |  | kWh | 0.00275 | -0.481 | Residential |  | Winter Only | [6 empty] | Small Boilers (<100 MMBtu/hr Heat Input):Uncontrolled | 2.58 | 54% |  |  |  |  | 81% | [7 empty] | 0% | 0% | 0% | 1556 | 1492 | 0 | 0 | 0 | 0 | 0 | 0 | 0 | 0 | 0 | 2013 Qtr 1: 389; 2013 Qtr 2: 389; 2013 Qtr 3: 389; 2013 Qtr 4: 389; 2014 Qtr 1: 373; 2014 Qtr 2: 373; 2014 Qtr 3: 373; 2014 Qtr 4: 373 | 3048
3245 | 414073-Commercial-Reflectors (23 watt) 1,100-1,599 Lumens | Res-Lighting-InGen_CFLratio0347_CFLscw-23w | System | Residential | 01-ALC-AllCommercial-IntLight | TRUE |  |  | Lamp | ROB | 8.47 | 1.65 | 0 | 0 | 0 | 6.82 | 31.7 |  | kWh | 0.00317 | -0.553 | Residential |  | Winter Only | [6 empty] | Small Boilers (<100 MMBtu/hr Heat Input):Uncontrolled | 2.58 | 54% |  |  |  |  | 81% | [7 empty] | 0% | 0% | 0% | 686 | 657 | 0 | 0 | 0 | 0 | 0 | 0 | 0 | 0 | 0 | 2013 Qtr 1: 171.5; 2013 Qtr 2: 171.5; 2013 Qtr 3: 171.5; 2013 Qtr 4: 171.5; 2014 Qtr 1: 164.25; 2014 Qtr 2: 164.25; 2014 Qtr 3: 164.25; 2014 Qtr 4: 164.25 | 1343
3245 | 414076-Commercial-A-Lamp (14 watt) >=800 Lumens | Com-Lighting-InGen_CFLratio0357_CFLscw-14w | System | Residential | 01-ALC-AllCommercial-IntLight | TRUE |  |  | Lamp | ROB | 2.6516 | 1.25 | 0 | 0 | 0 | 1.4016 | 124 |  | kWh | 0.0263 | -0.31 | Residential |  | Winter Only | [6 empty] | Small Boilers (<100 MMBtu/hr Heat Input):Uncontrolled | 2.58 | 54% |  |  |  |  | 81% | [7 empty] | 0% | 0% | 0% | 19030 | 18257 | 0 | 0 | 0 | 0 | 0 | 0 | 0 | 0 | 0 | 2013 Qtr 1: 4757.5; 2013 Qtr 2: 4757.5; 2013 Qtr 3: 4757.5; 2013 Qtr 4: 4757.5; 2014 Qtr 1: 4564.25; 2014 Qtr 2: 4564.25; 2014 Qtr 3: 4564.25; 2014 Qtr 4: 4564.25 | 37287
3245 | 414077-Com-Reflectors (15 watt) 800-1,099 Lumens | Res-Lighting-InGen_CFLratio0347_CFLscw-15w | System | Residential | 01-ALC-AllCommercial-IntLight | TRUE |  |  | Lamp | ROB | 4.9 | 1.2 | 0 | 0 | 0 | 3.7 | 20.6 |  | kWh | 0.00206 | -0.361 | Residential |  | Winter Only | [6 empty] | Small Boilers (<100 MMBtu/hr Heat Input):Uncontrolled | 2.58 | 54% |  |  |  |  | 81% | [7 empty] | 0% | 0% | 0% | 2314 | 2220 | 0 | 0 | 0 | 0 | 0 | 0 | 0 | 0 | 0 | 2013 Qtr 1: 578.5; 2013 Qtr 2: 578.5; 2013 Qtr 3: 578.5; 2013 Qtr 4: 578.5; 2014 Qtr 1: 555; 2014 Qtr 2: 555; 2014 Qtr 3: 555; 2014 Qtr 4: 555 | 4534
3245 | 414079-Commercial-A-Lamp (<=12 watt) <800 Lumens | Com-Lighting-InGen_CFLratio0357_CFLscw-11w | System | Residential | 01-ALC-AllCommercial-IntLight | TRUE |  |  | Lamp | ROB | 1.8 | 0.9 | 0 | 0 | 0 | 0.9 | 97.4 |  | kWh | 0.0206 | -0.243 | Residential |  | Winter Only | [6 empty] | Small Boilers (<100 MMBtu/hr Heat Input):Uncontrolled | 2.58 | 54% |  |  |  |  | 81% | [7 empty] | 0% | 0% | 0% | 983 | 943 | 0 | 0 | 0 | 0 | 0 | 0 | 0 | 0 | 0 | 2013 Qtr 1: 245.75; 2013 Qtr 2: 245.75; 2013 Qtr 3: 245.75; 2013 Qtr 4: 245.75; 2014 Qtr 1: 235.75; 2014 Qtr 2: 235.75; 2014 Qtr 3: 235.75; 2014 Qtr 4: 235.75 | 1926
3245 | 414080-Globes (14 watt) 800-1099 Lumens | Res-Lighting-InGen_CFLratio0347_CFLscw-14w | System | Residential | res:DEER:Indoor_CFL_Ltg | TRUE |  |  | Lamp | ROB | 4.9 | 1.2 | 0 | 0 | 0 | 3.7 | 19.3 |  | kWh | 0.00193 | -0.337 | Residential |  | Winter Only | [6 empty] | Small Boilers (<100 MMBtu/hr Heat Input):Controlled – Flue Gas Recirculation | 5.3 | 54% |  |  |  |  | 77% | [7 empty] | 0% | 0% | 0% | 3178 | 3049 | 0 | 0 | 0 | 0 | 0 | 0 | 0 | 0 | 0 | 2013 Qtr 1: 794.5; 2013 Qtr 2: 794.5; 2013 Qtr 3: 794.5; 2013 Qtr 4: 794.5; 2014 Qtr 1: 762.25; 2014 Qtr 2: 762.25; 2014 Qtr 3: 762.25; 2014 Qtr 4: 762.25 | 6227
3245 | 414081-Reflectors (16 watt) 800-1,099 Lumens | Res-Lighting-InGen_CFLratio0409_CFLscw-Refl-16w | System | Residential | res:DEER:Indoor_CFL_Ltg | TRUE |  |  | Lamp | ROB | 5.94 | 1.2 | 0 | 0 | 0 | 4.74 | 27.5 |  | kWh | 0.00276 | -0.481 | Residential |  | Winter Only | [6 empty] | Residential Furnaces (<0.3):Uncontrolled | 5.3 | 54% |  |  |  |  | 77% | [7 empty] | 0% | 0% | 0% | 69 | 67 | 0 | 0 | 0 | 0 | 0 | 0 | 0 | 0 | 0 | 2013 Qtr 1: 17.25; 2013 Qtr 2: 17.25; 2013 Qtr 3: 17.25; 2013 Qtr 4: 17.25; 2014 Qtr 1: 16.75; 2014 Qtr 2: 16.75; 2014 Qtr 3: 16.75; 2014 Qtr 4: 16.75 | 136
3245 | 414082-23 Watt Fixture CFL - Outdoor | Res-Lighting-OutGen_CFLratio0407_CFLfixt-24W | System | Residential | 19-RES-AllResidential-LIGHT | TRUE |  |  | Lamp | RET | 22.8176 | 10 | 0 | 0 | 0 | 12.8176 | 92 |  | kWh | 0 | 0 | Residential |  | Winter Only | [6 empty] | Residential Furnaces (<0.3):Uncontrolled | 15 | 55% |  |  |  |  | 77% | [7 empty] | 0% | 0% | 0% | 238 | 228 | 0 | 0 | 0 | 0 | 0 | 0 | 0 | 0 | 0 | 2013 Qtr 1: 59.5; 2013 Qtr 2: 59.5; 2013 Qtr 3: 59.5; 2013 Qtr 4: 59.5; 2014 Qtr 1: 57; 2014 Qtr 2: 57; 2014 Qtr 3: 57; 2014 Qtr 4: 57 | 466
3245 | 414085-38-42W Bare Spiral CFL >1600 lumens | Res-Lighting-InGen_CFLratio0347_CFLscw-32w | System | Residential | res:DEER:Indoor_CFL_Ltg | TRUE |  |  | Lamp | ROB | 8.74 | 1.9 | 0 | 0 | 0 | 6.84 | 44 |  | kWh | 0.0044 | -0.77 | Residential |  | Winter Only | [6 empty] | Residential Furnaces (<0.3):Uncontrolled | 5.3 | 54% |  |  |  |  | 77% | [7 empty] | 0% | 0% | 0% | 49980 | 47952 | 0 | 0 | 0 | 0 | 0 | 0 | 0 | 0 | 0 | 2013 Qtr 1: 12495; 2013 Qtr 2: 12495; 2013 Qtr 3: 12495; 2013 Qtr 4: 12495; 2014 Qtr 1: 11988; 2014 Qtr 2: 11988; 2014 Qtr 3: 11988; 2014 Qtr 4: 11988 | 97932
3245 | 414087-23 Watt Fixture CFL - Interior | Res-Lighting-InGen_CFLratio0353_CFLfixt-24W | System | Residential | res:DEER:Indoor_CFL_Ltg | TRUE |  |  | Lamp | ROB | 22.82 | 10 | 0 | 0 | 0 | 12.82 | 33.8 |  | kWh | 0.00338 | -0.591 | Residential |  | Winter Only | [6 empty] | Residential Furnaces (<0.3):Uncontrolled | 15 | 55% |  |  |  |  | 77% | [7 empty] | 0% | 0% | 0% | 126 | 121 | 0 | 0 | 0 | 0 | 0 | 0 | 0 | 0 | 0 | 2013 Qtr 1: 31.5; 2013 Qtr 2: 31.5; 2013 Qtr 3: 31.5; 2013 Qtr 4: 31.5; 2014 Qtr 1: 30.25; 2014 Qtr 2: 30.25; 2014 Qtr 3: 30.25; 2014 Qtr 4: 30.25 | 247
3245 | 414096-Reflectors Dimmable (23 watt) =800 -1,099 Lumens | Res-Lighting-InGen_CFLratio0409_CFLscw-Refl-23w | System | Residential | res:DEER:Indoor_CFL_Ltg | TRUE |  |  | Lamp | ROB | 4.59 | 1.2 | 0 | 0 | 0 | 3.39 | 39.6 |  | kWh | 0.00396 | -0.692 | Residential |  | Winter Only | [6 empty] | Residential Furnaces (<0.3):Uncontrolled | 5.3 | 54% |  |  |  |  | 77% | [7 empty] | 0% | 0% | 0% | 12574 | 12064 | 0 | 0 | 0 | 0 | 0 | 0 | 0 | 0 | 0 | 2013 Qtr 1: 3143.5; 2013 Qtr 2: 3143.5; 2013 Qtr 3: 3143.5; 2013 Qtr 4: 3143.5; 2014 Qtr 1: 3016; 2014 Qtr 2: 3016; 2014 Qtr 3: 3016; 2014 Qtr 4: 3016 | 24638
3207 | 405007-Lighting-Screw-in Compact Fluorescent (CF) Reflector Bulbs R30 (13-23Watt) | Res-Lighting-InGen_CFLratio0409_CFLscw-Refl-18w | System | Residential | 13-MFM-ResidentialMulti-family-LIGHT | TRUE |  |  | Lamp | ROB | 12.02 | 8 | 0 | 0 | 0 | 4.02 | 31 |  | kWh | 0.0031 | -0.542 | Residential |  | Winter Only | [6 empty] | Residential Furnaces (<0.3):Uncontrolled | 2.1 | 54% |  |  |  |  | 71% | [7 empty] | 0% | 0% | 0% | 2949 | 2945 | 0 | 0 | 0 | 0 | 0 | 0 | 0 | 0 | 0 | 2013 Qtr 1: 737.25; 2013 Qtr 2: 737.25; 2013 Qtr 3: 737.25; 2013 Qtr 4: 737.25; 2014 Qtr 1: 736.25; 2014 Qtr 2: 736.25; 2014 Qtr 3: 736.25; 2014 Qtr 4: 736.25 | 5894
3207 | 405008-Lighting-Screw-in Compact Fluorescent (CF) Reflector Bulbs R40 (13-23 Watt) | Res-Lighting-InGen_CFLratio0409_CFLscw-Refl-18w | System | Residential | 13-MFM-ResidentialMulti-family-LIGHT | TRUE |  |  | Lamp | ROB | 12.02 | 10 | 0 | 0 | 0 | 2.02 | 31 |  | kWh | 0.0031 | -0.542 | Residential |  | Winter Only | [6 empty] | Residential Furnaces (<0.3):Uncontrolled | 2.1 | 54% |  |  |  |  | 71% | [7 empty] | 0% | 0% | 0% | 920 | 919 | 0 | 0 | 0 | 0 | 0 | 0 | 0 | 0 | 0 | 2013 Qtr 1: 230; 2013 Qtr 2: 230; 2013 Qtr 3: 230; 2013 Qtr 4: 230; 2014 Qtr 1: 229.75; 2014 Qtr 2: 229.75; 2014 Qtr 3: 229.75; 2014 Qtr 4: 229.75 | 1839
3207 | 405010-Lighting-Energy Star Interior Hardwired Fluorescent Fixtures >=30 Watt | Res-Lighting-InGen_CFLratio0353_CFLfixt-32W | System | Residential | 13-MFM-ResidentialMulti-family-LIGHT | TRUE |  |  | Lamp | ROB | 56.8619 | 40 | 0 | 0 | 0 | 16.8619 | 45.1 |  | kWh | 0.00451 | -0.788 | Residential |  | Winter Only | [6 empty] | Residential Furnaces (<0.3):Uncontrolled | 16 | 55% | [12 empty] | 0% | 0% | 0% | 17582 | 17557 | 0 | 0 | 0 | 0 | 0 | 0 | 0 | 0 | 0 | 2013 Qtr 1: 4395.5; 2013 Qtr 2: 4395.5; 2013 Qtr 3: 4395.5; 2013 Qtr 4: 4395.5; 2014 Qtr 1: 4389.25; 2014 Qtr 2: 4389.25; 2014 Qtr 3: 4389.25; 2014 Qtr 4: 4389.25 | 35139
3207 | 405011-Lighting-Interior CFL Fixtures (ENERGY STAR Qualified) 22-29 Watt | Res-Lighting-InGen_CFLratio0353_CFLfixt-26W | System | Residential | 13-MFM-ResidentialMulti-family-LIGHT | TRUE |  |  | Lamp | ROB | 50.9417 | 40 | 0 | 0 | 0 | 10.9417 | 36.7 |  | kWh | 0.00367 | -0.641 | Residential |  | Winter Only | [6 empty] | Residential Furnaces (<0.3):Uncontrolled | 16 | 54% | [12 empty] | 0% | 0% | 0% | 2841 | 2837 | 0 | 0 | 0 | 0 | 0 | 0 | 0 | 0 | 0 | 2013 Qtr 1: 710.25; 2013 Qtr 2: 710.25; 2013 Qtr 3: 710.25; 2013 Qtr 4: 710.25; 2014 Qtr 1: 709.25; 2014 Qtr 2: 709.25; 2014 Qtr 3: 709.25; 2014 Qtr 4: 709.25 | 5678
3207 | 405012-Lighting-T-8 or T-5 Lamp and Electronic, 2-foot lamp installed 1 lamp | WPSDGENRLG0013, Rev 3, Msr 1 | System | Residential | 13-MFM-ResidentialMulti-family-LIGHT | TRUE |  |  | Lamp | RET | 32 | 32 | 0 | 0 | 0 | 0 | 78.3552 |  | kWh | 0.018617 | -0.20638 | Residential |  | Winter Only | [6 empty] | Residential Furnaces (<0.3):Uncontrolled | 15 | 70% |  |  |  |  | 92% | [7 empty] | 0% | 0% | 0% | 106 | 106 | 0 | 0 | 0 | 0 | 0 | 0 | 0 | 0 | 0 | 2013 Qtr 1: 26.5; 2013 Qtr 2: 26.5; 2013 Qtr 3: 26.5; 2013 Qtr 4: 26.5; 2014 Qtr 1: 26.5; 2014 Qtr 2: 26.5; 2014 Qtr 3: 26.5; 2014 Qtr 4: 26.5 | 212
3207 | 405013-Lighting-T-8 or T-5 Lamp and Electronic, 3-foot lamp installed 1 lamp | WPSDGENRLG0013, Rev 3, Msr 2 | System | Residential | 13-MFM-ResidentialMulti-family-LIGHT | TRUE |  |  | Lamp | RET | 32 | 32 | 0 | 0 | 0 | 0 | 64.1088 |  | kWh | 0.015232 | -0.16886 | Residential |  | Winter Only | [6 empty] | Residential Furnaces (<0.3):Uncontrolled | 15 | 70% |  |  |  |  | 92% | [7 empty] | 0% | 0% | 0% | 8 | 8 | 0 | 0 | 0 | 0 | 0 | 0 | 0 | 0 | 0 | 2013 Qtr 1: 2; 2013 Qtr 2: 2; 2013 Qtr 3: 2; 2013 Qtr 4: 2; 2014 Qtr 1: 2; 2014 Qtr 2: 2; 2014 Qtr 3: 2; 2014 Qtr 4: 2 | 16
3207 | 405014-Lighting-T-8 or T-5 Premium Lamp and Electronic, 4-foot lamp installed 1 lamp | WPSDGENRLG0013, Rev 3, Msr 10 | System | Residential | 13-MFM-ResidentialMulti-family-LIGHT | TRUE |  |  | Fixture | RET | 32 | 32 | 0 | 0 | 0 | 0 | 74.7936 |  | kWh | 0.017771 | -0.197 | Residential |  | Winter Only | [6 empty] | Residential Furnaces (<0.3):Uncontrolled | 15 | 70% |  |  |  |  | 92% | [7 empty] | 0% | 0% | 0% | 914 | 913 | 0 | 0 | 0 | 0 | 0 | 0 | 0 | 0 | 0 | 2013 Qtr 1: 228.5; 2013 Qtr 2: 228.5; 2013 Qtr 3: 228.5; 2013 Qtr 4: 228.5; 2014 Qtr 1: 228.25; 2014 Qtr 2: 228.25; 2014 Qtr 3: 228.25; 2014 Qtr 4: 228.25 | 1827
3207 | 405016-Lighting-T-8 or T-5 Lamp and Electronic, 2-foot lamp installed 2 lamp | WPSDGENRLG0013, Rev 3, Msr 8 | System | Residential | 13-MFM-ResidentialMulti-family-LIGHT | TRUE |  |  | Fixture | RET | 42 | 34 | 0 | 0 | 0 | 8 | 156.7104 |  | kWh | 0.037235 | -0.41276 | Residential |  | Winter Only | [6 empty] | Residential Furnaces (<0.3):Uncontrolled | 15 | 70% |  |  |  |  | 92% | [7 empty] | 0% | 0% | 0% | 95 | 95 | 0 | 0 | 0 | 0 | 0 | 0 | 0 | 0 | 0 | 2013 Qtr 1: 23.75; 2013 Qtr 2: 23.75; 2013 Qtr 3: 23.75; 2013 Qtr 4: 23.75; 2014 Qtr 1: 23.75; 2014 Qtr 2: 23.75; 2014 Qtr 3: 23.75; 2014 Qtr 4: 23.75 | 190
3207 | 405017-Lighting-T-8 or T-5 Lamp and Electronic, 3-foot lamp installed 2 lamp | WPSDGENRLG0013, Rev 3, Msr 9 | System | Residential | 13-MFM-ResidentialMulti-family-LIGHT | TRUE |  |  | Fixture | RET | 42 | 34 | 0 | 0 | 0 | 8 | 128.2176 |  | kWh | 0.030465 | -0.33772 | Residential |  | Winter Only | [6 empty] | Residential Furnaces (<0.3):Uncontrolled | 15 | 70% |  |  |  |  | 92% | [7 empty] | 0% | 0% | 0% | 374 | 359 | 0 | 0 | 0 | 0 | 0 | 0 | 0 | 0 | 0 | 2013 Qtr 1: 93.5; 2013 Qtr 2: 93.5; 2013 Qtr 3: 93.5; 2013 Qtr 4: 93.5; 2014 Qtr 1: 89.75; 2014 Qtr 2: 89.75; 2014 Qtr 3: 89.75; 2014 Qtr 4: 89.75 | 733
3207 | 405018-Lighting-T-8 or T-5 Premium Lamp and Electronic, 4-foot lamp installed 2 lamp | WPSDGENRLG0013, Rev 3, Msr 11 | System | Residential | 13-MFM-ResidentialMulti-family-LIGHT | TRUE |  |  | Fixture | ER | 36 | 34 | 0 | 0 | 0 | 2 | 106.848 |  | kWh | 0.025387 | -0.28143 | Residential |  | Winter Only | 15 | 7.2 |  | 60.5472 | 0.014386 | -0.15948 | Residential Furnaces (<0.3):Uncontrolled | 2.0964 | 70% |  |  |  |  | 92% | [7 empty] | 0% | 0% | 0% | 3708 | 3703 | 0 | 0 | 0 | 0 | 0 | 0 | 0 | 0 | 0 | 2013 Qtr 1: 927; 2013 Qtr 2: 927; 2013 Qtr 3: 927; 2013 Qtr 4: 927; 2014 Qtr 1: 925.75; 2014 Qtr 2: 925.75; 2014 Qtr 3: 925.75; 2014 Qtr 4: 925.75 | 7411
3207 | 405026-Lighting-T-8 or T-5 Premium Lamp and Electronic, 4-foot lamp installed 4 lamp | WPSDGENRLG0013, Rev 3, Msr 13 | System | Residential | 13-MFM-ResidentialMulti-family-LIGHT | TRUE |  |  | Fixture | ER | 48 | 45 | 0 | 0 | 0 | 3 | 213.696 |  | kWh | 0.050774 | -0.56286 | Residential |  | Winter Only | 15 | 9.6 |  | 121.0944 | 0.028772 | -0.31895 | Residential Furnaces (<0.3):Uncontrolled | 2.0964 | 70% |  |  |  |  | 92% | [7 empty] | 0% | 0% | 0% | 353 | 338 | 0 | 0 | 0 | 0 | 0 | 0 | 0 | 0 | 0 | 2013 Qtr 1: 88.25; 2013 Qtr 2: 88.25; 2013 Qtr 3: 88.25; 2013 Qtr 4: 88.25; 2014 Qtr 1: 84.5; 2014 Qtr 2: 84.5; 2014 Qtr 3: 84.5; 2014 Qtr 4: 84.5 | 691
3207 | 405028-Lighting-T12 Delamping | WPSDGENRLG0022, Rev 3, Msr 3 | System | Residential | 13-MFM-ResidentialMulti-family-LIGHT | TRUE |  |  | Lamp | RET | 25.86 | 6 | 0 | 0 | 0 | 19.86 | 106.848 |  | kWh | 0.025387 | -0.28143 | Residential |  | Winter Only | [6 empty] | Residential Furnaces (<0.3):Uncontrolled | 15 | 70% |  |  |  |  | 92% | [7 empty] | 0% | 0% | 0% | 119 | 115 | 0 | 0 | 0 | 0 | 0 | 0 | 0 | 0 | 0 | 2013 Qtr 1: 29.75; 2013 Qtr 2: 29.75; 2013 Qtr 3: 29.75; 2013 Qtr 4: 29.75; 2014 Qtr 1: 28.75; 2014 Qtr 2: 28.75; 2014 Qtr 3: 28.75; 2014 Qtr 4: 28.75 | 234
3207 | 405036-Lighting-Energy Star Exterior Hardwired Fluorescent Fixtures 15 Watt | Res-Lighting-OutGen_CFLratio0407_CFLfixt-15W | System | Residential | 13-MFM-ResidentialMulti-family-LIGHT | TRUE |  |  | Unit | RET | 47.16 | 30 | 0 | 0 | 0 | 17.16 | 57.5 |  | kWh | 0 | 0 | Residential |  | Winter Only | [6 empty] | Residential Furnaces (<0.3):Uncontrolled | 16 | 55% |  |  |  |  | 79.9% | [7 empty] | 0% | 0% | 0% | 10583 | 10154 | 0 | 0 | 0 | 0 | 0 | 0 | 0 | 0 | 0 | 2013 Qtr 1: 2645.75; 2013 Qtr 2: 2645.75; 2013 Qtr 3: 2645.75; 2013 Qtr 4: 2645.75; 2014 Qtr 1: 2538.5; 2014 Qtr 2: 2538.5; 2014 Qtr 3: 2538.5; 2014 Qtr 4: 2538.5 | 20737
3207 | 405038-Lighting-Occupancy Sensors | WPSDGENRLG0016, Rev 2, Msr 4 | System | Residential | 13-MFM-ResidentialMulti-family-LIGHT | TRUE |  |  | Sensor | RET | 77.28 | 10 | 0 | 0 | 0 | 67.28 | 128.2176 |  | kWh | 0.030465 | -0.37824 | Residential |  | Winter Only | [6 empty] | Residential Furnaces (<0.3):Uncontrolled | 15 | 60% | [12 empty] | 0% | 0% | 0% | 2 | 2 | 0 | 0 | 0 | 0 | 0 | 0 | 0 | 0 | 0 | 2013 Qtr 1: 0.5; 2013 Qtr 2: 0.5; 2013 Qtr 3: 0.5; 2013 Qtr 4: 0.5; 2014 Qtr 1: 0.5; 2014 Qtr 2: 0.5; 2014 Qtr 3: 0.5; 2014 Qtr 4: 0.5 | 4
3207 | 405053-Lighting -Ext. Hardwired Fluorescent Porch Light (19-27 Watts) | Res-Lighting-OutGen_CFLratio0407_CFLfixt-24W | System | Residential | 13-MFM-ResidentialMulti-family-LIGHT | TRUE |  |  | Lamp | RET | 49.9551 | 30 | 0 | 0 | 0 | 19.9551 | 92 |  | kWh | 0 | 0 | Residential |  | Winter Only | [6 empty] | Residential Furnaces (<0.3):Uncontrolled | 16 | 55% |  |  |  |  | 79.9% | [7 empty] | 0% | 0% | 0% | 545 | 523 | 0 | 0 | 0 | 0 | 0 | 0 | 0 | 0 | 0 | 2013 Qtr 1: 136.25; 2013 Qtr 2: 136.25; 2013 Qtr 3: 136.25; 2013 Qtr 4: 136.25; 2014 Qtr 1: 130.75; 2014 Qtr 2: 130.75; 2014 Qtr 3: 130.75; 2014 Qtr 4: 130.75 | 1068
3213 | 406024-Thermostatic Valve and 1.6 GPM SH MF | WPSDGEREWH1000, Rev 0, Msr 2 | System | Residential |  |  |  |  | Unit | NEW | 17 | 15 | 0 | 0 | 0 | 2 | 0 |  | #N/A | 0 | 15.9 | Residential |  | Annual | [6 empty] | Small Boilers (<100 MMBtu/hr Heat Input):Controlled – Flue Gas Recirculation | 10 | 70% | [12 empty] | 0% | 0% | 0% | 19 | 19 | 0 | 0 | 0 | 0 | 0 | 0 | 0 | 0 | 0 | 2013 Qtr 1: 4.75; 2013 Qtr 2: 4.75; 2013 Qtr 3: 4.75; 2013 Qtr 4: 4.75; 2014 Qtr 1: 4.75; 2014 Qtr 2: 4.75; 2014 Qtr 3: 4.75; 2014 Qtr 4: 4.75 | 38
3220 | 409024-Lighting - Exterior Linear Fl. Lighting |  | System | Commercial | 01-ALC-AllCommercial-ExtLight | TRUE |  |  | kWh | RET | 0.331 | 0.0625 | 0 | 0 | 0 | 0.2685 | 1 |  | kWh | 8.3685e-05 | 0 | Commercial |  | Annual | [6 empty] | Large Boilers (>100 MMBtu/hr Heat Input):Controlled Low NOx Burner | 15 | 60% | [5 empty] | 90% | [6 empty] | 0% | 0% | 0% | 97761 | 94006 | 0 | 0 | 0 | 0 | 0 | 0 | 0 | 0 | 0 | 2013 Qtr 1: 24440.25; 2013 Qtr 2: 24440.25; 2013 Qtr 3: 24440.25; 2013 Qtr 4: 24440.25; 2014 Qtr 1: 23501.5; 2014 Qtr 2: 23501.5; 2014 Qtr 3: 23501.5; 2014 Qtr 4: 23501.5 | 191767
3220 | 409025-Lighting - Exterior Pulse Start MH |  | System | Commercial | 01-ALC-AllCommercial-ExtLight | TRUE |  |  | kWh | RET | 0.33 | 0.0625 | 0 | 0 | 0 | 0.2675 | 1 |  | kWh | 0 | 0 | Commercial |  | Annual | [6 empty] | Large Boilers (>100 MMBtu/hr Heat Input):Controlled Low NOx Burner | 15 | 60% | [5 empty] | 90% | [6 empty] | 0% | 0% | 0% | 44136 | 42441 | 0 | 0 | 0 | 0 | 0 | 0 | 0 | 0 | 0 | 2013 Qtr 1: 11034; 2013 Qtr 2: 11034; 2013 Qtr 3: 11034; 2013 Qtr 4: 11034; 2014 Qtr 1: 10610.25; 2014 Qtr 2: 10610.25; 2014 Qtr 3: 10610.25; 2014 Qtr 4: 10610.25 | 86577
3220 | 409027-Lighting - Exterior Induction |  | System | Commercial | 01-ALC-AllCommercial-ExtLight | TRUE |  |  | kWh | RET | 0.87 | 0.0625 | 0 | 0 | 0 | 0.8075 | 1 |  | kWh | 0 | 0 | Commercial |  | Annual | [6 empty] | Large Boilers (>100 MMBtu/hr Heat Input):Controlled Low NOx Burner | 15 | 60% | [5 empty] | 90% | [6 empty] | 0% | 0% | 0% | 86803 | 83469 | 0 | 0 | 0 | 0 | 0 | 0 | 0 | 0 | 0 | 2013 Qtr 1: 21700.75; 2013 Qtr 2: 21700.75; 2013 Qtr 3: 21700.75; 2013 Qtr 4: 21700.75; 2014 Qtr 1: 20867.25; 2014 Qtr 2: 20867.25; 2014 Qtr 3: 20867.25; 2014 Qtr 4: 20867.25 | 170272
3220 | 409028-Lighting - Exterior LED |  | System | Commercial | 01-ALC-AllCommercial-ExtLight | TRUE |  |  | kWh | ER | 0.53 | 0.0625 | 0 | 0 | 0 | 0.4675 | 1 |  | kWh | 1.8176e-05 | 0 | Commercial |  | Annual | 15 | 0.265 |  | 0.63 | 1.1451e-05 | 0 | Large Boilers (>100 MMBtu/hr Heat Input):Controlled Low NOx Burner | 5 | 60% | [5 empty] | 90% | [6 empty] | 0% | 0% | 0% | 48733 | 46755 | 0 | 0 | 0 | 0 | 0 | 0 | 0 | 0 | 0 | 2013 Qtr 1: 12183.25; 2013 Qtr 2: 12183.25; 2013 Qtr 3: 12183.25; 2013 Qtr 4: 12183.25; 2014 Qtr 1: 11688.75; 2014 Qtr 2: 11688.75; 2014 Qtr 3: 11688.75; 2014 Qtr 4: 11688.75 | 95488
3220 | 409029-Lighting - Interior Pulse Start MH |  | System | Commercial | 01-ALC-AllCommercial-IntLight | TRUE |  |  | kWh | RET | 0.2819 | 0.0625 | 0 | 0 | 0 | 0.2194 | 1 |  | kWh | 0.00019212 | 0 | Commercial |  | Winter Only | [6 empty] | Large Boilers (>100 MMBtu/hr Heat Input):Controlled Low NOx Burner | 15 | 60% | [5 empty] | 90% | [6 empty] | 0% | 0% | 0% | 556706 | 535324 | 0 | 0 | 0 | 0 | 0 | 0 | 0 | 0 | 0 | 2013 Qtr 1: 139176.5; 2013 Qtr 2: 139176.5; 2013 Qtr 3: 139176.5; 2013 Qtr 4: 139176.5; 2014 Qtr 1: 133831; 2014 Qtr 2: 133831; 2014 Qtr 3: 133831; 2014 Qtr 4: 133831 | 1092030
3220 | 409031-Lighting - Interior LED - Dual Baseline |  | System | Commercial | 01-ALC-AllCommercial-IntLight | TRUE |  |  | kWh | ER | 0.275 | 0.0625 | 0 | 0 | 0 | 0.2125 | 1 |  | kWh | 0.0001228 | 0 | Commercial |  | Winter Only | 16 | 0.224 |  | 0.63 | 7.7366e-05 | 0 | Large Boilers (>100 MMBtu/hr Heat Input):Controlled Low NOx Burner | 3.1447 | 60% | [5 empty] | 90% | [6 empty] | 0% | 0% | 0% | 97884 | 93912 | 0 | 0 | 0 | 0 | 0 | 0 | 0 | 0 | 0 | 2013 Qtr 1: 24471; 2013 Qtr 2: 24471; 2013 Qtr 3: 24471; 2013 Qtr 4: 24471; 2014 Qtr 1: 23478; 2014 Qtr 2: 23478; 2014 Qtr 3: 23478; 2014 Qtr 4: 23478 | 191796
3220 | 411013-Lighting - Interior CF Fixtures |  | System | Commercial | 01-ALC-AllCommercial-IntLight | TRUE |  |  | kWh | RET | 0.2819 | 0.125 | 0 | 0 | 0 | 0.1569 | 1 |  | kWh | 0.00021622 | 0 | Commercial |  | Winter Only | [6 empty] | Large Boilers (>100 MMBtu/hr Heat Input):Controlled Low NOx Burner | 15 | 60% | [5 empty] | 90% | [6 empty] | 0% | 0% | 0% | 20756 | 19960 | 0 | 0 | 0 | 0 | 0 | 0 | 0 | 0 | 0 | 2013 Qtr 1: 5189; 2013 Qtr 2: 5189; 2013 Qtr 3: 5189; 2013 Qtr 4: 5189; 2014 Qtr 1: 4990; 2014 Qtr 2: 4990; 2014 Qtr 3: 4990; 2014 Qtr 4: 4990 | 40716
3220 | 411015-Lighting - Interior CFLs |  | System | Commercial | 01-ALC-AllCommercial-IntLight | TRUE |  |  | kWh | RET | 0.2819 | 0 | 0 | 0 | 0 | 0.2819 | 1 |  | kWh | 0.00014483 | 0 | Commercial |  | Winter Only | [6 empty] | Large Boilers (>100 MMBtu/hr Heat Input):Controlled Low NOx Burner | 3 | 60% | [5 empty] | 90% | [6 empty] | 0% | 0% | 0% | 119657 | 115061 | 0 | 0 | 0 | 0 | 0 | 0 | 0 | 0 | 0 | 2013 Qtr 1: 29914.25; 2013 Qtr 2: 29914.25; 2013 Qtr 3: 29914.25; 2013 Qtr 4: 29914.25; 2014 Qtr 1: 28765.25; 2014 Qtr 2: 28765.25; 2014 Qtr 3: 28765.25; 2014 Qtr 4: 28765.25 | 234718
3220 | 411016-Lighting - Interior Lighting Controls |  | System | Residential | 01-ALC-AllCommercial-IntLight | TRUE |  |  | kWh | RET | 0.233 | 0.125 | 0 | 0 | 0 | 0.108 | 1 |  | kWh | 1.2089e-05 | 0 | Residential |  | Winter Only | [6 empty] | Large Boilers (>100 MMBtu/hr Heat Input):Controlled Low NOx Burner | 8 | 60% | [5 empty] | 90% | [6 empty] | 0% | 0% | 0% | 560866 | 539323 | 0 | 0 | 0 | 0 | 0 | 0 | 0 | 0 | 0 | 2013 Qtr 1: 140216.5; 2013 Qtr 2: 140216.5; 2013 Qtr 3: 140216.5; 2013 Qtr 4: 140216.5; 2014 Qtr 1: 134830.75; 2014 Qtr 2: 134830.75; 2014 Qtr 3: 134830.75; 2014 Qtr 4: 134830.75 | 1100189
3220 | 411017-Lighting - Other Interior lighting - Dual Baseline |  | System | Commercial | 01-ALC-AllCommercial-IntLight | TRUE |  |  | kWh | ER | 0.2819 | 0.125 | 0 | 0 | 0 | 0.1569 | 1 |  | kWh | 0.0001234 | 0 | Commercial |  | Winter Only | 15 | 0.0564 |  | 0.2448 | 3.0209e-05 | 0 | Large Boilers (>100 MMBtu/hr Heat Input):Controlled Low NOx Burner | 5 | 60% | [5 empty] | 90% | [6 empty] | 0% | 0% | 0% | 2121543 | 2035443 | 0 | 0 | 0 | 0 | 0 | 0 | 0 | 0 | 0 | 2013 Qtr 1: 530385.75; 2013 Qtr 2: 530385.75; 2013 Qtr 3: 530385.75; 2013 Qtr 4: 530385.75; 2014 Qtr 1: 508860.75; 2014 Qtr 2: 508860.75; 2014 Qtr 3: 508860.75; 2014 Qtr 4: 508860.75 | 4156986
3220 | 411018-Lighting - Exterior Lighting Fixtures |  | System | Commercial | 01-ALC-AllCommercial-ExtLight | TRUE |  |  | kWh | RET | 0.28 | 0.0875 | 0 | 0 | 0 | 0.1925 | 1 |  | kWh | 0.00014211 | 0 | Commercial |  | Annual | [6 empty] | Large Boilers (>100 MMBtu/hr Heat Input):Controlled Low NOx Burner | 15 | 60% | [5 empty] | 90% | [6 empty] | 0% | 0% | 0% | 1192629 | 1146822 | 0 | 0 | 0 | 0 | 0 | 0 | 0 | 0 | 0 | 2013 Qtr 1: 298157.25; 2013 Qtr 2: 298157.25; 2013 Qtr 3: 298157.25; 2013 Qtr 4: 298157.25; 2014 Qtr 1: 286705.5; 2014 Qtr 2: 286705.5; 2014 Qtr 3: 286705.5; 2014 Qtr 4: 286705.5 | 2339451
3220 | 411019-Lighting - Exterior Lighting Controls |  | System | Commercial | 01-ALC-AllCommercial-ExtLight | TRUE |  |  | kWh | RET | 0.23 | 0.0875 | 0 | 0 | 0 | 0.1425 | 1 |  | kWh | 7.7084e-06 | 0 | Commercial |  | Annual | [6 empty] | Large Boilers (>100 MMBtu/hr Heat Input):Controlled Low NOx Burner | 8 | 60% | [5 empty] | 90% | [6 empty] | 0% | 0% | 0% | 83175 | 79981 | 0 | 0 | 0 | 0 | 0 | 0 | 0 | 0 | 0 | 2013 Qtr 1: 20793.75; 2013 Qtr 2: 20793.75; 2013 Qtr 3: 20793.75; 2013 Qtr 4: 20793.75; 2014 Qtr 1: 19995.25; 2014 Qtr 2: 19995.25; 2014 Qtr 3: 19995.25; 2014 Qtr 4: 19995.25 | 163156
3220 | 447260-Lighting - Interior LED |  | System | Commercial | 01-ALC-AllCommercial-IntLight | TRUE |  |  | kWh | RET | 0.22 | 0.0625 | 0 | 0 | 0 | 0.1575 | 1 |  | kWh | 0.0001228 | 0 | Commercial |  | Winter Only | [6 empty] | Large Boilers (>100 MMBtu/hr Heat Input):Controlled Low NOx Burner | 16 | 60% | [5 empty] | 90% | [6 empty] | 0% | 0% | 0% | 97884 | 93911 | 0 | 0 | 0 | 0 | 0 | 0 | 0 | 0 | 0 | 2013 Qtr 1: 24471; 2013 Qtr 2: 24471; 2013 Qtr 3: 24471; 2013 Qtr 4: 24471; 2014 Qtr 1: 23477.75; 2014 Qtr 2: 23477.75; 2014 Qtr 3: 23477.75; 2014 Qtr 4: 23477.75 | 191795
3220 | 447261-Lighting - Other Interior lighting |  | System | Commercial | 01-ALC-AllCommercial-IntLight | TRUE |  |  | kWh | RET | 0.282 | 0.125 | 0 | 0 | 0 | 0.157 | 1 |  | kWh | 0.0001234 | 0 | Commercial |  | Winter Only | [6 empty] | Large Boilers (>100 MMBtu/hr Heat Input):Controlled Low NOx Burner | 15 | 60% | [5 empty] | 90% | [6 empty] | 0% | 0% | 0% | 707181 | 678480 | 0 | 0 | 0 | 0 | 0 | 0 | 0 | 0 | 0 | 2013 Qtr 1: 176795.25; 2013 Qtr 2: 176795.25; 2013 Qtr 3: 176795.25; 2013 Qtr 4: 176795.25; 2014 Qtr 1: 169620; 2014 Qtr 2: 169620; 2014 Qtr 3: 169620; 2014 Qtr 4: 169620 | 1385661
3223 | 402140-Lighting - 8 Ft T-8 with Elec. Ballast | WPSDGENRLG0013, Rev 3, Msr 4 | System | Commercial | 18-OFS-Office–Small-IntLight | TRUE |  |  | Lamp | RET | 32.5 | 9 | 0 | 0 | 0 | 23.5 | 154.9296 |  | kWh | 0.036811 | -0.40807 | Commercial |  | Winter Only | [6 empty] | Small Boilers (<100 MMBtu/hr Heat Input):Uncontrolled | 15 | 70% |  |  |  |  | 78% | [7 empty] | 0% | 0% | 0% | 1700 | 1631 | 0 | 0 | 0 | 0 | 0 | 0 | 0 | 0 | 0 | 2013 Qtr 1: 425; 2013 Qtr 2: 425; 2013 Qtr 3: 425; 2013 Qtr 4: 425; 2014 Qtr 1: 407.75; 2014 Qtr 2: 407.75; 2014 Qtr 3: 407.75; 2014 Qtr 4: 407.75 | 3331
3223 | 402145-Lighting - Screw in 14-26 Watt Reflector Lamp | Com-Lighting-InGen_CFLratio0357_CFLscw-15w | System | Commercial | 18-OFS-Office–Small-IntLight | TRUE |  |  | Lamp | RET | 10.2473 | 4 | 0 | 0 | 0 | 6.2473 | 133 |  | kWh | 0.0281 | -0.332 | Commercial |  | Winter Only | [6 empty] | Small Boilers (<100 MMBtu/hr Heat Input):Uncontrolled | 1.8 | 53% |  |  |  |  | 99% | [7 empty] | 0% | 0% | 0% | 3183 | 3055 | 0 | 0 | 0 | 0 | 0 | 0 | 0 | 0 | 0 | 2013 Qtr 1: 795.75; 2013 Qtr 2: 795.75; 2013 Qtr 3: 795.75; 2013 Qtr 4: 795.75; 2014 Qtr 1: 763.75; 2014 Qtr 2: 763.75; 2014 Qtr 3: 763.75; 2014 Qtr 4: 763.75 | 6238
3223 | 402147-Lighting- Ceramic Metal Halide Fixture | WPSDGENRLG0007, Rev 1, Msr 1 | System | Commercial | 24-RTS-Retail–Small-LIT_INT | TRUE |  |  | Lamp | RET | 48.77 | 45 | 0 | 0 | 0 | 3.77 | 135.3408 |  | kWh | 0.032157 | -0.35648 | Commercial |  | Winter Only | [6 empty] | Small Boilers (<100 MMBtu/hr Heat Input):Uncontrolled | 15 | 60% | [12 empty] | 0% | 0% | 0% | 6499 | 6234 | 0 | 0 | 0 | 0 | 0 | 0 | 0 | 0 | 0 | 2013 Qtr 1: 1624.75; 2013 Qtr 2: 1624.75; 2013 Qtr 3: 1624.75; 2013 Qtr 4: 1624.75; 2014 Qtr 1: 1558.5; 2014 Qtr 2: 1558.5; 2014 Qtr 3: 1558.5; 2014 Qtr 4: 1558.5 | 12733
3223 | 402148-Lighting-Wall or Ceiling-mounted Lighting Sensor >= 500 watts | WPSDGENRLG0016, Rev 2, Msr 1 | System | Commercial | 01-ALC-AllCommercial-IntLight | TRUE |  |  | Unit | RET | 77.28 | 50 | 0 | 0 | 0 | 27.28 | 364.7078 |  | kWh | 0.086655 | -1.0759 | Commercial |  | Winter Only | [6 empty] | Small Boilers (<100 MMBtu/hr Heat Input):Uncontrolled | 15 | 60% | [12 empty] | 0% | 0% | 0% | 265 | 254 | 0 | 0 | 0 | 0 | 0 | 0 | 0 | 0 | 0 | 2013 Qtr 1: 66.25; 2013 Qtr 2: 66.25; 2013 Qtr 3: 66.25; 2013 Qtr 4: 66.25; 2014 Qtr 1: 63.5; 2014 Qtr 2: 63.5; 2014 Qtr 3: 63.5; 2014 Qtr 4: 63.5 | 519
3223 | 402175-Lighting - Exterior Compact Fluorescent Fixture <=70 watts | WPSDGENRLG0006, Rev 3, Msr 7 | System | Commercial | 23-RTL-Retail–SingleStorylarge-LIT_EXT | TRUE |  |  | Fixture | RET | 144 | 10 | 0 | 0 | 0 | 134 | 102.5 |  | kWh | 0 | 0 | Commercial |  | Winter Only | [6 empty] | Small Boilers (<100 MMBtu/hr Heat Input):Uncontrolled | 15 | 53% | [12 empty] | 0% | 0% | 0% | 355 | 339 | 0 | 0 | 0 | 0 | 0 | 0 | 0 | 0 | 0 | 2013 Qtr 1: 88.75; 2013 Qtr 2: 88.75; 2013 Qtr 3: 88.75; 2013 Qtr 4: 88.75; 2014 Qtr 1: 84.75; 2014 Qtr 2: 84.75; 2014 Qtr 3: 84.75; 2014 Qtr 4: 84.75 | 694
3223 | 402176-Lighting - Exterior Induction Fixture <=100 watts | WPSDGENRLG0003, Rev 3, Msr 2 | System | Commercial | 23-RTL-Retail–SingleStorylarge-LIT_EXT | TRUE |  |  | Fixture | RET | 270 | 35 | 0 | 0 | 0 | 235 | 373.968 |  | kWh | 0.088855 | -0.98501 | Commercial |  | Winter Only | [6 empty] | Small Boilers (<100 MMBtu/hr Heat Input):Uncontrolled | 15 | 60% | [12 empty] | 0% | 0% | 0% | 984 | 944 | 0 | 0 | 0 | 0 | 0 | 0 | 0 | 0 | 0 | 2013 Qtr 1: 246; 2013 Qtr 2: 246; 2013 Qtr 3: 246; 2013 Qtr 4: 246; 2014 Qtr 1: 236; 2014 Qtr 2: 236; 2014 Qtr 3: 236; 2014 Qtr 4: 236 | 1928
3223 | 402177-Lighting - Exterior Induction Fixture <=120 watts | WPSDGENRLG0003, Rev 3, Msr 3 | System | Commercial | 23-RTL-Retail–SingleStorylarge-LIT_EXT | TRUE |  |  | Fixture | RET | 370 | 40 | 0 | 0 | 0 | 330 | 287 |  | kWh | 0 | 0 | Commercial |  | Winter Only | [6 empty] | Small Boilers (<100 MMBtu/hr Heat Input):Uncontrolled | 15 | 60% | [12 empty] | 0% | 0% | 0% | 28 | 27 | 0 | 0 | 0 | 0 | 0 | 0 | 0 | 0 | 0 | 2013 Qtr 1: 7; 2013 Qtr 2: 7; 2013 Qtr 3: 7; 2013 Qtr 4: 7; 2014 Qtr 1: 6.75; 2014 Qtr 2: 6.75; 2014 Qtr 3: 6.75; 2014 Qtr 4: 6.75 | 55
3223 | 402178-Lighting - Exterior Induction Fixture <=180 watts | WPSDGENRLG0003, Rev 3, Msr 4 | System | Commercial | 23-RTL-Retail–SingleStorylarge-LIT_EXT | TRUE |  |  | Fixture | RET | 470 | 35 | 0 | 0 | 0 | 435 | 241.57 |  | kWh | 0 | 0 | Commercial |  | Winter Only | [6 empty] | Small Boilers (<100 MMBtu/hr Heat Input):Uncontrolled | 15 | 60% | [12 empty] | 0% | 0% | 0% | 1942 | 1865 | 0 | 0 | 0 | 0 | 0 | 0 | 0 | 0 | 0 | 2013 Qtr 1: 485.5; 2013 Qtr 2: 485.5; 2013 Qtr 3: 485.5; 2013 Qtr 4: 485.5; 2014 Qtr 1: 466.25; 2014 Qtr 2: 466.25; 2014 Qtr 3: 466.25; 2014 Qtr 4: 466.25 | 3807
3223 | 402179-Lighting - Exterior Induction Fixture <=250 watts | WPSDGENRLG0003, Rev 3, Msr 5 | System | Commercial | 23-RTL-Retail–SingleStorylarge-LIT_EXT | TRUE |  |  | Fixture | RET | 570 | 90 | 0 | 0 | 0 | 480 | 852.8 |  | kWh | 0 | 0 | Commercial |  | Winter Only | [6 empty] | Small Boilers (<100 MMBtu/hr Heat Input):Uncontrolled | 15 | 60% | [12 empty] | 0% | 0% | 0% | 825 | 792 | 0 | 0 | 0 | 0 | 0 | 0 | 0 | 0 | 0 | 2013 Qtr 1: 206.25; 2013 Qtr 2: 206.25; 2013 Qtr 3: 206.25; 2013 Qtr 4: 206.25; 2014 Qtr 1: 198; 2014 Qtr 2: 198; 2014 Qtr 3: 198; 2014 Qtr 4: 198 | 1617
3223 | 402180-Lighting - Exterior Induction Fixture <=70 watts | WPSDGENRLG0003, Rev 3, Msr 1 | System | Commercial | 23-RTL-Retail–SingleStorylarge-LIT_EXT | TRUE |  |  | Fixture | RET | 270 | 25 | 0 | 0 | 0 | 245 | 259.9968 |  | kWh | 0.061776 | -0.68481 | Commercial |  | Winter Only | [6 empty] | Small Boilers (<100 MMBtu/hr Heat Input):Uncontrolled | 15 | 60% | [12 empty] | 0% | 0% | 0% | 2281 | 2189 | 0 | 0 | 0 | 0 | 0 | 0 | 0 | 0 | 0 | 2013 Qtr 1: 570.25; 2013 Qtr 2: 570.25; 2013 Qtr 3: 570.25; 2013 Qtr 4: 570.25; 2014 Qtr 1: 547.25; 2014 Qtr 2: 547.25; 2014 Qtr 3: 547.25; 2014 Qtr 4: 547.25 | 4470
3223 | 402181-Lighting - Exterior Pulse Start/Ceramic Metal Halide Fixtures <=100 watts | WPSDGENRLG0003, Rev 3, Msr 2 | System | Commercial | 18-OFS-Office–Small-IntLight | TRUE |  |  | Lamp | RET | 270 | 10 | 0 | 0 | 0 | 260 | 373.968 |  | kWh | 0.088855 | -0.98501 | Commercial |  | Winter Only | [6 empty] | Small Boilers (<100 MMBtu/hr Heat Input):Uncontrolled | 15 | 60% | [12 empty] | 0% | 0% | 0% | 65 | 61 | 0 | 0 | 0 | 0 | 0 | 0 | 0 | 0 | 0 | 2013 Qtr 1: 16.25; 2013 Qtr 2: 16.25; 2013 Qtr 3: 16.25; 2013 Qtr 4: 16.25; 2014 Qtr 1: 15.25; 2014 Qtr 2: 15.25; 2014 Qtr 3: 15.25; 2014 Qtr 4: 15.25 | 126
3223 | 402182-Lighting - Exterior Pulse Start/Ceramic Metal Halide Fixtures <=125 watts | WPSDGENRLG0003, Rev 3, Msr 3 | System | Commercial | 18-OFS-Office–Small-IntLight | TRUE |  |  | Lamp | RET | 370 | 10 | 0 | 0 | 0 | 360 | 287 |  | kWh | 0 | 0 | Commercial |  | Winter Only | [6 empty] | Small Boilers (<100 MMBtu/hr Heat Input):Uncontrolled | 15 | 60% | [12 empty] | 0% | 0% | 0% | 46 | 43 | 0 | 0 | 0 | 0 | 0 | 0 | 0 | 0 | 0 | 2013 Qtr 1: 11.5; 2013 Qtr 2: 11.5; 2013 Qtr 3: 11.5; 2013 Qtr 4: 11.5; 2014 Qtr 1: 10.75; 2014 Qtr 2: 10.75; 2014 Qtr 3: 10.75; 2014 Qtr 4: 10.75 | 89
3223 | 402183-Lighting - Exterior Pulse Start/Ceramic Metal Halide Fixtures <=175 watts | WPSDGENRLG0003, Rev 3, Msr 4 | System | Commercial | 18-OFS-Office–Small-IntLight | TRUE |  |  | Lamp | RET | 470 | 15 | 0 | 0 | 0 | 455 | 241.57 |  | kWh | 0 | 0 | Commercial |  | Winter Only | [6 empty] | Small Boilers (<100 MMBtu/hr Heat Input):Uncontrolled | 15 | 60% | [12 empty] | 0% | 0% | 0% | 57 | 54 | 0 | 0 | 0 | 0 | 0 | 0 | 0 | 0 | 0 | 2013 Qtr 1: 14.25; 2013 Qtr 2: 14.25; 2013 Qtr 3: 14.25; 2013 Qtr 4: 14.25; 2014 Qtr 1: 13.5; 2014 Qtr 2: 13.5; 2014 Qtr 3: 13.5; 2014 Qtr 4: 13.5 | 111
3223 | 402184-Lighting - Exterior Pulse Start/Ceramic Metal Halide Fixtures <=250 watts | WPSDGENRLG0003, Rev 3, Msr 5 | System | Commercial | 24-RTS-Retail–Small-LIT_INT | TRUE |  |  | Lamp | RET | 570 | 15 | 0 | 0 | 0 | 555 | 852.8 |  | kWh | 0 | 0 | Commercial |  | Winter Only | [6 empty] | Small Boilers (<100 MMBtu/hr Heat Input):Uncontrolled | 15 | 60% | [12 empty] | 0% | 0% | 0% | 435 | 419 | 0 | 0 | 0 | 0 | 0 | 0 | 0 | 0 | 0 | 2013 Qtr 1: 108.75; 2013 Qtr 2: 108.75; 2013 Qtr 3: 108.75; 2013 Qtr 4: 108.75; 2014 Qtr 1: 104.75; 2014 Qtr 2: 104.75; 2014 Qtr 3: 104.75; 2014 Qtr 4: 104.75 | 854
3223 | 402185-Lighting - Exterior Pulse Start/Ceramic Metal Halide Fixtures <=70 watts | WPSDGENRLG0003, Rev 3, Msr 1 | System | Commercial | 24-RTS-Retail–Small-LIT_INT | TRUE |  |  | Lamp | RET | 270 | 5 | 0 | 0 | 0 | 265 | 259.9968 |  | kWh | 0.061776 | -0.68481 | Commercial |  | Winter Only | [6 empty] | Small Boilers (<100 MMBtu/hr Heat Input):Uncontrolled | 15 | 60% | [12 empty] | 0% | 0% | 0% | 79 | 76 | 0 | 0 | 0 | 0 | 0 | 0 | 0 | 0 | 0 | 2013 Qtr 1: 19.75; 2013 Qtr 2: 19.75; 2013 Qtr 3: 19.75; 2013 Qtr 4: 19.75; 2014 Qtr 1: 19; 2014 Qtr 2: 19; 2014 Qtr 3: 19; 2014 Qtr 4: 19 | 155
3223 | 402186-Lighting - Exterior Pulse Start/Ceramic Metal Halide Fixtures <=750 watts | WPSDGENRLG0003, Rev 3, Msr 5 | System | Commercial | 24-RTS-Retail–Small-LIT_INT | TRUE |  |  | Lamp | RET | 570 | 20 | 0 | 0 | 0 | 550 | 852.8 |  | kWh | 0 | 0 | Commercial |  | Winter Only | [6 empty] | Small Boilers (<100 MMBtu/hr Heat Input):Uncontrolled | 15 | 60% | [12 empty] | 0% | 0% | 0% | 62 | 59 | 0 | 0 | 0 | 0 | 0 | 0 | 0 | 0 | 0 | 2013 Qtr 1: 15.5; 2013 Qtr 2: 15.5; 2013 Qtr 3: 15.5; 2013 Qtr 4: 15.5; 2014 Qtr 1: 14.75; 2014 Qtr 2: 14.75; 2014 Qtr 3: 14.75; 2014 Qtr 4: 14.75 | 121
3223 | 402187-Lighting - Interior Compact Fluorescent Fixture <=128 watts | WPSDGENRLG0006, Rev 3, Msr 3 | System | Commercial | 01-ALC-AllCommercial-IntLight | TRUE |  |  | Fixture | RET | 180 | 20 | 0 | 0 | 0 | 160 | 220.8192 |  | kWh | 0.052467 | -0.58162 | Commercial |  | Winter Only | [6 empty] | Small Boilers (<100 MMBtu/hr Heat Input):Uncontrolled | 12 | 53% | [12 empty] | 0% | 0% | 0% | 50 | 50 | 0 | 0 | 0 | 0 | 0 | 0 | 0 | 0 | 0 | 2013 Qtr 1: 12.5; 2013 Qtr 2: 12.5; 2013 Qtr 3: 12.5; 2013 Qtr 4: 12.5; 2014 Qtr 1: 12.5; 2014 Qtr 2: 12.5; 2014 Qtr 3: 12.5; 2014 Qtr 4: 12.5 | 100
3223 | 402188-Lighting - Interior Compact Fluorescent Fixture <=192 watts | WPSDGENRLG0006, Rev 3, Msr 4 | System | Commercial | 01-ALC-AllCommercial-IntLight | TRUE |  |  | Fixture | RET | 287 | 25 | 0 | 0 | 0 | 262 | 366.8448 |  | kWh | 0.087163 | -0.96624 | Commercial |  | Winter Only | [6 empty] | Small Boilers (<100 MMBtu/hr Heat Input):Uncontrolled | 15 | 53% | [12 empty] | 0% | 0% | 0% | 4 | 4 | 0 | 0 | 0 | 0 | 0 | 0 | 0 | 0 | 0 | [44 empty] | 8 | bar: 2013 Qtr 1 to 2014 Qtr 4
3223 | 402191-Lighting - Interior Compact Fluorescent Fixture <=70 watts | WPSDGENRLG0006, Rev 3, Msr 2 | System | Commercial | 01-ALC-AllCommercial-IntLight | TRUE |  |  | Fixture | RET | 214.36 | 15 | 0 | 0 | 0 | 199.36 | 89.04 |  | kWh | 0.021156 | -0.23453 | Commercial |  | Winter Only | [6 empty] | Small Boilers (<100 MMBtu/hr Heat Input):Uncontrolled | 12 | 60% | [12 empty] | 0% | 0% | 0% | 141 | 134 | 0 | 0 | 0 | 0 | 0 | 0 | 0 | 0 | 0 | 2013 Qtr 1: 35.25; 2013 Qtr 2: 35.25; 2013 Qtr 3: 35.25; 2013 Qtr 4: 35.25; 2014 Qtr 1: 33.5; 2014 Qtr 2: 33.5; 2014 Qtr 3: 33.5; 2014 Qtr 4: 33.5 | 275
3223 | 402192-Lighting - Interior Induction Fixture <=120 watts | WPSDGENRLG0002, Rev 3, Msr 2 | System | Commercial | 01-ALC-AllCommercial-IntLight | TRUE |  |  | Lamp | RET | 370 | 50 | 0 | 0 | 0 | 320 | 106.848 |  | kWh | 0.025387 | -0.28143 | Commercial |  | Winter Only | [6 empty] | Small Boilers (<100 MMBtu/hr Heat Input):Uncontrolled | 15 | 60% | [12 empty] | 0% | 0% | 0% | 3 | 3 | 0 | 0 | 0 | 0 | 0 | 0 | 0 | 0 | 0 | 2013 Qtr 1: 0.75; 2013 Qtr 2: 0.75; 2013 Qtr 3: 0.75; 2013 Qtr 4: 0.75; 2014 Qtr 1: 0.75; 2014 Qtr 2: 0.75; 2014 Qtr 3: 0.75; 2014 Qtr 4: 0.75 | 6
3223 | 402193-Lighting - Interior Induction Fixture <=180 watts | WPSDGENRLG0002, Rev 3, Msr 3 | System | Commercial | 01-ALC-AllCommercial-IntLight | TRUE |  |  | Lamp | RET | 470 | 60 | 0 | 0 | 0 | 410 | 409.584 |  | kWh | 0.097318 | -1.0788 | Commercial |  | Winter Only | [6 empty] | Small Boilers (<100 MMBtu/hr Heat Input):Uncontrolled | 15 | 60% | [12 empty] | 0% | 0% | 0% | 7 | 6 | 0 | 0 | 0 | 0 | 0 | 0 | 0 | 0 | 0 | 2013 Qtr 1: 1.75; 2013 Qtr 2: 1.75; 2013 Qtr 3: 1.75; 2013 Qtr 4: 1.75; 2014 Qtr 1: 1.5; 2014 Qtr 2: 1.5; 2014 Qtr 3: 1.5; 2014 Qtr 4: 1.5 | 13
3223 | 402194-Lighting - Interior Induction Fixture <=250watts | WPSDGENRLG0002, Rev 3, Msr 5 | System | Commercial | 01-ALC-AllCommercial-IntLight | TRUE |  |  | Lamp | RET | 570 | 90 | 0 | 0 | 0 | 480 | 349.0368 |  | kWh | 0.082932 | -0.91934 | Commercial |  | Winter Only | [6 empty] | Small Boilers (<100 MMBtu/hr Heat Input):Uncontrolled | 15 | 60% | [12 empty] | 0% | 0% | 0% | 31 | 28 | 0 | 0 | 0 | 0 | 0 | 0 | 0 | 0 | 0 | 2013 Qtr 1: 7.75; 2013 Qtr 2: 7.75; 2013 Qtr 3: 7.75; 2013 Qtr 4: 7.75; 2014 Qtr 1: 7; 2014 Qtr 2: 7; 2014 Qtr 3: 7; 2014 Qtr 4: 7 | 59
3223 | 402197-Lighting - Interior Linear Fluorescent Fixture <=128 watts replacing 101-175 Watts | WPSDGENRLG0044, Rev 3, Msr 5 | System | Commercial | 01-ALC-AllCommercial-IntLight | TRUE |  |  | Fixture | RET | 207 | 25 | 0 | 0 | 0 | 182 | 259.9968 |  | kWh | 0.061776 | -0.68481 | Commercial |  | Winter Only | [6 empty] | Small Boilers (<100 MMBtu/hr Heat Input):Uncontrolled | 15 | 70% |  |  |  |  | 78% | [7 empty] | 0% | 0% | 0% | 1033 | 991 | 0 | 0 | 0 | 0 | 0 | 0 | 0 | 0 | 0 | 2013 Qtr 1: 258.25; 2013 Qtr 2: 258.25; 2013 Qtr 3: 258.25; 2013 Qtr 4: 258.25; 2014 Qtr 1: 247.75; 2014 Qtr 2: 247.75; 2014 Qtr 3: 247.75; 2014 Qtr 4: 247.75 | 2024
3223 | 402198-Lighting - Interior Linear Fluorescent Fixture <=192 watts replacing 176-399 Watts | WPSDGENRLG0044, Rev 3, Msr 4 | System | Commercial | 01-ALC-AllCommercial-IntLight | TRUE |  |  | Fixture | ER | 253 | 45 | 0 | 0 | 0 | 208 | 413.1456 |  | kWh | 0.098164 | -1.0882 | Commercial |  | Winter Only | 15 | 179.12 |  | 188.7648 | 0.044851 | -0.49719 | Small Boilers (<100 MMBtu/hr Heat Input):Uncontrolled | 2.0964 | 60% |  |  |  |  | 104% | [7 empty] | 0% | 0% | 0% | 536 | 513 | 0 | 0 | 0 | 0 | 0 | 0 | 0 | 0 | 0 | 2013 Qtr 1: 134; 2013 Qtr 2: 134; 2013 Qtr 3: 134; 2013 Qtr 4: 134; 2014 Qtr 1: 128.25; 2014 Qtr 2: 128.25; 2014 Qtr 3: 128.25; 2014 Qtr 4: 128.25 | 1049
3223 | 402199-Lighting - Interior Linear Fluorescent Fixture <=244 watts replacing 400 Watts (Tier 1) | Com-Lighting-InGen_MV-455w_PSMH-365w_T5-46in-234w | System | Commercial | 01-ALC-AllCommercial-IntLight | TRUE |  |  | Fixture | RET | 275.71 | 75 | 0 | 0 | 0 | 200.71 | 787 |  | kWh | 0.185 | -2.04 | Commercial |  | Winter Only | [6 empty] | Small Boilers (<100 MMBtu/hr Heat Input):Uncontrolled | 15 | 70% |  |  |  |  | 104% | [7 empty] | 0% | 0% | 0% | 2508 | 2405 | 0 | 0 | 0 | 0 | 0 | 0 | 0 | 0 | 0 | 2013 Qtr 1: 627; 2013 Qtr 2: 627; 2013 Qtr 3: 627; 2013 Qtr 4: 627; 2014 Qtr 1: 601.25; 2014 Qtr 2: 601.25; 2014 Qtr 3: 601.25; 2014 Qtr 4: 601.25 | 4913
3223 | 402200-Lighting - Interior Linear Fluorescent Fixture <=600 watts replacing >=400 Watts (Tier 1) | Com-Lighting-InGen_MV-780w_PSMH-456w_T5-46in-351w | System | Commercial | 01-ALC-AllCommercial-IntLight | TRUE |  |  | Fixture | RET | 650 | 100 | 0 | 0 | 0 | 550 | 1530 |  | kWh | 0.36 | -3.96 | Commercial |  | Winter Only | [6 empty] | Small Boilers (<100 MMBtu/hr Heat Input):Uncontrolled | 15 | 70% |  |  |  |  | 104% | [7 empty] | 0% | 0% | 0% | 578 | 578 | 0 | 0 | 0 | 0 | 0 | 0 | 0 | 0 | 0 | 2013 Qtr 1: 144.5; 2013 Qtr 2: 144.5; 2013 Qtr 3: 144.5; 2013 Qtr 4: 144.5; 2014 Qtr 1: 144.5; 2014 Qtr 2: 144.5; 2014 Qtr 3: 144.5; 2014 Qtr 4: 144.5 | 1156
3223 | 402201-Lighting - Interior Linear Fluorescent Fixture <=64 watts replacing <=100 Watts | WPSDGENRLG0044, Rev 3, Msr 6 | System | Commercial | 01-ALC-AllCommercial-IntLight | TRUE |  |  | Fixture | RET | 145 | 10 | 0 | 0 | 0 | 135 | 235.0656 |  | kWh | 0.055852 | -0.61915 | Commercial |  | Winter Only | [6 empty] | Small Boilers (<100 MMBtu/hr Heat Input):Uncontrolled | 15 | 70% |  |  |  |  | 78% | [7 empty] | 0% | 0% | 0% | 504 | 482 | 0 | 0 | 0 | 0 | 0 | 0 | 0 | 0 | 0 | 2013 Qtr 1: 126; 2013 Qtr 2: 126; 2013 Qtr 3: 126; 2013 Qtr 4: 126; 2014 Qtr 1: 120.5; 2014 Qtr 2: 120.5; 2014 Qtr 3: 120.5; 2014 Qtr 4: 120.5 | 986
3223 | 402202-Lighting - Interior Linear Fluorescent Fixture 245-360 watts replacing 400 Watts (Tier 2) | WPSDGENRLG0044, Rev 3, Msr 3 | System | Commercial | 01-ALC-AllCommercial-IntLight | TRUE |  |  | Fixture | ER | 275.51 | 45 | 0 | 0 | 0 | 230.51 | 416.7072 |  | kWh | 0.09901 | -1.0976 | Commercial |  | Winter Only | 15 | 182.51 |  | 174.5184 | 0.041466 | -0.45967 | Small Boilers (<100 MMBtu/hr Heat Input):Uncontrolled | 2.0964 | 70% |  |  |  |  | 104% | [7 empty] | 0% | 0% | 0% | 494 | 473 | 0 | 0 | 0 | 0 | 0 | 0 | 0 | 0 | 0 | 2013 Qtr 1: 123.5; 2013 Qtr 2: 123.5; 2013 Qtr 3: 123.5; 2013 Qtr 4: 123.5; 2014 Qtr 1: 118.25; 2014 Qtr 2: 118.25; 2014 Qtr 3: 118.25; 2014 Qtr 4: 118.25 | 967
3223 | 402205-Lighting - Interior Pulse Start/Ceramic Metal Halide Fixtures <=250 watts | WPSDGENRLG0002, Rev 3, Msr 5 | System | Commercial | 01-ALC-AllCommercial-IntLight | TRUE |  |  | Lamp | RET | 570 | 10 | 0 | 0 | 0 | 560 | 349.0368 |  | kWh | 0.082932 | -0.91934 | Commercial |  | Winter Only | [6 empty] | Small Boilers (<100 MMBtu/hr Heat Input):Uncontrolled | 15 | 60% | [12 empty] | 0% | 0% | 0% | 9 | 9 | 0 | 0 | 0 | 0 | 0 | 0 | 0 | 0 | 0 | 2013 Qtr 1: 2.25; 2013 Qtr 2: 2.25; 2013 Qtr 3: 2.25; 2013 Qtr 4: 2.25; 2014 Qtr 1: 2.25; 2014 Qtr 2: 2.25; 2014 Qtr 3: 2.25; 2014 Qtr 4: 2.25 | 18
3223 | 402206-Lighting - Interior Pulse Start/Ceramic Metal Halide Fixtures <=600 watts Tier I | WPSDGENRLG0002, Rev 3, Msr 4 | System | Commercial | 01-ALC-AllCommercial-IntLight | TRUE |  |  | Lamp | RET | 570 | 20 | 0 | 0 | 0 | 550 | 740.8128 |  | kWh | 0.17602 | -1.9512 | Commercial |  | Winter Only | [6 empty] | Small Boilers (<100 MMBtu/hr Heat Input):Uncontrolled | 16 | 60% | [12 empty] | 0% | 0% | 0% | 94 | 88 | 0 | 0 | 0 | 0 | 0 | 0 | 0 | 0 | 0 | 2013 Qtr 1: 23.5; 2013 Qtr 2: 23.5; 2013 Qtr 3: 23.5; 2013 Qtr 4: 23.5; 2014 Qtr 1: 22; 2014 Qtr 2: 22; 2014 Qtr 3: 22; 2014 Qtr 4: 22 | 182
3223 | 402207-Lighting - Interior Pulse Start/Ceramic Metal Halide Fixtures <=70 watts | WPSDGENRLG0002, Rev 3, Msr 1 | System | Commercial | 01-ALC-AllCommercial-IntLight | TRUE |  |  | Lamp | RET | 270 | 5 | 0 | 0 | 0 | 265 | 117.5328 |  | kWh | 0.027926 | -0.30957 | Commercial |  | Winter Only | [6 empty] | Small Boilers (<100 MMBtu/hr Heat Input):Uncontrolled | 15 | 60% | [12 empty] | 0% | 0% | 0% | 3 | 1 | 0 | 0 | 0 | 0 | 0 | 0 | 0 | 0 | 0 | 2013 Qtr 1: 0.75; 2013 Qtr 2: 0.75; 2013 Qtr 3: 0.75; 2013 Qtr 4: 0.75; 2014 Qtr 1: 0.25; 2014 Qtr 2: 0.25; 2014 Qtr 3: 0.25; 2014 Qtr 4: 0.25 | 4
3223 | 402217-Lighting - Occupancy Sensor - High-Bay Sensor <12' | WPSDGENRLG0016, Rev 2, Msr 3 | System | Commercial | 23-RTL-Retail–SingleStorylarge-LIT_INT | TRUE |  |  | Sensor | RET | 91.27 | 10 | 0 | 0 | 0 | 81.27 | 66.2458 |  | kWh | 0.01574 | -0.19542 | Commercial |  | Winter Only | [6 empty] | Small Boilers (<100 MMBtu/hr Heat Input):Uncontrolled | 15 | 60% | [12 empty] | 0% | 0% | 0% | 1226 | 1176 | 0 | 0 | 0 | 0 | 0 | 0 | 0 | 0 | 0 | 2013 Qtr 1: 306.5; 2013 Qtr 2: 306.5; 2013 Qtr 3: 306.5; 2013 Qtr 4: 306.5; 2014 Qtr 1: 294; 2014 Qtr 2: 294; 2014 Qtr 3: 294; 2014 Qtr 4: 294 | 2402
3223 | 402218-Lighting - Occupancy Sensor - High-Bay Sensor >=12' | WPSDGENRLG0016, Rev 2, Msr 2 | System | Commercial | 01-ALC-AllCommercial-IntLight | TRUE |  |  | Sensor | RET | 91.27 | 15 | 0 | 0 | 0 | 76.27 | 166.6829 |  | kWh | 0.039604 | -0.49171 | Commercial |  | Winter Only | [6 empty] | Small Boilers (<100 MMBtu/hr Heat Input):Uncontrolled | 8 | 60% | [12 empty] | 0% | 0% | 0% | 4134 | 3966 | 0 | 0 | 0 | 0 | 0 | 0 | 0 | 0 | 0 | 2013 Qtr 1: 1033.5; 2013 Qtr 2: 1033.5; 2013 Qtr 3: 1033.5; 2013 Qtr 4: 1033.5; 2014 Qtr 1: 991.5; 2014 Qtr 2: 991.5; 2014 Qtr 3: 991.5; 2014 Qtr 4: 991.5 | 8100
3223 | 402220-Lighting - Occupancy Sensor - Wallbox Lighting Sensor | WPSDGENRLG0016, Rev 2, Msr 4 | System | Commercial | 18-OFS-Office–Small-IntLight | TRUE |  |  | Sensor | RET | 77.28 | 5 | 0 | 0 | 0 | 72.28 | 128.2176 |  | kWh | 0.030465 | -0.37824 | Commercial |  | Winter Only | [6 empty] | Small Boilers (<100 MMBtu/hr Heat Input):Uncontrolled | 8 | 60% | [12 empty] | 0% | 0% | 0% | 27499 | 26384 | 0 | 0 | 0 | 0 | 0 | 0 | 0 | 0 | 0 | 2013 Qtr 1: 6874.75; 2013 Qtr 2: 6874.75; 2013 Qtr 3: 6874.75; 2013 Qtr 4: 6874.75; 2014 Qtr 1: 6596; 2014 Qtr 2: 6596; 2014 Qtr 3: 6596; 2014 Qtr 4: 6596 | 53883
3223 | 402221-Lighting - T8 to 4ft 25 Watt Lamp | WPSDGENRLG0120, Rev 3, Msr 1 | System | Commercial | 18-OFS-Office–Small-IntLight | TRUE |  |  | Lamp | RET | 2 | 1 | 0 | 0 | 0 | 1 | 24.9312 |  | kWh | 0.0059237 | -0.065667 | Commercial |  | Winter Only | [6 empty] | Small Boilers (<100 MMBtu/hr Heat Input):Uncontrolled | 15 | 70% |  |  |  |  | 78% | [7 empty] | 0% | 0% | 0% | 65892 | 63218 | 0 | 0 | 0 | 0 | 0 | 0 | 0 | 0 | 0 | 2013 Qtr 1: 16473; 2013 Qtr 2: 16473; 2013 Qtr 3: 16473; 2013 Qtr 4: 16473; 2014 Qtr 1: 15804.5; 2014 Qtr 2: 15804.5; 2014 Qtr 3: 15804.5; 2014 Qtr 4: 15804.5 | 129110
3223 | 402222-Lighting - T8 to 4ft 28 Watt Lamp | WPSDGENRLG0120, Rev 3, Msr 2 | System | Commercial | 18-OFS-Office–Small-IntLight | TRUE |  |  | Lamp | RET | 2 | 0.5 | 0 | 0 | 0 | 1.5 | 14.2464 |  | kWh | 0.003385 | -0.037524 | Commercial |  | Winter Only | [6 empty] | Small Boilers (<100 MMBtu/hr Heat Input):Uncontrolled | 15 | 70% |  |  |  |  | 78% | [7 empty] | 0% | 0% | 0% | 27695 | 26572 | 0 | 0 | 0 | 0 | 0 | 0 | 0 | 0 | 0 | 2013 Qtr 1: 6923.75; 2013 Qtr 2: 6923.75; 2013 Qtr 3: 6923.75; 2013 Qtr 4: 6923.75; 2014 Qtr 1: 6643; 2014 Qtr 2: 6643; 2014 Qtr 3: 6643; 2014 Qtr 4: 6643 | 54267
3223 | 402258-Lighting - Exterior LED Fixtures <=110 watts | WPSDGENRLG0181, Rev 1, Msr 2 | System | Commercial | 24-RTS-Retail–Small-LIT_EXT | TRUE |  |  | linear ft | RET | 1056 | 80 | 0 | 0 | 0 | 976 | 166.6 |  | kWh | 0 | 0 | Commercial |  | Winter Only | [6 empty] | Small Boilers (<100 MMBtu/hr Heat Input):Uncontrolled | 15 | 85% | [12 empty] | 0% | 0% | 0% | 118 | 112 | 0 | 0 | 0 | 0 | 0 | 0 | 0 | 0 | 0 | 2013 Qtr 1: 29.5; 2013 Qtr 2: 29.5; 2013 Qtr 3: 29.5; 2013 Qtr 4: 29.5; 2014 Qtr 1: 28; 2014 Qtr 2: 28; 2014 Qtr 3: 28; 2014 Qtr 4: 28 | 230
3223 | 402259-Lighting - Exterior LED Fixtures <=192watts | WPSDGENRLG0181, Rev 1, Msr 4 | System | Commercial | 24-RTS-Retail–Small-LIT_EXT | TRUE |  |  | linear ft | RET | 1672 | 125 | 0 | 0 | 0 | 1547 | 241.57 |  | kWh | 0 | 0 | Commercial |  | Winter Only | [6 empty] | Small Boilers (<100 MMBtu/hr Heat Input):Uncontrolled | 16 | 85% | [12 empty] | 0% | 0% | 0% | 559 | 537 | 0 | 0 | 0 | 0 | 0 | 0 | 0 | 0 | 0 | 2013 Qtr 1: 139.75; 2013 Qtr 2: 139.75; 2013 Qtr 3: 139.75; 2013 Qtr 4: 139.75; 2014 Qtr 1: 134.25; 2014 Qtr 2: 134.25; 2014 Qtr 3: 134.25; 2014 Qtr 4: 134.25 | 1096
3223 | 402260-Lighting - Exterior LED Fixtures <=350 watts | WPSDGENRLG0181, Rev 1, Msr 5 | System | Commercial | 24-RTS-Retail–Small-LIT_EXT | TRUE |  |  | linear ft | RET | 2020 | 125 | 0 | 0 | 0 | 1895 | 208.25 |  | kWh | 0 | 0 | Commercial |  | Winter Only | [6 empty] | Small Boilers (<100 MMBtu/hr Heat Input):Uncontrolled | 16 | 85% | [12 empty] | 0% | 0% | 0% | 480 | 460 | 0 | 0 | 0 | 0 | 0 | 0 | 0 | 0 | 0 | 2013 Qtr 1: 120; 2013 Qtr 2: 120; 2013 Qtr 3: 120; 2013 Qtr 4: 120; 2014 Qtr 1: 115; 2014 Qtr 2: 115; 2014 Qtr 3: 115; 2014 Qtr 4: 115 | 940
3223 | 402261-Lighting - Exterior LED Fixtures <=80 watts | WPSDGENRLG0181, Rev 1, Msr 1 | System | Commercial | 24-RTS-Retail–Small-LIT_EXT | TRUE |  |  | linear ft | RET | 822 | 50 | 0 | 0 | 0 | 772 | 124.95 |  | kWh | 0 | 0 | Commercial |  | Winter Only | [6 empty] | Small Boilers (<100 MMBtu/hr Heat Input):Uncontrolled | 16 | 85% | [12 empty] | 0% | 0% | 0% | 1749 | 1679 | 0 | 0 | 0 | 0 | 0 | 0 | 0 | 0 | 0 | 2013 Qtr 1: 437.25; 2013 Qtr 2: 437.25; 2013 Qtr 3: 437.25; 2013 Qtr 4: 437.25; 2014 Qtr 1: 419.75; 2014 Qtr 2: 419.75; 2014 Qtr 3: 419.75; 2014 Qtr 4: 419.75 | 3428
3223 | 402263-Lighting - Interior LED Fixtures <=130 watts | WPSDGENRLG0080, Rev 1, Msr 1 | System | Commercial | 24-RTS-Retail–Small-LIT_EXT | TRUE |  |  | linear ft | RET | 1524 | 85 | 0 | 0 | 0 | 1439 | 527.1168 |  | kWh | 0.12524 | -1.3884 | Commercial |  | Winter Only | [6 empty] | Small Boilers (<100 MMBtu/hr Heat Input):Uncontrolled | 16 | 85% | [12 empty] | 0% | 0% | 0% | 25 | 23 | 0 | 0 | 0 | 0 | 0 | 0 | 0 | 0 | 0 | 2013 Qtr 1: 6.25; 2013 Qtr 2: 6.25; 2013 Qtr 3: 6.25; 2013 Qtr 4: 6.25; 2014 Qtr 1: 5.75; 2014 Qtr 2: 5.75; 2014 Qtr 3: 5.75; 2014 Qtr 4: 5.75 | 48
3223 | 402266-Lighting - LED System <=15 watts Surface/Pendant/Recessed Down Lighting | WPSDGENRLG0196, Rev 1, Msr 1 | System | Commercial | 18-OFS-Office–Small-IntLight | TRUE |  |  | Lamp | RET | 208 | 20 | 0 | 0 | 0 | 188 | 192.3264 |  | kWh | 0.045697 | -0.50657 | Commercial |  | Winter Only | [6 empty] | Small Boilers (<100 MMBtu/hr Heat Input):Uncontrolled | 15 | 85% | [12 empty] | 0% | 0% | 0% | 876 | 842 | 0 | 0 | 0 | 0 | 0 | 0 | 0 | 0 | 0 | 2013 Qtr 1: 219; 2013 Qtr 2: 219; 2013 Qtr 3: 219; 2013 Qtr 4: 219; 2014 Qtr 1: 210.5; 2014 Qtr 2: 210.5; 2014 Qtr 3: 210.5; 2014 Qtr 4: 210.5 | 1718
3223 | 402268-Lighting - Linear LED Systems (T12 Basecase) | WPSDGENRLG0081, Rev 2, Msr 2 | System | Commercial | 18-OFS-Office–Small-IntLight | TRUE |  |  | Fixture | RET | 13 | 12 | 0 | 0 | 0 | 1 | 12.4656 |  | kWh | 0.0029618 | -0.032834 | Commercial |  | Winter Only | [6 empty] | Small Boilers (<100 MMBtu/hr Heat Input):Uncontrolled | 11 | 85% | [12 empty] | 0% | 0% | 0% | 30 | 27 | 0 | 0 | 0 | 0 | 0 | 0 | 0 | 0 | 0 | 2013 Qtr 1: 7.5; 2013 Qtr 2: 7.5; 2013 Qtr 3: 7.5; 2013 Qtr 4: 7.5; 2014 Qtr 1: 6.75; 2014 Qtr 2: 6.75; 2014 Qtr 3: 6.75; 2014 Qtr 4: 6.75 | 57
3223 | 402269-Lighting - Linear LED Systems (T8 Basecase) | WPSDGENRLG0081, Rev 2, Msr 1 | System | Commercial | 18-OFS-Office–Small-IntLight | TRUE |  |  | linear ft | RET | 38 | 12 | 0 | 0 | 0 | 26 | 1.7808 |  | kWh | 0.00042312 | -0.0046905 | Commercial |  | Winter Only | [6 empty] | Small Boilers (<100 MMBtu/hr Heat Input):Uncontrolled | 15 | 85% | [12 empty] | 0% | 0% | 0% | 3 | 3 | 0 | 0 | 0 | 0 | 0 | 0 | 0 | 0 | 0 | 2013 Qtr 1: 0.75; 2013 Qtr 2: 0.75; 2013 Qtr 3: 0.75; 2013 Qtr 4: 0.75; 2014 Qtr 1: 0.75; 2014 Qtr 2: 0.75; 2014 Qtr 3: 0.75; 2014 Qtr 4: 0.75 | 6
3223 | 402270-Lighting - Premium Tier 5' Case Door | WPSDGENRLG0082, Rev 1, Msr 1 | System | Commercial | 18-OFS-Office–Small-IntLight | TRUE |  |  | Door | RET | 254 | 65 | 0 | 0 | 0 | 189 | 333 |  | kWh | 0.051 | 0 | Commercial |  | Winter Only | [6 empty] | Small Boilers (<100 MMBtu/hr Heat Input):Uncontrolled | 11 | 70% | [12 empty] | 0% | 0% | 0% | 7394 | 7094 | 0 | 0 | 0 | 0 | 0 | 0 | 0 | 0 | 0 | 2013 Qtr 1: 1848.5; 2013 Qtr 2: 1848.5; 2013 Qtr 3: 1848.5; 2013 Qtr 4: 1848.5; 2014 Qtr 1: 1773.5; 2014 Qtr 2: 1773.5; 2014 Qtr 3: 1773.5; 2014 Qtr 4: 1773.5 | 14488
3223 | 402271-Lighting - Premium Tier 6' Case Door | WPSDGENRLG0082, Rev 1, Msr 3 | System | Commercial | 18-OFS-Office–Small-IntLight | TRUE |  |  | Door | RET | 299 | 100 | 0 | 0 | 0 | 199 | 577 |  | kWh | 0.088 | 0 | Commercial |  | Winter Only | [6 empty] | Small Boilers (<100 MMBtu/hr Heat Input):Uncontrolled | 11 | 70% | [12 empty] | 0% | 0% | 0% | 5584 | 5357 | 0 | 0 | 0 | 0 | 0 | 0 | 0 | 0 | 0 | 2013 Qtr 1: 1396; 2013 Qtr 2: 1396; 2013 Qtr 3: 1396; 2013 Qtr 4: 1396; 2014 Qtr 1: 1339.25; 2014 Qtr 2: 1339.25; 2014 Qtr 3: 1339.25; 2014 Qtr 4: 1339.25 | 10941
3223 | 402411-Lighting - Remove 4 Ft T-8 (De-Lamp 32W) | WPSDGENRLG0022, Rev 3, Msr 3 | System | Commercial | 01-ALC-AllCommercial-IntLight | TRUE |  |  | Lamp | RET | 25.86 | 4 | 0 | 0 | 0 | 21.86 | 106.848 |  | kWh | 0.025387 | -0.28143 | Commercial |  | Winter Only | [6 empty] | Small Boilers (<100 MMBtu/hr Heat Input):Uncontrolled | 15 | 70% | [12 empty] | 0% | 0% | 0% | 9499 | 9115 | 0 | 0 | 0 | 0 | 0 | 0 | 0 | 0 | 0 | 2013 Qtr 1: 2374.75; 2013 Qtr 2: 2374.75; 2013 Qtr 3: 2374.75; 2013 Qtr 4: 2374.75; 2014 Qtr 1: 2278.75; 2014 Qtr 2: 2278.75; 2014 Qtr 3: 2278.75; 2014 Qtr 4: 2278.75 | 18614
3223 | 402423-A-lamps: 41-100 watts existing, up to 30 watts LED A-lamp | WPSDGENRLG0106, Rev 1, Msr 15 | System | Commercial | 01-ALC-AllCommercial-IntLight | TRUE |  |  | Lamp | RET | 25.47 | 15 | 0 | 0 | 0 | 10.47 | 151.7262 |  | kWh | 0.032447 | -0.38202 | Commercial |  | Winter Only | [6 empty] | Small Boilers (<100 MMBtu/hr Heat Input):Uncontrolled | 6.3 | 85% | [12 empty] | 0% | 0% | 0% | 1734 | 1732 | 0 | 0 | 0 | 0 | 0 | 0 | 0 | 0 | 0 | 2013 Qtr 1: 433.5; 2013 Qtr 2: 433.5; 2013 Qtr 3: 433.5; 2013 Qtr 4: 433.5; 2014 Qtr 1: 433; 2014 Qtr 2: 433; 2014 Qtr 3: 433; 2014 Qtr 4: 433 | 3466
3223 | 402425-MR 16: 36-50 watts existing, 5 watts to 10 watts LED MR 16 | WPSDGENRLG0106, Rev 1, Msr 2 | System | Commercial | 01-ALC-AllCommercial-IntLight | TRUE |  |  | Lamp | RET | 27.9 | 12.5 | 0 | 0 | 0 | 15.4 | 91.961 |  | kWh | 0.019666 | -0.23154 | Commercial |  | Winter Only | [6 empty] | Small Boilers (<100 MMBtu/hr Heat Input):Uncontrolled | 6.3 | 85% | [12 empty] | 0% | 0% | 0% | 9827 | 9813 | 0 | 0 | 0 | 0 | 0 | 0 | 0 | 0 | 0 | 2013 Qtr 1: 2456.75; 2013 Qtr 2: 2456.75; 2013 Qtr 3: 2456.75; 2013 Qtr 4: 2456.75; 2014 Qtr 1: 2453.25; 2014 Qtr 2: 2453.25; 2014 Qtr 3: 2453.25; 2014 Qtr 4: 2453.25 | 19640
3223 | 402427-PAR 30: 51-75 watts existing, 10 watts to 21 watts LED PAR 30 | WPSDGENRLG0106, Rev 1, Msr 5 | System | Commercial | 01-ALC-AllCommercial-IntLight | TRUE |  |  |  | RET | 37.14 | 17.5 | 0 | 0 | 0 | 19.64 | 167.9 |  | kWh | 0.035906 | -0.42275 | Commercial |  | Winter Only | [6 empty] | Small Boilers (<100 MMBtu/hr Heat Input):Uncontrolled | 6.3 | 85% | [12 empty] | 0% | 0% | 0% | 2891 | 2887 | 0 | 0 | 0 | 0 | 0 | 0 | 0 | 0 | 0 | 2013 Qtr 1: 722.75; 2013 Qtr 2: 722.75; 2013 Qtr 3: 722.75; 2013 Qtr 4: 722.75; 2014 Qtr 1: 721.75; 2014 Qtr 2: 721.75; 2014 Qtr 3: 721.75; 2014 Qtr 4: 721.75 | 5778
3223 | 402429-PAR 38: 51-90 watts existing, 11 watts to 25 watts LED PAR 38 | WPSDGENRLG0106, Rev 1, Msr 8 | System | Commercial | 01-ALC-AllCommercial-IntLight | TRUE |  |  | Lamp | RET | 55.99 | 20 | 0 | 0 | 0 | 35.99 | 240.3424 |  | kWh | 0.051398 | -0.60515 | Commercial |  | Winter Only | [6 empty] | Small Boilers (<100 MMBtu/hr Heat Input):Uncontrolled | 6.3 | 85% | [12 empty] | 0% | 0% | 0% | 4046 | 4041 | 0 | 0 | 0 | 0 | 0 | 0 | 0 | 0 | 0 | 2013 Qtr 1: 1011.5; 2013 Qtr 2: 1011.5; 2013 Qtr 3: 1011.5; 2013 Qtr 4: 1011.5; 2014 Qtr 1: 1010.25; 2014 Qtr 2: 1010.25; 2014 Qtr 3: 1010.25; 2014 Qtr 4: 1010.25 | 8087
3231 | 440005-Lighting - Exterior Linear Fl. Lighting |  | System | Commercial | 01-ALC-AllCommercial-ExtLight | TRUE |  |  | kWh | RET | 0.331 | 0.0625 | 0 | 0 | 0 | 0.2685 | 1 |  | kWh | 8.3685e-05 | 0 | Commercial |  | Winter Only | [6 empty] | Small Boilers (<100 MMBtu/hr Heat Input):Uncontrolled | 15 | 60% | [5 empty] | 90% | [6 empty] | 0% | 0% | 0% | 11501 | 11060 | 0 | 0 | 0 | 0 | 0 | 0 | 0 | 0 | 0 | 2013 Qtr 1: 2875.25; 2013 Qtr 2: 2875.25; 2013 Qtr 3: 2875.25; 2013 Qtr 4: 2875.25; 2014 Qtr 1: 2765; 2014 Qtr 2: 2765; 2014 Qtr 3: 2765; 2014 Qtr 4: 2765 | 22561
3231 | 440006-Lighting - Exterior Pulse Start MH |  | System | Commercial | 01-ALC-AllCommercial-ExtLight | TRUE |  |  | kWh | RET | 0.33 | 0.0625 | 0 | 0 | 0 | 0.2675 | 1 |  | kWh | 0 | 0 | Commercial |  | Winter Only | [6 empty] | Small Boilers (<100 MMBtu/hr Heat Input):Uncontrolled | 15 | 60% | [5 empty] | 90% | [6 empty] | 0% | 0% | 0% | 5193 | 4993 | 0 | 0 | 0 | 0 | 0 | 0 | 0 | 0 | 0 | 2013 Qtr 1: 1298.25; 2013 Qtr 2: 1298.25; 2013 Qtr 3: 1298.25; 2013 Qtr 4: 1298.25; 2014 Qtr 1: 1248.25; 2014 Qtr 2: 1248.25; 2014 Qtr 3: 1248.25; 2014 Qtr 4: 1248.25 | 10186
3231 | 440008-Lighting - Exterior Induction |  | System | Commercial | 01-ALC-AllCommercial-ExtLight | TRUE |  |  | kWh | RET | 0.87 | 0.0625 | 0 | 0 | 0 | 0.8075 | 1 |  | kWh | 0 | 0 | Commercial |  | Winter Only | [6 empty] | Small Boilers (<100 MMBtu/hr Heat Input):Uncontrolled | 15 | 60% | [5 empty] | 90% | [6 empty] | 0% | 0% | 0% | 10212 | 9820 | 0 | 0 | 0 | 0 | 0 | 0 | 0 | 0 | 0 | 2013 Qtr 1: 2553; 2013 Qtr 2: 2553; 2013 Qtr 3: 2553; 2013 Qtr 4: 2553; 2014 Qtr 1: 2455; 2014 Qtr 2: 2455; 2014 Qtr 3: 2455; 2014 Qtr 4: 2455 | 20032
3231 | 440009-Lighting - Exterior LED |  | System | Commercial | 01-ALC-AllCommercial-ExtLight | TRUE |  |  | kWh | ER | 0.53 | 0.0625 | 0 | 0 | 0 | 0.4675 | 1 |  | kWh | 1.8176e-05 | 0 | Commercial |  | Winter Only | 15 | 0.265 |  | 0.63 | 1.1451e-05 | 0 | Small Boilers (<100 MMBtu/hr Heat Input):Uncontrolled | 5 | 60% | [5 empty] | 90% | [6 empty] | 0% | 0% | 0% | 5733 | 5501 | 0 | 0 | 0 | 0 | 0 | 0 | 0 | 0 | 0 | 2013 Qtr 1: 1433.25; 2013 Qtr 2: 1433.25; 2013 Qtr 3: 1433.25; 2013 Qtr 4: 1433.25; 2014 Qtr 1: 1375.25; 2014 Qtr 2: 1375.25; 2014 Qtr 3: 1375.25; 2014 Qtr 4: 1375.25 | 11234
3231 | 440010-Lighting - Interior Pulse Start MH |  | System | Commercial | 01-ALC-AllCommercial-IntLight | TRUE |  |  | kWh | RET | 0.2819 | 0.0625 | 0 | 0 | 0 | 0.2194 | 1 |  | kWh | 0.00019212 | 0 | Commercial |  | Winter Only | [6 empty] | Large Boilers (>100 MMBtu/hr Heat Input):Uncontrolled | 15 | 60% | [5 empty] | 90% | [6 empty] | 0% | 0% | 0% | 65495 | 62979 | 0 | 0 | 0 | 0 | 0 | 0 | 0 | 0 | 0 | 2013 Qtr 1: 16373.75; 2013 Qtr 2: 16373.75; 2013 Qtr 3: 16373.75; 2013 Qtr 4: 16373.75; 2014 Qtr 1: 15744.75; 2014 Qtr 2: 15744.75; 2014 Qtr 3: 15744.75; 2014 Qtr 4: 15744.75 | 128474
3231 | 440012-Lighting - Interior LED - Dual Baseline |  | System | Commercial | 01-ALC-AllCommercial-IntLight | TRUE |  |  | kWh | ER | 0.275 | 0.0625 | 0 | 0 | 0 | 0.2125 | 1 |  | kWh | 0.0001228 | 0 | Commercial |  | Winter Only | 16 | 0.224 |  | 0.63 | 7.7366e-05 | 0 | Large Boilers (>100 MMBtu/hr Heat Input):Uncontrolled | 3.1447 | 60% | [5 empty] | 90% | [6 empty] | 0% | 0% | 0% | 11515 | 11049 | 0 | 0 | 0 | 0 | 0 | 0 | 0 | 0 | 0 | 2013 Qtr 1: 2878.75; 2013 Qtr 2: 2878.75; 2013 Qtr 3: 2878.75; 2013 Qtr 4: 2878.75; 2014 Qtr 1: 2762.25; 2014 Qtr 2: 2762.25; 2014 Qtr 3: 2762.25; 2014 Qtr 4: 2762.25 | 22564
3231 | 441994-Lighting - Interior CF Fixtures |  | System | Commercial | 01-ALC-AllCommercial-IntLight | TRUE |  |  | kWh | RET | 0.2819 | 0.125 | 0 | 0 | 0 | 0.1569 | 1 |  | kWh | 0.00021622 | 0 | Commercial |  | Winter Only | [6 empty] | Large Boilers (>100 MMBtu/hr Heat Input):Uncontrolled | 15 | 60% | [5 empty] | 90% | [6 empty] | 0% | 0% | 0% | 2442 | 2348 | 0 | 0 | 0 | 0 | 0 | 0 | 0 | 0 | 0 | 2013 Qtr 1: 610.5; 2013 Qtr 2: 610.5; 2013 Qtr 3: 610.5; 2013 Qtr 4: 610.5; 2014 Qtr 1: 587; 2014 Qtr 2: 587; 2014 Qtr 3: 587; 2014 Qtr 4: 587 | 4790
3231 | 441996-Lighting - Interior CFLs |  | System | Commercial | 01-ALC-AllCommercial-IntLight | TRUE |  |  | kWh | RET | 0.2819 | 0 | 0 | 0 | 0 | 0.2819 | 1 |  | kWh | 0.00014483 | 0 | Commercial |  | Winter Only | [6 empty] | Large Boilers (>100 MMBtu/hr Heat Input):Uncontrolled | 3 | 60% | [5 empty] | 90% | [6 empty] | 0% | 0% | 0% | 14077 | 13537 | 0 | 0 | 0 | 0 | 0 | 0 | 0 | 0 | 0 | 2013 Qtr 1: 3519.25; 2013 Qtr 2: 3519.25; 2013 Qtr 3: 3519.25; 2013 Qtr 4: 3519.25; 2014 Qtr 1: 3384.25; 2014 Qtr 2: 3384.25; 2014 Qtr 3: 3384.25; 2014 Qtr 4: 3384.25 | 27614
3231 | 441997-Lighting - Interior Lighting Controls |  | System | Residential | 01-ALC-AllCommercial-IntLight | TRUE |  |  | kWh | RET | 0.233 | 0.125 | 0 | 0 | 0 | 0.108 | 1 |  | kWh | 1.2089e-05 | 0 | Residential |  | Winter Only | [6 empty] | Large Boilers (>100 MMBtu/hr Heat Input):Uncontrolled | 8 | 60% | [5 empty] | 90% | [6 empty] | 0% | 0% | 0% | 65984 | 63450 | 0 | 0 | 0 | 0 | 0 | 0 | 0 | 0 | 0 | 2013 Qtr 1: 16496; 2013 Qtr 2: 16496; 2013 Qtr 3: 16496; 2013 Qtr 4: 16496; 2014 Qtr 1: 15862.5; 2014 Qtr 2: 15862.5; 2014 Qtr 3: 15862.5; 2014 Qtr 4: 15862.5 | 129434
3231 | 441998-Lighting - Other Interior lighting - Dual Baseline |  | System | Commercial | 01-ALC-AllCommercial-IntLight | TRUE |  |  | kWh | ER | 0.2819 | 0.125 | 0 | 0 | 0 | 0.1569 | 1 |  | kWh | 0.0001234 | 0 | Commercial |  | Winter Only | 15 | 0.0564 |  | 0.2448 | 3.0209e-05 | 0 | Large Boilers (>100 MMBtu/hr Heat Input):Uncontrolled | 5 | 60% | [5 empty] | 90% | [6 empty] | 0% | 0% | 0% | 249594 | 239464 | 0 | 0 | 0 | 0 | 0 | 0 | 0 | 0 | 0 | 2013 Qtr 1: 62398.5; 2013 Qtr 2: 62398.5; 2013 Qtr 3: 62398.5; 2013 Qtr 4: 62398.5; 2014 Qtr 1: 59866; 2014 Qtr 2: 59866; 2014 Qtr 3: 59866; 2014 Qtr 4: 59866 | 489058
3231 | 441999-Lighting - Exterior Lighting Fixtures |  | System | Commercial | 01-ALC-AllCommercial-ExtLight | TRUE |  |  | kWh | RET | 0.28 | 0.0875 | 0 | 0 | 0 | 0.1925 | 1 |  | kWh | 0.00014211 | 0 | Commercial |  | Annual | [6 empty] | Large Boilers (>100 MMBtu/hr Heat Input):Uncontrolled | 15 | 60% | [5 empty] | 90% | [6 empty] | 0% | 0% | 0% | 140309 | 134920 | 0 | 0 | 0 | 0 | 0 | 0 | 0 | 0 | 0 | 2013 Qtr 1: 35077.25; 2013 Qtr 2: 35077.25; 2013 Qtr 3: 35077.25; 2013 Qtr 4: 35077.25; 2014 Qtr 1: 33730; 2014 Qtr 2: 33730; 2014 Qtr 3: 33730; 2014 Qtr 4: 33730 | 275229
3231 | 442000-Lighting - Exterior Lighting Controls |  | System | Commercial | 01-ALC-AllCommercial-ExtLight | TRUE |  |  | kWh | RET | 0.23 | 0.0875 | 0 | 0 | 0 | 0.1425 | 1 |  | kWh | 7.7084e-06 | 0 | Commercial |  | Winter Only | [6 empty] | Large Boilers (>100 MMBtu/hr Heat Input):Uncontrolled | 8 | 60% | [5 empty] | 90% | [6 empty] | 0% | 0% | 0% | 9785 | 9409 | 0 | 0 | 0 | 0 | 0 | 0 | 0 | 0 | 0 | 2013 Qtr 1: 2446.25; 2013 Qtr 2: 2446.25; 2013 Qtr 3: 2446.25; 2013 Qtr 4: 2446.25; 2014 Qtr 1: 2352.25; 2014 Qtr 2: 2352.25; 2014 Qtr 3: 2352.25; 2014 Qtr 4: 2352.25 | 19194
3231 | 454523-Lighting - Interior LED |  | System | Commercial | 01-ALC-AllCommercial-IntLight | TRUE |  |  | kWh | RET | 0.22 | 0.0625 | 0 | 0 | 0 | 0.1575 | 1 |  | kWh | 0.0001228 | 0 | Commercial |  | Winter Only | [6 empty] | Large Boilers (>100 MMBtu/hr Heat Input):Controlled Low NOx Burner | 16 | 60% | [5 empty] | 90% | [6 empty] | 0% | 0% | 0% | 11515 | 11048 | 0 | 0 | 0 | 0 | 0 | 0 | 0 | 0 | 0 | 2013 Qtr 1: 2878.75; 2013 Qtr 2: 2878.75; 2013 Qtr 3: 2878.75; 2013 Qtr 4: 2878.75; 2014 Qtr 1: 2762; 2014 Qtr 2: 2762; 2014 Qtr 3: 2762; 2014 Qtr 4: 2762 | 22563
3231 | 454524-Lighting - Other Interior lighting |  | System | Commercial | 01-ALC-AllCommercial-IntLight | TRUE |  |  | kWh | RET | 0.282 | 0.125 | 0 | 0 | 0 | 0.157 | 1 |  | kWh | 0.0001234 | 0 | Commercial |  | Winter Only | [6 empty] | Large Boilers (>100 MMBtu/hr Heat Input):Controlled Low NOx Burner | 15 | 60% | [5 empty] | 90% | [6 empty] | 0% | 0% | 0% | 83198 | 79822 | 0 | 0 | 0 | 0 | 0 | 0 | 0 | 0 | 0 | 2013 Qtr 1: 20799.5; 2013 Qtr 2: 20799.5; 2013 Qtr 3: 20799.5; 2013 Qtr 4: 20799.5; 2014 Qtr 1: 19955.5; 2014 Qtr 2: 19955.5; 2014 Qtr 3: 19955.5; 2014 Qtr 4: 19955.5 | 163020
3233 | 445089-Lighting - 8 Ft T-8 with Elec. Ballast | WPSDGENRLG0013, Rev 3, Msr 4 | System | Commercial | 18-OFS-Office–Small-IntLight | TRUE |  |  | Lamp | RET | 32.5 | 9 | 0 | 0 | 0 | 23.5 | 154.9296 |  | kWh | 0.036811 | -0.40807 | Commercial |  | Winter Only | [6 empty] | Large Boilers (>100 MMBtu/hr Heat Input):Uncontrolled | 15 | 70% | [12 empty] | 0% | 0% | 0% | 200 | 192 | 0 | 0 | 0 | 0 | 0 | 0 | 0 | 0 | 0 | 2013 Qtr 1: 50; 2013 Qtr 2: 50; 2013 Qtr 3: 50; 2013 Qtr 4: 50; 2014 Qtr 1: 48; 2014 Qtr 2: 48; 2014 Qtr 3: 48; 2014 Qtr 4: 48 | 392
3233 | 445094-Lighting - Screw in 14-26 Watt Reflector Lamp | Com-Lighting-InGen_CFLratio0357_CFLscw-15w | System | Commercial | 18-OFS-Office–Small-IntLight | TRUE |  |  | Lamp | RET | 10.2473 | 4 | 0 | 0 | 0 | 6.2473 | 133 |  | kWh | 0.0281 | -0.332 | Commercial |  | Winter Only | [6 empty] | Large Boilers (>100 MMBtu/hr Heat Input):Uncontrolled | 1.8 | 53% |  |  |  |  | 83% | [7 empty] | 0% | 0% | 0% | 374 | 360 | 0 | 0 | 0 | 0 | 0 | 0 | 0 | 0 | 0 | 2013 Qtr 1: 93.5; 2013 Qtr 2: 93.5; 2013 Qtr 3: 93.5; 2013 Qtr 4: 93.5; 2014 Qtr 1: 90; 2014 Qtr 2: 90; 2014 Qtr 3: 90; 2014 Qtr 4: 90 | 734
3233 | 445096-Lighting- Ceramic Metal Halide Fixture | WPSDGENRLG0007, Rev 1, Msr 1 | System | Commercial | 24-RTS-Retail–Small-LIT_INT | TRUE |  |  | Lamp | RET | 48.77 | 45 | 0 | 0 | 0 | 3.77 | 135.3408 |  | kWh | 0.032157 | -0.35648 | Commercial |  | Winter Only | [6 empty] | Large Boilers (>100 MMBtu/hr Heat Input):Uncontrolled | 15 | 60% | [12 empty] | 0% | 0% | 0% | 765 | 733 | 0 | 0 | 0 | 0 | 0 | 0 | 0 | 0 | 0 | 2013 Qtr 1: 191.25; 2013 Qtr 2: 191.25; 2013 Qtr 3: 191.25; 2013 Qtr 4: 191.25; 2014 Qtr 1: 183.25; 2014 Qtr 2: 183.25; 2014 Qtr 3: 183.25; 2014 Qtr 4: 183.25 | 1498
3233 | 445097-Lighting-Wall or Ceiling-mounted Lighting Sensor >= 500 watts | WPSDGENRLG0016, Rev 2, Msr 1 | System | Commercial | 01-ALC-AllCommercial-IntLight | TRUE |  |  | Unit | RET | 77.28 | 50 | 0 | 0 | 0 | 27.28 | 364.7078 |  | kWh | 0.086655 | -1.0759 | Commercial |  | Winter Only | [6 empty] | Large Boilers (>100 MMBtu/hr Heat Input):Uncontrolled | 8 | 60% | [12 empty] | 0% | 0% | 0% | 31 | 30 | 0 | 0 | 0 | 0 | 0 | 0 | 0 | 0 | 0 | 2013 Qtr 1: 7.75; 2013 Qtr 2: 7.75; 2013 Qtr 3: 7.75; 2013 Qtr 4: 7.75; 2014 Qtr 1: 7.5; 2014 Qtr 2: 7.5; 2014 Qtr 3: 7.5; 2014 Qtr 4: 7.5 | 61
3233 | 445124-Lighting - Exterior Compact Fluorescent Fixture <=70 watts | WPSDGENRLG0006, Rev 3, Msr 7 | System | Commercial | 23-RTL-Retail–SingleStorylarge-LIT_EXT | TRUE |  |  | Fixture | RET | 144 | 10 | 0 | 0 | 0 | 134 | 102.5 |  | kWh | 0 | 0 | Commercial |  | Winter Only | [6 empty] | Large Boilers (>100 MMBtu/hr Heat Input):Uncontrolled | 15 | 53% | [12 empty] | 0% | 0% | 0% | 43 | 40 | 0 | 0 | 0 | 0 | 0 | 0 | 0 | 0 | 0 | 2013 Qtr 1: 10.75; 2013 Qtr 2: 10.75; 2013 Qtr 3: 10.75; 2013 Qtr 4: 10.75; 2014 Qtr 1: 10; 2014 Qtr 2: 10; 2014 Qtr 3: 10; 2014 Qtr 4: 10 | 83
3233 | 445125-Lighting - Exterior Induction Fixture <=100 watts | WPSDGENRLG0003, Rev 3, Msr 2 | System | Commercial | 23-RTL-Retail–SingleStorylarge-LIT_EXT | TRUE |  |  | Fixture | RET | 270 | 35 | 0 | 0 | 0 | 235 | 373.968 |  | kWh | 0.088855 | -0.98501 | Commercial |  | Winter Only | [6 empty] | Large Boilers (>100 MMBtu/hr Heat Input):Uncontrolled | 15 | 60% | [12 empty] | 0% | 0% | 0% | 115 | 112 | 0 | 0 | 0 | 0 | 0 | 0 | 0 | 0 | 0 | 2013 Qtr 1: 28.75; 2013 Qtr 2: 28.75; 2013 Qtr 3: 28.75; 2013 Qtr 4: 28.75; 2014 Qtr 1: 28; 2014 Qtr 2: 28; 2014 Qtr 3: 28; 2014 Qtr 4: 28 | 227
3233 | 445126-Lighting - Exterior Induction Fixture <=120 watts | WPSDGENRLG0003, Rev 3, Msr 3 | System | Commercial | 23-RTL-Retail–SingleStorylarge-LIT_EXT | TRUE |  |  | Fixture | RET | 370 | 40 | 0 | 0 | 0 | 330 | 287 |  | kWh | 0 | 0 | Commercial |  | Winter Only | [6 empty] | Large Boilers (>100 MMBtu/hr Heat Input):Uncontrolled | 15 | 60% | [12 empty] | 0% | 0% | 0% | 3 | 3 | 0 | 0 | 0 | 0 | 0 | 0 | 0 | 0 | 0 | 2013 Qtr 1: 0.75; 2013 Qtr 2: 0.75; 2013 Qtr 3: 0.75; 2013 Qtr 4: 0.75; 2014 Qtr 1: 0.75; 2014 Qtr 2: 0.75; 2014 Qtr 3: 0.75; 2014 Qtr 4: 0.75 | 6
3233 | 445127-Lighting - Exterior Induction Fixture <=180 watts | WPSDGENRLG0003, Rev 3, Msr 4 | System | Commercial | 23-RTL-Retail–SingleStorylarge-LIT_EXT | TRUE |  |  | Fixture | RET | 470 | 35 | 0 | 0 | 0 | 435 | 241.57 |  | kWh | 0 | 0 | Commercial |  | Winter Only | [6 empty] | Large Boilers (>100 MMBtu/hr Heat Input):Uncontrolled | 15 | 60% | [12 empty] | 0% | 0% | 0% | 228 | 220 | 0 | 0 | 0 | 0 | 0 | 0 | 0 | 0 | 0 | 2013 Qtr 1: 57; 2013 Qtr 2: 57; 2013 Qtr 3: 57; 2013 Qtr 4: 57; 2014 Qtr 1: 55; 2014 Qtr 2: 55; 2014 Qtr 3: 55; 2014 Qtr 4: 55 | 448
3233 | 445128-Lighting - Exterior Induction Fixture <=250 watts | WPSDGENRLG0003, Rev 3, Msr 5 | System | Commercial | 23-RTL-Retail–SingleStorylarge-LIT_EXT | TRUE |  |  | Fixture | RET | 570 | 90 | 0 | 0 | 0 | 480 | 852.8 |  | kWh | 0 | 0 | Commercial |  | Winter Only | [6 empty] | Large Boilers (>100 MMBtu/hr Heat Input):Uncontrolled | 15 | 60% | [12 empty] | 0% | 0% | 0% | 97 | 94 | 0 | 0 | 0 | 0 | 0 | 0 | 0 | 0 | 0 | 2013 Qtr 1: 24.25; 2013 Qtr 2: 24.25; 2013 Qtr 3: 24.25; 2013 Qtr 4: 24.25; 2014 Qtr 1: 23.5; 2014 Qtr 2: 23.5; 2014 Qtr 3: 23.5; 2014 Qtr 4: 23.5 | 191
3233 | 445129-Lighting - Exterior Induction Fixture <=70 watts | WPSDGENRLG0003, Rev 3, Msr 1 | System | Commercial | 23-RTL-Retail–SingleStorylarge-LIT_EXT | TRUE |  |  | Fixture | RET | 270 | 25 | 0 | 0 | 0 | 245 | 259.9968 |  | kWh | 0.061776 | -0.68481 | Commercial |  | Winter Only | [6 empty] | Large Boilers (>100 MMBtu/hr Heat Input):Uncontrolled | 15 | 60% | [12 empty] | 0% | 0% | 0% | 268 | 258 | 0 | 0 | 0 | 0 | 0 | 0 | 0 | 0 | 0 | 2013 Qtr 1: 67; 2013 Qtr 2: 67; 2013 Qtr 3: 67; 2013 Qtr 4: 67; 2014 Qtr 1: 64.5; 2014 Qtr 2: 64.5; 2014 Qtr 3: 64.5; 2014 Qtr 4: 64.5 | 526
3233 | 445130-Lighting - Exterior Pulse Start/Ceramic Metal Halide Fixtures <=100 watts | WPSDGENRLG0003, Rev 3, Msr 2 | System | Commercial | 18-OFS-Office–Small-IntLight | TRUE |  |  | Lamp | RET | 270 | 10 | 0 | 0 | 0 | 260 | 373.968 |  | kWh | 0.088855 | -0.98501 | Commercial |  | Winter Only | [6 empty] | Large Boilers (>100 MMBtu/hr Heat Input):Uncontrolled | 15 | 60% | [12 empty] | 0% | 0% | 0% | 9 | 7 | 0 | 0 | 0 | 0 | 0 | 0 | 0 | 0 | 0 | 2013 Qtr 1: 2.25; 2013 Qtr 2: 2.25; 2013 Qtr 3: 2.25; 2013 Qtr 4: 2.25; 2014 Qtr 1: 1.75; 2014 Qtr 2: 1.75; 2014 Qtr 3: 1.75; 2014 Qtr 4: 1.75 | 16
3233 | 445131-Lighting - Exterior Pulse Start/Ceramic Metal Halide Fixtures <=125 watts | WPSDGENRLG0003, Rev 3, Msr 3 | System | Commercial | 18-OFS-Office–Small-IntLight | TRUE |  |  | Lamp | RET | 370 | 10 | 0 | 0 | 0 | 360 | 287 |  | kWh | 0 | 0 | Commercial |  | Winter Only | [6 empty] | Large Boilers (>100 MMBtu/hr Heat Input):Uncontrolled | 15 | 60% | [12 empty] | 0% | 0% | 0% | 6 | 6 | 0 | 0 | 0 | 0 | 0 | 0 | 0 | 0 | 0 | 2013 Qtr 1: 1.5; 2013 Qtr 2: 1.5; 2013 Qtr 3: 1.5; 2013 Qtr 4: 1.5; 2014 Qtr 1: 1.5; 2014 Qtr 2: 1.5; 2014 Qtr 3: 1.5; 2014 Qtr 4: 1.5 | 12
3233 | 445132-Lighting - Exterior Pulse Start/Ceramic Metal Halide Fixtures <=175 watts | WPSDGENRLG0003, Rev 3, Msr 4 | System | Commercial | 18-OFS-Office–Small-IntLight | TRUE |  |  | Lamp | RET | 470 | 15 | 0 | 0 | 0 | 455 | 241.57 |  | kWh | 0 | 0 | Commercial |  | Winter Only | [6 empty] | Large Boilers (>100 MMBtu/hr Heat Input):Uncontrolled | 15 | 60% | [12 empty] | 0% | 0% | 0% | 7 | 7 | 0 | 0 | 0 | 0 | 0 | 0 | 0 | 0 | 0 | 2013 Qtr 1: 1.75; 2013 Qtr 2: 1.75; 2013 Qtr 3: 1.75; 2013 Qtr 4: 1.75; 2014 Qtr 1: 1.75; 2014 Qtr 2: 1.75; 2014 Qtr 3: 1.75; 2014 Qtr 4: 1.75 | 14
3233 | 445133-Lighting - Exterior Pulse Start/Ceramic Metal Halide Fixtures <=250 watts | WPSDGENRLG0003, Rev 3, Msr 5 | System | Commercial | 24-RTS-Retail–Small-LIT_INT | TRUE |  |  | Lamp | RET | 570 | 15 | 0 | 0 | 0 | 555 | 852.8 |  | kWh | 0 | 0 | Commercial |  | Winter Only | [6 empty] | Large Boilers (>100 MMBtu/hr Heat Input):Uncontrolled | 15 | 60% | [12 empty] | 0% | 0% | 0% | 52 | 49 | 0 | 0 | 0 | 0 | 0 | 0 | 0 | 0 | 0 | 2013 Qtr 1: 13; 2013 Qtr 2: 13; 2013 Qtr 3: 13; 2013 Qtr 4: 13; 2014 Qtr 1: 12.25; 2014 Qtr 2: 12.25; 2014 Qtr 3: 12.25; 2014 Qtr 4: 12.25 | 101
3233 | 445134-Lighting - Exterior Pulse Start/Ceramic Metal Halide Fixtures <=70 watts | WPSDGENRLG0003, Rev 3, Msr 1 | System | Commercial | 24-RTS-Retail–Small-LIT_INT | TRUE |  |  | Lamp | RET | 270 | 5 | 0 | 0 | 0 | 265 | 259.9968 |  | kWh | 0.061776 | -0.68481 | Commercial |  | Winter Only | [6 empty] | Large Boilers (>100 MMBtu/hr Heat Input):Uncontrolled | 15 | 60% | [12 empty] | 0% | 0% | 0% | 9 | 9 | 0 | 0 | 0 | 0 | 0 | 0 | 0 | 0 | 0 | 2013 Qtr 1: 2.25; 2013 Qtr 2: 2.25; 2013 Qtr 3: 2.25; 2013 Qtr 4: 2.25; 2014 Qtr 1: 2.25; 2014 Qtr 2: 2.25; 2014 Qtr 3: 2.25; 2014 Qtr 4: 2.25 | 18
3233 | 445135-Lighting - Exterior Pulse Start/Ceramic Metal Halide Fixtures <=750 watts | WPSDGENRLG0003, Rev 3, Msr 5 | System | Commercial | 24-RTS-Retail–Small-LIT_INT | TRUE |  |  | Lamp | RET | 570 | 20 | 0 | 0 | 0 | 550 | 852.8 |  | kWh | 0 | 0 | Commercial |  | Winter Only | [6 empty] | Large Boilers (>100 MMBtu/hr Heat Input):Uncontrolled | 15 | 60% | [12 empty] | 0% | 0% | 0% | 7 | 7 | 0 | 0 | 0 | 0 | 0 | 0 | 0 | 0 | 0 | 2013 Qtr 1: 1.75; 2013 Qtr 2: 1.75; 2013 Qtr 3: 1.75; 2013 Qtr 4: 1.75; 2014 Qtr 1: 1.75; 2014 Qtr 2: 1.75; 2014 Qtr 3: 1.75; 2014 Qtr 4: 1.75 | 14
3233 | 445136-Lighting - Interior Compact Fluorescent Fixture <=128 watts | WPSDGENRLG0006, Rev 3, Msr 3 | System | Commercial | 01-ALC-AllCommercial-IntLight | TRUE |  |  | Fixture | RET | 180 | 20 | 0 | 0 | 0 | 160 | 220.8192 |  | kWh | 0.052467 | -0.58162 | Commercial |  | Winter Only | [6 empty] | Large Boilers (>100 MMBtu/hr Heat Input):Uncontrolled | 12 | 60% | [12 empty] | 0% | 0% | 0% | 6 | 6 | 0 | 0 | 0 | 0 | 0 | 0 | 0 | 0 | 0 | 2013 Qtr 1: 1.5; 2013 Qtr 2: 1.5; 2013 Qtr 3: 1.5; 2013 Qtr 4: 1.5; 2014 Qtr 1: 1.5; 2014 Qtr 2: 1.5; 2014 Qtr 3: 1.5; 2014 Qtr 4: 1.5 | 12
3233 | 445140-Lighting - Interior Compact Fluorescent Fixture <=70 watts | WPSDGENRLG0006, Rev 3, Msr 2 | System | Commercial | 01-ALC-AllCommercial-IntLight | TRUE |  |  | Fixture | RET | 214.36 | 15 | 0 | 0 | 0 | 199.36 | 89.04 |  | kWh | 0.021156 | -0.23453 | Commercial |  | Winter Only | [6 empty] | Large Boilers (>100 MMBtu/hr Heat Input):Uncontrolled | 12 | 60% | [12 empty] | 0% | 0% | 0% | 16 | 16 | 0 | 0 | 0 | 0 | 0 | 0 | 0 | 0 | 0 | 2013 Qtr 1: 4; 2013 Qtr 2: 4; 2013 Qtr 3: 4; 2013 Qtr 4: 4; 2014 Qtr 1: 4; 2014 Qtr 2: 4; 2014 Qtr 3: 4; 2014 Qtr 4: 4 | 32
3233 | 445142-Lighting - Interior Induction Fixture <=180 watts | WPSDGENRLG0002, Rev 3, Msr 3 | System | Commercial | 01-ALC-AllCommercial-IntLight | TRUE |  |  | Lamp | RET | 470 | 60 | 0 | 0 | 0 | 410 | 409.584 |  | kWh | 0.097318 | -1.0788 | Commercial |  | Winter Only | [6 empty] | Large Boilers (>100 MMBtu/hr Heat Input):Uncontrolled | 15 | 60% | [12 empty] | 0% | 0% | 0% | 1 | 0 | 0 | 0 | 0 | 0 | 0 | 0 | 0 | 0 | 0 | 2013 Qtr 1: 0.25; 2013 Qtr 2: 0.25; 2013 Qtr 3: 0.25; 2013 Qtr 4: 0.25; 2014 Qtr 1: 0; 2014 Qtr 2: 0; 2014 Qtr 3: 0; 2014 Qtr 4: 0 | 1
3233 | 445143-Lighting - Interior Induction Fixture <=250watts | WPSDGENRLG0002, Rev 3, Msr 5 | System | Commercial | 01-ALC-AllCommercial-IntLight | TRUE |  |  | Lamp | RET | 570 | 90 | 0 | 0 | 0 | 480 | 349.0368 |  | kWh | 0.082932 | -0.91934 | Commercial |  | Winter Only | [6 empty] | Large Boilers (>100 MMBtu/hr Heat Input):Uncontrolled | 15 | 60% | [12 empty] | 0% | 0% | 0% | 4 | 3 | 0 | 0 | 0 | 0 | 0 | 0 | 0 | 0 | 0 | 2013 Qtr 1: 1; 2013 Qtr 2: 1; 2013 Qtr 3: 1; 2013 Qtr 4: 1; 2014 Qtr 1: 0.75; 2014 Qtr 2: 0.75; 2014 Qtr 3: 0.75; 2014 Qtr 4: 0.75 | 7
3233 | 445146-Lighting - Interior Linear Fluorescent Fixture <=128 watts replacing 101-175 Watts | WPSDGENRLG0044, Rev 3, Msr 5 | System | Commercial | 01-ALC-AllCommercial-IntLight | TRUE |  |  | Fixture | RET | 207 | 25 | 0 | 0 | 0 | 182 | 259.9968 |  | kWh | 0.061776 | -0.68481 | Commercial |  | Winter Only | [6 empty] | Large Boilers (>100 MMBtu/hr Heat Input):Uncontrolled | 15 | 70% | [12 empty] | 0% | 0% | 0% | 121 | 117 | 0 | 0 | 0 | 0 | 0 | 0 | 0 | 0 | 0 | 2013 Qtr 1: 30.25; 2013 Qtr 2: 30.25; 2013 Qtr 3: 30.25; 2013 Qtr 4: 30.25; 2014 Qtr 1: 29.25; 2014 Qtr 2: 29.25; 2014 Qtr 3: 29.25; 2014 Qtr 4: 29.25 | 238
3233 | 445147-Lighting - Interior Linear Fluorescent Fixture <=192 watts replacing 176-399 Watts | WPSDGENRLG0044, Rev 3, Msr 4 | System | Commercial | 01-ALC-AllCommercial-IntLight | TRUE |  |  | Fixture | RET | 253 | 45 | 0 | 0 | 0 | 208 | 413.1456 |  | kWh | 0.098164 | -1.0882 | Commercial |  | Winter Only | [6 empty] | Large Boilers (>100 MMBtu/hr Heat Input):Uncontrolled | 11 | 60% | [12 empty] | 0% | 0% | 0% | 62 | 60 | 0 | 0 | 0 | 0 | 0 | 0 | 0 | 0 | 0 | 2013 Qtr 1: 15.5; 2013 Qtr 2: 15.5; 2013 Qtr 3: 15.5; 2013 Qtr 4: 15.5; 2014 Qtr 1: 15; 2014 Qtr 2: 15; 2014 Qtr 3: 15; 2014 Qtr 4: 15 | 122
3233 | 445148-Lighting - Interior Linear Fluorescent Fixture <=244 watts replacing 400 Watts (Tier 1) | Com-Lighting-InGen_MV-455w_PSMH-365w_T5-46in-234w | System | Commercial | 01-ALC-AllCommercial-IntLight | TRUE |  |  | Fixture | RET | 275.71 | 75 | 0 | 0 | 0 | 200.71 | 787 |  | kWh | 0.185 | -2.04 | Commercial |  | Winter Only | [6 empty] | Large Boilers (>100 MMBtu/hr Heat Input):Uncontrolled | 15 | 70% | [12 empty] | 0% | 0% | 0% | 295 | 283 | 0 | 0 | 0 | 0 | 0 | 0 | 0 | 0 | 0 | 2013 Qtr 1: 73.75; 2013 Qtr 2: 73.75; 2013 Qtr 3: 73.75; 2013 Qtr 4: 73.75; 2014 Qtr 1: 70.75; 2014 Qtr 2: 70.75; 2014 Qtr 3: 70.75; 2014 Qtr 4: 70.75 | 578
3233 | 445149-Lighting - Interior Linear Fluorescent Fixture <=600 watts replacing >=400 Watts (Tier 1) | Com-Lighting-InGen_MV-780w_PSMH-456w_T5-46in-351w | System | Commercial | 01-ALC-AllCommercial-IntLight | TRUE |  |  | Fixture | RET | 650 | 100 | 0 | 0 | 0 | 550 | 1530 |  | kWh | 0.36 | -3.96 | Commercial |  | Winter Only | [6 empty] | Large Boilers (>100 MMBtu/hr Heat Input):Uncontrolled | 15 | 70% | [12 empty] | 0% | 0% | 0% | 68 | 68 | 0 | 0 | 0 | 0 | 0 | 0 | 0 | 0 | 0 | 2013 Qtr 1: 17; 2013 Qtr 2: 17; 2013 Qtr 3: 17; 2013 Qtr 4: 17; 2014 Qtr 1: 17; 2014 Qtr 2: 17; 2014 Qtr 3: 17; 2014 Qtr 4: 17 | 136
3233 | 445150-Lighting - Interior Linear Fluorescent Fixture <=64 watts replacing <=100 Watts | WPSDGENRLG0044, Rev 3, Msr 6 | System | Commercial | 01-ALC-AllCommercial-IntLight | TRUE |  |  | Fixture | RET | 145 | 10 | 0 | 0 | 0 | 135 | 235.0656 |  | kWh | 0.055852 | -0.61915 | Commercial |  | Winter Only | [6 empty] | Large Boilers (>100 MMBtu/hr Heat Input):Uncontrolled | 15 | 70% | [12 empty] | 0% | 0% | 0% | 60 | 57 | 0 | 0 | 0 | 0 | 0 | 0 | 0 | 0 | 0 | 2013 Qtr 1: 15; 2013 Qtr 2: 15; 2013 Qtr 3: 15; 2013 Qtr 4: 15; 2014 Qtr 1: 14.25; 2014 Qtr 2: 14.25; 2014 Qtr 3: 14.25; 2014 Qtr 4: 14.25 | 117
3233 | 445151-Lighting - Interior Linear Fluorescent Fixture 245-360 watts replacing 400 Watts (Tier 2) | WPSDGENRLG0044, Rev 3, Msr 3 | System | Commercial | 01-ALC-AllCommercial-IntLight | TRUE |  |  | Fixture | RET | 275.51 | 45 | 0 | 0 | 0 | 230.51 | 416.7072 |  | kWh | 0.09901 | -1.0976 | Commercial |  | Winter Only | [6 empty] | Large Boilers (>100 MMBtu/hr Heat Input):Uncontrolled | 15 | 70% | [12 empty] | 0% | 0% | 0% | 59 | 56 | 0 | 0 | 0 | 0 | 0 | 0 | 0 | 0 | 0 | 2013 Qtr 1: 14.75; 2013 Qtr 2: 14.75; 2013 Qtr 3: 14.75; 2013 Qtr 4: 14.75; 2014 Qtr 1: 14; 2014 Qtr 2: 14; 2014 Qtr 3: 14; 2014 Qtr 4: 14 | 115
3233 | 445154-Lighting - Interior Pulse Start/Ceramic Metal Halide Fixtures <=250 watts | WPSDGENRLG0002, Rev 3, Msr 5 | System | Commercial | 01-ALC-AllCommercial-IntLight | TRUE |  |  | Lamp | RET | 570 | 10 | 0 | 0 | 0 | 560 | 349.0368 |  | kWh | 0.082932 | -0.91934 | Commercial |  | Winter Only | [6 empty] | Large Boilers (>100 MMBtu/hr Heat Input):Uncontrolled | 15 | 60% | [12 empty] | 0% | 0% | 0% | 1 | 1 | 0 | 0 | 0 | 0 | 0 | 0 | 0 | 0 | 0 | 2013 Qtr 1: 0.25; 2013 Qtr 2: 0.25; 2013 Qtr 3: 0.25; 2013 Qtr 4: 0.25; 2014 Qtr 1: 0.25; 2014 Qtr 2: 0.25; 2014 Qtr 3: 0.25; 2014 Qtr 4: 0.25 | 2
3233 | 445155-Lighting - Interior Pulse Start/Ceramic Metal Halide Fixtures <=600 watts Tier I | WPSDGENRLG0002, Rev 3, Msr 4 | System | Commercial | 01-ALC-AllCommercial-IntLight | TRUE |  |  | Lamp | RET | 570 | 20 | 0 | 0 | 0 | 550 | 740.8128 |  | kWh | 0.17602 | -1.9512 | Commercial |  | Winter Only | [6 empty] | Large Boilers (>100 MMBtu/hr Heat Input):Uncontrolled | 16 | 60% | [12 empty] | 0% | 0% | 0% | 10 | 10 | 0 | 0 | 0 | 0 | 0 | 0 | 0 | 0 | 0 | 2013 Qtr 1: 2.5; 2013 Qtr 2: 2.5; 2013 Qtr 3: 2.5; 2013 Qtr 4: 2.5; 2014 Qtr 1: 2.5; 2014 Qtr 2: 2.5; 2014 Qtr 3: 2.5; 2014 Qtr 4: 2.5 | 20
3233 | 445166-Lighting - Occupancy Sensor - High-Bay Sensor <12' | WPSDGENRLG0016, Rev 2, Msr 3 | System | Commercial | 23-RTL-Retail–SingleStorylarge-LIT_INT | TRUE |  |  | Sensor | RET | 91.27 | 10 | 0 | 0 | 0 | 81.27 | 66.2458 |  | kWh | 0.01574 | -0.19542 | Commercial |  | Winter Only | [6 empty] | Large Boilers (>100 MMBtu/hr Heat Input):Uncontrolled | 8 | 60% | [12 empty] | 0% | 0% | 0% | 144 | 139 | 0 | 0 | 0 | 0 | 0 | 0 | 0 | 0 | 0 | 2013 Qtr 1: 36; 2013 Qtr 2: 36; 2013 Qtr 3: 36; 2013 Qtr 4: 36; 2014 Qtr 1: 34.75; 2014 Qtr 2: 34.75; 2014 Qtr 3: 34.75; 2014 Qtr 4: 34.75 | 283
3233 | 445167-Lighting - Occupancy Sensor - High-Bay Sensor >=12' | WPSDGENRLG0016, Rev 2, Msr 2 | System | Commercial | 01-ALC-AllCommercial-IntLight | TRUE |  |  | Sensor | RET | 91.27 | 15 | 0 | 0 | 0 | 76.27 | 166.6829 |  | kWh | 0.039604 | -0.49171 | Commercial |  | Winter Only | [6 empty] | Large Boilers (>100 MMBtu/hr Heat Input):Uncontrolled | 8 | 60% | [12 empty] | 0% | 0% | 0% | 487 | 467 | 0 | 0 | 0 | 0 | 0 | 0 | 0 | 0 | 0 | 2013 Qtr 1: 121.75; 2013 Qtr 2: 121.75; 2013 Qtr 3: 121.75; 2013 Qtr 4: 121.75; 2014 Qtr 1: 116.75; 2014 Qtr 2: 116.75; 2014 Qtr 3: 116.75; 2014 Qtr 4: 116.75 | 954
3233 | 445169-Lighting - Occupancy Sensor - Wallbox Lighting Sensor | WPSDGENRLG0016, Rev 2, Msr 4 | System | Commercial | 18-OFS-Office–Small-IntLight | TRUE |  |  | Sensor | RET | 77.28 | 5 | 0 | 0 | 0 | 72.28 | 128.2176 |  | kWh | 0.030465 | -0.37824 | Commercial |  | Winter Only | [6 empty] | Large Boilers (>100 MMBtu/hr Heat Input):Uncontrolled | 8 | 60% | [12 empty] | 0% | 0% | 0% | 3236 | 3104 | 0 | 0 | 0 | 0 | 0 | 0 | 0 | 0 | 0 | 2013 Qtr 1: 809; 2013 Qtr 2: 809; 2013 Qtr 3: 809; 2013 Qtr 4: 809; 2014 Qtr 1: 776; 2014 Qtr 2: 776; 2014 Qtr 3: 776; 2014 Qtr 4: 776 | 6340
3233 | 445170-Lighting - T8 to 4ft 25 Watt Lamp | WPSDGENRLG0120, Rev 3, Msr 1 | System | Commercial | 18-OFS-Office–Small-IntLight | TRUE |  |  | Lamp | RET | 2 | 1 | 0 | 0 | 0 | 1 | 24.9312 |  | kWh | 0.0059237 | -0.065667 | Commercial |  | Winter Only | [6 empty] | Large Boilers (>100 MMBtu/hr Heat Input):Uncontrolled | 15 | 70% | [12 empty] | 0% | 0% | 0% | 7751 | 7438 | 0 | 0 | 0 | 0 | 0 | 0 | 0 | 0 | 0 | 2013 Qtr 1: 1937.75; 2013 Qtr 2: 1937.75; 2013 Qtr 3: 1937.75; 2013 Qtr 4: 1937.75; 2014 Qtr 1: 1859.5; 2014 Qtr 2: 1859.5; 2014 Qtr 3: 1859.5; 2014 Qtr 4: 1859.5 | 15189
3233 | 445171-Lighting - T8 to 4ft 28 Watt Lamp | WPSDGENRLG0120, Rev 3, Msr 2 | System | Commercial | 18-OFS-Office–Small-IntLight | TRUE |  |  | Lamp | RET | 2 | 0.5 | 0 | 0 | 0 | 1.5 | 14.2464 |  | kWh | 0.003385 | -0.037524 | Commercial |  | Winter Only | [6 empty] | Large Boilers (>100 MMBtu/hr Heat Input):Uncontrolled | 15 | 70% | [12 empty] | 0% | 0% | 0% | 3259 | 3127 | 0 | 0 | 0 | 0 | 0 | 0 | 0 | 0 | 0 | 2013 Qtr 1: 814.75; 2013 Qtr 2: 814.75; 2013 Qtr 3: 814.75; 2013 Qtr 4: 814.75; 2014 Qtr 1: 781.75; 2014 Qtr 2: 781.75; 2014 Qtr 3: 781.75; 2014 Qtr 4: 781.75 | 6386
3233 | 445207-Lighting - Exterior LED Fixtures <=110 watts | WPSDGENRLG0181, Rev 1, Msr 2 | System | Commercial | 24-RTS-Retail–Small-LIT_EXT | TRUE |  |  | linear ft | RET | 1056 | 80 | 0 | 0 | 0 | 976 | 166.6 |  | kWh | 0 | 0 | Commercial |  | Winter Only | [6 empty] | Large Boilers (>100 MMBtu/hr Heat Input):Uncontrolled | 15 | 85% | [12 empty] | 0% | 0% | 0% | 13 | 13 | 0 | 0 | 0 | 0 | 0 | 0 | 0 | 0 | 0 | 2013 Qtr 1: 3.25; 2013 Qtr 2: 3.25; 2013 Qtr 3: 3.25; 2013 Qtr 4: 3.25; 2014 Qtr 1: 3.25; 2014 Qtr 2: 3.25; 2014 Qtr 3: 3.25; 2014 Qtr 4: 3.25 | 26
3233 | 445208-Lighting - Exterior LED Fixtures <=192watts | WPSDGENRLG0181, Rev 1, Msr 4 | System | Commercial | 24-RTS-Retail–Small-LIT_EXT | TRUE |  |  | linear ft | RET | 1672 | 125 | 0 | 0 | 0 | 1547 | 241.57 |  | kWh | 0 | 0 | Commercial |  | Winter Only | [6 empty] | Large Boilers (>100 MMBtu/hr Heat Input):Uncontrolled | 16 | 85% | [12 empty] | 0% | 0% | 0% | 65 | 62 | 0 | 0 | 0 | 0 | 0 | 0 | 0 | 0 | 0 | 2013 Qtr 1: 16.25; 2013 Qtr 2: 16.25; 2013 Qtr 3: 16.25; 2013 Qtr 4: 16.25; 2014 Qtr 1: 15.5; 2014 Qtr 2: 15.5; 2014 Qtr 3: 15.5; 2014 Qtr 4: 15.5 | 127
3233 | 445209-Lighting - Exterior LED Fixtures <=350 watts | WPSDGENRLG0181, Rev 1, Msr 5 | System | Commercial | 24-RTS-Retail–Small-LIT_EXT | TRUE |  |  | linear ft | RET | 2020 | 125 | 0 | 0 | 0 | 1895 | 208.25 |  | kWh | 0 | 0 | Commercial |  | Winter Only | [6 empty] | Large Boilers (>100 MMBtu/hr Heat Input):Uncontrolled | 16 | 85% | [12 empty] | 0% | 0% | 0% | 57 | 54 | 0 | 0 | 0 | 0 | 0 | 0 | 0 | 0 | 0 | 2013 Qtr 1: 14.25; 2013 Qtr 2: 14.25; 2013 Qtr 3: 14.25; 2013 Qtr 4: 14.25; 2014 Qtr 1: 13.5; 2014 Qtr 2: 13.5; 2014 Qtr 3: 13.5; 2014 Qtr 4: 13.5 | 111
3233 | 445210-Lighting - Exterior LED Fixtures <=80 watts | WPSDGENRLG0181, Rev 1, Msr 1 | System | Commercial | 24-RTS-Retail–Small-LIT_EXT | TRUE |  |  | linear ft | RET | 822 | 50 | 0 | 0 | 0 | 772 | 124.95 |  | kWh | 0 | 0 | Commercial |  | Winter Only | [6 empty] | Large Boilers (>100 MMBtu/hr Heat Input):Uncontrolled | 16 | 85% | [12 empty] | 0% | 0% | 0% | 206 | 198 | 0 | 0 | 0 | 0 | 0 | 0 | 0 | 0 | 0 | 2013 Qtr 1: 51.5; 2013 Qtr 2: 51.5; 2013 Qtr 3: 51.5; 2013 Qtr 4: 51.5; 2014 Qtr 1: 49.5; 2014 Qtr 2: 49.5; 2014 Qtr 3: 49.5; 2014 Qtr 4: 49.5 | 404
3233 | 445212-Lighting - Interior LED Fixtures <=130 watts | WPSDGENRLG0080, Rev 1, Msr 1 | System | Commercial | 24-RTS-Retail–Small-LIT_EXT | TRUE |  |  | linear ft | RET | 1524 | 85 | 0 | 0 | 0 | 1439 | 527.1168 |  | kWh | 0.12524 | -1.3884 | Commercial |  | Winter Only | [6 empty] | Large Boilers (>100 MMBtu/hr Heat Input):Uncontrolled | 12 | 85% | [12 empty] | 0% | 0% | 0% | 3 | 3 | 0 | 0 | 0 | 0 | 0 | 0 | 0 | 0 | 0 | 2013 Qtr 1: 0.75; 2013 Qtr 2: 0.75; 2013 Qtr 3: 0.75; 2013 Qtr 4: 0.75; 2014 Qtr 1: 0.75; 2014 Qtr 2: 0.75; 2014 Qtr 3: 0.75; 2014 Qtr 4: 0.75 | 6
3233 | 445215-Lighting - LED System <=15 watts Surface/Pendant/Recessed Down Lighting | WPSDGENRLG0196, Rev 1, Msr 1 | System | Commercial | 18-OFS-Office–Small-IntLight | TRUE |  |  | Lamp | RET | 208 | 20 | 0 | 0 | 0 | 188 | 192.3264 |  | kWh | 0.045697 | -0.50657 | Commercial |  | Winter Only | [6 empty] | Large Boilers (>100 MMBtu/hr Heat Input):Uncontrolled | 1.8 | 70% | [12 empty] | 0% | 0% | 0% | 103 | 99 | 0 | 0 | 0 | 0 | 0 | 0 | 0 | 0 | 0 | 2013 Qtr 1: 25.75; 2013 Qtr 2: 25.75; 2013 Qtr 3: 25.75; 2013 Qtr 4: 25.75; 2014 Qtr 1: 24.75; 2014 Qtr 2: 24.75; 2014 Qtr 3: 24.75; 2014 Qtr 4: 24.75 | 202
3233 | 445217-Lighting - Linear LED Systems (T12 Basecase) | WPSDGENRLG0081, Rev 2, Msr 2 | System | Commercial | 18-OFS-Office–Small-IntLight | TRUE |  |  | Fixture | RET | 13 | 12 | 0 | 0 | 0 | 1 | 12.4656 |  | kWh | 0.0029618 | -0.032834 | Commercial |  | Winter Only | [6 empty] | Large Boilers (>100 MMBtu/hr Heat Input):Uncontrolled | 11 | 85% | [12 empty] | 0% | 0% | 0% | 4 | 3 | 0 | 0 | 0 | 0 | 0 | 0 | 0 | 0 | 0 | 2013 Qtr 1: 1; 2013 Qtr 2: 1; 2013 Qtr 3: 1; 2013 Qtr 4: 1; 2014 Qtr 1: 0.75; 2014 Qtr 2: 0.75; 2014 Qtr 3: 0.75; 2014 Qtr 4: 0.75 | 7
3233 | 445219-Lighting - Premium Tier 5' Case Door | WPSDGENRLG0082, Rev 1, Msr 1 | System | Commercial | 18-OFS-Office–Small-IntLight | TRUE |  |  | Door | RET | 254 | 65 | 0 | 0 | 0 | 189 | 333 |  | kWh | 0.051 | 0 | Commercial |  | Winter Only | [6 empty] | Large Boilers (>100 MMBtu/hr Heat Input):Uncontrolled | 11 | 70% | [12 empty] | 0% | 0% | 0% | 871 | 834 | 0 | 0 | 0 | 0 | 0 | 0 | 0 | 0 | 0 | 2013 Qtr 1: 217.75; 2013 Qtr 2: 217.75; 2013 Qtr 3: 217.75; 2013 Qtr 4: 217.75; 2014 Qtr 1: 208.5; 2014 Qtr 2: 208.5; 2014 Qtr 3: 208.5; 2014 Qtr 4: 208.5 | 1705
3233 | 445220-Lighting - Premium Tier 6' Case Door | WPSDGENRLG0082, Rev 1, Msr 3 | System | Commercial | 18-OFS-Office–Small-IntLight | TRUE |  |  | Door | RET | 299 | 100 | 0 | 0 | 0 | 199 | 577 |  | kWh | 0.088 | 0 | Commercial |  | Winter Only | [6 empty] | Large Boilers (>100 MMBtu/hr Heat Input):Uncontrolled | 11 | 70% | [12 empty] | 0% | 0% | 0% | 657 | 630 | 0 | 0 | 0 | 0 | 0 | 0 | 0 | 0 | 0 | 2013 Qtr 1: 164.25; 2013 Qtr 2: 164.25; 2013 Qtr 3: 164.25; 2013 Qtr 4: 164.25; 2014 Qtr 1: 157.5; 2014 Qtr 2: 157.5; 2014 Qtr 3: 157.5; 2014 Qtr 4: 157.5 | 1287
3233 | 445360-Lighting - Remove 4 Ft T-8 (De-Lamp 32W) | WPSDGENRLG0022, Rev 3, Msr 3 | System | Commercial | 01-ALC-AllCommercial-IntLight | TRUE |  |  | Lamp | RET | 25.86 | 4 | 0 | 0 | 0 | 21.86 | 106.848 |  | kWh | 0.025387 | -0.28143 | Commercial |  | Winter Only | [6 empty] | Large Boilers (>100 MMBtu/hr Heat Input):Uncontrolled | 15 | 70% | [12 empty] | 0% | 0% | 0% | 1118 | 1073 | 0 | 0 | 0 | 0 | 0 | 0 | 0 | 0 | 0 | 2013 Qtr 1: 279.5; 2013 Qtr 2: 279.5; 2013 Qtr 3: 279.5; 2013 Qtr 4: 279.5; 2014 Qtr 1: 268.25; 2014 Qtr 2: 268.25; 2014 Qtr 3: 268.25; 2014 Qtr 4: 268.25 | 2191
3233 | 445372-A-lamps: 41-100 watts existing, up to 30 watts LED A-lamp | WPSDGENRLG0106, Rev 1, Msr 15 | System | Commercial | 01-ALC-AllCommercial-IntLight | TRUE |  |  | Lamp | RET | 25.47 | 15 | 0 | 0 | 0 | 10.47 | 151.7262 |  | kWh | 0.032447 | -0.38202 | Commercial |  | Winter Only | [6 empty] | Large Boilers (>100 MMBtu/hr Heat Input):Uncontrolled | 6.3 | 85% | [12 empty] | 0% | 0% | 0% | 204 | 204 | 0 | 0 | 0 | 0 | 0 | 0 | 0 | 0 | 0 | 2013 Qtr 1: 51; 2013 Qtr 2: 51; 2013 Qtr 3: 51; 2013 Qtr 4: 51; 2014 Qtr 1: 51; 2014 Qtr 2: 51; 2014 Qtr 3: 51; 2014 Qtr 4: 51 | 408
3233 | 445374-MR 16: 36-50 watts existing, 5 watts to 10 watts LED MR 16 | WPSDGENRLG0106, Rev 1, Msr 2 | System | Commercial | 01-ALC-AllCommercial-IntLight | TRUE |  |  | Lamp | RET | 27.9 | 12.5 | 0 | 0 | 0 | 15.4 | 91.961 |  | kWh | 0.019666 | -0.23154 | Commercial |  | Winter Only | [6 empty] | Large Boilers (>100 MMBtu/hr Heat Input):Uncontrolled | 6.3 | 85% | [12 empty] | 0% | 0% | 0% | 1156 | 1154 | 0 | 0 | 0 | 0 | 0 | 0 | 0 | 0 | 0 | 2013 Qtr 1: 289; 2013 Qtr 2: 289; 2013 Qtr 3: 289; 2013 Qtr 4: 289; 2014 Qtr 1: 288.5; 2014 Qtr 2: 288.5; 2014 Qtr 3: 288.5; 2014 Qtr 4: 288.5 | 2310
3233 | 445376-PAR 30: 51-75 watts existing, 10 watts to 21 watts LED PAR 30 | WPSDGENRLG0106, Rev 1, Msr 5 | System | Commercial | 01-ALC-AllCommercial-IntLight | TRUE |  |  |  | RET | 37.14 | 17.5 | 0 | 0 | 0 | 19.64 | 167.9 |  | kWh | 0.035906 | -0.42275 | Commercial |  | Winter Only | [6 empty] | Large Boilers (>100 MMBtu/hr Heat Input):Uncontrolled | 6.3 | 85% | [12 empty] | 0% | 0% | 0% | 340 | 339 | 0 | 0 | 0 | 0 | 0 | 0 | 0 | 0 | 0 | 2013 Qtr 1: 85; 2013 Qtr 2: 85; 2013 Qtr 3: 85; 2013 Qtr 4: 85; 2014 Qtr 1: 84.75; 2014 Qtr 2: 84.75; 2014 Qtr 3: 84.75; 2014 Qtr 4: 84.75 | 679
3233 | 445378-PAR 38: 51-90 watts existing, 11 watts to 25 watts LED PAR 38 | WPSDGENRLG0106, Rev 1, Msr 8 | System | Commercial | 01-ALC-AllCommercial-IntLight | TRUE |  |  | Lamp | RET | 55.99 | 20 | 0 | 0 | 0 | 35.99 | 240.3424 |  | kWh | 0.051398 | -0.60515 | Commercial |  | Winter Only | [6 empty] | Large Boilers (>100 MMBtu/hr Heat Input):Uncontrolled | 6.3 | 85% | [12 empty] | 0% | 0% | 0% | 476 | 475 | 0 | 0 | 0 | 0 | 0 | 0 | 0 | 0 | 0 | 2013 Qtr 1: 119; 2013 Qtr 2: 119; 2013 Qtr 3: 119; 2013 Qtr 4: 119; 2014 Qtr 1: 118.75; 2014 Qtr 2: 118.75; 2014 Qtr 3: 118.75; 2014 Qtr 4: 118.75 | 951
3237 | 442007-Lighting - Exterior Linear Fl. Lighting |  | System | Commercial | 01-ALC-AllCommercial-ExtLight | TRUE |  |  | kWh | RET | 0.331 | 0.0625 | 0 | 0 | 0 | 0.2685 | 1 |  | kWh | 8.3685e-05 | 0 | Commercial |  | Winter Only | [6 empty] | Large Boilers (>100 MMBtu/hr Heat Input):Uncontrolled | 15 | 70% | [5 empty] | 90% | [6 empty] | 0% | 0% | 0% | 5751 | 5530 | 0 | 0 | 0 | 0 | 0 | 0 | 0 | 0 | 0 | 2013 Qtr 1: 1437.75; 2013 Qtr 2: 1437.75; 2013 Qtr 3: 1437.75; 2013 Qtr 4: 1437.75; 2014 Qtr 1: 1382.5; 2014 Qtr 2: 1382.5; 2014 Qtr 3: 1382.5; 2014 Qtr 4: 1382.5 | 11281
3237 | 442008-Lighting - Exterior Pulse Start MH |  | System | Commercial | 01-ALC-AllCommercial-ExtLight | TRUE |  |  | kWh | RET | 0.33 | 0.0625 | 0 | 0 | 0 | 0.2675 | 1 |  | kWh | 0 | 0 | Commercial |  | Winter Only | [6 empty] | Large Boilers (>100 MMBtu/hr Heat Input):Uncontrolled | 15 | 70% | [5 empty] | 90% | [6 empty] | 0% | 0% | 0% | 2596 | 2497 | 0 | 0 | 0 | 0 | 0 | 0 | 0 | 0 | 0 | 2013 Qtr 1: 649; 2013 Qtr 2: 649; 2013 Qtr 3: 649; 2013 Qtr 4: 649; 2014 Qtr 1: 624.25; 2014 Qtr 2: 624.25; 2014 Qtr 3: 624.25; 2014 Qtr 4: 624.25 | 5093
3237 | 442010-Lighting - Exterior Induction |  | System | Commercial | 01-ALC-AllCommercial-ExtLight | TRUE |  |  | kWh | RET | 0.87 | 0.0625 | 0 | 0 | 0 | 0.8075 | 1 |  | kWh | 0 | 0 | Commercial |  | Winter Only | [6 empty] | Large Boilers (>100 MMBtu/hr Heat Input):Uncontrolled | 15 | 70% | [5 empty] | 90% | [6 empty] | 0% | 0% | 0% | 5106 | 4910 | 0 | 0 | 0 | 0 | 0 | 0 | 0 | 0 | 0 | 2013 Qtr 1: 1276.5; 2013 Qtr 2: 1276.5; 2013 Qtr 3: 1276.5; 2013 Qtr 4: 1276.5; 2014 Qtr 1: 1227.5; 2014 Qtr 2: 1227.5; 2014 Qtr 3: 1227.5; 2014 Qtr 4: 1227.5 | 10016
3237 | 442011-Lighting - Exterior LED |  | System | Commercial | 01-ALC-AllCommercial-ExtLight | TRUE |  |  | kWh | ER | 0.53 | 0.0625 | 0 | 0 | 0 | 0.4675 | 1 |  | kWh | 1.8176e-05 | 0 | Commercial |  | Winter Only | 15 | 0.265 |  | 0.63 | 1.1451e-05 | 0 | Large Boilers (>100 MMBtu/hr Heat Input):Uncontrolled | 5 | 70% | [5 empty] | 90% | [6 empty] | 0% | 0% | 0% | 2867 | 2750 | 0 | 0 | 0 | 0 | 0 | 0 | 0 | 0 | 0 | 2013 Qtr 1: 716.75; 2013 Qtr 2: 716.75; 2013 Qtr 3: 716.75; 2013 Qtr 4: 716.75; 2014 Qtr 1: 687.5; 2014 Qtr 2: 687.5; 2014 Qtr 3: 687.5; 2014 Qtr 4: 687.5 | 5617
3237 | 442012-Lighting - Interior Pulse Start MH |  | System | Commercial | 01-ALC-AllCommercial-IntLight | TRUE |  |  | kWh | RET | 0.2819 | 0.0625 | 0 | 0 | 0 | 0.2194 | 1 |  | kWh | 0.00019212 | 0 | Commercial |  | Winter Only | [6 empty] | Large Boilers (>100 MMBtu/hr Heat Input):Uncontrolled | 15 | 70% | [5 empty] | 90% | [6 empty] | 0% | 0% | 0% | 32747 | 31490 | 0 | 0 | 0 | 0 | 0 | 0 | 0 | 0 | 0 | 2013 Qtr 1: 8186.75; 2013 Qtr 2: 8186.75; 2013 Qtr 3: 8186.75; 2013 Qtr 4: 8186.75; 2014 Qtr 1: 7872.5; 2014 Qtr 2: 7872.5; 2014 Qtr 3: 7872.5; 2014 Qtr 4: 7872.5 | 64237
3237 | 442014-Lighting - Interior LED - Dual Baseline |  | System | Commercial | 01-ALC-AllCommercial-IntLight | TRUE |  |  | kWh | ER | 0.275 | 0.0625 | 0 | 0 | 0 | 0.2125 | 1 |  | kWh | 0.0001228 | 0 | Commercial |  | Winter Only | 16 | 0.224 |  | 0.63 | 7.7366e-05 | 0 | Large Boilers (>100 MMBtu/hr Heat Input):Uncontrolled | 3.1447 | 70% | [5 empty] | 90% | [6 empty] | 0% | 0% | 0% | 5758 | 5524 | 0 | 0 | 0 | 0 | 0 | 0 | 0 | 0 | 0 | 2013 Qtr 1: 1439.5; 2013 Qtr 2: 1439.5; 2013 Qtr 3: 1439.5; 2013 Qtr 4: 1439.5; 2014 Qtr 1: 1381; 2014 Qtr 2: 1381; 2014 Qtr 3: 1381; 2014 Qtr 4: 1381 | 11282
3237 | 443996-Lighting - Interior CF Fixtures |  | System | Commercial | 01-ALC-AllCommercial-IntLight | TRUE |  |  | kWh | RET | 0.2819 | 0.125 | 0 | 0 | 0 | 0.1569 | 1 |  | kWh | 0.00021622 | 0 | Commercial |  | Winter Only | [6 empty] | Large Boilers (>100 MMBtu/hr Heat Input):Uncontrolled | 15 | 70% | [5 empty] | 90% | [6 empty] | 0% | 0% | 0% | 1221 | 1174 | 0 | 0 | 0 | 0 | 0 | 0 | 0 | 0 | 0 | 2013 Qtr 1: 305.25; 2013 Qtr 2: 305.25; 2013 Qtr 3: 305.25; 2013 Qtr 4: 305.25; 2014 Qtr 1: 293.5; 2014 Qtr 2: 293.5; 2014 Qtr 3: 293.5; 2014 Qtr 4: 293.5 | 2395
3237 | 443998-Lighting - Interior CFLs |  | System | Commercial | 01-ALC-AllCommercial-IntLight | TRUE |  |  | kWh | RET | 0.2819 | 0 | 0 | 0 | 0 | 0.2819 | 1 |  | kWh | 0.00014483 | 0 | Commercial |  | Winter Only | [6 empty] | Large Boilers (>100 MMBtu/hr Heat Input):Uncontrolled | 3 | 70% | [5 empty] | 90% | [6 empty] | 0% | 0% | 0% | 7039 | 6768 | 0 | 0 | 0 | 0 | 0 | 0 | 0 | 0 | 0 | 2013 Qtr 1: 1759.75; 2013 Qtr 2: 1759.75; 2013 Qtr 3: 1759.75; 2013 Qtr 4: 1759.75; 2014 Qtr 1: 1692; 2014 Qtr 2: 1692; 2014 Qtr 3: 1692; 2014 Qtr 4: 1692 | 13807
3237 | 443999-Lighting - Interior Lighting Controls |  | System | Residential | 01-ALC-AllCommercial-IntLight | TRUE |  |  | kWh | RET | 0.233 | 0.125 | 0 | 0 | 0 | 0.108 | 1 |  | kWh | 1.2089e-05 | 0 | Residential |  | Winter Only | [6 empty] | Large Boilers (>100 MMBtu/hr Heat Input):Uncontrolled | 8 | 70% | [5 empty] | 90% | [6 empty] | 0% | 0% | 0% | 32992 | 31725 | 0 | 0 | 0 | 0 | 0 | 0 | 0 | 0 | 0 | 2013 Qtr 1: 8248; 2013 Qtr 2: 8248; 2013 Qtr 3: 8248; 2013 Qtr 4: 8248; 2014 Qtr 1: 7931.25; 2014 Qtr 2: 7931.25; 2014 Qtr 3: 7931.25; 2014 Qtr 4: 7931.25 | 64717
3237 | 444000-Lighting - Other Interior lighting - Dual Baseline |  | System | Commercial | 01-ALC-AllCommercial-IntLight | TRUE |  |  | kWh | ER | 0.2819 | 0.125 | 0 | 0 | 0 | 0.1569 | 1 |  | kWh | 0.0001234 | 0 | Commercial |  | Winter Only | 15 | 0.0564 |  | 0.2448 | 3.0209e-05 | 0 | Large Boilers (>100 MMBtu/hr Heat Input):Uncontrolled | 5 | 70% | [5 empty] | 90% | [6 empty] | 0% | 0% | 0% | 124797 | 119732 | 0 | 0 | 0 | 0 | 0 | 0 | 0 | 0 | 0 | 2013 Qtr 1: 31199.25; 2013 Qtr 2: 31199.25; 2013 Qtr 3: 31199.25; 2013 Qtr 4: 31199.25; 2014 Qtr 1: 29933; 2014 Qtr 2: 29933; 2014 Qtr 3: 29933; 2014 Qtr 4: 29933 | 244529
3237 | 444001-Lighting - Exterior Lighting Fixtures |  | System | Commercial | 01-ALC-AllCommercial-ExtLight | TRUE |  |  | kWh | RET | 0.28 | 0.0875 | 0 | 0 | 0 | 0.1925 | 1 |  | kWh | 0.00014211 | 0 | Commercial |  | Winter Only | [6 empty] | Large Boilers (>100 MMBtu/hr Heat Input):Uncontrolled | 15 | 70% | [5 empty] | 90% | [6 empty] | 0% | 0% | 0% | 70155 | 67460 | 0 | 0 | 0 | 0 | 0 | 0 | 0 | 0 | 0 | 2013 Qtr 1: 17538.75; 2013 Qtr 2: 17538.75; 2013 Qtr 3: 17538.75; 2013 Qtr 4: 17538.75; 2014 Qtr 1: 16865; 2014 Qtr 2: 16865; 2014 Qtr 3: 16865; 2014 Qtr 4: 16865 | 137615
3237 | 444002-Lighting - Exterior Lighting Controls |  | System | Commercial | 01-ALC-AllCommercial-ExtLight | TRUE |  |  | kWh | RET | 0.23 | 0.0875 | 0 | 0 | 0 | 0.1425 | 1 |  | kWh | 7.7084e-06 | 0 | Commercial |  | Winter Only | [6 empty] | Large Boilers (>100 MMBtu/hr Heat Input):Uncontrolled | 8 | 70% | [5 empty] | 90% | [6 empty] | 0% | 0% | 0% | 4893 | 4705 | 0 | 0 | 0 | 0 | 0 | 0 | 0 | 0 | 0 | 2013 Qtr 1: 1223.25; 2013 Qtr 2: 1223.25; 2013 Qtr 3: 1223.25; 2013 Qtr 4: 1223.25; 2014 Qtr 1: 1176.25; 2014 Qtr 2: 1176.25; 2014 Qtr 3: 1176.25; 2014 Qtr 4: 1176.25 | 9598
3237 | 461786-Lighting - Interior LED |  | System | Commercial | 01-ALC-AllCommercial-IntLight | TRUE |  |  | kWh | RET | 0.22 | 0.0625 | 0 | 0 | 0 | 0.1575 | 1 |  | kWh | 0.0001228 | 0 | Commercial |  | Winter Only | [6 empty] | Large Boilers (>100 MMBtu/hr Heat Input):Controlled Low NOx Burner | 16 | 60% | [5 empty] | 90% | [6 empty] | 0% | 0% | 0% | 5758 | 5525 | 0 | 0 | 0 | 0 | 0 | 0 | 0 | 0 | 0 | 2013 Qtr 1: 1439.5; 2013 Qtr 2: 1439.5; 2013 Qtr 3: 1439.5; 2013 Qtr 4: 1439.5; 2014 Qtr 1: 1381.25; 2014 Qtr 2: 1381.25; 2014 Qtr 3: 1381.25; 2014 Qtr 4: 1381.25 | 11283
3237 | 461787-Lighting - Other Interior lighting |  | System | Commercial | 01-ALC-AllCommercial-IntLight | TRUE |  |  | kWh | RET | 0.282 | 0.125 | 0 | 0 | 0 | 0.157 | 1 |  | kWh | 0.0001234 | 0 | Commercial |  | Winter Only | [6 empty] | Large Boilers (>100 MMBtu/hr Heat Input):Controlled Low NOx Burner | 15 | 60% | [5 empty] | 90% | [6 empty] | 0% | 0% | 0% | 41599 | 39911 | 0 | 0 | 0 | 0 | 0 | 0 | 0 | 0 | 0 | 2013 Qtr 1: 10399.75; 2013 Qtr 2: 10399.75; 2013 Qtr 3: 10399.75; 2013 Qtr 4: 10399.75; 2014 Qtr 1: 9977.75; 2014 Qtr 2: 9977.75; 2014 Qtr 3: 9977.75; 2014 Qtr 4: 9977.75 | 81510
3239 | 446456-Lighting - 8 Ft T-8 with Elec. Ballast | WPSDGENRLG0013, Rev 3, Msr 4 | System | Commercial | 18-OFS-Office–Small-IntLight | TRUE |  |  | Lamp | RET | 32.5 | 9 | 0 | 0 | 0 | 23.5 | 154.9296 |  | kWh | 0.036811 | -0.40807 | Commercial |  | Winter Only | [6 empty] | Large Boilers (>100 MMBtu/hr Heat Input):Uncontrolled | 15 | 70% | [12 empty] | 0% | 0% | 0% | 100 | 96 | 0 | 0 | 0 | 0 | 0 | 0 | 0 | 0 | 0 | 2013 Qtr 1: 25; 2013 Qtr 2: 25; 2013 Qtr 3: 25; 2013 Qtr 4: 25; 2014 Qtr 1: 24; 2014 Qtr 2: 24; 2014 Qtr 3: 24; 2014 Qtr 4: 24 | 196
3239 | 446461-Lighting - Screw in 14-26 Watt Reflector Lamp | Com-Lighting-InGen_CFLratio0357_CFLscw-15w | System | Commercial | 18-OFS-Office–Small-IntLight | TRUE |  |  | Lamp | RET | 10.2473 | 4 | 0 | 0 | 0 | 6.2473 | 133 |  | kWh | 0.0281 | -0.332 | Commercial |  | Winter Only | [6 empty] | Large Boilers (>100 MMBtu/hr Heat Input):Uncontrolled | 1.8 | 53% |  |  |  |  | 83% | [7 empty] | 0% | 0% | 0% | 187 | 180 | 0 | 0 | 0 | 0 | 0 | 0 | 0 | 0 | 0 | 2013 Qtr 1: 46.75; 2013 Qtr 2: 46.75; 2013 Qtr 3: 46.75; 2013 Qtr 4: 46.75; 2014 Qtr 1: 45; 2014 Qtr 2: 45; 2014 Qtr 3: 45; 2014 Qtr 4: 45 | 367
3239 | 446463-Lighting- Ceramic Metal Halide Fixture | WPSDGENRLG0007, Rev 1, Msr 1 | System | Commercial | 24-RTS-Retail–Small-LIT_INT | TRUE |  |  | Lamp | RET | 48.77 | 45 | 0 | 0 | 0 | 3.77 | 135.3408 |  | kWh | 0.032157 | -0.35648 | Commercial |  | Winter Only | [6 empty] | Large Boilers (>100 MMBtu/hr Heat Input):Uncontrolled | 15 | 60% | [12 empty] | 0% | 0% | 0% | 382 | 367 | 0 | 0 | 0 | 0 | 0 | 0 | 0 | 0 | 0 | 2013 Qtr 1: 95.5; 2013 Qtr 2: 95.5; 2013 Qtr 3: 95.5; 2013 Qtr 4: 95.5; 2014 Qtr 1: 91.75; 2014 Qtr 2: 91.75; 2014 Qtr 3: 91.75; 2014 Qtr 4: 91.75 | 749
3239 | 446464-Lighting-Wall or Ceiling-mounted Lighting Sensor >= 500 watts | WPSDGENRLG0016, Rev 2, Msr 1 | System | Commercial | 01-ALC-AllCommercial-IntLight | TRUE |  |  | Unit | RET | 77.28 | 50 | 0 | 0 | 0 | 27.28 | 364.7078 |  | kWh | 0.086655 | -1.0759 | Commercial |  | Winter Only | [6 empty] | Large Boilers (>100 MMBtu/hr Heat Input):Uncontrolled | 8 | 60% | [12 empty] | 0% | 0% | 0% | 15 | 15 | 0 | 0 | 0 | 0 | 0 | 0 | 0 | 0 | 0 | 2013 Qtr 1: 3.75; 2013 Qtr 2: 3.75; 2013 Qtr 3: 3.75; 2013 Qtr 4: 3.75; 2014 Qtr 1: 3.75; 2014 Qtr 2: 3.75; 2014 Qtr 3: 3.75; 2014 Qtr 4: 3.75 | 30
3239 | 446491-Lighting - Exterior Compact Fluorescent Fixture <=70 watts | WPSDGENRLG0006, Rev 3, Msr 7 | System | Commercial | 23-RTL-Retail–SingleStorylarge-LIT_EXT | TRUE |  |  | Fixture | RET | 144 | 10 | 0 | 0 | 0 | 134 | 102.5 |  | kWh | 0 | 0 | Commercial |  | Winter Only | [6 empty] | Large Boilers (>100 MMBtu/hr Heat Input):Uncontrolled | 15 | 53% | [12 empty] | 0% | 0% | 0% | 21 | 21 | 0 | 0 | 0 | 0 | 0 | 0 | 0 | 0 | 0 | 2013 Qtr 1: 5.25; 2013 Qtr 2: 5.25; 2013 Qtr 3: 5.25; 2013 Qtr 4: 5.25; 2014 Qtr 1: 5.25; 2014 Qtr 2: 5.25; 2014 Qtr 3: 5.25; 2014 Qtr 4: 5.25 | 42
3239 | 446492-Lighting - Exterior Induction Fixture <=100 watts | WPSDGENRLG0003, Rev 3, Msr 2 | System | Commercial | 23-RTL-Retail–SingleStorylarge-LIT_EXT | TRUE |  |  | Fixture | RET | 270 | 35 | 0 | 0 | 0 | 235 | 373.968 |  | kWh | 0.088855 | -0.98501 | Commercial |  | Winter Only | [6 empty] | Large Boilers (>100 MMBtu/hr Heat Input):Uncontrolled | 15 | 60% | [12 empty] | 0% | 0% | 0% | 59 | 56 | 0 | 0 | 0 | 0 | 0 | 0 | 0 | 0 | 0 | 2013 Qtr 1: 14.75; 2013 Qtr 2: 14.75; 2013 Qtr 3: 14.75; 2013 Qtr 4: 14.75; 2014 Qtr 1: 14; 2014 Qtr 2: 14; 2014 Qtr 3: 14; 2014 Qtr 4: 14 | 115
3239 | 446493-Lighting - Exterior Induction Fixture <=120 watts | WPSDGENRLG0003, Rev 3, Msr 3 | System | Commercial | 23-RTL-Retail–SingleStorylarge-LIT_EXT | TRUE |  |  | Fixture | RET | 370 | 40 | 0 | 0 | 0 | 330 | 287 |  | kWh | 0 | 0 | Commercial |  | Winter Only | [6 empty] | Large Boilers (>100 MMBtu/hr Heat Input):Uncontrolled | 15 | 60% | [12 empty] | 0% | 0% | 0% | 1 | 1 | 0 | 0 | 0 | 0 | 0 | 0 | 0 | 0 | 0 | 2013 Qtr 1: 0.25; 2013 Qtr 2: 0.25; 2013 Qtr 3: 0.25; 2013 Qtr 4: 0.25; 2014 Qtr 1: 0.25; 2014 Qtr 2: 0.25; 2014 Qtr 3: 0.25; 2014 Qtr 4: 0.25 | 2
3239 | 446494-Lighting - Exterior Induction Fixture <=180 watts | WPSDGENRLG0003, Rev 3, Msr 4 | System | Commercial | 23-RTL-Retail–SingleStorylarge-LIT_EXT | TRUE |  |  | Fixture | RET | 470 | 35 | 0 | 0 | 0 | 435 | 241.57 |  | kWh | 0 | 0 | Commercial |  | Winter Only | [6 empty] | Large Boilers (>100 MMBtu/hr Heat Input):Uncontrolled | 15 | 60% | [12 empty] | 0% | 0% | 0% | 115 | 110 | 0 | 0 | 0 | 0 | 0 | 0 | 0 | 0 | 0 | 2013 Qtr 1: 28.75; 2013 Qtr 2: 28.75; 2013 Qtr 3: 28.75; 2013 Qtr 4: 28.75; 2014 Qtr 1: 27.5; 2014 Qtr 2: 27.5; 2014 Qtr 3: 27.5; 2014 Qtr 4: 27.5 | 225
3239 | 446495-Lighting - Exterior Induction Fixture <=250 watts | WPSDGENRLG0003, Rev 3, Msr 5 | System | Commercial | 23-RTL-Retail–SingleStorylarge-LIT_EXT | TRUE |  |  | Fixture | RET | 570 | 90 | 0 | 0 | 0 | 480 | 852.8 |  | kWh | 0 | 0 | Commercial |  | Winter Only | [6 empty] | Large Boilers (>100 MMBtu/hr Heat Input):Uncontrolled | 15 | 60% | [12 empty] | 0% | 0% | 0% | 49 | 46 | 0 | 0 | 0 | 0 | 0 | 0 | 0 | 0 | 0 | 2013 Qtr 1: 12.25; 2013 Qtr 2: 12.25; 2013 Qtr 3: 12.25; 2013 Qtr 4: 12.25; 2014 Qtr 1: 11.5; 2014 Qtr 2: 11.5; 2014 Qtr 3: 11.5; 2014 Qtr 4: 11.5 | 95
3239 | 446496-Lighting - Exterior Induction Fixture <=70 watts | WPSDGENRLG0003, Rev 3, Msr 1 | System | Commercial | 23-RTL-Retail–SingleStorylarge-LIT_EXT | TRUE |  |  | Fixture | RET | 270 | 25 | 0 | 0 | 0 | 245 | 259.9968 |  | kWh | 0.061776 | -0.68481 | Commercial |  | Winter Only | [6 empty] | Large Boilers (>100 MMBtu/hr Heat Input):Uncontrolled | 15 | 60% | [12 empty] | 0% | 0% | 0% | 134 | 129 | 0 | 0 | 0 | 0 | 0 | 0 | 0 | 0 | 0 | 2013 Qtr 1: 33.5; 2013 Qtr 2: 33.5; 2013 Qtr 3: 33.5; 2013 Qtr 4: 33.5; 2014 Qtr 1: 32.25; 2014 Qtr 2: 32.25; 2014 Qtr 3: 32.25; 2014 Qtr 4: 32.25 | 263
3239 | 446497-Lighting - Exterior Pulse Start/Ceramic Metal Halide Fixtures <=100 watts | WPSDGENRLG0003, Rev 3, Msr 2 | System | Commercial | 18-OFS-Office–Small-IntLight | TRUE |  |  | Lamp | RET | 270 | 10 | 0 | 0 | 0 | 260 | 373.968 |  | kWh | 0.088855 | -0.98501 | Commercial |  | Winter Only | [6 empty] | Large Boilers (>100 MMBtu/hr Heat Input):Uncontrolled | 15 | 60% | [12 empty] | 0% | 0% | 0% | 4 | 4 | 0 | 0 | 0 | 0 | 0 | 0 | 0 | 0 | 0 | [44 empty] | 8 | bar: 2013 Qtr 1 to 2014 Qtr 4
3239 | 446498-Lighting - Exterior Pulse Start/Ceramic Metal Halide Fixtures <=125 watts | WPSDGENRLG0003, Rev 3, Msr 3 | System | Commercial | 18-OFS-Office–Small-IntLight | TRUE |  |  | Lamp | RET | 370 | 10 | 0 | 0 | 0 | 360 | 287 |  | kWh | 0 | 0 | Commercial |  | Winter Only | [6 empty] | Large Boilers (>100 MMBtu/hr Heat Input):Uncontrolled | 15 | 60% | [12 empty] | 0% | 0% | 0% | 3 | 3 | 0 | 0 | 0 | 0 | 0 | 0 | 0 | 0 | 0 | 2013 Qtr 1: 0.75; 2013 Qtr 2: 0.75; 2013 Qtr 3: 0.75; 2013 Qtr 4: 0.75; 2014 Qtr 1: 0.75; 2014 Qtr 2: 0.75; 2014 Qtr 3: 0.75; 2014 Qtr 4: 0.75 | 6
3239 | 446499-Lighting - Exterior Pulse Start/Ceramic Metal Halide Fixtures <=175 watts | WPSDGENRLG0003, Rev 3, Msr 4 | System | Commercial | 18-OFS-Office–Small-IntLight | TRUE |  |  | Lamp | RET | 470 | 15 | 0 | 0 | 0 | 455 | 241.57 |  | kWh | 0 | 0 | Commercial |  | Winter Only | [6 empty] | Large Boilers (>100 MMBtu/hr Heat Input):Uncontrolled | 15 | 60% | [12 empty] | 0% | 0% | 0% | 3 | 3 | 0 | 0 | 0 | 0 | 0 | 0 | 0 | 0 | 0 | 2013 Qtr 1: 0.75; 2013 Qtr 2: 0.75; 2013 Qtr 3: 0.75; 2013 Qtr 4: 0.75; 2014 Qtr 1: 0.75; 2014 Qtr 2: 0.75; 2014 Qtr 3: 0.75; 2014 Qtr 4: 0.75 | 6
3239 | 446500-Lighting - Exterior Pulse Start/Ceramic Metal Halide Fixtures <=250 watts | WPSDGENRLG0003, Rev 3, Msr 5 | System | Commercial | 24-RTS-Retail–Small-LIT_INT | TRUE |  |  | Lamp | RET | 570 | 15 | 0 | 0 | 0 | 555 | 852.8 |  | kWh | 0 | 0 | Commercial |  | Winter Only | [6 empty] | Large Boilers (>100 MMBtu/hr Heat Input):Uncontrolled | 15 | 60% | [12 empty] | 0% | 0% | 0% | 26 | 25 | 0 | 0 | 0 | 0 | 0 | 0 | 0 | 0 | 0 | 2013 Qtr 1: 6.5; 2013 Qtr 2: 6.5; 2013 Qtr 3: 6.5; 2013 Qtr 4: 6.5; 2014 Qtr 1: 6.25; 2014 Qtr 2: 6.25; 2014 Qtr 3: 6.25; 2014 Qtr 4: 6.25 | 51
3239 | 446501-Lighting - Exterior Pulse Start/Ceramic Metal Halide Fixtures <=70 watts | WPSDGENRLG0003, Rev 3, Msr 1 | System | Commercial | 24-RTS-Retail–Small-LIT_INT | TRUE |  |  | Lamp | RET | 270 | 5 | 0 | 0 | 0 | 265 | 259.9968 |  | kWh | 0.061776 | -0.68481 | Commercial |  | Winter Only | [6 empty] | Large Boilers (>100 MMBtu/hr Heat Input):Uncontrolled | 15 | 60% | [12 empty] | 0% | 0% | 0% | 4 | 4 | 0 | 0 | 0 | 0 | 0 | 0 | 0 | 0 | 0 | [44 empty] | 8 | bar: 2013 Qtr 1 to 2014 Qtr 4
3239 | 446502-Lighting - Exterior Pulse Start/Ceramic Metal Halide Fixtures <=750 watts | WPSDGENRLG0003, Rev 3, Msr 5 | System | Commercial | 24-RTS-Retail–Small-LIT_INT | TRUE |  |  | Lamp | RET | 570 | 20 | 0 | 0 | 0 | 550 | 852.8 |  | kWh | 0 | 0 | Commercial |  | Winter Only | [6 empty] | Large Boilers (>100 MMBtu/hr Heat Input):Uncontrolled | 15 | 60% | [12 empty] | 0% | 0% | 0% | 4 | 4 | 0 | 0 | 0 | 0 | 0 | 0 | 0 | 0 | 0 | [44 empty] | 8 | bar: 2013 Qtr 1 to 2014 Qtr 4
3239 | 446503-Lighting - Interior Compact Fluorescent Fixture <=128 watts | WPSDGENRLG0006, Rev 3, Msr 3 | System | Commercial | 01-ALC-AllCommercial-IntLight | TRUE |  |  | Fixture | RET | 180 | 20 | 0 | 0 | 0 | 160 | 220.8192 |  | kWh | 0.052467 | -0.58162 | Commercial |  | Winter Only | [6 empty] | Large Boilers (>100 MMBtu/hr Heat Input):Uncontrolled | 12 | 60% | [12 empty] | 0% | 0% | 0% | 3 | 3 | 0 | 0 | 0 | 0 | 0 | 0 | 0 | 0 | 0 | 2013 Qtr 1: 0.75; 2013 Qtr 2: 0.75; 2013 Qtr 3: 0.75; 2013 Qtr 4: 0.75; 2014 Qtr 1: 0.75; 2014 Qtr 2: 0.75; 2014 Qtr 3: 0.75; 2014 Qtr 4: 0.75 | 6
3239 | 446507-Lighting - Interior Compact Fluorescent Fixture <=70 watts | WPSDGENRLG0006, Rev 3, Msr 2 | System | Commercial | 01-ALC-AllCommercial-IntLight | TRUE |  |  | Fixture | RET | 214.36 | 15 | 0 | 0 | 0 | 199.36 | 89.04 |  | kWh | 0.021156 | -0.23453 | Commercial |  | Winter Only | [6 empty] | Large Boilers (>100 MMBtu/hr Heat Input):Uncontrolled | 12 | 60% | [12 empty] | 0% | 0% | 0% | 9 | 9 | 0 | 0 | 0 | 0 | 0 | 0 | 0 | 0 | 0 | 2013 Qtr 1: 2.25; 2013 Qtr 2: 2.25; 2013 Qtr 3: 2.25; 2013 Qtr 4: 2.25; 2014 Qtr 1: 2.25; 2014 Qtr 2: 2.25; 2014 Qtr 3: 2.25; 2014 Qtr 4: 2.25 | 18
3239 | 446510-Lighting - Interior Induction Fixture <=250watts | WPSDGENRLG0002, Rev 3, Msr 5 | System | Commercial | 01-ALC-AllCommercial-IntLight | TRUE |  |  | Lamp | RET | 570 | 90 | 0 | 0 | 0 | 480 | 349.0368 |  | kWh | 0.082932 | -0.91934 | Commercial |  | Winter Only | [6 empty] | Large Boilers (>100 MMBtu/hr Heat Input):Uncontrolled | 15 | 60% | [12 empty] | 0% | 0% | 0% | 1 | 1 | 0 | 0 | 0 | 0 | 0 | 0 | 0 | 0 | 0 | 2013 Qtr 1: 0.25; 2013 Qtr 2: 0.25; 2013 Qtr 3: 0.25; 2013 Qtr 4: 0.25; 2014 Qtr 1: 0.25; 2014 Qtr 2: 0.25; 2014 Qtr 3: 0.25; 2014 Qtr 4: 0.25 | 2
3239 | 446513-Lighting - Interior Linear Fluorescent Fixture <=128 watts replacing 101-175 Watts | WPSDGENRLG0044, Rev 3, Msr 5 | System | Commercial | 01-ALC-AllCommercial-IntLight | TRUE |  |  | Fixture | RET | 207 | 25 | 0 | 0 | 0 | 182 | 259.9968 |  | kWh | 0.061776 | -0.68481 | Commercial |  | Winter Only | [6 empty] | Large Boilers (>100 MMBtu/hr Heat Input):Uncontrolled | 15 | 70% | [12 empty] | 0% | 0% | 0% | 62 | 59 | 0 | 0 | 0 | 0 | 0 | 0 | 0 | 0 | 0 | 2013 Qtr 1: 15.5; 2013 Qtr 2: 15.5; 2013 Qtr 3: 15.5; 2013 Qtr 4: 15.5; 2014 Qtr 1: 14.75; 2014 Qtr 2: 14.75; 2014 Qtr 3: 14.75; 2014 Qtr 4: 14.75 | 121
3239 | 446514-Lighting - Interior Linear Fluorescent Fixture <=192 watts replacing 176-399 Watts | WPSDGENRLG0044, Rev 3, Msr 4 | System | Commercial | 01-ALC-AllCommercial-IntLight | TRUE |  |  | Fixture | RET | 253 | 45 | 0 | 0 | 0 | 208 | 413.1456 |  | kWh | 0.098164 | -1.0882 | Commercial |  | Winter Only | [6 empty] | Large Boilers (>100 MMBtu/hr Heat Input):Uncontrolled | 11 | 60% | [12 empty] | 0% | 0% | 0% | 31 | 30 | 0 | 0 | 0 | 0 | 0 | 0 | 0 | 0 | 0 | 2013 Qtr 1: 7.75; 2013 Qtr 2: 7.75; 2013 Qtr 3: 7.75; 2013 Qtr 4: 7.75; 2014 Qtr 1: 7.5; 2014 Qtr 2: 7.5; 2014 Qtr 3: 7.5; 2014 Qtr 4: 7.5 | 61
3239 | 446515-Lighting - Interior Linear Fluorescent Fixture <=244 watts replacing 400 Watts (Tier 1) | Com-Lighting-InGen_MV-455w_PSMH-365w_T5-46in-234w | System | Commercial | 01-ALC-AllCommercial-IntLight | TRUE |  |  | Fixture | RET | 275.71 | 75 | 0 | 0 | 0 | 200.71 | 787 |  | kWh | 0.185 | -2.04 | Commercial |  | Winter Only | [6 empty] | Large Boilers (>100 MMBtu/hr Heat Input):Uncontrolled | 15 | 70% | [12 empty] | 0% | 0% | 0% | 147 | 141 | 0 | 0 | 0 | 0 | 0 | 0 | 0 | 0 | 0 | 2013 Qtr 1: 36.75; 2013 Qtr 2: 36.75; 2013 Qtr 3: 36.75; 2013 Qtr 4: 36.75; 2014 Qtr 1: 35.25; 2014 Qtr 2: 35.25; 2014 Qtr 3: 35.25; 2014 Qtr 4: 35.25 | 288
3239 | 446516-Lighting - Interior Linear Fluorescent Fixture <=600 watts replacing >=400 Watts (Tier 1) | Com-Lighting-InGen_MV-780w_PSMH-456w_T5-46in-351w | System | Commercial | 01-ALC-AllCommercial-IntLight | TRUE |  |  | Fixture | RET | 650 | 100 | 0 | 0 | 0 | 550 | 1530 |  | kWh | 0.36 | -3.96 | Commercial |  | Winter Only | [6 empty] | Large Boilers (>100 MMBtu/hr Heat Input):Uncontrolled | 15 | 70% | [12 empty] | 0% | 0% | 0% | 34 | 34 | 0 | 0 | 0 | 0 | 0 | 0 | 0 | 0 | 0 | 2013 Qtr 1: 8.5; 2013 Qtr 2: 8.5; 2013 Qtr 3: 8.5; 2013 Qtr 4: 8.5; 2014 Qtr 1: 8.5; 2014 Qtr 2: 8.5; 2014 Qtr 3: 8.5; 2014 Qtr 4: 8.5 | 68
3239 | 446517-Lighting - Interior Linear Fluorescent Fixture <=64 watts replacing <=100 Watts | WPSDGENRLG0044, Rev 3, Msr 6 | System | Commercial | 01-ALC-AllCommercial-IntLight | TRUE |  |  | Fixture | RET | 145 | 10 | 0 | 0 | 0 | 135 | 235.0656 |  | kWh | 0.055852 | -0.61915 | Commercial |  | Winter Only | [6 empty] | Large Boilers (>100 MMBtu/hr Heat Input):Uncontrolled | 15 | 70% | [12 empty] | 0% | 0% | 0% | 30 | 28 | 0 | 0 | 0 | 0 | 0 | 0 | 0 | 0 | 0 | 2013 Qtr 1: 7.5; 2013 Qtr 2: 7.5; 2013 Qtr 3: 7.5; 2013 Qtr 4: 7.5; 2014 Qtr 1: 7; 2014 Qtr 2: 7; 2014 Qtr 3: 7; 2014 Qtr 4: 7 | 58
3239 | 446518-Lighting - Interior Linear Fluorescent Fixture 245-360 watts replacing 400 Watts (Tier 2) | WPSDGENRLG0044, Rev 3, Msr 3 | System | Commercial | 01-ALC-AllCommercial-IntLight | TRUE |  |  | Fixture | RET | 275.51 | 45 | 0 | 0 | 0 | 230.51 | 416.7072 |  | kWh | 0.09901 | -1.0976 | Commercial |  | Winter Only | [6 empty] | Large Boilers (>100 MMBtu/hr Heat Input):Uncontrolled | 15 | 70% | [12 empty] | 0% | 0% | 0% | 28 | 27 | 0 | 0 | 0 | 0 | 0 | 0 | 0 | 0 | 0 | 2013 Qtr 1: 7; 2013 Qtr 2: 7; 2013 Qtr 3: 7; 2013 Qtr 4: 7; 2014 Qtr 1: 6.75; 2014 Qtr 2: 6.75; 2014 Qtr 3: 6.75; 2014 Qtr 4: 6.75 | 55
3239 | 446522-Lighting - Interior Pulse Start/Ceramic Metal Halide Fixtures <=600 watts Tier I | WPSDGENRLG0002, Rev 3, Msr 4 | System | Commercial | 01-ALC-AllCommercial-IntLight | TRUE |  |  | Lamp | RET | 570 | 20 | 0 | 0 | 0 | 550 | 740.8128 |  | kWh | 0.17602 | -1.9512 | Commercial |  | Winter Only | [6 empty] | Large Boilers (>100 MMBtu/hr Heat Input):Uncontrolled | 16 | 60% | [12 empty] | 0% | 0% | 0% | 6 | 6 | 0 | 0 | 0 | 0 | 0 | 0 | 0 | 0 | 0 | 2013 Qtr 1: 1.5; 2013 Qtr 2: 1.5; 2013 Qtr 3: 1.5; 2013 Qtr 4: 1.5; 2014 Qtr 1: 1.5; 2014 Qtr 2: 1.5; 2014 Qtr 3: 1.5; 2014 Qtr 4: 1.5 | 12
3239 | 446533-Lighting - Occupancy Sensor - High-Bay Sensor <12' | WPSDGENRLG0016, Rev 2, Msr 3 | System | Commercial | 23-RTL-Retail–SingleStorylarge-LIT_INT | TRUE |  |  | Sensor | RET | 91.27 | 10 | 0 | 0 | 0 | 81.27 | 66.2458 |  | kWh | 0.01574 | -0.19542 | Commercial |  | Winter Only | [6 empty] | Large Boilers (>100 MMBtu/hr Heat Input):Uncontrolled | 8 | 60% | [12 empty] | 0% | 0% | 0% | 72 | 69 | 0 | 0 | 0 | 0 | 0 | 0 | 0 | 0 | 0 | 2013 Qtr 1: 18; 2013 Qtr 2: 18; 2013 Qtr 3: 18; 2013 Qtr 4: 18; 2014 Qtr 1: 17.25; 2014 Qtr 2: 17.25; 2014 Qtr 3: 17.25; 2014 Qtr 4: 17.25 | 141
3239 | 446534-Lighting - Occupancy Sensor - High-Bay Sensor >=12' | WPSDGENRLG0016, Rev 2, Msr 2 | System | Commercial | 01-ALC-AllCommercial-IntLight | TRUE |  |  | Sensor | RET | 91.27 | 15 | 0 | 0 | 0 | 76.27 | 166.6829 |  | kWh | 0.039604 | -0.49171 | Commercial |  | Winter Only | [6 empty] | Large Boilers (>100 MMBtu/hr Heat Input):Uncontrolled | 8 | 60% | [12 empty] | 0% | 0% | 0% | 243 | 233 | 0 | 0 | 0 | 0 | 0 | 0 | 0 | 0 | 0 | 2013 Qtr 1: 60.75; 2013 Qtr 2: 60.75; 2013 Qtr 3: 60.75; 2013 Qtr 4: 60.75; 2014 Qtr 1: 58.25; 2014 Qtr 2: 58.25; 2014 Qtr 3: 58.25; 2014 Qtr 4: 58.25 | 476
3239 | 446536-Lighting - Occupancy Sensor - Wallbox Lighting Sensor | WPSDGENRLG0016, Rev 2, Msr 4 | System | Commercial | 18-OFS-Office–Small-IntLight | TRUE |  |  | Sensor | RET | 77.28 | 5 | 0 | 0 | 0 | 72.28 | 128.2176 |  | kWh | 0.030465 | -0.37824 | Commercial |  | Winter Only | [6 empty] | Large Boilers (>100 MMBtu/hr Heat Input):Uncontrolled | 8 | 60% | [12 empty] | 0% | 0% | 0% | 1618 | 1552 | 0 | 0 | 0 | 0 | 0 | 0 | 0 | 0 | 0 | 2013 Qtr 1: 404.5; 2013 Qtr 2: 404.5; 2013 Qtr 3: 404.5; 2013 Qtr 4: 404.5; 2014 Qtr 1: 388; 2014 Qtr 2: 388; 2014 Qtr 3: 388; 2014 Qtr 4: 388 | 3170
3239 | 446537-Lighting - T8 to 4ft 25 Watt Lamp | WPSDGENRLG0120, Rev 3, Msr 1 | System | Commercial | 18-OFS-Office–Small-IntLight | TRUE |  |  | Lamp | RET | 2 | 1 | 0 | 0 | 0 | 1 | 24.9312 |  | kWh | 0.0059237 | -0.065667 | Commercial |  | Winter Only | [6 empty] | Large Boilers (>100 MMBtu/hr Heat Input):Uncontrolled | 15 | 70% | [12 empty] | 0% | 0% | 0% | 3876 | 3719 | 0 | 0 | 0 | 0 | 0 | 0 | 0 | 0 | 0 | 2013 Qtr 1: 969; 2013 Qtr 2: 969; 2013 Qtr 3: 969; 2013 Qtr 4: 969; 2014 Qtr 1: 929.75; 2014 Qtr 2: 929.75; 2014 Qtr 3: 929.75; 2014 Qtr 4: 929.75 | 7595
3239 | 446538-Lighting - T8 to 4ft 28 Watt Lamp | WPSDGENRLG0120, Rev 3, Msr 2 | System | Commercial | 18-OFS-Office–Small-IntLight | TRUE |  |  | Lamp | RET | 2 | 0.5 | 0 | 0 | 0 | 1.5 | 14.2464 |  | kWh | 0.003385 | -0.037524 | Commercial |  | Winter Only | [6 empty] | Large Boilers (>100 MMBtu/hr Heat Input):Uncontrolled | 15 | 70% | [12 empty] | 0% | 0% | 0% | 1630 | 1563 | 0 | 0 | 0 | 0 | 0 | 0 | 0 | 0 | 0 | 2013 Qtr 1: 407.5; 2013 Qtr 2: 407.5; 2013 Qtr 3: 407.5; 2013 Qtr 4: 407.5; 2014 Qtr 1: 390.75; 2014 Qtr 2: 390.75; 2014 Qtr 3: 390.75; 2014 Qtr 4: 390.75 | 3193
3239 | 446574-Lighting - Exterior LED Fixtures <=110 watts | WPSDGENRLG0181, Rev 1, Msr 2 | System | Commercial | 24-RTS-Retail–Small-LIT_EXT | TRUE |  |  | linear ft | RET | 1056 | 80 | 0 | 0 | 0 | 976 | 166.6 |  | kWh | 0 | 0 | Commercial |  | Winter Only | [6 empty] | Large Boilers (>100 MMBtu/hr Heat Input):Uncontrolled | 15 | 60% | [12 empty] | 0% | 0% | 0% | 7 | 7 | 0 | 0 | 0 | 0 | 0 | 0 | 0 | 0 | 0 | 2013 Qtr 1: 1.75; 2013 Qtr 2: 1.75; 2013 Qtr 3: 1.75; 2013 Qtr 4: 1.75; 2014 Qtr 1: 1.75; 2014 Qtr 2: 1.75; 2014 Qtr 3: 1.75; 2014 Qtr 4: 1.75 | 14
3239 | 446575-Lighting - Exterior LED Fixtures <=192watts | WPSDGENRLG0181, Rev 1, Msr 4 | System | Commercial | 24-RTS-Retail–Small-LIT_EXT | TRUE |  |  | linear ft | RET | 1672 | 125 | 0 | 0 | 0 | 1547 | 241.57 |  | kWh | 0 | 0 | Commercial |  | Winter Only | [6 empty] | Large Boilers (>100 MMBtu/hr Heat Input):Uncontrolled | 16 | 70% | [12 empty] | 0% | 0% | 0% | 32 | 31 | 0 | 0 | 0 | 0 | 0 | 0 | 0 | 0 | 0 | 2013 Qtr 1: 8; 2013 Qtr 2: 8; 2013 Qtr 3: 8; 2013 Qtr 4: 8; 2014 Qtr 1: 7.75; 2014 Qtr 2: 7.75; 2014 Qtr 3: 7.75; 2014 Qtr 4: 7.75 | 63
3239 | 446576-Lighting - Exterior LED Fixtures <=350 watts | WPSDGENRLG0181, Rev 1, Msr 5 | System | Commercial | 24-RTS-Retail–Small-LIT_EXT | TRUE |  |  | linear ft | RET | 2020 | 125 | 0 | 0 | 0 | 1895 | 208.25 |  | kWh | 0 | 0 | Commercial |  | Winter Only | [6 empty] | Large Boilers (>100 MMBtu/hr Heat Input):Uncontrolled | 16 | 70% | [12 empty] | 0% | 0% | 0% | 28 | 27 | 0 | 0 | 0 | 0 | 0 | 0 | 0 | 0 | 0 | 2013 Qtr 1: 7; 2013 Qtr 2: 7; 2013 Qtr 3: 7; 2013 Qtr 4: 7; 2014 Qtr 1: 6.75; 2014 Qtr 2: 6.75; 2014 Qtr 3: 6.75; 2014 Qtr 4: 6.75 | 55
3239 | 446577-Lighting - Exterior LED Fixtures <=80 watts | WPSDGENRLG0181, Rev 1, Msr 1 | System | Commercial | 24-RTS-Retail–Small-LIT_EXT | TRUE |  |  | linear ft | RET | 822 | 50 | 0 | 0 | 0 | 772 | 124.95 |  | kWh | 0 | 0 | Commercial |  | Winter Only | [6 empty] | Large Boilers (>100 MMBtu/hr Heat Input):Uncontrolled | 16 | 70% | [12 empty] | 0% | 0% | 0% | 102 | 98 | 0 | 0 | 0 | 0 | 0 | 0 | 0 | 0 | 0 | 2013 Qtr 1: 25.5; 2013 Qtr 2: 25.5; 2013 Qtr 3: 25.5; 2013 Qtr 4: 25.5; 2014 Qtr 1: 24.5; 2014 Qtr 2: 24.5; 2014 Qtr 3: 24.5; 2014 Qtr 4: 24.5 | 200
3239 | 446579-Lighting - Interior LED Fixtures <=130 watts | WPSDGENRLG0080, Rev 1, Msr 1 | System | Commercial | 24-RTS-Retail–Small-LIT_EXT | TRUE |  |  | linear ft | RET | 1524 | 85 | 0 | 0 | 0 | 1439 | 527.1168 |  | kWh | 0.12524 | -1.3884 | Commercial |  | Winter Only | [6 empty] | Large Boilers (>100 MMBtu/hr Heat Input):Uncontrolled | 12 | 85% | [12 empty] | 0% | 0% | 0% | 1 | 1 | 0 | 0 | 0 | 0 | 0 | 0 | 0 | 0 | 0 | 2013 Qtr 1: 0.25; 2013 Qtr 2: 0.25; 2013 Qtr 3: 0.25; 2013 Qtr 4: 0.25; 2014 Qtr 1: 0.25; 2014 Qtr 2: 0.25; 2014 Qtr 3: 0.25; 2014 Qtr 4: 0.25 | 2
3239 | 446582-Lighting - LED System <=15 watts Surface/Pendant/Recessed Down Lighting | WPSDGENRLG0196, Rev 1, Msr 1 | System | Commercial | 18-OFS-Office–Small-IntLight | TRUE |  |  | Lamp | RET | 208 | 20 | 0 | 0 | 0 | 188 | 192.3264 |  | kWh | 0.045697 | -0.50657 | Commercial |  | Winter Only | [6 empty] | Large Boilers (>100 MMBtu/hr Heat Input):Uncontrolled | 1.8 | 85% | [12 empty] | 0% | 0% | 0% | 52 | 49 | 0 | 0 | 0 | 0 | 0 | 0 | 0 | 0 | 0 | 2013 Qtr 1: 13; 2013 Qtr 2: 13; 2013 Qtr 3: 13; 2013 Qtr 4: 13; 2014 Qtr 1: 12.25; 2014 Qtr 2: 12.25; 2014 Qtr 3: 12.25; 2014 Qtr 4: 12.25 | 101
3239 | 446584-Lighting - Linear LED Systems (T12 Basecase) | WPSDGENRLG0081, Rev 2, Msr 2 | System | Commercial | 18-OFS-Office–Small-IntLight | TRUE |  |  | Fixture | RET | 13 | 12 | 0 | 0 | 0 | 1 | 12.4656 |  | kWh | 0.0029618 | -0.032834 | Commercial |  | Winter Only | [6 empty] | Large Boilers (>100 MMBtu/hr Heat Input):Uncontrolled | 11 | 85% | [12 empty] | 0% | 0% | 0% | 1 | 1 | 0 | 0 | 0 | 0 | 0 | 0 | 0 | 0 | 0 | 2013 Qtr 1: 0.25; 2013 Qtr 2: 0.25; 2013 Qtr 3: 0.25; 2013 Qtr 4: 0.25; 2014 Qtr 1: 0.25; 2014 Qtr 2: 0.25; 2014 Qtr 3: 0.25; 2014 Qtr 4: 0.25 | 2
3239 | 446586-Lighting - Premium Tier 5' Case Door | WPSDGENRLG0082, Rev 1, Msr 1 | System | Commercial | 18-OFS-Office–Small-IntLight | TRUE |  |  | Door | RET | 254 | 65 | 0 | 0 | 0 | 189 | 333 |  | kWh | 0.051 | 0 | Commercial |  | Winter Only | [6 empty] | Large Boilers (>100 MMBtu/hr Heat Input):Uncontrolled | 11 | 70% | [12 empty] | 0% | 0% | 0% | 435 | 417 | 0 | 0 | 0 | 0 | 0 | 0 | 0 | 0 | 0 | 2013 Qtr 1: 108.75; 2013 Qtr 2: 108.75; 2013 Qtr 3: 108.75; 2013 Qtr 4: 108.75; 2014 Qtr 1: 104.25; 2014 Qtr 2: 104.25; 2014 Qtr 3: 104.25; 2014 Qtr 4: 104.25 | 852
3239 | 446587-Lighting - Premium Tier 6' Case Door | WPSDGENRLG0082, Rev 1, Msr 3 | System | Commercial | 18-OFS-Office–Small-IntLight | TRUE |  |  | Door | RET | 299 | 100 | 0 | 0 | 0 | 199 | 577 |  | kWh | 0.088 | 0 | Commercial |  | Winter Only | [6 empty] | Large Boilers (>100 MMBtu/hr Heat Input):Uncontrolled | 11 | 70% | [12 empty] | 0% | 0% | 0% | 327 | 315 | 0 | 0 | 0 | 0 | 0 | 0 | 0 | 0 | 0 | 2013 Qtr 1: 81.75; 2013 Qtr 2: 81.75; 2013 Qtr 3: 81.75; 2013 Qtr 4: 81.75; 2014 Qtr 1: 78.75; 2014 Qtr 2: 78.75; 2014 Qtr 3: 78.75; 2014 Qtr 4: 78.75 | 642
3239 | 446727-Lighting - Remove 4 Ft T-8 (De-Lamp 32W) | WPSDGENRLG0022, Rev 3, Msr 3 | System | Commercial | 01-ALC-AllCommercial-IntLight | TRUE |  |  | Lamp | RET | 25.86 | 4 | 0 | 0 | 0 | 21.86 | 106.848 |  | kWh | 0.025387 | -0.28143 | Commercial |  | Winter Only | [6 empty] | Large Boilers (>100 MMBtu/hr Heat Input):Uncontrolled | 15 | 70% | [12 empty] | 0% | 0% | 0% | 559 | 537 | 0 | 0 | 0 | 0 | 0 | 0 | 0 | 0 | 0 | 2013 Qtr 1: 139.75; 2013 Qtr 2: 139.75; 2013 Qtr 3: 139.75; 2013 Qtr 4: 139.75; 2014 Qtr 1: 134.25; 2014 Qtr 2: 134.25; 2014 Qtr 3: 134.25; 2014 Qtr 4: 134.25 | 1096
3239 | 446739-A-lamps: 41-100 watts existing, up to 30 watts LED A-lamp | WPSDGENRLG0106, Rev 1, Msr 15 | System | Commercial | 01-ALC-AllCommercial-IntLight | TRUE |  |  | Lamp | RET | 25.47 | 15 | 0 | 0 | 0 | 10.47 | 151.7262 |  | kWh | 0.032447 | -0.38202 | Commercial |  | Winter Only | [6 empty] | Large Boilers (>100 MMBtu/hr Heat Input):Uncontrolled | 6.3 | 85% | [12 empty] | 0% | 0% | 0% | 102 | 102 | 0 | 0 | 0 | 0 | 0 | 0 | 0 | 0 | 0 | 2013 Qtr 1: 25.5; 2013 Qtr 2: 25.5; 2013 Qtr 3: 25.5; 2013 Qtr 4: 25.5; 2014 Qtr 1: 25.5; 2014 Qtr 2: 25.5; 2014 Qtr 3: 25.5; 2014 Qtr 4: 25.5 | 204
3239 | 446741-MR 16: 36-50 watts existing, 5 watts to 10 watts LED MR 16 | WPSDGENRLG0106, Rev 1, Msr 2 | System | Commercial | 01-ALC-AllCommercial-IntLight | TRUE |  |  | Lamp | RET | 27.9 | 12.5 | 0 | 0 | 0 | 15.4 | 91.961 |  | kWh | 0.019666 | -0.23154 | Commercial |  | Winter Only | [6 empty] | Large Boilers (>100 MMBtu/hr Heat Input):Uncontrolled | 6.3 | 85% | [12 empty] | 0% | 0% | 0% | 578 | 578 | 0 | 0 | 0 | 0 | 0 | 0 | 0 | 0 | 0 | 2013 Qtr 1: 144.5; 2013 Qtr 2: 144.5; 2013 Qtr 3: 144.5; 2013 Qtr 4: 144.5; 2014 Qtr 1: 144.5; 2014 Qtr 2: 144.5; 2014 Qtr 3: 144.5; 2014 Qtr 4: 144.5 | 1156
3239 | 446743-PAR 30: 51-75 watts existing, 10 watts to 21 watts LED PAR 30 | WPSDGENRLG0106, Rev 1, Msr 5 | System | Commercial | 01-ALC-AllCommercial-IntLight | TRUE |  |  |  | RET | 37.14 | 17.5 | 0 | 0 | 0 | 19.64 | 167.9 |  | kWh | 0.035906 | -0.42275 | Commercial |  | Winter Only | [6 empty] | Large Boilers (>100 MMBtu/hr Heat Input):Uncontrolled | 6.3 | 85% | [12 empty] | 0% | 0% | 0% | 170 | 170 | 0 | 0 | 0 | 0 | 0 | 0 | 0 | 0 | 0 | 2013 Qtr 1: 42.5; 2013 Qtr 2: 42.5; 2013 Qtr 3: 42.5; 2013 Qtr 4: 42.5; 2014 Qtr 1: 42.5; 2014 Qtr 2: 42.5; 2014 Qtr 3: 42.5; 2014 Qtr 4: 42.5 | 340
3239 | 446745-PAR 38: 51-90 watts existing, 11 watts to 25 watts LED PAR 38 | WPSDGENRLG0106, Rev 1, Msr 8 | System | Commercial | 01-ALC-AllCommercial-IntLight | TRUE |  |  | Lamp | RET | 55.99 | 20 | 0 | 0 | 0 | 35.99 | 240.3424 |  | kWh | 0.051398 | -0.60515 | Commercial |  | Winter Only | [6 empty] | Large Boilers (>100 MMBtu/hr Heat Input):Uncontrolled | 6.3 | 85% | [12 empty] | 0% | 0% | 0% | 238 | 237 | 0 | 0 | 0 | 0 | 0 | 0 | 0 | 0 | 0 | 2013 Qtr 1: 59.5; 2013 Qtr 2: 59.5; 2013 Qtr 3: 59.5; 2013 Qtr 4: 59.5; 2014 Qtr 1: 59.25; 2014 Qtr 2: 59.25; 2014 Qtr 3: 59.25; 2014 Qtr 4: 59.25 | 475
3245 | 413001-Screw-in CFL (14 watt) <800 Lumens | Res-Lighting-InGen_CFLratio0347_CFLscw-14w | System | Residential | 19-RES-AllResidential-LIGHT | TRUE |  |  | Lamp | ROB | 4.6377 | 0.9 | 0 | 0 | 0 | 3.7377 | 19.3 |  | kWh | 0.00193 | -0.337 | Residential | [9 empty] | 9.4 | 54% |  |  |  |  | 77% | [7 empty] | 0% | 0% | 0% | 22237 | 0 | 0 | 0 | 0 | 0 | 0 | 0 | 0 | 0 | 0 | 2013 Qtr 1: 5559.25; 2013 Qtr 2: 5559.25; 2013 Qtr 3: 5559.25; 2013 Qtr 4: 5559.25; 2014 Qtr 1: 0; 2014 Qtr 2: 0; 2014 Qtr 3: 0; 2014 Qtr 4: 0 | 22237
3245 | 413005-Screw-in CFL (30 watt) >=2,001 Lumens | Res-Lighting-InGen_CFLratio0347_CFLscw-30w | System | Residential | res:DEER:Indoor_CFL_Ltg | TRUE |  |  | Lamp | ROB | 4.38 | 0 | 1.9 | 0 | 0 | 2.48 | 41.3 |  | kWh | 0.00413 | -0.722 | Residential |  | Winter Only | [6 empty] | Small Boilers (<100 MMBtu/hr Heat Input):Controlled – Flue Gas Recirculation | 5.3 | 54% |  |  |  |  | 77% | [7 empty] | 0% | 0% | 0% | 6729 | 6456 | 0 | 0 | 0 | 0 | 0 | 0 | 0 | 0 | 0 | 2013 Qtr 1: 1682.25; 2013 Qtr 2: 1682.25; 2013 Qtr 3: 1682.25; 2013 Qtr 4: 1682.25; 2014 Qtr 1: 1614; 2014 Qtr 2: 1614; 2014 Qtr 3: 1614; 2014 Qtr 4: 1614 | 13185
3245 | 413007-Screw-in CFL (<= 12 watt) <800 Lumens | Res-Lighting-InGen_CFLratio0347_CFLscw-11w | System | Residential | res:DEER:Indoor_CFL_Ltg | TRUE |  |  | Lamp | ROB | 1.33 | 0.9 | 0 | 0 | 0 | 0.43 | 15.1 |  | kWh | 0.00151 | -0.265 | Residential |  | Winter Only | [6 empty] | Residential Furnaces (<0.3):Uncontrolled | 5.3 | 54% |  |  |  |  | 77% | [7 empty] | 0% | 0% | 0% | 117 | 112 | 0 | 0 | 0 | 0 | 0 | 0 | 0 | 0 | 0 | 2013 Qtr 1: 29.25; 2013 Qtr 2: 29.25; 2013 Qtr 3: 29.25; 2013 Qtr 4: 29.25; 2014 Qtr 1: 28; 2014 Qtr 2: 28; 2014 Qtr 3: 28; 2014 Qtr 4: 28 | 229
3245 | 413008-Screw-in CFL (>39 watt) >=1,600 Lumens | Res-Lighting-InGen_CFLratio0347_CFLscw-42w | System | Residential | res:DEER:Indoor_CFL_Ltg | TRUE |  |  | Lamp | ROB | 8.74 | 1.9 | 0 | 0 | 0 | 6.84 | 57.8 |  | kWh | 0.00578 | -1.01 | Residential |  | Winter Only | [6 empty] | Residential Furnaces (<0.3):Uncontrolled | 5.3 | 54% |  |  |  |  | 77% | [7 empty] | 0% | 0% | 0% | 3000 | 2878 | 0 | 0 | 0 | 0 | 0 | 0 | 0 | 0 | 0 | 2013 Qtr 1: 750; 2013 Qtr 2: 750; 2013 Qtr 3: 750; 2013 Qtr 4: 750; 2014 Qtr 1: 719.5; 2014 Qtr 2: 719.5; 2014 Qtr 3: 719.5; 2014 Qtr 4: 719.5 | 5878
3245 | 413009-Screw-in CFL (13 watt) 800-1,099 Lumens | Res-Lighting-InGen_CFLratio0347_CFLscw-13w | System | Residential | res:DEER:Indoor_CFL_Ltg | TRUE |  |  | Lamp | ROB | 1.47 | 1.2 | 0 | 0 | 0 | 0.27 | 17.9 |  | kWh | 0.00179 | -0.313 | Residential |  | Winter Only | [6 empty] | Residential Furnaces (<0.3):Uncontrolled | 5.3 | 54% |  |  |  |  | 77% | [7 empty] | 0% | 0% | 0% | 46230 | 44354 | 0 | 0 | 0 | 0 | 0 | 0 | 0 | 0 | 0 | 2013 Qtr 1: 11557.5; 2013 Qtr 2: 11557.5; 2013 Qtr 3: 11557.5; 2013 Qtr 4: 11557.5; 2014 Qtr 1: 11088.5; 2014 Qtr 2: 11088.5; 2014 Qtr 3: 11088.5; 2014 Qtr 4: 11088.5 | 90584
3245 | 413010-Screw-in CFL (18 watt) >= 1,100-1,599 Lumens | Res-Lighting-InGen_CFLratio0347_CFLscw-18w | System | Residential | res:DEER:Indoor_CFL_Ltg | TRUE |  |  | Lamp | ROB | 1.95 | 1.65 | 0 | 0 | 0 | 0.3 | 24.8 |  | kWh | 0.00248 | -0.433 | Residential |  | Winter Only | [6 empty] | Residential Furnaces (<0.3):Uncontrolled | 5.3 | 54% |  |  |  |  | 77% | [7 empty] | 0% | 0% | 0% | 27058 | 25960 | 0 | 0 | 0 | 0 | 0 | 0 | 0 | 0 | 0 | 2013 Qtr 1: 6764.5; 2013 Qtr 2: 6764.5; 2013 Qtr 3: 6764.5; 2013 Qtr 4: 6764.5; 2014 Qtr 1: 6490; 2014 Qtr 2: 6490; 2014 Qtr 3: 6490; 2014 Qtr 4: 6490 | 53018
3245 | 413011-Screw-in CFL (19 watt) >= 1,100-1,599 Lumens | Res-Lighting-InGen_CFLratio0347_CFLscw-19w | System | Residential | res:DEER:Indoor_CFL_Ltg | TRUE |  |  | Lamp | ROB | 2.04 | 1.65 | 0 | 0 | 0 | 0.39 | 26.2 |  | kWh | 0.00262 | -0.457 | Residential |  | Winter Only | [6 empty] | Residential Furnaces (<0.3):Uncontrolled | 5.3 | 54% |  |  |  |  | 77% | [7 empty] | 0% | 0% | 0% | 14016 | 13447 | 0 | 0 | 0 | 0 | 0 | 0 | 0 | 0 | 0 | 2013 Qtr 1: 3504; 2013 Qtr 2: 3504; 2013 Qtr 3: 3504; 2013 Qtr 4: 3504; 2014 Qtr 1: 3361.75; 2014 Qtr 2: 3361.75; 2014 Qtr 3: 3361.75; 2014 Qtr 4: 3361.75 | 27463
3245 | 413012-Screw-in CFL (23 watt) <1,600 Lumens | Res-Lighting-InGen_CFLratio0347_CFLscw-23w | System | Residential | res:DEER:Indoor_CFL_Ltg | TRUE |  |  | Lamp | ROB | 2.08 | 1.65 | 0 | 0 | 0 | 0.43 | 31.7 |  | kWh | 0.00317 | -0.553 | Residential |  | Winter Only | [6 empty] | Residential Furnaces (<0.3):Uncontrolled | 5.3 | 54% |  |  |  |  | 77% | [7 empty] | 0% | 0% | 0% | 557 | 534 | 0 | 0 | 0 | 0 | 0 | 0 | 0 | 0 | 0 | 2013 Qtr 1: 139.25; 2013 Qtr 2: 139.25; 2013 Qtr 3: 139.25; 2013 Qtr 4: 139.25; 2014 Qtr 1: 133.5; 2014 Qtr 2: 133.5; 2014 Qtr 3: 133.5; 2014 Qtr 4: 133.5 | 1091
3245 | 413014-Screw-in CFL (26 watt) >=1,600 Lumens | Res-Lighting-InGen_CFLratio0347_CFLscw-26w | System | Residential | res:DEER:Indoor_CFL_Ltg | TRUE |  |  | Lamp | ROB | 3.05 | 1.9 | 0 | 0 | 0 | 1.15 | 35.8 |  | kWh | 0.00358 | -0.625 | Residential |  | Winter Only | [6 empty] | Residential Furnaces (<0.3):Uncontrolled | 5.3 | 54% |  |  |  |  | 77% | [7 empty] | 0% | 0% | 0% | 1 | 1 | 0 | 0 | 0 | 0 | 0 | 0 | 0 | 0 | 0 | 2013 Qtr 1: 0.25; 2013 Qtr 2: 0.25; 2013 Qtr 3: 0.25; 2013 Qtr 4: 0.25; 2014 Qtr 1: 0.25; 2014 Qtr 2: 0.25; 2014 Qtr 3: 0.25; 2014 Qtr 4: 0.25 | 2
3245 | 413017-Screw-in CFL (23 watt) >=1,600 Lumens | Res-Lighting-InGen_CFLratio0347_CFLscw-23w | System | Residential | res:DEER:Indoor_CFL_Ltg | TRUE |  |  | Lamp | ROB | 2.1 | 1.9 | 0 | 0 | 0 | 0.2 | 31.7 |  | kWh | 0.00317 | -0.553 | Residential |  | Winter Only | [6 empty] | Residential Furnaces (<0.3):Uncontrolled | 5.3 | 54% |  |  |  |  | 77% | [7 empty] | 0% | 0% | 0% | 75283 | 72226 | 0 | 0 | 0 | 0 | 0 | 0 | 0 | 0 | 0 | 2013 Qtr 1: 18820.75; 2013 Qtr 2: 18820.75; 2013 Qtr 3: 18820.75; 2013 Qtr 4: 18820.75; 2014 Qtr 1: 18056.5; 2014 Qtr 2: 18056.5; 2014 Qtr 3: 18056.5; 2014 Qtr 4: 18056.5 | 147509
3245 | 413018-Screw-in CFL (<=12 watt) >=800 Lumens | Res-Lighting-InGen_CFLratio0347_CFLscw-11w | System | Residential | res:DEER:Indoor_CFL_Ltg | TRUE |  |  | Lamp | ROB | 1.63 | 1.2 | 0 | 0 | 0 | 0.43 | 15.1 |  | kWh | 0.00151 | -0.265 | Residential |  | Winter Only | [6 empty] | Residential Furnaces (<0.3):Uncontrolled | 5.3 | 54% |  |  |  |  | 77% | [7 empty] | 0% | 0% | 0% | 644 | 618 | 0 | 0 | 0 | 0 | 0 | 0 | 0 | 0 | 0 | 2013 Qtr 1: 161; 2013 Qtr 2: 161; 2013 Qtr 3: 161; 2013 Qtr 4: 161; 2014 Qtr 1: 154.5; 2014 Qtr 2: 154.5; 2014 Qtr 3: 154.5; 2014 Qtr 4: 154.5 | 1262
3245 | 413020-Screw-in CFL (13 watt) <800 Lumens | Res-Lighting-InGen_CFLratio0347_CFLscw-13w | System | Residential | res:DEER:Indoor_CFL_Ltg | TRUE |  |  | Lamp | ROB | 1.33 | 0.9 | 0 | 0 | 0 | 0.43 | 17.9 |  | kWh | 0.00179 | -0.313 | Residential |  | Winter Only | [6 empty] | Residential Furnaces (<0.3):Uncontrolled | 5.3 | 54% |  |  |  |  | 77% | [7 empty] | 0% | 0% | 0% | 2768 | 2655 | 0 | 0 | 0 | 0 | 0 | 0 | 0 | 0 | 0 | 2013 Qtr 1: 692; 2013 Qtr 2: 692; 2013 Qtr 3: 692; 2013 Qtr 4: 692; 2014 Qtr 1: 663.75; 2014 Qtr 2: 663.75; 2014 Qtr 3: 663.75; 2014 Qtr 4: 663.75 | 5423
3245 | 413021-Screw-in CFL (14 watt) 800-1,099 Lumens | Res-Lighting-InGen_CFLratio0347_CFLscw-14w | System | Residential | res:DEER:Indoor_CFL_Ltg | TRUE |  |  | Lamp | ROB | 1.73 | 1.2 | 0 | 0 | 0 | 0.53 | 19.3 |  | kWh | 0.00193 | -0.337 | Residential |  | Winter Only | [6 empty] | Residential Furnaces (<0.3):Uncontrolled | 5.3 | 54% |  |  |  |  | 77% | [7 empty] | 0% | 0% | 0% | 2993 | 2871 | 0 | 0 | 0 | 0 | 0 | 0 | 0 | 0 | 0 | 2013 Qtr 1: 748.25; 2013 Qtr 2: 748.25; 2013 Qtr 3: 748.25; 2013 Qtr 4: 748.25; 2014 Qtr 1: 717.75; 2014 Qtr 2: 717.75; 2014 Qtr 3: 717.75; 2014 Qtr 4: 717.75 | 5864
3245 | 413022-Screw-in CFL (15 watt) 800-1,099 Lumens | Res-Lighting-InGen_CFLratio0347_CFLscw-15w | System | Residential | res:DEER:Indoor_CFL_Ltg | TRUE |  |  | Lamp | ROB | 1.2 | 1.2 | 0 | 0 | 0 | 0 | 20.6 |  | kWh | 0.00206 | -0.361 | Residential |  | Winter Only | [6 empty] | Residential Furnaces (<0.3):Uncontrolled | 5.3 | 54% |  |  |  |  | 77% | [7 empty] | 0% | 0% | 0% | 89 | 86 | 0 | 0 | 0 | 0 | 0 | 0 | 0 | 0 | 0 | 2013 Qtr 1: 22.25; 2013 Qtr 2: 22.25; 2013 Qtr 3: 22.25; 2013 Qtr 4: 22.25; 2014 Qtr 1: 21.5; 2014 Qtr 2: 21.5; 2014 Qtr 3: 21.5; 2014 Qtr 4: 21.5 | 175
3245 | 413023-Screw-in CFL (20 watt) >=1,100 Lumens | Res-Lighting-InGen_CFLratio0347_CFLscw-20w | System | Residential | res:DEER:Indoor_CFL_Ltg | TRUE |  |  | Lamp | ROB | 2.08 | 1.65 | 0 | 0 | 0 | 0.43 | 27.5 |  | kWh | 0.00275 | -0.481 | Residential |  | Winter Only | [6 empty] | Residential Furnaces (<0.3):Uncontrolled | 5.3 | 54% |  |  |  |  | 77% | [7 empty] | 0% | 0% | 0% | 15306 | 14686 | 0 | 0 | 0 | 0 | 0 | 0 | 0 | 0 | 0 | 2013 Qtr 1: 3826.5; 2013 Qtr 2: 3826.5; 2013 Qtr 3: 3826.5; 2013 Qtr 4: 3826.5; 2014 Qtr 1: 3671.5; 2014 Qtr 2: 3671.5; 2014 Qtr 3: 3671.5; 2014 Qtr 4: 3671.5 | 29992
3245 | 413025-Screw-in CFL (<=12 watt) <800 Lumens | Res-Lighting-InGen_CFLratio0347_CFLscw-11w | System | Residential | res:DEER:Indoor_CFL_Ltg | TRUE |  |  | Lamp | ROB | 1.63 | 0.9 | 0 | 0 | 0 | 0.73 | 15.1 |  | kWh | 0.00151 | -0.265 | Residential |  | Winter Only | [6 empty] | Residential Furnaces (<0.3):Uncontrolled | 5.3 | 54% |  |  |  |  | 77% | [7 empty] | 0% | 0% | 0% | 111 | 107 | 0 | 0 | 0 | 0 | 0 | 0 | 0 | 0 | 0 | 2013 Qtr 1: 27.75; 2013 Qtr 2: 27.75; 2013 Qtr 3: 27.75; 2013 Qtr 4: 27.75; 2014 Qtr 1: 26.75; 2014 Qtr 2: 26.75; 2014 Qtr 3: 26.75; 2014 Qtr 4: 26.75 | 218
3245 | 413036-Commercial-Screw-in CFL (30 watt) >=2,001 Lumens | Com-Lighting-InGen_CFLratio0357_CFLscw-30w | System | Residential | res:DEER:Indoor_CFL_Ltg | TRUE |  |  | Lamp | ROB | 4.38 | 0 | 1.9 | 0 | 0 | 2.48 | 266 |  | kWh | 0.0563 | -0.664 | Residential |  | Winter Only | [6 empty] | Small Boilers (<100 MMBtu/hr Heat Input):Uncontrolled | 2.58 | 54% |  |  |  |  | 81% | [7 empty] | 0% | 0% | 0% | 354 | 339 | 0 | 0 | 0 | 0 | 0 | 0 | 0 | 0 | 0 | 2013 Qtr 1: 88.5; 2013 Qtr 2: 88.5; 2013 Qtr 3: 88.5; 2013 Qtr 4: 88.5; 2014 Qtr 1: 84.75; 2014 Qtr 2: 84.75; 2014 Qtr 3: 84.75; 2014 Qtr 4: 84.75 | 693
3245 | 413038-Commercial-Screw-in CFL (<= 12 watt) <800 Lumens | Com-Lighting-InGen_CFLratio0357_CFLscw-11w | System | Residential | res:DEER:Indoor_CFL_Ltg | TRUE |  |  | Lamp | ROB | 1.33 | 0 | 0.9 | 0 | 0 | 0.43 | 97.4 |  | kWh | 0.0206 | -0.243 | Residential |  | Winter Only | [6 empty] | Small Boilers (<100 MMBtu/hr Heat Input):Uncontrolled | 2.58 | 54% |  |  |  |  | 81% | [7 empty] | 0% | 0% | 0% | 46 | 44 | 0 | 0 | 0 | 0 | 0 | 0 | 0 | 0 | 0 | 2013 Qtr 1: 11.5; 2013 Qtr 2: 11.5; 2013 Qtr 3: 11.5; 2013 Qtr 4: 11.5; 2014 Qtr 1: 11; 2014 Qtr 2: 11; 2014 Qtr 3: 11; 2014 Qtr 4: 11 | 90
3245 | 413039-Commercial-Screw-in CFL (>39 watt) >=1,600 Lumens | Com-Lighting-InGen_CFLratio0357_CFLscw-11w | System | Residential | 01-ALC-AllCommercial-IntLight | TRUE |  |  | Lamp | ROB | 8.74 | 1.9 | 0 | 0 | 0 | 6.84 | 97.4 |  | kWh | 0.0206 | -0.243 | Residential |  | Winter Only | [6 empty] | Small Boilers (<100 MMBtu/hr Heat Input):Uncontrolled | 2.58 | 54% |  |  |  |  | 81% | [7 empty] | 0% | 0% | 0% | 5 | 5 | 0 | 0 | 0 | 0 | 0 | 0 | 0 | 0 | 0 | 2013 Qtr 1: 1.25; 2013 Qtr 2: 1.25; 2013 Qtr 3: 1.25; 2013 Qtr 4: 1.25; 2014 Qtr 1: 1.25; 2014 Qtr 2: 1.25; 2014 Qtr 3: 1.25; 2014 Qtr 4: 1.25 | 10
3245 | 413040-Commercial-Screw-in CFL (13 watt) 800-1,099 Lumens | Com-Lighting-InGen_CFLratio0357_CFLscw-13w | System | Residential | 01-ALC-AllCommercial-IntLight | TRUE |  |  | Lamp | ROB | 1.47 | 1.2 | 0 | 0 | 0 | 0.27 | 115 |  | kWh | 0.0244 | -0.288 | Residential |  | Winter Only | [6 empty] | Small Boilers (<100 MMBtu/hr Heat Input):Uncontrolled | 2.58 | 54% |  |  |  |  | 81% | [7 empty] | 0% | 0% | 0% | 2578 | 2474 | 0 | 0 | 0 | 0 | 0 | 0 | 0 | 0 | 0 | 2013 Qtr 1: 644.5; 2013 Qtr 2: 644.5; 2013 Qtr 3: 644.5; 2013 Qtr 4: 644.5; 2014 Qtr 1: 618.5; 2014 Qtr 2: 618.5; 2014 Qtr 3: 618.5; 2014 Qtr 4: 618.5 | 5052
3245 | 413041-Commercial-Screw-in CFL (18 watt) >= 1,100-1,599 Lumens | Com-Lighting-InGen_CFLratio0357_CFLscw-18w | System | Residential | 01-ALC-AllCommercial-IntLight | TRUE |  |  | Lamp | ROB | 1.95 | 1.65 | 0 | 0 | 0 | 0.3 | 159 |  | kWh | 0.0338 | -0.398 | Residential |  | Winter Only | [6 empty] | Small Boilers (<100 MMBtu/hr Heat Input):Uncontrolled | 2.58 | 54% |  |  |  |  | 81% | [7 empty] | 0% | 0% | 0% | 2162 | 2074 | 0 | 0 | 0 | 0 | 0 | 0 | 0 | 0 | 0 | 2013 Qtr 1: 540.5; 2013 Qtr 2: 540.5; 2013 Qtr 3: 540.5; 2013 Qtr 4: 540.5; 2014 Qtr 1: 518.5; 2014 Qtr 2: 518.5; 2014 Qtr 3: 518.5; 2014 Qtr 4: 518.5 | 4236
3245 | 413043-Commercial-Screw-in CFL (23 watt) >=1,600 Lumens | Com-Lighting-InGen_CFLratio0357_CFLscw-23w | System | Residential | 01-ALC-AllCommercial-IntLight | TRUE |  |  | Lamp | ROB | 2.13 | 1.9 | 0 | 0 | 0 | 0.23 | 204 |  | kWh | 0.0431 | -0.509 | Residential |  | Winter Only | [6 empty] | Small Boilers (<100 MMBtu/hr Heat Input):Uncontrolled | 2.58 | 54% |  |  |  |  | 81% | [7 empty] | 0% | 0% | 0% | 3962 | 3801 | 0 | 0 | 0 | 0 | 0 | 0 | 0 | 0 | 0 | 2013 Qtr 1: 990.5; 2013 Qtr 2: 990.5; 2013 Qtr 3: 990.5; 2013 Qtr 4: 990.5; 2014 Qtr 1: 950.25; 2014 Qtr 2: 950.25; 2014 Qtr 3: 950.25; 2014 Qtr 4: 950.25 | 7763
3245 | 413044-Commercial-Screw-in CFL (14 watt) 800-1,099 Lumens | Com-Lighting-InGen_CFLratio0357_CFLscw-14w | System | Residential | 01-ALC-AllCommercial-IntLight | TRUE |  |  | Lamp | ROB | 1.73 | 1.2 | 0 | 0 | 0 | 0.53 | 124 |  | kWh | 0.0263 | -0.31 | Residential |  | Winter Only | [6 empty] | Small Boilers (<100 MMBtu/hr Heat Input):Uncontrolled | 2.58 | 54% |  |  |  |  | 81% | [7 empty] | 0% | 0% | 0% | 158 | 151 | 0 | 0 | 0 | 0 | 0 | 0 | 0 | 0 | 0 | 2013 Qtr 1: 39.5; 2013 Qtr 2: 39.5; 2013 Qtr 3: 39.5; 2013 Qtr 4: 39.5; 2014 Qtr 1: 37.75; 2014 Qtr 2: 37.75; 2014 Qtr 3: 37.75; 2014 Qtr 4: 37.75 | 309
3245 | 413045-Commercial-Screw-in CFL (15 watt) 800-1,099 Lumens | Com-Lighting-InGen_CFLratio0357_CFLscw-15w | System | Residential | 01-ALC-AllCommercial-IntLight | TRUE |  |  | Lamp | ROB | 1.63 | 1.2 | 0 | 0 | 0 | 0.43 | 133 |  | kWh | 0.0281 | -0.332 | Residential |  | Winter Only | [6 empty] | Small Boilers (<100 MMBtu/hr Heat Input):Uncontrolled | 2.58 | 54% |  |  |  |  | 81% | [7 empty] | 0% | 0% | 0% | 5 | 5 | 0 | 0 | 0 | 0 | 0 | 0 | 0 | 0 | 0 | 2013 Qtr 1: 1.25; 2013 Qtr 2: 1.25; 2013 Qtr 3: 1.25; 2013 Qtr 4: 1.25; 2014 Qtr 1: 1.25; 2014 Qtr 2: 1.25; 2014 Qtr 3: 1.25; 2014 Qtr 4: 1.25 | 10
3245 | 413046-Commercial-Screw-in CFL (20 watt) >=1,100 Lumens | Com-Lighting-InGen_CFLratio0357_CFLscw-20w | System | Residential | 01-ALC-AllCommercial-IntLight | TRUE |  |  | Lamp | ROB | 2.08 | 1.65 | 0 | 0 | 0 | 0.43 | 177 |  | kWh | 0.0375 | -0.443 | Residential |  | Winter Only | [6 empty] | Small Boilers (<100 MMBtu/hr Heat Input):Uncontrolled | 2.58 | 54% |  |  |  |  | 81% | [7 empty] | 0% | 0% | 0% | 805 | 773 | 0 | 0 | 0 | 0 | 0 | 0 | 0 | 0 | 0 | 2013 Qtr 1: 201.25; 2013 Qtr 2: 201.25; 2013 Qtr 3: 201.25; 2013 Qtr 4: 201.25; 2014 Qtr 1: 193.25; 2014 Qtr 2: 193.25; 2014 Qtr 3: 193.25; 2014 Qtr 4: 193.25 | 1578
3245 | 413048-Turn-in - Screw-in CFL (23 watt) >=1,600 Lumens | Res-Lighting-InGen_CFLratio0347_CFLscw-23w | System | Residential | res:DEER:Indoor_CFL_Ltg | TRUE |  |  | Lamp | ROB | 0 | 0 | 0 | 0 | 0 | 0 | 31.7 |  | kWh | 0.00317 | -0.553 | Residential |  | Winter Only | [6 empty] | Residential Furnaces (<0.3):Uncontrolled | 5.3 | 54% |  |  |  |  | 77% | [7 empty] | 0% | 0% | 0% | 911 | 873 | 0 | 0 | 0 | 0 | 0 | 0 | 0 | 0 | 0 | 2013 Qtr 1: 227.75; 2013 Qtr 2: 227.75; 2013 Qtr 3: 227.75; 2013 Qtr 4: 227.75; 2014 Qtr 1: 218.25; 2014 Qtr 2: 218.25; 2014 Qtr 3: 218.25; 2014 Qtr 4: 218.25 | 1784
3245 | 413049-Turn-in - Screw-in CFL (15 watt) 800-1,099 Lumens | Res-Lighting-InGen_CFLratio0347_CFLscw-15w | System | Residential | res:DEER:Indoor_CFL_Ltg | TRUE |  |  | Lamp | ROB | 0 | 0 | 0 | 0 | 0 | 0 | 20.6 |  | kWh | 0.00206 | -0.361 | Residential |  | Winter Only | [6 empty] | Residential Furnaces (<0.3):Uncontrolled | 5.3 | 54% |  |  |  |  | 77% | [7 empty] | 0% | 0% | 0% | 216 | 207 | 0 | 0 | 0 | 0 | 0 | 0 | 0 | 0 | 0 | 2013 Qtr 1: 54; 2013 Qtr 2: 54; 2013 Qtr 3: 54; 2013 Qtr 4: 54; 2014 Qtr 1: 51.75; 2014 Qtr 2: 51.75; 2014 Qtr 3: 51.75; 2014 Qtr 4: 51.75 | 423
3245 | 414002-Exterior Hardwired Fixtures (27 watt) | Res-Lighting-OutGen_CFLratio0407_CFLscw-27w | System | Residential | res:DEER:Indoor_CFL_Ltg | TRUE |  |  | Lamp | ROB | 19 | 10 | 0 | 0 | 0 | 9 | 104 |  | kWh | 0 | 0 | Residential |  | Winter Only | [6 empty] | Residential Furnaces (<0.3):Uncontrolled | 16 | 55% | [12 empty] | 0% | 0% | 0% | 838 | 804 | 0 | 0 | 0 | 0 | 0 | 0 | 0 | 0 | 0 | 2013 Qtr 1: 209.5; 2013 Qtr 2: 209.5; 2013 Qtr 3: 209.5; 2013 Qtr 4: 209.5; 2014 Qtr 1: 201; 2014 Qtr 2: 201; 2014 Qtr 3: 201; 2014 Qtr 4: 201 | 1642
3245 | 414005-Interior Hardwired Fixtures (30 watt) >=1,100 Lumens | Res-Lighting-InGen_CFLratio0353_CFLfixt-28W | System | Residential | res:DEER:Indoor_CFL_Ltg | TRUE |  |  | Lamp | ROB | 26.271 | 10 | 0 | 0 | 0 | 16.271 | 39.5 |  | kWh | 0.00395 | -0.69 | Residential |  | Winter Only | [6 empty] | Residential Furnaces (<0.3):Uncontrolled | 16 | 55% | [12 empty] | 0% | 0% | 0% | 9354 | 8974 | 0 | 0 | 0 | 0 | 0 | 0 | 0 | 0 | 0 | 2013 Qtr 1: 2338.5; 2013 Qtr 2: 2338.5; 2013 Qtr 3: 2338.5; 2013 Qtr 4: 2338.5; 2014 Qtr 1: 2243.5; 2014 Qtr 2: 2243.5; 2014 Qtr 3: 2243.5; 2014 Qtr 4: 2243.5 | 18328
3245 | 414008-Exterior Hardwired Fixtures (18 watt) >= 1,100 Lumens | Res-Lighting-OutGen_CFLratio0407_CFLfixt-18W | System | Residential | 19-RES-AllResidential-LIGHT | TRUE |  |  | Fixture | RET | 20.3508 | 10 | 0 | 0 | 0 | 10.3508 | 69 |  | kWh | 0 | 0 | Residential |  | Winter Only | [6 empty] | Residential Furnaces (<0.3):Uncontrolled | 16 | 55% | [12 empty] | 0% | 0% | 0% | 175 | 167 | 0 | 0 | 0 | 0 | 0 | 0 | 0 | 0 | 0 | 2013 Qtr 1: 43.75; 2013 Qtr 2: 43.75; 2013 Qtr 3: 43.75; 2013 Qtr 4: 43.75; 2014 Qtr 1: 41.75; 2014 Qtr 2: 41.75; 2014 Qtr 3: 41.75; 2014 Qtr 4: 41.75 | 342
3245 | 414009-Exterior Hardwired Fixtures (20 watt) | Res-Lighting-OutGen_CFLratio0407_CFLfixt-20W | System | Residential | 19-RES-AllResidential-LIGHT | TRUE |  |  | Fixture | RET | 21.3375 | 10 | 0 | 0 | 0 | 11.3375 | 76.7 |  | kWh | 0 | 0 | Residential |  | Winter Only | [6 empty] | Residential Furnaces (<0.3):Uncontrolled | 16 | 55% | [12 empty] | 0% | 0% | 0% | 175 | 167 | 0 | 0 | 0 | 0 | 0 | 0 | 0 | 0 | 0 | 2013 Qtr 1: 43.75; 2013 Qtr 2: 43.75; 2013 Qtr 3: 43.75; 2013 Qtr 4: 43.75; 2014 Qtr 1: 41.75; 2014 Qtr 2: 41.75; 2014 Qtr 3: 41.75; 2014 Qtr 4: 41.75 | 342
3245 | 414010-Exterior Hardwired Fixtures (65 watt) | Res-Lighting-OutGen_CFLratio0407_CFLfixt-60W | System | Residential | 19-RES-AllResidential-LIGHT | TRUE |  |  | Fixture | RET | 43.538 | 10 | 0 | 0 | 0 | 33.538 | 230 |  | kWh | 0 | 0 | Residential |  | Winter Only | [6 empty] | Residential Furnaces (<0.3):Uncontrolled | 16 | 55% | [12 empty] | 0% | 0% | 0% | 14129 | 13555 | 0 | 0 | 0 | 0 | 0 | 0 | 0 | 0 | 0 | 2013 Qtr 1: 3532.25; 2013 Qtr 2: 3532.25; 2013 Qtr 3: 3532.25; 2013 Qtr 4: 3532.25; 2014 Qtr 1: 3388.75; 2014 Qtr 2: 3388.75; 2014 Qtr 3: 3388.75; 2014 Qtr 4: 3388.75 | 27684
3245 | 414013-Interior Hardwired Fixtures (26 watt) < 1,600 Lumens | Res-Lighting-InGen_CFLratio0353_CFLfixt-26W | System | Residential | 19-RES-AllResidential-LIGHT | TRUE |  |  | Fixture | ROB | 24.2976 | 5 | 0 | 0 | 0 | 19.2976 | 36.7 |  | kWh | 0.00367 | -0.641 | Residential |  | Winter Only | [6 empty] | Residential Furnaces (<0.3):Uncontrolled | 16 | 55% | [12 empty] | 0% | 0% | 0% | 349 | 336 | 0 | 0 | 0 | 0 | 0 | 0 | 0 | 0 | 0 | 2013 Qtr 1: 87.25; 2013 Qtr 2: 87.25; 2013 Qtr 3: 87.25; 2013 Qtr 4: 87.25; 2014 Qtr 1: 84; 2014 Qtr 2: 84; 2014 Qtr 3: 84; 2014 Qtr 4: 84 | 685
3245 | 414014-Interior Hardwired Fixtures (26 watt) >=1,600 Lumens | Res-Lighting-InGen_CFLratio0353_CFLfixt-26W | System | Residential | 19-RES-AllResidential-LIGHT | TRUE |  |  | Fixture | ROB | 24.2976 | 10 | 0 | 0 | 0 | 14.2976 | 36.7 |  | kWh | 0.00367 | -0.641 | Residential |  | Winter Only | [6 empty] | Residential Furnaces (<0.3):Uncontrolled | 16 | 55% | [12 empty] | 0% | 0% | 0% | 3729 | 3579 | 0 | 0 | 0 | 0 | 0 | 0 | 0 | 0 | 0 | 2013 Qtr 1: 932.25; 2013 Qtr 2: 932.25; 2013 Qtr 3: 932.25; 2013 Qtr 4: 932.25; 2014 Qtr 1: 894.75; 2014 Qtr 2: 894.75; 2014 Qtr 3: 894.75; 2014 Qtr 4: 894.75 | 7308
3245 | 414018-Reflectors (15 watt) <800 Lumens | Res-Lighting-InGen_CFLratio0409_CFLscw-Refl-15w | System | Residential | res:DEER:Indoor_CFL_Ltg | TRUE |  |  | Lamp | ROB | 5.07 | 0.9 | 0 | 0 | 0 | 4.17 | 25.8 |  | kWh | 0.00258 | -0.451 | Residential |  | Winter Only | [6 empty] | Residential Furnaces (<0.3):Uncontrolled | 5.3 | 54% |  |  |  |  | 77% | [7 empty] | 0% | 0% | 0% | 90891 | 87203 | 0 | 0 | 0 | 0 | 0 | 0 | 0 | 0 | 0 | 2013 Qtr 1: 22722.75; 2013 Qtr 2: 22722.75; 2013 Qtr 3: 22722.75; 2013 Qtr 4: 22722.75; 2014 Qtr 1: 21800.75; 2014 Qtr 2: 21800.75; 2014 Qtr 3: 21800.75; 2014 Qtr 4: 21800.75 | 178094
3245 | 414020-Globes (15 watt) 800-1099 Lumens | Res-Lighting-InGen_CFLratio0347_CFLscw-15w | System | Residential | res:DEER:Indoor_CFL_Ltg | TRUE |  |  | Lamp | ROB | 4.9 | 1.2 | 0 | 0 | 0 | 3.7 | 20.6 |  | kWh | 0.00206 | -0.361 | Residential |  | Winter Only | [6 empty] | Small Boilers (<100 MMBtu/hr Heat Input):Controlled – Flue Gas Recirculation | 5.3 | 54% |  |  |  |  | 77% | [7 empty] | 0% | 0% | 0% | 4334 | 4157 | 0 | 0 | 0 | 0 | 0 | 0 | 0 | 0 | 0 | 2013 Qtr 1: 1083.5; 2013 Qtr 2: 1083.5; 2013 Qtr 3: 1083.5; 2013 Qtr 4: 1083.5; 2014 Qtr 1: 1039.25; 2014 Qtr 2: 1039.25; 2014 Qtr 3: 1039.25; 2014 Qtr 4: 1039.25 | 8491
3245 | 414021-Reflectors (18 watt) 800-1,099 Lumens | Res-Lighting-InGen_CFLratio0409_CFLscw-Refl-18w | System | Residential | res:DEER:Indoor_CFL_Ltg | TRUE |  |  | Lamp | ROB | 5.94 | 1.2 | 0 | 0 | 0 | 4.74 | 31 |  | kWh | 0.0031 | -0.542 | Residential |  | Winter Only | [6 empty] | Residential Furnaces (<0.3):Uncontrolled | 5.3 | 54% |  |  |  |  | 77% | [7 empty] | 0% | 0% | 0% | 85107 | 81654 | 0 | 0 | 0 | 0 | 0 | 0 | 0 | 0 | 0 | 2013 Qtr 1: 21276.75; 2013 Qtr 2: 21276.75; 2013 Qtr 3: 21276.75; 2013 Qtr 4: 21276.75; 2014 Qtr 1: 20413.5; 2014 Qtr 2: 20413.5; 2014 Qtr 3: 20413.5; 2014 Qtr 4: 20413.5 | 166761
3245 | 414022-A-Lamp (13 watt) < 800 Lumens | Res-Lighting-InGen_CFLratio0347_CFLscw-13w | System | Residential | res:DEER:Indoor_CFL_Ltg | TRUE |  |  | Lamp | ROB | 4.18 | 0.9 | 0 | 0 | 0 | 3.28 | 17.9 |  | kWh | 0.00179 | -0.313 | Residential |  | Winter Only | [6 empty] | Residential Furnaces (<0.3):Uncontrolled | 5.3 | 54% | [12 empty] | 0% | 0% | 0% | 27941 | 26807 | 0 | 0 | 0 | 0 | 0 | 0 | 0 | 0 | 0 | 2013 Qtr 1: 6985.25; 2013 Qtr 2: 6985.25; 2013 Qtr 3: 6985.25; 2013 Qtr 4: 6985.25; 2014 Qtr 1: 6701.75; 2014 Qtr 2: 6701.75; 2014 Qtr 3: 6701.75; 2014 Qtr 4: 6701.75 | 54748
3245 | 414026-A-Lamp (15 watt) <1,100 Lumens | Res-Lighting-InGen_CFLratio0347_CFLscw-15w | System | Residential | res:DEER:Indoor_CFL_Ltg | TRUE |  |  | Lamp | ROB | 1.63 | 1.2 | 0 | 0 | 0 | 0.43 | 20.6 |  | kWh | 0.00206 | -0.361 | Residential |  | Winter Only | [6 empty] | Residential Furnaces (<0.3):Uncontrolled | 5.3 | 54% |  |  |  |  | 77% | [7 empty] | 0% | 0% | 0% | 148709 | 142673 | 0 | 0 | 0 | 0 | 0 | 0 | 0 | 0 | 0 | 2013 Qtr 1: 37177.25; 2013 Qtr 2: 37177.25; 2013 Qtr 3: 37177.25; 2013 Qtr 4: 37177.25; 2014 Qtr 1: 35668.25; 2014 Qtr 2: 35668.25; 2014 Qtr 3: 35668.25; 2014 Qtr 4: 35668.25 | 291382
3245 | 414027-A-Lamp (18 watt) <1,100 Lumens | Res-Lighting-InGen_CFLratio0347_CFLscw-18w | System | Residential | res:DEER:Indoor_CFL_Ltg | TRUE |  |  | Lamp | ROB | 4.18 | 1.2 | 0 | 0 | 0 | 2.98 | 24.8 |  | kWh | 0.00248 | -0.433 | Residential |  | Winter Only | [6 empty] | Residential Furnaces (<0.3):Uncontrolled | 5.3 | 54% |  |  |  |  | 77% | [7 empty] | 0% | 0% | 0% | 6416 | 6157 | 0 | 0 | 0 | 0 | 0 | 0 | 0 | 0 | 0 | 2013 Qtr 1: 1604; 2013 Qtr 2: 1604; 2013 Qtr 3: 1604; 2013 Qtr 4: 1604; 2014 Qtr 1: 1539.25; 2014 Qtr 2: 1539.25; 2014 Qtr 3: 1539.25; 2014 Qtr 4: 1539.25 | 12573
3245 | 414030-Reflectors (20 watt) 800-1,099 Lumens | Res-Lighting-InGen_CFLratio0409_CFLscw-Refl-20w | System | Residential | res:DEER:Indoor_CFL_Ltg | TRUE |  |  | Lamp | ROB | 5.94 | 1.2 | 0 | 0 | 0 | 4.74 | 34.4 |  | kWh | 0.00344 | -0.602 | Residential |  | Winter Only | [6 empty] | Residential Furnaces (<0.3):Uncontrolled | 5.3 | 54% |  |  |  |  | 77% | [7 empty] | 0% | 0% | 0% | 29565 | 28364 | 0 | 0 | 0 | 0 | 0 | 0 | 0 | 0 | 0 | 2013 Qtr 1: 7391.25; 2013 Qtr 2: 7391.25; 2013 Qtr 3: 7391.25; 2013 Qtr 4: 7391.25; 2014 Qtr 1: 7091; 2014 Qtr 2: 7091; 2014 Qtr 3: 7091; 2014 Qtr 4: 7091 | 57929
3245 | 414031-Reflectors (23 watt) 1,100-1,599 Lumens | Res-Lighting-InGen_CFLratio0409_CFLscw-Refl-23w | System | Residential | res:DEER:Indoor_CFL_Ltg | TRUE |  |  | Lamp | ROB | 8.47 | 1.65 | 0 | 0 | 0 | 6.82 | 39.6 |  | kWh | 0.00396 | -0.692 | Residential |  | Winter Only | [6 empty] | Residential Furnaces (<0.3):Uncontrolled | 5.3 | 54% |  |  |  |  | 77% | [7 empty] | 0% | 0% | 0% | 13023 | 12495 | 0 | 0 | 0 | 0 | 0 | 0 | 0 | 0 | 0 | 2013 Qtr 1: 3255.75; 2013 Qtr 2: 3255.75; 2013 Qtr 3: 3255.75; 2013 Qtr 4: 3255.75; 2014 Qtr 1: 3123.75; 2014 Qtr 2: 3123.75; 2014 Qtr 3: 3123.75; 2014 Qtr 4: 3123.75 | 25518
3245 | 414033-Reflectors Dimmable (23 watt) =1,100 - 1,599 Lumens | Res-Lighting-InGen_CFLratio0409_CFLscw-Refl-23w | System | Residential | res:DEER:Indoor_CFL_Ltg | TRUE |  |  | Lamp | ROB | 5.04 | 1.65 | 0 | 0 | 0 | 3.39 | 39.6 |  | kWh | 0.00396 | -0.692 | Residential |  | Winter Only | [6 empty] | Residential Furnaces (<0.3):Uncontrolled | 5.3 | 54% |  |  |  |  | 77% | [7 empty] | 0% | 0% | 0% | 64698 | 62072 | 0 | 0 | 0 | 0 | 0 | 0 | 0 | 0 | 0 | 2013 Qtr 1: 16174.5; 2013 Qtr 2: 16174.5; 2013 Qtr 3: 16174.5; 2013 Qtr 4: 16174.5; 2014 Qtr 1: 15518; 2014 Qtr 2: 15518; 2014 Qtr 3: 15518; 2014 Qtr 4: 15518 | 126770
3245 | 414038-Exterior Hardwired Fixtures (15 watt) <1,100 Lumens | Res-Lighting-OutGen_CFLratio0407_CFLfixt-15W | System | Residential | 19-RES-AllResidential-LIGHT | TRUE |  |  | Fixture | RET | 18.8708 | 5 | 0 | 0 | 0 | 13.8708 | 57.5 |  | kWh | 0 | 0 | Residential |  | Winter Only | [7 empty] | 16 | 55% | [12 empty] | 0% | 0% | 0% | 3018 | 2895 | 0 | 0 | 0 | 0 | 0 | 0 | 0 | 0 | 0 | 2013 Qtr 1: 754.5; 2013 Qtr 2: 754.5; 2013 Qtr 3: 754.5; 2013 Qtr 4: 754.5; 2014 Qtr 1: 723.75; 2014 Qtr 2: 723.75; 2014 Qtr 3: 723.75; 2014 Qtr 4: 723.75 | 5913
3245 | 414042-Globes (<= 12 watt) <800 Lumens | Res-Lighting-InGen_CFLratio0347_CFLscw-11w | System | Residential | res:DEER:Indoor_CFL_Ltg | TRUE |  |  | Lamp | ROB | 4.9 | 0.9 | 0 | 0 | 0 | 4 | 15.1 |  | kWh | 0.00151 | -0.265 | Residential |  | Winter Only | [6 empty] | Residential Furnaces (<0.3):Uncontrolled | 5.3 | 54% |  |  |  |  | 77% | [7 empty] | 0% | 0% | 0% | 75092 | 72045 | 0 | 0 | 0 | 0 | 0 | 0 | 0 | 0 | 0 | 2013 Qtr 1: 18773; 2013 Qtr 2: 18773; 2013 Qtr 3: 18773; 2013 Qtr 4: 18773; 2014 Qtr 1: 18011.25; 2014 Qtr 2: 18011.25; 2014 Qtr 3: 18011.25; 2014 Qtr 4: 18011.25 | 147137
3245 | 414045-A-Lamp (14 watt) >=800 Lumens | Res-Lighting-InGen_CFLratio0347_CFLscw-14w | System | Residential | res:DEER:Indoor_CFL_Ltg | TRUE |  |  | Lamp | ROB | 2.46 | 1.25 | 0 | 0 | 0 | 1.21 | 19.3 |  | kWh | 0.00193 | -0.337 | Residential |  | Winter Only | [6 empty] | Residential Furnaces (<0.3):Uncontrolled | 5.3 | 54% |  |  |  |  | 77% | [7 empty] | 0% | 0% | 0% | 361557 | 346885 | 0 | 0 | 0 | 0 | 0 | 0 | 0 | 0 | 0 | 2013 Qtr 1: 90389.25; 2013 Qtr 2: 90389.25; 2013 Qtr 3: 90389.25; 2013 Qtr 4: 90389.25; 2014 Qtr 1: 86721.25; 2014 Qtr 2: 86721.25; 2014 Qtr 3: 86721.25; 2014 Qtr 4: 86721.25 | 708442
3245 | 414051-Reflectors (15 watt) 800-1,099 Lumens | Res-Lighting-InGen_CFLratio0409_CFLscw-Refl-15w | System | Residential | res:DEER:Indoor_CFL_Ltg | TRUE |  |  | Lamp | ROB | 4.9 | 1.2 | 0 | 0 | 0 | 3.7 | 25.8 |  | kWh | 0.00258 | -0.451 | Residential |  | Winter Only | [6 empty] | Residential Furnaces (<0.3):Uncontrolled | 5.3 | 54% |  |  |  |  | 77% | [7 empty] | 0% | 0% | 0% | 43964 | 42180 | 0 | 0 | 0 | 0 | 0 | 0 | 0 | 0 | 0 | 2013 Qtr 1: 10991; 2013 Qtr 2: 10991; 2013 Qtr 3: 10991; 2013 Qtr 4: 10991; 2014 Qtr 1: 10545; 2014 Qtr 2: 10545; 2014 Qtr 3: 10545; 2014 Qtr 4: 10545 | 86144
3245 | 414052-Reflectors Dimmable (15 watt) 800-1,099 Lumens | Res-Lighting-InGen_CFLratio0409_CFLscw-Refl-15w | System | Residential | res:DEER:Indoor_CFL_Ltg | TRUE |  |  | Lamp | ROB | 5.94 | 1.25 | 0 | 0 | 0 | 4.69 | 25.8 |  | kWh | 0.00258 | -0.451 | Residential |  | Winter Only | [6 empty] | Residential Furnaces (<0.3):Uncontrolled | 5.3 | 54% |  |  |  |  | 77% | [7 empty] | 0% | 0% | 0% | 9307 | 8929 | 0 | 0 | 0 | 0 | 0 | 0 | 0 | 0 | 0 | 2013 Qtr 1: 2326.75; 2013 Qtr 2: 2326.75; 2013 Qtr 3: 2326.75; 2013 Qtr 4: 2326.75; 2014 Qtr 1: 2232.25; 2014 Qtr 2: 2232.25; 2014 Qtr 3: 2232.25; 2014 Qtr 4: 2232.25 | 18236
3245 | 414054-A-Lamp (<=12 watt) <800 Lumens | Res-Lighting-InGen_CFLratio0347_CFLscw-11w | System | Residential | res:DEER:Indoor_CFL_Ltg | TRUE |  |  | Lamp | ROB | 1.8 | 0.9 | 0 | 0 | 0 | 0.9 | 15.1 |  | kWh | 0.00151 | -0.265 | Residential |  | Winter Only | [6 empty] | Residential Furnaces (<0.3):Uncontrolled | 5.3 | 54% |  |  |  |  | 77% | [7 empty] | 0% | 0% | 0% | 18674 | 17917 | 0 | 0 | 0 | 0 | 0 | 0 | 0 | 0 | 0 | 2013 Qtr 1: 4668.5; 2013 Qtr 2: 4668.5; 2013 Qtr 3: 4668.5; 2013 Qtr 4: 4668.5; 2014 Qtr 1: 4479.25; 2014 Qtr 2: 4479.25; 2014 Qtr 3: 4479.25; 2014 Qtr 4: 4479.25 | 36591
3245 | 414064-Commercial Exterior Hardwired Fixtures (65 watt) | WPSDGENRLG0006, Rev 3, Msr 7 | System | Commercial | 01-ALC-AllCommercial-ExtLight | TRUE |  |  | Lamp | ROB | 140 | 10 | 0 | 0 | 0 | 130 | 102.5 |  | kWh | 0 | 0 | Commercial |  | Winter Only | [6 empty] | Small Boilers (<100 MMBtu/hr Heat Input):Controlled – Flue Gas Recirculation | 15 | 60% |  |  |  |  | 81% | [7 empty] | 0% | 0% | 0% | 2231 | 2140 | 0 | 0 | 0 | 0 | 0 | 0 | 0 | 0 | 0 | 2013 Qtr 1: 557.75; 2013 Qtr 2: 557.75; 2013 Qtr 3: 557.75; 2013 Qtr 4: 557.75; 2014 Qtr 1: 535; 2014 Qtr 2: 535; 2014 Qtr 3: 535; 2014 Qtr 4: 535 | 4371
3245 | 414065-Commercial-Reflectors (15 watt) <800 Lumens | Res-Lighting-InGen_CFLratio0347_CFLscw-15w | System | Residential | 01-ALC-AllCommercial-IntLight | TRUE |  |  | Lamp | ROB | 5.94 | 0.9 | 0 | 0 | 0 | 5.04 | 20.6 |  | kWh | 0.00206 | -0.361 | Residential |  | Winter Only | [6 empty] | Large Boilers (>100 MMBtu/hr Heat Input):Uncontrolled | 2.58 | 54% |  |  |  |  | 81% | [7 empty] | 0% | 0% | 0% | 4784 | 4590 | 0 | 0 | 0 | 0 | 0 | 0 | 0 | 0 | 0 | 2013 Qtr 1: 1196; 2013 Qtr 2: 1196; 2013 Qtr 3: 1196; 2013 Qtr 4: 1196; 2014 Qtr 1: 1147.5; 2014 Qtr 2: 1147.5; 2014 Qtr 3: 1147.5; 2014 Qtr 4: 1147.5 | 9374
3245 | 414067-Commercial-Globes (15 watt) 800-1099 Lumens | Com-Lighting-InGen_CFLratio0357_CFLscw-15w | System | Residential | 01-ALC-AllCommercial-IntLight | TRUE |  |  | Lamp | ROB | 4.9 | 1.2 | 0 | 0 | 0 | 3.7 | 133 |  | kWh | 0.0281 | -0.332 | Residential |  | Winter Only | [6 empty] | Small Boilers (<100 MMBtu/hr Heat Input):Uncontrolled | 2.58 | 54% |  |  |  |  | 81% | [7 empty] | 0% | 0% | 0% | 228 | 218 | 0 | 0 | 0 | 0 | 0 | 0 | 0 | 0 | 0 | 2013 Qtr 1: 57; 2013 Qtr 2: 57; 2013 Qtr 3: 57; 2013 Qtr 4: 57; 2014 Qtr 1: 54.5; 2014 Qtr 2: 54.5; 2014 Qtr 3: 54.5; 2014 Qtr 4: 54.5 | 446
3245 | 414068-Commercial-Reflectors (18 watt) 800-1,099 Lumens | Res-Lighting-InGen_CFLratio0347_CFLscw-18w | System | Residential | 01-ALC-AllCommercial-IntLight | TRUE |  |  | Lamp | ROB | 5.94 | 1.2 | 0 | 0 | 0 | 4.74 | 24.8 |  | kWh | 0.00248 | -0.433 | Residential |  | Winter Only | [6 empty] | Large Boilers (>100 MMBtu/hr Heat Input):Uncontrolled | 2.58 | 54% |  |  |  |  | 81% | [7 empty] | 0% | 0% | 0% | 4479 | 4298 | 0 | 0 | 0 | 0 | 0 | 0 | 0 | 0 | 0 | 2013 Qtr 1: 1119.75; 2013 Qtr 2: 1119.75; 2013 Qtr 3: 1119.75; 2013 Qtr 4: 1119.75; 2014 Qtr 1: 1074.5; 2014 Qtr 2: 1074.5; 2014 Qtr 3: 1074.5; 2014 Qtr 4: 1074.5 | 8777
3245 | 414069-Commercial-A-Lamp (15 watt) <1,100 Lumens | Com-Lighting-InGen_CFLratio0357_CFLscw-15w | System | Residential | 01-ALC-AllCommercial-IntLight | TRUE |  |  | Lamp | ROB | 1.63 | 1.2 | 0 | 0 | 0 | 0.43 | 133 |  | kWh | 0.0281 | -0.332 | Residential |  | Winter Only | [6 empty] | Small Boilers (<100 MMBtu/hr Heat Input):Uncontrolled | 2.58 | 54% |  |  |  |  | 81% | [7 empty] | 0% | 0% | 0% | 7827 | 7508 | 0 | 0 | 0 | 0 | 0 | 0 | 0 | 0 | 0 | 2013 Qtr 1: 1956.75; 2013 Qtr 2: 1956.75; 2013 Qtr 3: 1956.75; 2013 Qtr 4: 1956.75; 2014 Qtr 1: 1877; 2014 Qtr 2: 1877; 2014 Qtr 3: 1877; 2014 Qtr 4: 1877 | 15335
3245 | 414070-Commercial-A-Lamp (18 watt) <1,100 Lumens | Com-Lighting-InGen_CFLratio0357_CFLscw-18w | System | Residential | 01-ALC-AllCommercial-IntLight | TRUE |  |  | Lamp | ROB | 1.63 | 1.2 | 0 | 0 | 0 | 0.43 | 159 |  | kWh | 0.0338 | -0.398 | Residential |  | Winter Only | [6 empty] | Small Boilers (<100 MMBtu/hr Heat Input):Uncontrolled | 2.58 | 54% |  |  |  |  | 81% | [7 empty] | 0% | 0% | 0% | 338 | 324 | 0 | 0 | 0 | 0 | 0 | 0 | 0 | 0 | 0 | 2013 Qtr 1: 84.5; 2013 Qtr 2: 84.5; 2013 Qtr 3: 84.5; 2013 Qtr 4: 84.5; 2014 Qtr 1: 81; 2014 Qtr 2: 81; 2014 Qtr 3: 81; 2014 Qtr 4: 81 | 662
3245 | 414072-Commercial-Reflectors (20 watt) 800-1,099 Lumens | Res-Lighting-InGen_CFLratio0347_CFLscw-20w | System | Residential | 01-ALC-AllCommercial-IntLight | TRUE |  |  | Lamp | ROB | 5.94 | 1.2 | 0 | 0 | 0 | 4.74 | 27.5 |  | kWh | 0.00275 | -0.481 | Residential |  | Winter Only | [6 empty] | Small Boilers (<100 MMBtu/hr Heat Input):Uncontrolled | 2.58 | 54% |  |  |  |  | 81% | [7 empty] | 0% | 0% | 0% | 1556 | 1492 | 0 | 0 | 0 | 0 | 0 | 0 | 0 | 0 | 0 | 2013 Qtr 1: 389; 2013 Qtr 2: 389; 2013 Qtr 3: 389; 2013 Qtr 4: 389; 2014 Qtr 1: 373; 2014 Qtr 2: 373; 2014 Qtr 3: 373; 2014 Qtr 4: 373 | 3048
3245 | 414073-Commercial-Reflectors (23 watt) 1,100-1,599 Lumens | Res-Lighting-InGen_CFLratio0347_CFLscw-23w | System | Residential | 01-ALC-AllCommercial-IntLight | TRUE |  |  | Lamp | ROB | 8.47 | 1.65 | 0 | 0 | 0 | 6.82 | 31.7 |  | kWh | 0.00317 | -0.553 | Residential |  | Winter Only | [6 empty] | Small Boilers (<100 MMBtu/hr Heat Input):Uncontrolled | 2.58 | 54% |  |  |  |  | 81% | [7 empty] | 0% | 0% | 0% | 686 | 657 | 0 | 0 | 0 | 0 | 0 | 0 | 0 | 0 | 0 | 2013 Qtr 1: 171.5; 2013 Qtr 2: 171.5; 2013 Qtr 3: 171.5; 2013 Qtr 4: 171.5; 2014 Qtr 1: 164.25; 2014 Qtr 2: 164.25; 2014 Qtr 3: 164.25; 2014 Qtr 4: 164.25 | 1343
3245 | 414076-Commercial-A-Lamp (14 watt) >=800 Lumens | Com-Lighting-InGen_CFLratio0357_CFLscw-14w | System | Residential | 01-ALC-AllCommercial-IntLight | TRUE |  |  | Lamp | ROB | 2.6516 | 1.25 | 0 | 0 | 0 | 1.4016 | 124 |  | kWh | 0.0263 | -0.31 | Residential |  | Winter Only | [6 empty] | Small Boilers (<100 MMBtu/hr Heat Input):Uncontrolled | 2.58 | 54% |  |  |  |  | 81% | [7 empty] | 0% | 0% | 0% | 19030 | 18257 | 0 | 0 | 0 | 0 | 0 | 0 | 0 | 0 | 0 | 2013 Qtr 1: 4757.5; 2013 Qtr 2: 4757.5; 2013 Qtr 3: 4757.5; 2013 Qtr 4: 4757.5; 2014 Qtr 1: 4564.25; 2014 Qtr 2: 4564.25; 2014 Qtr 3: 4564.25; 2014 Qtr 4: 4564.25 | 37287
3245 | 414077-Com-Reflectors (15 watt) 800-1,099 Lumens | Res-Lighting-InGen_CFLratio0347_CFLscw-15w | System | Residential | 01-ALC-AllCommercial-IntLight | TRUE |  |  | Lamp | ROB | 4.9 | 1.2 | 0 | 0 | 0 | 3.7 | 20.6 |  | kWh | 0.00206 | -0.361 | Residential |  | Winter Only | [6 empty] | Small Boilers (<100 MMBtu/hr Heat Input):Uncontrolled | 2.58 | 54% |  |  |  |  | 81% | [7 empty] | 0% | 0% | 0% | 2314 | 2220 | 0 | 0 | 0 | 0 | 0 | 0 | 0 | 0 | 0 | 2013 Qtr 1: 578.5; 2013 Qtr 2: 578.5; 2013 Qtr 3: 578.5; 2013 Qtr 4: 578.5; 2014 Qtr 1: 555; 2014 Qtr 2: 555; 2014 Qtr 3: 555; 2014 Qtr 4: 555 | 4534
3245 | 414079-Commercial-A-Lamp (<=12 watt) <800 Lumens | Com-Lighting-InGen_CFLratio0357_CFLscw-11w | System | Residential | 01-ALC-AllCommercial-IntLight | TRUE |  |  | Lamp | ROB | 1.8 | 0.9 | 0 | 0 | 0 | 0.9 | 97.4 |  | kWh | 0.0206 | -0.243 | Residential |  | Winter Only | [6 empty] | Small Boilers (<100 MMBtu/hr Heat Input):Uncontrolled | 2.58 | 54% |  |  |  |  | 81% | [7 empty] | 0% | 0% | 0% | 983 | 943 | 0 | 0 | 0 | 0 | 0 | 0 | 0 | 0 | 0 | 2013 Qtr 1: 245.75; 2013 Qtr 2: 245.75; 2013 Qtr 3: 245.75; 2013 Qtr 4: 245.75; 2014 Qtr 1: 235.75; 2014 Qtr 2: 235.75; 2014 Qtr 3: 235.75; 2014 Qtr 4: 235.75 | 1926
3245 | 414080-Globes (14 watt) 800-1099 Lumens | Res-Lighting-InGen_CFLratio0347_CFLscw-14w | System | Residential | res:DEER:Indoor_CFL_Ltg | TRUE |  |  | Lamp | ROB | 4.9 | 1.2 | 0 | 0 | 0 | 3.7 | 19.3 |  | kWh | 0.00193 | -0.337 | Residential |  | Winter Only | [6 empty] | Small Boilers (<100 MMBtu/hr Heat Input):Controlled – Flue Gas Recirculation | 5.3 | 54% |  |  |  |  | 77% | [7 empty] | 0% | 0% | 0% | 3178 | 3049 | 0 | 0 | 0 | 0 | 0 | 0 | 0 | 0 | 0 | 2013 Qtr 1: 794.5; 2013 Qtr 2: 794.5; 2013 Qtr 3: 794.5; 2013 Qtr 4: 794.5; 2014 Qtr 1: 762.25; 2014 Qtr 2: 762.25; 2014 Qtr 3: 762.25; 2014 Qtr 4: 762.25 | 6227
3245 | 414081-Reflectors (16 watt) 800-1,099 Lumens | Res-Lighting-InGen_CFLratio0409_CFLscw-Refl-16w | System | Residential | res:DEER:Indoor_CFL_Ltg | TRUE |  |  | Lamp | ROB | 5.94 | 1.2 | 0 | 0 | 0 | 4.74 | 27.5 |  | kWh | 0.00276 | -0.481 | Residential |  | Winter Only | [6 empty] | Residential Furnaces (<0.3):Uncontrolled | 5.3 | 54% |  |  |  |  | 77% | [7 empty] | 0% | 0% | 0% | 69 | 67 | 0 | 0 | 0 | 0 | 0 | 0 | 0 | 0 | 0 | 2013 Qtr 1: 17.25; 2013 Qtr 2: 17.25; 2013 Qtr 3: 17.25; 2013 Qtr 4: 17.25; 2014 Qtr 1: 16.75; 2014 Qtr 2: 16.75; 2014 Qtr 3: 16.75; 2014 Qtr 4: 16.75 | 136
3245 | 414082-23 Watt Fixture CFL - Outdoor | Res-Lighting-OutGen_CFLratio0407_CFLfixt-24W | System | Residential | 19-RES-AllResidential-LIGHT | TRUE |  |  | Lamp | RET | 22.8176 | 10 | 0 | 0 | 0 | 12.8176 | 92 |  | kWh | 0 | 0 | Residential |  | Winter Only | [6 empty] | Residential Furnaces (<0.3):Uncontrolled | 15 | 55% |  |  |  |  | 77% | [7 empty] | 0% | 0% | 0% | 238 | 228 | 0 | 0 | 0 | 0 | 0 | 0 | 0 | 0 | 0 | 2013 Qtr 1: 59.5; 2013 Qtr 2: 59.5; 2013 Qtr 3: 59.5; 2013 Qtr 4: 59.5; 2014 Qtr 1: 57; 2014 Qtr 2: 57; 2014 Qtr 3: 57; 2014 Qtr 4: 57 | 466
3245 | 414085-38-42W Bare Spiral CFL >1600 lumens | Res-Lighting-InGen_CFLratio0347_CFLscw-32w | System | Residential | res:DEER:Indoor_CFL_Ltg | TRUE |  |  | Lamp | ROB | 8.74 | 1.9 | 0 | 0 | 0 | 6.84 | 44 |  | kWh | 0.0044 | -0.77 | Residential |  | Winter Only | [6 empty] | Residential Furnaces (<0.3):Uncontrolled | 5.3 | 54% |  |  |  |  | 77% | [7 empty] | 0% | 0% | 0% | 49980 | 47952 | 0 | 0 | 0 | 0 | 0 | 0 | 0 | 0 | 0 | 2013 Qtr 1: 12495; 2013 Qtr 2: 12495; 2013 Qtr 3: 12495; 2013 Qtr 4: 12495; 2014 Qtr 1: 11988; 2014 Qtr 2: 11988; 2014 Qtr 3: 11988; 2014 Qtr 4: 11988 | 97932
3245 | 414087-23 Watt Fixture CFL - Interior | Res-Lighting-InGen_CFLratio0353_CFLfixt-24W | System | Residential | res:DEER:Indoor_CFL_Ltg | TRUE |  |  | Lamp | ROB | 22.82 | 10 | 0 | 0 | 0 | 12.82 | 33.8 |  | kWh | 0.00338 | -0.591 | Residential |  | Winter Only | [6 empty] | Residential Furnaces (<0.3):Uncontrolled | 15 | 55% |  |  |  |  | 77% | [7 empty] | 0% | 0% | 0% | 126 | 121 | 0 | 0 | 0 | 0 | 0 | 0 | 0 | 0 | 0 | 2013 Qtr 1: 31.5; 2013 Qtr 2: 31.5; 2013 Qtr 3: 31.5; 2013 Qtr 4: 31.5; 2014 Qtr 1: 30.25; 2014 Qtr 2: 30.25; 2014 Qtr 3: 30.25; 2014 Qtr 4: 30.25 | 247
3245 | 414096-Reflectors Dimmable (23 watt) =800 -1,099 Lumens | Res-Lighting-InGen_CFLratio0409_CFLscw-Refl-23w | System | Residential | res:DEER:Indoor_CFL_Ltg | TRUE |  |  | Lamp | ROB | 4.59 | 1.2 | 0 | 0 | 0 | 3.39 | 39.6 |  | kWh | 0.00396 | -0.692 | Residential |  | Winter Only | [6 empty] | Residential Furnaces (<0.3):Uncontrolled | 5.3 | 54% |  |  |  |  | 77% | [7 empty] | 0% | 0% | 0% | 12574 | 12064 | 0 | 0 | 0 | 0 | 0 | 0 | 0 | 0 | 0 | 2013 Qtr 1: 3143.5; 2013 Qtr 2: 3143.5; 2013 Qtr 3: 3143.5; 2013 Qtr 4: 3143.5; 2014 Qtr 1: 3016; 2014 Qtr 2: 3016; 2014 Qtr 3: 3016; 2014 Qtr 4: 3016 | 24638
3263 | 447144-Lighting - Exterior Linear Fl. Lighting |  | System | Commercial | 01-ALC-AllCommercial-ExtLight | TRUE |  |  | kWh | RET | 0.33 | 0.0625 | 0 | 0 | 0 | 0.2675 | 1 |  | kWh | 8.3685e-05 | 0 | Commercial | [9 empty] | 15 | 60% | [5 empty] | 90% | [6 empty] | 0% | 0% | 0% | 5000000 | 5000000 | 0 | 0 | 0 | 0 | 0 | 0 | 0 | 0 | 0 | 2013 Qtr 1: 1250000; 2013 Qtr 2: 1250000; 2013 Qtr 3: 1250000; 2013 Qtr 4: 1250000; 2014 Qtr 1: 1250000; 2014 Qtr 2: 1250000; 2014 Qtr 3: 1250000; 2014 Qtr 4: 1250000 | 10000000
3264 | 447257-Lighting - Exterior Linear Fl. Lighting |  | System | Commercial | 01-ALC-AllCommercial-ExtLight | TRUE |  |  | kWh | RET | 0.33 | 0.0625 | 0 | 0 | 0 | 0.2675 | 1 |  | kWh | 8.3685e-05 | 0 | Commercial | [9 empty] | 15 | 60% | [5 empty] | 90% | [6 empty] | 0% | 0% | 0% | 5000000 | 35000000 | 0 | 0 | 0 | 0 | 0 | 0 | 0 | 0 | 0 | 2013 Qtr 1: 1250000; 2013 Qtr 2: 1250000; 2013 Qtr 3: 1250000; 2013 Qtr 4: 1250000; 2014 Qtr 1: 8750000; 2014 Qtr 2: 8750000; 2014 Qtr 3: 8750000; 2014 Qtr 4: 8750000 | 40000000
3263 | 461791-Lighting - Interior Linear Fixtures - Dual Baseline |  | System | Commercial | 01-ALC-AllCommercial-IntLight | TRUE |  |  | kWh | ER | 0.21 | 0.125 | 0 | 0 | 0 | 0.085 | 1 |  | kWh | 0.0001687 | 1.2908e-05 | Commercial |  | Winter Only | 15 | 0.056 |  | 0.47898 | 8.0802e-05 | 6.1826e-06 | Large Boilers (>100 MMBtu/hr Heat Input):Controlled Low NOx Burner | 2.0964 | 60% | 50% |  |  |  |  | 90% | [6 empty] | 0% | 0% | 0% | 1000000 | 10000000 | 0 | 0 | 0 | 0 | 0 | 0 | 0 | 0 | 0 | 2013 Qtr 1: 250000; 2013 Qtr 2: 250000; 2013 Qtr 3: 250000; 2013 Qtr 4: 250000; 2014 Qtr 1: 2500000; 2014 Qtr 2: 2500000; 2014 Qtr 3: 2500000; 2014 Qtr 4: 2500000 | 11000000
3264 | 461792-Lighting - Interior Linear Fixtures - Dual Baseline |  | System | Commercial | 01-ALC-AllCommercial-IntLight | TRUE |  |  | kWh | ER | 0.21 | 0.125 | 0 | 0 | 0 | 0.085 | 1 |  | kWh | 0.0001687 | 1.2908e-05 | Commercial |  | Winter Only | 15 | 0.056 |  | 0.47898 | 8.0802e-05 | 6.1826e-06 | Large Boilers (>100 MMBtu/hr Heat Input):Controlled Low NOx Burner | 2.0964 | 60% | 50% |  |  |  |  | 90% | [6 empty] | 0% | 0% | 0% | 10000000 | 50000000 | 0 | 0 | 0 | 0 | 0 | 0 | 0 | 0 | 0 | 2013 Qtr 1: 2500000; 2013 Qtr 2: 2500000; 2013 Qtr 3: 2500000; 2013 Qtr 4: 2500000; 2014 Qtr 1: 12500000; 2014 Qtr 2: 12500000; 2014 Qtr 3: 12500000; 2014 Qtr 4: 12500000 | 60000000
3220 | 411012-Lighting - Interior Linear Fixtures - Dual Baseline |  | System | Commercial | 01-ALC-AllCommercial-IntLight | TRUE |  |  | kWh | ER | 0.21 | 0.125 | 0 | 0 | 0 | 0.085 | 1 |  | kWh | 0.0001687 | 1.2908e-05 | Commercial |  | Winter Only | 15 | 0.056 |  | 0.47898 | 8.0802e-05 | 6.1826e-06 | Large Boilers (>100 MMBtu/hr Heat Input):Controlled Low NOx Burner | 2.0964 | 60% | 50% |  |  |  |  | 90% | [6 empty] | 0% | 0% | 0% | 10722311 | 10287157 | 0 | 0 | 0 | 0 | 0 | 0 | 0 | 0 | 0 | 2013 Qtr 1: 2680577.75; 2013 Qtr 2: 2680577.75; 2013 Qtr 3: 2680577.75; 2013 Qtr 4: 2680577.75; 2014 Qtr 1: 2571789.25; 2014 Qtr 2: 2571789.25; 2014 Qtr 3: 2571789.25; 2014 Qtr 4: 2571789.25 | 21009468
3220 | 447262-Lighting - Interior Linear Fixtures |  | System | Commercial | 01-ALC-AllCommercial-IntLight | TRUE |  |  | kWh | RET | 0.21 | 0.125 | 0 | 0 | 0 | 0.085 | 1 |  | kWh | 0.0001687 | 1.2908e-05 | Commercial |  | Winter Only | [6 empty] | Large Boilers (>100 MMBtu/hr Heat Input):Controlled Low NOx Burner | 15 | 60% | 50% |  |  |  |  | 90% | [6 empty] | 0% | 0% | 0% | 3574104 | 3429052 | 0 | 0 | 0 | 0 | 0 | 0 | 0 | 0 | 0 | 2013 Qtr 1: 893526; 2013 Qtr 2: 893526; 2013 Qtr 3: 893526; 2013 Qtr 4: 893526; 2014 Qtr 1: 857263; 2014 Qtr 2: 857263; 2014 Qtr 3: 857263; 2014 Qtr 4: 857263 | 7003156
3231 | 441993-Lighting - Interior Linear Fixtures - Dual Baseline |  | System | Commercial | 01-ALC-AllCommercial-IntLight | TRUE |  |  | kWh | ER | 0.21 | 0.125 | 0 | 0 | 0 | 0.085 | 1 |  | kWh | 0.0001687 | 1.2908e-05 | Commercial |  | Winter Only | 15 | 0.056 |  | 0.47898 | 8.0802e-05 | 6.1826e-06 | Large Boilers (>100 MMBtu/hr Heat Input):Uncontrolled | 2.0964 | 60% | 50% |  |  |  |  | 90% | [6 empty] | 0% | 0% | 0% | 1261448 | 1210254 | 0 | 0 | 0 | 0 | 0 | 0 | 0 | 0 | 0 | 2013 Qtr 1: 315362; 2013 Qtr 2: 315362; 2013 Qtr 3: 315362; 2013 Qtr 4: 315362; 2014 Qtr 1: 302563.5; 2014 Qtr 2: 302563.5; 2014 Qtr 3: 302563.5; 2014 Qtr 4: 302563.5 | 2471702
3231 | 454525-Lighting - Interior Linear Fixtures |  | System | Commercial | 01-ALC-AllCommercial-IntLight | TRUE |  |  | kWh | RET | 0.21 | 0.125 | 0 | 0 | 0 | 0.085 | 1 |  | kWh | 0.0001687 | 1.2908e-05 | Commercial |  | Winter Only | [6 empty] | Large Boilers (>100 MMBtu/hr Heat Input):Controlled Low NOx Burner | 15 | 60% | 50% |  |  |  |  | 90% | [6 empty] | 0% | 0% | 0% | 420483 | 403418 | 0 | 0 | 0 | 0 | 0 | 0 | 0 | 0 | 0 | 2013 Qtr 1: 105120.75; 2013 Qtr 2: 105120.75; 2013 Qtr 3: 105120.75; 2013 Qtr 4: 105120.75; 2014 Qtr 1: 100854.5; 2014 Qtr 2: 100854.5; 2014 Qtr 3: 100854.5; 2014 Qtr 4: 100854.5 | 823901
3237 | 443995-Lighting - Interior Linear Fixtures - Dual Baseline |  | System | Commercial | 01-ALC-AllCommercial-IntLight | TRUE |  |  | kWh | ER | 0.21 | 0.125 | 0 | 0 | 0 | 0.085 | 1 |  | kWh | 0.0001687 | 1.2908e-05 | Commercial |  | Winter Only | 15 | 0.056 |  | 0.47898 | 8.0802e-05 | 6.1826e-06 | Large Boilers (>100 MMBtu/hr Heat Input):Uncontrolled | 2.0964 | 70% | 50% |  |  |  |  | 90% | [6 empty] | 0% | 0% | 0% | 630724 | 605127 | 0 | 0 | 0 | 0 | 0 | 0 | 0 | 0 | 0 | 2013 Qtr 1: 157681; 2013 Qtr 2: 157681; 2013 Qtr 3: 157681; 2013 Qtr 4: 157681; 2014 Qtr 1: 151281.75; 2014 Qtr 2: 151281.75; 2014 Qtr 3: 151281.75; 2014 Qtr 4: 151281.75 | 1235851
3237 | 461788-Lighting - Interior Linear Fixtures |  | System | Commercial | 01-ALC-AllCommercial-IntLight | TRUE |  |  | kWh | RET | 0.21 | 0.125 | 0 | 0 | 0 | 0.085 | 1 |  | kWh | 0.0001687 | 1.2908e-05 | Commercial |  | Winter Only | [6 empty] | Large Boilers (>100 MMBtu/hr Heat Input):Controlled Low NOx Burner | 15 | 60% | 50% |  |  |  |  | 90% | [6 empty] | 0% | 0% | 0% | 210241 | 201709 | 0 | 0 | 0 | 0 | 0 | 0 | 0 | 0 | 0 | 2013 Qtr 1: 52560.25; 2013 Qtr 2: 52560.25; 2013 Qtr 3: 52560.25; 2013 Qtr 4: 52560.25; 2014 Qtr 1: 50427.25; 2014 Qtr 2: 50427.25; 2014 Qtr 3: 50427.25; 2014 Qtr 4: 50427.25 | 411950
3245-SW-Lighting-Primary Lighting SDG&E_COMPLIANCE_LIGHTING_SCENARIO | [15 empty] | 0 |  |  | #N/A | [26 empty] | 0% | 0% |  | 0 | 0 | 0 | 0 | 0 | 0 | 0 | 0 | 0 | 0 | 0 | [44 empty] | 0
3245-SW-Lighting-Primary Lighting SDG&E_COMPLIANCE_LIGHTING_SCENARIO | [15 empty] | 0 |  |  | #N/A | [26 empty] | 0% | 0% |  | 0 | 0 | 0 | 0 | 0 | 0 | 0 | 0 | 0 | 0 | 0 | [44 empty] | 0
3245-SW-Lighting-Primary Lighting SDG&E_COMPLIANCE_LIGHTING_SCENARIO | [15 empty] | 0 |  |  | #N/A | [26 empty] | 0% | 0% |  | 0 | 0 | 0 | 0 | 0 | 0 | 0 | 0 | 0 | 0 | 0 | [44 empty] | 0
3245-SW-Lighting-Primary Lighting SDG&E_COMPLIANCE_LIGHTING_SCENARIO | [15 empty] | 0 |  |  | #N/A | [26 empty] | 0% | 0% |  | 0 | 0 | 0 | 0 | 0 | 0 | 0 | 0 | 0 | 0 | 0 | [44 empty] | 0
3245-SW-Lighting-Primary Lighting SDG&E_COMPLIANCE_LIGHTING_SCENARIO | [15 empty] | 0 |  |  | #N/A | [26 empty] | 0% | 0% |  | 0 | 0 | 0 | 0 | 0 | 0 | 0 | 0 | 0 | 0 | 0 | [44 empty] | 0
3245-SW-Lighting-Primary Lighting SDG&E_COMPLIANCE_LIGHTING_SCENARIO | [15 empty] | 0 |  |  | #N/A | [26 empty] | 0% | 0% |  | 0 | 0 | 0 | 0 | 0 | 0 | 0 | 0 | 0 | 0 | 0 | [44 empty] | 0
3245-SW-Lighting-Primary Lighting SDG&E_COMPLIANCE_LIGHTING_SCENARIO | [15 empty] | 0 |  |  | #N/A | [26 empty] | 0% | 0% |  | 0 | 0 | 0 | 0 | 0 | 0 | 0 | 0 | 0 | 0 | 0 | [44 empty] | 0
3245-SW-Lighting-Primary Lighting SDG&E_COMPLIANCE_LIGHTING_SCENARIO | [15 empty] | 0 |  |  | #N/A | [26 empty] | 0% | 0% |  | 0 | 0 | 0 | 0 | 0 | 0 | 0 | 0 | 0 | 0 | 0 | [44 empty] | 0
3245-SW-Lighting-Primary Lighting SDG&E_COMPLIANCE_LIGHTING_SCENARIO | [15 empty] | 0 |  |  | #N/A | [26 empty] | 0% | 0% |  | 0 | 0 | 0 | 0 | 0 | 0 | 0 | 0 | 0 | 0 | 0 | [44 empty] | 0
3245-SW-Lighting-Primary Lighting SDG&E_COMPLIANCE_LIGHTING_SCENARIO | [15 empty] | 0 |  |  | #N/A | [26 empty] | 0% | 0% |  | 0 | 0 | 0 | 0 | 0 | 0 | 0 | 0 | 0 | 0 | 0 | [44 empty] | 0
3245-SW-Lighting-Primary Lighting SDG&E_COMPLIANCE_LIGHTING_SCENARIO | [15 empty] | 0 |  |  | #N/A | [26 empty] | 0% | 0% |  | 0 | 0 | 0 | 0 | 0 | 0 | 0 | 0 | 0 | 0 | 0 | [44 empty] | 0
3245-SW-Lighting-Primary Lighting SDG&E_COMPLIANCE_LIGHTING_SCENARIO | [15 empty] | 0 |  |  | #N/A | [26 empty] | 0% | 0% |  | 0 | 0 | 0 | 0 | 0 | 0 | 0 | 0 | 0 | 0 | 0 | [44 empty] | 0
3245-SW-Lighting-Primary Lighting SDG&E_COMPLIANCE_LIGHTING_SCENARIO | [15 empty] | 0 |  |  | #N/A | [26 empty] | 0% | 0% |  | 0 | 0 | 0 | 0 | 0 | 0 | 0 | 0 | 0 | 0 | 0 | [44 empty] | 0
3245-SW-Lighting-Primary Lighting SDG&E_COMPLIANCE_LIGHTING_SCENARIO | [15 empty] | 0 |  |  | #N/A | [26 empty] | 0% | 0% |  | 0 | 0 | 0 | 0 | 0 | 0 | 0 | 0 | 0 | 0 | 0 | [44 empty] | 0
3245-SW-Lighting-Primary Lighting SDG&E_COMPLIANCE_LIGHTING_SCENARIO | [15 empty] | 0 |  |  | #N/A | [26 empty] | 0% | 0% |  | 0 | 0 | 0 | 0 | 0 | 0 | 0 | 0 | 0 | 0 | 0 | [44 empty] | 0
3245-SW-Lighting-Primary Lighting SDG&E_COMPLIANCE_LIGHTING_SCENARIO | [15 empty] | 0 |  |  | #N/A | [26 empty] | 0% | 0% |  | 0 | 0 | 0 | 0 | 0 | 0 | 0 | 0 | 0 | 0 | 0 | [44 empty] | 0
3245-SW-Lighting-Primary Lighting SDG&E_COMPLIANCE_LIGHTING_SCENARIO | [15 empty] | 0 |  |  | #N/A | [26 empty] | 0% | 0% |  | 0 | 0 | 0 | 0 | 0 | 0 | 0 | 0 | 0 | 0 | 0 | [44 empty] | 0
3245-SW-Lighting-Primary Lighting SDG&E_COMPLIANCE_LIGHTING_SCENARIO | [15 empty] | 0 |  |  | #N/A | [26 empty] | 0% | 0% |  | 0 | 0 | 0 | 0 | 0 | 0 | 0 | 0 | 0 | 0 | 0 | [44 empty] | 0
3245-SW-Lighting-Primary Lighting SDG&E_COMPLIANCE_LIGHTING_SCENARIO | [15 empty] | 0 |  |  | #N/A | [26 empty] | 0% | 0% |  | 0 | 0 | 0 | 0 | 0 | 0 | 0 | 0 | 0 | 0 | 0 | [44 empty] | 0
3245-SW-Lighting-Primary Lighting SDG&E_COMPLIANCE_LIGHTING_SCENARIO | [15 empty] | 0 |  |  | #N/A | [26 empty] | 0% | 0% |  | 0 | 0 | 0 | 0 | 0 | 0 | 0 | 0 | 0 | 0 | 0 | [44 empty] | 0
3245-SW-Lighting-Primary Lighting SDG&E_COMPLIANCE_LIGHTING_SCENARIO | [15 empty] | 0 |  |  | #N/A | [26 empty] | 0% | 0% |  | 0 | 0 | 0 | 0 | 0 | 0 | 0 | 0 | 0 | 0 | 0 | [44 empty] | 0
3245-SW-Lighting-Primary Lighting SDG&E_COMPLIANCE_LIGHTING_SCENARIO | [15 empty] | 0 |  |  | #N/A | [26 empty] | 0% | 0% |  | 0 | 0 | 0 | 0 | 0 | 0 | 0 | 0 | 0 | 0 | 0 | [44 empty] | 0
3245-SW-Lighting-Primary Lighting SDG&E_COMPLIANCE_LIGHTING_SCENARIO | [15 empty] | 0 |  |  | #N/A | [26 empty] | 0% | 0% |  | 0 | 0 | 0 | 0 | 0 | 0 | 0 | 0 | 0 | 0 | 0 | [44 empty] | 0
3245-SW-Lighting-Primary Lighting SDG&E_COMPLIANCE_LIGHTING_SCENARIO | [15 empty] | 0 |  |  | #N/A | [26 empty] | 0% | 0% |  | 0 | 0 | 0 | 0 | 0 | 0 | 0 | 0 | 0 | 0 | 0 | [44 empty] | 0
3245-SW-Lighting-Primary Lighting SDG&E_COMPLIANCE_LIGHTING_SCENARIO | [15 empty] | 0 |  |  | #N/A | [26 empty] | 0% | 0% |  | 0 | 0 | 0 | 0 | 0 | 0 | 0 | 0 | 0 | 0 | 0 | [44 empty] | 0
3245-SW-Lighting-Primary Lighting SDG&E_COMPLIANCE_LIGHTING_SCENARIO | [15 empty] | 0 |  |  | #N/A | [26 empty] | 0% | 0% |  | 0 | 0 | 0 | 0 | 0 | 0 | 0 | 0 | 0 | 0 | 0 | [44 empty] | 0
3245-SW-Lighting-Primary Lighting SDG&E_COMPLIANCE_LIGHTING_SCENARIO | [15 empty] | 0 |  |  | #N/A | [26 empty] | 0% | 0% |  | 0 | 0 | 0 | 0 | 0 | 0 | 0 | 0 | 0 | 0 | 0 | [44 empty] | 0
3245-SW-Lighting-Primary Lighting SDG&E_COMPLIANCE_LIGHTING_SCENARIO | [15 empty] | 0 |  |  | #N/A | [26 empty] | 0% | 0% |  | 0 | 0 | 0 | 0 | 0 | 0 | 0 | 0 | 0 | 0 | 0 | [44 empty] | 0
3245-SW-Lighting-Primary Lighting SDG&E_COMPLIANCE_LIGHTING_SCENARIO | [15 empty] | 0 |  |  | #N/A | [26 empty] | 0% | 0% |  | 0 | 0 | 0 | 0 | 0 | 0 | 0 | 0 | 0 | 0 | 0 | [44 empty] | 0
3245-SW-Lighting-Primary Lighting SDG&E_COMPLIANCE_LIGHTING_SCENARIO | [15 empty] | 0 |  |  | #N/A | [26 empty] | 0% | 0% |  | 0 | 0 | 0 | 0 | 0 | 0 | 0 | 0 | 0 | 0 | 0 | [44 empty] | 0
3245-SW-Lighting-Primary Lighting SDG&E_COMPLIANCE_LIGHTING_SCENARIO | [15 empty] | 0 |  |  | #N/A | [26 empty] | 0% | 0% |  | 0 | 0 | 0 | 0 | 0 | 0 | 0 | 0 | 0 | 0 | 0 | [44 empty] | 0
3245-SW-Lighting-Primary Lighting SDG&E_COMPLIANCE_LIGHTING_SCENARIO | [15 empty] | 0 |  |  | #N/A | [26 empty] | 0% | 0% |  | 0 | 0 | 0 | 0 | 0 | 0 | 0 | 0 | 0 | 0 | 0 | [44 empty] | 0
3245-SW-Lighting-Primary Lighting SDG&E_COMPLIANCE_LIGHTING_SCENARIO | [15 empty] | 0 |  |  | #N/A | [26 empty] | 0% | 0% |  | 0 | 0 | 0 | 0 | 0 | 0 | 0 | 0 | 0 | 0 | 0 | [44 empty] | 0
3245-SW-Lighting-Primary Lighting SDG&E_COMPLIANCE_LIGHTING_SCENARIO | [15 empty] | 0 |  |  | #N/A | [26 empty] | 0% | 0% |  | 0 | 0 | 0 | 0 | 0 | 0 | 0 | 0 | 0 | 0 | 0 | [44 empty] | 0
3245-SW-Lighting-Primary Lighting SDG&E_COMPLIANCE_LIGHTING_SCENARIO | [15 empty] | 0 |  |  | #N/A | [26 empty] | 0% | 0% |  | 0 | 0 | 0 | 0 | 0 | 0 | 0 | 0 | 0 | 0 | 0 | [44 empty] | 0
3245-SW-Lighting-Primary Lighting SDG&E_COMPLIANCE_LIGHTING_SCENARIO | [15 empty] | 0 |  |  | #N/A | [26 empty] | 0% | 0% |  | 0 | 0 | 0 | 0 | 0 | 0 | 0 | 0 | 0 | 0 | 0 | [44 empty] | 0
3245-SW-Lighting-Primary Lighting SDG&E_COMPLIANCE_LIGHTING_SCENARIO | [15 empty] | 0 |  |  | #N/A | [26 empty] | 0% | 0% |  | 0 | 0 | 0 | 0 | 0 | 0 | 0 | 0 | 0 | 0 | 0 | [44 empty] | 0
3245-SW-Lighting-Primary Lighting SDG&E_COMPLIANCE_LIGHTING_SCENARIO | [15 empty] | 0 |  |  | #N/A | [26 empty] | 0% | 0% |  | 0 | 0 | 0 | 0 | 0 | 0 | 0 | 0 | 0 | 0 | 0 | [44 empty] | 0
3245-SW-Lighting-Primary Lighting SDG&E_COMPLIANCE_LIGHTING_SCENARIO | [15 empty] | 0 |  |  | #N/A | [26 empty] | 0% | 0% |  | 0 | 0 | 0 | 0 | 0 | 0 | 0 | 0 | 0 | 0 | 0 | [44 empty] | 0
3245-SW-Lighting-Primary Lighting SDG&E_COMPLIANCE_LIGHTING_SCENARIO | [15 empty] | 0 |  |  | #N/A | [26 empty] | 0% | 0% |  | 0 | 0 | 0 | 0 | 0 | 0 | 0 | 0 | 0 | 0 | 0 | [44 empty] | 0
3245-SW-Lighting-Primary Lighting SDG&E_COMPLIANCE_LIGHTING_SCENARIO | [15 empty] | 0 |  |  | #N/A | [26 empty] | 0% | 0% |  | 0 | 0 | 0 | 0 | 0 | 0 | 0 | 0 | 0 | 0 | 0 | [44 empty] | 0
3245-SW-Lighting-Primary Lighting SDG&E_COMPLIANCE_LIGHTING_SCENARIO | [15 empty] | 0 |  |  | #N/A | [26 empty] | 0% | 0% |  | 0 | 0 | 0 | 0 | 0 | 0 | 0 | 0 | 0 | 0 | 0 | [44 empty] | 0
3245-SW-Lighting-Primary Lighting SDG&E_COMPLIANCE_LIGHTING_SCENARIO | [15 empty] | 0 |  |  | #N/A | [26 empty] | 0% | 0% |  | 0 | 0 | 0 | 0 | 0 | 0 | 0 | 0 | 0 | 0 | 0 | [44 empty] | 0
3245-SW-Lighting-Primary Lighting SDG&E_COMPLIANCE_LIGHTING_SCENARIO | [15 empty] | 0 |  |  | #N/A | [26 empty] | 0% | 0% |  | 0 | 0 | 0 | 0 | 0 | 0 | 0 | 0 | 0 | 0 | 0 | [44 empty] | 0
3245-SW-Lighting-Primary Lighting SDG&E_COMPLIANCE_LIGHTING_SCENARIO | [15 empty] | 0 |  |  | #N/A | [26 empty] | 0% | 0% |  | 0 | 0 | 0 | 0 | 0 | 0 | 0 | 0 | 0 | 0 | 0 | [44 empty] | 0
3245-SW-Lighting-Primary Lighting SDG&E_COMPLIANCE_LIGHTING_SCENARIO | [15 empty] | 0 |  |  | #N/A | [26 empty] | 0% | 0% |  | 0 | 0 | 0 | 0 | 0 | 0 | 0 | 0 | 0 | 0 | 0 | [44 empty] | 0
3245-SW-Lighting-Primary Lighting SDG&E_COMPLIANCE_LIGHTING_SCENARIO | [15 empty] | 0 |  |  | #N/A | [26 empty] | 0% | 0% |  | 0 | 0 | 0 | 0 | 0 | 0 | 0 | 0 | 0 | 0 | 0 | [44 empty] | 0
3245-SW-Lighting-Primary Lighting SDG&E_COMPLIANCE_LIGHTING_SCENARIO | [15 empty] | 0 |  |  | #N/A | [26 empty] | 0% | 0% |  | 0 | 0 | 0 | 0 | 0 | 0 | 0 | 0 | 0 | 0 | 0 | [44 empty] | 0
3245-SW-Lighting-Primary Lighting SDG&E_COMPLIANCE_LIGHTING_SCENARIO | [15 empty] | 0 |  |  | #N/A | [26 empty] | 0% | 0% |  | 0 | 0 | 0 | 0 | 0 | 0 | 0 | 0 | 0 | 0 | 0 | [44 empty] | 0
3245-SW-Lighting-Primary Lighting SDG&E_COMPLIANCE_LIGHTING_SCENARIO | [15 empty] | 0 |  |  | #N/A | [26 empty] | 0% | 0% |  | 0 | 0 | 0 | 0 | 0 | 0 | 0 | 0 | 0 | 0 | 0 | [44 empty] | 0
3245-SW-Lighting-Primary Lighting SDG&E_COMPLIANCE_LIGHTING_SCENARIO | [15 empty] | 0 |  |  | #N/A | [26 empty] | 0% | 0% |  | 0 | 0 | 0 | 0 | 0 | 0 | 0 | 0 | 0 | 0 | 0 | [44 empty] | 0
3245-SW-Lighting-Primary Lighting SDG&E_COMPLIANCE_LIGHTING_SCENARIO | [15 empty] | 0 |  |  | #N/A | [26 empty] | 0% | 0% |  | 0 | 0 | 0 | 0 | 0 | 0 | 0 | 0 | 0 | 0 | 0 | [44 empty] | 0
3245-SW-Lighting-Primary Lighting SDG&E_COMPLIANCE_LIGHTING_SCENARIO | [15 empty] | 0 |  |  | #N/A | [26 empty] | 0% | 0% |  | 0 | 0 | 0 | 0 | 0 | 0 | 0 | 0 | 0 | 0 | 0 | [44 empty] | 0
3245-SW-Lighting-Primary Lighting SDG&E_COMPLIANCE_LIGHTING_SCENARIO | [15 empty] | 0 |  |  | #N/A | [26 empty] | 0% | 0% |  | 0 | 0 | 0 | 0 | 0 | 0 | 0 | 0 | 0 | 0 | 0 | [44 empty] | 0
3245-SW-Lighting-Primary Lighting SDG&E_COMPLIANCE_LIGHTING_SCENARIO | [15 empty] | 0 |  |  | #N/A | [26 empty] | 0% | 0% |  | 0 | 0 | 0 | 0 | 0 | 0 | 0 | 0 | 0 | 0 | 0 | [44 empty] | 0
3245-SW-Lighting-Primary Lighting SDG&E_COMPLIANCE_LIGHTING_SCENARIO | [15 empty] | 0 |  |  | #N/A | [26 empty] | 0% | 0% |  | 0 | 0 | 0 | 0 | 0 | 0 | 0 | 0 | 0 | 0 | 0 | [44 empty] | 0
3245-SW-Lighting-Primary Lighting SDG&E_COMPLIANCE_LIGHTING_SCENARIO | [15 empty] | 0 |  |  | #N/A | [26 empty] | 0% | 0% |  | 0 | 0 | 0 | 0 | 0 | 0 | 0 | 0 | 0 | 0 | 0 | [44 empty] | 0
3245-SW-Lighting-Primary Lighting SDG&E_COMPLIANCE_LIGHTING_SCENARIO | [15 empty] | 0 |  |  | #N/A | [26 empty] | 0% | 0% |  | 0 | 0 | 0 | 0 | 0 | 0 | 0 | 0 | 0 | 0 | 0 | [44 empty] | 0
3245-SW-Lighting-Primary Lighting SDG&E_COMPLIANCE_LIGHTING_SCENARIO | [15 empty] | 0 |  |  | #N/A | [26 empty] | 0% | 0% |  | 0 | 0 | 0 | 0 | 0 | 0 | 0 | 0 | 0 | 0 | 0 | [44 empty] | 0
3245-SW-Lighting-Primary Lighting SDG&E_COMPLIANCE_LIGHTING_SCENARIO | [15 empty] | 0 |  |  | #N/A | [26 empty] | 0% | 0% |  | 0 | 0 | 0 | 0 | 0 | 0 | 0 | 0 | 0 | 0 | 0 | [44 empty] | 0
3245-SW-Lighting-Primary Lighting SDG&E_COMPLIANCE_LIGHTING_SCENARIO | [15 empty] | 0 |  |  | #N/A | [26 empty] | 0% | 0% |  | 0 | 0 | 0 | 0 | 0 | 0 | 0 | 0 | 0 | 0 | 0 | [44 empty] | 0
3245-SW-Lighting-Primary Lighting SDG&E_COMPLIANCE_LIGHTING_SCENARIO | [15 empty] | 0 |  |  | #N/A | [26 empty] | 0% | 0% |  | 0 | 0 | 0 | 0 | 0 | 0 | 0 | 0 | 0 | 0 | 0 | [44 empty] | 0
3245-SW-Lighting-Primary Lighting SDG&E_COMPLIANCE_LIGHTING_SCENARIO | [15 empty] | 0 |  |  | #N/A | [26 empty] | 0% | 0% |  | 0 | 0 | 0 | 0 | 0 | 0 | 0 | 0 | 0 | 0 | 0 | [44 empty] | 0
3245-SW-Lighting-Primary Lighting SDG&E_COMPLIANCE_LIGHTING_SCENARIO | [15 empty] | 0 |  |  | #N/A | [26 empty] | 0% | 0% |  | 0 | 0 | 0 | 0 | 0 | 0 | 0 | 0 | 0 | 0 | 0 | [44 empty] | 0
3245-SW-Lighting-Primary Lighting SDG&E_COMPLIANCE_LIGHTING_SCENARIO | [15 empty] | 0 |  |  | #N/A | [26 empty] | 0% | 0% |  | 0 | 0 | 0 | 0 | 0 | 0 | 0 | 0 | 0 | 0 | 0 | [44 empty] | 0
3245-SW-Lighting-Primary Lighting SDG&E_COMPLIANCE_LIGHTING_SCENARIO | [15 empty] | 0 |  |  | #N/A | [26 empty] | 0% | 0% |  | 0 | 0 | 0 | 0 | 0 | 0 | 0 | 0 | 0 | 0 | 0 | [44 empty] | 0
3245-SW-Lighting-Primary Lighting SDG&E_COMPLIANCE_LIGHTING_SCENARIO | [15 empty] | 0 |  |  | #N/A | [26 empty] | 0% | 0% |  | 0 | 0 | 0 | 0 | 0 | 0 | 0 | 0 | 0 | 0 | 0 | [44 empty] | 0
3245-SW-Lighting-Primary Lighting SDG&E_COMPLIANCE_LIGHTING_SCENARIO | [15 empty] | 0 |  |  | #N/A | [26 empty] | 0% | 0% |  | 0 | 0 | 0 | 0 | 0 | 0 | 0 | 0 | 0 | 0 | 0 | [44 empty] | 0
3245-SW-Lighting-Primary Lighting SDG&E_COMPLIANCE_LIGHTING_SCENARIO | [15 empty] | 0 |  |  | #N/A | [26 empty] | 0% | 0% |  | 0 | 0 | 0 | 0 | 0 | 0 | 0 | 0 | 0 | 0 | 0 | [44 empty] | 0
3245-SW-Lighting-Primary Lighting SDG&E_COMPLIANCE_LIGHTING_SCENARIO | [15 empty] | 0 |  |  | #N/A | [26 empty] | 0% | 0% |  | 0 | 0 | 0 | 0 | 0 | 0 | 0 | 0 | 0 | 0 | 0 | [44 empty] | 0
3245-SW-Lighting-Primary Lighting SDG&E_COMPLIANCE_LIGHTING_SCENARIO | [15 empty] | 0 |  |  | #N/A | [26 empty] | 0% | 0% |  | 0 | 0 | 0 | 0 | 0 | 0 | 0 | 0 | 0 | 0 | 0 | [44 empty] | 0
3245-SW-Lighting-Primary Lighting SDG&E_COMPLIANCE_LIGHTING_SCENARIO | [15 empty] | 0 |  |  | #N/A | [26 empty] | 0% | 0% |  | 0 | 0 | 0 | 0 | 0 | 0 | 0 | 0 | 0 | 0 | 0 | [44 empty] | 0
3245-SW-Lighting-Primary Lighting SDG&E_COMPLIANCE_LIGHTING_SCENARIO | [15 empty] | 0 |  |  | #N/A | [26 empty] | 0% | 0% |  | 0 | 0 | 0 | 0 | 0 | 0 | 0 | 0 | 0 | 0 | 0 | [44 empty] | 0
3245-SW-Lighting-Primary Lighting SDG&E_COMPLIANCE_LIGHTING_SCENARIO | [15 empty] | 0 |  |  | #N/A | [26 empty] | 0% | 0% |  | 0 | 0 | 0 | 0 | 0 | 0 | 0 | 0 | 0 | 0 | 0 | [44 empty] | 0
3245-SW-Lighting-Primary Lighting SDG&E_COMPLIANCE_LIGHTING_SCENARIO | [15 empty] | 0 |  |  | #N/A | [26 empty] | 0% | 0% |  | 0 | 0 | 0 | 0 | 0 | 0 | 0 | 0 | 0 | 0 | 0 | [44 empty] | 0
3245-SW-Lighting-Primary Lighting SDG&E_COMPLIANCE_LIGHTING_SCENARIO | [15 empty] | 0 |  |  | #N/A | [26 empty] | 0% | 0% |  | 0 | 0 | 0 | 0 | 0 | 0 | 0 | 0 | 0 | 0 | 0 | [44 empty] | 0
3245-SW-Lighting-Primary Lighting SDG&E_COMPLIANCE_LIGHTING_SCENARIO | [15 empty] | 0 |  |  | #N/A | [26 empty] | 0% | 0% |  | 0 | 0 | 0 | 0 | 0 | 0 | 0 | 0 | 0 | 0 | 0 | [44 empty] | 0
3245-SW-Lighting-Primary Lighting SDG&E_COMPLIANCE_LIGHTING_SCENARIO | [15 empty] | 0 |  |  | #N/A | [26 empty] | 0% | 0% |  | 0 | 0 | 0 | 0 | 0 | 0 | 0 | 0 | 0 | 0 | 0 | [44 empty] | 0
3245-SW-Lighting-Primary Lighting SDG&E_COMPLIANCE_LIGHTING_SCENARIO | [15 empty] | 0 |  |  | #N/A | [26 empty] | 0% | 0% |  | 0 | 0 | 0 | 0 | 0 | 0 | 0 | 0 | 0 | 0 | 0 | [44 empty] | 0
3245-SW-Lighting-Primary Lighting SDG&E_COMPLIANCE_LIGHTING_SCENARIO | [15 empty] | 0 |  |  | #N/A | [26 empty] | 0% | 0% |  | 0 | 0 | 0 | 0 | 0 | 0 | 0 | 0 | 0 | 0 | 0 | [44 empty] | 0
3245-SW-Lighting-Primary Lighting SDG&E_COMPLIANCE_LIGHTING_SCENARIO | [15 empty] | 0 |  |  | #N/A | [26 empty] | 0% | 0% |  | 0 | 0 | 0 | 0 | 0 | 0 | 0 | 0 | 0 | 0 | 0 | [44 empty] | 0
3245-SW-Lighting-Primary Lighting SDG&E_COMPLIANCE_LIGHTING_SCENARIO | [15 empty] | 0 |  |  | #N/A | [26 empty] | 0% | 0% |  | 0 | 0 | 0 | 0 | 0 | 0 | 0 | 0 | 0 | 0 | 0 | [44 empty] | 0
3245-SW-Lighting-Primary Lighting SDG&E_COMPLIANCE_LIGHTING_SCENARIO | [15 empty] | 0 |  |  | #N/A | [26 empty] | 0% | 0% |  | 0 | 0 | 0 | 0 | 0 | 0 | 0 | 0 | 0 | 0 | 0 | [44 empty] | 0
3245-SW-Lighting-Primary Lighting SDG&E_COMPLIANCE_LIGHTING_SCENARIO | [15 empty] | 0 |  |  | #N/A | [26 empty] | 0% | 0% |  | 0 | 0 | 0 | 0 | 0 | 0 | 0 | 0 | 0 | 0 | 0 | [44 empty] | 0
3245-SW-Lighting-Primary Lighting SDG&E_COMPLIANCE_LIGHTING_SCENARIO | [15 empty] | 0 |  |  | #N/A | [26 empty] | 0% | 0% |  | 0 | 0 | 0 | 0 | 0 | 0 | 0 | 0 | 0 | 0 | 0 | [44 empty] | 0
3245-SW-Lighting-Primary Lighting SDG&E_COMPLIANCE_LIGHTING_SCENARIO | [15 empty] | 0 |  |  | #N/A | [26 empty] | 0% | 0% |  | 0 | 0 | 0 | 0 | 0 | 0 | 0 | 0 | 0 | 0 | 0 | [44 empty] | 0
3245-SW-Lighting-Primary Lighting SDG&E_COMPLIANCE_LIGHTING_SCENARIO | [15 empty] | 0 |  |  | #N/A | [26 empty] | 0% | 0% |  | 0 | 0 | 0 | 0 | 0 | 0 | 0 | 0 | 0 | 0 | 0 | [44 empty] | 0
3245-SW-Lighting-Primary Lighting SDG&E_COMPLIANCE_LIGHTING_SCENARIO | [15 empty] | 0 |  |  | #N/A | [26 empty] | 0% | 0% |  | 0 | 0 | 0 | 0 | 0 | 0 | 0 | 0 | 0 | 0 | 0 | [44 empty] | 0
3245-SW-Lighting-Primary Lighting SDG&E_COMPLIANCE_LIGHTING_SCENARIO | [15 empty] | 0 |  |  | #N/A | [26 empty] | 0% | 0% |  | 0 | 0 | 0 | 0 | 0 | 0 | 0 | 0 | 0 | 0 | 0 | [44 empty] | 0
3245-SW-Lighting-Primary Lighting SDG&E_COMPLIANCE_LIGHTING_SCENARIO | [15 empty] | 0 |  |  | #N/A | [26 empty] | 0% | 0% |  | 0 | 0 | 0 | 0 | 0 | 0 | 0 | 0 | 0 | 0 | 0 | [44 empty] | 0
3245-SW-Lighting-Primary Lighting SDG&E_COMPLIANCE_LIGHTING_SCENARIO | [15 empty] | 0 |  |  | #N/A | [26 empty] | 0% | 0% |  | 0 | 0 | 0 | 0 | 0 | 0 | 0 | 0 | 0 | 0 | 0 | [44 empty] | 0
3245-SW-Lighting-Primary Lighting SDG&E_COMPLIANCE_LIGHTING_SCENARIO | [15 empty] | 0 |  |  | #N/A | [26 empty] | 0% | 0% |  | 0 | 0 | 0 | 0 | 0 | 0 | 0 | 0 | 0 | 0 | 0 | [44 empty] | 0
3245-SW-Lighting-Primary Lighting SDG&E_COMPLIANCE_LIGHTING_SCENARIO | [15 empty] | 0 |  |  | #N/A | [26 empty] | 0% | 0% |  | 0 | 0 | 0 | 0 | 0 | 0 | 0 | 0 | 0 | 0 | 0 | [44 empty] | 0
3245-SW-Lighting-Primary Lighting SDG&E_COMPLIANCE_LIGHTING_SCENARIO | [15 empty] | 0 |  |  | #N/A | [26 empty] | 0% | 0% |  | 0 | 0 | 0 | 0 | 0 | 0 | 0 | 0 | 0 | 0 | 0 | [44 empty] | 0
3245-SW-Lighting-Primary Lighting SDG&E_COMPLIANCE_LIGHTING_SCENARIO | [15 empty] | 0 |  |  | #N/A | [26 empty] | 0% | 0% |  | 0 | 0 | 0 | 0 | 0 | 0 | 0 | 0 | 0 | 0 | 0 | [44 empty] | 0
3245-SW-Lighting-Primary Lighting SDG&E_COMPLIANCE_LIGHTING_SCENARIO | [15 empty] | 0 |  |  | #N/A | [26 empty] | 0% | 0% |  | 0 | 0 | 0 | 0 | 0 | 0 | 0 | 0 | 0 | 0 | 0 | [44 empty] | 0
3245-SW-Lighting-Primary Lighting SDG&E_COMPLIANCE_LIGHTING_SCENARIO | [15 empty] | 0 |  |  | #N/A | [26 empty] | 0% | 0% |  | 0 | 0 | 0 | 0 | 0 | 0 | 0 | 0 | 0 | 0 | 0 | [44 empty] | 0
3245-SW-Lighting-Primary Lighting SDG&E_COMPLIANCE_LIGHTING_SCENARIO | [15 empty] | 0 |  |  | #N/A | [26 empty] | 0% | 0% |  | 0 | 0 | 0 | 0 | 0 | 0 | 0 | 0 | 0 | 0 | 0 | [44 empty] | 0
3245-SW-Lighting-Primary Lighting SDG&E_COMPLIANCE_LIGHTING_SCENARIO | [15 empty] | 0 |  |  | #N/A | [26 empty] | 0% | 0% |  | 0 | 0 | 0 | 0 | 0 | 0 | 0 | 0 | 0 | 0 | 0 | [44 empty] | 0
3245-SW-Lighting-Primary Lighting SDG&E_COMPLIANCE_LIGHTING_SCENARIO | [15 empty] | 0 |  |  | #N/A | [26 empty] | 0% | 0% |  | 0 | 0 | 0 | 0 | 0 | 0 | 0 | 0 | 0 | 0 | 0 | [44 empty] | 0
3245-SW-Lighting-Primary Lighting SDG&E_COMPLIANCE_LIGHTING_SCENARIO | [15 empty] | 0 |  |  | #N/A | [26 empty] | 0% | 0% |  | 0 | 0 | 0 | 0 | 0 | 0 | 0 | 0 | 0 | 0 | 0 | [44 empty] | 0
3245-SW-Lighting-Primary Lighting SDG&E_COMPLIANCE_LIGHTING_SCENARIO | [15 empty] | 0 |  |  | #N/A | [26 empty] | 0% | 0% |  | 0 | 0 | 0 | 0 | 0 | 0 | 0 | 0 | 0 | 0 | 0 | [44 empty] | 0
3245-SW-Lighting-Primary Lighting SDG&E_COMPLIANCE_LIGHTING_SCENARIO | [15 empty] | 0 |  |  | #N/A | [26 empty] | 0% | 0% |  | 0 | 0 | 0 | 0 | 0 | 0 | 0 | 0 | 0 | 0 | 0 | [44 empty] | 0
3245-SW-Lighting-Primary Lighting SDG&E_COMPLIANCE_LIGHTING_SCENARIO | [15 empty] | 0 |  |  | #N/A | [26 empty] | 0% | 0% |  | 0 | 0 | 0 | 0 | 0 | 0 | 0 | 0 | 0 | 0 | 0 | [44 empty] | 0
3245-SW-Lighting-Primary Lighting SDG&E_COMPLIANCE_LIGHTING_SCENARIO | [15 empty] | 0 |  |  | #N/A | [26 empty] | 0% | 0% |  | 0 | 0 | 0 | 0 | 0 | 0 | 0 | 0 | 0 | 0 | 0 | [44 empty] | 0
3245-SW-Lighting-Primary Lighting SDG&E_COMPLIANCE_LIGHTING_SCENARIO | [15 empty] | 0 |  |  | #N/A | [26 empty] | 0% | 0% |  | 0 | 0 | 0 | 0 | 0 | 0 | 0 | 0 | 0 | 0 | 0 | [44 empty] | 0
3245-SW-Lighting-Primary Lighting SDG&E_COMPLIANCE_LIGHTING_SCENARIO | [15 empty] | 0 |  |  | #N/A | [26 empty] | 0% | 0% |  | 0 | 0 | 0 | 0 | 0 | 0 | 0 | 0 | 0 | 0 | 0 | [44 empty] | 0
3245-SW-Lighting-Primary Lighting SDG&E_COMPLIANCE_LIGHTING_SCENARIO | [15 empty] | 0 |  |  | #N/A | [26 empty] | 0% | 0% |  | 0 | 0 | 0 | 0 | 0 | 0 | 0 | 0 | 0 | 0 | 0 | [44 empty] | 0
3245-SW-Lighting-Primary Lighting SDG&E_COMPLIANCE_LIGHTING_SCENARIO | [15 empty] | 0 |  |  | #N/A | [26 empty] | 0% | 0% |  | 0 | 0 | 0 | 0 | 0 | 0 | 0 | 0 | 0 | 0 | 0 | [44 empty] | 0
3245-SW-Lighting-Primary Lighting SDG&E_COMPLIANCE_LIGHTING_SCENARIO | [15 empty] | 0 |  |  | #N/A | [26 empty] | 0% | 0% |  | 0 | 0 | 0 | 0 | 0 | 0 | 0 | 0 | 0 | 0 | 0 | [44 empty] | 0
3245-SW-Lighting-Primary Lighting SDG&E_COMPLIANCE_LIGHTING_SCENARIO | [15 empty] | 0 |  |  | #N/A | [26 empty] | 0% | 0% |  | 0 | 0 | 0 | 0 | 0 | 0 | 0 | 0 | 0 | 0 | 0 | [44 empty] | 0
3245-SW-Lighting-Primary Lighting SDG&E_COMPLIANCE_LIGHTING_SCENARIO | [15 empty] | 0 |  |  | #N/A | [26 empty] | 0% | 0% |  | 0 | 0 | 0 | 0 | 0 | 0 | 0 | 0 | 0 | 0 | 0 | [44 empty] | 0
3245-SW-Lighting-Primary Lighting SDG&E_COMPLIANCE_LIGHTING_SCENARIO | [15 empty] | 0 |  |  | #N/A | [26 empty] | 0% | 0% |  | 0 | 0 | 0 | 0 | 0 | 0 | 0 | 0 | 0 | 0 | 0 | [44 empty] | 0
3245-SW-Lighting-Primary Lighting SDG&E_COMPLIANCE_LIGHTING_SCENARIO | [15 empty] | 0 |  |  | #N/A | [26 empty] | 0% | 0% |  | 0 | 0 | 0 | 0 | 0 | 0 | 0 | 0 | 0 | 0 | 0 | [44 empty] | 0
3245-SW-Lighting-Primary Lighting SDG&E_COMPLIANCE_LIGHTING_SCENARIO | [15 empty] | 0 |  |  | #N/A | [26 empty] | 0% | 0% |  | 0 | 0 | 0 | 0 | 0 | 0 | 0 | 0 | 0 | 0 | 0 | [44 empty] | 0
3245-SW-Lighting-Primary Lighting SDG&E_COMPLIANCE_LIGHTING_SCENARIO | [15 empty] | 0 |  |  | #N/A | [26 empty] | 0% | 0% |  | 0 | 0 | 0 | 0 | 0 | 0 | 0 | 0 | 0 | 0 | 0 | [44 empty] | 0
3245-SW-Lighting-Primary Lighting SDG&E_COMPLIANCE_LIGHTING_SCENARIO | [15 empty] | 0 |  |  | #N/A | [26 empty] | 0% | 0% |  | 0 | 0 | 0 | 0 | 0 | 0 | 0 | 0 | 0 | 0 | 0 | [44 empty] | 0
3245-SW-Lighting-Primary Lighting SDG&E_COMPLIANCE_LIGHTING_SCENARIO | [15 empty] | 0 |  |  | #N/A | [26 empty] | 0% | 0% |  | 0 | 0 | 0 | 0 | 0 | 0 | 0 | 0 | 0 | 0 | 0 | [44 empty] | 0
3245-SW-Lighting-Primary Lighting SDG&E_COMPLIANCE_LIGHTING_SCENARIO | [15 empty] | 0 |  |  | #N/A | [26 empty] | 0% | 0% |  | 0 | 0 | 0 | 0 | 0 | 0 | 0 | 0 | 0 | 0 | 0 | [44 empty] | 0
3245-SW-Lighting-Primary Lighting SDG&E_COMPLIANCE_LIGHTING_SCENARIO | [15 empty] | 0 |  |  | #N/A | [26 empty] | 0% | 0% |  | 0 | 0 | 0 | 0 | 0 | 0 | 0 | 0 | 0 | 0 | 0 | [44 empty] | 0
3245-SW-Lighting-Primary Lighting SDG&E_COMPLIANCE_LIGHTING_SCENARIO | [15 empty] | 0 |  |  | #N/A | [26 empty] | 0% | 0% |  | 0 | 0 | 0 | 0 | 0 | 0 | 0 | 0 | 0 | 0 | 0 | [44 empty] | 0
3245-SW-Lighting-Primary Lighting SDG&E_COMPLIANCE_LIGHTING_SCENARIO | [15 empty] | 0 |  |  | #N/A | [26 empty] | 0% | 0% |  | 0 | 0 | 0 | 0 | 0 | 0 | 0 | 0 | 0 | 0 | 0 | [44 empty] | 0
3245-SW-Lighting-Primary Lighting SDG&E_COMPLIANCE_LIGHTING_SCENARIO | [15 empty] | 0 |  |  | #N/A | [26 empty] | 0% | 0% |  | 0 | 0 | 0 | 0 | 0 | 0 | 0 | 0 | 0 | 0 | 0 | [44 empty] | 0
3245-SW-Lighting-Primary Lighting SDG&E_COMPLIANCE_LIGHTING_SCENARIO | [15 empty] | 0 |  |  | #N/A | [26 empty] | 0% | 0% |  | 0 | 0 | 0 | 0 | 0 | 0 | 0 | 0 | 0 | 0 | 0 | [44 empty] | 0
3245-SW-Lighting-Primary Lighting SDG&E_COMPLIANCE_LIGHTING_SCENARIO | [15 empty] | 0 |  |  | #N/A | [26 empty] | 0% | 0% |  | 0 | 0 | 0 | 0 | 0 | 0 | 0 | 0 | 0 | 0 | 0 | [44 empty] | 0
3245-SW-Lighting-Primary Lighting SDG&E_COMPLIANCE_LIGHTING_SCENARIO | [15 empty] | 0 |  |  | #N/A | [26 empty] | 0% | 0% |  | 0 | 0 | 0 | 0 | 0 | 0 | 0 | 0 | 0 | 0 | 0 | [44 empty] | 0
3245-SW-Lighting-Primary Lighting SDG&E_COMPLIANCE_LIGHTING_SCENARIO | [15 empty] | 0 |  |  | #N/A | [26 empty] | 0% | 0% |  | 0 | 0 | 0 | 0 | 0 | 0 | 0 | 0 | 0 | 0 | 0 | [44 empty] | 0
3245-SW-Lighting-Primary Lighting SDG&E_COMPLIANCE_LIGHTING_SCENARIO | [15 empty] | 0 |  |  | #N/A | [26 empty] | 0% | 0% |  | 0 | 0 | 0 | 0 | 0 | 0 | 0 | 0 | 0 | 0 | 0 | [44 empty] | 0
3245-SW-Lighting-Primary Lighting SDG&E_COMPLIANCE_LIGHTING_SCENARIO | [15 empty] | 0 |  |  | #N/A | [26 empty] | 0% | 0% |  | 0 | 0 | 0 | 0 | 0 | 0 | 0 | 0 | 0 | 0 | 0 | [44 empty] | 0
3245-SW-Lighting-Primary Lighting SDG&E_COMPLIANCE_LIGHTING_SCENARIO | [15 empty] | 0 |  |  | #N/A | [26 empty] | 0% | 0% |  | 0 | 0 | 0 | 0 | 0 | 0 | 0 | 0 | 0 | 0 | 0 | [44 empty] | 0
3245-SW-Lighting-Primary Lighting SDG&E_COMPLIANCE_LIGHTING_SCENARIO | [15 empty] | 0 |  |  | #N/A | [26 empty] | 0% | 0% |  | 0 | 0 | 0 | 0 | 0 | 0 | 0 | 0 | 0 | 0 | 0 | [44 empty] | 0
3245-SW-Lighting-Primary Lighting SDG&E_COMPLIANCE_LIGHTING_SCENARIO | [15 empty] | 0 |  |  | #N/A | [26 empty] | 0% | 0% |  | 0 | 0 | 0 | 0 | 0 | 0 | 0 | 0 | 0 | 0 | 0 | [44 empty] | 0
3245-SW-Lighting-Primary Lighting SDG&E_COMPLIANCE_LIGHTING_SCENARIO | [15 empty] | 0 |  |  | #N/A | [26 empty] | 0% | 0% |  | 0 | 0 | 0 | 0 | 0 | 0 | 0 | 0 | 0 | 0 | 0 | [44 empty] | 0
3245-SW-Lighting-Primary Lighting SDG&E_COMPLIANCE_LIGHTING_SCENARIO | [15 empty] | 0 |  |  | #N/A | [26 empty] | 0% | 0% |  | 0 | 0 | 0 | 0 | 0 | 0 | 0 | 0 | 0 | 0 | 0 | [44 empty] | 0
3245-SW-Lighting-Primary Lighting SDG&E_COMPLIANCE_LIGHTING_SCENARIO | [15 empty] | 0 |  |  | #N/A | [26 empty] | 0% | 0% |  | 0 | 0 | 0 | 0 | 0 | 0 | 0 | 0 | 0 | 0 | 0 | [44 empty] | 0
3245-SW-Lighting-Primary Lighting SDG&E_COMPLIANCE_LIGHTING_SCENARIO | [15 empty] | 0 |  |  | #N/A | [26 empty] | 0% | 0% |  | 0 | 0 | 0 | 0 | 0 | 0 | 0 | 0 | 0 | 0 | 0 | [44 empty] | 0
3245-SW-Lighting-Primary Lighting SDG&E_COMPLIANCE_LIGHTING_SCENARIO | [15 empty] | 0 |  |  | #N/A | [26 empty] | 0% | 0% |  | 0 | 0 | 0 | 0 | 0 | 0 | 0 | 0 | 0 | 0 | 0 | [44 empty] | 0
3245-SW-Lighting-Primary Lighting SDG&E_COMPLIANCE_LIGHTING_SCENARIO | [15 empty] | 0 |  |  | #N/A | [26 empty] | 0% | 0% |  | 0 | 0 | 0 | 0 | 0 | 0 | 0 | 0 | 0 | 0 | 0 | [44 empty] | 0
3245-SW-Lighting-Primary Lighting SDG&E_COMPLIANCE_LIGHTING_SCENARIO | [15 empty] | 0 |  |  | #N/A | [26 empty] | 0% | 0% |  | 0 | 0 | 0 | 0 | 0 | 0 | 0 | 0 | 0 | 0 | 0 | [44 empty] | 0
3245-SW-Lighting-Primary Lighting SDG&E_COMPLIANCE_LIGHTING_SCENARIO | [15 empty] | 0 |  |  | #N/A | [26 empty] | 0% | 0% |  | 0 | 0 | 0 | 0 | 0 | 0 | 0 | 0 | 0 | 0 | 0 | [44 empty] | 0
3245-SW-Lighting-Primary Lighting SDG&E_COMPLIANCE_LIGHTING_SCENARIO | [15 empty] | 0 |  |  | #N/A | [26 empty] | 0% | 0% |  | 0 | 0 | 0 | 0 | 0 | 0 | 0 | 0 | 0 | 0 | 0 | [44 empty] | 0
3245-SW-Lighting-Primary Lighting SDG&E_COMPLIANCE_LIGHTING_SCENARIO | [15 empty] | 0 |  |  | #N/A | [26 empty] | 0% | 0% |  | 0 | 0 | 0 | 0 | 0 | 0 | 0 | 0 | 0 | 0 | 0 | [44 empty] | 0
3245-SW-Lighting-Primary Lighting SDG&E_COMPLIANCE_LIGHTING_SCENARIO | [15 empty] | 0 |  |  | #N/A | [26 empty] | 0% | 0% |  | 0 | 0 | 0 | 0 | 0 | 0 | 0 | 0 | 0 | 0 | 0 | [44 empty] | 0
3245-SW-Lighting-Primary Lighting SDG&E_COMPLIANCE_LIGHTING_SCENARIO | [15 empty] | 0 |  |  | #N/A | [26 empty] | 0% | 0% |  | 0 | 0 | 0 | 0 | 0 | 0 | 0 | 0 | 0 | 0 | 0 | [44 empty] | 0
3245-SW-Lighting-Primary Lighting SDG&E_COMPLIANCE_LIGHTING_SCENARIO | [15 empty] | 0 |  |  | #N/A | [26 empty] | 0% | 0% |  | 0 | 0 | 0 | 0 | 0 | 0 | 0 | 0 | 0 | 0 | 0 | [44 empty] | 0
3245-SW-Lighting-Primary Lighting SDG&E_COMPLIANCE_LIGHTING_SCENARIO | [15 empty] | 0 |  |  | #N/A | [26 empty] | 0% | 0% |  | 0 | 0 | 0 | 0 | 0 | 0 | 0 | 0 | 0 | 0 | 0 | [44 empty] | 0
3245-SW-Lighting-Primary Lighting SDG&E_COMPLIANCE_LIGHTING_SCENARIO | [15 empty] | 0 |  |  | #N/A | [26 empty] | 0% | 0% |  | 0 | 0 | 0 | 0 | 0 | 0 | 0 | 0 | 0 | 0 | 0 | [44 empty] | 0
3245-SW-Lighting-Primary Lighting SDG&E_COMPLIANCE_LIGHTING_SCENARIO | [15 empty] | 0 |  |  | #N/A | [26 empty] | 0% | 0% |  | 0 | 0 | 0 | 0 | 0 | 0 | 0 | 0 | 0 | 0 | 0 | [44 empty] | 0
3245-SW-Lighting-Primary Lighting SDG&E_COMPLIANCE_LIGHTING_SCENARIO | [15 empty] | 0 |  |  | #N/A | [26 empty] | 0% | 0% |  | 0 | 0 | 0 | 0 | 0 | 0 | 0 | 0 | 0 | 0 | 0 | [44 empty] | 0
3245-SW-Lighting-Primary Lighting SDG&E_COMPLIANCE_LIGHTING_SCENARIO | [15 empty] | 0 |  |  | #N/A | [26 empty] | 0% | 0% |  | 0 | 0 | 0 | 0 | 0 | 0 | 0 | 0 | 0 | 0 | 0 | [44 empty] | 0
3245-SW-Lighting-Primary Lighting SDG&E_COMPLIANCE_LIGHTING_SCENARIO | [15 empty] | 0 |  |  | #N/A | [26 empty] | 0% | 0% |  | 0 | 0 | 0 | 0 | 0 | 0 | 0 | 0 | 0 | 0 | 0 | [44 empty] | 0
3245-SW-Lighting-Primary Lighting SDG&E_COMPLIANCE_LIGHTING_SCENARIO | [15 empty] | 0 |  |  | #N/A | [26 empty] | 0% | 0% |  | 0 | 0 | 0 | 0 | 0 | 0 | 0 | 0 | 0 | 0 | 0 | [44 empty] | 0
3245-SW-Lighting-Primary Lighting SDG&E_COMPLIANCE_LIGHTING_SCENARIO | [15 empty] | 0 |  |  | #N/A | [26 empty] | 0% | 0% |  | 0 | 0 | 0 | 0 | 0 | 0 | 0 | 0 | 0 | 0 | 0 | [44 empty] | 0
3245-SW-Lighting-Primary Lighting SDG&E_COMPLIANCE_LIGHTING_SCENARIO | [15 empty] | 0 |  |  | #N/A | [26 empty] | 0% | 0% |  | 0 | 0 | 0 | 0 | 0 | 0 | 0 | 0 | 0 | 0 | 0 | [44 empty] | 0
3245-SW-Lighting-Primary Lighting SDG&E_COMPLIANCE_LIGHTING_SCENARIO | [15 empty] | 0 |  |  | #N/A | [26 empty] | 0% | 0% |  | 0 | 0 | 0 | 0 | 0 | 0 | 0 | 0 | 0 | 0 | 0 | [44 empty] | 0
3245-SW-Lighting-Primary Lighting SDG&E_COMPLIANCE_LIGHTING_SCENARIO | [15 empty] | 0 |  |  | #N/A | [26 empty] | 0% | 0% |  | 0 | 0 | 0 | 0 | 0 | 0 | 0 | 0 | 0 | 0 | 0 | [44 empty] | 0
3245-SW-Lighting-Primary Lighting SDG&E_COMPLIANCE_LIGHTING_SCENARIO | [15 empty] | 0 |  |  | #N/A | [26 empty] | 0% | 0% |  | 0 | 0 | 0 | 0 | 0 | 0 | 0 | 0 | 0 | 0 | 0 | [44 empty] | 0
3245-SW-Lighting-Primary Lighting SDG&E_COMPLIANCE_LIGHTING_SCENARIO | [15 empty] | 0 |  |  | #N/A | [26 empty] | 0% | 0% |  | 0 | 0 | 0 | 0 | 0 | 0 | 0 | 0 | 0 | 0 | 0 | [44 empty] | 0
3245-SW-Lighting-Primary Lighting SDG&E_COMPLIANCE_LIGHTING_SCENARIO | [15 empty] | 0 |  |  | #N/A | [26 empty] | 0% | 0% |  | 0 | 0 | 0 | 0 | 0 | 0 | 0 | 0 | 0 | 0 | 0 | [44 empty] | 0
3245-SW-Lighting-Primary Lighting SDG&E_COMPLIANCE_LIGHTING_SCENARIO | [15 empty] | 0 |  |  | #N/A | [26 empty] | 0% | 0% |  | 0 | 0 | 0 | 0 | 0 | 0 | 0 | 0 | 0 | 0 | 0 | [44 empty] | 0
3245-SW-Lighting-Primary Lighting SDG&E_COMPLIANCE_LIGHTING_SCENARIO | [15 empty] | 0 |  |  | #N/A | [26 empty] | 0% | 0% |  | 0 | 0 | 0 | 0 | 0 | 0 | 0 | 0 | 0 | 0 | 0 | [44 empty] | 0
3245-SW-Lighting-Primary Lighting SDG&E_COMPLIANCE_LIGHTING_SCENARIO | [15 empty] | 0 |  |  | #N/A | [26 empty] | 0% | 0% |  | 0 | 0 | 0 | 0 | 0 | 0 | 0 | 0 | 0 | 0 | 0 | [44 empty] | 0
3245-SW-Lighting-Primary Lighting SDG&E_COMPLIANCE_LIGHTING_SCENARIO | [15 empty] | 0 |  |  | #N/A | [26 empty] | 0% | 0% |  | 0 | 0 | 0 | 0 | 0 | 0 | 0 | 0 | 0 | 0 | 0 | [44 empty] | 0
3245-SW-Lighting-Primary Lighting SDG&E_COMPLIANCE_LIGHTING_SCENARIO | [15 empty] | 0 |  |  | #N/A | [26 empty] | 0% | 0% |  | 0 | 0 | 0 | 0 | 0 | 0 | 0 | 0 | 0 | 0 | 0 | [44 empty] | 0
3245-SW-Lighting-Primary Lighting SDG&E_COMPLIANCE_LIGHTING_SCENARIO | [15 empty] | 0 |  |  | #N/A | [26 empty] | 0% | 0% |  | 0 | 0 | 0 | 0 | 0 | 0 | 0 | 0 | 0 | 0 | 0 | [44 empty] | 0
3245-SW-Lighting-Primary Lighting SDG&E_COMPLIANCE_LIGHTING_SCENARIO | [15 empty] | 0 |  |  | #N/A | [26 empty] | 0% | 0% |  | 0 | 0 | 0 | 0 | 0 | 0 | 0 | 0 | 0 | 0 | 0 | [44 empty] | 0
3245-SW-Lighting-Primary Lighting SDG&E_COMPLIANCE_LIGHTING_SCENARIO | [15 empty] | 0 |  |  | #N/A | [26 empty] | 0% | 0% |  | 0 | 0 | 0 | 0 | 0 | 0 | 0 | 0 | 0 | 0 | 0 | [44 empty] | 0
3245-SW-Lighting-Primary Lighting SDG&E_COMPLIANCE_LIGHTING_SCENARIO | [15 empty] | 0 |  |  | #N/A | [26 empty] | 0% | 0% |  | 0 | 0 | 0 | 0 | 0 | 0 | 0 | 0 | 0 | 0 | 0 | [44 empty] | 0
3245-SW-Lighting-Primary Lighting SDG&E_COMPLIANCE_LIGHTING_SCENARIO | [15 empty] | 0 |  |  | #N/A | [26 empty] | 0% | 0% |  | 0 | 0 | 0 | 0 | 0 | 0 | 0 | 0 | 0 | 0 | 0 | [44 empty] | 0
3245-SW-Lighting-Primary Lighting SDG&E_COMPLIANCE_LIGHTING_SCENARIO | [15 empty] | 0 |  |  | #N/A | [26 empty] | 0% | 0% |  | 0 | 0 | 0 | 0 | 0 | 0 | 0 | 0 | 0 | 0 | 0 | [44 empty] | 0
3245-SW-Lighting-Primary Lighting SDG&E_COMPLIANCE_LIGHTING_SCENARIO | [15 empty] | 0 |  |  | #N/A | [26 empty] | 0% | 0% |  | 0 | 0 | 0 | 0 | 0 | 0 | 0 | 0 | 0 | 0 | 0 | [44 empty] | 0
3245-SW-Lighting-Primary Lighting SDG&E_COMPLIANCE_LIGHTING_SCENARIO | [15 empty] | 0 |  |  | #N/A | [26 empty] | 0% | 0% |  | 0 | 0 | 0 | 0 | 0 | 0 | 0 | 0 | 0 | 0 | 0 | [44 empty] | 0
3245-SW-Lighting-Primary Lighting SDG&E_COMPLIANCE_LIGHTING_SCENARIO | [15 empty] | 0 |  |  | #N/A | [26 empty] | 0% | 0% |  | 0 | 0 | 0 | 0 | 0 | 0 | 0 | 0 | 0 | 0 | 0 | [44 empty] | 0
3245-SW-Lighting-Primary Lighting SDG&E_COMPLIANCE_LIGHTING_SCENARIO | [15 empty] | 0 |  |  | #N/A | [26 empty] | 0% | 0% |  | 0 | 0 | 0 | 0 | 0 | 0 | 0 | 0 | 0 | 0 | 0 | [44 empty] | 0
3245-SW-Lighting-Primary Lighting SDG&E_COMPLIANCE_LIGHTING_SCENARIO | [15 empty] | 0 |  |  | #N/A | [26 empty] | 0% | 0% |  | 0 | 0 | 0 | 0 | 0 | 0 | 0 | 0 | 0 | 0 | 0 | [44 empty] | 0
3245-SW-Lighting-Primary Lighting SDG&E_COMPLIANCE_LIGHTING_SCENARIO | [15 empty] | 0 |  |  | #N/A | [26 empty] | 0% | 0% |  | 0 | 0 | 0 | 0 | 0 | 0 | 0 | 0 | 0 | 0 | 0 | [44 empty] | 0
3245-SW-Lighting-Primary Lighting SDG&E_COMPLIANCE_LIGHTING_SCENARIO | [15 empty] | 0 |  |  | #N/A | [26 empty] | 0% | 0% |  | 0 | 0 | 0 | 0 | 0 | 0 | 0 | 0 | 0 | 0 | 0 | [44 empty] | 0
3245-SW-Lighting-Primary Lighting SDG&E_COMPLIANCE_LIGHTING_SCENARIO | [15 empty] | 0 |  |  | #N/A | [26 empty] | 0% | 0% |  | 0 | 0 | 0 | 0 | 0 | 0 | 0 | 0 | 0 | 0 | 0 | [44 empty] | 0
3245-SW-Lighting-Primary Lighting SDG&E_COMPLIANCE_LIGHTING_SCENARIO | [15 empty] | 0 |  |  | #N/A | [26 empty] | 0% | 0% |  | 0 | 0 | 0 | 0 | 0 | 0 | 0 | 0 | 0 | 0 | 0 | [44 empty] | 0
3245-SW-Lighting-Primary Lighting SDG&E_COMPLIANCE_LIGHTING_SCENARIO | [15 empty] | 0 |  |  | #N/A | [26 empty] | 0% | 0% |  | 0 | 0 | 0 | 0 | 0 | 0 | 0 | 0 | 0 | 0 | 0 | [44 empty] | 0
3245-SW-Lighting-Primary Lighting SDG&E_COMPLIANCE_LIGHTING_SCENARIO | [15 empty] | 0 |  |  | #N/A | [26 empty] | 0% | 0% |  | 0 | 0 | 0 | 0 | 0 | 0 | 0 | 0 | 0 | 0 | 0 | [44 empty] | 0
3245-SW-Lighting-Primary Lighting SDG&E_COMPLIANCE_LIGHTING_SCENARIO | [15 empty] | 0 |  |  | #N/A | [26 empty] | 0% | 0% |  | 0 | 0 | 0 | 0 | 0 | 0 | 0 | 0 | 0 | 0 | 0 | [44 empty] | 0
3245-SW-Lighting-Primary Lighting SDG&E_COMPLIANCE_LIGHTING_SCENARIO | [15 empty] | 0 |  |  | #N/A | [26 empty] | 0% | 0% |  | 0 | 0 | 0 | 0 | 0 | 0 | 0 | 0 | 0 | 0 | 0 | [44 empty] | 0
3245-SW-Lighting-Primary Lighting SDG&E_COMPLIANCE_LIGHTING_SCENARIO | [15 empty] | 0 |  |  | #N/A | [26 empty] | 0% | 0% |  | 0 | 0 | 0 | 0 | 0 | 0 | 0 | 0 | 0 | 0 | 0 | [44 empty] | 0
3245-SW-Lighting-Primary Lighting SDG&E_COMPLIANCE_LIGHTING_SCENARIO | [15 empty] | 0 |  |  | #N/A | [26 empty] | 0% | 0% |  | 0 | 0 | 0 | 0 | 0 | 0 | 0 | 0 | 0 | 0 | 0 | [44 empty] | 0
3245-SW-Lighting-Primary Lighting SDG&E_COMPLIANCE_LIGHTING_SCENARIO | [15 empty] | 0 |  |  | #N/A | [26 empty] | 0% | 0% |  | 0 | 0 | 0 | 0 | 0 | 0 | 0 | 0 | 0 | 0 | 0 | [44 empty] | 0
3245-SW-Lighting-Primary Lighting SDG&E_COMPLIANCE_LIGHTING_SCENARIO | [15 empty] | 0 |  |  | #N/A | [26 empty] | 0% | 0% |  | 0 | 0 | 0 | 0 | 0 | 0 | 0 | 0 | 0 | 0 | 0 | [44 empty] | 0
3245-SW-Lighting-Primary Lighting SDG&E_COMPLIANCE_LIGHTING_SCENARIO | [15 empty] | 0 |  |  | #N/A | [26 empty] | 0% | 0% |  | 0 | 0 | 0 | 0 | 0 | 0 | 0 | 0 | 0 | 0 | 0 | [44 empty] | 0
3245-SW-Lighting-Primary Lighting SDG&E_COMPLIANCE_LIGHTING_SCENARIO | [15 empty] | 0 |  |  | #N/A | [26 empty] | 0% | 0% |  | 0 | 0 | 0 | 0 | 0 | 0 | 0 | 0 | 0 | 0 | 0 | [44 empty] | 0
3245-SW-Lighting-Primary Lighting SDG&E_COMPLIANCE_LIGHTING_SCENARIO | [15 empty] | 0 |  |  | #N/A | [26 empty] | 0% | 0% |  | 0 | 0 | 0 | 0 | 0 | 0 | 0 | 0 | 0 | 0 | 0 | [44 empty] | 0
3245-SW-Lighting-Primary Lighting SDG&E_COMPLIANCE_LIGHTING_SCENARIO | [15 empty] | 0 |  |  | #N/A | [26 empty] | 0% | 0% |  | 0 | 0 | 0 | 0 | 0 | 0 | 0 | 0 | 0 | 0 | 0 | [44 empty] | 0
3245-SW-Lighting-Primary Lighting SDG&E_COMPLIANCE_LIGHTING_SCENARIO | [15 empty] | 0 |  |  | #N/A | [26 empty] | 0% | 0% |  | 0 | 0 | 0 | 0 | 0 | 0 | 0 | 0 | 0 | 0 | 0 | [44 empty] | 0
3245-SW-Lighting-Primary Lighting SDG&E_COMPLIANCE_LIGHTING_SCENARIO | [15 empty] | 0 |  |  | #N/A | [26 empty] | 0% | 0% |  | 0 | 0 | 0 | 0 | 0 | 0 | 0 | 0 | 0 | 0 | 0 | [44 empty] | 0
3245-SW-Lighting-Primary Lighting SDG&E_COMPLIANCE_LIGHTING_SCENARIO | [15 empty] | 0 |  |  | #N/A | [26 empty] | 0% | 0% |  | 0 | 0 | 0 | 0 | 0 | 0 | 0 | 0 | 0 | 0 | 0 | [44 empty] | 0
3245-SW-Lighting-Primary Lighting SDG&E_COMPLIANCE_LIGHTING_SCENARIO | [15 empty] | 0 |  |  | #N/A | [26 empty] | 0% | 0% |  | 0 | 0 | 0 | 0 | 0 | 0 | 0 | 0 | 0 | 0 | 0 | [44 empty] | 0
3245-SW-Lighting-Primary Lighting SDG&E_COMPLIANCE_LIGHTING_SCENARIO | [15 empty] | 0 |  |  | #N/A | [26 empty] | 0% | 0% |  | 0 | 0 | 0 | 0 | 0 | 0 | 0 | 0 | 0 | 0 | 0 | [44 empty] | 0
3245-SW-Lighting-Primary Lighting SDG&E_COMPLIANCE_LIGHTING_SCENARIO | [15 empty] | 0 |  |  | #N/A | [26 empty] | 0% | 0% |  | 0 | 0 | 0 | 0 | 0 | 0 | 0 | 0 | 0 | 0 | 0 | [44 empty] | 0
3245-SW-Lighting-Primary Lighting SDG&E_COMPLIANCE_LIGHTING_SCENARIO | [15 empty] | 0 |  |  | #N/A | [26 empty] | 0% | 0% |  | 0 | 0 | 0 | 0 | 0 | 0 | 0 | 0 | 0 | 0 | 0 | [44 empty] | 0
3245-SW-Lighting-Primary Lighting SDG&E_COMPLIANCE_LIGHTING_SCENARIO | [15 empty] | 0 |  |  | #N/A | [26 empty] | 0% | 0% |  | 0 | 0 | 0 | 0 | 0 | 0 | 0 | 0 | 0 | 0 | 0 | [44 empty] | 0
3245-SW-Lighting-Primary Lighting SDG&E_COMPLIANCE_LIGHTING_SCENARIO | [15 empty] | 0 |  |  | #N/A | [26 empty] | 0% | 0% |  | 0 | 0 | 0 | 0 | 0 | 0 | 0 | 0 | 0 | 0 | 0 | [44 empty] | 0
3245-SW-Lighting-Primary Lighting SDG&E_COMPLIANCE_LIGHTING_SCENARIO | [15 empty] | 0 |  |  | #N/A | [26 empty] | 0% | 0% |  | 0 | 0 | 0 | 0 | 0 | 0 | 0 | 0 | 0 | 0 | 0 | [44 empty] | 0
3245-SW-Lighting-Primary Lighting SDG&E_COMPLIANCE_LIGHTING_SCENARIO | [15 empty] | 0 |  |  | #N/A | [26 empty] | 0% | 0% |  | 0 | 0 | 0 | 0 | 0 | 0 | 0 | 0 | 0 | 0 | 0 | [44 empty] | 0
3245-SW-Lighting-Primary Lighting SDG&E_COMPLIANCE_LIGHTING_SCENARIO | [15 empty] | 0 |  |  | #N/A | [26 empty] | 0% | 0% |  | 0 | 0 | 0 | 0 | 0 | 0 | 0 | 0 | 0 | 0 | 0 | [44 empty] | 0
3245-SW-Lighting-Primary Lighting SDG&E_COMPLIANCE_LIGHTING_SCENARIO | [15 empty] | 0 |  |  | #N/A | [26 empty] | 0% | 0% |  | 0 | 0 | 0 | 0 | 0 | 0 | 0 | 0 | 0 | 0 | 0 | [44 empty] | 0
3245-SW-Lighting-Primary Lighting SDG&E_COMPLIANCE_LIGHTING_SCENARIO | [15 empty] | 0 |  |  | #N/A | [26 empty] | 0% | 0% |  | 0 | 0 | 0 | 0 | 0 | 0 | 0 | 0 | 0 | 0 | 0 | [44 empty] | 0
3245-SW-Lighting-Primary Lighting SDG&E_COMPLIANCE_LIGHTING_SCENARIO | [15 empty] | 0 |  |  | #N/A | [26 empty] | 0% | 0% |  | 0 | 0 | 0 | 0 | 0 | 0 | 0 | 0 | 0 | 0 | 0 | [44 empty] | 0
3245-SW-Lighting-Primary Lighting SDG&E_COMPLIANCE_LIGHTING_SCENARIO | [15 empty] | 0 |  |  | #N/A | [26 empty] | 0% | 0% |  | 0 | 0 | 0 | 0 | 0 | 0 | 0 | 0 | 0 | 0 | 0 | [44 empty] | 0
3245-SW-Lighting-Primary Lighting SDG&E_COMPLIANCE_LIGHTING_SCENARIO | [15 empty] | 0 |  |  | #N/A | [26 empty] | 0% | 0% |  | 0 | 0 | 0 | 0 | 0 | 0 | 0 | 0 | 0 | 0 | 0 | [44 empty] | 0
3245-SW-Lighting-Primary Lighting SDG&E_COMPLIANCE_LIGHTING_SCENARIO | [15 empty] | 0 |  |  | #N/A | [26 empty] | 0% | 0% |  | 0 | 0 | 0 | 0 | 0 | 0 | 0 | 0 | 0 | 0 | 0 | [44 empty] | 0
3245-SW-Lighting-Primary Lighting SDG&E_COMPLIANCE_LIGHTING_SCENARIO | [15 empty] | 0 |  |  | #N/A | [26 empty] | 0% | 0% |  | 0 | 0 | 0 | 0 | 0 | 0 | 0 | 0 | 0 | 0 | 0 | [44 empty] | 0
3245-SW-Lighting-Primary Lighting SDG&E_COMPLIANCE_LIGHTING_SCENARIO | [15 empty] | 0 |  |  | #N/A | [26 empty] | 0% | 0% |  | 0 | 0 | 0 | 0 | 0 | 0 | 0 | 0 | 0 | 0 | 0 | [44 empty] | 0
3245-SW-Lighting-Primary Lighting SDG&E_COMPLIANCE_LIGHTING_SCENARIO | [15 empty] | 0 |  |  | #N/A | [26 empty] | 0% | 0% |  | 0 | 0 | 0 | 0 | 0 | 0 | 0 | 0 | 0 | 0 | 0 | [44 empty] | 0
3245-SW-Lighting-Primary Lighting SDG&E_COMPLIANCE_LIGHTING_SCENARIO | [15 empty] | 0 |  |  | #N/A | [26 empty] | 0% | 0% |  | 0 | 0 | 0 | 0 | 0 | 0 | 0 | 0 | 0 | 0 | 0 | [44 empty] | 0
3245-SW-Lighting-Primary Lighting SDG&E_COMPLIANCE_LIGHTING_SCENARIO | [15 empty] | 0 |  |  | #N/A | [26 empty] | 0% | 0% |  | 0 | 0 | 0 | 0 | 0 | 0 | 0 | 0 | 0 | 0 | 0 | [44 empty] | 0
3245-SW-Lighting-Primary Lighting SDG&E_COMPLIANCE_LIGHTING_SCENARIO | [15 empty] | 0 |  |  | #N/A | [26 empty] | 0% | 0% |  | 0 | 0 | 0 | 0 | 0 | 0 | 0 | 0 | 0 | 0 | 0 | [44 empty] | 0
3245-SW-Lighting-Primary Lighting SDG&E_COMPLIANCE_LIGHTING_SCENARIO | [15 empty] | 0 |  |  | #N/A | [26 empty] | 0% | 0% |  | 0 | 0 | 0 | 0 | 0 | 0 | 0 | 0 | 0 | 0 | 0 | [44 empty] | 0
3245-SW-Lighting-Primary Lighting SDG&E_COMPLIANCE_LIGHTING_SCENARIO | [15 empty] | 0 |  |  | #N/A | [26 empty] | 0% | 0% |  | 0 | 0 | 0 | 0 | 0 | 0 | 0 | 0 | 0 | 0 | 0 | [44 empty] | 0
3245-SW-Lighting-Primary Lighting SDG&E_COMPLIANCE_LIGHTING_SCENARIO | [15 empty] | 0 |  |  | #N/A | [26 empty] | 0% | 0% |  | 0 | 0 | 0 | 0 | 0 | 0 | 0 | 0 | 0 | 0 | 0 | [44 empty] | 0
3245-SW-Lighting-Primary Lighting SDG&E_COMPLIANCE_LIGHTING_SCENARIO | [15 empty] | 0 |  |  | #N/A | [26 empty] | 0% | 0% |  | 0 | 0 | 0 | 0 | 0 | 0 | 0 | 0 | 0 | 0 | 0 | [44 empty] | 0
3245-SW-Lighting-Primary Lighting SDG&E_COMPLIANCE_LIGHTING_SCENARIO | [15 empty] | 0 |  |  | #N/A | [26 empty] | 0% | 0% |  | 0 | 0 | 0 | 0 | 0 | 0 | 0 | 0 | 0 | 0 | 0 | [44 empty] | 0
3245-SW-Lighting-Primary Lighting SDG&E_COMPLIANCE_LIGHTING_SCENARIO | [15 empty] | 0 |  |  | #N/A | [26 empty] | 0% | 0% |  | 0 | 0 | 0 | 0 | 0 | 0 | 0 | 0 | 0 | 0 | 0 | [44 empty] | 0
3245-SW-Lighting-Primary Lighting SDG&E_COMPLIANCE_LIGHTING_SCENARIO | [15 empty] | 0 |  |  | #N/A | [26 empty] | 0% | 0% |  | 0 | 0 | 0 | 0 | 0 | 0 | 0 | 0 | 0 | 0 | 0 | [44 empty] | 0
3245-SW-Lighting-Primary Lighting SDG&E_COMPLIANCE_LIGHTING_SCENARIO | [15 empty] | 0 |  |  | #N/A | [26 empty] | 0% | 0% |  | 0 | 0 | 0 | 0 | 0 | 0 | 0 | 0 | 0 | 0 | 0 | [44 empty] | 0
3245-SW-Lighting-Primary Lighting SDG&E_COMPLIANCE_LIGHTING_SCENARIO | [15 empty] | 0 |  |  | #N/A | [26 empty] | 0% | 0% |  | 0 | 0 | 0 | 0 | 0 | 0 | 0 | 0 | 0 | 0 | 0 | [44 empty] | 0
3245-SW-Lighting-Primary Lighting SDG&E_COMPLIANCE_LIGHTING_SCENARIO | [15 empty] | 0 |  |  | #N/A | [26 empty] | 0% | 0% |  | 0 | 0 | 0 | 0 | 0 | 0 | 0 | 0 | 0 | 0 | 0 | [44 empty] | 0
3245-SW-Lighting-Primary Lighting SDG&E_COMPLIANCE_LIGHTING_SCENARIO | [15 empty] | 0 |  |  | #N/A | [26 empty] | 0% | 0% |  | 0 | 0 | 0 | 0 | 0 | 0 | 0 | 0 | 0 | 0 | 0 | [44 empty] | 0
3245-SW-Lighting-Primary Lighting SDG&E_COMPLIANCE_LIGHTING_SCENARIO | [15 empty] | 0 |  |  | #N/A | [26 empty] | 0% | 0% |  | 0 | 0 | 0 | 0 | 0 | 0 | 0 | 0 | 0 | 0 | 0 | [44 empty] | 0
3245-SW-Lighting-Primary Lighting SDG&E_COMPLIANCE_LIGHTING_SCENARIO | [15 empty] | 0 |  |  | #N/A | [26 empty] | 0% | 0% |  | 0 | 0 | 0 | 0 | 0 | 0 | 0 | 0 | 0 | 0 | 0 | [44 empty] | 0
3245-SW-Lighting-Primary Lighting SDG&E_COMPLIANCE_LIGHTING_SCENARIO | [15 empty] | 0 |  |  | #N/A | [26 empty] | 0% | 0% |  | 0 | 0 | 0 | 0 | 0 | 0 | 0 | 0 | 0 | 0 | 0 | [44 empty] | 0
3245-SW-Lighting-Primary Lighting SDG&E_COMPLIANCE_LIGHTING_SCENARIO | [15 empty] | 0 |  |  | #N/A | [26 empty] | 0% | 0% |  | 0 | 0 | 0 | 0 | 0 | 0 | 0 | 0 | 0 | 0 | 0 | [44 empty] | 0
3245-SW-Lighting-Primary Lighting SDG&E_COMPLIANCE_LIGHTING_SCENARIO | [15 empty] | 0 |  |  | #N/A | [26 empty] | 0% | 0% |  | 0 | 0 | 0 | 0 | 0 | 0 | 0 | 0 | 0 | 0 | 0 | [44 empty] | 0
3245-SW-Lighting-Primary Lighting SDG&E_COMPLIANCE_LIGHTING_SCENARIO | [15 empty] | 0 |  |  | #N/A | [26 empty] | 0% | 0% |  | 0 | 0 | 0 | 0 | 0 | 0 | 0 | 0 | 0 | 0 | 0 | [44 empty] | 0
3245-SW-Lighting-Primary Lighting SDG&E_COMPLIANCE_LIGHTING_SCENARIO | [15 empty] | 0 |  |  | #N/A | [26 empty] | 0% | 0% |  | 0 | 0 | 0 | 0 | 0 | 0 | 0 | 0 | 0 | 0 | 0 | [44 empty] | 0
3245-SW-Lighting-Primary Lighting SDG&E_COMPLIANCE_LIGHTING_SCENARIO | [15 empty] | 0 |  |  | #N/A | [26 empty] | 0% | 0% |  | 0 | 0 | 0 | 0 | 0 | 0 | 0 | 0 | 0 | 0 | 0 | [44 empty] | 0
3245-SW-Lighting-Primary Lighting SDG&E_COMPLIANCE_LIGHTING_SCENARIO | [15 empty] | 0 |  |  | #N/A | [26 empty] | 0% | 0% |  | 0 | 0 | 0 | 0 | 0 | 0 | 0 | 0 | 0 | 0 | 0 | [44 empty] | 0
3245-SW-Lighting-Primary Lighting SDG&E_COMPLIANCE_LIGHTING_SCENARIO | [15 empty] | 0 |  |  | #N/A | [26 empty] | 0% | 0% |  | 0 | 0 | 0 | 0 | 0 | 0 | 0 | 0 | 0 | 0 | 0 | [44 empty] | 0
3245-SW-Lighting-Primary Lighting SDG&E_COMPLIANCE_LIGHTING_SCENARIO | [15 empty] | 0 |  |  | #N/A | [26 empty] | 0% | 0% |  | 0 | 0 | 0 | 0 | 0 | 0 | 0 | 0 | 0 | 0 | 0 | [44 empty] | 0
3245-SW-Lighting-Primary Lighting SDG&E_COMPLIANCE_LIGHTING_SCENARIO | [15 empty] | 0 |  |  | #N/A | [26 empty] | 0% | 0% |  | 0 | 0 | 0 | 0 | 0 | 0 | 0 | 0 | 0 | 0 | 0 | [44 empty] | 0
3245-SW-Lighting-Primary Lighting SDG&E_COMPLIANCE_LIGHTING_SCENARIO | [15 empty] | 0 |  |  | #N/A | [26 empty] | 0% | 0% |  | 0 | 0 | 0 | 0 | 0 | 0 | 0 | 0 | 0 | 0 | 0 | [44 empty] | 0
3245-SW-Lighting-Primary Lighting SDG&E_COMPLIANCE_LIGHTING_SCENARIO | [15 empty] | 0 |  |  | #N/A | [26 empty] | 0% | 0% |  | 0 | 0 | 0 | 0 | 0 | 0 | 0 | 0 | 0 | 0 | 0 | [44 empty] | 0
3245-SW-Lighting-Primary Lighting SDG&E_COMPLIANCE_LIGHTING_SCENARIO | [15 empty] | 0 |  |  | #N/A | [26 empty] | 0% | 0% |  | 0 | 0 | 0 | 0 | 0 | 0 | 0 | 0 | 0 | 0 | 0 | [44 empty] | 0
3245-SW-Lighting-Primary Lighting SDG&E_COMPLIANCE_LIGHTING_SCENARIO | [15 empty] | 0 |  |  | #N/A | [26 empty] | 0% | 0% |  | 0 | 0 | 0 | 0 | 0 | 0 | 0 | 0 | 0 | 0 | 0 | [44 empty] | 0
3245-SW-Lighting-Primary Lighting SDG&E_COMPLIANCE_LIGHTING_SCENARIO | [15 empty] | 0 |  |  | #N/A | [26 empty] | 0% | 0% |  | 0 | 0 | 0 | 0 | 0 | 0 | 0 | 0 | 0 | 0 | 0 | [44 empty] | 0
3245-SW-Lighting-Primary Lighting SDG&E_COMPLIANCE_LIGHTING_SCENARIO | [15 empty] | 0 |  |  | #N/A | [26 empty] | 0% | 0% |  | 0 | 0 | 0 | 0 | 0 | 0 | 0 | 0 | 0 | 0 | 0 | [44 empty] | 0
3245-SW-Lighting-Primary Lighting SDG&E_COMPLIANCE_LIGHTING_SCENARIO | [15 empty] | 0 |  |  | #N/A | [26 empty] | 0% | 0% |  | 0 | 0 | 0 | 0 | 0 | 0 | 0 | 0 | 0 | 0 | 0 | [44 empty] | 0
3245-SW-Lighting-Primary Lighting SDG&E_COMPLIANCE_LIGHTING_SCENARIO | [15 empty] | 0 |  |  | #N/A | [26 empty] | 0% | 0% |  | 0 | 0 | 0 | 0 | 0 | 0 | 0 | 0 | 0 | 0 | 0 | [44 empty] | 0
3245-SW-Lighting-Primary Lighting SDG&E_COMPLIANCE_LIGHTING_SCENARIO | [15 empty] | 0 |  |  | #N/A | [26 empty] | 0% | 0% |  | 0 | 0 | 0 | 0 | 0 | 0 | 0 | 0 | 0 | 0 | 0 | [44 empty] | 0
3245-SW-Lighting-Primary Lighting SDG&E_COMPLIANCE_LIGHTING_SCENARIO | [15 empty] | 0 |  |  | #N/A | [26 empty] | 0% | 0% |  | 0 | 0 | 0 | 0 | 0 | 0 | 0 | 0 | 0 | 0 | 0 | [44 empty] | 0
3245-SW-Lighting-Primary Lighting SDG&E_COMPLIANCE_LIGHTING_SCENARIO | [15 empty] | 0 |  |  | #N/A | [26 empty] | 0% | 0% |  | 0 | 0 | 0 | 0 | 0 | 0 | 0 | 0 | 0 | 0 | 0 | [44 empty] | 0
3245-SW-Lighting-Primary Lighting SDG&E_COMPLIANCE_LIGHTING_SCENARIO | [15 empty] | 0 |  |  | #N/A | [26 empty] | 0% | 0% |  | 0 | 0 | 0 | 0 | 0 | 0 | 0 | 0 | 0 | 0 | 0 | [44 empty] | 0
3245-SW-Lighting-Primary Lighting SDG&E_COMPLIANCE_LIGHTING_SCENARIO | [15 empty] | 0 |  |  | #N/A | [26 empty] | 0% | 0% |  | 0 | 0 | 0 | 0 | 0 | 0 | 0 | 0 | 0 | 0 | 0 | [44 empty] | 0
3245-SW-Lighting-Primary Lighting SDG&E_COMPLIANCE_LIGHTING_SCENARIO | [15 empty] | 0 |  |  | #N/A | [26 empty] | 0% | 0% |  | 0 | 0 | 0 | 0 | 0 | 0 | 0 | 0 | 0 | 0 | 0 | [44 empty] | 0
3245-SW-Lighting-Primary Lighting SDG&E_COMPLIANCE_LIGHTING_SCENARIO | [15 empty] | 0 |  |  | #N/A | [26 empty] | 0% | 0% |  | 0 | 0 | 0 | 0 | 0 | 0 | 0 | 0 | 0 | 0 | 0 | [44 empty] | 0
3245-SW-Lighting-Primary Lighting SDG&E_COMPLIANCE_LIGHTING_SCENARIO | [15 empty] | 0 |  |  | #N/A | [26 empty] | 0% | 0% |  | 0 | 0 | 0 | 0 | 0 | 0 | 0 | 0 | 0 | 0 | 0 | [44 empty] | 0
3245-SW-Lighting-Primary Lighting SDG&E_COMPLIANCE_LIGHTING_SCENARIO | [15 empty] | 0 |  |  | #N/A | [26 empty] | 0% | 0% |  | 0 | 0 | 0 | 0 | 0 | 0 | 0 | 0 | 0 | 0 | 0 | [44 empty] | 0
3245-SW-Lighting-Primary Lighting SDG&E_COMPLIANCE_LIGHTING_SCENARIO | [15 empty] | 0 |  |  | #N/A | [26 empty] | 0% | 0% |  | 0 | 0 | 0 | 0 | 0 | 0 | 0 | 0 | 0 | 0 | 0 | [44 empty] | 0
3245-SW-Lighting-Primary Lighting SDG&E_COMPLIANCE_LIGHTING_SCENARIO | [15 empty] | 0 |  |  | #N/A | [26 empty] | 0% | 0% |  | 0 | 0 | 0 | 0 | 0 | 0 | 0 | 0 | 0 | 0 | 0 | [44 empty] | 0
3245-SW-Lighting-Primary Lighting SDG&E_COMPLIANCE_LIGHTING_SCENARIO | [15 empty] | 0 |  |  | #N/A | [26 empty] | 0% | 0% |  | 0 | 0 | 0 | 0 | 0 | 0 | 0 | 0 | 0 | 0 | 0 | [44 empty] | 0
3245-SW-Lighting-Primary Lighting SDG&E_COMPLIANCE_LIGHTING_SCENARIO | [15 empty] | 0 |  |  | #N/A | [26 empty] | 0% | 0% |  | 0 | 0 | 0 | 0 | 0 | 0 | 0 | 0 | 0 | 0 | 0 | [44 empty] | 0
3245-SW-Lighting-Primary Lighting SDG&E_COMPLIANCE_LIGHTING_SCENARIO | [15 empty] | 0 |  |  | #N/A | [26 empty] | 0% | 0% |  | 0 | 0 | 0 | 0 | 0 | 0 | 0 | 0 | 0 | 0 | 0 | [44 empty] | 0
3245-SW-Lighting-Primary Lighting SDG&E_COMPLIANCE_LIGHTING_SCENARIO | [15 empty] | 0 |  |  | #N/A | [26 empty] | 0% | 0% |  | 0 | 0 | 0 | 0 | 0 | 0 | 0 | 0 | 0 | 0 | 0 | [44 empty] | 0
3245-SW-Lighting-Primary Lighting SDG&E_COMPLIANCE_LIGHTING_SCENARIO | [15 empty] | 0 |  |  | #N/A | [26 empty] | 0% | 0% |  | 0 | 0 | 0 | 0 | 0 | 0 | 0 | 0 | 0 | 0 | 0 | [44 empty] | 0
3245-SW-Lighting-Primary Lighting SDG&E_COMPLIANCE_LIGHTING_SCENARIO | [15 empty] | 0 |  |  | #N/A | [26 empty] | 0% | 0% |  | 0 | 0 | 0 | 0 | 0 | 0 | 0 | 0 | 0 | 0 | 0 | [44 empty] | 0
3245-SW-Lighting-Primary Lighting SDG&E_COMPLIANCE_LIGHTING_SCENARIO | [15 empty] | 0 |  |  | #N/A | [26 empty] | 0% | 0% |  | 0 | 0 | 0 | 0 | 0 | 0 | 0 | 0 | 0 | 0 | 0 | [44 empty] | 0
3245-SW-Lighting-Primary Lighting SDG&E_COMPLIANCE_LIGHTING_SCENARIO | [15 empty] | 0 |  |  | #N/A | [26 empty] | 0% | 0% |  | 0 | 0 | 0 | 0 | 0 | 0 | 0 | 0 | 0 | 0 | 0 | [44 empty] | 0
3245-SW-Lighting-Primary Lighting SDG&E_COMPLIANCE_LIGHTING_SCENARIO | [15 empty] | 0 |  |  | #N/A | [26 empty] | 0% | 0% |  | 0 | 0 | 0 | 0 | 0 | 0 | 0 | 0 | 0 | 0 | 0 | [44 empty] | 0
3245-SW-Lighting-Primary Lighting SDG&E_COMPLIANCE_LIGHTING_SCENARIO | [15 empty] | 0 |  |  | #N/A | [26 empty] | 0% | 0% |  | 0 | 0 | 0 | 0 | 0 | 0 | 0 | 0 | 0 | 0 | 0 | [44 empty] | 0
3245-SW-Lighting-Primary Lighting SDG&E_COMPLIANCE_LIGHTING_SCENARIO | [15 empty] | 0 |  |  | #N/A | [26 empty] | 0% | 0% |  | 0 | 0 | 0 | 0 | 0 | 0 | 0 | 0 | 0 | 0 | 0 | [44 empty] | 0
3245-SW-Lighting-Primary Lighting SDG&E_COMPLIANCE_LIGHTING_SCENARIO | [15 empty] | 0 |  |  | #N/A | [26 empty] | 0% | 0% |  | 0 | 0 | 0 | 0 | 0 | 0 | 0 | 0 | 0 | 0 | 0 | [44 empty] | 0
3245-SW-Lighting-Primary Lighting SDG&E_COMPLIANCE_LIGHTING_SCENARIO | [15 empty] | 0 |  |  | #N/A | [26 empty] | 0% | 0% |  | 0 | 0 | 0 | 0 | 0 | 0 | 0 | 0 | 0 | 0 | 0 | [44 empty] | 0
3245-SW-Lighting-Primary Lighting SDG&E_COMPLIANCE_LIGHTING_SCENARIO | [15 empty] | 0 |  |  | #N/A | [26 empty] | 0% | 0% |  | 0 | 0 | 0 | 0 | 0 | 0 | 0 | 0 | 0 | 0 | 0 | [44 empty] | 0
3245-SW-Lighting-Primary Lighting SDG&E_COMPLIANCE_LIGHTING_SCENARIO | [15 empty] | 0 |  |  | #N/A | [26 empty] | 0% | 0% |  | 0 | 0 | 0 | 0 | 0 | 0 | 0 | 0 | 0 | 0 | 0 | [44 empty] | 0
3245-SW-Lighting-Primary Lighting SDG&E_COMPLIANCE_LIGHTING_SCENARIO | [15 empty] | 0 |  |  | #N/A | [26 empty] | 0% | 0% |  | 0 | 0 | 0 | 0 | 0 | 0 | 0 | 0 | 0 | 0 | 0 | [44 empty] | 0
3245-SW-Lighting-Primary Lighting SDG&E_COMPLIANCE_LIGHTING_SCENARIO | [15 empty] | 0 |  |  | #N/A | [26 empty] | 0% | 0% |  | 0 | 0 | 0 | 0 | 0 | 0 | 0 | 0 | 0 | 0 | 0 | [44 empty] | 0
3245-SW-Lighting-Primary Lighting SDG&E_COMPLIANCE_LIGHTING_SCENARIO | [15 empty] | 0 |  |  | #N/A | [26 empty] | 0% | 0% |  | 0 | 0 | 0 | 0 | 0 | 0 | 0 | 0 | 0 | 0 | 0 | [44 empty] | 0
3245-SW-Lighting-Primary Lighting SDG&E_COMPLIANCE_LIGHTING_SCENARIO | [15 empty] | 0 |  |  | #N/A | [26 empty] | 0% | 0% |  | 0 | 0 | 0 | 0 | 0 | 0 | 0 | 0 | 0 | 0 | 0 | [44 empty] | 0
3245-SW-Lighting-Primary Lighting SDG&E_COMPLIANCE_LIGHTING_SCENARIO | [15 empty] | 0 |  |  | #N/A | [26 empty] | 0% | 0% |  | 0 | 0 | 0 | 0 | 0 | 0 | 0 | 0 | 0 | 0 | 0 | [44 empty] | 0
3245-SW-Lighting-Primary Lighting SDG&E_COMPLIANCE_LIGHTING_SCENARIO | [15 empty] | 0 |  |  | #N/A | [26 empty] | 0% | 0% |  | 0 | 0 | 0 | 0 | 0 | 0 | 0 | 0 | 0 | 0 | 0 | [44 empty] | 0
3245-SW-Lighting-Primary Lighting SDG&E_COMPLIANCE_LIGHTING_SCENARIO | [15 empty] | 0 |  |  | #N/A | [26 empty] | 0% | 0% |  | 0 | 0 | 0 | 0 | 0 | 0 | 0 | 0 | 0 | 0 | 0 | [44 empty] | 0
3245-SW-Lighting-Primary Lighting SDG&E_COMPLIANCE_LIGHTING_SCENARIO | [15 empty] | 0 |  |  | #N/A | [26 empty] | 0% | 0% |  | 0 | 0 | 0 | 0 | 0 | 0 | 0 | 0 | 0 | 0 | 0 | [44 empty] | 0
3245-SW-Lighting-Primary Lighting SDG&E_COMPLIANCE_LIGHTING_SCENARIO | [15 empty] | 0 |  |  | #N/A | [26 empty] | 0% | 0% |  | 0 | 0 | 0 | 0 | 0 | 0 | 0 | 0 | 0 | 0 | 0 | [44 empty] | 0
3245-SW-Lighting-Primary Lighting SDG&E_COMPLIANCE_LIGHTING_SCENARIO | [15 empty] | 0 |  |  | #N/A | [26 empty] | 0% | 0% |  | 0 | 0 | 0 | 0 | 0 | 0 | 0 | 0 | 0 | 0 | 0 | [44 empty] | 0
3245-SW-Lighting-Primary Lighting SDG&E_COMPLIANCE_LIGHTING_SCENARIO | [15 empty] | 0 |  |  | #N/A | [26 empty] | 0% | 0% |  | 0 | 0 | 0 | 0 | 0 | 0 | 0 | 0 | 0 | 0 | 0 | [44 empty] | 0
3245-SW-Lighting-Primary Lighting SDG&E_COMPLIANCE_LIGHTING_SCENARIO | [15 empty] | 0 |  |  | #N/A | [26 empty] | 0% | 0% |  | 0 | 0 | 0 | 0 | 0 | 0 | 0 | 0 | 0 | 0 | 0 | [44 empty] | 0
3245-SW-Lighting-Primary Lighting SDG&E_COMPLIANCE_LIGHTING_SCENARIO | [15 empty] | 0 |  |  | #N/A | [26 empty] | 0% | 0% |  | 0 | 0 | 0 | 0 | 0 | 0 | 0 | 0 | 0 | 0 | 0 | [44 empty] | 0
3245-SW-Lighting-Primary Lighting SDG&E_COMPLIANCE_LIGHTING_SCENARIO | [15 empty] | 0 |  |  | #N/A | [26 empty] | 0% | 0% |  | 0 | 0 | 0 | 0 | 0 | 0 | 0 | 0 | 0 | 0 | 0 | [44 empty] | 0
3245-SW-Lighting-Primary Lighting SDG&E_COMPLIANCE_LIGHTING_SCENARIO | [15 empty] | 0 |  |  | #N/A | [26 empty] | 0% | 0% |  | 0 | 0 | 0 | 0 | 0 | 0 | 0 | 0 | 0 | 0 | 0 | [44 empty] | 0
3245-SW-Lighting-Primary Lighting SDG&E_COMPLIANCE_LIGHTING_SCENARIO | [15 empty] | 0 |  |  | #N/A | [26 empty] | 0% | 0% |  | 0 | 0 | 0 | 0 | 0 | 0 | 0 | 0 | 0 | 0 | 0 | [44 empty] | 0
3245-SW-Lighting-Primary Lighting SDG&E_COMPLIANCE_LIGHTING_SCENARIO | [15 empty] | 0 |  |  | #N/A | [26 empty] | 0% | 0% |  | 0 | 0 | 0 | 0 | 0 | 0 | 0 | 0 | 0 | 0 | 0 | [44 empty] | 0
3245-SW-Lighting-Primary Lighting SDG&E_COMPLIANCE_LIGHTING_SCENARIO | [15 empty] | 0 |  |  | #N/A | [26 empty] | 0% | 0% |  | 0 | 0 | 0 | 0 | 0 | 0 | 0 | 0 | 0 | 0 | 0 | [44 empty] | 0
3245-SW-Lighting-Primary Lighting SDG&E_COMPLIANCE_LIGHTING_SCENARIO | [15 empty] | 0 |  |  | #N/A | [26 empty] | 0% | 0% |  | 0 | 0 | 0 | 0 | 0 | 0 | 0 | 0 | 0 | 0 | 0 | [44 empty] | 0
3245-SW-Lighting-Primary Lighting SDG&E_COMPLIANCE_LIGHTING_SCENARIO | [15 empty] | 0 |  |  | #N/A | [26 empty] | 0% | 0% |  | 0 | 0 | 0 | 0 | 0 | 0 | 0 | 0 | 0 | 0 | 0 | [44 empty] | 0
3245-SW-Lighting-Primary Lighting SDG&E_COMPLIANCE_LIGHTING_SCENARIO | [15 empty] | 0 |  |  | #N/A | [26 empty] | 0% | 0% |  | 0 | 0 | 0 | 0 | 0 | 0 | 0 | 0 | 0 | 0 | 0 | [44 empty] | 0
3245-SW-Lighting-Primary Lighting SDG&E_COMPLIANCE_LIGHTING_SCENARIO | [15 empty] | 0 |  |  | #N/A | [26 empty] | 0% | 0% |  | 0 | 0 | 0 | 0 | 0 | 0 | 0 | 0 | 0 | 0 | 0 | [44 empty] | 0
3245-SW-Lighting-Primary Lighting SDG&E_COMPLIANCE_LIGHTING_SCENARIO | [15 empty] | 0 |  |  | #N/A | [26 empty] | 0% | 0% |  | 0 | 0 | 0 | 0 | 0 | 0 | 0 | 0 | 0 | 0 | 0 | [44 empty] | 0
3245-SW-Lighting-Primary Lighting SDG&E_COMPLIANCE_LIGHTING_SCENARIO | [15 empty] | 0 |  |  | #N/A | [26 empty] | 0% | 0% |  | 0 | 0 | 0 | 0 | 0 | 0 | 0 | 0 | 0 | 0 | 0 | [44 empty] | 0
3245-SW-Lighting-Primary Lighting SDG&E_COMPLIANCE_LIGHTING_SCENARIO | [15 empty] | 0 |  |  | #N/A | [26 empty] | 0% | 0% |  | 0 | 0 | 0 | 0 | 0 | 0 | 0 | 0 | 0 | 0 | 0 | [44 empty] | 0
3245-SW-Lighting-Primary Lighting SDG&E_COMPLIANCE_LIGHTING_SCENARIO | [15 empty] | 0 |  |  | #N/A | [26 empty] | 0% | 0% |  | 0 | 0 | 0 | 0 | 0 | 0 | 0 | 0 | 0 | 0 | 0 | [44 empty] | 0
3245-SW-Lighting-Primary Lighting SDG&E_COMPLIANCE_LIGHTING_SCENARIO | [15 empty] | 0 |  |  | #N/A | [26 empty] | 0% | 0% |  | 0 | 0 | 0 | 0 | 0 | 0 | 0 | 0 | 0 | 0 | 0 | [44 empty] | 0
3245-SW-Lighting-Primary Lighting SDG&E_COMPLIANCE_LIGHTING_SCENARIO | [15 empty] | 0 |  |  | #N/A | [26 empty] | 0% | 0% |  | 0 | 0 | 0 | 0 | 0 | 0 | 0 | 0 | 0 | 0 | 0 | [44 empty] | 0
3245-SW-Lighting-Primary Lighting SDG&E_COMPLIANCE_LIGHTING_SCENARIO | [15 empty] | 0 |  |  | #N/A | [26 empty] | 0% | 0% |  | 0 | 0 | 0 | 0 | 0 | 0 | 0 | 0 | 0 | 0 | 0 | [44 empty] | 0
3245-SW-Lighting-Primary Lighting SDG&E_COMPLIANCE_LIGHTING_SCENARIO | [15 empty] | 0 |  |  | #N/A | [26 empty] | 0% | 0% |  | 0 | 0 | 0 | 0 | 0 | 0 | 0 | 0 | 0 | 0 | 0 | [44 empty] | 0
3245-SW-Lighting-Primary Lighting SDG&E_COMPLIANCE_LIGHTING_SCENARIO | [15 empty] | 0 |  |  | #N/A | [26 empty] | 0% | 0% |  | 0 | 0 | 0 | 0 | 0 | 0 | 0 | 0 | 0 | 0 | 0 | [44 empty] | 0
3245-SW-Lighting-Primary Lighting SDG&E_COMPLIANCE_LIGHTING_SCENARIO | [15 empty] | 0 |  |  | #N/A | [26 empty] | 0% | 0% |  | 0 | 0 | 0 | 0 | 0 | 0 | 0 | 0 | 0 | 0 | 0 | [44 empty] | 0
3245-SW-Lighting-Primary Lighting SDG&E_COMPLIANCE_LIGHTING_SCENARIO | [15 empty] | 0 |  |  | #N/A | [26 empty] | 0% | 0% |  | 0 | 0 | 0 | 0 | 0 | 0 | 0 | 0 | 0 | 0 | 0 | [44 empty] | 0
3245-SW-Lighting-Primary Lighting SDG&E_COMPLIANCE_LIGHTING_SCENARIO | [15 empty] | 0 |  |  | #N/A | [26 empty] | 0% | 0% |  | 0 | 0 | 0 | 0 | 0 | 0 | 0 | 0 | 0 | 0 | 0 | [44 empty] | 0
3245-SW-Lighting-Primary Lighting SDG&E_COMPLIANCE_LIGHTING_SCENARIO | [15 empty] | 0 |  |  | #N/A | [26 empty] | 0% | 0% |  | 0 | 0 | 0 | 0 | 0 | 0 | 0 | 0 | 0 | 0 | 0 | [44 empty] | 0
3245-SW-Lighting-Primary Lighting SDG&E_COMPLIANCE_LIGHTING_SCENARIO | [15 empty] | 0 |  |  | #N/A | [26 empty] | 0% | 0% |  | 0 | 0 | 0 | 0 | 0 | 0 | 0 | 0 | 0 | 0 | 0 | [44 empty] | 0
3245-SW-Lighting-Primary Lighting SDG&E_COMPLIANCE_LIGHTING_SCENARIO | [15 empty] | 0 |  |  | #N/A | [26 empty] | 0% | 0% |  | 0 | 0 | 0 | 0 | 0 | 0 | 0 | 0 | 0 | 0 | 0 | [44 empty] | 0
3245-SW-Lighting-Primary Lighting SDG&E_COMPLIANCE_LIGHTING_SCENARIO | [15 empty] | 0 |  |  | #N/A | [26 empty] | 0% | 0% |  | 0 | 0 | 0 | 0 | 0 | 0 | 0 | 0 | 0 | 0 | 0 | [44 empty] | 0
3245-SW-Lighting-Primary Lighting SDG&E_COMPLIANCE_LIGHTING_SCENARIO | [15 empty] | 0 |  |  | #N/A | [26 empty] | 0% | 0% |  | 0 | 0 | 0 | 0 | 0 | 0 | 0 | 0 | 0 | 0 | 0 | [44 empty] | 0
3245-SW-Lighting-Primary Lighting SDG&E_COMPLIANCE_LIGHTING_SCENARIO | [15 empty] | 0 |  |  | #N/A | [26 empty] | 0% | 0% |  | 0 | 0 | 0 | 0 | 0 | 0 | 0 | 0 | 0 | 0 | 0 | [44 empty] | 0
3245-SW-Lighting-Primary Lighting SDG&E_COMPLIANCE_LIGHTING_SCENARIO | [15 empty] | 0 |  |  | #N/A | [26 empty] | 0% | 0% |  | 0 | 0 | 0 | 0 | 0 | 0 | 0 | 0 | 0 | 0 | 0 | [44 empty] | 0
3245-SW-Lighting-Primary Lighting SDG&E_COMPLIANCE_LIGHTING_SCENARIO | [15 empty] | 0 |  |  | #N/A | [26 empty] | 0% | 0% |  | 0 | 0 | 0 | 0 | 0 | 0 | 0 | 0 | 0 | 0 | 0 | [44 empty] | 0
3245-SW-Lighting-Primary Lighting SDG&E_COMPLIANCE_LIGHTING_SCENARIO | [15 empty] | 0 |  |  | #N/A | [26 empty] | 0% | 0% |  | 0 | 0 | 0 | 0 | 0 | 0 | 0 | 0 | 0 | 0 | 0 | [44 empty] | 0
3245-SW-Lighting-Primary Lighting SDG&E_COMPLIANCE_LIGHTING_SCENARIO | [15 empty] | 0 |  |  | #N/A | [26 empty] | 0% | 0% |  | 0 | 0 | 0 | 0 | 0 | 0 | 0 | 0 | 0 | 0 | 0 | [44 empty] | 0
3245-SW-Lighting-Primary Lighting SDG&E_COMPLIANCE_LIGHTING_SCENARIO | [15 empty] | 0 |  |  | #N/A | [26 empty] | 0% | 0% |  | 0 | 0 | 0 | 0 | 0 | 0 | 0 | 0 | 0 | 0 | 0 | [44 empty] | 0
3245-SW-Lighting-Primary Lighting SDG&E_COMPLIANCE_LIGHTING_SCENARIO | [15 empty] | 0 |  |  | #N/A | [26 empty] | 0% | 0% |  | 0 | 0 | 0 | 0 | 0 | 0 | 0 | 0 | 0 | 0 | 0 | [44 empty] | 0
3245-SW-Lighting-Primary Lighting SDG&E_COMPLIANCE_LIGHTING_SCENARIO | [15 empty] | 0 |  |  | #N/A | [26 empty] | 0% | 0% |  | 0 | 0 | 0 | 0 | 0 | 0 | 0 | 0 | 0 | 0 | 0 | [44 empty] | 0
3245-SW-Lighting-Primary Lighting SDG&E_COMPLIANCE_LIGHTING_SCENARIO | [15 empty] | 0 |  |  | #N/A | [26 empty] | 0% | 0% |  | 0 | 0 | 0 | 0 | 0 | 0 | 0 | 0 | 0 | 0 | 0 | [44 empty] | 0
3245-SW-Lighting-Primary Lighting SDG&E_COMPLIANCE_LIGHTING_SCENARIO | [15 empty] | 0 |  |  | #N/A | [26 empty] | 0% | 0% |  | 0 | 0 | 0 | 0 | 0 | 0 | 0 | 0 | 0 | 0 | 0 | [44 empty] | 0
3245-SW-Lighting-Primary Lighting SDG&E_COMPLIANCE_LIGHTING_SCENARIO | [15 empty] | 0 |  |  | #N/A | [26 empty] | 0% | 0% |  | 0 | 0 | 0 | 0 | 0 | 0 | 0 | 0 | 0 | 0 | 0 | [44 empty] | 0
3245-SW-Lighting-Primary Lighting SDG&E_COMPLIANCE_LIGHTING_SCENARIO | [15 empty] | 0 |  |  | #N/A | [26 empty] | 0% | 0% |  | 0 | 0 | 0 | 0 | 0 | 0 | 0 | 0 | 0 | 0 | 0 | [44 empty] | 0
3245-SW-Lighting-Primary Lighting SDG&E_COMPLIANCE_LIGHTING_SCENARIO | [15 empty] | 0 |  |  | #N/A | [26 empty] | 0% | 0% |  | 0 | 0 | 0 | 0 | 0 | 0 | 0 | 0 | 0 | 0 | 0 | [44 empty] | 0
3245-SW-Lighting-Primary Lighting SDG&E_COMPLIANCE_LIGHTING_SCENARIO | [15 empty] | 0 |  |  | #N/A | [26 empty] | 0% | 0% |  | 0 | 0 | 0 | 0 | 0 | 0 | 0 | 0 | 0 | 0 | 0 | [44 empty] | 0
3245-SW-Lighting-Primary Lighting SDG&E_COMPLIANCE_LIGHTING_SCENARIO | [15 empty] | 0 |  |  | #N/A | [26 empty] | 0% | 0% |  | 0 | 0 | 0 | 0 | 0 | 0 | 0 | 0 | 0 | 0 | 0 | [44 empty] | 0
3245-SW-Lighting-Primary Lighting SDG&E_COMPLIANCE_LIGHTING_SCENARIO | [15 empty] | 0 |  |  | #N/A | [26 empty] | 0% | 0% |  | 0 | 0 | 0 | 0 | 0 | 0 | 0 | 0 | 0 | 0 | 0 | [44 empty] | 0
3245-SW-Lighting-Primary Lighting SDG&E_COMPLIANCE_LIGHTING_SCENARIO | [15 empty] | 0 |  |  | #N/A | [26 empty] | 0% | 0% |  | 0 | 0 | 0 | 0 | 0 | 0 | 0 | 0 | 0 | 0 | 0 | [44 empty] | 0
3245-SW-Lighting-Primary Lighting SDG&E_COMPLIANCE_LIGHTING_SCENARIO | [15 empty] | 0 |  |  | #N/A | [26 empty] | 0% | 0% |  | 0 | 0 | 0 | 0 | 0 | 0 | 0 | 0 | 0 | 0 | 0 | [44 empty] | 0
3245-SW-Lighting-Primary Lighting SDG&E_COMPLIANCE_LIGHTING_SCENARIO | [15 empty] | 0 |  |  | #N/A | [26 empty] | 0% | 0% |  | 0 | 0 | 0 | 0 | 0 | 0 | 0 | 0 | 0 | 0 | 0 | [44 empty] | 0
3245-SW-Lighting-Primary Lighting SDG&E_COMPLIANCE_LIGHTING_SCENARIO | [15 empty] | 0 |  |  | #N/A | [26 empty] | 0% | 0% |  | 0 | 0 | 0 | 0 | 0 | 0 | 0 | 0 | 0 | 0 | 0 | [44 empty] | 0
3245-SW-Lighting-Primary Lighting SDG&E_COMPLIANCE_LIGHTING_SCENARIO | [15 empty] | 0 |  |  | #N/A | [26 empty] | 0% | 0% |  | 0 | 0 | 0 | 0 | 0 | 0 | 0 | 0 | 0 | 0 | 0 | [44 empty] | 0
3245-SW-Lighting-Primary Lighting SDG&E_COMPLIANCE_LIGHTING_SCENARIO | [15 empty] | 0 |  |  | #N/A | [26 empty] | 0% | 0% |  | 0 | 0 | 0 | 0 | 0 | 0 | 0 | 0 | 0 | 0 | 0 | [44 empty] | 0
3245-SW-Lighting-Primary Lighting SDG&E_COMPLIANCE_LIGHTING_SCENARIO | [15 empty] | 0 |  |  | #N/A | [26 empty] | 0% | 0% |  | 0 | 0 | 0 | 0 | 0 | 0 | 0 | 0 | 0 | 0 | 0 | [44 empty] | 0
3245-SW-Lighting-Primary Lighting SDG&E_COMPLIANCE_LIGHTING_SCENARIO | [15 empty] | 0 |  |  | #N/A | [26 empty] | 0% | 0% |  | 0 | 0 | 0 | 0 | 0 | 0 | 0 | 0 | 0 | 0 | 0 | [44 empty] | 0
3245-SW-Lighting-Primary Lighting SDG&E_COMPLIANCE_LIGHTING_SCENARIO | [15 empty] | 0 |  |  | #N/A | [26 empty] | 0% | 0% |  | 0 | 0 | 0 | 0 | 0 | 0 | 0 | 0 | 0 | 0 | 0 | [44 empty] | 0
3245-SW-Lighting-Primary Lighting SDG&E_COMPLIANCE_LIGHTING_SCENARIO | [15 empty] | 0 |  |  | #N/A | [26 empty] | 0% | 0% |  | 0 | 0 | 0 | 0 | 0 | 0 | 0 | 0 | 0 | 0 | 0 | [44 empty] | 0
3245-SW-Lighting-Primary Lighting SDG&E_COMPLIANCE_LIGHTING_SCENARIO | [15 empty] | 0 |  |  | #N/A | [26 empty] | 0% | 0% |  | 0 | 0 | 0 | 0 | 0 | 0 | 0 | 0 | 0 | 0 | 0 | [44 empty] | 0
3245-SW-Lighting-Primary Lighting SDG&E_COMPLIANCE_LIGHTING_SCENARIO | [15 empty] | 0 |  |  | #N/A | [26 empty] | 0% | 0% |  | 0 | 0 | 0 | 0 | 0 | 0 | 0 | 0 | 0 | 0 | 0 | [44 empty] | 0
3245-SW-Lighting-Primary Lighting SDG&E_COMPLIANCE_LIGHTING_SCENARIO | [15 empty] | 0 |  |  | #N/A | [26 empty] | 0% | 0% |  | 0 | 0 | 0 | 0 | 0 | 0 | 0 | 0 | 0 | 0 | 0 | [44 empty] | 0
3245-SW-Lighting-Primary Lighting SDG&E_COMPLIANCE_LIGHTING_SCENARIO | [15 empty] | 0 |  |  | #N/A | [26 empty] | 0% | 0% |  | 0 | 0 | 0 | 0 | 0 | 0 | 0 | 0 | 0 | 0 | 0 | [44 empty] | 0
3245-SW-Lighting-Primary Lighting SDG&E_COMPLIANCE_LIGHTING_SCENARIO | [15 empty] | 0 |  |  | #N/A | [26 empty] | 0% | 0% |  | 0 | 0 | 0 | 0 | 0 | 0 | 0 | 0 | 0 | 0 | 0 | [44 empty] | 0
3245-SW-Lighting-Primary Lighting SDG&E_COMPLIANCE_LIGHTING_SCENARIO | [15 empty] | 0 |  |  | #N/A | [26 empty] | 0% | 0% |  | 0 | 0 | 0 | 0 | 0 | 0 | 0 | 0 | 0 | 0 | 0 | [44 empty] | 0
3245-SW-Lighting-Primary Lighting SDG&E_COMPLIANCE_LIGHTING_SCENARIO | [15 empty] | 0 |  |  | #N/A | [26 empty] | 0% | 0% |  | 0 | 0 | 0 | 0 | 0 | 0 | 0 | 0 | 0 | 0 | 0 | [44 empty] | 0
3245-SW-Lighting-Primary Lighting SDG&E_COMPLIANCE_LIGHTING_SCENARIO | [15 empty] | 0 |  |  | #N/A | [26 empty] | 0% | 0% |  | 0 | 0 | 0 | 0 | 0 | 0 | 0 | 0 | 0 | 0 | 0 | [44 empty] | 0
3245-SW-Lighting-Primary Lighting SDG&E_COMPLIANCE_LIGHTING_SCENARIO | [15 empty] | 0 |  |  | #N/A | [26 empty] | 0% | 0% |  | 0 | 0 | 0 | 0 | 0 | 0 | 0 | 0 | 0 | 0 | 0 | [44 empty] | 0
3245-SW-Lighting-Primary Lighting SDG&E_COMPLIANCE_LIGHTING_SCENARIO | [15 empty] | 0 |  |  | #N/A | [26 empty] | 0% | 0% |  | 0 | 0 | 0 | 0 | 0 | 0 | 0 | 0 | 0 | 0 | 0 | [44 empty] | 0
3245-SW-Lighting-Primary Lighting SDG&E_COMPLIANCE_LIGHTING_SCENARIO | [15 empty] | 0 |  |  | #N/A | [26 empty] | 0% | 0% |  | 0 | 0 | 0 | 0 | 0 | 0 | 0 | 0 | 0 | 0 | 0 | [44 empty] | 0
3245-SW-Lighting-Primary Lighting SDG&E_COMPLIANCE_LIGHTING_SCENARIO | [15 empty] | 0 |  |  | #N/A | [26 empty] | 0% | 0% |  | 0 | 0 | 0 | 0 | 0 | 0 | 0 | 0 | 0 | 0 | 0 | [44 empty] | 0
3245-SW-Lighting-Primary Lighting SDG&E_COMPLIANCE_LIGHTING_SCENARIO | [15 empty] | 0 |  |  | #N/A | [26 empty] | 0% | 0% |  | 0 | 0 | 0 | 0 | 0 | 0 | 0 | 0 | 0 | 0 | 0 | [44 empty] | 0
3245-SW-Lighting-Primary Lighting SDG&E_COMPLIANCE_LIGHTING_SCENARIO | [15 empty] | 0 |  |  | #N/A | [26 empty] | 0% | 0% |  | 0 | 0 | 0 | 0 | 0 | 0 | 0 | 0 | 0 | 0 | 0 | [44 empty] | 0
3245-SW-Lighting-Primary Lighting SDG&E_COMPLIANCE_LIGHTING_SCENARIO | [15 empty] | 0 |  |  | #N/A | [26 empty] | 0% | 0% |  | 0 | 0 | 0 | 0 | 0 | 0 | 0 | 0 | 0 | 0 | 0 | [44 empty] | 0
3245-SW-Lighting-Primary Lighting SDG&E_COMPLIANCE_LIGHTING_SCENARIO | [15 empty] | 0 |  |  | #N/A | [26 empty] | 0% | 0% |  | 0 | 0 | 0 | 0 | 0 | 0 | 0 | 0 | 0 | 0 | 0 | [44 empty] | 0
3245-SW-Lighting-Primary Lighting SDG&E_COMPLIANCE_LIGHTING_SCENARIO | [15 empty] | 0 |  |  | #N/A | [26 empty] | 0% | 0% |  | 0 | 0 | 0 | 0 | 0 | 0 | 0 | 0 | 0 | 0 | 0 | [44 empty] | 0
3245-SW-Lighting-Primary Lighting SDG&E_COMPLIANCE_LIGHTING_SCENARIO | [15 empty] | 0 |  |  | #N/A | [26 empty] | 0% | 0% |  | 0 | 0 | 0 | 0 | 0 | 0 | 0 | 0 | 0 | 0 | 0 | [44 empty] | 0
3245-SW-Lighting-Primary Lighting SDG&E_COMPLIANCE_LIGHTING_SCENARIO | [15 empty] | 0 |  |  | #N/A | [26 empty] | 0% | 0% |  | 0 | 0 | 0 | 0 | 0 | 0 | 0 | 0 | 0 | 0 | 0 | [44 empty] | 0
3245-SW-Lighting-Primary Lighting SDG&E_COMPLIANCE_LIGHTING_SCENARIO | [15 empty] | 0 |  |  | #N/A | [26 empty] | 0% | 0% |  | 0 | 0 | 0 | 0 | 0 | 0 | 0 | 0 | 0 | 0 | 0 | [44 empty] | 0
3245-SW-Lighting-Primary Lighting SDG&E_COMPLIANCE_LIGHTING_SCENARIO | [15 empty] | 0 |  |  | #N/A | [26 empty] | 0% | 0% |  | 0 | 0 | 0 | 0 | 0 | 0 | 0 | 0 | 0 | 0 | 0 | [44 empty] | 0
3245-SW-Lighting-Primary Lighting SDG&E_COMPLIANCE_LIGHTING_SCENARIO | [15 empty] | 0 |  |  | #N/A | [26 empty] | 0% | 0% |  | 0 | 0 | 0 | 0 | 0 | 0 | 0 | 0 | 0 | 0 | 0 | [44 empty] | 0
3245-SW-Lighting-Primary Lighting SDG&E_COMPLIANCE_LIGHTING_SCENARIO | [15 empty] | 0 |  |  | #N/A | [26 empty] | 0% | 0% |  | 0 | 0 | 0 | 0 | 0 | 0 | 0 | 0 | 0 | 0 | 0 | [44 empty] | 0
3245-SW-Lighting-Primary Lighting SDG&E_COMPLIANCE_LIGHTING_SCENARIO | [15 empty] | 0 |  |  | #N/A | [26 empty] | 0% | 0% |  | 0 | 0 | 0 | 0 | 0 | 0 | 0 | 0 | 0 | 0 | 0 | [44 empty] | 0
3245-SW-Lighting-Primary Lighting SDG&E_COMPLIANCE_LIGHTING_SCENARIO | [15 empty] | 0 |  |  | #N/A | [26 empty] | 0% | 0% |  | 0 | 0 | 0 | 0 | 0 | 0 | 0 | 0 | 0 | 0 | 0 | [44 empty] | 0
3245-SW-Lighting-Primary Lighting SDG&E_COMPLIANCE_LIGHTING_SCENARIO | [15 empty] | 0 |  |  | #N/A | [26 empty] | 0% | 0% |  | 0 | 0 | 0 | 0 | 0 | 0 | 0 | 0 | 0 | 0 | 0 | [44 empty] | 0
3245-SW-Lighting-Primary Lighting SDG&E_COMPLIANCE_LIGHTING_SCENARIO | [15 empty] | 0 |  |  | #N/A | [26 empty] | 0% | 0% |  | 0 | 0 | 0 | 0 | 0 | 0 | 0 | 0 | 0 | 0 | 0 | [44 empty] | 0
3245-SW-Lighting-Primary Lighting SDG&E_COMPLIANCE_LIGHTING_SCENARIO | [15 empty] | 0 |  |  | #N/A | [26 empty] | 0% | 0% |  | 0 | 0 | 0 | 0 | 0 | 0 | 0 | 0 | 0 | 0 | 0 | [44 empty] | 0
3245-SW-Lighting-Primary Lighting SDG&E_COMPLIANCE_LIGHTING_SCENARIO | [15 empty] | 0 |  |  | #N/A | [26 empty] | 0% | 0% |  | 0 | 0 | 0 | 0 | 0 | 0 | 0 | 0 | 0 | 0 | 0 | [44 empty] | 0
3245-SW-Lighting-Primary Lighting SDG&E_COMPLIANCE_LIGHTING_SCENARIO | [15 empty] | 0 |  |  | #N/A | [26 empty] | 0% | 0% |  | 0 | 0 | 0 | 0 | 0 | 0 | 0 | 0 | 0 | 0 | 0 | [44 empty] | 0
3245-SW-Lighting-Primary Lighting SDG&E_COMPLIANCE_LIGHTING_SCENARIO | [15 empty] | 0 |  |  | #N/A | [26 empty] | 0% | 0% |  | 0 | 0 | 0 | 0 | 0 | 0 | 0 | 0 | 0 | 0 | 0 | [44 empty] | 0
3245-SW-Lighting-Primary Lighting SDG&E_COMPLIANCE_LIGHTING_SCENARIO | [15 empty] | 0 |  |  | #N/A | [26 empty] | 0% | 0% |  | 0 | 0 | 0 | 0 | 0 | 0 | 0 | 0 | 0 | 0 | 0 | [44 empty] | 0
3245-SW-Lighting-Primary Lighting SDG&E_COMPLIANCE_LIGHTING_SCENARIO | [15 empty] | 0 |  |  | #N/A | [26 empty] | 0% | 0% |  | 0 | 0 | 0 | 0 | 0 | 0 | 0 | 0 | 0 | 0 | 0 | [44 empty] | 0
3245-SW-Lighting-Primary Lighting SDG&E_COMPLIANCE_LIGHTING_SCENARIO | [15 empty] | 0 |  |  | #N/A | [26 empty] | 0% | 0% |  | 0 | 0 | 0 | 0 | 0 | 0 | 0 | 0 | 0 | 0 | 0 | [44 empty] | 0
3245-SW-Lighting-Primary Lighting SDG&E_COMPLIANCE_LIGHTING_SCENARIO | [15 empty] | 0 |  |  | #N/A | [26 empty] | 0% | 0% |  | 0 | 0 | 0 | 0 | 0 | 0 | 0 | 0 | 0 | 0 | 0 | [44 empty] | 0
3245-SW-Lighting-Primary Lighting SDG&E_COMPLIANCE_LIGHTING_SCENARIO | [15 empty] | 0 |  |  | #N/A | [26 empty] | 0% | 0% |  | 0 | 0 | 0 | 0 | 0 | 0 | 0 | 0 | 0 | 0 | 0 | [44 empty] | 0
3245-SW-Lighting-Primary Lighting SDG&E_COMPLIANCE_LIGHTING_SCENARIO | [15 empty] | 0 |  |  | #N/A | [26 empty] | 0% | 0% |  | 0 | 0 | 0 | 0 | 0 | 0 | 0 | 0 | 0 | 0 | 0 | [44 empty] | 0
3245-SW-Lighting-Primary Lighting SDG&E_COMPLIANCE_LIGHTING_SCENARIO | [15 empty] | 0 |  |  | #N/A | [26 empty] | 0% | 0% |  | 0 | 0 | 0 | 0 | 0 | 0 | 0 | 0 | 0 | 0 | 0 | [44 empty] | 0
3245-SW-Lighting-Primary Lighting SDG&E_COMPLIANCE_LIGHTING_SCENARIO | [15 empty] | 0 |  |  | #N/A | [26 empty] | 0% | 0% |  | 0 | 0 | 0 | 0 | 0 | 0 | 0 | 0 | 0 | 0 | 0 | [44 empty] | 0
3245-SW-Lighting-Primary Lighting SDG&E_COMPLIANCE_LIGHTING_SCENARIO | [15 empty] | 0 |  |  | #N/A | [26 empty] | 0% | 0% |  | 0 | 0 | 0 | 0 | 0 | 0 | 0 | 0 | 0 | 0 | 0 | [44 empty] | 0
3245-SW-Lighting-Primary Lighting SDG&E_COMPLIANCE_LIGHTING_SCENARIO | [15 empty] | 0 |  |  | #N/A | [26 empty] | 0% | 0% |  | 0 | 0 | 0 | 0 | 0 | 0 | 0 | 0 | 0 | 0 | 0 | [44 empty] | 0
3245-SW-Lighting-Primary Lighting SDG&E_COMPLIANCE_LIGHTING_SCENARIO | [15 empty] | 0 |  |  | #N/A | [26 empty] | 0% | 0% |  | 0 | 0 | 0 | 0 | 0 | 0 | 0 | 0 | 0 | 0 | 0 | [44 empty] | 0
3245-SW-Lighting-Primary Lighting SDG&E_COMPLIANCE_LIGHTING_SCENARIO | [15 empty] | 0 |  |  | #N/A | [26 empty] | 0% | 0% |  | 0 | 0 | 0 | 0 | 0 | 0 | 0 | 0 | 0 | 0 | 0 | [44 empty] | 0
3245-SW-Lighting-Primary Lighting SDG&E_COMPLIANCE_LIGHTING_SCENARIO | [15 empty] | 0 |  |  | #N/A | [26 empty] | 0% | 0% |  | 0 | 0 | 0 | 0 | 0 | 0 | 0 | 0 | 0 | 0 | 0 | [44 empty] | 0
3245-SW-Lighting-Primary Lighting SDG&E_COMPLIANCE_LIGHTING_SCENARIO | [15 empty] | 0 |  |  | #N/A | [26 empty] | 0% | 0% |  | 0 | 0 | 0 | 0 | 0 | 0 | 0 | 0 | 0 | 0 | 0 | [44 empty] | 0
3245-SW-Lighting-Primary Lighting SDG&E_COMPLIANCE_LIGHTING_SCENARIO | [15 empty] | 0 |  |  | #N/A | [26 empty] | 0% | 0% |  | 0 | 0 | 0 | 0 | 0 | 0 | 0 | 0 | 0 | 0 | 0 | [44 empty] | 0
3245-SW-Lighting-Primary Lighting SDG&E_COMPLIANCE_LIGHTING_SCENARIO | [15 empty] | 0 |  |  | #N/A | [26 empty] | 0% | 0% |  | 0 | 0 | 0 | 0 | 0 | 0 | 0 | 0 | 0 | 0 | 0 | [44 empty] | 0
3245-SW-Lighting-Primary Lighting SDG&E_COMPLIANCE_LIGHTING_SCENARIO | [15 empty] | 0 |  |  | #N/A | [26 empty] | 0% | 0% |  | 0 | 0 | 0 | 0 | 0 | 0 | 0 | 0 | 0 | 0 | 0 | [44 empty] | 0
3245-SW-Lighting-Primary Lighting SDG&E_COMPLIANCE_LIGHTING_SCENARIO | [15 empty] | 0 |  |  | #N/A | [26 empty] | 0% | 0% |  | 0 | 0 | 0 | 0 | 0 | 0 | 0 | 0 | 0 | 0 | 0 | [44 empty] | 0
3245-SW-Lighting-Primary Lighting SDG&E_COMPLIANCE_LIGHTING_SCENARIO | [15 empty] | 0 |  |  | #N/A | [26 empty] | 0% | 0% |  | 0 | 0 | 0 | 0 | 0 | 0 | 0 | 0 | 0 | 0 | 0 | [44 empty] | 0
3245-SW-Lighting-Primary Lighting SDG&E_COMPLIANCE_LIGHTING_SCENARIO | [15 empty] | 0 |  |  | #N/A | [26 empty] | 0% | 0% |  | 0 | 0 | 0 | 0 | 0 | 0 | 0 | 0 | 0 | 0 | 0 | [44 empty] | 0
3245-SW-Lighting-Primary Lighting SDG&E_COMPLIANCE_LIGHTING_SCENARIO | [15 empty] | 0 |  |  | #N/A | [26 empty] | 0% | 0% |  | 0 | 0 | 0 | 0 | 0 | 0 | 0 | 0 | 0 | 0 | 0 | [44 empty] | 0
3245-SW-Lighting-Primary Lighting SDG&E_COMPLIANCE_LIGHTING_SCENARIO | [15 empty] | 0 |  |  | #N/A | [26 empty] | 0% | 0% |  | 0 | 0 | 0 | 0 | 0 | 0 | 0 | 0 | 0 | 0 | 0 | [44 empty] | 0
3245-SW-Lighting-Primary Lighting SDG&E_COMPLIANCE_LIGHTING_SCENARIO | [15 empty] | 0 |  |  | #N/A | [26 empty] | 0% | 0% |  | 0 | 0 | 0 | 0 | 0 | 0 | 0 | 0 | 0 | 0 | 0 | [44 empty] | 0
3245-SW-Lighting-Primary Lighting SDG&E_COMPLIANCE_LIGHTING_SCENARIO | [15 empty] | 0 |  |  | #N/A | [26 empty] | 0% | 0% |  | 0 | 0 | 0 | 0 | 0 | 0 | 0 | 0 | 0 | 0 | 0 | [44 empty] | 0
3245-SW-Lighting-Primary Lighting SDG&E_COMPLIANCE_LIGHTING_SCENARIO | [15 empty] | 0 |  |  | #N/A | [26 empty] | 0% | 0% |  | 0 | 0 | 0 | 0 | 0 | 0 | 0 | 0 | 0 | 0 | 0 | [44 empty] | 0
3245-SW-Lighting-Primary Lighting SDG&E_COMPLIANCE_LIGHTING_SCENARIO | [15 empty] | 0 |  |  | #N/A | [26 empty] | 0% | 0% |  | 0 | 0 | 0 | 0 | 0 | 0 | 0 | 0 | 0 | 0 | 0 | [44 empty] | 0
3245-SW-Lighting-Primary Lighting SDG&E_COMPLIANCE_LIGHTING_SCENARIO | [15 empty] | 0 |  |  | #N/A | [26 empty] | 0% | 0% |  | 0 | 0 | 0 | 0 | 0 | 0 | 0 | 0 | 0 | 0 | 0 | [44 empty] | 0
3245-SW-Lighting-Primary Lighting SDG&E_COMPLIANCE_LIGHTING_SCENARIO | [15 empty] | 0 |  |  | #N/A | [26 empty] | 0% | 0% |  | 0 | 0 | 0 | 0 | 0 | 0 | 0 | 0 | 0 | 0 | 0 | [44 empty] | 0
3245-SW-Lighting-Primary Lighting SDG&E_COMPLIANCE_LIGHTING_SCENARIO | [15 empty] | 0 |  |  | #N/A | [26 empty] | 0% | 0% |  | 0 | 0 | 0 | 0 | 0 | 0 | 0 | 0 | 0 | 0 | 0 | [44 empty] | 0
3245-SW-Lighting-Primary Lighting SDG&E_COMPLIANCE_LIGHTING_SCENARIO | [15 empty] | 0 |  |  | #N/A | [26 empty] | 0% | 0% |  | 0 | 0 | 0 | 0 | 0 | 0 | 0 | 0 | 0 | 0 | 0 | [44 empty] | 0
3245-SW-Lighting-Primary Lighting SDG&E_COMPLIANCE_LIGHTING_SCENARIO | [15 empty] | 0 |  |  | #N/A | [26 empty] | 0% | 0% |  | 0 | 0 | 0 | 0 | 0 | 0 | 0 | 0 | 0 | 0 | 0 | [44 empty] | 0
3245-SW-Lighting-Primary Lighting SDG&E_COMPLIANCE_LIGHTING_SCENARIO | [15 empty] | 0 |  |  | #N/A | [26 empty] | 0% | 0% |  | 0 | 0 | 0 | 0 | 0 | 0 | 0 | 0 | 0 | 0 | 0 | [44 empty] | 0
3245-SW-Lighting-Primary Lighting SDG&E_COMPLIANCE_LIGHTING_SCENARIO | [15 empty] | 0 |  |  | #N/A | [26 empty] | 0% | 0% |  | 0 | 0 | 0 | 0 | 0 | 0 | 0 | 0 | 0 | 0 | 0 | [44 empty] | 0
3245-SW-Lighting-Primary Lighting SDG&E_COMPLIANCE_LIGHTING_SCENARIO | [15 empty] | 0 |  |  | #N/A | [26 empty] | 0% | 0% |  | 0 | 0 | 0 | 0 | 0 | 0 | 0 | 0 | 0 | 0 | 0 | [44 empty] | 0
3245-SW-Lighting-Primary Lighting SDG&E_COMPLIANCE_LIGHTING_SCENARIO | [15 empty] | 0 |  |  | #N/A | [26 empty] | 0% | 0% |  | 0 | 0 | 0 | 0 | 0 | 0 | 0 | 0 | 0 | 0 | 0 | [44 empty] | 0
3245-SW-Lighting-Primary Lighting SDG&E_COMPLIANCE_LIGHTING_SCENARIO | [15 empty] | 0 |  |  | #N/A | [26 empty] | 0% | 0% |  | 0 | 0 | 0 | 0 | 0 | 0 | 0 | 0 | 0 | 0 | 0 | [44 empty] | 0
3245-SW-Lighting-Primary Lighting SDG&E_COMPLIANCE_LIGHTING_SCENARIO | [15 empty] | 0 |  |  | #N/A | [26 empty] | 0% | 0% |  | 0 | 0 | 0 | 0 | 0 | 0 | 0 | 0 | 0 | 0 | 0 | [44 empty] | 0
3245-SW-Lighting-Primary Lighting SDG&E_COMPLIANCE_LIGHTING_SCENARIO | [15 empty] | 0 |  |  | #N/A | [26 empty] | 0% | 0% |  | 0 | 0 | 0 | 0 | 0 | 0 | 0 | 0 | 0 | 0 | 0 | [44 empty] | 0
3245-SW-Lighting-Primary Lighting SDG&E_COMPLIANCE_LIGHTING_SCENARIO | [15 empty] | 0 |  |  | #N/A | [26 empty] | 0% | 0% |  | 0 | 0 | 0 | 0 | 0 | 0 | 0 | 0 | 0 | 0 | 0 | [44 empty] | 0
3245-SW-Lighting-Primary Lighting SDG&E_COMPLIANCE_LIGHTING_SCENARIO | [15 empty] | 0 |  |  | #N/A | [26 empty] | 0% | 0% |  | 0 | 0 | 0 | 0 | 0 | 0 | 0 | 0 | 0 | 0 | 0 | [44 empty] | 0
3245-SW-Lighting-Primary Lighting SDG&E_COMPLIANCE_LIGHTING_SCENARIO | [15 empty] | 0 |  |  | #N/A | [26 empty] | 0% | 0% |  | 0 | 0 | 0 | 0 | 0 | 0 | 0 | 0 | 0 | 0 | 0 | [44 empty] | 0
3245-SW-Lighting-Primary Lighting SDG&E_COMPLIANCE_LIGHTING_SCENARIO | [15 empty] | 0 |  |  | #N/A | [26 empty] | 0% | 0% |  | 0 | 0 | 0 | 0 | 0 | 0 | 0 | 0 | 0 | 0 | 0 | [44 empty] | 0
3245-SW-Lighting-Primary Lighting SDG&E_COMPLIANCE_LIGHTING_SCENARIO | [15 empty] | 0 |  |  | #N/A | [26 empty] | 0% | 0% |  | 0 | 0 | 0 | 0 | 0 | 0 | 0 | 0 | 0 | 0 | 0 | [44 empty] | 0
3245-SW-Lighting-Primary Lighting SDG&E_COMPLIANCE_LIGHTING_SCENARIO | [15 empty] | 0 |  |  | #N/A | [26 empty] | 0% | 0% |  | 0 | 0 | 0 | 0 | 0 | 0 | 0 | 0 | 0 | 0 | 0 | [44 empty] | 0
3245-SW-Lighting-Primary Lighting SDG&E_COMPLIANCE_LIGHTING_SCENARIO | [15 empty] | 0 |  |  | #N/A | [26 empty] | 0% | 0% |  | 0 | 0 | 0 | 0 | 0 | 0 | 0 | 0 | 0 | 0 | 0 | [44 empty] | 0
3245-SW-Lighting-Primary Lighting SDG&E_COMPLIANCE_LIGHTING_SCENARIO | [15 empty] | 0 |  |  | #N/A | [26 empty] | 0% | 0% |  | 0 | 0 | 0 | 0 | 0 | 0 | 0 | 0 | 0 | 0 | 0 | [44 empty] | 0
3245-SW-Lighting-Primary Lighting SDG&E_COMPLIANCE_LIGHTING_SCENARIO | [15 empty] | 0 |  |  | #N/A | [26 empty] | 0% | 0% |  | 0 | 0 | 0 | 0 | 0 | 0 | 0 | 0 | 0 | 0 | 0 | [44 empty] | 0
3245-SW-Lighting-Primary Lighting SDG&E_COMPLIANCE_LIGHTING_SCENARIO | [15 empty] | 0 |  |  | #N/A | [26 empty] | 0% | 0% |  | 0 | 0 | 0 | 0 | 0 | 0 | 0 | 0 | 0 | 0 | 0 | [44 empty] | 0
3245-SW-Lighting-Primary Lighting SDG&E_COMPLIANCE_LIGHTING_SCENARIO | [15 empty] | 0 |  |  | #N/A | [26 empty] | 0% | 0% |  | 0 | 0 | 0 | 0 | 0 | 0 | 0 | 0 | 0 | 0 | 0 | [44 empty] | 0
3245-SW-Lighting-Primary Lighting SDG&E_COMPLIANCE_LIGHTING_SCENARIO | [15 empty] | 0 |  |  | #N/A | [26 empty] | 0% | 0% |  | 0 | 0 | 0 | 0 | 0 | 0 | 0 | 0 | 0 | 0 | 0 | [44 empty] | 0
3245-SW-Lighting-Primary Lighting SDG&E_COMPLIANCE_LIGHTING_SCENARIO | [15 empty] | 0 |  |  | #N/A | [26 empty] | 0% | 0% |  | 0 | 0 | 0 | 0 | 0 | 0 | 0 | 0 | 0 | 0 | 0 | [44 empty] | 0
3245-SW-Lighting-Primary Lighting SDG&E_COMPLIANCE_LIGHTING_SCENARIO | [15 empty] | 0 |  |  | #N/A | [26 empty] | 0% | 0% |  | 0 | 0 | 0 | 0 | 0 | 0 | 0 | 0 | 0 | 0 | 0 | [44 empty] | 0
3245-SW-Lighting-Primary Lighting SDG&E_COMPLIANCE_LIGHTING_SCENARIO | [15 empty] | 0 |  |  | #N/A | [26 empty] | 0% | 0% |  | 0 | 0 | 0 | 0 | 0 | 0 | 0 | 0 | 0 | 0 | 0 | [44 empty] | 0
3245-SW-Lighting-Primary Lighting SDG&E_COMPLIANCE_LIGHTING_SCENARIO | [15 empty] | 0 |  |  | #N/A | [26 empty] | 0% | 0% |  | 0 | 0 | 0 | 0 | 0 | 0 | 0 | 0 | 0 | 0 | 0 | [44 empty] | 0
3245-SW-Lighting-Primary Lighting SDG&E_COMPLIANCE_LIGHTING_SCENARIO | [15 empty] | 0 |  |  | #N/A | [26 empty] | 0% | 0% |  | 0 | 0 | 0 | 0 | 0 | 0 | 0 | 0 | 0 | 0 | 0 | [44 empty] | 0
3245-SW-Lighting-Primary Lighting SDG&E_COMPLIANCE_LIGHTING_SCENARIO | [15 empty] | 0 |  |  | #N/A | [26 empty] | 0% | 0% |  | 0 | 0 | 0 | 0 | 0 | 0 | 0 | 0 | 0 | 0 | 0 | [44 empty] | 0
3245-SW-Lighting-Primary Lighting SDG&E_COMPLIANCE_LIGHTING_SCENARIO | [15 empty] | 0 |  |  | #N/A | [26 empty] | 0% | 0% |  | 0 | 0 | 0 | 0 | 0 | 0 | 0 | 0 | 0 | 0 | 0 | [44 empty] | 0
3245-SW-Lighting-Primary Lighting SDG&E_COMPLIANCE_LIGHTING_SCENARIO | [15 empty] | 0 |  |  | #N/A | [26 empty] | 0% | 0% |  | 0 | 0 | 0 | 0 | 0 | 0 | 0 | 0 | 0 | 0 | 0 | [44 empty] | 0
3245-SW-Lighting-Primary Lighting SDG&E_COMPLIANCE_LIGHTING_SCENARIO | [15 empty] | 0 |  |  | #N/A | [26 empty] | 0% | 0% |  | 0 | 0 | 0 | 0 | 0 | 0 | 0 | 0 | 0 | 0 | 0 | [44 empty] | 0
3245-SW-Lighting-Primary Lighting SDG&E_COMPLIANCE_LIGHTING_SCENARIO | [15 empty] | 0 |  |  | #N/A | [26 empty] | 0% | 0% |  | 0 | 0 | 0 | 0 | 0 | 0 | 0 | 0 | 0 | 0 | 0 | [44 empty] | 0
3245-SW-Lighting-Primary Lighting SDG&E_COMPLIANCE_LIGHTING_SCENARIO | [15 empty] | 0 |  |  | #N/A | [26 empty] | 0% | 0% |  | 0 | 0 | 0 | 0 | 0 | 0 | 0 | 0 | 0 | 0 | 0 | [44 empty] | 0
3245-SW-Lighting-Primary Lighting SDG&E_COMPLIANCE_LIGHTING_SCENARIO | [15 empty] | 0 |  |  | #N/A | [26 empty] | 0% | 0% |  | 0 | 0 | 0 | 0 | 0 | 0 | 0 | 0 | 0 | 0 | 0 | [44 empty] | 0
3245-SW-Lighting-Primary Lighting SDG&E_COMPLIANCE_LIGHTING_SCENARIO | [15 empty] | 0 |  |  | #N/A | [26 empty] | 0% | 0% |  | 0 | 0 | 0 | 0 | 0 | 0 | 0 | 0 | 0 | 0 | 0 | [44 empty] | 0
3245-SW-Lighting-Primary Lighting SDG&E_COMPLIANCE_LIGHTING_SCENARIO | [15 empty] | 0 |  |  | #N/A | [26 empty] | 0% | 0% |  | 0 | 0 | 0 | 0 | 0 | 0 | 0 | 0 | 0 | 0 | 0 | [44 empty] | 0
3245-SW-Lighting-Primary Lighting SDG&E_COMPLIANCE_LIGHTING_SCENARIO | [15 empty] | 0 |  |  | #N/A | [26 empty] | 0% | 0% |  | 0 | 0 | 0 | 0 | 0 | 0 | 0 | 0 | 0 | 0 | 0 | [44 empty] | 0
3245-SW-Lighting-Primary Lighting SDG&E_COMPLIANCE_LIGHTING_SCENARIO | [15 empty] | 0 |  |  | #N/A | [26 empty] | 0% | 0% |  | 0 | 0 | 0 | 0 | 0 | 0 | 0 | 0 | 0 | 0 | 0 | [44 empty] | 0
3245-SW-Lighting-Primary Lighting SDG&E_COMPLIANCE_LIGHTING_SCENARIO | [15 empty] | 0 |  |  | #N/A | [26 empty] | 0% | 0% |  | 0 | 0 | 0 | 0 | 0 | 0 | 0 | 0 | 0 | 0 | 0 | [44 empty] | 0
3245-SW-Lighting-Primary Lighting SDG&E_COMPLIANCE_LIGHTING_SCENARIO | [15 empty] | 0 |  |  | #N/A | [26 empty] | 0% | 0% |  | 0 | 0 | 0 | 0 | 0 | 0 | 0 | 0 | 0 | 0 | 0 | [44 empty] | 0
3245-SW-Lighting-Primary Lighting SDG&E_COMPLIANCE_LIGHTING_SCENARIO | [15 empty] | 0 |  |  | #N/A | [26 empty] | 0% | 0% |  | 0 | 0 | 0 | 0 | 0 | 0 | 0 | 0 | 0 | 0 | 0 | [44 empty] | 0
3245-SW-Lighting-Primary Lighting SDG&E_COMPLIANCE_LIGHTING_SCENARIO | [15 empty] | 0 |  |  | #N/A | [26 empty] | 0% | 0% |  | 0 | 0 | 0 | 0 | 0 | 0 | 0 | 0 | 0 | 0 | 0 | [44 empty] | 0
3245-SW-Lighting-Primary Lighting SDG&E_COMPLIANCE_LIGHTING_SCENARIO | [15 empty] | 0 |  |  | #N/A | [26 empty] | 0% | 0% |  | 0 | 0 | 0 | 0 | 0 | 0 | 0 | 0 | 0 | 0 | 0 | [44 empty] | 0
3245-SW-Lighting-Primary Lighting SDG&E_COMPLIANCE_LIGHTING_SCENARIO | [15 empty] | 0 |  |  | #N/A | [26 empty] | 0% | 0% |  | 0 | 0 | 0 | 0 | 0 | 0 | 0 | 0 | 0 | 0 | 0 | [44 empty] | 0
3245-SW-Lighting-Primary Lighting SDG&E_COMPLIANCE_LIGHTING_SCENARIO | [15 empty] | 0 |  |  | #N/A | [26 empty] | 0% | 0% |  | 0 | 0 | 0 | 0 | 0 | 0 | 0 | 0 | 0 | 0 | 0 | [44 empty] | 0
3245-SW-Lighting-Primary Lighting SDG&E_COMPLIANCE_LIGHTING_SCENARIO | [15 empty] | 0 |  |  | #N/A | [26 empty] | 0% | 0% |  | 0 | 0 | 0 | 0 | 0 | 0 | 0 | 0 | 0 | 0 | 0 | [44 empty] | 0
3245-SW-Lighting-Primary Lighting SDG&E_COMPLIANCE_LIGHTING_SCENARIO | [15 empty] | 0 |  |  | #N/A | [26 empty] | 0% | 0% |  | 0 | 0 | 0 | 0 | 0 | 0 | 0 | 0 | 0 | 0 | 0 | [44 empty] | 0
3245-SW-Lighting-Primary Lighting SDG&E_COMPLIANCE_LIGHTING_SCENARIO | [15 empty] | 0 |  |  | #N/A | [26 empty] | 0% | 0% |  | 0 | 0 | 0 | 0 | 0 | 0 | 0 | 0 | 0 | 0 | 0 | [44 empty] | 0
3245-SW-Lighting-Primary Lighting SDG&E_COMPLIANCE_LIGHTING_SCENARIO | [15 empty] | 0 |  |  | #N/A | [26 empty] | 0% | 0% |  | 0 | 0 | 0 | 0 | 0 | 0 | 0 | 0 | 0 | 0 | 0 | [44 empty] | 0
3245-SW-Lighting-Primary Lighting SDG&E_COMPLIANCE_LIGHTING_SCENARIO | [15 empty] | 0 |  |  | #N/A | [26 empty] | 0% | 0% |  | 0 | 0 | 0 | 0 | 0 | 0 | 0 | 0 | 0 | 0 | 0 | [44 empty] | 0
3245-SW-Lighting-Primary Lighting SDG&E_COMPLIANCE_LIGHTING_SCENARIO | [15 empty] | 0 |  |  | #N/A | [26 empty] | 0% | 0% |  | 0 | 0 | 0 | 0 | 0 | 0 | 0 | 0 | 0 | 0 | 0 | [44 empty] | 0
3245-SW-Lighting-Primary Lighting SDG&E_COMPLIANCE_LIGHTING_SCENARIO | [15 empty] | 0 |  |  | #N/A | [26 empty] | 0% | 0% |  | 0 | 0 | 0 | 0 | 0 | 0 | 0 | 0 | 0 | 0 | 0 | [44 empty] | 0
3245-SW-Lighting-Primary Lighting SDG&E_COMPLIANCE_LIGHTING_SCENARIO | [15 empty] | 0 |  |  | #N/A | [26 empty] | 0% | 0% |  | 0 | 0 | 0 | 0 | 0 | 0 | 0 | 0 | 0 | 0 | 0 | [44 empty] | 0
3245-SW-Lighting-Primary Lighting SDG&E_COMPLIANCE_LIGHTING_SCENARIO | [15 empty] | 0 |  |  | #N/A | [26 empty] | 0% | 0% |  | 0 | 0 | 0 | 0 | 0 | 0 | 0 | 0 | 0 | 0 | 0 | [44 empty] | 0
3245-SW-Lighting-Primary Lighting SDG&E_COMPLIANCE_LIGHTING_SCENARIO | [15 empty] | 0 |  |  | #N/A | [26 empty] | 0% | 0% |  | 0 | 0 | 0 | 0 | 0 | 0 | 0 | 0 | 0 | 0 | 0 | [44 empty] | 0
3245-SW-Lighting-Primary Lighting SDG&E_COMPLIANCE_LIGHTING_SCENARIO | [15 empty] | 0 |  |  | #N/A | [26 empty] | 0% | 0% |  | 0 | 0 | 0 | 0 | 0 | 0 | 0 | 0 | 0 | 0 | 0 | [44 empty] | 0
3245-SW-Lighting-Primary Lighting SDG&E_COMPLIANCE_LIGHTING_SCENARIO | [15 empty] | 0 |  |  | #N/A | [26 empty] | 0% | 0% |  | 0 | 0 | 0 | 0 | 0 | 0 | 0 | 0 | 0 | 0 | 0 | [44 empty] | 0
3245-SW-Lighting-Primary Lighting SDG&E_COMPLIANCE_LIGHTING_SCENARIO | [15 empty] | 0 |  |  | #N/A | [26 empty] | 0% | 0% |  | 0 | 0 | 0 | 0 | 0 | 0 | 0 | 0 | 0 | 0 | 0 | [44 empty] | 0
3245-SW-Lighting-Primary Lighting SDG&E_COMPLIANCE_LIGHTING_SCENARIO | [15 empty] | 0 |  |  | #N/A | [26 empty] | 0% | 0% |  | 0 | 0 | 0 | 0 | 0 | 0 | 0 | 0 | 0 | 0 | 0 | [44 empty] | 0
3245-SW-Lighting-Primary Lighting SDG&E_COMPLIANCE_LIGHTING_SCENARIO | [15 empty] | 0 |  |  | #N/A | [26 empty] | 0% | 0% |  | 0 | 0 | 0 | 0 | 0 | 0 | 0 | 0 | 0 | 0 | 0 | [44 empty] | 0
3245-SW-Lighting-Primary Lighting SDG&E_COMPLIANCE_LIGHTING_SCENARIO | [15 empty] | 0 |  |  | #N/A | [26 empty] | 0% | 0% |  | 0 | 0 | 0 | 0 | 0 | 0 | 0 | 0 | 0 | 0 | 0 | [44 empty] | 0
Do NOT enter program data in this row or below. The Spreadsheet will not evaluate any such data. | bar: 2013 Qtr 1 to 2016 Qtr 4; 2018 Qtr 1 to 2018 Qtr 4; 2020 Qtr 1 to 2020 Qtr 4; 2022 Qtr 1 to 2022 Qtr 4
Lists of Dimensions and their Labels | bar: 2013 Qtr 2; 2015 Qtr 3; 2016 Qtr 1 to 2023 Qtr 4
|  |  | Climate Zones | Sectors | End Use Validation List |  | Measure Types for Measure Life | Measure Types for NTGR | Gas Sector | Gas Savings Profile | Combustor Type | bar: 2013 Qtr 2; 2015 Qtr 3; 2016 Qtr 2; 2018 Qtr 2; 2020 Qtr 2; 2022 Qtr 2
|  |  | 7 | RES | res:DEER:Indoor_CFL_Ltg |  | NONRESIDENTIAL MEASURES: |  | Residential | Summer Only | Large Boilers (>100 MMBtu/hr Heat Input):Uncontrolled | bar: 2013 Qtr 1 to 2013 Qtr 2; 2014 Qtr 4 to 2016 Qtr 2; 2017 Qtr 2; 2018 Qtr 1 to 2018 Qtr 2; 2019 Qtr 2; 2020 Qtr 1 to 2020 Qtr 2; 2021 Qtr 2; 2022 Qtr 1 to 2022 Qtr 2; 2023 Qtr 2 to 2023 Qtr 4
|  |  | 10 | NON_RES | res:DEER:Indoor_CFL_Ltg |  | **************************************************************** | NonRes-sAll-mCFL-dn | Commercial | Winter Only | Large Boilers (>100 MMBtu/hr Heat Input):Controlled Low NOx Burner | bar: 2013 Qtr 1 to 2013 Qtr 2; 2014 Qtr 4 to 2016 Qtr 2; 2017 Qtr 2; 2018 Qtr 1 to 2018 Qtr 2; 2019 Qtr 2; 2020 Qtr 1 to 2020 Qtr 2; 2021 Qtr 2; 2022 Qtr 1 to 2022 Qtr 2; 2023 Qtr 2 to 2023 Qtr 4
|  |  | 15 | Residential | res:DEER:Indoor_CFL_Ltg |  | Ballast – Dimmable: NR - 11 | NonRes-sAll-mCFL-ci | Core | Annual | Large Boilers (>100 MMBtu/hr Heat Input):Controlled – Flue Gas Recirculation | bar: 2013 Qtr 1 to 2013 Qtr 2; 2014 Qtr 4 to 2016 Qtr 2; 2017 Qtr 2; 2018 Qtr 1 to 2018 Qtr 2; 2019 Qtr 2; 2020 Qtr 1 to 2020 Qtr 2; 2021 Qtr 2; 2022 Qtr 1 to 2022 Qtr 2; 2023 Qtr 2 to 2023 Qtr 4
|  |  | 15 | Commercial | res:DEER:Indoor_CFL_Ltg |  | Ballast – Electronic: NR - 11 | NonRes-sAll-mCFL-dir |  |  | Small Boilers (<100 MMBtu/hr Heat Input):Uncontrolled | bar: 2013 Qtr 1 to 2013 Qtr 2; 2014 Qtr 4 to 2016 Qtr 2; 2017 Qtr 2; 2018 Qtr 1 to 2018 Qtr 2; 2019 Qtr 2; 2020 Qtr 1 to 2020 Qtr 2; 2021 Qtr 2; 2022 Qtr 1 to 2022 Qtr 2; 2023 Qtr 2 to 2023 Qtr 4
|  |  | System | Industrial | res:DEER:Indoor_CFL_Ltg |  | Fluorescent Fixture – T8: C/I/A - 11 | NonRes-sAll-mT5T8-dn |  |  | Small Boilers (<100 MMBtu/hr Heat Input):Controlled Low NOx Burner | bar: 2013 Qtr 1 to 2013 Qtr 2; 2014 Qtr 4 to 2016 Qtr 2; 2017 Qtr 2; 2018 Qtr 1 to 2018 Qtr 2; 2019 Qtr 2; 2020 Qtr 1 to 2020 Qtr 2; 2021 Qtr 2; 2022 Qtr 1 to 2022 Qtr 2; 2023 Qtr 2 to 2023 Qtr 4
|  |  |  | Agricultural | res:DEER:RefgFrzr_HighEff |  | Fixture: T8 Lamp & Electronic Ballast: C/I/A - 11 | NonRes-sAll-mT5T8-ci |  |  | Small Boilers (<100 MMBtu/hr Heat Input):Controlled – Flue Gas Recirculation | bar: 2013 Qtr 1 to 2013 Qtr 2; 2014 Qtr 4 to 2016 Qtr 2; 2017 Qtr 2; 2018 Qtr 1 to 2018 Qtr 2; 2019 Qtr 2; 2020 Qtr 1 to 2020 Qtr 2; 2021 Qtr 2; 2022 Qtr 1 to 2022 Qtr 2; 2023 Qtr 2 to 2023 Qtr 4
|  |  |  | Not Used | res:DEER:RefgFrzr_HighEff |  | T8 Fixtures – 17 Watt Lamp, 2ft or 32-watt Lamp, 4ft 11 | NonRes-sAll-mT8-dir |  |  | Residential Furnaces (<0.3):Uncontrolled | bar: 2013 Qtr 1 to 2013 Qtr 2; 2014 Qtr 4 to 2016 Qtr 2; 2017 Qtr 2; 2018 Qtr 1 to 2018 Qtr 2; 2019 Qtr 2; 2020 Qtr 1 to 2020 Qtr 2; 2021 Qtr 2; 2022 Qtr 1 to 2022 Qtr 2; 2023 Qtr 2 to 2023 Qtr 4
[5 empty] | res:DEER:RefgFrzr_HighEff |  | T8 Lamps: C/I/A - 5 | NonRes-sAll-mLtgCtrl | bar: 2013 Qtr 1 to 2013 Qtr 2; 2014 Qtr 4 to 2016 Qtr 2; 2017 Qtr 2; 2018 Qtr 1 to 2018 Qtr 2; 2019 Qtr 2; 2020 Qtr 1 to 2020 Qtr 2; 2021 Qtr 2; 2022 Qtr 1 to 2022 Qtr 2; 2023 Qtr 2 to 2023 Qtr 4
[5 empty] | res:DEER:RefgFrzr_HighEff |  | High Efficiency Lighting (HID): NR - 16 | NonRes-sAll-mLtgCtrl-htr | bar: 2013 Qtr 1 to 2013 Qtr 2; 2014 Qtr 4 to 2016 Qtr 2; 2017 Qtr 2; 2018 Qtr 1 to 2018 Qtr 2; 2019 Qtr 2; 2020 Qtr 1 to 2020 Qtr 2; 2021 Qtr 2; 2022 Qtr 1 to 2022 Qtr 2; 2023 Qtr 2 to 2023 Qtr 4
[5 empty] | res:DEER:RefgFrzr_HighEff |  | High Output T5 Fixture: NR - 16 |  | Electric Rate | Gas Rate | bar: 2013 Qtr 1 to 2013 Qtr 2; 2014 Qtr 4 to 2016 Qtr 2; 2017 Qtr 2; 2018 Qtr 1 to 2018 Qtr 2; 2019 Qtr 2; 2020 Qtr 1 to 2020 Qtr 2; 2021 Qtr 2; 2022 Qtr 1 to 2022 Qtr 2; 2023 Qtr 2 to 2023 Qtr 4
[5 empty] | res:DEER:RefgFrzr_Recyc-Conditioned |  | Indoor or Outdoor Lighting System Modification: NR - 13.5 | NonRes-sAll-mCFL | Residential | Residential | bar: 2013 Qtr 1 to 2013 Qtr 2; 2014 Qtr 4 to 2016 Qtr 2; 2017 Qtr 2; 2018 Qtr 1 to 2018 Qtr 2; 2019 Qtr 2; 2020 Qtr 1 to 2020 Qtr 2; 2021 Qtr 2; 2022 Qtr 1 to 2022 Qtr 2; 2023 Qtr 2 to 2023 Qtr 4
[5 empty] | res:DEER:RefgFrzr_Recyc-Conditioned |  | Lighting Controls: NR - 16 | Res-sAll-mCFL-up | Commercial | Not Used | bar: 2013 Qtr 1 to 2013 Qtr 2; 2014 Qtr 4 to 2016 Qtr 2; 2017 Qtr 2; 2018 Qtr 1 to 2018 Qtr 2; 2019 Qtr 2; 2020 Qtr 1 to 2020 Qtr 2; 2021 Qtr 2; 2022 Qtr 1 to 2022 Qtr 2; 2023 Qtr 2 to 2023 Qtr 4
[5 empty] | res:DEER:RefgFrzr_Recyc-Conditioned |  | Daylighting Controls; NR - 16 | NonRes-sAll-mHVAC-RCA | Not Used | Not Used | bar: 2013 Qtr 1 to 2013 Qtr 2; 2014 Qtr 4 to 2016 Qtr 2; 2017 Qtr 2; 2018 Qtr 1 to 2018 Qtr 2; 2019 Qtr 2; 2020 Qtr 1 to 2020 Qtr 2; 2021 Qtr 2; 2022 Qtr 1 to 2022 Qtr 2; 2023 Qtr 2 to 2023 Qtr 4
[5 empty] | res:DEER:RefgFrzr_Recyc-Conditioned |  | Lighting Power Density: NR - 11 | NonRes-sAll-mRCx-dn | Not Used | bar: 2013 Qtr 1 to 2013 Qtr 2; 2014 Qtr 4 to 2016 Qtr 2; 2017 Qtr 2; 2018 Qtr 1 to 2018 Qtr 2; 2019 Qtr 2; 2020 Qtr 1 to 2020 Qtr 2; 2021 Qtr 2; 2022 Qtr 1 to 2022 Qtr 2; 2023 Qtr 2 to 2023 Qtr 4
[5 empty] | res:DEER:RefgFrzr_Recyc-Conditioned |  | Exit Sign – CF Hardware Kit/LED/ Electro-Luminescent: NR - 16 | NonRes-sAll-mRCx-ci | Not Used | bar: 2013 Qtr 1 to 2013 Qtr 2; 2014 Qtr 4 to 2016 Qtr 2; 2017 Qtr 2; 2018 Qtr 1 to 2018 Qtr 2; 2019 Qtr 2; 2020 Qtr 1 to 2020 Qtr 2; 2021 Qtr 2; 2022 Qtr 1 to 2022 Qtr 2; 2023 Qtr 2 to 2023 Qtr 4
[5 empty] | res:DEER:RefgFrzr_Recyc-UnConditioned |  | Occupancy Sensor: NR - 8 | NonRes-sAll-mHVAC-Chiller | 0 | bar: 2013 Qtr 1 to 2013 Qtr 2; 2014 Qtr 4 to 2016 Qtr 2; 2017 Qtr 2; 2018 Qtr 1 to 2018 Qtr 2; 2019 Qtr 2; 2020 Qtr 1 to 2020 Qtr 2; 2021 Qtr 2; 2022 Qtr 1 to 2022 Qtr 2; 2023 Qtr 2 to 2023 Qtr 4
[5 empty] | res:DEER:RefgFrzr_Recyc-UnConditioned |  | Photocell: NR - 8 | NonRes-sAll-mHVAC-DX-up | bar: 2013 Qtr 1 to 2013 Qtr 2; 2014 Qtr 4 to 2016 Qtr 2; 2017 Qtr 2; 2018 Qtr 1 to 2018 Qtr 2; 2019 Qtr 2; 2020 Qtr 1 to 2020 Qtr 2; 2021 Qtr 2; 2022 Qtr 1 to 2022 Qtr 2; 2023 Qtr 2 to 2023 Qtr 4
[5 empty] | res:DEER:RefgFrzr_Recyc-UnConditioned |  | Time Clock – Lighting: NR - 8 | Res-sAll-mHVAC-RmAC-dn | bar: 2013 Qtr 2; 2015 Qtr 3; 2016 Qtr 2; 2018 Qtr 2; 2020 Qtr 2; 2022 Qtr 2 to 2023 Qtr 4
[5 empty] | res:DEER:RefgFrzr_Recyc-UnConditioned |  | Induction Lamps: NR - 2 | Res-sAll-mDuctSeal | bar: 2013 Qtr 2; 2015 Qtr 3; 2016 Qtr 2; 2018 Qtr 2; 2020 Qtr 2; 2022 Qtr 2 to 2023 Qtr 4
[5 empty] | res:DEER:RefgFrzr_Recyc-UnConditioned |  | Induction Fixture: NR - 16 | Res-sAll-mHVAC-RCA | bar: 2013 Qtr 2; 2015 Qtr 3; 2016 Qtr 2; 2018 Qtr 2; 2020 Qtr 2; 2022 Qtr 2 to 2023 Qtr 4
[5 empty] | res:DEER:HVAC_Eff_AC |  | Delamp/reflectors: C/I - 11 | Res-sSF-mShellIns | bar: 2013 Qtr 2; 2015 Qtr 3; 2016 Qtr 2; 2018 Qtr 2; 2020 Qtr 2; 2022 Qtr 2 to 2023 Qtr 4
[5 empty] | res:DEER:HVAC_Eff_AC |  | Optical Reflectors- new construction: Ind, NRNC - 12 | Res-sSF-mACgt14-dn | bar: 2013 Qtr 2; 2015 Qtr 3; 2016 Qtr 2; 2018 Qtr 2; 2020 Qtr 2; 2022 Qtr 2 to 2023 Qtr 4
[5 empty] | res:DEER:HVAC_Eff_AC |  | Optical Reflectors- retrofit: NR - 10 | Res-sSF-mACgt16-dn | bar: 2013 Qtr 2; 2015 Qtr 3; 2016 Qtr 2; 2018 Qtr 2; 2020 Qtr 2; 2022 Qtr 2 to 2023 Qtr 4
[5 empty] | res:DEER:HVAC_Eff_AC |  | HID fixture: Interior, >= 176 Watts lamp: Ind - 16 | Res-sSF-mHPes | bar: 2013 Qtr 2; 2015 Qtr 3; 2016 Qtr 2; 2018 Qtr 2; 2020 Qtr 2; 2022 Qtr 2 to 2023 Qtr 4
[5 empty] | res:DEER:HVAC_Eff_AC |  | HID fixture: Interior, 251-400 Watt lamp: Com - 16 | NonRes-sAll-mPOC | bar: 2013 Qtr 2; 2015 Qtr 3; 2016 Qtr 2; 2018 Qtr 2; 2020 Qtr 2; 2022 Qtr 2 to 2023 Qtr 4
[5 empty] | res:DEER:HVAC_Eff_HP |  | CFL Fixture: Pin based CFL fixture: Com - 12.0 | NonRes-sAll-mPipeIns | bar: 2013 Qtr 2; 2015 Qtr 3; 2016 Qtr 2; 2018 Qtr 2; 2020 Qtr 2; 2022 Qtr 2 to 2023 Qtr 4
[5 empty] | res:DEER:HVAC_Eff_HP |  | Screw-in CFL: Education - Primary School: NR - 5.6 | NonRes-sAll-mStmTrp-dn | bar: 2013 Qtr 2; 2015 Qtr 3; 2016 Qtr 2; 2018 Qtr 2; 2020 Qtr 2; 2022 Qtr 2 to 2023 Qtr 4
[5 empty] | res:DEER:HVAC_Eff_HP |  | Screw-in CFL: Education - Secondary School: NR - 3.5 | NonRes-sAll-mStmTrp-ci | bar: 2013 Qtr 2; 2015 Qtr 3; 2016 Qtr 2; 2018 Qtr 2; 2020 Qtr 2; 2022 Qtr 2 to 2023 Qtr 4
[5 empty] | res:DEER:HVAC_Eff_HP |  | Screw-in CFL: Education - Community College: NR - 2.1 | NonRes-sAll-mCust | bar: 2013 Qtr 2; 2015 Qtr 3; 2016 Qtr 2; 2018 Qtr 2; 2020 Qtr 2; 2022 Qtr 2 to 2023 Qtr 4
[5 empty] | res:DEER:HVAC_Eff_HP |  | Screw-in CFL: Education - University: NR - 2.6 | NonRes-sAll-mCustElec-bd | bar: 2013 Qtr 2; 2015 Qtr 3; 2016 Qtr 2; 2018 Qtr 2; 2020 Qtr 2; 2022 Qtr 2 to 2023 Qtr 4
[5 empty] | res:DEER:HVAC_Duct_Sealing |  | Screw-in CFL: Grocery: NR - 1.4 | NonRes-sGHS-mHtCrtn-dn | bar: 2013 Qtr 2; 2015 Qtr 3; 2016 Qtr 2; 2018 Qtr 2; 2020 Qtr 2; 2022 Qtr 2 to 2023 Qtr 4
[5 empty] | res:DEER:HVAC_Duct_Sealing |  | Screw-in CFL: Health/Medical - Hospital: NR - 0.9 | NonRes-sGHS-mHtCrtn-ci | bar: 2013 Qtr 2; 2015 Qtr 3; 2016 Qtr 2; 2018 Qtr 2; 2020 Qtr 2; 2022 Qtr 2 to 2023 Qtr 4
[5 empty] | res:DEER:HVAC_Duct_Sealing |  | Screw-in CFL: Health/Medical - Nursing Home: NR - 0.9 | NonRes-sGHS-mIRF-dn | bar: 2013 Qtr 2; 2015 Qtr 3; 2016 Qtr 2; 2018 Qtr 2; 2020 Qtr 2; 2022 Qtr 2 to 2023 Qtr 4
[5 empty] | res:DEER:HVAC_Duct_Sealing |  | Screw-in CFL: Lodging - Hotel: NR - 0.9 | NonRes-sGHS-mIRF-ci | bar: 2013 Qtr 2; 2015 Qtr 3; 2016 Qtr 2; 2018 Qtr 2; 2020 Qtr 2; 2022 Qtr 2 to 2023 Qtr 4
[5 empty] | res:DEER:HVAC_Duct_Sealing |  | Screw-in CFL: Lodging - Motel: NR - 0.9 | NonRes-sAll-mPmpTst | bar: 2013 Qtr 2; 2015 Qtr 3; 2016 Qtr 2; 2018 Qtr 2; 2020 Qtr 2; 2022 Qtr 2 to 2023 Qtr 4
[5 empty] | res:DEER:HVAC_Refrig_Charge |  | Screw-in CFL: Lodging - Guest Rooms: NR - 7.0 | NonRes-sAg-mCust-ci | bar: 2013 Qtr 2; 2015 Qtr 3; 2016 Qtr 2; 2018 Qtr 2; 2020 Qtr 2; 2022 Qtr 2 to 2023 Qtr 4
[5 empty] | res:DEER:HVAC_Refrig_Charge |  | Screw-in CFL: Manufacturing - Light Industrial: NR - 2.8 | Res-sAll-mDHWshwr | bar: 2013 Qtr 2; 2015 Qtr 3; 2016 Qtr 2; 2018 Qtr 2; 2020 Qtr 2; 2022 Qtr 2 to 2023 Qtr 4
[5 empty] | res:DEER:HVAC_Refrig_Charge |  | Screw-in CFL: Office - Large: NR - 2.9 | Res-sSF-mDHWaerator | bar: 2022 Qtr 3 to 2023 Qtr 4
[5 empty] | res:DEER:HVAC_Refrig_Charge |  | Screw-in CFL: Office - Small: NR - 3.2 | Res-sMF-mDHWaerator | bar: 2022 Qtr 3 to 2023 Qtr 4
[5 empty] | res:DEER:HVAC_Refrig_Charge |  | Screw-in CFL: Restaurant - Sit-Down: NR - 2.3 | Res-sAll-mDHWgt62 | bar: 2022 Qtr 3 to 2023 Qtr 4
[5 empty] | res:DEER:Refg_Chrg_Duct_Seal |  | Screw-in CFL: Restaurant - Fast-Food: NR - 1.3 | Res-sAll-mCW | bar: 2022 Qtr 3 to 2023 Qtr 4
[5 empty] | res:DEER:Refg_Chrg_Duct_Seal |  | Screw-in CFL: Retail - 3-Story Large: NR - 1.9 | Res-sAll-mRefgRec | bar: 2022 Qtr 3 to 2023 Qtr 4
[5 empty] | res:DEER:Refg_Chrg_Duct_Seal |  | Screw-in CFL: Retail - Single-Story Large: NR - 1.8 | Res-sAll-mFrzrRec | bar: 2022 Qtr 3 to 2023 Qtr 4
[5 empty] | res:DEER:Refg_Chrg_Duct_Seal |  | Screw-in CFL: Retail - Small: NR - 2.1 | NonRes-sAll-mRfg-DG | bar: 2022 Qtr 3 to 2023 Qtr 4
[5 empty] | res:DEER:Refg_Chrg_Duct_Seal |  | Screw-in CFL: Storage - Conditioned: NR - 2.8 | NonRes-sAll-mRfg-SC | bar: 2022 Qtr 3 to 2023 Qtr 4
[5 empty] | res:DEER:RefgFrzr_Recycling |  | Screw-in CFL: Storage - Unconditioned: NR - 2.8 | Res-Default>2 | bar: 2022 Qtr 3 to 2023 Qtr 4
[5 empty] | res:DEER:RefgFrzr_Recycling |  | Screw-in CFL: Warehouse - Refrigerated: NR - 3.1 | Res-Default-HTG-di | bar: 2022 Qtr 3 to 2023 Qtr 4
[5 empty] | res:DEER:RefgFrzr_Recycling |  |  | Com-Default>2yrs | bar: 2022 Qtr 3 to 2023 Qtr 4
[5 empty] | res:DEER:RefgFrzr_Recycling |  | HVAC/Refrigeration – SPC: NR - 16 | Ind-Default>2yrs | bar: 2022 Qtr 3 to 2023 Qtr 4
[5 empty] | res:DEER:RefgFrzr_Recycling |  | Chiller – High Efficiency: NR - 20 | Agric-Default>2yrs
[5 empty] | NON_res:DEER:Indoor_CFL_Ltg |  | Chiller – Variable Speed Drive: NR - 20 | Com-Default-HTG-di
[5 empty] | NON_res:DEER:Indoor_CFL_Ltg |  | Water Cooled Chillers: NR - 20 | Ind-Default-HTG-di
[5 empty] | NON_res:DEER:Indoor_CFL_Ltg |  | Air Conditioners – High Efficiency: NR - 15 | Agricult-Default-HTG-di
[5 empty] | NON_res:DEER:Indoor_CFL_Ltg |  | Packaged HVAC Systems: NR - 15 | ET-Default
[5 empty] | NON_res:DEER:Indoor_CFL_Ltg |  | Install HVAC EMS: Com - 14 | EUC-Default
[5 empty] | NON_res:DEER:Indoor_Non-CFL_Ltg |  | AC Packaged Terminal Units: NR - 15 | NonRes-sAll-mCust-Gas
[5 empty] | NON_res:DEER:Indoor_Non-CFL_Ltg |  | Evaporative Coolers: NR - 15 | NonRes-sAll-mCust-Elec
[5 empty] | NON_res:DEER:Indoor_Non-CFL_Ltg |  | Boiler – High Efficiency: NR - 20 | All-Default<=2yrs
[5 empty] | NON_res:DEER:Indoor_Non-CFL_Ltg |  | Cooling Towers/Evaporative Condenser: NR - 15 | 0
[5 empty] | NON_res:DEER:Indoor_Non-CFL_Ltg |  | Heat Pump – Split System: NR - 15 | -------------------------------
[5 empty] | NON_res:DEER:HVAC_Chillers |  | Heat Pump with Integrated Water Heating: NR - 10
[5 empty] | NON_res:DEER:HVAC_Chillers |  | Ground Source Heat Pump: NR - 15
[5 empty] | NON_res:DEER:HVAC_Chillers |  | Reduce Internal Load: NR - 15
[5 empty] | NON_res:DEER:HVAC_Chillers |  | Insulation: NR - 20
[5 empty] | NON_res:DEER:HVAC_Chillers |  | Insulation Package: NR - 20
[5 empty] | NON_res:DEER:HVAC_Refrig_Charge |  | Reflective Window Film: NR - 10
[5 empty] | NON_res:DEER:HVAC_Refrig_Charge |  | Bypass/Delay Timer(lighting): NR - 8
[5 empty] | NON_res:DEER:HVAC_Refrig_Charge |  | Set-Back Thermostat: NR - 11
[5 empty] | NON_res:DEER:HVAC_Refrig_Charge |  | Time Clock - HVAC: NR - 10
[5 empty] | NON_res:DEER:HVAC_Refrig_Charge |  | HVAC/Space Heating/Efficiency (Gas): NR - 18
[5 empty] | NON_res:DEER:HVAC_Split-Package_AC |  | Nonresidential Gas – AC: NR - 20
NON_res:DEER:HVAC_Split-Package_AC
[5 empty] | NON_res:DEER:HVAC_Split-Package_AC |  | Adjustable speed drive, application unknown: Ag - 10
[5 empty] | NON_res:DEER:HVAC_Split-Package_AC |  | Adjustable speed drive, application unknown: Com - 10
[5 empty] | NON_res:DEER:HVAC_Split-Package_AC |  | Adjustable Speed Drive: HVAC fan, 50 HP Max: Com - 10
[5 empty] | NON_res:DEER:HVAC_Split-Package_HP |  | Pump repair: Ag - 11
[5 empty] | NON_res:DEER:HVAC_Split-Package_HP |  | Injection molding machines: Ind - 15
[5 empty] | NON_res:DEER:HVAC_Split-Package_HP |  | Plastic extusion equipment: Ind - 15
[5 empty] | NON_res:DEER:HVAC_Split-Package_HP |  | Process cooling: Ind - 15
[5 empty] | NON_res:DEER:HVAC_Split-Package_HP |  | Process equipment insulation: Ind - 15
NON_res:DEER:HVAC_Duct_Sealing
[5 empty] | NON_res:DEER:HVAC_Duct_Sealing |  | Horizontal Clothes Washer: NR - 10
[5 empty] | NON_res:DEER:HVAC_Duct_Sealing |  | Efficient Dishwashing: NR - 5
[5 empty] | NON_res:DEER:HVAC_Duct_Sealing |  | Water Heater Controls: NR - 15
[5 empty] | NON_res:DEER:HVAC_Duct_Sealing |  | Cooking measures , Assorted: Com - 12
[5 empty] | res:DEER:Res_ClothesDishWasher |  | Water Heater – Gas: NR - 15
[5 empty] | res:DEER:Res_BldgShell_Ins |  | Domestic Hot Water Boiler (Gas): NR - 20
01-ALC-AllCommercial-Cooling
[5 empty] | 01-ALC-AllCommercial-ExtLight |  | Auto Closer for Cooler/Freezer: NR - 8
[5 empty] | 01-ALC-AllCommercial-IntLight |  | Door Gaskets: NR - 4
[5 empty] | 01-ALC-AllCommercial-OffEquip |  | Floating Head Pressure: NR - 16
[5 empty] | 01-ALC-AllCommercial-Refrig |  | Heatless Door: NR - 16
[5 empty] | 01-ALC-AllCommercial-Vent/Fan |  | Humidistat Control for Anti-Sweat Heater: NR - 12
[5 empty] | 02-ASM-Assembly-Cooling |  | Insulation on Refrigeration Suction Line: NR - 11
[5 empty] | 02-ASM-Assembly-Exit |  | Night Covers for Display Cases: NR - 5
[5 empty] | 02-ASM-Assembly-ExtLight |  | PSC Evaporator Motor – Walkin/ Display: NR - 15
[5 empty] | 02-ASM-Assembly-IntLight |  | Refrigeration Case Doors – Glass/Acrylic: NR - 12
[5 empty] | 03-BCR-BothResidentialandCommercial-COOL |  | Refrigerator Case with Doors: NR - 12
[5 empty] | 03-BCR-BothResidentialandCommercial-LIT_INT |  | Refrigerator Condensate Evaporator – Elec/Non Elec: NR - 8
[5 empty] | 03-BCR-BothResidentialandCommercial-OFF_EQ |  | Strip Curtains for Walk-Ins: NR - 4
[5 empty] | 03-BCR-BothResidentialandCommercial-LIT_EXT |  | Ballast: Electronic, for display case: NR - 11
[5 empty] | 03-BCR-BothResidentialandCommercial-REFG |  | Defrost: NR - 16
[5 empty] | 03-BCR-BothResidentialandCommercial-VENT |  | FHP & EFF Conditioner: NR - 16
[5 empty] | 04-DMO-ResidentialMobileHome–DoubleWide-CL_DRY |  | High-efficiency Liquid Suction Heat Exchangers: NR - 16
[5 empty] | 04-DMO-ResidentialMobileHome–DoubleWide-CL_WASH |  | Night Shields on Refrigerator and Freezer Cases: NR - 5
[5 empty] | 04-DMO-ResidentialMobileHome–DoubleWide-DSH_WASH |  | Walk-in Refrigerator or Freezer: Evaporative Fan Controller: NR - 5
[5 empty] | 04-DMO-ResidentialMobileHome–DoubleWide-FREEZ |  | Multiplec Refrigeration Systems/Supermarket Systems: NR - 10
04-DMO-ResidentialMobileHome–DoubleWide-LIGHT
[5 empty] | 04-DMO-ResidentialMobileHome–DoubleWide-POOL_PMP |  | Kiln/Oven/Furnace: NR - 18
[5 empty] | 04-DMO-ResidentialMobileHome–DoubleWide-REFG |  | Thermal Night Curtains: NR - 5
[5 empty] | 04-DMO-ResidentialMobileHome–DoubleWide-SP_COOL |  | Custom Measures – SPC: NR - 15
[5 empty] | 04-DMO-ResidentialMobileHome–DoubleWide-SP_HEAT |  | Local Government Partnership: NR - 11
[5 empty] | 04-DMO-ResidentialMobileHome–DoubleWide-WAT_HEAT |  | Audits: NR - 3
[5 empty] | 05-ECC-Education–CommunityCollege-COOL |  | Plug Load Sensor: NR - 10
[5 empty] | 05-ECC-Education–CommunityCollege-LIT_INT |  | Information: NR - 1
[5 empty] | 05-ECC-Education–CommunityCollege-OFF_EQ |  | High Efficiency Motors: NR - 15
[5 empty] | 05-ECC-Education–CommunityCollege-LIT_EXT |  | Process Overhaul: NR - 20
[5 empty] | 05-ECC-Education–CommunityCollege-REFG |  | System Controls: NR - 15
05-ECC-Education–CommunityCollege-VENT
06-EPR-Education–PrimarySchool-COOL
[5 empty] | 06-EPR-Education–PrimarySchool-LIT_INT |  | RESIDENTIAL MEASURES
[5 empty] | 06-EPR-Education–PrimarySchool-OFF_EQ |  | ****************************************************************
[5 empty] | 06-EPR-Education–PrimarySchool-LIT_EXT |  | T8 Fixtures ; lamp or ballast: Res - 15
[5 empty] | 06-EPR-Education–PrimarySchool-REFG |  | Pin based CFL Fixture: Res - 16
[5 empty] | 06-EPR-Education–PrimarySchool-VENT |  | CFL: Indoor Screw in: Res - 9.4
[5 empty] | 07-ESE-Education–SecondarySchool-COOL |  | CFL: Outdoor Screw in: Res - 7
[5 empty] | 07-ESE-Education–SecondarySchool-LIT_INT |  | Torchiere: Res - 9
07-ESE-Education–SecondarySchool-OFF_EQ
[5 empty] | 07-ESE-Education–SecondarySchool-LIT_EXT |  | Air Conditioners with SEER >= 11.0: Res - 18
[5 empty] | 07-ESE-Education–SecondarySchool-REFG |  | Central Air Conditioners: Res - 18
[5 empty] | 07-ESE-Education–SecondarySchool-VENT |  | Duct Testing: Res NC - 18
[5 empty] | 08-EUN-Education–University-COOL |  | High Energy Efficiency Ducts: Res - 18
[5 empty] | 08-EUN-Education–University-LIT_INT |  | Whole House Fan: Res - 15
[5 empty] | 08-EUN-Education–University-OFF_EQ |  | Evaporative Cooler: Res - 15
[5 empty] | 08-EUN-Education–University-LIT_EXT |  | Glazing - Low E Double / Low Shade Coefficient: Res - 20
[5 empty] | 08-EUN-Education–University-REFG |  | Heat Pump - Electric: Res - 15
[5 empty] | 08-EUN-Education–University-VENT |  | Insulation - Ceiling / Floor / Walls: Res - 20
[5 empty] | 09-GRO-Grocery-COOL |  | A/C with Integrated Water Heating: Res - 10
[5 empty] | 09-GRO-Grocery-LIT_INT |  | Programmable Thermostat: Res - 12
09-GRO-Grocery-OFF_EQ
[5 empty] | 09-GRO-Grocery-LIT_EXT |  | Audits: Res - 3
[5 empty] | 09-GRO-Grocery-REFG |  | Gas Cooktops: Res - 20
[5 empty] | 09-GRO-Grocery-VENT |  | Gas Dryer Stub: Res - 18
[5 empty] | 10-HSP-Health/Medical–Hospital-COOL |  | Energy-Efficient Furnaces: Res - 18
10-HSP-Health/Medical–Hospital-LIT_INT
[5 empty] | 10-HSP-Health/Medical–Hospital-OFF_EQ |  | Refrigerator Recycling: Res - 10
[5 empty] | 10-HSP-Health/Medical–Hospital-LIT_EXT |  | Refrigerator - Energy Efficient; 20% more efficient: Res - 18
[5 empty] | 10-HSP-Health/Medical–Hospital-REFG |  | Refrigerators: Res - 18
10-HSP-Health/Medical–Hospital-VENT
11-HTL-Lodging–Hotel(GuestRooms)-COOL
[5 empty] | 11-HTL-Lodging–Hotel(GuestRooms)-LIT_INT |  | GENERIC USEFUL LIVES:
[5 empty] | 11-HTL-Lodging–Hotel(GuestRooms)-OFF_EQ |  | ****************************************************************
[5 empty] | 11-HTL-Lodging–Hotel(GuestRooms)-LIT_EXT |  | 0.1
[5 empty] | 11-HTL-Lodging–Hotel(GuestRooms)-REFG |  | 0.2
[5 empty] | 11-HTL-Lodging–Hotel(GuestRooms)-VENT |  | 0.3
[5 empty] | 12-MBT-Manufacturing–Bio/Tech-AG_PUMP |  | 0.4
[5 empty] | 12-MBT-Manufacturing–Bio/Tech-COMP_AIR |  | 0.5
[5 empty] | 12-MBT-Manufacturing–Bio/Tech-COOL |  | 0.6
[5 empty] | 12-MBT-Manufacturing–Bio/Tech-LIGHT |  | 0.7
[5 empty] | 12-MBT-Manufacturing–Bio/Tech-MOTOR |  | 0.8
[5 empty] | 12-MBT-Manufacturing–Bio/Tech-PROC_OTH |  | 0.9
[5 empty] | 13-MFM-ResidentialMulti-family-CL_DRY |  | 1
[5 empty] | 13-MFM-ResidentialMulti-family-CL_WASH |  | 1.1
[5 empty] | 13-MFM-ResidentialMulti-family-DSH_WASH |  | 1.2
[5 empty] | 13-MFM-ResidentialMulti-family-FREEZ |  | 1.3
[5 empty] | 13-MFM-ResidentialMulti-family-LIGHT |  | 1.4
[5 empty] | 13-MFM-ResidentialMulti-family-POOL_PMP |  | 1.5
[5 empty] | 13-MFM-ResidentialMulti-family-REFG |  | 1.6
[5 empty] | 13-MFM-ResidentialMulti-family-SP_COOL |  | 1.7
[5 empty] | 13-MFM-ResidentialMulti-family-SP_HEAT |  | 1.8
[5 empty] | 13-MFM-ResidentialMulti-family-WAT_HEAT |  | 1.9
[5 empty] | 14-MLI-Manufacturing–LightIndustry-AG_PUMP |  | 2
[5 empty] | 14-MLI-Manufacturing–LightIndustry-COMP_AIR |  | 2.1
[5 empty] | 14-MLI-Manufacturing–LightIndustry-COOL |  | 2.2
[5 empty] | 14-MLI-Manufacturing–LightIndustry-LIGHT |  | 2.3
[5 empty] | 14-MLI-Manufacturing–LightIndustry-MOTOR |  | 2.4
[5 empty] | 14-MLI-Manufacturing–LightIndustry-PROC_OTH |  | 2.5
[5 empty] | 15-MTL-Lodging–Motel-COOL |  | 2.6
[5 empty] | 15-MTL-Lodging–Motel-LIT_INT |  | 2.7
[5 empty] | 15-MTL-Lodging–Motel-OFF_EQ |  | 2.8
[5 empty] | 15-MTL-Lodging–Motel-LIT_EXT |  | 2.9
[5 empty] | 15-MTL-Lodging–Motel-REFG |  | 3
[5 empty] | 15-MTL-Lodging–Motel-VENT |  | 3.1
[5 empty] | 16-NRS-Health/Medical–Clinic-COOL |  | 3.2
[5 empty] | 16-NRS-Health/Medical–Clinic-LIT_INT |  | 3.3
[5 empty] | 16-NRS-Health/Medical–Clinic-OFF_EQ |  | 3.4
[5 empty] | 16-NRS-Health/Medical–Clinic-LIT_EXT |  | 3.5
[5 empty] | 16-NRS-Health/Medical–Clinic-REFG |  | 3.6
[5 empty] | 16-NRS-Health/Medical–Clinic-VENT |  | 3.7
[5 empty] | 17-OFL-Office–Large-Cooling |  | 3.8
[5 empty] | 17-OFL-Office–Large-ExtLight |  | 3.9
[5 empty] | 17-OFL-Office–Large-IntLight |  | 4
[5 empty] | 17-OFL-Office–Large-OffEquip |  | 4.1
[5 empty] | 17-OFL-Office–Large-Refrig |  | 4.2
[5 empty] | 17-OFL-Office–Large-Vent/Fan |  | 4.3
[5 empty] | 18-OFS-Office–Small-Cooling |  | 4.4
[5 empty] | 18-OFS-Office–Small-ExtLight |  | 4.5
[5 empty] | 18-OFS-Office–Small-IntLight |  | 4.6
[5 empty] | 18-OFS-Office–Small-OffEquip |  | 4.7
[5 empty] | 18-OFS-Office–Small-Refrig |  | 4.8
[5 empty] | 18-OFS-Office–Small-Vent/Fan |  | 4.9
[5 empty] | 19-RES-AllResidential-CL_DRY |  | 5
[5 empty] | 19-RES-AllResidential-CL_WASH |  | 5.1
[5 empty] | 19-RES-AllResidential-DSH_WASH |  | 5.2
[5 empty] | 19-RES-AllResidential-FREEZ |  | 5.3
[5 empty] | 19-RES-AllResidential-LIGHT |  | 5.4
[5 empty] | 19-RES-AllResidential-POOL_PMP |  | 5.5
[5 empty] | 19-RES-AllResidential-REFG |  | 5.6
[5 empty] | 19-RES-AllResidential-SP_COOL |  | 5.7
[5 empty] | 19-RES-AllResidential-SP_HEAT |  | 5.8
[5 empty] | 19-RES-AllResidential-WAT_HEAT |  | 5.9
[5 empty] | 20-RFF-Restaurant–FastFood-Cooling |  | 6
[5 empty] | 20-RFF-Restaurant–FastFood-ExtLight |  | 6.1
[5 empty] | 20-RFF-Restaurant–FastFood-IntLight |  | 6.2
[5 empty] | 20-RFF-Restaurant–FastFood-OffEquip |  | 6.3
[5 empty] | 20-RFF-Restaurant–FastFood-Refrig |  | 6.4
[5 empty] | 20-RFF-Restaurant–FastFood-Vent/Fan |  | 6.5
[5 empty] | 21-RSD-Restaurant–SitDown-COOL |  | 6.6
[5 empty] | 21-RSD-Restaurant–SitDown-LIT_INT |  | 6.7
[5 empty] | 21-RSD-Restaurant–SitDown-OFF_EQ |  | 6.8
[5 empty] | 21-RSD-Restaurant–SitDown-LIT_EXT |  | 6.9
[5 empty] | 21-RSD-Restaurant–SitDown-PROC_OTH |  | 7
[5 empty] | 21-RSD-Restaurant–SitDown-REFG |  | 7.1
[5 empty] | 21-RSD-Restaurant–SitDown-VENT |  | 7.2
[5 empty] | 22-RT3-Retail–3StoryLarge-COOL |  | 7.3
[5 empty] | 22-RT3-Retail–3StoryLarge-LIT_INT |  | 7.4
[5 empty] | 22-RT3-Retail–3StoryLarge-OFF_EQ |  | 7.5
[5 empty] | 22-RT3-Retail–3StoryLarge-LIT_EXT |  | 7.6
[5 empty] | 22-RT3-Retail–3StoryLarge-REFG |  | 7.7
[5 empty] | 22-RT3-Retail–3StoryLarge-VENT |  | 7.8
[5 empty] | 23-RTL-Retail–SingleStorylarge-COOL |  | 7.9
[5 empty] | 23-RTL-Retail–SingleStorylarge-LIT_INT |  | 8
[5 empty] | 23-RTL-Retail–SingleStorylarge-OFF_EQ |  | 8.1
[5 empty] | 23-RTL-Retail–SingleStorylarge-LIT_EXT |  | 8.2
[5 empty] | 23-RTL-Retail–SingleStorylarge-REFG |  | 8.3
[5 empty] | 23-RTL-Retail–SingleStorylarge-VENT |  | 8.4
[5 empty] | 24-RTS-Retail–Small-COOL |  | 8.5
[5 empty] | 24-RTS-Retail–Small-LIT_INT |  | 8.6
[5 empty] | 24-RTS-Retail–Small-OFF_EQ |  | 8.7
[5 empty] | 24-RTS-Retail–Small-LIT_EXT |  | 8.8
[5 empty] | 24-RTS-Retail–Small-REFG |  | 8.9
[5 empty] | 24-RTS-Retail–Small-VENT |  | 9
[5 empty] | 25-SCN-Storage–Conditioned-Cooling |  | 9.1
[5 empty] | 25-SCN-Storage–Conditioned-Exit |  | 9.2
[5 empty] | 25-SCN-Storage–Conditioned-ExtLight |  | 9.3
[5 empty] | 26-SFM-ResidentialSingleFamily-CL_DRY |  | 9.4
[5 empty] | 26-SFM-ResidentialSingleFamily-CL_WASH |  | 9.5
[5 empty] | 26-SFM-ResidentialSingleFamily-DSH_WASH |  | 9.6
[5 empty] | 26-SFM-ResidentialSingleFamily-FREEZ |  | 9.7
[5 empty] | 26-SFM-ResidentialSingleFamily-LIGHT |  | 9.8
[5 empty] | 26-SFM-ResidentialSingleFamily-POOL_PMP |  | 9.9
[5 empty] | 26-SFM-ResidentialSingleFamily-REFG |  | 10
[5 empty] | 26-SFM-ResidentialSingleFamily-SP_COOL |  | 10.1
[5 empty] | 26-SFM-ResidentialSingleFamily-SP_HEAT |  | 10.2
[5 empty] | 26-SFM-ResidentialSingleFamily-WAT_HEAT |  | 10.3
[5 empty] | 27-SMO-ResidentialMobileHome–SingleWide-CL_DRY |  | 10.4
[5 empty] | 27-SMO-ResidentialMobileHome–SingleWide-CL_WASH |  | 10.5
[5 empty] | 27-SMO-ResidentialMobileHome–SingleWide-DSH_WASH |  | 10.6
[5 empty] | 27-SMO-ResidentialMobileHome–SingleWide-FREEZ |  | 10.7
[5 empty] | 27-SMO-ResidentialMobileHome–SingleWide-LIGHT |  | 10.8
[5 empty] | 27-SMO-ResidentialMobileHome–SingleWide-POOL_PMP |  | 10.9
[5 empty] | 27-SMO-ResidentialMobileHome–SingleWide-REFG |  | 11
[5 empty] | 27-SMO-ResidentialMobileHome–SingleWide-SP_COOL |  | 11.1
[5 empty] | 27-SMO-ResidentialMobileHome–SingleWide-SP_HEAT |  | 11.2
[5 empty] | 27-SMO-ResidentialMobileHome–SingleWide-WAT_HEAT |  | 11.3
[5 empty] | 28-SUN-Storage–Unconditioned-Exit |  | 11.4
[5 empty] | 28-SUN-Storage–Unconditioned-ExtLight |  | 11.5
[5 empty] | 29-WRF-Storage–Refrigerated-Cooling |  | 11.6
[5 empty] | 29-WRF-Storage–Refrigerated-Exit |  | 11.7
[5 empty] | 29-WRF-Storage–Refrigerated-ExtLight |  | 11.8
[5 empty] | 30-S20-SIC20Food&KindredProducts-AG_PUMP |  | 11.9
[5 empty] | 30-S20-SIC20Food&KindredProducts-COMP_AIR |  | 12
[5 empty] | 30-S20-SIC20Food&KindredProducts-COOL |  | 12.1
[5 empty] | 30-S20-SIC20Food&KindredProducts-LIGHT |  | 12.2
[5 empty] | 30-S20-SIC20Food&KindredProducts-MOTOR |  | 12.3
[5 empty] | 30-S20-SIC20Food&KindredProducts-PROC_OTH |  | 12.4
[5 empty] | 31-S26-SIC26Paper&AlliedProducts-AG_PUMP |  | 12.5
[5 empty] | 31-S26-SIC26Paper&AlliedProducts-COMP_AIR |  | 12.6
[5 empty] | 31-S26-SIC26Paper&AlliedProducts-COOL |  | 12.7
[5 empty] | 31-S26-SIC26Paper&AlliedProducts-LIGHT |  | 12.8
[5 empty] | 31-S26-SIC26Paper&AlliedProducts-MOTOR |  | 12.9
[5 empty] | 31-S26-SIC26Paper&AlliedProducts-PROC_OTH |  | 13
[5 empty] | 32-S28-SIC28Chemicals&AlliedProducts-AG_PUMP |  | 13.1
[5 empty] | 32-S28-SIC28Chemicals&AlliedProducts-COMP_AIR |  | 13.2
[5 empty] | 32-S28-SIC28Chemicals&AlliedProducts-COOL |  | 13.3
[5 empty] | 32-S28-SIC28Chemicals&AlliedProducts-LIGHT |  | 13.4
[5 empty] | 32-S28-SIC28Chemicals&AlliedProducts-MOTOR |  | 13.5
[5 empty] | 32-S28-SIC28Chemicals&AlliedProducts-PROC_OTH |  | 13.6
[5 empty] | 33-S29-SIC29Petroleum&CoalProducts-AG_PUMP |  | 13.7
[5 empty] | 33-S29-SIC29Petroleum&CoalProducts-COMP_AIR |  | 13.8
[5 empty] | 33-S29-SIC29Petroleum&CoalProducts-COOL |  | 13.9
[5 empty] | 33-S29-SIC29Petroleum&CoalProducts-LIGHT |  | 14
[5 empty] | 33-S29-SIC29Petroleum&CoalProducts-MOTOR |  | 14.1
[5 empty] | 33-S29-SIC29Petroleum&CoalProducts-PROC_OTH |  | 14.2
[5 empty] | 34-S33-SIC33Metals-AG_PUMP |  | 14.3
[5 empty] | 34-S33-SIC33Metals-COMP_AIR |  | 14.4
[5 empty] | 34-S33-SIC33Metals-COOL |  | 14.5
[5 empty] | 34-S33-SIC33Metals-LIGHT |  | 14.6
[5 empty] | 34-S33-SIC33Metals-MOTOR |  | 14.7
[5 empty] | 34-S33-SIC33Metals-PROC_OTH |  | 14.8
[5 empty] | 35-OTI-OtherIndustrial-AG_PUMP |  | 14.9
[5 empty] | 35-OTI-OtherIndustrial-COMP_AIR |  | 15
[5 empty] | 35-OTI-OtherIndustrial-COOL |  | 15.1
[5 empty] | 35-OTI-OtherIndustrial-LIGHT |  | 15.2
[5 empty] | 35-OTI-OtherIndustrial-MOTOR |  | 15.3
[5 empty] | 35-OTI-OtherIndustrial-PROC_OTH |  | 15.4
[5 empty] | 36-GST-Lodging-GuestRooms-Cooling |  | 15.5
[5 empty] | 36-GST-Lodging-GuestRooms-ExtLight |  | 15.6
[5 empty] | 36-GST-Lodging-GuestRooms-IntLight |  | 15.7
[5 empty] | 36-GST-Lodging-GuestRooms-OffEquip |  | 15.8
[5 empty] | 36-GST-Lodging-GuestRooms-Refrig |  | 15.9
[5 empty] | 36-GST-Lodging-GuestRooms-Vent/Fan |  | 16
16.1
16.2
16.3
16.4
16.5
16.6
16.7
16.8
16.9
17
17.1
17.2
17.3
17.4
17.5
17.6
17.7
17.8
17.9
18
18.1
18.2
18.3
18.4
18.5
18.6
18.7
18.8
18.9
19
19.1
19.2
19.3
19.4
19.5
19.6
19.7
19.8
19.9
20
21
22
23
24
25
26
27
28
29
30