## Tbl Monthly 1in 10 Peaks pop
Year | 2014 |  | Change year here
Month | 8 |  | Change month here
Year | Month | PTR Total Population Monthly Peak Results for a 1 in 10 year
2014 | 8
Hour Ending | Estimated Reference Load (mWh) | Estimated Actual Load | Estimated Load Impact (mWh/hour) | Average Temperature (oF) | Uncertainty Adjusted Impact (kWh/hr)- Percentiles
[5 empty] | 10th%ile | 30th%ile | 50th%ile | 70th%ile | 90th%ile
1 | 790.3297 | 801.3226 | -10.993 | 72.1 | -7.2253 | -9.482 | -10.993 | -12.3204 | -14.4501
2 | 731.2288 | 742.2217 | -10.993 | 71.9 | -7.2253 | -9.482 | -10.993 | -12.3204 | -14.4501
3 | 709.7444 | 720.7374 | -10.993 | 71.2 | -7.2253 | -9.482 | -10.993 | -12.3204 | -14.4501
4 | 712.8649 | 723.8579 | -10.993 | 70.7 | -7.2253 | -9.482 | -10.993 | -12.3204 | -14.4501
5 | 751.6354 | 762.6284 | -10.993 | 70.8 | -7.2253 | -9.482 | -10.993 | -12.3204 | -14.4501
6 | 830.4839 | 841.4768 | -10.993 | 71.2 | -7.2253 | -9.482 | -10.993 | -12.3204 | -14.4501
7 | 851.2117 | 862.2047 | -10.993 | 71.5 | -7.2253 | -9.482 | -10.993 | -12.3204 | -14.4501
8 | 893.7235 | 904.7165 | -10.993 | 74.7 | -7.2253 | -9.482 | -10.993 | -12.3204 | -14.4501
9 | 998.1251 | 1009.118 | -10.993 | 79.3 | -7.2253 | -9.482 | -10.993 | -12.3204 | -14.4501
10 | 1141.3813 | 1152.3742 | -10.993 | 85.7 | -7.2253 | -9.482 | -10.993 | -12.3204 | -14.4501
11 | 1310.6883 | 1321.6812 | -10.993 | 88.4 | -7.2253 | -9.482 | -10.993 | -12.3204 | -14.4501
12 | 1461.6973 | 1355.6167 | 106.0805 | 90.9 | 69.723 | 91.5002 | 106.0805 | 118.8899 | 139.4413
13 | 1536.0002 | 1429.6231 | 106.377 | 90.3 | 69.9179 | 91.756 | 106.377 | 119.2222 | 139.8311
14 | 1609.4909 | 1469.7092 | 139.7817 | 89.3 | 91.8737 | 120.5693 | 139.7817 | 156.6606 | 183.7411
15 | 1671.8638 | 1531.3806 | 140.4831 | 87.8 | 92.3347 | 121.1744 | 140.4831 | 157.4467 | 184.6631 | 142.6973
16 | 1708.3803 | 1544.8239 | 163.5563 | 87.3 | 107.4999 | 141.0762 | 163.5563 | 183.306 | 214.9925
17 | 1734.8283 | 1594.9874 | 139.841 | 85.5 | 91.9126 | 120.6204 | 139.841 | 156.727 | 183.8189
18 | 1695.6947 | 1568.7857 | 126.9089 | 83.5 | 83.4128 | 109.4658 | 126.9089 | 142.2334 | 166.82
19 | 1680.9852 | 1691.9781 | -10.993 | 81.2 | -7.2253 | -9.482 | -10.993 | -12.3204 | -14.4501
20 | 1657.1886 | 1668.1816 | -10.993 | 78.8 | -7.2253 | -9.482 | -10.993 | -12.3204 | -14.4501
21 | 1571.0577 | 1582.0507 | -10.993 | 77.4 | -7.2253 | -9.482 | -10.993 | -12.3204 | -14.4501
22 | 1407.084 | 1418.077 | -10.993 | 75.7 | -7.2253 | -9.482 | -10.993 | -12.3204 | -14.4501
23 | 1189.6246 | 1200.6176 | -10.993 | 74.3 | -7.2253 | -9.482 | -10.993 | -12.3204 | -14.4501
24 | 1002.7072 | 1013.7002 | -10.993 | 73 | -7.2253 | -9.482 | -10.993 | -12.3204 | -14.4501
| Reference Energy Use (kWh) | Actual Event Day Energy Use (kWh) | Change in Energy Use (kWh) | Cooling Degree Hours (Base 75 oF) | Uncertainty Adjusted Impact (kWh/hour) - Percentiles
[5 empty] | 10th | 30th | 50th | 70th | 90th
Daily | 29648.0197 | 28911.8713 | 736.1484 | 79.2708 | 483.8447 | 634.9681 | 736.1484 | 825.0395 | 967.6566

## Tbl Monthly 1in 2 Peak
Year | 2020 |  | Change year here
Month | 8 |  | Change month here
Year | Month | PTR Monthly Peak Results for a 1 in 2 year
2020 | 8
Hour Ending | Estimated Reference Load (mWh) | Estimated Actual Load | Estimated Load Impact (mWh/hour) | Average Temperature (oF) | Uncertainty Adjusted Impact (kWh/hr)- Percentiles
[5 empty] | 10th%ile | 30th%ile | 50th%ile | 70th%ile | 90th%ile
1 | 752.3037 | 758.6061 | -6.3024 | 69 | -4.1423 | -5.4361 | -6.3024 | -7.0634 | -8.2844 | 120.5548
2 | 694.1575 | 700.4599 | -6.3024 | 68.2 | -4.1423 | -5.4361 | -6.3024 | -7.0634 | -8.2844
3 | 671.0822 | 677.3846 | -6.3024 | 68 | -4.1423 | -5.4361 | -6.3024 | -7.0634 | -8.2844
4 | 682.446 | 688.7484 | -6.3024 | 67.3 | -4.1423 | -5.4361 | -6.3024 | -7.0634 | -8.2844
5 | 731.9524 | 738.2548 | -6.3024 | 66.8 | -4.1423 | -5.4361 | -6.3024 | -7.0634 | -8.2844
6 | 808.0639 | 814.3663 | -6.3024 | 66.4 | -4.1423 | -5.4361 | -6.3024 | -7.0634 | -8.2844
7 | 835.8842 | 842.1865 | -6.3024 | 67.4 | -4.1423 | -5.4361 | -6.3024 | -7.0634 | -8.2844
8 | 861.895 | 868.1974 | -6.3024 | 71.3 | -4.1423 | -5.4361 | -6.3024 | -7.0634 | -8.2844
9 | 942.0504 | 948.3527 | -6.3024 | 76.7 | -4.1423 | -5.4361 | -6.3024 | -7.0634 | -8.2844
10 | 1064.0846 | 1070.387 | -6.3024 | 80.5 | -4.1423 | -5.4361 | -6.3024 | -7.0634 | -8.2844
11 | 1169.8015 | 1176.1038 | -6.3024 | 83.4 | -4.1423 | -5.4361 | -6.3024 | -7.0634 | -8.2844
12 | 1261.9597 | 1172.3399 | 89.6198 | 84.8 | 58.904 | 77.302 | 89.6198 | 100.4416 | 117.804
13 | 1351.5384 | 1261.6681 | 89.8703 | 85.1 | 59.0686 | 77.518 | 89.8703 | 100.7223 | 118.1332
14 | 1414.6785 | 1296.5869 | 118.0916 | 85.7 | 77.6175 | 101.8604 | 118.0916 | 132.3513 | 155.2297
15 | 1481.1541 | 1362.47 | 118.6841 | 86.8 | 78.0069 | 102.3715 | 118.6841 | 133.0154 | 156.0086
16 | 1559.4481 | 1421.2711 | 138.177 | 86.4 | 90.8189 | 119.1852 | 138.177 | 154.8621 | 181.6317
17 | 1622.8594 | 1504.7177 | 118.1416 | 84.5 | 77.6504 | 101.9036 | 118.1416 | 132.4074 | 155.2955
18 | 1597.6425 | 1490.4263 | 107.2163 | 81.2 | 70.4695 | 92.4798 | 107.2163 | 120.1628 | 140.9342
19 | 1595.3482 | 1601.6506 | -6.3024 | 77.3 | -4.1423 | -5.4361 | -6.3024 | -7.0634 | -8.2844
20 | 1662.2682 | 1668.5705 | -6.3024 | 73.5 | -4.1423 | -5.4361 | -6.3024 | -7.0634 | -8.2844
21 | 1532.9994 | 1539.3017 | -6.3024 | 72.2 | -4.1423 | -5.4361 | -6.3024 | -7.0634 | -8.2844
22 | 1294.5543 | 1300.8567 | -6.3024 | 70.6 | -4.1423 | -5.4361 | -6.3024 | -7.0634 | -8.2844
23 | 1052.9728 | 1059.2752 | -6.3024 | 70.3 | -4.1423 | -5.4361 | -6.3024 | -7.0634 | -8.2844
24 | 863.0324 | 869.3348 | -6.3024 | 68.9 | -4.1423 | -5.4361 | -6.3024 | -7.0634 | -8.2844
| Reference Energy Use (kWh) | Actual Event Day Energy Use (kWh) | Change in Energy Use (kWh) | Cooling Degree Hours (Base 75 oF) | Uncertainty Adjusted Impact (kWh/hour) - Percentiles
[5 empty] | 10th | 30th | 50th | 70th | 90th
Daily | 27504.1774 | 26831.5169 | 672.6604 | 75.5125 | 442.1163 | 580.2062 | 672.6604 | 753.8853 | 884.2025

## Tbl Month 1in 2 Pk per cust
Year | 2015 |  | Change year here
Month | 7 |  | Change month here
Year | Month | PTR Impact per Customer 1 in 2 year Monthly Peak Load Impacts
2015 | 7
Hour Ending | Estimated Reference Load (kWh) | Estimated Actual Load | Estimated Load Impact (kWh/hour) | Average Temperature (oF) | Uncertainty Adjusted Impact (kWh/hr)- Percentiles
[5 empty] | 10th%ile | 30th%ile | 50th%ile | 70th%ile | 90th%ile
1 | 0.56402 | 0.56685 | -0.0028256 | 69.3 | -0.0018572 | -0.0024372 | -0.0028256 | -0.0031668 | -0.0037142
2 | 0.51341 | 0.51777 | -0.0043581 | 68.2 | -0.0028644 | -0.0037591 | -0.0043581 | -0.0048843 | -0.0057287
3 | 0.49528 | 0.49964 | -0.0043581 | 68.1 | -0.0028644 | -0.0037591 | -0.0043581 | -0.0048843 | -0.0057287
4 | 0.49004 | 0.4944 | -0.0043581 | 68.3 | -0.0028644 | -0.0037591 | -0.0043581 | -0.0048843 | -0.0057287
5 | 0.51242 | 0.51678 | -0.0043581 | 68.1 | -0.0028644 | -0.0037591 | -0.0043581 | -0.0048843 | -0.0057287
6 | 0.56463 | 0.56899 | -0.0043581 | 67.7 | -0.0028644 | -0.0037591 | -0.0043581 | -0.0048843 | -0.0057287
7 | 0.59664 | 0.601 | -0.0043581 | 69 | -0.0028644 | -0.0037591 | -0.0043581 | -0.0048843 | -0.0057287
8 | 0.65106 | 0.65542 | -0.0043581 | 72.5 | -0.0028644 | -0.0037591 | -0.0043581 | -0.0048843 | -0.0057287
9 | 0.72314 | 0.7275 | -0.0043581 | 76.3 | -0.0028644 | -0.0037591 | -0.0043581 | -0.0048843 | -0.0057287
10 | 0.79197 | 0.79633 | -0.0043581 | 80.6 | -0.0028644 | -0.0037591 | -0.0043581 | -0.0048843 | -0.0057287
11 | 0.85436 | 0.85871 | -0.0043581 | 83.4 | -0.0028644 | -0.0037591 | -0.0043581 | -0.0048843 | -0.0057287
12 | 0.92776 | 0.86547 | 0.062287 | 84.7 | 0.040939 | 0.053726 | 0.062287 | 0.069808 | 0.081875
13 | 1.0006 | 0.93817 | 0.062461 | 85.5 | 0.041053 | 0.053876 | 0.062461 | 0.070003 | 0.082104
14 | 1.0482 | 0.96608 | 0.082075 | 85.4 | 0.053945 | 0.070794 | 0.082075 | 0.091986 | 0.10789
15 | 1.1159 | 1.0335 | 0.082487 | 84 | 0.054216 | 0.071149 | 0.082487 | 0.092447 | 0.10843
16 | 1.1527 | 1.0567 | 0.096035 | 82.6 | 0.06312 | 0.082835 | 0.096035 | 0.10763 | 0.12624
17 | 1.1855 | 1.1034 | 0.08211 | 81.5 | 0.053968 | 0.070824 | 0.08211 | 0.092025 | 0.10793
18 | 1.1617 | 1.0872 | 0.074517 | 80.9 | 0.048977 | 0.064275 | 0.074517 | 0.083515 | 0.097951
19 | 1.1243 | 1.1286 | -0.0043581 | 78.5 | -0.0028644 | -0.0037591 | -0.0043581 | -0.0048843 | -0.0057287
20 | 1.1588 | 1.1632 | -0.0043581 | 73.9 | -0.0028644 | -0.0037591 | -0.0043581 | -0.0048843 | -0.0057287
21 | 1.1015 | 1.1058 | -0.0043581 | 71.1 | -0.0028644 | -0.0037591 | -0.0043581 | -0.0048843 | -0.0057287
22 | 0.9593 | 0.96366 | -0.0043581 | 69.8 | -0.0028644 | -0.0037591 | -0.0043581 | -0.0048843 | -0.0057287
23 | 0.78281 | 0.78717 | -0.0043581 | 68.5 | -0.0028644 | -0.0037591 | -0.0043581 | -0.0048843 | -0.0057287
24 | 0.6334 | 0.63776 | -0.0043581 | 67.5 | -0.0028644 | -0.0037591 | -0.0043581 | -0.0048843 | -0.0057287
| Reference Energy Use (kWh) | Actual Event Day Energy Use (kWh) | Change in Energy Use (kWh) | Cooling Degree Hours (Base 75 oF) | Uncertainty Adjusted Impact (kWh/hour) - Percentiles
[5 empty] | 10th | 30th | 50th | 70th | 90th
Daily | 20.1095 | 19.6401 | 0.46942 | 75.225 | 0.30853 | 0.4049 | 0.46942 | 0.5261 | 0.61704

## PTR 1in 2 typical
| 95.462 | 43.7862 | 84.2089 | 85.8349 | 87.4942 | 89.1875 | 90.9154 | 92.6787 | 94.4782 | 96.3146 | 98.1887 | 100.1012
h12 | 76.7979 | 35.2254 | 67.7449 | 69.053 | 70.3879 | 71.7501 | 73.1402 | 74.5588 | 76.0064 | 77.4838 | 78.9914 | 80.53
h13 | 77.0125 | 35.3239 | 67.9343 | 69.246 | 70.5846 | 71.9506 | 73.3446 | 74.7671 | 76.2189 | 77.7003 | 79.2122 | 80.7551
h14 | 101.1961 | 46.4163 | 89.2671 | 90.9908 | 92.7497 | 94.5447 | 96.3764 | 98.2457 | 100.1533 | 102.1 | 104.0866 | 106.114
h15 | 101.7039 | 46.6493 | 89.715 | 91.4474 | 93.2151 | 95.0191 | 96.86 | 98.7387 | 100.6558 | 102.6123 | 104.6089 | 106.6465
h16 | 118.408 | 54.311 | 104.45 | 106.4668 | 108.5249 | 110.6252 | 112.7685 | 114.9557 | 117.1877 | 119.4655 | 121.79 | 124.1623
h17 | 101.239 | 46.436 | 89.3049 | 91.0293 | 92.789 | 94.5847 | 96.4173 | 98.2873 | 100.1957 | 102.1432 | 104.1307 | 106.159
h18 | 91.8768 | 42.1418 | 81.0463 | 82.6112 | 84.2082 | 85.8379 | 87.5009 | 89.198 | 90.9299 | 92.6974 | 94.501 | 96.3417
|  | 35.2254 | 35.3239 | 46.4163 | 46.6493 | 54.311 | 46.436 | 42.1418
|  | 67.7449 | 67.9343 | 89.2671 | 89.715 | 104.45 | 89.3049 | 81.0463
|  | 69.053 | 69.246 | 90.9908 | 91.4474 | 106.4668 | 91.0293 | 82.6112
|  | 70.3879 | 70.5846 | 92.7497 | 93.2151 | 108.5249 | 92.789 | 84.2082
|  | 71.7501 | 71.9506 | 94.5447 | 95.0191 | 110.6252 | 94.5847 | 85.8379
|  | 73.1402 | 73.3446 | 96.3764 | 96.86 | 112.7685 | 96.4173 | 87.5009
|  | 74.5588 | 74.7671 | 98.2457 | 98.7387 | 114.9557 | 98.2873 | 89.198
|  | 76.0064 | 76.2189 | 100.1533 | 100.6558 | 117.1877 | 100.1957 | 90.9299
|  | 77.4838 | 77.7003 | 102.1 | 102.6123 | 119.4655 | 102.1432 | 92.6974
|  | 78.9914 | 79.2122 | 104.0866 | 104.6089 | 121.79 | 104.1307 | 94.501
|  | 80.53 | 80.7551 | 106.114 | 106.6465 | 124.1623 | 106.159 | 96.3417

## Tbl Month 1in 10 Pk per cust
Year | 2015 |  | Change year here
Month | 7 |  | Change month here
Year | Month | PTR Impact per Customer 1 in 10 year Monthly Peak Load Impact
2015 | 7
Hour Ending | Estimated Reference Load (kWh) | Estimated Actual Load | Estimated Load Impact (mWh/hour) | Average Temperature (oF) | Uncertainty Adjusted Impact (kWh/hr)- Percentiles
[5 empty] | 10th%ile | 30th%ile | 50th%ile | 70th%ile | 90th%ile
1 | 0.75448 | 0.76206 | -0.0075815 | 73.3 | -0.0049831 | -0.0065395 | -0.0075815 | -0.008497 | -0.0099658
2 | 0.67459 | 0.68296 | -0.0083724 | 73.6 | -0.0055029 | -0.0072216 | -0.0083724 | -0.0093833 | -0.011005
3 | 0.64181 | 0.65019 | -0.0083724 | 73.5 | -0.0055029 | -0.0072216 | -0.0083724 | -0.0093833 | -0.011005
4 | 0.61936 | 0.62773 | -0.0083724 | 73.8 | -0.0055029 | -0.0072216 | -0.0083724 | -0.0093833 | -0.011005
5 | 0.64051 | 0.64888 | -0.0083724 | 74.8 | -0.0055029 | -0.0072216 | -0.0083724 | -0.0093833 | -0.011005
6 | 0.66521 | 0.67358 | -0.0083724 | 75.4 | -0.0055029 | -0.0072216 | -0.0083724 | -0.0093833 | -0.011005
7 | 0.74164 | 0.75001 | -0.0083724 | 77.1 | -0.0055029 | -0.0072216 | -0.0083724 | -0.0093833 | -0.011005
8 | 0.78681 | 0.79518 | -0.0083724 | 79.6 | -0.0055029 | -0.0072216 | -0.0083724 | -0.0093833 | -0.011005
9 | 0.83278 | 0.84115 | -0.0083724 | 84.8 | -0.0055029 | -0.0072216 | -0.0083724 | -0.0093833 | -0.011005
10 | 0.90284 | 0.91121 | -0.0083724 | 89.8 | -0.0055029 | -0.0072216 | -0.0083724 | -0.0093833 | -0.011005
11 | 0.95828 | 0.96665 | -0.0083724 | 95.6 | -0.0055029 | -0.0072216 | -0.0083724 | -0.0093833 | -0.011005
12 | 1.0609 | 0.98012 | 0.080733 | 98.5 | 0.053063 | 0.069637 | 0.080733 | 0.090482 | 0.10612
13 | 1.202 | 1.121 | 0.080959 | 100.6 | 0.053212 | 0.069832 | 0.080959 | 0.090735 | 0.10642
14 | 1.2716 | 1.1652 | 0.10638 | 99.8 | 0.069921 | 0.09176 | 0.10638 | 0.11923 | 0.13984
15 | 1.2464 | 1.1394 | 0.10692 | 97 | 0.070272 | 0.092221 | 0.10692 | 0.11983 | 0.14054
16 | 1.2352 | 1.1107 | 0.12448 | 91.8 | 0.081814 | 0.10737 | 0.12448 | 0.13951 | 0.16362
17 | 1.2954 | 1.189 | 0.10643 | 88.7 | 0.069951 | 0.091799 | 0.10643 | 0.11928 | 0.1399
18 | 1.3402 | 1.2437 | 0.096585 | 87.1 | 0.063482 | 0.08331 | 0.096585 | 0.10825 | 0.12696
19 | 1.3595 | 1.3679 | -0.0083724 | 86.3 | -0.0055029 | -0.0072216 | -0.0083724 | -0.0093833 | -0.011005
20 | 1.4464 | 1.4547 | -0.0083724 | 81.3 | -0.0055029 | -0.0072216 | -0.0083724 | -0.0093833 | -0.011005
21 | 1.3394 | 1.3478 | -0.0083724 | 78.3 | -0.0055029 | -0.0072216 | -0.0083724 | -0.0093833 | -0.011005
22 | 1.1532 | 1.1615 | -0.0083724 | 77.2 | -0.0055029 | -0.0072216 | -0.0083724 | -0.0093833 | -0.011005
23 | 0.96221 | 0.97058 | -0.0083724 | 76.2 | -0.0055029 | -0.0072216 | -0.0083724 | -0.0093833 | -0.011005
24 | 0.84524 | 0.85361 | -0.0083724 | 75.8 | -0.0055029 | -0.0072216 | -0.0083724 | -0.0093833 | -0.011005
| Reference Energy Use (kWh) | Actual Event Day Energy Use (kWh) | Change in Energy Use (kWh) | Cooling Degree Hours (Base 75 oF) | Uncertainty Adjusted Impact (kWh/hour) - Percentiles
[5 empty] | 10th | 30th | 50th | 70th | 90th
Daily | 23.9759 | 23.4149 | 0.56094 | 83.7458 | 0.36869 | 0.48384 | 0.56094 | 0.62867 | 0.73735

## Monthy Hourly 1 in 2 year
yearmo | Year | Month | Hour | On-peak Percentages | Off-peak Percentages | Reference Load | Observed Load | Load Impact | Temperature | p10 | p30 | p50 | p70 | p90
20101 | 2010 | 1 | H1 | 0% | 100% | 826.214 | 826.214 | 0 | 52.1 | 0 | 0 | 0 | 0 | 0
20101 | 2010 | 1 | H2 | 0% | 100% | 778.8945 | 778.8945 | 0 | 53 | 0 | 0 | 0 | 0 | 0
20101 | 2010 | 1 | H3 | 0% | 100% | 746.4977 | 746.4977 | 0 | 52.9 | 0 | 0 | 0 | 0 | 0
20101 | 2010 | 1 | H4 | 0% | 100% | 741.4262 | 741.4262 | 0 | 51.5 | 0 | 0 | 0 | 0 | 0
20101 | 2010 | 1 | H5 | 0% | 100% | 782.4431 | 782.4431 | 0 | 51.6 | 0 | 0 | 0 | 0 | 0
20101 | 2010 | 1 | H6 | 0% | 100% | 863.987 | 863.987 | 0 | 53.2 | 0 | 0 | 0 | 0 | 0
20101 | 2010 | 1 | H7 | 0% | 100% | 977.9028 | 977.9028 | 0 | 52.2 | 0 | 0 | 0 | 0 | 0
20101 | 2010 | 1 | H8 | 0% | 100% | 1086.0756 | 1086.0756 | 0 | 51.8 | 0 | 0 | 0 | 0 | 0
20101 | 2010 | 1 | H9 | 0% | 100% | 1085.78 | 1085.78 | 0 | 55.6 | 0 | 0 | 0 | 0 | 0
20101 | 2010 | 1 | H10 | 0% | 100% | 1073.517 | 1073.517 | 0 | 63.1 | 0 | 0 | 0 | 0 | 0
20101 | 2010 | 1 | H11 | 0% | 100% | 1078.6054 | 1078.6054 | 0 | 69 | 0 | 0 | 0 | 0 | 0
20101 | 2010 | 1 | H12 | 80.45% | 0% | 1020.9753 | 1020.9753 | 0 | 73.1 | 0 | 0 | 0 | 0 | 0
20101 | 2010 | 1 | H13 | 80.67% | 0% | 993.6449 | 993.6449 | 0 | 74.8 | 0 | 0 | 0 | 0 | 0
20101 | 2010 | 1 | H14 | 106% | 0% | 915.761 | 915.761 | 0 | 77 | 0 | 0 | 0 | 0 | 0
20101 | 2010 | 1 | H15 | 106.5% | 0% | 895.1454 | 895.1454 | 0 | 77.2 | 0 | 0 | 0 | 0 | 0
20101 | 2010 | 1 | H16 | 124% | 0% | 903.3931 | 903.3931 | 0 | 76.7 | 0 | 0 | 0 | 0 | 0
20101 | 2010 | 1 | H17 | 106.1% | 0% | 1021.6544 | 1021.6544 | 0 | 75.1 | 0 | 0 | 0 | 0 | 0
20101 | 2010 | 1 | H18 | 96.24% | 0% | 1355.3139 | 1355.3139 | 0 | 69.8 | 0 | 0 | 0 | 0 | 0
20101 | 2010 | 1 | H19 | 0% | 100% | 1550.3832 | 1550.3832 | 0 | 64.5 | 0 | 0 | 0 | 0 | 0
20101 | 2010 | 1 | H20 | 0% | 100% | 1582.9672 | 1582.9672 | 0 | 64.3 | 0 | 0 | 0 | 0 | 0
20101 | 2010 | 1 | H21 | 0% | 100% | 1513.4811 | 1513.4811 | 0 | 61.6 | 0 | 0 | 0 | 0 | 0
20101 | 2010 | 1 | H22 | 0% | 100% | 1351.9977 | 1351.9977 | 0 | 61 | 0 | 0 | 0 | 0 | 0
20101 | 2010 | 1 | H23 | 0% | 100% | 1132.9228 | 1132.9228 | 0 | 58.3 | 0 | 0 | 0 | 0 | 0
20101 | 2010 | 1 | H24 | 0% | 100% | 953.4467 | 953.4467 | 0 | 55.3 | 0 | 0 | 0 | 0 | 0
20102 | 2010 | 2 | H1 | 0% | 100% | 626.3233 | 626.3233 | 0 | 54.9 | 0 | 0 | 0 | 0 | 0
20102 | 2010 | 2 | H2 | 0% | 100% | 556.6158 | 556.6158 | 0 | 52.3 | 0 | 0 | 0 | 0 | 0
20102 | 2010 | 2 | H3 | 0% | 100% | 532.257 | 532.257 | 0 | 51.7 | 0 | 0 | 0 | 0 | 0
20102 | 2010 | 2 | H4 | 0% | 100% | 525.7087 | 525.7087 | 0 | 49.4 | 0 | 0 | 0 | 0 | 0
20102 | 2010 | 2 | H5 | 0% | 100% | 541.7418 | 541.7418 | 0 | 49.2 | 0 | 0 | 0 | 0 | 0
20102 | 2010 | 2 | H6 | 0% | 100% | 576.7831 | 576.7831 | 0 | 49.4 | 0 | 0 | 0 | 0 | 0
20102 | 2010 | 2 | H7 | 0% | 100% | 699.6629 | 699.6629 | 0 | 47.6 | 0 | 0 | 0 | 0 | 0
20102 | 2010 | 2 | H8 | 0% | 100% | 809.5454 | 809.5454 | 0 | 49.9 | 0 | 0 | 0 | 0 | 0
20102 | 2010 | 2 | H9 | 0% | 100% | 918.7004 | 918.7004 | 0 | 54.8 | 0 | 0 | 0 | 0 | 0
20102 | 2010 | 2 | H10 | 0% | 100% | 994.0282 | 994.0282 | 0 | 62.4 | 0 | 0 | 0 | 0 | 0
20102 | 2010 | 2 | H11 | 0% | 100% | 1035.6646 | 1035.6646 | 0 | 66.7 | 0 | 0 | 0 | 0 | 0
20102 | 2010 | 2 | H12 | 80.45% | 0% | 1006.6146 | 1006.6146 | 0 | 70.9 | 0 | 0 | 0 | 0 | 0
20102 | 2010 | 2 | H13 | 80.67% | 0% | 986.0077 | 986.0077 | 0 | 72.5 | 0 | 0 | 0 | 0 | 0
20102 | 2010 | 2 | H14 | 106% | 0% | 925.3431 | 925.3431 | 0 | 71.8 | 0 | 0 | 0 | 0 | 0
20102 | 2010 | 2 | H15 | 106.5% | 0% | 864.6163 | 864.6163 | 0 | 72.1 | 0 | 0 | 0 | 0 | 0
20102 | 2010 | 2 | H16 | 124% | 0% | 882.0063 | 882.0063 | 0 | 71.3 | 0 | 0 | 0 | 0 | 0
20102 | 2010 | 2 | H17 | 106.1% | 0% | 919.7124 | 919.7124 | 0 | 70.5 | 0 | 0 | 0 | 0 | 0
20102 | 2010 | 2 | H18 | 96.24% | 0% | 1115.4892 | 1115.4892 | 0 | 68 | 0 | 0 | 0 | 0 | 0
20102 | 2010 | 2 | H19 | 0% | 100% | 1358.3456 | 1358.3456 | 0 | 63.5 | 0 | 0 | 0 | 0 | 0
20102 | 2010 | 2 | H20 | 0% | 100% | 1338.9566 | 1338.9566 | 0 | 60.9 | 0 | 0 | 0 | 0 | 0
20102 | 2010 | 2 | H21 | 0% | 100% | 1279.9617 | 1279.9617 | 0 | 57.3 | 0 | 0 | 0 | 0 | 0
20102 | 2010 | 2 | H22 | 0% | 100% | 1122.3862 | 1122.3862 | 0 | 55.3 | 0 | 0 | 0 | 0 | 0
20102 | 2010 | 2 | H23 | 0% | 100% | 922.1231 | 922.1231 | 0 | 52.8 | 0 | 0 | 0 | 0 | 0
20102 | 2010 | 2 | H24 | 0% | 100% | 737.1032 | 737.1032 | 0 | 51.5 | 0 | 0 | 0 | 0 | 0
20103 | 2010 | 3 | H1 | 0% | 100% | 660.1434 | 660.1434 | 0 | 54.3 | 0 | 0 | 0 | 0 | 0
20103 | 2010 | 3 | H2 | 0% | 100% | 607.1649 | 607.1649 | 0 | 54.9 | 0 | 0 | 0 | 0 | 0
20103 | 2010 | 3 | H3 | 0% | 100% | 581.5833 | 581.5833 | 0 | 55.3 | 0 | 0 | 0 | 0 | 0
20103 | 2010 | 3 | H4 | 0% | 100% | 593.3708 | 593.3708 | 0 | 54.2 | 0 | 0 | 0 | 0 | 0
20103 | 2010 | 3 | H5 | 0% | 100% | 628.4201 | 628.4201 | 0 | 52.4 | 0 | 0 | 0 | 0 | 0
20103 | 2010 | 3 | H6 | 0% | 100% | 732.8555 | 732.8555 | 0 | 52.9 | 0 | 0 | 0 | 0 | 0
20103 | 2010 | 3 | H7 | 0% | 100% | 917.5842 | 917.5842 | 0 | 53.4 | 0 | 0 | 0 | 0 | 0
20103 | 2010 | 3 | H8 | 0% | 100% | 901.6511 | 901.6511 | 0 | 58.5 | 0 | 0 | 0 | 0 | 0
20103 | 2010 | 3 | H9 | 0% | 100% | 819.9847 | 819.9847 | 0 | 66.9 | 0 | 0 | 0 | 0 | 0
20103 | 2010 | 3 | H10 | 0% | 100% | 782.1675 | 782.1675 | 0 | 73.6 | 0 | 0 | 0 | 0 | 0
20103 | 2010 | 3 | H11 | 0% | 100% | 770.3451 | 770.3451 | 0 | 79.5 | 0 | 0 | 0 | 0 | 0
20103 | 2010 | 3 | H12 | 80.45% | 0% | 744.9852 | 744.9852 | 0 | 82.4 | 0 | 0 | 0 | 0 | 0
20103 | 2010 | 3 | H13 | 80.67% | 0% | 726.6001 | 726.6001 | 0 | 82.6 | 0 | 0 | 0 | 0 | 0
20103 | 2010 | 3 | H14 | 106% | 0% | 723.7952 | 723.7952 | 0 | 82.7 | 0 | 0 | 0 | 0 | 0
20103 | 2010 | 3 | H15 | 106.5% | 0% | 719.7898 | 719.7898 | 0 | 82 | 0 | 0 | 0 | 0 | 0
20103 | 2010 | 3 | H16 | 124% | 0% | 729.4632 | 729.4632 | 0 | 81.2 | 0 | 0 | 0 | 0 | 0
20103 | 2010 | 3 | H17 | 106.1% | 0% | 800.2141 | 800.2141 | 0 | 79.2 | 0 | 0 | 0 | 0 | 0
20103 | 2010 | 3 | H18 | 96.24% | 0% | 972.953 | 972.953 | 0 | 76.7 | 0 | 0 | 0 | 0 | 0
20103 | 2010 | 3 | H19 | 0% | 100% | 1250.2805 | 1250.2805 | 0 | 72.3 | 0 | 0 | 0 | 0 | 0
20103 | 2010 | 3 | H20 | 0% | 100% | 1307.5242 | 1307.5242 | 0 | 68.7 | 0 | 0 | 0 | 0 | 0
20103 | 2010 | 3 | H21 | 0% | 100% | 1271.8174 | 1271.8174 | 0 | 63 | 0 | 0 | 0 | 0 | 0
20103 | 2010 | 3 | H22 | 0% | 100% | 1136.3912 | 1136.3912 | 0 | 60.5 | 0 | 0 | 0 | 0 | 0
20103 | 2010 | 3 | H23 | 0% | 100% | 942.6058 | 942.6058 | 0 | 57.4 | 0 | 0 | 0 | 0 | 0
20103 | 2010 | 3 | H24 | 0% | 100% | 759.8481 | 759.8481 | 0 | 56 | 0 | 0 | 0 | 0 | 0
20104 | 2010 | 4 | H1 | 0% | 100% | 511.7477 | 511.7477 | 0 | 52.7 | 0 | 0 | 0 | 0 | 0
20104 | 2010 | 4 | H2 | 0% | 100% | 480.5425 | 480.5425 | 0 | 53.1 | 0 | 0 | 0 | 0 | 0
20104 | 2010 | 4 | H3 | 0% | 100% | 475.2867 | 475.2867 | 0 | 52.8 | 0 | 0 | 0 | 0 | 0
20104 | 2010 | 4 | H4 | 0% | 100% | 493.2782 | 493.2782 | 0 | 51.6 | 0 | 0 | 0 | 0 | 0
20104 | 2010 | 4 | H5 | 0% | 100% | 547.2767 | 547.2767 | 0 | 50.6 | 0 | 0 | 0 | 0 | 0
20104 | 2010 | 4 | H6 | 0% | 100% | 681.961 | 681.961 | 0 | 50.6 | 0 | 0 | 0 | 0 | 0
20104 | 2010 | 4 | H7 | 0% | 100% | 726.3053 | 726.3053 | 0 | 50.2 | 0 | 0 | 0 | 0 | 0
20104 | 2010 | 4 | H8 | 0% | 100% | 711.2204 | 711.2204 | 0 | 58.5 | 0 | 0 | 0 | 0 | 0
20104 | 2010 | 4 | H9 | 0% | 100% | 729.1864 | 729.1864 | 0 | 66.4 | 0 | 0 | 0 | 0 | 0
20104 | 2010 | 4 | H10 | 0% | 100% | 753.9777 | 753.9777 | 0 | 72.6 | 0 | 0 | 0 | 0 | 0
20104 | 2010 | 4 | H11 | 0% | 100% | 744.3002 | 744.3002 | 0 | 77.8 | 0 | 0 | 0 | 0 | 0
20104 | 2010 | 4 | H12 | 80.45% | 0% | 745.7705 | 745.7705 | 0 | 78.4 | 0 | 0 | 0 | 0 | 0
20104 | 2010 | 4 | H13 | 80.67% | 0% | 730.051 | 730.051 | 0 | 79.2 | 0 | 0 | 0 | 0 | 0
20104 | 2010 | 4 | H14 | 106% | 0% | 736.6927 | 736.6927 | 0 | 79.5 | 0 | 0 | 0 | 0 | 0
20104 | 2010 | 4 | H15 | 106.5% | 0% | 765.8782 | 765.8782 | 0 | 79.2 | 0 | 0 | 0 | 0 | 0
20104 | 2010 | 4 | H16 | 124% | 0% | 832.6917 | 832.6917 | 0 | 78.4 | 0 | 0 | 0 | 0 | 0
20104 | 2010 | 4 | H17 | 106.1% | 0% | 918.1143 | 918.1143 | 0 | 77.7 | 0 | 0 | 0 | 0 | 0
20104 | 2010 | 4 | H18 | 96.24% | 0% | 1035.1746 | 1035.1746 | 0 | 75.1 | 0 | 0 | 0 | 0 | 0
20104 | 2010 | 4 | H19 | 0% | 100% | 1160.2566 | 1160.2566 | 0 | 70.2 | 0 | 0 | 0 | 0 | 0
20104 | 2010 | 4 | H20 | 0% | 100% | 1144.9257 | 1144.9257 | 0 | 65.5 | 0 | 0 | 0 | 0 | 0
20104 | 2010 | 4 | H21 | 0% | 100% | 1028.5864 | 1028.5864 | 0 | 62.5 | 0 | 0 | 0 | 0 | 0
20104 | 2010 | 4 | H22 | 0% | 100% | 852.416 | 852.416 | 0 | 59.4 | 0 | 0 | 0 | 0 | 0
20104 | 2010 | 4 | H23 | 0% | 100% | 682.6495 | 682.6495 | 0 | 57.8 | 0 | 0 | 0 | 0 | 0
20104 | 2010 | 4 | H24 | 0% | 100% | 566.6652 | 566.6652 | 0 | 56.3 | 0 | 0 | 0 | 0 | 0
20105 | 2010 | 5 | H1 | 0% | 100% | 582.7637 | 583.8712 | -1.1075 | 60.5 | -0.72792 | -0.95528 | -1.1075 | -1.2412 | -1.4558
20105 | 2010 | 5 | H2 | 0% | 100% | 533.1231 | 534.2306 | -1.1075 | 59.8 | -0.72792 | -0.95528 | -1.1075 | -1.2412 | -1.4558
20105 | 2010 | 5 | H3 | 0% | 100% | 509.4585 | 510.566 | -1.1075 | 59 | -0.72792 | -0.95528 | -1.1075 | -1.2412 | -1.4558
20105 | 2010 | 5 | H4 | 0% | 100% | 504.9875 | 506.095 | -1.1075 | 58.1 | -0.72792 | -0.95528 | -1.1075 | -1.2412 | -1.4558
20105 | 2010 | 5 | H5 | 0% | 100% | 524.9809 | 526.0884 | -1.1075 | 57.8 | -0.72792 | -0.95528 | -1.1075 | -1.2412 | -1.4558
20105 | 2010 | 5 | H6 | 0% | 100% | 588.8903 | 589.9978 | -1.1075 | 57.5 | -0.72792 | -0.95528 | -1.1075 | -1.2412 | -1.4558
20105 | 2010 | 5 | H7 | 0% | 100% | 658.8339 | 659.9414 | -1.1075 | 60.4 | -0.72792 | -0.95528 | -1.1075 | -1.2412 | -1.4558
20105 | 2010 | 5 | H8 | 0% | 100% | 787.9058 | 789.0133 | -1.1075 | 66.3 | -0.72792 | -0.95528 | -1.1075 | -1.2412 | -1.4558
20105 | 2010 | 5 | H9 | 0% | 100% | 895.0153 | 896.1228 | -1.1075 | 72.1 | -0.72792 | -0.95528 | -1.1075 | -1.2412 | -1.4558
20105 | 2010 | 5 | H10 | 0% | 100% | 964.0807 | 965.1882 | -1.1075 | 77.1 | -0.72792 | -0.95528 | -1.1075 | -1.2412 | -1.4558
20105 | 2010 | 5 | H11 | 0% | 100% | 998.4296 | 999.5371 | -1.1075 | 81 | -0.72792 | -0.95528 | -1.1075 | -1.2412 | -1.4558
20105 | 2010 | 5 | H12 | 80.45% | 0% | 988.9263 | 972.9963 | 15.93 | 82.1 | 10.4702 | 13.7404 | 15.93 | 17.8535 | 20.9397
20105 | 2010 | 5 | H13 | 80.67% | 0% | 980.4892 | 964.5148 | 15.9745 | 82.9 | 10.4995 | 13.7789 | 15.9745 | 17.9034 | 20.9982
20105 | 2010 | 5 | H14 | 106% | 0% | 946.8592 | 925.8684 | 20.9908 | 82.4 | 13.7965 | 18.1057 | 20.9908 | 23.5255 | 27.5921
20105 | 2010 | 5 | H15 | 106.5% | 0% | 959.2745 | 938.1784 | 21.0961 | 81.9 | 13.8658 | 18.1966 | 21.0961 | 23.6435 | 27.7306
20105 | 2010 | 5 | H16 | 124% | 0% | 961.0192 | 936.4582 | 24.561 | 80.7 | 16.1431 | 21.1852 | 24.561 | 27.5268 | 32.2851
20105 | 2010 | 5 | H17 | 106.1% | 0% | 992.0835 | 971.0838 | 20.9997 | 79.9 | 13.8024 | 18.1134 | 20.9997 | 23.5355 | 27.6038
20105 | 2010 | 5 | H18 | 96.24% | 0% | 1025.377 | 1006.3193 | 19.0577 | 77.7 | 12.526 | 16.4383 | 19.0577 | 21.359 | 25.0511
20105 | 2010 | 5 | H19 | 0% | 100% | 1090.1839 | 1091.2914 | -1.1075 | 75 | -0.72792 | -0.95528 | -1.1075 | -1.2412 | -1.4558
20105 | 2010 | 5 | H20 | 0% | 100% | 1205.8105 | 1206.918 | -1.1075 | 70.2 | -0.72792 | -0.95528 | -1.1075 | -1.2412 | -1.4558
20105 | 2010 | 5 | H21 | 0% | 100% | 1107.6829 | 1108.7904 | -1.1075 | 65.7 | -0.72792 | -0.95528 | -1.1075 | -1.2412 | -1.4558
20105 | 2010 | 5 | H22 | 0% | 100% | 908.3659 | 909.4734 | -1.1075 | 63.9 | -0.72792 | -0.95528 | -1.1075 | -1.2412 | -1.4558
20105 | 2010 | 5 | H23 | 0% | 100% | 723.4757 | 724.5832 | -1.1075 | 62 | -0.72792 | -0.95528 | -1.1075 | -1.2412 | -1.4558
20105 | 2010 | 5 | H24 | 0% | 100% | 577.4053 | 578.5128 | -1.1075 | 60.5 | -0.72792 | -0.95528 | -1.1075 | -1.2412 | -1.4558
20106 | 2010 | 6 | H1 | 0% | 100% | 541.6572 | 542.8479 | -1.1907 | 62.1 | -0.78258 | -1.027 | -1.1907 | -1.3344 | -1.5651
20106 | 2010 | 6 | H2 | 0% | 100% | 496.1152 | 497.3059 | -1.1907 | 61.6 | -0.78258 | -1.027 | -1.1907 | -1.3344 | -1.5651
20106 | 2010 | 6 | H3 | 0% | 100% | 485.2756 | 486.4663 | -1.1907 | 61 | -0.78258 | -1.027 | -1.1907 | -1.3344 | -1.5651
20106 | 2010 | 6 | H4 | 0% | 100% | 504.5018 | 505.6924 | -1.1907 | 60.3 | -0.78258 | -1.027 | -1.1907 | -1.3344 | -1.5651
20106 | 2010 | 6 | H5 | 0% | 100% | 557.5305 | 558.7212 | -1.1907 | 60 | -0.78258 | -1.027 | -1.1907 | -1.3344 | -1.5651
20106 | 2010 | 6 | H6 | 0% | 100% | 639.1628 | 640.3534 | -1.1907 | 59.8 | -0.78258 | -1.027 | -1.1907 | -1.3344 | -1.5651
20106 | 2010 | 6 | H7 | 0% | 100% | 675.3636 | 676.5542 | -1.1907 | 60.3 | -0.78258 | -1.027 | -1.1907 | -1.3344 | -1.5651
20106 | 2010 | 6 | H8 | 0% | 100% | 678.1533 | 679.3439 | -1.1907 | 64 | -0.78258 | -1.027 | -1.1907 | -1.3344 | -1.5651
20106 | 2010 | 6 | H9 | 0% | 100% | 676.2884 | 677.479 | -1.1907 | 69.8 | -0.78258 | -1.027 | -1.1907 | -1.3344 | -1.5651
20106 | 2010 | 6 | H10 | 0% | 100% | 716.7714 | 717.9621 | -1.1907 | 74.6 | -0.78258 | -1.027 | -1.1907 | -1.3344 | -1.5651
20106 | 2010 | 6 | H11 | 0% | 100% | 743.0003 | 744.191 | -1.1907 | 77.5 | -0.78258 | -1.027 | -1.1907 | -1.3344 | -1.5651
20106 | 2010 | 6 | H12 | 80.45% | 0% | 778.9754 | 761.8493 | 17.126 | 79.1 | 11.2563 | 14.7721 | 17.126 | 19.194 | 22.5119
20106 | 2010 | 6 | H13 | 80.67% | 0% | 814.9122 | 797.7383 | 17.1739 | 80.2 | 11.2878 | 14.8134 | 17.1739 | 19.2477 | 22.5748
20106 | 2010 | 6 | H14 | 106% | 0% | 819.7111 | 797.1443 | 22.5669 | 79.8 | 14.8324 | 19.4652 | 22.5669 | 25.2919 | 29.6638
20106 | 2010 | 6 | H15 | 106.5% | 0% | 888.1768 | 865.4967 | 22.6801 | 80.7 | 14.9069 | 19.5628 | 22.6801 | 25.4188 | 29.8127
20106 | 2010 | 6 | H16 | 124% | 0% | 953.7557 | 927.3505 | 26.4051 | 80.4 | 17.3552 | 22.7759 | 26.4051 | 29.5936 | 34.7092
20106 | 2010 | 6 | H17 | 106.1% | 0% | 1007.5225 | 984.9461 | 22.5764 | 80 | 14.8387 | 19.4734 | 22.5764 | 25.3026 | 29.6764
20106 | 2010 | 6 | H18 | 96.24% | 0% | 1026.0726 | 1005.5839 | 20.4887 | 78.4 | 13.4665 | 17.6726 | 20.4887 | 22.9627 | 26.932
20106 | 2010 | 6 | H19 | 0% | 100% | 1058.337 | 1059.5277 | -1.1907 | 75.6 | -0.78258 | -1.027 | -1.1907 | -1.3344 | -1.5651
20106 | 2010 | 6 | H20 | 0% | 100% | 1147.08 | 1148.2707 | -1.1907 | 70.3 | -0.78258 | -1.027 | -1.1907 | -1.3344 | -1.5651
20106 | 2010 | 6 | H21 | 0% | 100% | 1110.4867 | 1111.6774 | -1.1907 | 68.5 | -0.78258 | -1.027 | -1.1907 | -1.3344 | -1.5651
20106 | 2010 | 6 | H22 | 0% | 100% | 945.3796 | 946.5703 | -1.1907 | 66.2 | -0.78258 | -1.027 | -1.1907 | -1.3344 | -1.5651
20106 | 2010 | 6 | H23 | 0% | 100% | 749.7717 | 750.9624 | -1.1907 | 64.6 | -0.78258 | -1.027 | -1.1907 | -1.3344 | -1.5651
20106 | 2010 | 6 | H24 | 0% | 100% | 614.907 | 616.0976 | -1.1907 | 64 | -0.78258 | -1.027 | -1.1907 | -1.3344 | -1.5651
20106 | 2010 | 6 | H1 | 0% | 100% | 734.748 | 735.9386 | -1.1907 | 69.3 | -0.78258 | -1.027 | -1.1907 | -1.3344 | -1.5651
20107 | 2010 | 7 | H2 | 0% | 100% | 668.8156 | 670.9489 | -2.1333 | 68.2 | -1.4022 | -1.8401 | -2.1333 | -2.3909 | -2.8042
20107 | 2010 | 7 | H3 | 0% | 100% | 645.2028 | 647.3361 | -2.1333 | 68.1 | -1.4022 | -1.8401 | -2.1333 | -2.3909 | -2.8042
20107 | 2010 | 7 | H4 | 0% | 100% | 638.3748 | 640.5081 | -2.1333 | 68.3 | -1.4022 | -1.8401 | -2.1333 | -2.3909 | -2.8042
20107 | 2010 | 7 | H5 | 0% | 100% | 667.5354 | 669.6687 | -2.1333 | 68.1 | -1.4022 | -1.8401 | -2.1333 | -2.3909 | -2.8042
20107 | 2010 | 7 | H6 | 0% | 100% | 735.5447 | 737.678 | -2.1333 | 67.7 | -1.4022 | -1.8401 | -2.1333 | -2.3909 | -2.8042
20107 | 2010 | 7 | H7 | 0% | 100% | 777.2478 | 779.3811 | -2.1333 | 69 | -1.4022 | -1.8401 | -2.1333 | -2.3909 | -2.8042
20107 | 2010 | 7 | H8 | 0% | 100% | 848.1388 | 850.2721 | -2.1333 | 72.5 | -1.4022 | -1.8401 | -2.1333 | -2.3909 | -2.8042
20107 | 2010 | 7 | H9 | 0% | 100% | 942.0345 | 944.1678 | -2.1333 | 76.3 | -1.4022 | -1.8401 | -2.1333 | -2.3909 | -2.8042
20107 | 2010 | 7 | H10 | 0% | 100% | 1031.6987 | 1033.832 | -2.1333 | 80.6 | -1.4022 | -1.8401 | -2.1333 | -2.3909 | -2.8042
20107 | 2010 | 7 | H11 | 0% | 100% | 1112.9688 | 1115.1021 | -2.1333 | 83.4 | -1.4022 | -1.8401 | -2.1333 | -2.3909 | -2.8042
20107 | 2010 | 7 | H12 | 80.45% | 0% | 1208.5914 | 1177.9066 | 30.6848 | 84.7 | 20.1681 | 26.4673 | 30.6848 | 34.3901 | 40.3347
20107 | 2010 | 7 | H13 | 80.67% | 0% | 1303.5217 | 1272.7511 | 30.7706 | 85.5 | 20.2244 | 26.5413 | 30.7706 | 34.4862 | 40.4475
20107 | 2010 | 7 | H14 | 106% | 0% | 1365.4377 | 1325.0045 | 40.4332 | 85.4 | 26.5753 | 34.8758 | 40.4332 | 45.3156 | 53.1489
20107 | 2010 | 7 | H15 | 106.5% | 0% | 1453.7412 | 1413.1051 | 40.6361 | 84 | 26.7087 | 35.0508 | 40.6361 | 45.543 | 53.4156
20107 | 2010 | 7 | H16 | 124% | 0% | 1501.6424 | 1454.3321 | 47.3102 | 82.6 | 31.0954 | 40.8077 | 47.3102 | 53.023 | 62.1886
20107 | 2010 | 7 | H17 | 106.1% | 0% | 1544.4013 | 1503.9509 | 40.4503 | 81.5 | 26.5866 | 34.8906 | 40.4503 | 45.3348 | 53.1714
20107 | 2010 | 7 | H18 | 96.24% | 0% | 1513.3387 | 1476.6291 | 36.7096 | 80.9 | 24.128 | 31.6641 | 36.7096 | 41.1424 | 48.2543
20107 | 2010 | 7 | H19 | 0% | 100% | 1464.6011 | 1466.7344 | -2.1333 | 78.5 | -1.4022 | -1.8401 | -2.1333 | -2.3909 | -2.8042
20107 | 2010 | 7 | H20 | 0% | 100% | 1509.5928 | 1511.7262 | -2.1333 | 73.9 | -1.4022 | -1.8401 | -2.1333 | -2.3909 | -2.8042
20107 | 2010 | 7 | H21 | 0% | 100% | 1434.8942 | 1437.0275 | -2.1333 | 71.1 | -1.4022 | -1.8401 | -2.1333 | -2.3909 | -2.8042
20107 | 2010 | 7 | H22 | 0% | 100% | 1249.6814 | 1251.8147 | -2.1333 | 69.8 | -1.4022 | -1.8401 | -2.1333 | -2.3909 | -2.8042
20107 | 2010 | 7 | H23 | 0% | 100% | 1019.7661 | 1021.8994 | -2.1333 | 68.5 | -1.4022 | -1.8401 | -2.1333 | -2.3909 | -2.8042
20107 | 2010 | 7 | H24 | 0% | 100% | 825.1335 | 827.2668 | -2.1333 | 67.5 | -1.4022 | -1.8401 | -2.1333 | -2.3909 | -2.8042
20108 | 2010 | 8 | H1 | 0% | 100% | 708.62 | 711.0219 | -2.4019 | 69 | -1.5787 | -2.0717 | -2.4019 | -2.6919 | -3.1572
20108 | 2010 | 8 | H2 | 0% | 100% | 653.8502 | 656.252 | -2.4019 | 68.2 | -1.5787 | -2.0717 | -2.4019 | -2.6919 | -3.1572
20108 | 2010 | 8 | H3 | 0% | 100% | 632.1147 | 634.5166 | -2.4019 | 68 | -1.5787 | -2.0717 | -2.4019 | -2.6919 | -3.1572
20108 | 2010 | 8 | H4 | 0% | 100% | 642.8187 | 645.2205 | -2.4019 | 67.3 | -1.5787 | -2.0717 | -2.4019 | -2.6919 | -3.1572
20108 | 2010 | 8 | H5 | 0% | 100% | 689.4504 | 691.8523 | -2.4019 | 66.8 | -1.5787 | -2.0717 | -2.4019 | -2.6919 | -3.1572
20108 | 2010 | 8 | H6 | 0% | 100% | 761.1424 | 763.5442 | -2.4019 | 66.4 | -1.5787 | -2.0717 | -2.4019 | -2.6919 | -3.1572
20108 | 2010 | 8 | H7 | 0% | 100% | 787.3472 | 789.7491 | -2.4019 | 67.4 | -1.5787 | -2.0717 | -2.4019 | -2.6919 | -3.1572
20108 | 2010 | 8 | H8 | 0% | 100% | 811.8477 | 814.2495 | -2.4019 | 71.3 | -1.5787 | -2.0717 | -2.4019 | -2.6919 | -3.1572
20108 | 2010 | 8 | H9 | 0% | 100% | 887.3487 | 889.7506 | -2.4019 | 76.7 | -1.5787 | -2.0717 | -2.4019 | -2.6919 | -3.1572
20108 | 2010 | 8 | H10 | 0% | 100% | 1002.2968 | 1004.6987 | -2.4019 | 80.5 | -1.5787 | -2.0717 | -2.4019 | -2.6919 | -3.1572
20108 | 2010 | 8 | H11 | 0% | 100% | 1101.8751 | 1104.2769 | -2.4019 | 83.4 | -1.5787 | -2.0717 | -2.4019 | -2.6919 | -3.1572
20108 | 2010 | 8 | H12 | 80.45% | 0% | 1188.682 | 1154.1346 | 34.5474 | 84.8 | 22.7068 | 29.799 | 34.5474 | 38.719 | 45.412
20108 | 2010 | 8 | H13 | 80.67% | 0% | 1273.0591 | 1238.4152 | 34.6439 | 85.1 | 22.7703 | 29.8823 | 34.6439 | 38.8273 | 45.539
20108 | 2010 | 8 | H14 | 106% | 0% | 1332.5329 | 1287.01 | 45.5229 | 85.7 | 29.9206 | 39.266 | 45.5229 | 51.0199 | 59.8392
20108 | 2010 | 8 | H15 | 106.5% | 0% | 1395.1485 | 1349.3972 | 45.7513 | 86.8 | 30.0708 | 39.463 | 45.7513 | 51.2759 | 60.1395
20108 | 2010 | 8 | H16 | 124% | 0% | 1468.8962 | 1415.6306 | 53.2656 | 86.4 | 35.0096 | 45.9445 | 53.2656 | 59.6975 | 70.0169
20108 | 2010 | 8 | H17 | 106.1% | 0% | 1528.6254 | 1483.0832 | 45.5422 | 84.5 | 29.9333 | 39.2826 | 45.5422 | 51.0415 | 59.8646
20108 | 2010 | 8 | H18 | 96.24% | 0% | 1504.8728 | 1463.5422 | 41.3306 | 81.2 | 27.1652 | 35.6499 | 41.3306 | 46.3213 | 54.3285
20108 | 2010 | 8 | H19 | 0% | 100% | 1502.7117 | 1505.1136 | -2.4019 | 77.3 | -1.5787 | -2.0717 | -2.4019 | -2.6919 | -3.1572
20108 | 2010 | 8 | H20 | 0% | 100% | 1565.7459 | 1568.1477 | -2.4019 | 73.5 | -1.5787 | -2.0717 | -2.4019 | -2.6919 | -3.1572
20108 | 2010 | 8 | H21 | 0% | 100% | 1443.9833 | 1446.3852 | -2.4019 | 72.2 | -1.5787 | -2.0717 | -2.4019 | -2.6919 | -3.1572
20108 | 2010 | 8 | H22 | 0% | 100% | 1219.3839 | 1221.7858 | -2.4019 | 70.6 | -1.5787 | -2.0717 | -2.4019 | -2.6919 | -3.1572
20108 | 2010 | 8 | H23 | 0% | 100% | 991.8303 | 994.2321 | -2.4019 | 70.3 | -1.5787 | -2.0717 | -2.4019 | -2.6919 | -3.1572
20108 | 2010 | 8 | H24 | 0% | 100% | 812.9191 | 815.3209 | -2.4019 | 68.9 | -1.5787 | -2.0717 | -2.4019 | -2.6919 | -3.1572
20109 | 2010 | 9 | H1 | 0% | 100% | 636.2321 | 638.7427 | -2.5106 | 65.3 | -1.6501 | -2.1655 | -2.5106 | -2.8138 | -3.3001
20109 | 2010 | 9 | H2 | 0% | 100% | 606.2276 | 608.7382 | -2.5106 | 64.6 | -1.6501 | -2.1655 | -2.5106 | -2.8138 | -3.3001
20109 | 2010 | 9 | H3 | 0% | 100% | 600.7391 | 603.2497 | -2.5106 | 64.5 | -1.6501 | -2.1655 | -2.5106 | -2.8138 | -3.3001
20109 | 2010 | 9 | H4 | 0% | 100% | 621.4894 | 624 | -2.5106 | 64 | -1.6501 | -2.1655 | -2.5106 | -2.8138 | -3.3001
20109 | 2010 | 9 | H5 | 0% | 100% | 690.4814 | 692.992 | -2.5106 | 64.1 | -1.6501 | -2.1655 | -2.5106 | -2.8138 | -3.3001
20109 | 2010 | 9 | H6 | 0% | 100% | 792.4774 | 794.988 | -2.5106 | 63.7 | -1.6501 | -2.1655 | -2.5106 | -2.8138 | -3.3001
20109 | 2010 | 9 | H7 | 0% | 100% | 831.5721 | 834.0827 | -2.5106 | 64.3 | -1.6501 | -2.1655 | -2.5106 | -2.8138 | -3.3001
20109 | 2010 | 9 | H8 | 0% | 100% | 832.4235 | 834.9341 | -2.5106 | 69.6 | -1.6501 | -2.1655 | -2.5106 | -2.8138 | -3.3001
20109 | 2010 | 9 | H9 | 0% | 100% | 825.8478 | 828.3584 | -2.5106 | 77.9 | -1.6501 | -2.1655 | -2.5106 | -2.8138 | -3.3001
20109 | 2010 | 9 | H10 | 0% | 100% | 878.8404 | 881.351 | -2.5106 | 84.5 | -1.6501 | -2.1655 | -2.5106 | -2.8138 | -3.3001
20109 | 2010 | 9 | H11 | 0% | 100% | 947.2177 | 949.7283 | -2.5106 | 87.7 | -1.6501 | -2.1655 | -2.5106 | -2.8138 | -3.3001
20109 | 2010 | 9 | H12 | 80.45% | 0% | 1042.1923 | 1006.0808 | 36.1115 | 89.6 | 23.7348 | 31.1481 | 36.1115 | 40.472 | 47.4681
20109 | 2010 | 9 | H13 | 80.67% | 0% | 1125.3178 | 1089.1053 | 36.2124 | 89.3 | 23.8012 | 31.2352 | 36.2124 | 40.5851 | 47.6007
20109 | 2010 | 9 | H14 | 106% | 0% | 1218.6257 | 1171.0418 | 47.5839 | 89 | 31.2753 | 41.0437 | 47.5839 | 53.3298 | 62.5484
20109 | 2010 | 9 | H15 | 106.5% | 0% | 1335.3329 | 1287.5102 | 47.8227 | 88.9 | 31.4322 | 41.2497 | 47.8227 | 53.5974 | 62.8623
20109 | 2010 | 9 | H16 | 124% | 0% | 1415.1139 | 1359.4367 | 55.6772 | 89 | 36.5947 | 48.0246 | 55.6772 | 62.4003 | 73.1869
20109 | 2010 | 9 | H17 | 106.1% | 0% | 1466.9306 | 1419.3265 | 47.6041 | 87.3 | 31.2885 | 41.0611 | 47.6041 | 53.3524 | 62.5749
20109 | 2010 | 9 | H18 | 96.24% | 0% | 1568.7404 | 1525.5386 | 43.2018 | 85 | 28.3951 | 37.2639 | 43.2018 | 48.4185 | 56.7882
20109 | 2010 | 9 | H19 | 0% | 100% | 1640.968 | 1643.4786 | -2.5106 | 81.6 | -1.6501 | -2.1655 | -2.5106 | -2.8138 | -3.3001
20109 | 2010 | 9 | H20 | 0% | 100% | 1547.612 | 1550.1226 | -2.5106 | 79.2 | -1.6501 | -2.1655 | -2.5106 | -2.8138 | -3.3001
20109 | 2010 | 9 | H21 | 0% | 100% | 1380.5388 | 1383.0494 | -2.5106 | 76.6 | -1.6501 | -2.1655 | -2.5106 | -2.8138 | -3.3001
20109 | 2010 | 9 | H22 | 0% | 100% | 1159.6974 | 1162.208 | -2.5106 | 75.2 | -1.6501 | -2.1655 | -2.5106 | -2.8138 | -3.3001
20109 | 2010 | 9 | H23 | 0% | 100% | 953.1796 | 955.6902 | -2.5106 | 72.4 | -1.6501 | -2.1655 | -2.5106 | -2.8138 | -3.3001
20109 | 2010 | 9 | H24 | 0% | 100% | 815.5869 | 818.0975 | -2.5106 | 72 | -1.6501 | -2.1655 | -2.5106 | -2.8138 | -3.3001
201010 | 2010 | 10 | H1 | 0% | 100% | 543.0029 | 545.3284 | -2.3255 | 66.5 | -1.5285 | -2.0059 | -2.3255 | -2.6063 | -3.0568
201010 | 2010 | 10 | H2 | 0% | 100% | 513.9636 | 516.2891 | -2.3255 | 65.4 | -1.5285 | -2.0059 | -2.3255 | -2.6063 | -3.0568
201010 | 2010 | 10 | H3 | 0% | 100% | 507.7394 | 510.0649 | -2.3255 | 64.9 | -1.5285 | -2.0059 | -2.3255 | -2.6063 | -3.0568
201010 | 2010 | 10 | H4 | 0% | 100% | 509.1746 | 511.5001 | -2.3255 | 64.3 | -1.5285 | -2.0059 | -2.3255 | -2.6063 | -3.0568
201010 | 2010 | 10 | H5 | 0% | 100% | 567.8528 | 570.1783 | -2.3255 | 63.8 | -1.5285 | -2.0059 | -2.3255 | -2.6063 | -3.0568
201010 | 2010 | 10 | H6 | 0% | 100% | 720.0492 | 722.3747 | -2.3255 | 62.8 | -1.5285 | -2.0059 | -2.3255 | -2.6063 | -3.0568
201010 | 2010 | 10 | H7 | 0% | 100% | 722.2395 | 724.565 | -2.3255 | 61.4 | -1.5285 | -2.0059 | -2.3255 | -2.6063 | -3.0568
201010 | 2010 | 10 | H8 | 0% | 100% | 691.6045 | 693.93 | -2.3255 | 68.1 | -1.5285 | -2.0059 | -2.3255 | -2.6063 | -3.0568
201010 | 2010 | 10 | H9 | 0% | 100% | 717.1139 | 719.4394 | -2.3255 | 76.2 | -1.5285 | -2.0059 | -2.3255 | -2.6063 | -3.0568
201010 | 2010 | 10 | H10 | 0% | 100% | 777.5629 | 779.8884 | -2.3255 | 82.5 | -1.5285 | -2.0059 | -2.3255 | -2.6063 | -3.0568
201010 | 2010 | 10 | H11 | 0% | 100% | 826.3154 | 828.6409 | -2.3255 | 87.1 | -1.5285 | -2.0059 | -2.3255 | -2.6063 | -3.0568
201010 | 2010 | 10 | H12 | 80.45% | 0% | 879.7948 | 846.3457 | 33.4491 | 89.1 | 21.9849 | 28.8517 | 33.4491 | 37.4881 | 43.9684
201010 | 2010 | 10 | H13 | 80.67% | 0% | 946.454 | 912.9114 | 33.5426 | 89.4 | 22.0464 | 28.9323 | 33.5426 | 37.5929 | 44.0913
201010 | 2010 | 10 | H14 | 106% | 0% | 1033.4612 | 989.3855 | 44.0757 | 89.2 | 28.9694 | 38.0177 | 44.0757 | 49.3979 | 57.9369
201010 | 2010 | 10 | H15 | 106.5% | 0% | 1098.7077 | 1054.4108 | 44.2969 | 88.4 | 29.1148 | 38.2085 | 44.2969 | 49.6458 | 58.2276
201010 | 2010 | 10 | H16 | 124% | 0% | 1137.0822 | 1085.5099 | 51.5723 | 87.1 | 33.8967 | 44.4839 | 51.5723 | 57.7997 | 67.791
201010 | 2010 | 10 | H17 | 106.1% | 0% | 1154.1127 | 1110.0183 | 44.0944 | 84 | 28.9817 | 38.0338 | 44.0944 | 49.4189 | 57.9614
201010 | 2010 | 10 | H18 | 96.24% | 0% | 1235.7038 | 1195.6871 | 40.0167 | 81.2 | 26.3016 | 34.5166 | 40.0167 | 44.8488 | 52.6014
201010 | 2010 | 10 | H19 | 0% | 100% | 1327.7435 | 1330.069 | -2.3255 | 75.5 | -1.5285 | -2.0059 | -2.3255 | -2.6063 | -3.0568
201010 | 2010 | 10 | H20 | 0% | 100% | 1285.2406 | 1287.5661 | -2.3255 | 71 | -1.5285 | -2.0059 | -2.3255 | -2.6063 | -3.0568
201010 | 2010 | 10 | H21 | 0% | 100% | 1165.0925 | 1167.418 | -2.3255 | 68.3 | -1.5285 | -2.0059 | -2.3255 | -2.6063 | -3.0568
201010 | 2010 | 10 | H22 | 0% | 100% | 951.8796 | 954.2051 | -2.3255 | 66.2 | -1.5285 | -2.0059 | -2.3255 | -2.6063 | -3.0568
201010 | 2010 | 10 | H23 | 0% | 100% | 764.0523 | 766.3778 | -2.3255 | 63.7 | -1.5285 | -2.0059 | -2.3255 | -2.6063 | -3.0568
201011 | 2010 | 11 | H24 | 0% | 100% | 637.2604 | 639.1992 | -1.9388 | 62.1 | -1.2743 | -1.6723 | -1.9388 | -2.1729 | -2.5486
201011 | 2010 | 11 | H1 | 0% | 100% | 609.5217 | 611.4606 | -1.9388 | 60 | -1.2743 | -1.6723 | -1.9388 | -2.1729 | -2.5486
201011 | 2010 | 11 | H2 | 0% | 100% | 547.0891 | 549.0279 | -1.9388 | 58.9 | -1.2743 | -1.6723 | -1.9388 | -2.1729 | -2.5486
201011 | 2010 | 11 | H3 | 0% | 100% | 523.9641 | 525.9029 | -1.9388 | 58.5 | -1.2743 | -1.6723 | -1.9388 | -2.1729 | -2.5486
201011 | 2010 | 11 | H4 | 0% | 100% | 520.783 | 522.7218 | -1.9388 | 57.1 | -1.2743 | -1.6723 | -1.9388 | -2.1729 | -2.5486
201011 | 2010 | 11 | H5 | 0% | 100% | 547.0007 | 548.9395 | -1.9388 | 57.2 | -1.2743 | -1.6723 | -1.9388 | -2.1729 | -2.5486
201011 | 2010 | 11 | H6 | 0% | 100% | 640.8346 | 642.7734 | -1.9388 | 56.7 | -1.2743 | -1.6723 | -1.9388 | -2.1729 | -2.5486
201011 | 2010 | 11 | H7 | 0% | 100% | 795.645 | 797.5838 | -1.9388 | 55.4 | -1.2743 | -1.6723 | -1.9388 | -2.1729 | -2.5486
201011 | 2010 | 11 | H8 | 0% | 100% | 808.3063 | 810.2451 | -1.9388 | 57.8 | -1.2743 | -1.6723 | -1.9388 | -2.1729 | -2.5486
201011 | 2010 | 11 | H9 | 0% | 100% | 762.9148 | 764.8536 | -1.9388 | 68.4 | -1.2743 | -1.6723 | -1.9388 | -2.1729 | -2.5486
201011 | 2010 | 11 | H10 | 0% | 100% | 737.7108 | 739.6496 | -1.9388 | 75.5 | -1.2743 | -1.6723 | -1.9388 | -2.1729 | -2.5486
201011 | 2010 | 11 | H11 | 0% | 100% | 704.9243 | 706.8631 | -1.9388 | 80.7 | -1.2743 | -1.6723 | -1.9388 | -2.1729 | -2.5486
201011 | 2010 | 11 | H12 | 80.45% | 0% | 692.0367 | 664.1493 | 27.8873 | 83 | 18.3294 | 24.0543 | 27.8873 | 31.2548 | 36.6575
201011 | 2010 | 11 | H13 | 80.67% | 0% | 675.5358 | 647.5705 | 27.9653 | 84.5 | 18.3806 | 24.1216 | 27.9653 | 31.3421 | 36.7599
201011 | 2010 | 11 | H14 | 106% | 0% | 660.5042 | 623.7572 | 36.747 | 83.6 | 24.1525 | 31.6963 | 36.747 | 41.1842 | 48.3034
201011 | 2010 | 11 | H15 | 106.5% | 0% | 650.0426 | 613.1113 | 36.9314 | 82.2 | 24.2737 | 31.8553 | 36.9314 | 41.3909 | 48.5458
201011 | 2010 | 11 | H16 | 124% | 0% | 680.3639 | 637.3669 | 42.997 | 81.8 | 28.2605 | 37.0873 | 42.997 | 48.189 | 56.519
201011 | 2010 | 11 | H17 | 106.1% | 0% | 818.6255 | 781.8629 | 36.7625 | 78.3 | 24.1627 | 31.7097 | 36.7625 | 41.2017 | 48.3238
201011 | 2010 | 11 | H18 | 96.24% | 0% | 1153.9217 | 1120.5588 | 33.3629 | 72.6 | 21.9282 | 28.7773 | 33.3629 | 37.3915 | 43.855
201011 | 2010 | 11 | H19 | 0% | 100% | 1278.9711 | 1280.9099 | -1.9388 | 69.4 | -1.2743 | -1.6723 | -1.9388 | -2.1729 | -2.5486
201011 | 2010 | 11 | H20 | 0% | 100% | 1306.3504 | 1308.2892 | -1.9388 | 66 | -1.2743 | -1.6723 | -1.9388 | -2.1729 | -2.5486
201011 | 2010 | 11 | H21 | 0% | 100% | 1259.4952 | 1261.434 | -1.9388 | 64.6 | -1.2743 | -1.6723 | -1.9388 | -2.1729 | -2.5486
201011 | 2010 | 11 | H22 | 0% | 100% | 1120.9407 | 1122.8795 | -1.9388 | 63.6 | -1.2743 | -1.6723 | -1.9388 | -2.1729 | -2.5486
201011 | 2010 | 11 | H23 | 0% | 100% | 912.7708 | 914.7096 | -1.9388 | 62 | -1.2743 | -1.6723 | -1.9388 | -2.1729 | -2.5486
201011 | 2010 | 11 | H24 | 0% | 100% | 736.8651 | 738.8039 | -1.9388 | 60.2 | -1.2743 | -1.6723 | -1.9388 | -2.1729 | -2.5486
201012 | 2010 | 12 | H1 | 0% | 100% | 778.9063 | 781.3465 | -2.4402 | 52.8 | -1.6038 | -2.1048 | -2.4402 | -2.7348 | -3.2076
201012 | 2010 | 12 | H2 | 0% | 100% | 697.2288 | 699.669 | -2.4402 | 52.1 | -1.6038 | -2.1048 | -2.4402 | -2.7348 | -3.2076
201012 | 2010 | 12 | H3 | 0% | 100% | 668.0347 | 670.4749 | -2.4402 | 50.9 | -1.6038 | -2.1048 | -2.4402 | -2.7348 | -3.2076
201012 | 2010 | 12 | H4 | 0% | 100% | 667.4541 | 669.8943 | -2.4402 | 49.2 | -1.6038 | -2.1048 | -2.4402 | -2.7348 | -3.2076
201012 | 2010 | 12 | H5 | 0% | 100% | 697.3334 | 699.7736 | -2.4402 | 47.7 | -1.6038 | -2.1048 | -2.4402 | -2.7348 | -3.2076
201012 | 2010 | 12 | H6 | 0% | 100% | 795.19 | 797.6302 | -2.4402 | 47.3 | -1.6038 | -2.1048 | -2.4402 | -2.7348 | -3.2076
201012 | 2010 | 12 | H7 | 0% | 100% | 982.9165 | 985.3567 | -2.4402 | 48.1 | -1.6038 | -2.1048 | -2.4402 | -2.7348 | -3.2076
201012 | 2010 | 12 | H8 | 0% | 100% | 984.7076 | 987.1478 | -2.4402 | 46.3 | -1.6038 | -2.1048 | -2.4402 | -2.7348 | -3.2076
201012 | 2010 | 12 | H9 | 0% | 100% | 895.0307 | 897.4709 | -2.4402 | 51.6 | -1.6038 | -2.1048 | -2.4402 | -2.7348 | -3.2076
201012 | 2010 | 12 | H10 | 0% | 100% | 833.7667 | 836.2069 | -2.4402 | 60.8 | -1.6038 | -2.1048 | -2.4402 | -2.7348 | -3.2076
201012 | 2010 | 12 | H11 | 0% | 100% | 799.2995 | 801.7397 | -2.4402 | 66.3 | -1.6038 | -2.1048 | -2.4402 | -2.7348 | -3.2076
201012 | 2010 | 12 | H12 | 80.45% | 0% | 785.5121 | 750.4134 | 35.0987 | 70.7 | 23.0692 | 30.2746 | 35.0987 | 39.3369 | 46.1368
201012 | 2010 | 12 | H13 | 80.67% | 0% | 764.9186 | 729.7218 | 35.1968 | 73 | 23.1336 | 30.3592 | 35.1968 | 39.4469 | 46.2657
201012 | 2010 | 12 | H14 | 106% | 0% | 771.1733 | 724.9239 | 46.2494 | 71.3 | 30.3981 | 39.8926 | 46.2494 | 51.8341 | 60.7942
201012 | 2010 | 12 | H15 | 106.5% | 0% | 739.9223 | 693.4409 | 46.4815 | 69.7 | 30.5506 | 40.0928 | 46.4815 | 52.0942 | 61.0992
201012 | 2010 | 12 | H16 | 124% | 0% | 740.1492 | 686.0335 | 54.1157 | 68.7 | 35.5683 | 46.6777 | 54.1157 | 60.6502 | 71.1343
201012 | 2010 | 12 | H17 | 106.1% | 0% | 939.717 | 893.4481 | 46.269 | 67.9 | 30.411 | 39.9095 | 46.269 | 51.856 | 60.8199
201012 | 2010 | 12 | H18 | 96.24% | 0% | 1378.5962 | 1336.606 | 41.9902 | 62.3 | 27.5987 | 36.2188 | 41.9902 | 47.0606 | 55.1955
201012 | 2010 | 12 | H19 | 0% | 100% | 1561.2749 | 1563.7151 | -2.4402 | 57 | -1.6038 | -2.1048 | -2.4402 | -2.7348 | -3.2076
201012 | 2010 | 12 | H20 | 0% | 100% | 1548.7205 | 1551.1607 | -2.4402 | 54.7 | -1.6038 | -2.1048 | -2.4402 | -2.7348 | -3.2076
201012 | 2010 | 12 | H21 | 0% | 100% | 1498.2721 | 1500.7123 | -2.4402 | 51.5 | -1.6038 | -2.1048 | -2.4402 | -2.7348 | -3.2076
201012 | 2010 | 12 | H22 | 0% | 100% | 1355.6743 | 1358.1145 | -2.4402 | 50.1 | -1.6038 | -2.1048 | -2.4402 | -2.7348 | -3.2076
201012 | 2010 | 12 | H23 | 0% | 100% | 1112.375 | 1114.8152 | -2.4402 | 48.3 | -1.6038 | -2.1048 | -2.4402 | -2.7348 | -3.2076
201012 | 2010 | 12 | H24 | 0% | 100% | 902.2528 | 904.693 | -2.4402 | 47.5 | -1.6038 | -2.1048 | -2.4402 | -2.7348 | -3.2076
20111 | 2011 | 1 | H1 | 0% | 100% | 831.1713 | 834.3237 | -3.1524 | 52.1 | -2.072 | -2.7191 | -3.1524 | -3.5331 | -4.1438
20111 | 2011 | 1 | H2 | 0% | 100% | 783.5679 | 786.7203 | -3.1524 | 53 | -2.072 | -2.7191 | -3.1524 | -3.5331 | -4.1438
20111 | 2011 | 1 | H3 | 0% | 100% | 750.9767 | 754.1291 | -3.1524 | 52.9 | -2.072 | -2.7191 | -3.1524 | -3.5331 | -4.1438
20111 | 2011 | 1 | H4 | 0% | 100% | 745.8748 | 749.0272 | -3.1524 | 51.5 | -2.072 | -2.7191 | -3.1524 | -3.5331 | -4.1438
20111 | 2011 | 1 | H5 | 0% | 100% | 787.1378 | 790.2902 | -3.1524 | 51.6 | -2.072 | -2.7191 | -3.1524 | -3.5331 | -4.1438
20111 | 2011 | 1 | H6 | 0% | 100% | 869.1709 | 872.3233 | -3.1524 | 53.2 | -2.072 | -2.7191 | -3.1524 | -3.5331 | -4.1438
20111 | 2011 | 1 | H7 | 0% | 100% | 983.7702 | 986.9226 | -3.1524 | 52.2 | -2.072 | -2.7191 | -3.1524 | -3.5331 | -4.1438
20111 | 2011 | 1 | H8 | 0% | 100% | 1092.592 | 1095.7445 | -3.1524 | 51.8 | -2.072 | -2.7191 | -3.1524 | -3.5331 | -4.1438
20111 | 2011 | 1 | H9 | 0% | 100% | 1092.2947 | 1095.4471 | -3.1524 | 55.6 | -2.072 | -2.7191 | -3.1524 | -3.5331 | -4.1438
20111 | 2011 | 1 | H10 | 0% | 100% | 1079.9581 | 1083.1105 | -3.1524 | 63.1 | -2.072 | -2.7191 | -3.1524 | -3.5331 | -4.1438
20111 | 2011 | 1 | H11 | 0% | 100% | 1085.077 | 1088.2294 | -3.1524 | 69 | -2.072 | -2.7191 | -3.1524 | -3.5331 | -4.1438
20111 | 2011 | 1 | H12 | 80.45% | 0% | 1027.1012 | 981.8161 | 45.2851 | 73.1 | 29.7643 | 39.0609 | 45.2851 | 50.7534 | 59.5266
20111 | 2011 | 1 | H13 | 80.67% | 0% | 999.6068 | 954.1951 | 45.4117 | 74.8 | 29.8475 | 39.17 | 45.4117 | 50.8952 | 59.693
20111 | 2011 | 1 | H14 | 106% | 0% | 921.2555 | 861.5836 | 59.672 | 77 | 39.2203 | 51.4703 | 59.672 | 66.8774 | 78.4379
20111 | 2011 | 1 | H15 | 106.5% | 0% | 900.5162 | 840.5448 | 59.9714 | 77.2 | 39.4171 | 51.7286 | 59.9714 | 67.213 | 78.8315
20111 | 2011 | 1 | H16 | 124% | 0% | 908.8134 | 838.9922 | 69.8212 | 76.7 | 45.891 | 60.2246 | 69.8212 | 78.2522 | 91.779
20111 | 2011 | 1 | H17 | 106.1% | 0% | 1027.7843 | 968.0871 | 59.6972 | 75.1 | 39.2369 | 51.4921 | 59.6972 | 66.9058 | 78.4712
20111 | 2011 | 1 | H18 | 96.24% | 0% | 1363.4458 | 1309.2692 | 54.1766 | 69.8 | 35.6084 | 46.7303 | 54.1766 | 60.7186 | 71.2144
20111 | 2011 | 1 | H19 | 0% | 100% | 1559.6855 | 1562.8379 | -3.1524 | 64.5 | -2.072 | -2.7191 | -3.1524 | -3.5331 | -4.1438
20111 | 2011 | 1 | H20 | 0% | 100% | 1592.465 | 1595.6174 | -3.1524 | 64.3 | -2.072 | -2.7191 | -3.1524 | -3.5331 | -4.1438
20111 | 2011 | 1 | H21 | 0% | 100% | 1522.5619 | 1525.7143 | -3.1524 | 61.6 | -2.072 | -2.7191 | -3.1524 | -3.5331 | -4.1438
20111 | 2011 | 1 | H22 | 0% | 100% | 1360.1096 | 1363.2621 | -3.1524 | 61 | -2.072 | -2.7191 | -3.1524 | -3.5331 | -4.1438
20111 | 2011 | 1 | H23 | 0% | 100% | 1139.7204 | 1142.8728 | -3.1524 | 58.3 | -2.072 | -2.7191 | -3.1524 | -3.5331 | -4.1438
20111 | 2011 | 1 | H24 | 0% | 100% | 959.1674 | 962.3198 | -3.1524 | 55.3 | -2.072 | -2.7191 | -3.1524 | -3.5331 | -4.1438
20112 | 2011 | 2 | H1 | 0% | 100% | 630.0812 | 633.2936 | -3.2123 | 54.9 | -2.1114 | -2.7708 | -3.2123 | -3.6002 | -4.2226
20112 | 2011 | 2 | H2 | 0% | 100% | 559.9555 | 563.1678 | -3.2123 | 52.3 | -2.1114 | -2.7708 | -3.2123 | -3.6002 | -4.2226
20112 | 2011 | 2 | H3 | 0% | 100% | 535.4506 | 538.6629 | -3.2123 | 51.7 | -2.1114 | -2.7708 | -3.2123 | -3.6002 | -4.2226
20112 | 2011 | 2 | H4 | 0% | 100% | 528.863 | 532.0753 | -3.2123 | 49.4 | -2.1114 | -2.7708 | -3.2123 | -3.6002 | -4.2226
20112 | 2011 | 2 | H5 | 0% | 100% | 544.9922 | 548.2045 | -3.2123 | 49.2 | -2.1114 | -2.7708 | -3.2123 | -3.6002 | -4.2226
20112 | 2011 | 2 | H6 | 0% | 100% | 580.2438 | 583.4561 | -3.2123 | 49.4 | -2.1114 | -2.7708 | -3.2123 | -3.6002 | -4.2226
20112 | 2011 | 2 | H7 | 0% | 100% | 703.8609 | 707.0732 | -3.2123 | 47.6 | -2.1114 | -2.7708 | -3.2123 | -3.6002 | -4.2226
20112 | 2011 | 2 | H8 | 0% | 100% | 814.4027 | 817.6151 | -3.2123 | 49.9 | -2.1114 | -2.7708 | -3.2123 | -3.6002 | -4.2226
20112 | 2011 | 2 | H9 | 0% | 100% | 924.2126 | 927.425 | -3.2123 | 54.8 | -2.1114 | -2.7708 | -3.2123 | -3.6002 | -4.2226
20112 | 2011 | 2 | H10 | 0% | 100% | 999.9924 | 1003.2047 | -3.2123 | 62.4 | -2.1114 | -2.7708 | -3.2123 | -3.6002 | -4.2226
20112 | 2011 | 2 | H11 | 0% | 100% | 1041.8786 | 1045.0909 | -3.2123 | 66.7 | -2.1114 | -2.7708 | -3.2123 | -3.6002 | -4.2226
20112 | 2011 | 2 | H12 | 80.45% | 0% | 1012.6543 | 966.5083 | 46.146 | 70.9 | 30.3301 | 39.8034 | 46.146 | 51.7182 | 60.6582
20112 | 2011 | 2 | H13 | 80.67% | 0% | 991.9238 | 945.6488 | 46.2749 | 72.5 | 30.4149 | 39.9147 | 46.2749 | 51.8627 | 60.8278
20112 | 2011 | 2 | H14 | 106% | 0% | 930.8952 | 870.0889 | 60.8063 | 71.8 | 39.9659 | 52.4487 | 60.8063 | 68.1487 | 79.929
20112 | 2011 | 2 | H15 | 106.5% | 0% | 869.804 | 808.6926 | 61.1114 | 72.1 | 40.1664 | 52.7119 | 61.1114 | 68.4907 | 80.3301
20112 | 2011 | 2 | H16 | 124% | 0% | 887.2984 | 816.1499 | 71.1485 | 71.3 | 46.7634 | 61.3694 | 71.1485 | 79.7398 | 93.5236
20112 | 2011 | 2 | H17 | 106.1% | 0% | 925.2307 | 864.3986 | 60.8321 | 70.5 | 39.9828 | 52.471 | 60.8321 | 68.1776 | 79.9629
20112 | 2011 | 2 | H18 | 96.24% | 0% | 1122.1821 | 1066.9756 | 55.2065 | 68 | 36.2853 | 47.6186 | 55.2065 | 61.8728 | 72.5682
20112 | 2011 | 2 | H19 | 0% | 100% | 1366.4956 | 1369.708 | -3.2123 | 63.5 | -2.1114 | -2.7708 | -3.2123 | -3.6002 | -4.2226
20112 | 2011 | 2 | H20 | 0% | 100% | 1346.9903 | 1350.2027 | -3.2123 | 60.9 | -2.1114 | -2.7708 | -3.2123 | -3.6002 | -4.2226
20112 | 2011 | 2 | H21 | 0% | 100% | 1287.6415 | 1290.8538 | -3.2123 | 57.3 | -2.1114 | -2.7708 | -3.2123 | -3.6002 | -4.2226
20112 | 2011 | 2 | H22 | 0% | 100% | 1129.1205 | 1132.3328 | -3.2123 | 55.3 | -2.1114 | -2.7708 | -3.2123 | -3.6002 | -4.2226
20112 | 2011 | 2 | H23 | 0% | 100% | 927.6558 | 930.8682 | -3.2123 | 52.8 | -2.1114 | -2.7708 | -3.2123 | -3.6002 | -4.2226
20112 | 2011 | 2 | H24 | 0% | 100% | 741.5258 | 744.7381 | -3.2123 | 51.5 | -2.1114 | -2.7708 | -3.2123 | -3.6002 | -4.2226
20113 | 2011 | 3 | H1 | 0% | 100% | 664.1043 | 666.8822 | -2.7779 | 54.3 | -1.8258 | -2.3961 | -2.7779 | -3.1134 | -3.6516
20113 | 2011 | 3 | H2 | 0% | 100% | 610.8079 | 613.5858 | -2.7779 | 54.9 | -1.8258 | -2.3961 | -2.7779 | -3.1134 | -3.6516
20113 | 2011 | 3 | H3 | 0% | 100% | 585.0729 | 587.8508 | -2.7779 | 55.3 | -1.8258 | -2.3961 | -2.7779 | -3.1134 | -3.6516
20113 | 2011 | 3 | H4 | 0% | 100% | 596.9311 | 599.709 | -2.7779 | 54.2 | -1.8258 | -2.3961 | -2.7779 | -3.1134 | -3.6516
20113 | 2011 | 3 | H5 | 0% | 100% | 632.1906 | 634.9685 | -2.7779 | 52.4 | -1.8258 | -2.3961 | -2.7779 | -3.1134 | -3.6516
20113 | 2011 | 3 | H6 | 0% | 100% | 737.2527 | 740.0306 | -2.7779 | 52.9 | -1.8258 | -2.3961 | -2.7779 | -3.1134 | -3.6516
20113 | 2011 | 3 | H7 | 0% | 100% | 923.0897 | 925.8676 | -2.7779 | 53.4 | -1.8258 | -2.3961 | -2.7779 | -3.1134 | -3.6516
20113 | 2011 | 3 | H8 | 0% | 100% | 907.061 | 909.8389 | -2.7779 | 58.5 | -1.8258 | -2.3961 | -2.7779 | -3.1134 | -3.6516
20113 | 2011 | 3 | H9 | 0% | 100% | 824.9046 | 827.6825 | -2.7779 | 66.9 | -1.8258 | -2.3961 | -2.7779 | -3.1134 | -3.6516
20113 | 2011 | 3 | H10 | 0% | 100% | 786.8605 | 789.6384 | -2.7779 | 73.6 | -1.8258 | -2.3961 | -2.7779 | -3.1134 | -3.6516
20113 | 2011 | 3 | H11 | 0% | 100% | 774.9672 | 777.7452 | -2.7779 | 79.5 | -1.8258 | -2.3961 | -2.7779 | -3.1134 | -3.6516
20113 | 2011 | 3 | H12 | 80.45% | 0% | 749.4551 | 709.5494 | 39.9058 | 82.4 | 26.2287 | 34.4209 | 39.9058 | 44.7245 | 52.4556
20113 | 2011 | 3 | H13 | 80.67% | 0% | 730.9597 | 690.9424 | 40.0173 | 82.6 | 26.302 | 34.5171 | 40.0173 | 44.8495 | 52.6022
20113 | 2011 | 3 | H14 | 106% | 0% | 728.138 | 675.5543 | 52.5836 | 82.7 | 34.5614 | 45.3562 | 52.5836 | 58.9332 | 69.1204
20113 | 2011 | 3 | H15 | 106.5% | 0% | 724.1086 | 671.2611 | 52.8475 | 82 | 34.7348 | 45.5838 | 52.8475 | 59.2289 | 69.4673
20113 | 2011 | 3 | H16 | 124% | 0% | 733.84 | 672.3127 | 61.5273 | 81.2 | 40.4397 | 53.0706 | 61.5273 | 68.9568 | 80.8767
20113 | 2011 | 3 | H17 | 106.1% | 0% | 805.0154 | 752.4095 | 52.6059 | 79.2 | 34.576 | 45.3755 | 52.6059 | 58.9582 | 69.1497
20113 | 2011 | 3 | H18 | 96.24% | 0% | 978.7907 | 931.0496 | 47.7411 | 76.7 | 31.3786 | 41.1793 | 47.7411 | 53.5059 | 62.755
20113 | 2011 | 3 | H19 | 0% | 100% | 1257.7822 | 1260.5601 | -2.7779 | 72.3 | -1.8258 | -2.3961 | -2.7779 | -3.1134 | -3.6516
20113 | 2011 | 3 | H20 | 0% | 100% | 1315.3694 | 1318.1473 | -2.7779 | 68.7 | -1.8258 | -2.3961 | -2.7779 | -3.1134 | -3.6516
20113 | 2011 | 3 | H21 | 0% | 100% | 1279.4483 | 1282.2262 | -2.7779 | 63 | -1.8258 | -2.3961 | -2.7779 | -3.1134 | -3.6516
20113 | 2011 | 3 | H22 | 0% | 100% | 1143.2096 | 1145.9875 | -2.7779 | 60.5 | -1.8258 | -2.3961 | -2.7779 | -3.1134 | -3.6516
20113 | 2011 | 3 | H23 | 0% | 100% | 948.2614 | 951.0394 | -2.7779 | 57.4 | -1.8258 | -2.3961 | -2.7779 | -3.1134 | -3.6516
20113 | 2011 | 3 | H24 | 0% | 100% | 764.4072 | 767.1852 | -2.7779 | 56 | -1.8258 | -2.3961 | -2.7779 | -3.1134 | -3.6516
20114 | 2011 | 4 | H1 | 0% | 100% | 514.8182 | 517.9361 | -3.1179 | 52.7 | -2.0493 | -2.6894 | -3.1179 | -3.4944 | -4.0985
20114 | 2011 | 4 | H2 | 0% | 100% | 483.4258 | 486.5437 | -3.1179 | 53.1 | -2.0493 | -2.6894 | -3.1179 | -3.4944 | -4.0985
20114 | 2011 | 4 | H3 | 0% | 100% | 478.1384 | 481.2564 | -3.1179 | 52.8 | -2.0493 | -2.6894 | -3.1179 | -3.4944 | -4.0985
20114 | 2011 | 4 | H4 | 0% | 100% | 496.2378 | 499.3558 | -3.1179 | 51.6 | -2.0493 | -2.6894 | -3.1179 | -3.4944 | -4.0985
20114 | 2011 | 4 | H5 | 0% | 100% | 550.5603 | 553.6783 | -3.1179 | 50.6 | -2.0493 | -2.6894 | -3.1179 | -3.4944 | -4.0985
20114 | 2011 | 4 | H6 | 0% | 100% | 686.0527 | 689.1707 | -3.1179 | 50.6 | -2.0493 | -2.6894 | -3.1179 | -3.4944 | -4.0985
20114 | 2011 | 4 | H7 | 0% | 100% | 730.6631 | 733.7811 | -3.1179 | 50.2 | -2.0493 | -2.6894 | -3.1179 | -3.4944 | -4.0985
20114 | 2011 | 4 | H8 | 0% | 100% | 715.4878 | 718.6057 | -3.1179 | 58.5 | -2.0493 | -2.6894 | -3.1179 | -3.4944 | -4.0985
20114 | 2011 | 4 | H9 | 0% | 100% | 733.5615 | 736.6795 | -3.1179 | 66.4 | -2.0493 | -2.6894 | -3.1179 | -3.4944 | -4.0985
20114 | 2011 | 4 | H10 | 0% | 100% | 758.5015 | 761.6195 | -3.1179 | 72.6 | -2.0493 | -2.6894 | -3.1179 | -3.4944 | -4.0985
20114 | 2011 | 4 | H11 | 0% | 100% | 748.766 | 751.884 | -3.1179 | 77.8 | -2.0493 | -2.6894 | -3.1179 | -3.4944 | -4.0985
20114 | 2011 | 4 | H12 | 80.45% | 0% | 750.2451 | 705.4551 | 44.79 | 78.4 | 29.4389 | 38.6338 | 44.79 | 50.1985 | 58.8758
20114 | 2011 | 4 | H13 | 80.67% | 0% | 734.4313 | 689.5161 | 44.9152 | 79.2 | 29.5212 | 38.7418 | 44.9152 | 50.3388 | 59.0404
20114 | 2011 | 4 | H14 | 106% | 0% | 741.1129 | 682.0933 | 59.0195 | 79.5 | 38.7915 | 50.9076 | 59.0195 | 66.1463 | 77.5803
20114 | 2011 | 4 | H15 | 106.5% | 0% | 770.4735 | 711.1578 | 59.3157 | 79.2 | 38.9861 | 51.163 | 59.3157 | 66.4782 | 77.9696
20114 | 2011 | 4 | H16 | 124% | 0% | 837.6879 | 768.6301 | 69.0578 | 78.4 | 45.3893 | 59.5661 | 69.0578 | 77.3967 | 90.7755
20114 | 2011 | 4 | H17 | 106.1% | 0% | 923.6229 | 864.5784 | 59.0446 | 77.7 | 38.8079 | 50.9291 | 59.0446 | 66.1743 | 77.6132
20114 | 2011 | 4 | H18 | 96.24% | 0% | 1041.3856 | 987.8013 | 53.5843 | 75.1 | 35.2191 | 46.2194 | 53.5843 | 60.0547 | 70.4358
20114 | 2011 | 4 | H19 | 0% | 100% | 1167.2181 | 1170.336 | -3.1179 | 70.2 | -2.0493 | -2.6894 | -3.1179 | -3.4944 | -4.0985
20114 | 2011 | 4 | H20 | 0% | 100% | 1151.7953 | 1154.9132 | -3.1179 | 65.5 | -2.0493 | -2.6894 | -3.1179 | -3.4944 | -4.0985
20114 | 2011 | 4 | H21 | 0% | 100% | 1034.7579 | 1037.8758 | -3.1179 | 62.5 | -2.0493 | -2.6894 | -3.1179 | -3.4944 | -4.0985
20114 | 2011 | 4 | H22 | 0% | 100% | 857.5305 | 860.6485 | -3.1179 | 59.4 | -2.0493 | -2.6894 | -3.1179 | -3.4944 | -4.0985
20114 | 2011 | 4 | H23 | 0% | 100% | 686.7454 | 689.8633 | -3.1179 | 57.8 | -2.0493 | -2.6894 | -3.1179 | -3.4944 | -4.0985
20114 | 2011 | 4 | H24 | 0% | 100% | 570.0652 | 573.1832 | -3.1179 | 56.3 | -2.0493 | -2.6894 | -3.1179 | -3.4944 | -4.0985
20115 | 2011 | 5 | H1 | 0% | 100% | 586.2602 | 590.0841 | -3.8238 | 60.5 | -2.5133 | -3.2983 | -3.8238 | -4.2856 | -5.0264
20115 | 2011 | 5 | H2 | 0% | 100% | 536.3218 | 540.1456 | -3.8238 | 59.8 | -2.5133 | -3.2983 | -3.8238 | -4.2856 | -5.0264
20115 | 2011 | 5 | H3 | 0% | 100% | 512.5152 | 516.3391 | -3.8238 | 59 | -2.5133 | -3.2983 | -3.8238 | -4.2856 | -5.0264
20115 | 2011 | 5 | H4 | 0% | 100% | 508.0175 | 511.8413 | -3.8238 | 58.1 | -2.5133 | -3.2983 | -3.8238 | -4.2856 | -5.0264
20115 | 2011 | 5 | H5 | 0% | 100% | 528.1308 | 531.9546 | -3.8238 | 57.8 | -2.5133 | -3.2983 | -3.8238 | -4.2856 | -5.0264
20115 | 2011 | 5 | H6 | 0% | 100% | 592.4236 | 596.2475 | -3.8238 | 57.5 | -2.5133 | -3.2983 | -3.8238 | -4.2856 | -5.0264
20115 | 2011 | 5 | H7 | 0% | 100% | 662.7869 | 666.6107 | -3.8238 | 60.4 | -2.5133 | -3.2983 | -3.8238 | -4.2856 | -5.0264
20115 | 2011 | 5 | H8 | 0% | 100% | 792.6332 | 796.457 | -3.8238 | 66.3 | -2.5133 | -3.2983 | -3.8238 | -4.2856 | -5.0264
20115 | 2011 | 5 | H9 | 0% | 100% | 900.3854 | 904.2092 | -3.8238 | 72.1 | -2.5133 | -3.2983 | -3.8238 | -4.2856 | -5.0264
20115 | 2011 | 5 | H10 | 0% | 100% | 969.8652 | 973.689 | -3.8238 | 77.1 | -2.5133 | -3.2983 | -3.8238 | -4.2856 | -5.0264
20115 | 2011 | 5 | H11 | 0% | 100% | 1004.4202 | 1008.244 | -3.8238 | 81 | -2.5133 | -3.2983 | -3.8238 | -4.2856 | -5.0264
20115 | 2011 | 5 | H12 | 80.45% | 0% | 994.8598 | 939.9297 | 54.9301 | 82.1 | 36.1037 | 47.3802 | 54.9301 | 61.563 | 72.2049
20115 | 2011 | 5 | H13 | 80.67% | 0% | 986.3722 | 931.2885 | 55.0837 | 82.9 | 36.2046 | 47.5126 | 55.0837 | 61.7351 | 72.4067
20115 | 2011 | 5 | H14 | 106% | 0% | 952.5404 | 880.1593 | 72.3811 | 82.4 | 47.5736 | 62.4327 | 72.3811 | 81.1213 | 95.1439
20115 | 2011 | 5 | H15 | 106.5% | 0% | 965.0302 | 892.2858 | 72.7443 | 81.9 | 47.8123 | 62.7459 | 72.7443 | 81.5283 | 95.6214
20115 | 2011 | 5 | H16 | 124% | 0% | 966.7853 | 882.0934 | 84.692 | 80.7 | 55.6651 | 73.0514 | 84.692 | 94.9187 | 111.3264
20115 | 2011 | 5 | H17 | 106.1% | 0% | 998.036 | 925.6242 | 72.4118 | 79.9 | 47.5938 | 62.4591 | 72.4118 | 81.1556 | 95.1843
20115 | 2011 | 5 | H18 | 96.24% | 0% | 1031.5292 | 965.8138 | 65.7154 | 77.7 | 43.1924 | 56.6831 | 65.7154 | 73.6506 | 86.3819
20115 | 2011 | 5 | H19 | 0% | 100% | 1096.725 | 1100.5488 | -3.8238 | 75 | -2.5133 | -3.2983 | -3.8238 | -4.2856 | -5.0264
20115 | 2011 | 5 | H20 | 0% | 100% | 1213.0454 | 1216.8692 | -3.8238 | 70.2 | -2.5133 | -3.2983 | -3.8238 | -4.2856 | -5.0264
20115 | 2011 | 5 | H21 | 0% | 100% | 1114.329 | 1118.1528 | -3.8238 | 65.7 | -2.5133 | -3.2983 | -3.8238 | -4.2856 | -5.0264
20115 | 2011 | 5 | H22 | 0% | 100% | 913.8161 | 917.6399 | -3.8238 | 63.9 | -2.5133 | -3.2983 | -3.8238 | -4.2856 | -5.0264
20115 | 2011 | 5 | H23 | 0% | 100% | 727.8166 | 731.6404 | -3.8238 | 62 | -2.5133 | -3.2983 | -3.8238 | -4.2856 | -5.0264
20115 | 2011 | 5 | H24 | 0% | 100% | 580.8697 | 584.6935 | -3.8238 | 60.5 | -2.5133 | -3.2983 | -3.8238 | -4.2856 | -5.0264
20116 | 2011 | 6 | H1 | 0% | 100% | 544.9072 | 548.3733 | -3.4662 | 62.1 | -2.2782 | -2.9898 | -3.4662 | -3.8847 | -4.5562
20116 | 2011 | 6 | H2 | 0% | 100% | 499.0919 | 502.5581 | -3.4662 | 61.6 | -2.2782 | -2.9898 | -3.4662 | -3.8847 | -4.5562
20116 | 2011 | 6 | H3 | 0% | 100% | 488.1873 | 491.6534 | -3.4662 | 61 | -2.2782 | -2.9898 | -3.4662 | -3.8847 | -4.5562
20116 | 2011 | 6 | H4 | 0% | 100% | 507.5288 | 510.995 | -3.4662 | 60.3 | -2.2782 | -2.9898 | -3.4662 | -3.8847 | -4.5562
20116 | 2011 | 6 | H5 | 0% | 100% | 560.8757 | 564.3418 | -3.4662 | 60 | -2.2782 | -2.9898 | -3.4662 | -3.8847 | -4.5562
20116 | 2011 | 6 | H6 | 0% | 100% | 642.9978 | 646.4639 | -3.4662 | 59.8 | -2.2782 | -2.9898 | -3.4662 | -3.8847 | -4.5562
20116 | 2011 | 6 | H7 | 0% | 100% | 679.4157 | 682.8819 | -3.4662 | 60.3 | -2.2782 | -2.9898 | -3.4662 | -3.8847 | -4.5562
20116 | 2011 | 6 | H8 | 0% | 100% | 682.2222 | 685.6884 | -3.4662 | 64 | -2.2782 | -2.9898 | -3.4662 | -3.8847 | -4.5562
20116 | 2011 | 6 | H9 | 0% | 100% | 680.3461 | 683.8123 | -3.4662 | 69.8 | -2.2782 | -2.9898 | -3.4662 | -3.8847 | -4.5562
20116 | 2011 | 6 | H10 | 0% | 100% | 721.072 | 724.5382 | -3.4662 | 74.6 | -2.2782 | -2.9898 | -3.4662 | -3.8847 | -4.5562
20116 | 2011 | 6 | H11 | 0% | 100% | 747.4583 | 750.9245 | -3.4662 | 77.5 | -2.2782 | -2.9898 | -3.4662 | -3.8847 | -4.5562
20116 | 2011 | 6 | H12 | 80.45% | 0% | 783.6492 | 733.8567 | 49.7925 | 79.1 | 32.7269 | 42.9487 | 49.7925 | 55.805 | 65.4515
20116 | 2011 | 6 | H13 | 80.67% | 0% | 819.8017 | 769.8701 | 49.9316 | 80.2 | 32.8183 | 43.0688 | 49.9316 | 55.961 | 65.6344
20116 | 2011 | 6 | H14 | 106% | 0% | 824.6294 | 759.0181 | 65.6113 | 79.8 | 43.124 | 56.5933 | 65.6113 | 73.5339 | 86.2451
20116 | 2011 | 6 | H15 | 106.5% | 0% | 893.5059 | 827.5653 | 65.9405 | 80.7 | 43.3404 | 56.8773 | 65.9405 | 73.9029 | 86.6779
20116 | 2011 | 6 | H16 | 124% | 0% | 959.4782 | 882.7075 | 76.7707 | 80.4 | 50.4587 | 66.2189 | 76.7707 | 86.0409 | 100.914
20116 | 2011 | 6 | H17 | 106.1% | 0% | 1013.5676 | 947.9285 | 65.6391 | 80 | 43.1423 | 56.6173 | 65.6391 | 73.5651 | 86.2816
20116 | 2011 | 6 | H18 | 96.24% | 0% | 1032.229 | 972.66 | 59.569 | 78.4 | 39.1526 | 51.3815 | 59.569 | 66.7621 | 78.3026
20116 | 2011 | 6 | H19 | 0% | 100% | 1064.6871 | 1068.1532 | -3.4662 | 75.6 | -2.2782 | -2.9898 | -3.4662 | -3.8847 | -4.5562
20116 | 2011 | 6 | H20 | 0% | 100% | 1153.9625 | 1157.4287 | -3.4662 | 70.3 | -2.2782 | -2.9898 | -3.4662 | -3.8847 | -4.5562
20116 | 2011 | 6 | H21 | 0% | 100% | 1117.1496 | 1120.6158 | -3.4662 | 68.5 | -2.2782 | -2.9898 | -3.4662 | -3.8847 | -4.5562
20116 | 2011 | 6 | H22 | 0% | 100% | 951.0519 | 954.5181 | -3.4662 | 66.2 | -2.2782 | -2.9898 | -3.4662 | -3.8847 | -4.5562
20116 | 2011 | 6 | H23 | 0% | 100% | 754.2704 | 757.7365 | -3.4662 | 64.6 | -2.2782 | -2.9898 | -3.4662 | -3.8847 | -4.5562
20116 | 2011 | 6 | H24 | 0% | 100% | 618.5964 | 622.0626 | -3.4662 | 64 | -2.2782 | -2.9898 | -3.4662 | -3.8847 | -4.5562
20116 | 2011 | 6 | H1 | 0% | 100% | 739.1564 | 742.6226 | -3.4662 | 69.3 | -2.2782 | -2.9898 | -3.4662 | -3.8847 | -4.5562
20117 | 2011 | 7 | H2 | 0% | 100% | 672.8285 | 678.1746 | -5.3461 | 68.2 | -3.5138 | -4.6113 | -5.3461 | -5.9916 | -7.0274
20117 | 2011 | 7 | H3 | 0% | 100% | 649.074 | 654.4201 | -5.3461 | 68.1 | -3.5138 | -4.6113 | -5.3461 | -5.9916 | -7.0274
20117 | 2011 | 7 | H4 | 0% | 100% | 642.205 | 647.5511 | -5.3461 | 68.3 | -3.5138 | -4.6113 | -5.3461 | -5.9916 | -7.0274
20117 | 2011 | 7 | H5 | 0% | 100% | 671.5406 | 676.8867 | -5.3461 | 68.1 | -3.5138 | -4.6113 | -5.3461 | -5.9916 | -7.0274
20117 | 2011 | 7 | H6 | 0% | 100% | 739.9579 | 745.304 | -5.3461 | 67.7 | -3.5138 | -4.6113 | -5.3461 | -5.9916 | -7.0274
20117 | 2011 | 7 | H7 | 0% | 100% | 781.9112 | 787.2573 | -5.3461 | 69 | -3.5138 | -4.6113 | -5.3461 | -5.9916 | -7.0274
20117 | 2011 | 7 | H8 | 0% | 100% | 853.2276 | 858.5737 | -5.3461 | 72.5 | -3.5138 | -4.6113 | -5.3461 | -5.9916 | -7.0274
20117 | 2011 | 7 | H9 | 0% | 100% | 947.6867 | 953.0328 | -5.3461 | 76.3 | -3.5138 | -4.6113 | -5.3461 | -5.9916 | -7.0274
20117 | 2011 | 7 | H10 | 0% | 100% | 1037.8888 | 1043.2349 | -5.3461 | 80.6 | -3.5138 | -4.6113 | -5.3461 | -5.9916 | -7.0274
20117 | 2011 | 7 | H11 | 0% | 100% | 1119.6466 | 1124.9927 | -5.3461 | 83.4 | -3.5138 | -4.6113 | -5.3461 | -5.9916 | -7.0274
20117 | 2011 | 7 | H12 | 80.45% | 0% | 1215.843 | 1139.0451 | 76.7979 | 84.7 | 50.4766 | 66.2423 | 76.7979 | 86.0713 | 100.9497
20117 | 2011 | 7 | H13 | 80.67% | 0% | 1311.3428 | 1234.3303 | 77.0125 | 85.5 | 50.6176 | 66.4275 | 77.0125 | 86.3119 | 101.2319
20117 | 2011 | 7 | H14 | 106% | 0% | 1373.6303 | 1272.4342 | 101.1961 | 85.4 | 66.5127 | 87.2872 | 101.1961 | 113.4157 | 133.0209
20117 | 2011 | 7 | H15 | 106.5% | 0% | 1462.4637 | 1360.7597 | 101.7039 | 84 | 66.8465 | 87.7252 | 101.7039 | 113.9849 | 133.6884
20117 | 2011 | 7 | H16 | 124% | 0% | 1510.6522 | 1392.2443 | 118.408 | 82.6 | 77.8254 | 102.1333 | 118.408 | 132.7059 | 155.6456
20117 | 2011 | 7 | H17 | 106.1% | 0% | 1553.6677 | 1452.4287 | 101.239 | 81.5 | 66.5409 | 87.3242 | 101.239 | 113.4638 | 133.0772
20117 | 2011 | 7 | H18 | 96.24% | 0% | 1522.4187 | 1430.542 | 91.8768 | 80.9 | 60.3874 | 79.2487 | 91.8768 | 102.971 | 120.7707
20117 | 2011 | 7 | H19 | 0% | 100% | 1473.3887 | 1478.7348 | -5.3461 | 78.5 | -3.5138 | -4.6113 | -5.3461 | -5.9916 | -7.0274
20117 | 2011 | 7 | H20 | 0% | 100% | 1518.6504 | 1523.9965 | -5.3461 | 73.9 | -3.5138 | -4.6113 | -5.3461 | -5.9916 | -7.0274
20117 | 2011 | 7 | H21 | 0% | 100% | 1443.5035 | 1448.8496 | -5.3461 | 71.1 | -3.5138 | -4.6113 | -5.3461 | -5.9916 | -7.0274
20117 | 2011 | 7 | H22 | 0% | 100% | 1257.1795 | 1262.5256 | -5.3461 | 69.8 | -3.5138 | -4.6113 | -5.3461 | -5.9916 | -7.0274
20117 | 2011 | 7 | H23 | 0% | 100% | 1025.8847 | 1031.2307 | -5.3461 | 68.5 | -3.5138 | -4.6113 | -5.3461 | -5.9916 | -7.0274
20117 | 2011 | 7 | H24 | 0% | 100% | 830.0843 | 835.4304 | -5.3461 | 67.5 | -3.5138 | -4.6113 | -5.3461 | -5.9916 | -7.0274
20118 | 2011 | 8 | H1 | 0% | 100% | 712.8717 | 718.1043 | -5.2326 | 69 | -3.4392 | -4.5134 | -5.2326 | -5.8644 | -6.8782
20118 | 2011 | 8 | H2 | 0% | 100% | 657.7733 | 663.0058 | -5.2326 | 68.2 | -3.4392 | -4.5134 | -5.2326 | -5.8644 | -6.8782
20118 | 2011 | 8 | H3 | 0% | 100% | 635.9074 | 641.14 | -5.2326 | 68 | -3.4392 | -4.5134 | -5.2326 | -5.8644 | -6.8782
20118 | 2011 | 8 | H4 | 0% | 100% | 646.6756 | 651.9082 | -5.2326 | 67.3 | -3.4392 | -4.5134 | -5.2326 | -5.8644 | -6.8782
20118 | 2011 | 8 | H5 | 0% | 100% | 693.5871 | 698.8197 | -5.2326 | 66.8 | -3.4392 | -4.5134 | -5.2326 | -5.8644 | -6.8782
20118 | 2011 | 8 | H6 | 0% | 100% | 765.7092 | 770.9418 | -5.2326 | 66.4 | -3.4392 | -4.5134 | -5.2326 | -5.8644 | -6.8782
20118 | 2011 | 8 | H7 | 0% | 100% | 792.0713 | 797.3039 | -5.2326 | 67.4 | -3.4392 | -4.5134 | -5.2326 | -5.8644 | -6.8782
20118 | 2011 | 8 | H8 | 0% | 100% | 816.7188 | 821.9514 | -5.2326 | 71.3 | -3.4392 | -4.5134 | -5.2326 | -5.8644 | -6.8782
20118 | 2011 | 8 | H9 | 0% | 100% | 892.6728 | 897.9054 | -5.2326 | 76.7 | -3.4392 | -4.5134 | -5.2326 | -5.8644 | -6.8782
20118 | 2011 | 8 | H10 | 0% | 100% | 1008.3106 | 1013.5432 | -5.2326 | 80.5 | -3.4392 | -4.5134 | -5.2326 | -5.8644 | -6.8782
20118 | 2011 | 8 | H11 | 0% | 100% | 1108.4863 | 1113.7189 | -5.2326 | 83.4 | -3.4392 | -4.5134 | -5.2326 | -5.8644 | -6.8782
20118 | 2011 | 8 | H12 | 80.45% | 0% | 1195.8141 | 1120.6467 | 75.1674 | 84.8 | 49.4049 | 64.836 | 75.1674 | 84.244 | 98.8065
20118 | 2011 | 8 | H13 | 80.67% | 0% | 1280.6975 | 1205.32 | 75.3775 | 85.1 | 49.543 | 65.0172 | 75.3775 | 84.4794 | 99.0826
20118 | 2011 | 8 | H14 | 106% | 0% | 1340.5281 | 1241.4804 | 99.0477 | 85.7 | 65.1006 | 85.434 | 99.0477 | 111.0078 | 130.1967
20118 | 2011 | 8 | H15 | 106.5% | 0% | 1403.5194 | 1303.9747 | 99.5447 | 86.8 | 65.4273 | 85.8627 | 99.5447 | 111.5649 | 130.8501
20118 | 2011 | 8 | H16 | 124% | 0% | 1477.7096 | 1361.8155 | 115.8941 | 86.4 | 76.1731 | 99.965 | 115.8941 | 129.8885 | 152.3411
20118 | 2011 | 8 | H17 | 106.1% | 0% | 1537.7972 | 1438.7075 | 99.0897 | 84.5 | 65.1282 | 85.4702 | 99.0897 | 111.0549 | 130.2519
20118 | 2011 | 8 | H18 | 96.24% | 0% | 1513.9021 | 1423.9759 | 89.9262 | 81.2 | 59.1053 | 77.5662 | 89.9262 | 100.7849 | 118.2067
20118 | 2011 | 8 | H19 | 0% | 100% | 1511.728 | 1516.9606 | -5.2326 | 77.3 | -3.4392 | -4.5134 | -5.2326 | -5.8644 | -6.8782
20118 | 2011 | 8 | H20 | 0% | 100% | 1575.1404 | 1580.373 | -5.2326 | 73.5 | -3.4392 | -4.5134 | -5.2326 | -5.8644 | -6.8782
20118 | 2011 | 8 | H21 | 0% | 100% | 1452.6472 | 1457.8798 | -5.2326 | 72.2 | -3.4392 | -4.5134 | -5.2326 | -5.8644 | -6.8782
20118 | 2011 | 8 | H22 | 0% | 100% | 1226.7002 | 1231.9328 | -5.2326 | 70.6 | -3.4392 | -4.5134 | -5.2326 | -5.8644 | -6.8782
20118 | 2011 | 8 | H23 | 0% | 100% | 997.7813 | 1003.0138 | -5.2326 | 70.3 | -3.4392 | -4.5134 | -5.2326 | -5.8644 | -6.8782
20118 | 2011 | 8 | H24 | 0% | 100% | 817.7966 | 823.0292 | -5.2326 | 68.9 | -3.4392 | -4.5134 | -5.2326 | -5.8644 | -6.8782
20119 | 2011 | 9 | H1 | 0% | 100% | 640.0495 | 644.8663 | -4.8168 | 65.3 | -3.1659 | -4.1548 | -4.8168 | -5.3984 | -6.3316
20119 | 2011 | 9 | H2 | 0% | 100% | 609.865 | 614.6818 | -4.8168 | 64.6 | -3.1659 | -4.1548 | -4.8168 | -5.3984 | -6.3316
20119 | 2011 | 9 | H3 | 0% | 100% | 604.3436 | 609.1604 | -4.8168 | 64.5 | -3.1659 | -4.1548 | -4.8168 | -5.3984 | -6.3316
20119 | 2011 | 9 | H4 | 0% | 100% | 625.2183 | 630.0351 | -4.8168 | 64 | -3.1659 | -4.1548 | -4.8168 | -5.3984 | -6.3316
20119 | 2011 | 9 | H5 | 0% | 100% | 694.6243 | 699.4411 | -4.8168 | 64.1 | -3.1659 | -4.1548 | -4.8168 | -5.3984 | -6.3316
20119 | 2011 | 9 | H6 | 0% | 100% | 797.2323 | 802.0491 | -4.8168 | 63.7 | -3.1659 | -4.1548 | -4.8168 | -5.3984 | -6.3316
20119 | 2011 | 9 | H7 | 0% | 100% | 836.5616 | 841.3784 | -4.8168 | 64.3 | -3.1659 | -4.1548 | -4.8168 | -5.3984 | -6.3316
20119 | 2011 | 9 | H8 | 0% | 100% | 837.418 | 842.2348 | -4.8168 | 69.6 | -3.1659 | -4.1548 | -4.8168 | -5.3984 | -6.3316
20119 | 2011 | 9 | H9 | 0% | 100% | 830.8029 | 835.6197 | -4.8168 | 77.9 | -3.1659 | -4.1548 | -4.8168 | -5.3984 | -6.3316
20119 | 2011 | 9 | H10 | 0% | 100% | 884.1135 | 888.9303 | -4.8168 | 84.5 | -3.1659 | -4.1548 | -4.8168 | -5.3984 | -6.3316
20119 | 2011 | 9 | H11 | 0% | 100% | 952.901 | 957.7178 | -4.8168 | 87.7 | -3.1659 | -4.1548 | -4.8168 | -5.3984 | -6.3316
20119 | 2011 | 9 | H12 | 80.45% | 0% | 1048.4455 | 979.2508 | 69.1946 | 89.6 | 45.4792 | 59.6841 | 69.1946 | 77.55 | 90.9553
20119 | 2011 | 9 | H13 | 80.67% | 0% | 1132.0697 | 1062.6817 | 69.388 | 89.3 | 45.6063 | 59.8509 | 69.388 | 77.7667 | 91.2095
20119 | 2011 | 9 | H14 | 106% | 0% | 1225.9375 | 1134.7601 | 91.1774 | 89 | 59.9277 | 78.6454 | 91.1774 | 102.1872 | 119.8513
20119 | 2011 | 9 | H15 | 106.5% | 0% | 1343.3449 | 1251.71 | 91.6349 | 88.9 | 60.2284 | 79.0401 | 91.6349 | 102.7 | 120.4528
20119 | 2011 | 9 | H16 | 124% | 0% | 1423.6046 | 1316.9194 | 106.6852 | 89 | 70.1204 | 92.0218 | 106.6852 | 119.5676 | 140.2361
20119 | 2011 | 9 | H17 | 106.1% | 0% | 1475.7322 | 1384.5162 | 91.216 | 87.3 | 59.9531 | 78.6788 | 91.216 | 102.2305 | 119.9021
20119 | 2011 | 9 | H18 | 96.24% | 0% | 1578.1529 | 1495.3722 | 82.7806 | 85 | 54.4088 | 71.4028 | 82.7806 | 92.7765 | 108.814
20119 | 2011 | 9 | H19 | 0% | 100% | 1650.8138 | 1655.6306 | -4.8168 | 81.6 | -3.1659 | -4.1548 | -4.8168 | -5.3984 | -6.3316
20119 | 2011 | 9 | H20 | 0% | 100% | 1556.8977 | 1561.7145 | -4.8168 | 79.2 | -3.1659 | -4.1548 | -4.8168 | -5.3984 | -6.3316
20119 | 2011 | 9 | H21 | 0% | 100% | 1388.8221 | 1393.6389 | -4.8168 | 76.6 | -3.1659 | -4.1548 | -4.8168 | -5.3984 | -6.3316
20119 | 2011 | 9 | H22 | 0% | 100% | 1166.6556 | 1171.4724 | -4.8168 | 75.2 | -3.1659 | -4.1548 | -4.8168 | -5.3984 | -6.3316
20119 | 2011 | 9 | H23 | 0% | 100% | 958.8987 | 963.7155 | -4.8168 | 72.4 | -3.1659 | -4.1548 | -4.8168 | -5.3984 | -6.3316
20119 | 2011 | 9 | H24 | 0% | 100% | 820.4804 | 825.2972 | -4.8168 | 72 | -3.1659 | -4.1548 | -4.8168 | -5.3984 | -6.3316
201110 | 2011 | 10 | H1 | 0% | 100% | 546.2609 | 550.2469 | -3.986 | 66.5 | -2.6199 | -3.4382 | -3.986 | -4.4673 | -5.2396
201110 | 2011 | 10 | H2 | 0% | 100% | 517.0474 | 521.0334 | -3.986 | 65.4 | -2.6199 | -3.4382 | -3.986 | -4.4673 | -5.2396
201110 | 2011 | 10 | H3 | 0% | 100% | 510.7859 | 514.7719 | -3.986 | 64.9 | -2.6199 | -3.4382 | -3.986 | -4.4673 | -5.2396
201110 | 2011 | 10 | H4 | 0% | 100% | 512.2296 | 516.2157 | -3.986 | 64.3 | -2.6199 | -3.4382 | -3.986 | -4.4673 | -5.2396
201110 | 2011 | 10 | H5 | 0% | 100% | 571.2599 | 575.246 | -3.986 | 63.8 | -2.6199 | -3.4382 | -3.986 | -4.4673 | -5.2396
201110 | 2011 | 10 | H6 | 0% | 100% | 724.3695 | 728.3555 | -3.986 | 62.8 | -2.6199 | -3.4382 | -3.986 | -4.4673 | -5.2396
201110 | 2011 | 10 | H7 | 0% | 100% | 726.5729 | 730.5589 | -3.986 | 61.4 | -2.6199 | -3.4382 | -3.986 | -4.4673 | -5.2396
201110 | 2011 | 10 | H8 | 0% | 100% | 695.7541 | 699.7402 | -3.986 | 68.1 | -2.6199 | -3.4382 | -3.986 | -4.4673 | -5.2396
201110 | 2011 | 10 | H9 | 0% | 100% | 721.4166 | 725.4026 | -3.986 | 76.2 | -2.6199 | -3.4382 | -3.986 | -4.4673 | -5.2396
201110 | 2011 | 10 | H10 | 0% | 100% | 782.2283 | 786.2143 | -3.986 | 82.5 | -2.6199 | -3.4382 | -3.986 | -4.4673 | -5.2396
201110 | 2011 | 10 | H11 | 0% | 100% | 831.2733 | 835.2593 | -3.986 | 87.1 | -2.6199 | -3.4382 | -3.986 | -4.4673 | -5.2396
201110 | 2011 | 10 | H12 | 80.45% | 0% | 885.0735 | 827.8134 | 57.2601 | 89.1 | 37.6351 | 49.39 | 57.2601 | 64.1744 | 75.2676
201110 | 2011 | 10 | H13 | 80.67% | 0% | 952.1328 | 894.7126 | 57.4202 | 89.4 | 37.7403 | 49.528 | 57.4202 | 64.3538 | 75.478
201110 | 2011 | 10 | H14 | 106% | 0% | 1039.662 | 964.2106 | 75.4514 | 89.2 | 49.5916 | 65.0809 | 75.4514 | 84.5623 | 99.1798
201110 | 2011 | 10 | H15 | 106.5% | 0% | 1105.3 | 1029.47 | 75.83 | 88.4 | 49.8404 | 65.4075 | 75.83 | 84.9866 | 99.6774
201110 | 2011 | 10 | H16 | 124% | 0% | 1143.9047 | 1055.6202 | 88.2844 | 87.1 | 58.0263 | 76.1501 | 88.2844 | 98.9449 | 116.0486
201110 | 2011 | 10 | H17 | 106.1% | 0% | 1161.0374 | 1085.554 | 75.4834 | 84 | 49.6126 | 65.1085 | 75.4834 | 84.5981 | 99.2218
201110 | 2011 | 10 | H18 | 96.24% | 0% | 1243.118 | 1174.6151 | 68.5029 | 81.2 | 45.0246 | 59.0875 | 68.5029 | 76.7747 | 90.0461
201110 | 2011 | 10 | H19 | 0% | 100% | 1335.71 | 1339.696 | -3.986 | 75.5 | -2.6199 | -3.4382 | -3.986 | -4.4673 | -5.2396
201110 | 2011 | 10 | H20 | 0% | 100% | 1292.9521 | 1296.9381 | -3.986 | 71 | -2.6199 | -3.4382 | -3.986 | -4.4673 | -5.2396
201110 | 2011 | 10 | H21 | 0% | 100% | 1172.0831 | 1176.0691 | -3.986 | 68.3 | -2.6199 | -3.4382 | -3.986 | -4.4673 | -5.2396
201110 | 2011 | 10 | H22 | 0% | 100% | 957.5909 | 961.5769 | -3.986 | 66.2 | -2.6199 | -3.4382 | -3.986 | -4.4673 | -5.2396
201110 | 2011 | 10 | H23 | 0% | 100% | 768.6366 | 772.6226 | -3.986 | 63.7 | -2.6199 | -3.4382 | -3.986 | -4.4673 | -5.2396
201111 | 2011 | 11 | H24 | 0% | 100% | 641.0839 | 644.087 | -3.0031 | 62.1 | -1.9738 | -2.5903 | -3.0031 | -3.3657 | -3.9475
201111 | 2011 | 11 | H1 | 0% | 100% | 613.1789 | 616.182 | -3.0031 | 60 | -1.9738 | -2.5903 | -3.0031 | -3.3657 | -3.9475
201111 | 2011 | 11 | H2 | 0% | 100% | 550.3717 | 553.3747 | -3.0031 | 58.9 | -1.9738 | -2.5903 | -3.0031 | -3.3657 | -3.9475
201111 | 2011 | 11 | H3 | 0% | 100% | 527.1078 | 530.1109 | -3.0031 | 58.5 | -1.9738 | -2.5903 | -3.0031 | -3.3657 | -3.9475
201111 | 2011 | 11 | H4 | 0% | 100% | 523.9077 | 526.9108 | -3.0031 | 57.1 | -1.9738 | -2.5903 | -3.0031 | -3.3657 | -3.9475
201111 | 2011 | 11 | H5 | 0% | 100% | 550.2827 | 553.2858 | -3.0031 | 57.2 | -1.9738 | -2.5903 | -3.0031 | -3.3657 | -3.9475
201111 | 2011 | 11 | H6 | 0% | 100% | 644.6796 | 647.6826 | -3.0031 | 56.7 | -1.9738 | -2.5903 | -3.0031 | -3.3657 | -3.9475
201111 | 2011 | 11 | H7 | 0% | 100% | 800.4189 | 803.422 | -3.0031 | 55.4 | -1.9738 | -2.5903 | -3.0031 | -3.3657 | -3.9475
201111 | 2011 | 11 | H8 | 0% | 100% | 813.1561 | 816.1592 | -3.0031 | 57.8 | -1.9738 | -2.5903 | -3.0031 | -3.3657 | -3.9475
201111 | 2011 | 11 | H9 | 0% | 100% | 767.4923 | 770.4954 | -3.0031 | 68.4 | -1.9738 | -2.5903 | -3.0031 | -3.3657 | -3.9475
201111 | 2011 | 11 | H10 | 0% | 100% | 742.137 | 745.1401 | -3.0031 | 75.5 | -1.9738 | -2.5903 | -3.0031 | -3.3657 | -3.9475
201111 | 2011 | 11 | H11 | 0% | 100% | 709.1538 | 712.1569 | -3.0031 | 80.7 | -1.9738 | -2.5903 | -3.0031 | -3.3657 | -3.9475
201111 | 2011 | 11 | H12 | 80.45% | 0% | 696.1889 | 653.0489 | 43.14 | 83 | 28.3544 | 37.2106 | 43.14 | 48.3492 | 56.7069
201111 | 2011 | 11 | H13 | 80.67% | 0% | 679.589 | 636.3284 | 43.2606 | 84.5 | 28.4337 | 37.3146 | 43.2606 | 48.4844 | 56.8654
201111 | 2011 | 11 | H14 | 106% | 0% | 664.4672 | 607.6219 | 56.8453 | 83.6 | 37.3625 | 49.0322 | 56.8453 | 63.7095 | 74.7224
201111 | 2011 | 11 | H15 | 106.5% | 0% | 653.9429 | 596.8123 | 57.1306 | 82.2 | 37.55 | 49.2782 | 57.1306 | 64.0292 | 75.0974
201111 | 2011 | 11 | H16 | 124% | 0% | 684.4461 | 617.9323 | 66.5138 | 81.8 | 43.7172 | 57.3718 | 66.5138 | 74.5455 | 87.4315
201111 | 2011 | 11 | H17 | 106.1% | 0% | 823.5372 | 766.6678 | 56.8694 | 78.3 | 37.3783 | 49.053 | 56.8694 | 63.7365 | 74.7541
201111 | 2011 | 11 | H18 | 96.24% | 0% | 1160.8452 | 1109.2349 | 51.6103 | 72.6 | 33.9217 | 44.5167 | 51.6103 | 57.8424 | 67.8411
201111 | 2011 | 11 | H19 | 0% | 100% | 1286.6449 | 1289.648 | -3.0031 | 69.4 | -1.9738 | -2.5903 | -3.0031 | -3.3657 | -3.9475
201111 | 2011 | 11 | H20 | 0% | 100% | 1314.1885 | 1317.1915 | -3.0031 | 66 | -1.9738 | -2.5903 | -3.0031 | -3.3657 | -3.9475
201111 | 2011 | 11 | H21 | 0% | 100% | 1267.0522 | 1270.0552 | -3.0031 | 64.6 | -1.9738 | -2.5903 | -3.0031 | -3.3657 | -3.9475
201111 | 2011 | 11 | H22 | 0% | 100% | 1127.6663 | 1130.6694 | -3.0031 | 63.6 | -1.9738 | -2.5903 | -3.0031 | -3.3657 | -3.9475
201111 | 2011 | 11 | H23 | 0% | 100% | 918.2474 | 921.2505 | -3.0031 | 62 | -1.9738 | -2.5903 | -3.0031 | -3.3657 | -3.9475
201111 | 2011 | 11 | H24 | 0% | 100% | 741.2863 | 744.2894 | -3.0031 | 60.2 | -1.9738 | -2.5903 | -3.0031 | -3.3657 | -3.9475
201112 | 2011 | 12 | H1 | 0% | 100% | 783.5798 | 787.0273 | -3.4475 | 52.8 | -2.2659 | -2.9737 | -3.4475 | -3.8638 | -4.5317
201112 | 2011 | 12 | H2 | 0% | 100% | 701.4122 | 704.8597 | -3.4475 | 52.1 | -2.2659 | -2.9737 | -3.4475 | -3.8638 | -4.5317
201112 | 2011 | 12 | H3 | 0% | 100% | 672.0429 | 675.4904 | -3.4475 | 50.9 | -2.2659 | -2.9737 | -3.4475 | -3.8638 | -4.5317
201112 | 2011 | 12 | H4 | 0% | 100% | 671.4588 | 674.9064 | -3.4475 | 49.2 | -2.2659 | -2.9737 | -3.4475 | -3.8638 | -4.5317
201112 | 2011 | 12 | H5 | 0% | 100% | 701.5174 | 704.9649 | -3.4475 | 47.7 | -2.2659 | -2.9737 | -3.4475 | -3.8638 | -4.5317
201112 | 2011 | 12 | H6 | 0% | 100% | 799.9612 | 803.4087 | -3.4475 | 47.3 | -2.2659 | -2.9737 | -3.4475 | -3.8638 | -4.5317
201112 | 2011 | 12 | H7 | 0% | 100% | 988.814 | 992.2615 | -3.4475 | 48.1 | -2.2659 | -2.9737 | -3.4475 | -3.8638 | -4.5317
201112 | 2011 | 12 | H8 | 0% | 100% | 990.6159 | 994.0634 | -3.4475 | 46.3 | -2.2659 | -2.9737 | -3.4475 | -3.8638 | -4.5317
201112 | 2011 | 12 | H9 | 0% | 100% | 900.4009 | 903.8484 | -3.4475 | 51.6 | -2.2659 | -2.9737 | -3.4475 | -3.8638 | -4.5317
201112 | 2011 | 12 | H10 | 0% | 100% | 838.7693 | 842.2168 | -3.4475 | 60.8 | -2.2659 | -2.9737 | -3.4475 | -3.8638 | -4.5317
201112 | 2011 | 12 | H11 | 0% | 100% | 804.0953 | 807.5429 | -3.4475 | 66.3 | -2.2659 | -2.9737 | -3.4475 | -3.8638 | -4.5317
201112 | 2011 | 12 | H12 | 80.45% | 0% | 790.2252 | 740.7007 | 49.5245 | 70.7 | 32.5507 | 42.7175 | 49.5245 | 55.5046 | 65.0992
201112 | 2011 | 12 | H13 | 80.67% | 0% | 769.5082 | 719.8453 | 49.6629 | 73 | 32.6417 | 42.8369 | 49.6629 | 55.6597 | 65.2811
201112 | 2011 | 12 | H14 | 106% | 0% | 775.8004 | 710.5423 | 65.2581 | 71.3 | 42.8919 | 56.2887 | 65.2581 | 73.1381 | 85.7808
201112 | 2011 | 12 | H15 | 106.5% | 0% | 744.3619 | 678.7763 | 65.5856 | 69.7 | 43.1071 | 56.5711 | 65.5856 | 73.5051 | 86.2113
201112 | 2011 | 12 | H16 | 124% | 0% | 744.5901 | 668.2326 | 76.3575 | 68.7 | 50.1871 | 65.8625 | 76.3575 | 85.5777 | 100.3708
201112 | 2011 | 12 | H17 | 106.1% | 0% | 945.3553 | 880.0696 | 65.2858 | 67.9 | 42.9101 | 56.3125 | 65.2858 | 73.1691 | 85.8172
201112 | 2011 | 12 | H18 | 96.24% | 0% | 1386.8678 | 1327.6195 | 59.2483 | 62.3 | 38.9419 | 51.1049 | 59.2483 | 66.4027 | 77.8811
201112 | 2011 | 12 | H19 | 0% | 100% | 1570.6425 | 1574.0901 | -3.4475 | 57 | -2.2659 | -2.9737 | -3.4475 | -3.8638 | -4.5317
201112 | 2011 | 12 | H20 | 0% | 100% | 1558.0128 | 1561.4604 | -3.4475 | 54.7 | -2.2659 | -2.9737 | -3.4475 | -3.8638 | -4.5317
201112 | 2011 | 12 | H21 | 0% | 100% | 1507.2618 | 1510.7093 | -3.4475 | 51.5 | -2.2659 | -2.9737 | -3.4475 | -3.8638 | -4.5317
201112 | 2011 | 12 | H22 | 0% | 100% | 1363.8084 | 1367.2559 | -3.4475 | 50.1 | -2.2659 | -2.9737 | -3.4475 | -3.8638 | -4.5317
201112 | 2011 | 12 | H23 | 0% | 100% | 1119.0493 | 1122.4968 | -3.4475 | 48.3 | -2.2659 | -2.9737 | -3.4475 | -3.8638 | -4.5317
201112 | 2011 | 12 | H24 | 0% | 100% | 907.6663 | 911.1139 | -3.4475 | 47.5 | -2.2659 | -2.9737 | -3.4475 | -3.8638 | -4.5317
20121 | 2012 | 1 | H1 | 0% | 100% | 836.1583 | 840.2523 | -4.094 | 52.1 | -2.6908 | -3.5313 | -4.094 | -4.5884 | -5.3815
20121 | 2012 | 1 | H2 | 0% | 100% | 788.2693 | 792.3633 | -4.094 | 53 | -2.6908 | -3.5313 | -4.094 | -4.5884 | -5.3815
20121 | 2012 | 1 | H3 | 0% | 100% | 755.4826 | 759.5766 | -4.094 | 52.9 | -2.6908 | -3.5313 | -4.094 | -4.5884 | -5.3815
20121 | 2012 | 1 | H4 | 0% | 100% | 750.35 | 754.444 | -4.094 | 51.5 | -2.6908 | -3.5313 | -4.094 | -4.5884 | -5.3815
20121 | 2012 | 1 | H5 | 0% | 100% | 791.8606 | 795.9546 | -4.094 | 51.6 | -2.6908 | -3.5313 | -4.094 | -4.5884 | -5.3815
20121 | 2012 | 1 | H6 | 0% | 100% | 874.386 | 878.48 | -4.094 | 53.2 | -2.6908 | -3.5313 | -4.094 | -4.5884 | -5.3815
20121 | 2012 | 1 | H7 | 0% | 100% | 989.6729 | 993.7669 | -4.094 | 52.2 | -2.6908 | -3.5313 | -4.094 | -4.5884 | -5.3815
20121 | 2012 | 1 | H8 | 0% | 100% | 1099.1476 | 1103.2416 | -4.094 | 51.8 | -2.6908 | -3.5313 | -4.094 | -4.5884 | -5.3815
20121 | 2012 | 1 | H9 | 0% | 100% | 1098.8485 | 1102.9425 | -4.094 | 55.6 | -2.6908 | -3.5313 | -4.094 | -4.5884 | -5.3815
20121 | 2012 | 1 | H10 | 0% | 100% | 1086.4379 | 1090.5319 | -4.094 | 63.1 | -2.6908 | -3.5313 | -4.094 | -4.5884 | -5.3815
20121 | 2012 | 1 | H11 | 0% | 100% | 1091.5875 | 1095.6815 | -4.094 | 69 | -2.6908 | -3.5313 | -4.094 | -4.5884 | -5.3815
20121 | 2012 | 1 | H12 | 80.45% | 0% | 1033.2638 | 974.5275 | 58.7363 | 73.1 | 38.6053 | 50.6632 | 58.7363 | 65.8288 | 77.208
20121 | 2012 | 1 | H13 | 80.67% | 0% | 1005.6044 | 946.704 | 58.9004 | 74.8 | 38.7132 | 50.8048 | 58.9004 | 66.0128 | 77.4238
20121 | 2012 | 1 | H14 | 106% | 0% | 926.7831 | 849.3866 | 77.3965 | 77 | 50.87 | 66.7587 | 77.3965 | 86.7422 | 101.7366
20121 | 2012 | 1 | H15 | 106.5% | 0% | 905.9193 | 828.1345 | 77.7849 | 77.2 | 51.1253 | 67.0937 | 77.7849 | 87.1775 | 102.2471
20121 | 2012 | 1 | H16 | 124% | 0% | 914.2663 | 823.7059 | 90.5604 | 76.7 | 59.5222 | 78.1132 | 90.5604 | 101.4957 | 119.0403
20121 | 2012 | 1 | H17 | 106.1% | 0% | 1033.951 | 956.5217 | 77.4293 | 75.1 | 50.8916 | 66.787 | 77.4293 | 86.779 | 101.7797
20121 | 2012 | 1 | H18 | 96.24% | 0% | 1371.6265 | 1301.3576 | 70.2689 | 69.8 | 46.1853 | 60.6107 | 70.2689 | 78.7539 | 92.3674
20121 | 2012 | 1 | H19 | 0% | 100% | 1569.0436 | 1573.1376 | -4.094 | 64.5 | -2.6908 | -3.5313 | -4.094 | -4.5884 | -5.3815
20121 | 2012 | 1 | H20 | 0% | 100% | 1602.0198 | 1606.1138 | -4.094 | 64.3 | -2.6908 | -3.5313 | -4.094 | -4.5884 | -5.3815
20121 | 2012 | 1 | H21 | 0% | 100% | 1531.6973 | 1535.7913 | -4.094 | 61.6 | -2.6908 | -3.5313 | -4.094 | -4.5884 | -5.3815
20121 | 2012 | 1 | H22 | 0% | 100% | 1368.2703 | 1372.3643 | -4.094 | 61 | -2.6908 | -3.5313 | -4.094 | -4.5884 | -5.3815
20121 | 2012 | 1 | H23 | 0% | 100% | 1146.5587 | 1150.6527 | -4.094 | 58.3 | -2.6908 | -3.5313 | -4.094 | -4.5884 | -5.3815
20121 | 2012 | 1 | H24 | 0% | 100% | 964.9224 | 969.0164 | -4.094 | 55.3 | -2.6908 | -3.5313 | -4.094 | -4.5884 | -5.3815
20122 | 2012 | 2 | H1 | 0% | 100% | 633.8617 | 637.7217 | -3.86 | 54.9 | -2.5371 | -3.3295 | -3.86 | -4.3261 | -5.074
20122 | 2012 | 2 | H2 | 0% | 100% | 563.3152 | 567.1752 | -3.86 | 52.3 | -2.5371 | -3.3295 | -3.86 | -4.3261 | -5.074
20122 | 2012 | 2 | H3 | 0% | 100% | 538.6633 | 542.5233 | -3.86 | 51.7 | -2.5371 | -3.3295 | -3.86 | -4.3261 | -5.074
20122 | 2012 | 2 | H4 | 0% | 100% | 532.0361 | 535.8962 | -3.86 | 49.4 | -2.5371 | -3.3295 | -3.86 | -4.3261 | -5.074
20122 | 2012 | 2 | H5 | 0% | 100% | 548.2622 | 552.1222 | -3.86 | 49.2 | -2.5371 | -3.3295 | -3.86 | -4.3261 | -5.074
20122 | 2012 | 2 | H6 | 0% | 100% | 583.7253 | 587.5853 | -3.86 | 49.4 | -2.5371 | -3.3295 | -3.86 | -4.3261 | -5.074
20122 | 2012 | 2 | H7 | 0% | 100% | 708.084 | 711.9441 | -3.86 | 47.6 | -2.5371 | -3.3295 | -3.86 | -4.3261 | -5.074
20122 | 2012 | 2 | H8 | 0% | 100% | 819.2891 | 823.1492 | -3.86 | 49.9 | -2.5371 | -3.3295 | -3.86 | -4.3261 | -5.074
20122 | 2012 | 2 | H9 | 0% | 100% | 929.7579 | 933.6179 | -3.86 | 54.8 | -2.5371 | -3.3295 | -3.86 | -4.3261 | -5.074
20122 | 2012 | 2 | H10 | 0% | 100% | 1005.9923 | 1009.8524 | -3.86 | 62.4 | -2.5371 | -3.3295 | -3.86 | -4.3261 | -5.074
20122 | 2012 | 2 | H11 | 0% | 100% | 1048.1299 | 1051.9899 | -3.86 | 66.7 | -2.5371 | -3.3295 | -3.86 | -4.3261 | -5.074
20122 | 2012 | 2 | H12 | 80.45% | 0% | 1018.7302 | 963.3507 | 55.3795 | 70.9 | 36.399 | 47.7679 | 55.3795 | 62.0667 | 72.7956
20122 | 2012 | 2 | H13 | 80.67% | 0% | 997.8753 | 942.341 | 55.5343 | 72.5 | 36.5008 | 47.9014 | 55.5343 | 62.2402 | 72.9991
20122 | 2012 | 2 | H14 | 106% | 0% | 936.4805 | 863.5072 | 72.9733 | 71.8 | 47.9628 | 62.9434 | 72.9733 | 81.7849 | 95.9224
20122 | 2012 | 2 | H15 | 106.5% | 0% | 875.0228 | 801.6833 | 73.3395 | 72.1 | 48.2035 | 63.2593 | 73.3395 | 82.1953 | 96.4037
20122 | 2012 | 2 | H16 | 124% | 0% | 892.6222 | 807.2373 | 85.3849 | 71.3 | 56.1205 | 73.6491 | 85.3849 | 95.6952 | 112.2372
20122 | 2012 | 2 | H17 | 106.1% | 0% | 930.782 | 857.7778 | 73.0042 | 70.5 | 47.9831 | 62.9701 | 73.0042 | 81.8196 | 95.963
20122 | 2012 | 2 | H18 | 96.24% | 0% | 1128.9152 | 1062.6622 | 66.253 | 68 | 43.5458 | 57.1468 | 66.253 | 74.2532 | 87.0887
20122 | 2012 | 2 | H19 | 0% | 100% | 1374.6946 | 1378.5546 | -3.86 | 63.5 | -2.5371 | -3.3295 | -3.86 | -4.3261 | -5.074
20122 | 2012 | 2 | H20 | 0% | 100% | 1355.0723 | 1358.9323 | -3.86 | 60.9 | -2.5371 | -3.3295 | -3.86 | -4.3261 | -5.074
20122 | 2012 | 2 | H21 | 0% | 100% | 1295.3673 | 1299.2274 | -3.86 | 57.3 | -2.5371 | -3.3295 | -3.86 | -4.3261 | -5.074
20122 | 2012 | 2 | H22 | 0% | 100% | 1135.8952 | 1139.7552 | -3.86 | 55.3 | -2.5371 | -3.3295 | -3.86 | -4.3261 | -5.074
20122 | 2012 | 2 | H23 | 0% | 100% | 933.2218 | 937.0818 | -3.86 | 52.8 | -2.5371 | -3.3295 | -3.86 | -4.3261 | -5.074
20122 | 2012 | 2 | H24 | 0% | 100% | 745.975 | 749.835 | -3.86 | 51.5 | -2.5371 | -3.3295 | -3.86 | -4.3261 | -5.074
20123 | 2012 | 3 | H1 | 0% | 100% | 668.0889 | 671.2103 | -3.1214 | 54.3 | -2.0516 | -2.6924 | -3.1214 | -3.4983 | -4.1031
20123 | 2012 | 3 | H2 | 0% | 100% | 614.4727 | 617.5942 | -3.1214 | 54.9 | -2.0516 | -2.6924 | -3.1214 | -3.4983 | -4.1031
20123 | 2012 | 3 | H3 | 0% | 100% | 588.5833 | 591.7047 | -3.1214 | 55.3 | -2.0516 | -2.6924 | -3.1214 | -3.4983 | -4.1031
20123 | 2012 | 3 | H4 | 0% | 100% | 600.5127 | 603.6341 | -3.1214 | 54.2 | -2.0516 | -2.6924 | -3.1214 | -3.4983 | -4.1031
20123 | 2012 | 3 | H5 | 0% | 100% | 635.9838 | 639.1052 | -3.1214 | 52.4 | -2.0516 | -2.6924 | -3.1214 | -3.4983 | -4.1031
20123 | 2012 | 3 | H6 | 0% | 100% | 741.6762 | 744.7976 | -3.1214 | 52.9 | -2.0516 | -2.6924 | -3.1214 | -3.4983 | -4.1031
20123 | 2012 | 3 | H7 | 0% | 100% | 928.6282 | 931.7496 | -3.1214 | 53.4 | -2.0516 | -2.6924 | -3.1214 | -3.4983 | -4.1031
20123 | 2012 | 3 | H8 | 0% | 100% | 912.5033 | 915.6248 | -3.1214 | 58.5 | -2.0516 | -2.6924 | -3.1214 | -3.4983 | -4.1031
20123 | 2012 | 3 | H9 | 0% | 100% | 829.854 | 832.9754 | -3.1214 | 66.9 | -2.0516 | -2.6924 | -3.1214 | -3.4983 | -4.1031
20123 | 2012 | 3 | H10 | 0% | 100% | 791.5816 | 794.7031 | -3.1214 | 73.6 | -2.0516 | -2.6924 | -3.1214 | -3.4983 | -4.1031
20123 | 2012 | 3 | H11 | 0% | 100% | 779.617 | 782.7384 | -3.1214 | 79.5 | -2.0516 | -2.6924 | -3.1214 | -3.4983 | -4.1031
20123 | 2012 | 3 | H12 | 80.45% | 0% | 753.9519 | 709.1691 | 44.7828 | 82.4 | 29.4342 | 38.6276 | 44.7828 | 50.1904 | 58.8663
20123 | 2012 | 3 | H13 | 80.67% | 0% | 735.3455 | 690.4375 | 44.908 | 82.6 | 29.5164 | 38.7355 | 44.908 | 50.3307 | 59.0309
20123 | 2012 | 3 | H14 | 106% | 0% | 732.5068 | 673.4968 | 59.01 | 82.7 | 38.7852 | 50.8994 | 59.01 | 66.1356 | 77.5678
20123 | 2012 | 3 | H15 | 106.5% | 0% | 728.4532 | 669.1471 | 59.3061 | 82 | 38.9799 | 51.1548 | 59.3061 | 66.4675 | 77.9571
20123 | 2012 | 3 | H16 | 124% | 0% | 738.243 | 669.1963 | 69.0467 | 81.2 | 45.382 | 59.5565 | 69.0467 | 77.3842 | 90.7609
20123 | 2012 | 3 | H17 | 106.1% | 0% | 809.8455 | 750.8104 | 59.035 | 79.2 | 38.8017 | 50.9209 | 59.035 | 66.1636 | 77.6007
20123 | 2012 | 3 | H18 | 96.24% | 0% | 984.6635 | 931.0878 | 53.5757 | 76.7 | 35.2134 | 46.2119 | 53.5757 | 60.045 | 70.4245
20123 | 2012 | 3 | H19 | 0% | 100% | 1265.3289 | 1268.4503 | -3.1214 | 72.3 | -2.0516 | -2.6924 | -3.1214 | -3.4983 | -4.1031
20123 | 2012 | 3 | H20 | 0% | 100% | 1323.2616 | 1326.383 | -3.1214 | 68.7 | -2.0516 | -2.6924 | -3.1214 | -3.4983 | -4.1031
20123 | 2012 | 3 | H21 | 0% | 100% | 1287.125 | 1290.2464 | -3.1214 | 63 | -2.0516 | -2.6924 | -3.1214 | -3.4983 | -4.1031
20123 | 2012 | 3 | H22 | 0% | 100% | 1150.0688 | 1153.1902 | -3.1214 | 60.5 | -2.0516 | -2.6924 | -3.1214 | -3.4983 | -4.1031
20123 | 2012 | 3 | H23 | 0% | 100% | 953.951 | 957.0724 | -3.1214 | 57.4 | -2.0516 | -2.6924 | -3.1214 | -3.4983 | -4.1031
20123 | 2012 | 3 | H24 | 0% | 100% | 768.9937 | 772.1151 | -3.1214 | 56 | -2.0516 | -2.6924 | -3.1214 | -3.4983 | -4.1031
20124 | 2012 | 4 | H1 | 0% | 100% | 517.9071 | 521.2282 | -3.3211 | 52.7 | -2.1828 | -2.8646 | -3.3211 | -3.7221 | -4.3655
20124 | 2012 | 4 | H2 | 0% | 100% | 486.3264 | 489.6474 | -3.3211 | 53.1 | -2.1828 | -2.8646 | -3.3211 | -3.7221 | -4.3655
20124 | 2012 | 4 | H3 | 0% | 100% | 481.0072 | 484.3283 | -3.3211 | 52.8 | -2.1828 | -2.8646 | -3.3211 | -3.7221 | -4.3655
20124 | 2012 | 4 | H4 | 0% | 100% | 499.2153 | 502.5364 | -3.3211 | 51.6 | -2.1828 | -2.8646 | -3.3211 | -3.7221 | -4.3655
20124 | 2012 | 4 | H5 | 0% | 100% | 553.8637 | 557.1848 | -3.3211 | 50.6 | -2.1828 | -2.8646 | -3.3211 | -3.7221 | -4.3655
20124 | 2012 | 4 | H6 | 0% | 100% | 690.169 | 693.4901 | -3.3211 | 50.6 | -2.1828 | -2.8646 | -3.3211 | -3.7221 | -4.3655
20124 | 2012 | 4 | H7 | 0% | 100% | 735.0471 | 738.3682 | -3.3211 | 50.2 | -2.1828 | -2.8646 | -3.3211 | -3.7221 | -4.3655
20124 | 2012 | 4 | H8 | 0% | 100% | 719.7807 | 723.1018 | -3.3211 | 58.5 | -2.1828 | -2.8646 | -3.3211 | -3.7221 | -4.3655
20124 | 2012 | 4 | H9 | 0% | 100% | 737.9629 | 741.284 | -3.3211 | 66.4 | -2.1828 | -2.8646 | -3.3211 | -3.7221 | -4.3655
20124 | 2012 | 4 | H10 | 0% | 100% | 763.0525 | 766.3736 | -3.3211 | 72.6 | -2.1828 | -2.8646 | -3.3211 | -3.7221 | -4.3655
20124 | 2012 | 4 | H11 | 0% | 100% | 753.2586 | 756.5797 | -3.3211 | 77.8 | -2.1828 | -2.8646 | -3.3211 | -3.7221 | -4.3655
20124 | 2012 | 4 | H12 | 80.45% | 0% | 754.7466 | 707.099 | 47.6475 | 78.4 | 31.317 | 41.0986 | 47.6475 | 53.401 | 62.632
20124 | 2012 | 4 | H13 | 80.67% | 0% | 738.8379 | 691.0572 | 47.7807 | 79.2 | 31.4046 | 41.2134 | 47.7807 | 53.5503 | 62.807
20124 | 2012 | 4 | H14 | 106% | 0% | 745.5595 | 682.7747 | 62.7849 | 79.5 | 41.2663 | 54.1553 | 62.7849 | 70.3662 | 82.5298
20124 | 2012 | 4 | H15 | 106.5% | 0% | 775.0963 | 711.9964 | 63.0999 | 79.2 | 41.4734 | 54.4271 | 63.0999 | 70.7193 | 82.9439
20124 | 2012 | 4 | H16 | 124% | 0% | 842.714 | 769.2505 | 73.4635 | 78.4 | 48.285 | 63.3663 | 73.4635 | 82.3344 | 96.5668
20124 | 2012 | 4 | H17 | 106.1% | 0% | 929.1647 | 866.3532 | 62.8115 | 77.7 | 41.2838 | 54.1783 | 62.8115 | 70.3961 | 82.5648
20124 | 2012 | 4 | H18 | 96.24% | 0% | 1047.634 | 990.6311 | 57.0029 | 75.1 | 37.466 | 49.1681 | 57.0029 | 63.8861 | 74.9294
20124 | 2012 | 4 | H19 | 0% | 100% | 1174.2214 | 1177.5425 | -3.3211 | 70.2 | -2.1828 | -2.8646 | -3.3211 | -3.7221 | -4.3655
20124 | 2012 | 4 | H20 | 0% | 100% | 1158.706 | 1162.0271 | -3.3211 | 65.5 | -2.1828 | -2.8646 | -3.3211 | -3.7221 | -4.3655
20124 | 2012 | 4 | H21 | 0% | 100% | 1040.9664 | 1044.2875 | -3.3211 | 62.5 | -2.1828 | -2.8646 | -3.3211 | -3.7221 | -4.3655
20124 | 2012 | 4 | H22 | 0% | 100% | 862.6757 | 865.9968 | -3.3211 | 59.4 | -2.1828 | -2.8646 | -3.3211 | -3.7221 | -4.3655
20124 | 2012 | 4 | H23 | 0% | 100% | 690.8658 | 694.1869 | -3.3211 | 57.8 | -2.1828 | -2.8646 | -3.3211 | -3.7221 | -4.3655
20124 | 2012 | 4 | H24 | 0% | 100% | 573.4856 | 576.8067 | -3.3211 | 56.3 | -2.1828 | -2.8646 | -3.3211 | -3.7221 | -4.3655
20125 | 2012 | 5 | H1 | 0% | 100% | 589.7778 | 593.7112 | -3.9334 | 60.5 | -2.5853 | -3.3927 | -3.9334 | -4.4083 | -5.1704
20125 | 2012 | 5 | H2 | 0% | 100% | 539.5397 | 543.4731 | -3.9334 | 59.8 | -2.5853 | -3.3927 | -3.9334 | -4.4083 | -5.1704
20125 | 2012 | 5 | H3 | 0% | 100% | 515.5903 | 519.5237 | -3.9334 | 59 | -2.5853 | -3.3927 | -3.9334 | -4.4083 | -5.1704
20125 | 2012 | 5 | H4 | 0% | 100% | 511.0656 | 514.9989 | -3.9334 | 58.1 | -2.5853 | -3.3927 | -3.9334 | -4.4083 | -5.1704
20125 | 2012 | 5 | H5 | 0% | 100% | 531.2996 | 535.233 | -3.9334 | 57.8 | -2.5853 | -3.3927 | -3.9334 | -4.4083 | -5.1704
20125 | 2012 | 5 | H6 | 0% | 100% | 595.9782 | 599.9115 | -3.9334 | 57.5 | -2.5853 | -3.3927 | -3.9334 | -4.4083 | -5.1704
20125 | 2012 | 5 | H7 | 0% | 100% | 666.7636 | 670.697 | -3.9334 | 60.4 | -2.5853 | -3.3927 | -3.9334 | -4.4083 | -5.1704
20125 | 2012 | 5 | H8 | 0% | 100% | 797.389 | 801.3224 | -3.9334 | 66.3 | -2.5853 | -3.3927 | -3.9334 | -4.4083 | -5.1704
20125 | 2012 | 5 | H9 | 0% | 100% | 905.7877 | 909.721 | -3.9334 | 72.1 | -2.5853 | -3.3927 | -3.9334 | -4.4083 | -5.1704
20125 | 2012 | 5 | H10 | 0% | 100% | 975.6844 | 979.6178 | -3.9334 | 77.1 | -2.5853 | -3.3927 | -3.9334 | -4.4083 | -5.1704
20125 | 2012 | 5 | H11 | 0% | 100% | 1010.4467 | 1014.3801 | -3.9334 | 81 | -2.5853 | -3.3927 | -3.9334 | -4.4083 | -5.1704
20125 | 2012 | 5 | H12 | 80.45% | 0% | 1000.829 | 944.3973 | 56.4317 | 82.1 | 37.0906 | 48.6754 | 56.4317 | 63.2459 | 74.1787
20125 | 2012 | 5 | H13 | 80.67% | 0% | 992.2904 | 935.701 | 56.5894 | 82.9 | 37.1943 | 48.8115 | 56.5894 | 63.4227 | 74.386
20125 | 2012 | 5 | H14 | 106% | 0% | 958.2556 | 883.8959 | 74.3597 | 82.4 | 48.8741 | 64.1393 | 74.3597 | 83.3388 | 97.7448
20125 | 2012 | 5 | H15 | 106.5% | 0% | 970.8203 | 896.0874 | 74.7329 | 81.9 | 49.1193 | 64.4612 | 74.7329 | 83.757 | 98.2353
20125 | 2012 | 5 | H16 | 124% | 0% | 972.5861 | 885.5789 | 87.0071 | 80.7 | 57.1868 | 75.0484 | 87.0071 | 97.5134 | 114.3696
20125 | 2012 | 5 | H17 | 106.1% | 0% | 1004.0243 | 929.633 | 74.3913 | 79.9 | 48.8948 | 64.1665 | 74.3913 | 83.3741 | 97.7863
20125 | 2012 | 5 | H18 | 96.24% | 0% | 1037.7184 | 970.2066 | 67.5118 | 77.7 | 44.3732 | 58.2326 | 67.5118 | 75.664 | 88.7433
20125 | 2012 | 5 | H19 | 0% | 100% | 1103.3054 | 1107.2387 | -3.9334 | 75 | -2.5853 | -3.3927 | -3.9334 | -4.4083 | -5.1704
20125 | 2012 | 5 | H20 | 0% | 100% | 1220.3236 | 1224.257 | -3.9334 | 70.2 | -2.5853 | -3.3927 | -3.9334 | -4.4083 | -5.1704
20125 | 2012 | 5 | H21 | 0% | 100% | 1121.015 | 1124.9484 | -3.9334 | 65.7 | -2.5853 | -3.3927 | -3.9334 | -4.4083 | -5.1704
20125 | 2012 | 5 | H22 | 0% | 100% | 919.299 | 923.2323 | -3.9334 | 63.9 | -2.5853 | -3.3927 | -3.9334 | -4.4083 | -5.1704
20125 | 2012 | 5 | H23 | 0% | 100% | 732.1835 | 736.1168 | -3.9334 | 62 | -2.5853 | -3.3927 | -3.9334 | -4.4083 | -5.1704
20125 | 2012 | 5 | H24 | 0% | 100% | 584.3549 | 588.2883 | -3.9334 | 60.5 | -2.5853 | -3.3927 | -3.9334 | -4.4083 | -5.1704
20126 | 2012 | 6 | H1 | 0% | 100% | 548.1766 | 551.7217 | -3.5451 | 62.1 | -2.33 | -3.0578 | -3.5451 | -3.9731 | -4.6599
20126 | 2012 | 6 | H2 | 0% | 100% | 502.0864 | 505.6315 | -3.5451 | 61.6 | -2.33 | -3.0578 | -3.5451 | -3.9731 | -4.6599
20126 | 2012 | 6 | H3 | 0% | 100% | 491.1164 | 494.6614 | -3.5451 | 61 | -2.33 | -3.0578 | -3.5451 | -3.9731 | -4.6599
20126 | 2012 | 6 | H4 | 0% | 100% | 510.574 | 514.119 | -3.5451 | 60.3 | -2.33 | -3.0578 | -3.5451 | -3.9731 | -4.6599
20126 | 2012 | 6 | H5 | 0% | 100% | 564.2409 | 567.786 | -3.5451 | 60 | -2.33 | -3.0578 | -3.5451 | -3.9731 | -4.6599
20126 | 2012 | 6 | H6 | 0% | 100% | 646.8557 | 650.4008 | -3.5451 | 59.8 | -2.33 | -3.0578 | -3.5451 | -3.9731 | -4.6599
20126 | 2012 | 6 | H7 | 0% | 100% | 683.4922 | 687.0373 | -3.5451 | 60.3 | -2.33 | -3.0578 | -3.5451 | -3.9731 | -4.6599
20126 | 2012 | 6 | H8 | 0% | 100% | 686.3155 | 689.8606 | -3.5451 | 64 | -2.33 | -3.0578 | -3.5451 | -3.9731 | -4.6599
20126 | 2012 | 6 | H9 | 0% | 100% | 684.4282 | 687.9733 | -3.5451 | 69.8 | -2.33 | -3.0578 | -3.5451 | -3.9731 | -4.6599
20126 | 2012 | 6 | H10 | 0% | 100% | 725.3985 | 728.9435 | -3.5451 | 74.6 | -2.33 | -3.0578 | -3.5451 | -3.9731 | -4.6599
20126 | 2012 | 6 | H11 | 0% | 100% | 751.9431 | 755.4881 | -3.5451 | 77.5 | -2.33 | -3.0578 | -3.5451 | -3.9731 | -4.6599
20126 | 2012 | 6 | H12 | 80.45% | 0% | 788.3511 | 737.4903 | 50.8608 | 79.1 | 33.429 | 43.8702 | 50.8608 | 57.0023 | 66.8557
20126 | 2012 | 6 | H13 | 80.67% | 0% | 824.7205 | 773.7176 | 51.0029 | 80.2 | 33.5224 | 43.9928 | 51.0029 | 57.1616 | 67.0426
20126 | 2012 | 6 | H14 | 106% | 0% | 829.5772 | 762.5582 | 67.0189 | 79.8 | 44.0492 | 57.8075 | 67.0189 | 75.1116 | 88.0954
20126 | 2012 | 6 | H15 | 106.5% | 0% | 898.8669 | 831.5116 | 67.3552 | 80.7 | 44.2703 | 58.0976 | 67.3552 | 75.4885 | 88.5375
20126 | 2012 | 6 | H16 | 124% | 0% | 965.2351 | 886.8173 | 78.4178 | 80.4 | 51.5413 | 67.6396 | 78.4178 | 87.8869 | 103.079
20126 | 2012 | 6 | H17 | 106.1% | 0% | 1019.649 | 952.6017 | 67.0473 | 80 | 44.0679 | 57.832 | 67.0473 | 75.1434 | 88.1328
20126 | 2012 | 6 | H18 | 96.24% | 0% | 1038.4224 | 977.5754 | 60.847 | 78.4 | 39.9926 | 52.4839 | 60.847 | 68.1944 | 79.9825
20126 | 2012 | 6 | H19 | 0% | 100% | 1071.0752 | 1074.6202 | -3.5451 | 75.6 | -2.33 | -3.0578 | -3.5451 | -3.9731 | -4.6599
20126 | 2012 | 6 | H20 | 0% | 100% | 1160.8863 | 1164.4314 | -3.5451 | 70.3 | -2.33 | -3.0578 | -3.5451 | -3.9731 | -4.6599
20126 | 2012 | 6 | H21 | 0% | 100% | 1123.8525 | 1127.3976 | -3.5451 | 68.5 | -2.33 | -3.0578 | -3.5451 | -3.9731 | -4.6599
20126 | 2012 | 6 | H22 | 0% | 100% | 956.7582 | 960.3033 | -3.5451 | 66.2 | -2.33 | -3.0578 | -3.5451 | -3.9731 | -4.6599
20126 | 2012 | 6 | H23 | 0% | 100% | 758.796 | 762.341 | -3.5451 | 64.6 | -2.33 | -3.0578 | -3.5451 | -3.9731 | -4.6599
20126 | 2012 | 6 | H24 | 0% | 100% | 622.308 | 625.8531 | -3.5451 | 64 | -2.33 | -3.0578 | -3.5451 | -3.9731 | -4.6599
20126 | 2012 | 6 | H1 | 0% | 100% | 743.5914 | 747.1365 | -3.5451 | 69.3 | -2.33 | -3.0578 | -3.5451 | -3.9731 | -4.6599
20127 | 2012 | 7 | H2 | 0% | 100% | 676.8654 | 682.3332 | -5.4678 | 68.2 | -3.5938 | -4.7162 | -5.4678 | -6.128 | -7.1873
20127 | 2012 | 7 | H3 | 0% | 100% | 652.9685 | 658.4362 | -5.4678 | 68.1 | -3.5938 | -4.7162 | -5.4678 | -6.128 | -7.1873
20127 | 2012 | 7 | H4 | 0% | 100% | 646.0583 | 651.526 | -5.4678 | 68.3 | -3.5938 | -4.7162 | -5.4678 | -6.128 | -7.1873
20127 | 2012 | 7 | H5 | 0% | 100% | 675.5698 | 681.0376 | -5.4678 | 68.1 | -3.5938 | -4.7162 | -5.4678 | -6.128 | -7.1873
20127 | 2012 | 7 | H6 | 0% | 100% | 744.3977 | 749.8655 | -5.4678 | 67.7 | -3.5938 | -4.7162 | -5.4678 | -6.128 | -7.1873
20127 | 2012 | 7 | H7 | 0% | 100% | 786.6027 | 792.0705 | -5.4678 | 69 | -3.5938 | -4.7162 | -5.4678 | -6.128 | -7.1873
20127 | 2012 | 7 | H8 | 0% | 100% | 858.347 | 863.8147 | -5.4678 | 72.5 | -3.5938 | -4.7162 | -5.4678 | -6.128 | -7.1873
20127 | 2012 | 7 | H9 | 0% | 100% | 953.3728 | 958.8406 | -5.4678 | 76.3 | -3.5938 | -4.7162 | -5.4678 | -6.128 | -7.1873
20127 | 2012 | 7 | H10 | 0% | 100% | 1044.1162 | 1049.5839 | -5.4678 | 80.6 | -3.5938 | -4.7162 | -5.4678 | -6.128 | -7.1873
20127 | 2012 | 7 | H11 | 0% | 100% | 1126.3645 | 1131.8322 | -5.4678 | 83.4 | -3.5938 | -4.7162 | -5.4678 | -6.128 | -7.1873
20127 | 2012 | 7 | H12 | 80.45% | 0% | 1223.138 | 1144.6925 | 78.4455 | 84.7 | 51.5595 | 67.6635 | 78.4455 | 87.918 | 103.1155
20127 | 2012 | 7 | H13 | 80.67% | 0% | 1319.2109 | 1240.5461 | 78.6648 | 85.5 | 51.7036 | 67.8527 | 78.6648 | 88.1637 | 103.4037
20127 | 2012 | 7 | H14 | 106% | 0% | 1381.8721 | 1278.5049 | 103.3673 | 85.4 | 67.9397 | 89.1599 | 103.3673 | 115.849 | 135.8748
20127 | 2012 | 7 | H15 | 106.5% | 0% | 1471.2384 | 1367.3525 | 103.886 | 84 | 68.2806 | 89.6073 | 103.886 | 116.4303 | 136.5566
20127 | 2012 | 7 | H16 | 124% | 0% | 1519.7161 | 1398.7678 | 120.9484 | 82.6 | 79.4951 | 104.3245 | 120.9484 | 135.5531 | 158.9849
20127 | 2012 | 7 | H17 | 106.1% | 0% | 1562.9897 | 1459.5786 | 103.4111 | 81.5 | 67.9685 | 89.1977 | 103.4111 | 115.8981 | 135.9324
20127 | 2012 | 7 | H18 | 96.24% | 0% | 1531.5533 | 1437.7053 | 93.8479 | 80.9 | 61.683 | 80.949 | 93.8479 | 105.1802 | 123.3618
20127 | 2012 | 7 | H19 | 0% | 100% | 1482.229 | 1487.6968 | -5.4678 | 78.5 | -3.5938 | -4.7162 | -5.4678 | -6.128 | -7.1873
20127 | 2012 | 7 | H20 | 0% | 100% | 1527.7623 | 1533.2301 | -5.4678 | 73.9 | -3.5938 | -4.7162 | -5.4678 | -6.128 | -7.1873
20127 | 2012 | 7 | H21 | 0% | 100% | 1452.1645 | 1457.6323 | -5.4678 | 71.1 | -3.5938 | -4.7162 | -5.4678 | -6.128 | -7.1873
20127 | 2012 | 7 | H22 | 0% | 100% | 1264.7225 | 1270.1903 | -5.4678 | 69.8 | -3.5938 | -4.7162 | -5.4678 | -6.128 | -7.1873
20127 | 2012 | 7 | H23 | 0% | 100% | 1032.04 | 1037.5077 | -5.4678 | 68.5 | -3.5938 | -4.7162 | -5.4678 | -6.128 | -7.1873
20127 | 2012 | 7 | H24 | 0% | 100% | 835.0648 | 840.5325 | -5.4678 | 67.5 | -3.5938 | -4.7162 | -5.4678 | -6.128 | -7.1873
20128 | 2012 | 8 | H1 | 0% | 100% | 717.149 | 722.5007 | -5.3517 | 69 | -3.5175 | -4.6161 | -5.3517 | -5.9979 | -7.0347
20128 | 2012 | 8 | H2 | 0% | 100% | 661.7199 | 667.0716 | -5.3517 | 68.2 | -3.5175 | -4.6161 | -5.3517 | -5.9979 | -7.0347
20128 | 2012 | 8 | H3 | 0% | 100% | 639.7229 | 645.0745 | -5.3517 | 68 | -3.5175 | -4.6161 | -5.3517 | -5.9979 | -7.0347
20128 | 2012 | 8 | H4 | 0% | 100% | 650.5556 | 655.9073 | -5.3517 | 67.3 | -3.5175 | -4.6161 | -5.3517 | -5.9979 | -7.0347
20128 | 2012 | 8 | H5 | 0% | 100% | 697.7487 | 703.1003 | -5.3517 | 66.8 | -3.5175 | -4.6161 | -5.3517 | -5.9979 | -7.0347
20128 | 2012 | 8 | H6 | 0% | 100% | 770.3035 | 775.6552 | -5.3517 | 66.4 | -3.5175 | -4.6161 | -5.3517 | -5.9979 | -7.0347
20128 | 2012 | 8 | H7 | 0% | 100% | 796.8237 | 802.1754 | -5.3517 | 67.4 | -3.5175 | -4.6161 | -5.3517 | -5.9979 | -7.0347
20128 | 2012 | 8 | H8 | 0% | 100% | 821.6191 | 826.9708 | -5.3517 | 71.3 | -3.5175 | -4.6161 | -5.3517 | -5.9979 | -7.0347
20128 | 2012 | 8 | H9 | 0% | 100% | 898.0288 | 903.3805 | -5.3517 | 76.7 | -3.5175 | -4.6161 | -5.3517 | -5.9979 | -7.0347
20128 | 2012 | 8 | H10 | 0% | 100% | 1014.3605 | 1019.7121 | -5.3517 | 80.5 | -3.5175 | -4.6161 | -5.3517 | -5.9979 | -7.0347
20128 | 2012 | 8 | H11 | 0% | 100% | 1115.1372 | 1120.4889 | -5.3517 | 83.4 | -3.5175 | -4.6161 | -5.3517 | -5.9979 | -7.0347
20128 | 2012 | 8 | H12 | 80.45% | 0% | 1202.989 | 1126.2089 | 76.7801 | 84.8 | 50.4649 | 66.227 | 76.7801 | 86.0514 | 100.9263
20128 | 2012 | 8 | H13 | 80.67% | 0% | 1288.3817 | 1211.387 | 76.9947 | 85.1 | 50.6059 | 66.4121 | 76.9947 | 86.2919 | 101.2084
20128 | 2012 | 8 | H14 | 106% | 0% | 1348.5713 | 1247.3986 | 101.1727 | 85.7 | 66.4973 | 87.267 | 101.1727 | 113.3895 | 132.9901
20128 | 2012 | 8 | H15 | 106.5% | 0% | 1411.9405 | 1310.2601 | 101.6804 | 86.8 | 66.831 | 87.7049 | 101.6804 | 113.9585 | 133.6574
20128 | 2012 | 8 | H16 | 124% | 0% | 1486.5759 | 1368.1953 | 118.3805 | 86.4 | 77.8074 | 102.1097 | 118.3805 | 132.6752 | 155.6095
20128 | 2012 | 8 | H17 | 106.1% | 0% | 1547.024 | 1445.8084 | 101.2156 | 84.5 | 66.5255 | 87.3039 | 101.2156 | 113.4375 | 133.0464
20128 | 2012 | 8 | H18 | 96.24% | 0% | 1522.9855 | 1431.13 | 91.8555 | 81.2 | 60.3734 | 79.2304 | 91.8555 | 102.9472 | 120.7427
20128 | 2012 | 8 | H19 | 0% | 100% | 1520.7984 | 1526.1501 | -5.3517 | 77.3 | -3.5175 | -4.6161 | -5.3517 | -5.9979 | -7.0347
20128 | 2012 | 8 | H20 | 0% | 100% | 1584.5912 | 1589.9429 | -5.3517 | 73.5 | -3.5175 | -4.6161 | -5.3517 | -5.9979 | -7.0347
20128 | 2012 | 8 | H21 | 0% | 100% | 1461.3631 | 1466.7148 | -5.3517 | 72.2 | -3.5175 | -4.6161 | -5.3517 | -5.9979 | -7.0347
20128 | 2012 | 8 | H22 | 0% | 100% | 1234.0604 | 1239.4121 | -5.3517 | 70.6 | -3.5175 | -4.6161 | -5.3517 | -5.9979 | -7.0347
20128 | 2012 | 8 | H23 | 0% | 100% | 1003.7679 | 1009.1196 | -5.3517 | 70.3 | -3.5175 | -4.6161 | -5.3517 | -5.9979 | -7.0347
20128 | 2012 | 8 | H24 | 0% | 100% | 822.7034 | 828.055 | -5.3517 | 68.9 | -3.5175 | -4.6161 | -5.3517 | -5.9979 | -7.0347
20129 | 2012 | 9 | H1 | 0% | 100% | 643.8898 | 648.8162 | -4.9264 | 65.3 | -3.238 | -4.2493 | -4.9264 | -5.5213 | -6.4757
20129 | 2012 | 9 | H2 | 0% | 100% | 613.5241 | 618.4506 | -4.9264 | 64.6 | -3.238 | -4.2493 | -4.9264 | -5.5213 | -6.4757
20129 | 2012 | 9 | H3 | 0% | 100% | 607.9696 | 612.8961 | -4.9264 | 64.5 | -3.238 | -4.2493 | -4.9264 | -5.5213 | -6.4757
20129 | 2012 | 9 | H4 | 0% | 100% | 628.9696 | 633.8961 | -4.9264 | 64 | -3.238 | -4.2493 | -4.9264 | -5.5213 | -6.4757
20129 | 2012 | 9 | H5 | 0% | 100% | 698.792 | 703.7185 | -4.9264 | 64.1 | -3.238 | -4.2493 | -4.9264 | -5.5213 | -6.4757
20129 | 2012 | 9 | H6 | 0% | 100% | 802.0157 | 806.9421 | -4.9264 | 63.7 | -3.238 | -4.2493 | -4.9264 | -5.5213 | -6.4757
20129 | 2012 | 9 | H7 | 0% | 100% | 841.581 | 846.5074 | -4.9264 | 64.3 | -3.238 | -4.2493 | -4.9264 | -5.5213 | -6.4757
20129 | 2012 | 9 | H8 | 0% | 100% | 842.4425 | 847.369 | -4.9264 | 69.6 | -3.238 | -4.2493 | -4.9264 | -5.5213 | -6.4757
20129 | 2012 | 9 | H9 | 0% | 100% | 835.7877 | 840.7141 | -4.9264 | 77.9 | -3.238 | -4.2493 | -4.9264 | -5.5213 | -6.4757
20129 | 2012 | 9 | H10 | 0% | 100% | 889.4182 | 894.3446 | -4.9264 | 84.5 | -3.238 | -4.2493 | -4.9264 | -5.5213 | -6.4757
20129 | 2012 | 9 | H11 | 0% | 100% | 958.6184 | 963.5449 | -4.9264 | 87.7 | -3.238 | -4.2493 | -4.9264 | -5.5213 | -6.4757
20129 | 2012 | 9 | H12 | 80.45% | 0% | 1054.7361 | 984.057 | 70.6792 | 89.6 | 46.4549 | 60.9646 | 70.6792 | 79.2138 | 92.9067
20129 | 2012 | 9 | H13 | 80.67% | 0% | 1138.8621 | 1067.9854 | 70.8767 | 89.3 | 46.5848 | 61.135 | 70.8767 | 79.4352 | 93.1664
20129 | 2012 | 9 | H14 | 106% | 0% | 1233.2931 | 1140.1596 | 93.1335 | 89 | 61.2134 | 80.3327 | 93.1335 | 104.3796 | 122.4227
20129 | 2012 | 9 | H15 | 106.5% | 0% | 1351.405 | 1257.8041 | 93.6009 | 88.9 | 61.5206 | 80.7358 | 93.6009 | 104.9033 | 123.037
20129 | 2012 | 9 | H16 | 124% | 0% | 1432.1462 | 1323.1721 | 108.974 | 89 | 71.6248 | 93.996 | 108.974 | 122.1328 | 143.2448
20129 | 2012 | 9 | H17 | 106.1% | 0% | 1484.5866 | 1391.4136 | 93.173 | 87.3 | 61.2394 | 80.3668 | 93.173 | 104.4238 | 122.4746
20129 | 2012 | 9 | H18 | 96.24% | 0% | 1587.6218 | 1503.0651 | 84.5567 | 85 | 55.5762 | 72.9347 | 84.5567 | 94.767 | 111.1485
20129 | 2012 | 9 | H19 | 0% | 100% | 1660.7187 | 1665.6451 | -4.9264 | 81.6 | -3.238 | -4.2493 | -4.9264 | -5.5213 | -6.4757
20129 | 2012 | 9 | H20 | 0% | 100% | 1566.2391 | 1571.1655 | -4.9264 | 79.2 | -3.238 | -4.2493 | -4.9264 | -5.5213 | -6.4757
20129 | 2012 | 9 | H21 | 0% | 100% | 1397.155 | 1402.0814 | -4.9264 | 76.6 | -3.238 | -4.2493 | -4.9264 | -5.5213 | -6.4757
20129 | 2012 | 9 | H22 | 0% | 100% | 1173.6556 | 1178.582 | -4.9264 | 75.2 | -3.238 | -4.2493 | -4.9264 | -5.5213 | -6.4757
20129 | 2012 | 9 | H23 | 0% | 100% | 964.6521 | 969.5785 | -4.9264 | 72.4 | -3.238 | -4.2493 | -4.9264 | -5.5213 | -6.4757
20129 | 2012 | 9 | H24 | 0% | 100% | 825.4033 | 830.3297 | -4.9264 | 72 | -3.238 | -4.2493 | -4.9264 | -5.5213 | -6.4757
201210 | 2012 | 10 | H1 | 0% | 100% | 549.5385 | 553.6152 | -4.0767 | 66.5 | -2.6795 | -3.5164 | -4.0767 | -4.569 | -5.3588
201210 | 2012 | 10 | H2 | 0% | 100% | 520.1496 | 524.2264 | -4.0767 | 65.4 | -2.6795 | -3.5164 | -4.0767 | -4.569 | -5.3588
201210 | 2012 | 10 | H3 | 0% | 100% | 513.8506 | 517.9273 | -4.0767 | 64.9 | -2.6795 | -3.5164 | -4.0767 | -4.569 | -5.3588
201210 | 2012 | 10 | H4 | 0% | 100% | 515.303 | 519.3798 | -4.0767 | 64.3 | -2.6795 | -3.5164 | -4.0767 | -4.569 | -5.3588
201210 | 2012 | 10 | H5 | 0% | 100% | 574.6875 | 578.7642 | -4.0767 | 63.8 | -2.6795 | -3.5164 | -4.0767 | -4.569 | -5.3588
201210 | 2012 | 10 | H6 | 0% | 100% | 728.7157 | 732.7925 | -4.0767 | 62.8 | -2.6795 | -3.5164 | -4.0767 | -4.569 | -5.3588
201210 | 2012 | 10 | H7 | 0% | 100% | 730.9323 | 735.0091 | -4.0767 | 61.4 | -2.6795 | -3.5164 | -4.0767 | -4.569 | -5.3588
201210 | 2012 | 10 | H8 | 0% | 100% | 699.9287 | 704.0054 | -4.0767 | 68.1 | -2.6795 | -3.5164 | -4.0767 | -4.569 | -5.3588
201210 | 2012 | 10 | H9 | 0% | 100% | 725.7451 | 729.8218 | -4.0767 | 76.2 | -2.6795 | -3.5164 | -4.0767 | -4.569 | -5.3588
201210 | 2012 | 10 | H10 | 0% | 100% | 786.9216 | 790.9984 | -4.0767 | 82.5 | -2.6795 | -3.5164 | -4.0767 | -4.569 | -5.3588
201210 | 2012 | 10 | H11 | 0% | 100% | 836.2609 | 840.3377 | -4.0767 | 87.1 | -2.6795 | -3.5164 | -4.0767 | -4.569 | -5.3588
201210 | 2012 | 10 | H12 | 80.45% | 0% | 890.384 | 831.8953 | 58.4886 | 89.1 | 38.4425 | 50.4496 | 58.4886 | 65.5512 | 76.8825
201210 | 2012 | 10 | H13 | 80.67% | 0% | 957.8456 | 899.1935 | 58.6521 | 89.4 | 38.55 | 50.5906 | 58.6521 | 65.7344 | 77.0974
201210 | 2012 | 10 | H14 | 106% | 0% | 1045.8999 | 968.8298 | 77.0702 | 89.2 | 50.6555 | 66.4772 | 77.0702 | 86.3765 | 101.3076
201210 | 2012 | 10 | H15 | 106.5% | 0% | 1111.9318 | 1034.4749 | 77.4569 | 88.4 | 50.9097 | 66.8108 | 77.4569 | 86.8099 | 101.816
201210 | 2012 | 10 | H16 | 124% | 0% | 1150.7681 | 1060.5895 | 90.1785 | 87.1 | 59.2712 | 77.7839 | 90.1785 | 101.0678 | 118.5384
201210 | 2012 | 10 | H17 | 106.1% | 0% | 1168.0036 | 1090.9008 | 77.1028 | 84 | 50.677 | 66.5054 | 77.1028 | 86.4131 | 101.3506
201210 | 2012 | 10 | H18 | 96.24% | 0% | 1250.5767 | 1180.6041 | 69.9726 | 81.2 | 45.9906 | 60.3552 | 69.9726 | 78.4219 | 91.978
201210 | 2012 | 10 | H19 | 0% | 100% | 1343.7243 | 1347.801 | -4.0767 | 75.5 | -2.6795 | -3.5164 | -4.0767 | -4.569 | -5.3588
201210 | 2012 | 10 | H20 | 0% | 100% | 1300.7098 | 1304.7865 | -4.0767 | 71 | -2.6795 | -3.5164 | -4.0767 | -4.569 | -5.3588
201210 | 2012 | 10 | H21 | 0% | 100% | 1179.1156 | 1183.1923 | -4.0767 | 68.3 | -2.6795 | -3.5164 | -4.0767 | -4.569 | -5.3588
201210 | 2012 | 10 | H22 | 0% | 100% | 963.3364 | 967.4132 | -4.0767 | 66.2 | -2.6795 | -3.5164 | -4.0767 | -4.569 | -5.3588
201210 | 2012 | 10 | H23 | 0% | 100% | 773.2484 | 777.3252 | -4.0767 | 63.7 | -2.6795 | -3.5164 | -4.0767 | -4.569 | -5.3588
201211 | 2012 | 11 | H24 | 0% | 100% | 644.9304 | 648.0019 | -3.0714 | 62.1 | -2.0187 | -2.6493 | -3.0714 | -3.4423 | -4.0374
201211 | 2012 | 11 | H1 | 0% | 100% | 616.858 | 619.9294 | -3.0714 | 60 | -2.0187 | -2.6493 | -3.0714 | -3.4423 | -4.0374
201211 | 2012 | 11 | H2 | 0% | 100% | 553.6739 | 556.7453 | -3.0714 | 58.9 | -2.0187 | -2.6493 | -3.0714 | -3.4423 | -4.0374
201211 | 2012 | 11 | H3 | 0% | 100% | 530.2705 | 533.3419 | -3.0714 | 58.5 | -2.0187 | -2.6493 | -3.0714 | -3.4423 | -4.0374
201211 | 2012 | 11 | H4 | 0% | 100% | 527.0512 | 530.1226 | -3.0714 | 57.1 | -2.0187 | -2.6493 | -3.0714 | -3.4423 | -4.0374
201211 | 2012 | 11 | H5 | 0% | 100% | 553.5844 | 556.6558 | -3.0714 | 57.2 | -2.0187 | -2.6493 | -3.0714 | -3.4423 | -4.0374
201211 | 2012 | 11 | H6 | 0% | 100% | 648.5476 | 651.6191 | -3.0714 | 56.7 | -2.0187 | -2.6493 | -3.0714 | -3.4423 | -4.0374
201211 | 2012 | 11 | H7 | 0% | 100% | 805.2214 | 808.2928 | -3.0714 | 55.4 | -2.0187 | -2.6493 | -3.0714 | -3.4423 | -4.0374
201211 | 2012 | 11 | H8 | 0% | 100% | 818.035 | 821.1065 | -3.0714 | 57.8 | -2.0187 | -2.6493 | -3.0714 | -3.4423 | -4.0374
201211 | 2012 | 11 | H9 | 0% | 100% | 772.0972 | 775.1687 | -3.0714 | 68.4 | -2.0187 | -2.6493 | -3.0714 | -3.4423 | -4.0374
201211 | 2012 | 11 | H10 | 0% | 100% | 746.5899 | 749.6613 | -3.0714 | 75.5 | -2.0187 | -2.6493 | -3.0714 | -3.4423 | -4.0374
201211 | 2012 | 11 | H11 | 0% | 100% | 713.4087 | 716.4802 | -3.0714 | 80.7 | -2.0187 | -2.6493 | -3.0714 | -3.4423 | -4.0374
201211 | 2012 | 11 | H12 | 80.45% | 0% | 700.366 | 656.3004 | 44.0656 | 83 | 28.9628 | 38.0089 | 44.0656 | 49.3865 | 57.9235
201211 | 2012 | 11 | H13 | 80.67% | 0% | 683.6665 | 639.4778 | 44.1887 | 84.5 | 29.0437 | 38.1152 | 44.1887 | 49.5246 | 58.0854
201211 | 2012 | 11 | H14 | 106% | 0% | 668.454 | 610.3891 | 58.0649 | 83.6 | 38.1641 | 50.0842 | 58.0649 | 65.0764 | 76.3255
201211 | 2012 | 11 | H15 | 106.5% | 0% | 657.8666 | 599.5102 | 58.3563 | 82.2 | 38.3556 | 50.3355 | 58.3563 | 65.4029 | 76.7085
201211 | 2012 | 11 | H16 | 124% | 0% | 688.5528 | 620.6119 | 67.9409 | 81.8 | 44.6552 | 58.6027 | 67.9409 | 76.1448 | 89.3073
201211 | 2012 | 11 | H17 | 106.1% | 0% | 828.4784 | 770.3889 | 58.0896 | 78.3 | 38.1802 | 50.1054 | 58.0896 | 65.104 | 76.3579
201211 | 2012 | 11 | H18 | 96.24% | 0% | 1167.8103 | 1115.0927 | 52.7176 | 72.6 | 34.6495 | 45.4718 | 52.7176 | 59.0834 | 69.2965
201211 | 2012 | 11 | H19 | 0% | 100% | 1294.3648 | 1297.4362 | -3.0714 | 69.4 | -2.0187 | -2.6493 | -3.0714 | -3.4423 | -4.0374
201211 | 2012 | 11 | H20 | 0% | 100% | 1322.0736 | 1325.145 | -3.0714 | 66 | -2.0187 | -2.6493 | -3.0714 | -3.4423 | -4.0374
201211 | 2012 | 11 | H21 | 0% | 100% | 1274.6545 | 1277.7259 | -3.0714 | 64.6 | -2.0187 | -2.6493 | -3.0714 | -3.4423 | -4.0374
201211 | 2012 | 11 | H22 | 0% | 100% | 1134.4323 | 1137.5037 | -3.0714 | 63.6 | -2.0187 | -2.6493 | -3.0714 | -3.4423 | -4.0374
201211 | 2012 | 11 | H23 | 0% | 100% | 923.7569 | 926.8283 | -3.0714 | 62 | -2.0187 | -2.6493 | -3.0714 | -3.4423 | -4.0374
201211 | 2012 | 11 | H24 | 0% | 100% | 745.734 | 748.8055 | -3.0714 | 60.2 | -2.0187 | -2.6493 | -3.0714 | -3.4423 | -4.0374
201212 | 2012 | 12 | H1 | 0% | 100% | 788.2813 | 791.8073 | -3.526 | 52.8 | -2.3175 | -3.0414 | -3.526 | -3.9518 | -4.6349
201212 | 2012 | 12 | H2 | 0% | 100% | 705.6207 | 709.1466 | -3.526 | 52.1 | -2.3175 | -3.0414 | -3.526 | -3.9518 | -4.6349
201212 | 2012 | 12 | H3 | 0% | 100% | 676.0752 | 679.6012 | -3.526 | 50.9 | -2.3175 | -3.0414 | -3.526 | -3.9518 | -4.6349
201212 | 2012 | 12 | H4 | 0% | 100% | 675.4876 | 679.0136 | -3.526 | 49.2 | -2.3175 | -3.0414 | -3.526 | -3.9518 | -4.6349
201212 | 2012 | 12 | H5 | 0% | 100% | 705.7265 | 709.2525 | -3.526 | 47.7 | -2.3175 | -3.0414 | -3.526 | -3.9518 | -4.6349
201212 | 2012 | 12 | H6 | 0% | 100% | 804.7609 | 808.2869 | -3.526 | 47.3 | -2.3175 | -3.0414 | -3.526 | -3.9518 | -4.6349
201212 | 2012 | 12 | H7 | 0% | 100% | 994.7469 | 998.2729 | -3.526 | 48.1 | -2.3175 | -3.0414 | -3.526 | -3.9518 | -4.6349
201212 | 2012 | 12 | H8 | 0% | 100% | 996.5596 | 1000.0855 | -3.526 | 46.3 | -2.3175 | -3.0414 | -3.526 | -3.9518 | -4.6349
201212 | 2012 | 12 | H9 | 0% | 100% | 905.8033 | 909.3293 | -3.526 | 51.6 | -2.3175 | -3.0414 | -3.526 | -3.9518 | -4.6349
201212 | 2012 | 12 | H10 | 0% | 100% | 843.8019 | 847.3279 | -3.526 | 60.8 | -2.3175 | -3.0414 | -3.526 | -3.9518 | -4.6349
201212 | 2012 | 12 | H11 | 0% | 100% | 808.9199 | 812.4459 | -3.526 | 66.3 | -2.3175 | -3.0414 | -3.526 | -3.9518 | -4.6349
201212 | 2012 | 12 | H12 | 80.45% | 0% | 794.9665 | 744.3796 | 50.587 | 70.7 | 33.2491 | 43.634 | 50.587 | 56.6954 | 66.4959
201212 | 2012 | 12 | H13 | 80.67% | 0% | 774.1252 | 723.3968 | 50.7284 | 73 | 33.342 | 43.756 | 50.7284 | 56.8539 | 66.6817
201212 | 2012 | 12 | H14 | 106% | 0% | 780.4552 | 713.797 | 66.6582 | 71.3 | 43.8121 | 57.4963 | 66.6582 | 74.7073 | 87.6212
201212 | 2012 | 12 | H15 | 106.5% | 0% | 748.828 | 681.8354 | 66.9927 | 69.7 | 44.0319 | 57.7848 | 66.9927 | 75.0821 | 88.0609
201212 | 2012 | 12 | H16 | 124% | 0% | 749.0576 | 671.062 | 77.9957 | 68.7 | 51.2638 | 67.2755 | 77.9957 | 87.4138 | 102.5242
201212 | 2012 | 12 | H17 | 106.1% | 0% | 951.0275 | 884.341 | 66.6864 | 67.9 | 43.8307 | 57.5207 | 66.6864 | 74.7389 | 87.6584
201212 | 2012 | 12 | H18 | 96.24% | 0% | 1395.189 | 1334.6695 | 60.5195 | 62.3 | 39.7774 | 52.2013 | 60.5195 | 67.8273 | 79.552
201212 | 2012 | 12 | H19 | 0% | 100% | 1580.0664 | 1583.5924 | -3.526 | 57 | -2.3175 | -3.0414 | -3.526 | -3.9518 | -4.6349
201212 | 2012 | 12 | H20 | 0% | 100% | 1567.3609 | 1570.8869 | -3.526 | 54.7 | -2.3175 | -3.0414 | -3.526 | -3.9518 | -4.6349
201212 | 2012 | 12 | H21 | 0% | 100% | 1516.3053 | 1519.8313 | -3.526 | 51.5 | -2.3175 | -3.0414 | -3.526 | -3.9518 | -4.6349
201212 | 2012 | 12 | H22 | 0% | 100% | 1371.9912 | 1375.5172 | -3.526 | 50.1 | -2.3175 | -3.0414 | -3.526 | -3.9518 | -4.6349
201212 | 2012 | 12 | H23 | 0% | 100% | 1125.7636 | 1129.2896 | -3.526 | 48.3 | -2.3175 | -3.0414 | -3.526 | -3.9518 | -4.6349
201212 | 2012 | 12 | H24 | 0% | 100% | 913.1123 | 916.6383 | -3.526 | 47.5 | -2.3175 | -3.0414 | -3.526 | -3.9518 | -4.6349
20131 | 2013 | 1 | H1 | 0% | 100% | 841.1753 | 845.3625 | -4.1872 | 52.1 | -2.7521 | -3.6117 | -4.1872 | -4.6928 | -5.504
20131 | 2013 | 1 | H2 | 0% | 100% | 792.9989 | 797.1861 | -4.1872 | 53 | -2.7521 | -3.6117 | -4.1872 | -4.6928 | -5.504
20131 | 2013 | 1 | H3 | 0% | 100% | 760.0155 | 764.2026 | -4.1872 | 52.9 | -2.7521 | -3.6117 | -4.1872 | -4.6928 | -5.504
20131 | 2013 | 1 | H4 | 0% | 100% | 754.8521 | 759.0393 | -4.1872 | 51.5 | -2.7521 | -3.6117 | -4.1872 | -4.6928 | -5.504
20131 | 2013 | 1 | H5 | 0% | 100% | 796.6118 | 800.7989 | -4.1872 | 51.6 | -2.7521 | -3.6117 | -4.1872 | -4.6928 | -5.504
20131 | 2013 | 1 | H6 | 0% | 100% | 879.6323 | 883.8195 | -4.1872 | 53.2 | -2.7521 | -3.6117 | -4.1872 | -4.6928 | -5.504
20131 | 2013 | 1 | H7 | 0% | 100% | 995.6109 | 999.7981 | -4.1872 | 52.2 | -2.7521 | -3.6117 | -4.1872 | -4.6928 | -5.504
20131 | 2013 | 1 | H8 | 0% | 100% | 1105.7425 | 1109.9297 | -4.1872 | 51.8 | -2.7521 | -3.6117 | -4.1872 | -4.6928 | -5.504
20131 | 2013 | 1 | H9 | 0% | 100% | 1105.4415 | 1109.6287 | -4.1872 | 55.6 | -2.7521 | -3.6117 | -4.1872 | -4.6928 | -5.504
20131 | 2013 | 1 | H10 | 0% | 100% | 1092.9565 | 1097.1437 | -4.1872 | 63.1 | -2.7521 | -3.6117 | -4.1872 | -4.6928 | -5.504
20131 | 2013 | 1 | H11 | 0% | 100% | 1098.137 | 1102.3242 | -4.1872 | 69 | -2.7521 | -3.6117 | -4.1872 | -4.6928 | -5.504
20131 | 2013 | 1 | H12 | 80.45% | 0% | 1039.4634 | 979.4668 | 59.9966 | 73.1 | 39.4336 | 51.7503 | 59.9966 | 67.2412 | 78.8646
20131 | 2013 | 1 | H13 | 80.67% | 0% | 1011.638 | 951.4738 | 60.1642 | 74.8 | 39.5439 | 51.8949 | 60.1642 | 67.4292 | 79.085
20131 | 2013 | 1 | H14 | 106% | 0% | 932.3438 | 853.2866 | 79.0571 | 77 | 51.9615 | 68.1911 | 79.0571 | 88.6034 | 103.9195
20131 | 2013 | 1 | H15 | 106.5% | 0% | 911.3548 | 831.901 | 79.4538 | 77.2 | 52.2222 | 68.5333 | 79.4538 | 89.048 | 104.4409
20131 | 2013 | 1 | H16 | 124% | 0% | 919.7519 | 827.2484 | 92.5035 | 76.7 | 60.7993 | 79.7893 | 92.5035 | 103.6734 | 121.5945
20131 | 2013 | 1 | H17 | 106.1% | 0% | 1040.1547 | 961.0641 | 79.0906 | 75.1 | 51.9835 | 68.22 | 79.0906 | 88.641 | 103.9635
20131 | 2013 | 1 | H18 | 96.24% | 0% | 1379.8563 | 1308.0797 | 71.7766 | 69.8 | 47.1763 | 61.9112 | 71.7766 | 80.4437 | 94.3493
20131 | 2013 | 1 | H19 | 0% | 100% | 1578.4579 | 1582.645 | -4.1872 | 64.5 | -2.7521 | -3.6117 | -4.1872 | -4.6928 | -5.504
20131 | 2013 | 1 | H20 | 0% | 100% | 1611.6319 | 1615.8191 | -4.1872 | 64.3 | -2.7521 | -3.6117 | -4.1872 | -4.6928 | -5.504
20131 | 2013 | 1 | H21 | 0% | 100% | 1540.8875 | 1545.0747 | -4.1872 | 61.6 | -2.7521 | -3.6117 | -4.1872 | -4.6928 | -5.504
20131 | 2013 | 1 | H22 | 0% | 100% | 1376.4799 | 1380.6671 | -4.1872 | 61 | -2.7521 | -3.6117 | -4.1872 | -4.6928 | -5.504
20131 | 2013 | 1 | H23 | 0% | 100% | 1153.438 | 1157.6252 | -4.1872 | 58.3 | -2.7521 | -3.6117 | -4.1872 | -4.6928 | -5.504
20131 | 2013 | 1 | H24 | 0% | 100% | 970.7119 | 974.8991 | -4.1872 | 55.3 | -2.7521 | -3.6117 | -4.1872 | -4.6928 | -5.504
20132 | 2013 | 2 | H1 | 0% | 100% | 637.6649 | 641.6128 | -3.9479 | 54.9 | -2.5948 | -3.4053 | -3.9479 | -4.4246 | -5.1894
20132 | 2013 | 2 | H2 | 0% | 100% | 566.6951 | 570.643 | -3.9479 | 52.3 | -2.5948 | -3.4053 | -3.9479 | -4.4246 | -5.1894
20132 | 2013 | 2 | H3 | 0% | 100% | 541.8953 | 545.8432 | -3.9479 | 51.7 | -2.5948 | -3.4053 | -3.9479 | -4.4246 | -5.1894
20132 | 2013 | 2 | H4 | 0% | 100% | 535.2284 | 539.1762 | -3.9479 | 49.4 | -2.5948 | -3.4053 | -3.9479 | -4.4246 | -5.1894
20132 | 2013 | 2 | H5 | 0% | 100% | 551.5517 | 555.4996 | -3.9479 | 49.2 | -2.5948 | -3.4053 | -3.9479 | -4.4246 | -5.1894
20132 | 2013 | 2 | H6 | 0% | 100% | 587.2276 | 591.1755 | -3.9479 | 49.4 | -2.5948 | -3.4053 | -3.9479 | -4.4246 | -5.1894
20132 | 2013 | 2 | H7 | 0% | 100% | 712.3325 | 716.2804 | -3.9479 | 47.6 | -2.5948 | -3.4053 | -3.9479 | -4.4246 | -5.1894
20132 | 2013 | 2 | H8 | 0% | 100% | 824.2049 | 828.1528 | -3.9479 | 49.9 | -2.5948 | -3.4053 | -3.9479 | -4.4246 | -5.1894
20132 | 2013 | 2 | H9 | 0% | 100% | 935.3365 | 939.2843 | -3.9479 | 54.8 | -2.5948 | -3.4053 | -3.9479 | -4.4246 | -5.1894
20132 | 2013 | 2 | H10 | 0% | 100% | 1012.0283 | 1015.9762 | -3.9479 | 62.4 | -2.5948 | -3.4053 | -3.9479 | -4.4246 | -5.1894
20132 | 2013 | 2 | H11 | 0% | 100% | 1054.4186 | 1058.3665 | -3.9479 | 66.7 | -2.5948 | -3.4053 | -3.9479 | -4.4246 | -5.1894
20132 | 2013 | 2 | H12 | 80.45% | 0% | 1024.8426 | 968.2748 | 56.5678 | 70.9 | 37.18 | 48.7928 | 56.5678 | 63.3984 | 74.3575
20132 | 2013 | 2 | H13 | 80.67% | 0% | 1003.8626 | 947.1367 | 56.7259 | 72.5 | 37.2839 | 48.9292 | 56.7259 | 63.5756 | 74.5654
20132 | 2013 | 2 | H14 | 106% | 0% | 942.0994 | 867.5604 | 74.5391 | 71.8 | 48.9919 | 64.294 | 74.5391 | 83.5398 | 97.9805
20132 | 2013 | 2 | H15 | 106.5% | 0% | 880.273 | 805.3599 | 74.9131 | 72.1 | 49.2378 | 64.6166 | 74.9131 | 83.959 | 98.4722
20132 | 2013 | 2 | H16 | 124% | 0% | 897.9779 | 810.7609 | 87.217 | 71.3 | 57.3247 | 75.2294 | 87.217 | 97.7485 | 114.6454
20132 | 2013 | 2 | H17 | 106.1% | 0% | 936.3667 | 861.7961 | 74.5707 | 70.5 | 49.0127 | 64.3212 | 74.5707 | 83.5752 | 98.0221
20132 | 2013 | 2 | H18 | 96.24% | 0% | 1135.6887 | 1068.0141 | 67.6746 | 68 | 44.4802 | 58.373 | 67.6746 | 75.8464 | 88.9573
20132 | 2013 | 2 | H19 | 0% | 100% | 1382.9428 | 1386.8907 | -3.9479 | 63.5 | -2.5948 | -3.4053 | -3.9479 | -4.4246 | -5.1894
20132 | 2013 | 2 | H20 | 0% | 100% | 1363.2027 | 1367.1506 | -3.9479 | 60.9 | -2.5948 | -3.4053 | -3.9479 | -4.4246 | -5.1894
20132 | 2013 | 2 | H21 | 0% | 100% | 1303.1395 | 1307.0874 | -3.9479 | 57.3 | -2.5948 | -3.4053 | -3.9479 | -4.4246 | -5.1894
20132 | 2013 | 2 | H22 | 0% | 100% | 1142.7106 | 1146.6585 | -3.9479 | 55.3 | -2.5948 | -3.4053 | -3.9479 | -4.4246 | -5.1894
20132 | 2013 | 2 | H23 | 0% | 100% | 938.8211 | 942.769 | -3.9479 | 52.8 | -2.5948 | -3.4053 | -3.9479 | -4.4246 | -5.1894
20132 | 2013 | 2 | H24 | 0% | 100% | 750.4508 | 754.3987 | -3.9479 | 51.5 | -2.5948 | -3.4053 | -3.9479 | -4.4246 | -5.1894
20133 | 2013 | 3 | H1 | 0% | 100% | 672.0974 | 675.2899 | -3.1925 | 54.3 | -2.0983 | -2.7537 | -3.1925 | -3.578 | -4.1965
20133 | 2013 | 3 | H2 | 0% | 100% | 618.1596 | 621.352 | -3.1925 | 54.9 | -2.0983 | -2.7537 | -3.1925 | -3.578 | -4.1965
20133 | 2013 | 3 | H3 | 0% | 100% | 592.1148 | 595.3073 | -3.1925 | 55.3 | -2.0983 | -2.7537 | -3.1925 | -3.578 | -4.1965
20133 | 2013 | 3 | H4 | 0% | 100% | 604.1157 | 607.3082 | -3.1925 | 54.2 | -2.0983 | -2.7537 | -3.1925 | -3.578 | -4.1965
20133 | 2013 | 3 | H5 | 0% | 100% | 639.7997 | 642.9921 | -3.1925 | 52.4 | -2.0983 | -2.7537 | -3.1925 | -3.578 | -4.1965
20133 | 2013 | 3 | H6 | 0% | 100% | 746.1263 | 749.3187 | -3.1925 | 52.9 | -2.0983 | -2.7537 | -3.1925 | -3.578 | -4.1965
20133 | 2013 | 3 | H7 | 0% | 100% | 934.2 | 937.3925 | -3.1925 | 53.4 | -2.0983 | -2.7537 | -3.1925 | -3.578 | -4.1965
20133 | 2013 | 3 | H8 | 0% | 100% | 917.9784 | 921.1708 | -3.1925 | 58.5 | -2.0983 | -2.7537 | -3.1925 | -3.578 | -4.1965
20133 | 2013 | 3 | H9 | 0% | 100% | 834.8331 | 838.0256 | -3.1925 | 66.9 | -2.0983 | -2.7537 | -3.1925 | -3.578 | -4.1965
20133 | 2013 | 3 | H10 | 0% | 100% | 796.3311 | 799.5236 | -3.1925 | 73.6 | -2.0983 | -2.7537 | -3.1925 | -3.578 | -4.1965
20133 | 2013 | 3 | H11 | 0% | 100% | 784.2947 | 787.4872 | -3.1925 | 79.5 | -2.0983 | -2.7537 | -3.1925 | -3.578 | -4.1965
20133 | 2013 | 3 | H12 | 80.45% | 0% | 758.4756 | 712.7319 | 45.7437 | 82.4 | 30.0657 | 39.4564 | 45.7437 | 51.2673 | 60.1294
20133 | 2013 | 3 | H13 | 80.67% | 0% | 739.7576 | 693.886 | 45.8715 | 82.6 | 30.1498 | 39.5667 | 45.8715 | 51.4106 | 60.2975
20133 | 2013 | 3 | H14 | 106% | 0% | 736.9018 | 676.6257 | 60.2762 | 82.7 | 39.6174 | 51.9915 | 60.2762 | 67.5546 | 79.2322
20133 | 2013 | 3 | H15 | 106.5% | 0% | 732.8239 | 672.2453 | 60.5787 | 82 | 39.8162 | 52.2524 | 60.5787 | 67.8936 | 79.6298
20133 | 2013 | 3 | H16 | 124% | 0% | 742.6725 | 672.1443 | 70.5282 | 81.2 | 46.3557 | 60.8344 | 70.5282 | 79.0446 | 92.7083
20133 | 2013 | 3 | H17 | 106.1% | 0% | 814.7045 | 754.4028 | 60.3017 | 79.2 | 39.6342 | 52.0135 | 60.3017 | 67.5833 | 79.2658
20133 | 2013 | 3 | H18 | 96.24% | 0% | 990.5715 | 935.8462 | 54.7252 | 76.7 | 35.969 | 47.2035 | 54.7252 | 61.3334 | 71.9355
20133 | 2013 | 3 | H19 | 0% | 100% | 1272.9208 | 1276.1133 | -3.1925 | 72.3 | -2.0983 | -2.7537 | -3.1925 | -3.578 | -4.1965
20133 | 2013 | 3 | H20 | 0% | 100% | 1331.2012 | 1334.3936 | -3.1925 | 68.7 | -2.0983 | -2.7537 | -3.1925 | -3.578 | -4.1965
20133 | 2013 | 3 | H21 | 0% | 100% | 1294.8477 | 1298.0402 | -3.1925 | 63 | -2.0983 | -2.7537 | -3.1925 | -3.578 | -4.1965
20133 | 2013 | 3 | H22 | 0% | 100% | 1156.9692 | 1160.1617 | -3.1925 | 60.5 | -2.0983 | -2.7537 | -3.1925 | -3.578 | -4.1965
20133 | 2013 | 3 | H23 | 0% | 100% | 959.6747 | 962.8672 | -3.1925 | 57.4 | -2.0983 | -2.7537 | -3.1925 | -3.578 | -4.1965
20133 | 2013 | 3 | H24 | 0% | 100% | 773.6076 | 776.8001 | -3.1925 | 56 | -2.0983 | -2.7537 | -3.1925 | -3.578 | -4.1965
20134 | 2013 | 4 | H1 | 0% | 100% | 521.0145 | 524.4112 | -3.3967 | 52.7 | -2.2325 | -2.9298 | -3.3967 | -3.8068 | -4.4649
20134 | 2013 | 4 | H2 | 0% | 100% | 489.2443 | 492.641 | -3.3967 | 53.1 | -2.2325 | -2.9298 | -3.3967 | -3.8068 | -4.4649
20134 | 2013 | 4 | H3 | 0% | 100% | 483.8933 | 487.29 | -3.3967 | 52.8 | -2.2325 | -2.9298 | -3.3967 | -3.8068 | -4.4649
20134 | 2013 | 4 | H4 | 0% | 100% | 502.2105 | 505.6072 | -3.3967 | 51.6 | -2.2325 | -2.9298 | -3.3967 | -3.8068 | -4.4649
20134 | 2013 | 4 | H5 | 0% | 100% | 557.1869 | 560.5836 | -3.3967 | 50.6 | -2.2325 | -2.9298 | -3.3967 | -3.8068 | -4.4649
20134 | 2013 | 4 | H6 | 0% | 100% | 694.31 | 697.7067 | -3.3967 | 50.6 | -2.2325 | -2.9298 | -3.3967 | -3.8068 | -4.4649
20134 | 2013 | 4 | H7 | 0% | 100% | 739.4574 | 742.8541 | -3.3967 | 50.2 | -2.2325 | -2.9298 | -3.3967 | -3.8068 | -4.4649
20134 | 2013 | 4 | H8 | 0% | 100% | 724.0994 | 727.4961 | -3.3967 | 58.5 | -2.2325 | -2.9298 | -3.3967 | -3.8068 | -4.4649
20134 | 2013 | 4 | H9 | 0% | 100% | 742.3907 | 745.7874 | -3.3967 | 66.4 | -2.2325 | -2.9298 | -3.3967 | -3.8068 | -4.4649
20134 | 2013 | 4 | H10 | 0% | 100% | 767.6308 | 771.0275 | -3.3967 | 72.6 | -2.2325 | -2.9298 | -3.3967 | -3.8068 | -4.4649
20134 | 2013 | 4 | H11 | 0% | 100% | 757.7782 | 761.1749 | -3.3967 | 77.8 | -2.2325 | -2.9298 | -3.3967 | -3.8068 | -4.4649
20134 | 2013 | 4 | H12 | 80.45% | 0% | 759.275 | 710.6052 | 48.6699 | 78.4 | 31.989 | 41.9804 | 48.6699 | 54.5468 | 63.9758
20134 | 2013 | 4 | H13 | 80.67% | 0% | 743.2709 | 694.465 | 48.8059 | 79.2 | 32.0784 | 42.0977 | 48.8059 | 54.6993 | 64.1546
20134 | 2013 | 4 | H14 | 106% | 0% | 750.0329 | 685.9009 | 64.132 | 79.5 | 42.1517 | 55.3173 | 64.132 | 71.876 | 84.3006
20134 | 2013 | 4 | H15 | 106.5% | 0% | 779.7469 | 715.2931 | 64.4538 | 79.2 | 42.3632 | 55.5949 | 64.4538 | 72.2367 | 84.7236
20134 | 2013 | 4 | H16 | 124% | 0% | 847.7703 | 772.7305 | 75.0398 | 78.4 | 49.3211 | 64.7259 | 75.0398 | 84.101 | 98.6388
20134 | 2013 | 4 | H17 | 106.1% | 0% | 934.7397 | 870.5805 | 64.1592 | 77.7 | 42.1696 | 55.3408 | 64.1592 | 71.9065 | 84.3363
20134 | 2013 | 4 | H18 | 96.24% | 0% | 1053.9198 | 995.6938 | 58.226 | 75.1 | 38.2699 | 50.223 | 58.226 | 65.2568 | 76.5372
20134 | 2013 | 4 | H19 | 0% | 100% | 1181.2667 | 1184.6634 | -3.3967 | 70.2 | -2.2325 | -2.9298 | -3.3967 | -3.8068 | -4.4649
20134 | 2013 | 4 | H20 | 0% | 100% | 1165.6583 | 1169.055 | -3.3967 | 65.5 | -2.2325 | -2.9298 | -3.3967 | -3.8068 | -4.4649
20134 | 2013 | 4 | H21 | 0% | 100% | 1047.2122 | 1050.6089 | -3.3967 | 62.5 | -2.2325 | -2.9298 | -3.3967 | -3.8068 | -4.4649
20134 | 2013 | 4 | H22 | 0% | 100% | 867.8518 | 871.2485 | -3.3967 | 59.4 | -2.2325 | -2.9298 | -3.3967 | -3.8068 | -4.4649
20134 | 2013 | 4 | H23 | 0% | 100% | 695.011 | 698.4077 | -3.3967 | 57.8 | -2.2325 | -2.9298 | -3.3967 | -3.8068 | -4.4649
20134 | 2013 | 4 | H24 | 0% | 100% | 576.9265 | 580.3232 | -3.3967 | 56.3 | -2.2325 | -2.9298 | -3.3967 | -3.8068 | -4.4649
20135 | 2013 | 5 | H1 | 0% | 100% | 593.3165 | 597.3394 | -4.0229 | 60.5 | -2.6441 | -3.47 | -4.0229 | -4.5087 | -5.288
20135 | 2013 | 5 | H2 | 0% | 100% | 542.777 | 546.7999 | -4.0229 | 59.8 | -2.6441 | -3.47 | -4.0229 | -4.5087 | -5.288
20135 | 2013 | 5 | H3 | 0% | 100% | 518.6839 | 522.7068 | -4.0229 | 59 | -2.6441 | -3.47 | -4.0229 | -4.5087 | -5.288
20135 | 2013 | 5 | H4 | 0% | 100% | 514.132 | 518.1549 | -4.0229 | 58.1 | -2.6441 | -3.47 | -4.0229 | -4.5087 | -5.288
20135 | 2013 | 5 | H5 | 0% | 100% | 534.4874 | 538.5103 | -4.0229 | 57.8 | -2.6441 | -3.47 | -4.0229 | -4.5087 | -5.288
20135 | 2013 | 5 | H6 | 0% | 100% | 599.554 | 603.5769 | -4.0229 | 57.5 | -2.6441 | -3.47 | -4.0229 | -4.5087 | -5.288
20135 | 2013 | 5 | H7 | 0% | 100% | 670.7642 | 674.7871 | -4.0229 | 60.4 | -2.6441 | -3.47 | -4.0229 | -4.5087 | -5.288
20135 | 2013 | 5 | H8 | 0% | 100% | 802.1733 | 806.1962 | -4.0229 | 66.3 | -2.6441 | -3.47 | -4.0229 | -4.5087 | -5.288
20135 | 2013 | 5 | H9 | 0% | 100% | 911.2224 | 915.2453 | -4.0229 | 72.1 | -2.6441 | -3.47 | -4.0229 | -4.5087 | -5.288
20135 | 2013 | 5 | H10 | 0% | 100% | 981.5385 | 985.5614 | -4.0229 | 77.1 | -2.6441 | -3.47 | -4.0229 | -4.5087 | -5.288
20135 | 2013 | 5 | H11 | 0% | 100% | 1016.5094 | 1020.5323 | -4.0229 | 81 | -2.6441 | -3.47 | -4.0229 | -4.5087 | -5.288
20135 | 2013 | 5 | H12 | 80.45% | 0% | 1006.834 | 949.1914 | 57.6425 | 82.1 | 37.8864 | 49.7198 | 57.6425 | 64.603 | 75.7703
20135 | 2013 | 5 | H13 | 80.67% | 0% | 998.2442 | 940.4405 | 57.8036 | 82.9 | 37.9923 | 49.8588 | 57.8036 | 64.7835 | 75.9821
20135 | 2013 | 5 | H14 | 106% | 0% | 964.0052 | 888.0499 | 75.9553 | 82.4 | 49.9227 | 65.5155 | 75.9553 | 85.127 | 99.8421
20135 | 2013 | 5 | H15 | 106.5% | 0% | 976.6453 | 900.3089 | 76.3364 | 81.9 | 50.1733 | 65.8443 | 76.3364 | 85.5541 | 100.3431
20135 | 2013 | 5 | H16 | 124% | 0% | 978.4216 | 889.5476 | 88.874 | 80.7 | 58.4138 | 76.6587 | 88.874 | 99.6057 | 116.8236
20135 | 2013 | 5 | H17 | 106.1% | 0% | 1010.0484 | 934.061 | 75.9874 | 79.9 | 49.9439 | 65.5433 | 75.9874 | 85.1631 | 99.8844
20135 | 2013 | 5 | H18 | 96.24% | 0% | 1043.9447 | 974.9844 | 68.9604 | 77.7 | 45.3253 | 59.4821 | 68.9604 | 77.2875 | 90.6474
20135 | 2013 | 5 | H19 | 0% | 100% | 1109.9252 | 1113.9481 | -4.0229 | 75 | -2.6441 | -3.47 | -4.0229 | -4.5087 | -5.288
20135 | 2013 | 5 | H20 | 0% | 100% | 1227.6456 | 1231.6685 | -4.0229 | 70.2 | -2.6441 | -3.47 | -4.0229 | -4.5087 | -5.288
20135 | 2013 | 5 | H21 | 0% | 100% | 1127.7411 | 1131.764 | -4.0229 | 65.7 | -2.6441 | -3.47 | -4.0229 | -4.5087 | -5.288
20135 | 2013 | 5 | H22 | 0% | 100% | 924.8147 | 928.8376 | -4.0229 | 63.9 | -2.6441 | -3.47 | -4.0229 | -4.5087 | -5.288
20135 | 2013 | 5 | H23 | 0% | 100% | 736.5766 | 740.5995 | -4.0229 | 62 | -2.6441 | -3.47 | -4.0229 | -4.5087 | -5.288
20135 | 2013 | 5 | H24 | 0% | 100% | 587.861 | 591.8839 | -4.0229 | 60.5 | -2.6441 | -3.47 | -4.0229 | -4.5087 | -5.288
20136 | 2013 | 6 | H1 | 0% | 100% | 551.4657 | 555.0914 | -3.6258 | 62.1 | -2.3831 | -3.1274 | -3.6258 | -4.0636 | -4.766
20136 | 2013 | 6 | H2 | 0% | 100% | 505.099 | 508.7247 | -3.6258 | 61.6 | -2.3831 | -3.1274 | -3.6258 | -4.0636 | -4.766
20136 | 2013 | 6 | H3 | 0% | 100% | 494.0631 | 497.6888 | -3.6258 | 61 | -2.3831 | -3.1274 | -3.6258 | -4.0636 | -4.766
20136 | 2013 | 6 | H4 | 0% | 100% | 513.6374 | 517.2632 | -3.6258 | 60.3 | -2.3831 | -3.1274 | -3.6258 | -4.0636 | -4.766
20136 | 2013 | 6 | H5 | 0% | 100% | 567.6264 | 571.2521 | -3.6258 | 60 | -2.3831 | -3.1274 | -3.6258 | -4.0636 | -4.766
20136 | 2013 | 6 | H6 | 0% | 100% | 650.7369 | 654.3626 | -3.6258 | 59.8 | -2.3831 | -3.1274 | -3.6258 | -4.0636 | -4.766
20136 | 2013 | 6 | H7 | 0% | 100% | 687.5932 | 691.2189 | -3.6258 | 60.3 | -2.3831 | -3.1274 | -3.6258 | -4.0636 | -4.766
20136 | 2013 | 6 | H8 | 0% | 100% | 690.4334 | 694.0592 | -3.6258 | 64 | -2.3831 | -3.1274 | -3.6258 | -4.0636 | -4.766
20136 | 2013 | 6 | H9 | 0% | 100% | 688.5348 | 692.1605 | -3.6258 | 69.8 | -2.3831 | -3.1274 | -3.6258 | -4.0636 | -4.766
20136 | 2013 | 6 | H10 | 0% | 100% | 729.7509 | 733.3766 | -3.6258 | 74.6 | -2.3831 | -3.1274 | -3.6258 | -4.0636 | -4.766
20136 | 2013 | 6 | H11 | 0% | 100% | 756.4547 | 760.0805 | -3.6258 | 77.5 | -2.3831 | -3.1274 | -3.6258 | -4.0636 | -4.766
20136 | 2013 | 6 | H12 | 80.45% | 0% | 793.0812 | 741.1291 | 51.9521 | 79.1 | 34.1463 | 44.8115 | 51.9521 | 58.2253 | 68.2902
20136 | 2013 | 6 | H13 | 80.67% | 0% | 829.6688 | 777.5716 | 52.0973 | 80.2 | 34.2417 | 44.9367 | 52.0973 | 58.3881 | 68.4811
20136 | 2013 | 6 | H14 | 106% | 0% | 834.5546 | 766.0977 | 68.4569 | 79.8 | 44.9944 | 59.0478 | 68.4569 | 76.7232 | 89.9857
20136 | 2013 | 6 | H15 | 106.5% | 0% | 904.2601 | 835.4596 | 68.8005 | 80.7 | 45.2201 | 59.3441 | 68.8005 | 77.1082 | 90.4372
20136 | 2013 | 6 | H16 | 124% | 0% | 971.0265 | 890.9261 | 80.1004 | 80.4 | 52.6472 | 69.0909 | 80.1004 | 89.7726 | 105.2908
20136 | 2013 | 6 | H17 | 106.1% | 0% | 1025.7669 | 957.281 | 68.486 | 80 | 45.0134 | 59.0729 | 68.486 | 76.7557 | 90.0238
20136 | 2013 | 6 | H18 | 96.24% | 0% | 1044.6529 | 982.5004 | 62.1526 | 78.4 | 40.8507 | 53.61 | 62.1526 | 69.6576 | 81.6987
20136 | 2013 | 6 | H19 | 0% | 100% | 1077.5016 | 1081.1274 | -3.6258 | 75.6 | -2.3831 | -3.1274 | -3.6258 | -4.0636 | -4.766
20136 | 2013 | 6 | H20 | 0% | 100% | 1167.8516 | 1171.4774 | -3.6258 | 70.3 | -2.3831 | -3.1274 | -3.6258 | -4.0636 | -4.766
20136 | 2013 | 6 | H21 | 0% | 100% | 1130.5957 | 1134.2214 | -3.6258 | 68.5 | -2.3831 | -3.1274 | -3.6258 | -4.0636 | -4.766
20136 | 2013 | 6 | H22 | 0% | 100% | 962.4988 | 966.1245 | -3.6258 | 66.2 | -2.3831 | -3.1274 | -3.6258 | -4.0636 | -4.766
20136 | 2013 | 6 | H23 | 0% | 100% | 763.3487 | 766.9745 | -3.6258 | 64.6 | -2.3831 | -3.1274 | -3.6258 | -4.0636 | -4.766
20136 | 2013 | 6 | H24 | 0% | 100% | 626.0418 | 629.6676 | -3.6258 | 64 | -2.3831 | -3.1274 | -3.6258 | -4.0636 | -4.766
20136 | 2013 | 6 | H1 | 0% | 100% | 748.0529 | 751.6787 | -3.6258 | 69.3 | -2.3831 | -3.1274 | -3.6258 | -4.0636 | -4.766
20137 | 2013 | 7 | H2 | 0% | 100% | 680.9266 | 686.5188 | -5.5922 | 68.2 | -3.6756 | -4.8236 | -5.5922 | -6.2675 | -7.3509
20137 | 2013 | 7 | H3 | 0% | 100% | 656.8863 | 662.4785 | -5.5922 | 68.1 | -3.6756 | -4.8236 | -5.5922 | -6.2675 | -7.3509
20137 | 2013 | 7 | H4 | 0% | 100% | 649.9346 | 655.5268 | -5.5922 | 68.3 | -3.6756 | -4.8236 | -5.5922 | -6.2675 | -7.3509
20137 | 2013 | 7 | H5 | 0% | 100% | 679.6233 | 685.2155 | -5.5922 | 68.1 | -3.6756 | -4.8236 | -5.5922 | -6.2675 | -7.3509
20137 | 2013 | 7 | H6 | 0% | 100% | 748.8641 | 754.4563 | -5.5922 | 67.7 | -3.6756 | -4.8236 | -5.5922 | -6.2675 | -7.3509
20137 | 2013 | 7 | H7 | 0% | 100% | 791.3223 | 796.9145 | -5.5922 | 69 | -3.6756 | -4.8236 | -5.5922 | -6.2675 | -7.3509
20137 | 2013 | 7 | H8 | 0% | 100% | 863.4971 | 869.0893 | -5.5922 | 72.5 | -3.6756 | -4.8236 | -5.5922 | -6.2675 | -7.3509
20137 | 2013 | 7 | H9 | 0% | 100% | 959.093 | 964.6852 | -5.5922 | 76.3 | -3.6756 | -4.8236 | -5.5922 | -6.2675 | -7.3509
20137 | 2013 | 7 | H10 | 0% | 100% | 1050.3809 | 1055.9731 | -5.5922 | 80.6 | -3.6756 | -4.8236 | -5.5922 | -6.2675 | -7.3509
20137 | 2013 | 7 | H11 | 0% | 100% | 1133.1226 | 1138.7149 | -5.5922 | 83.4 | -3.6756 | -4.8236 | -5.5922 | -6.2675 | -7.3509
20137 | 2013 | 7 | H12 | 80.45% | 0% | 1230.4769 | 1150.3482 | 80.1287 | 84.7 | 52.6658 | 69.1154 | 80.1287 | 89.8044 | 105.328
20137 | 2013 | 7 | H13 | 80.67% | 0% | 1327.1261 | 1246.7735 | 80.3527 | 85.5 | 52.813 | 69.3085 | 80.3527 | 90.0554 | 105.6224
20137 | 2013 | 7 | H14 | 106% | 0% | 1390.1633 | 1284.5782 | 105.5852 | 85.4 | 69.3974 | 91.0729 | 105.5852 | 118.3347 | 138.7902
20137 | 2013 | 7 | H15 | 106.5% | 0% | 1480.0659 | 1373.9509 | 106.115 | 84 | 69.7457 | 91.5299 | 106.115 | 118.9285 | 139.4866
20137 | 2013 | 7 | H16 | 124% | 0% | 1528.8344 | 1405.291 | 123.5435 | 82.6 | 81.2008 | 106.563 | 123.5435 | 138.4616 | 162.3961
20137 | 2013 | 7 | H17 | 106.1% | 0% | 1572.3676 | 1466.7377 | 105.6299 | 81.5 | 69.4269 | 91.1115 | 105.6299 | 118.3849 | 138.849
20137 | 2013 | 7 | H18 | 96.24% | 0% | 1540.7426 | 1444.881 | 95.8616 | 80.9 | 63.0065 | 82.6858 | 95.8616 | 107.437 | 126.0087
20137 | 2013 | 7 | H19 | 0% | 100% | 1491.1224 | 1496.7146 | -5.5922 | 78.5 | -3.6756 | -4.8236 | -5.5922 | -6.2675 | -7.3509
20137 | 2013 | 7 | H20 | 0% | 100% | 1536.9289 | 1542.5211 | -5.5922 | 73.9 | -3.6756 | -4.8236 | -5.5922 | -6.2675 | -7.3509
20137 | 2013 | 7 | H21 | 0% | 100% | 1460.8775 | 1466.4697 | -5.5922 | 71.1 | -3.6756 | -4.8236 | -5.5922 | -6.2675 | -7.3509
20137 | 2013 | 7 | H22 | 0% | 100% | 1272.3109 | 1277.9031 | -5.5922 | 69.8 | -3.6756 | -4.8236 | -5.5922 | -6.2675 | -7.3509
20137 | 2013 | 7 | H23 | 0% | 100% | 1038.2322 | 1043.8244 | -5.5922 | 68.5 | -3.6756 | -4.8236 | -5.5922 | -6.2675 | -7.3509
20137 | 2013 | 7 | H24 | 0% | 100% | 840.0752 | 845.6674 | -5.5922 | 67.5 | -3.6756 | -4.8236 | -5.5922 | -6.2675 | -7.3509
20138 | 2013 | 8 | H1 | 0% | 100% | 721.4519 | 726.9254 | -5.4735 | 69 | -3.5975 | -4.7212 | -5.4735 | -6.1344 | -7.1948
20138 | 2013 | 8 | H2 | 0% | 100% | 665.6902 | 671.1637 | -5.4735 | 68.2 | -3.5975 | -4.7212 | -5.4735 | -6.1344 | -7.1948
20138 | 2013 | 8 | H3 | 0% | 100% | 643.5612 | 649.0347 | -5.4735 | 68 | -3.5975 | -4.7212 | -5.4735 | -6.1344 | -7.1948
20138 | 2013 | 8 | H4 | 0% | 100% | 654.459 | 659.9325 | -5.4735 | 67.3 | -3.5975 | -4.7212 | -5.4735 | -6.1344 | -7.1948
20138 | 2013 | 8 | H5 | 0% | 100% | 701.9351 | 707.4086 | -5.4735 | 66.8 | -3.5975 | -4.7212 | -5.4735 | -6.1344 | -7.1948
20138 | 2013 | 8 | H6 | 0% | 100% | 774.9253 | 780.3988 | -5.4735 | 66.4 | -3.5975 | -4.7212 | -5.4735 | -6.1344 | -7.1948
20138 | 2013 | 8 | H7 | 0% | 100% | 801.6047 | 807.0782 | -5.4735 | 67.4 | -3.5975 | -4.7212 | -5.4735 | -6.1344 | -7.1948
20138 | 2013 | 8 | H8 | 0% | 100% | 826.5488 | 832.0223 | -5.4735 | 71.3 | -3.5975 | -4.7212 | -5.4735 | -6.1344 | -7.1948
20138 | 2013 | 8 | H9 | 0% | 100% | 903.417 | 908.8905 | -5.4735 | 76.7 | -3.5975 | -4.7212 | -5.4735 | -6.1344 | -7.1948
20138 | 2013 | 8 | H10 | 0% | 100% | 1020.4466 | 1025.9201 | -5.4735 | 80.5 | -3.5975 | -4.7212 | -5.4735 | -6.1344 | -7.1948
20138 | 2013 | 8 | H11 | 0% | 100% | 1121.8281 | 1127.3016 | -5.4735 | 83.4 | -3.5975 | -4.7212 | -5.4735 | -6.1344 | -7.1948
20138 | 2013 | 8 | H12 | 80.45% | 0% | 1210.2069 | 1131.7794 | 78.4275 | 84.8 | 51.5477 | 67.648 | 78.4275 | 87.8978 | 103.0919
20138 | 2013 | 8 | H13 | 80.67% | 0% | 1296.1119 | 1217.4652 | 78.6467 | 85.1 | 51.6918 | 67.8371 | 78.6467 | 88.1434 | 103.38
20138 | 2013 | 8 | H14 | 106% | 0% | 1356.6627 | 1253.3192 | 103.3435 | 85.7 | 67.9241 | 89.1394 | 103.3435 | 115.8224 | 135.8436
20138 | 2013 | 8 | H15 | 106.5% | 0% | 1420.4122 | 1316.5501 | 103.8621 | 86.8 | 68.2649 | 89.5867 | 103.8621 | 116.4036 | 136.5252
20138 | 2013 | 8 | H16 | 124% | 0% | 1495.4953 | 1374.5747 | 120.9206 | 86.4 | 79.4769 | 104.3006 | 120.9206 | 135.5219 | 158.9484
20138 | 2013 | 8 | H17 | 106.1% | 0% | 1556.3061 | 1452.9188 | 103.3873 | 84.5 | 67.9529 | 89.1772 | 103.3873 | 115.8715 | 135.9011
20138 | 2013 | 8 | H18 | 96.24% | 0% | 1532.1234 | 1438.297 | 93.8264 | 81.2 | 61.6688 | 80.9304 | 93.8264 | 105.1561 | 123.3334
20138 | 2013 | 8 | H19 | 0% | 100% | 1529.9232 | 1535.3966 | -5.4735 | 77.3 | -3.5975 | -4.7212 | -5.4735 | -6.1344 | -7.1948
20138 | 2013 | 8 | H20 | 0% | 100% | 1594.0988 | 1599.5722 | -5.4735 | 73.5 | -3.5975 | -4.7212 | -5.4735 | -6.1344 | -7.1948
20138 | 2013 | 8 | H21 | 0% | 100% | 1470.1313 | 1475.6047 | -5.4735 | 72.2 | -3.5975 | -4.7212 | -5.4735 | -6.1344 | -7.1948
20138 | 2013 | 8 | H22 | 0% | 100% | 1241.4648 | 1246.9383 | -5.4735 | 70.6 | -3.5975 | -4.7212 | -5.4735 | -6.1344 | -7.1948
20138 | 2013 | 8 | H23 | 0% | 100% | 1009.7906 | 1015.264 | -5.4735 | 70.3 | -3.5975 | -4.7212 | -5.4735 | -6.1344 | -7.1948
20138 | 2013 | 8 | H24 | 0% | 100% | 827.6396 | 833.1131 | -5.4735 | 68.9 | -3.5975 | -4.7212 | -5.4735 | -6.1344 | -7.1948
20139 | 2013 | 9 | H1 | 0% | 100% | 647.7531 | 652.7917 | -5.0386 | 65.3 | -3.3117 | -4.346 | -5.0386 | -5.647 | -6.6231
20139 | 2013 | 9 | H2 | 0% | 100% | 617.2053 | 622.2439 | -5.0386 | 64.6 | -3.3117 | -4.346 | -5.0386 | -5.647 | -6.6231
20139 | 2013 | 9 | H3 | 0% | 100% | 611.6174 | 616.656 | -5.0386 | 64.5 | -3.3117 | -4.346 | -5.0386 | -5.647 | -6.6231
20139 | 2013 | 9 | H4 | 0% | 100% | 632.7435 | 637.782 | -5.0386 | 64 | -3.3117 | -4.346 | -5.0386 | -5.647 | -6.6231
20139 | 2013 | 9 | H5 | 0% | 100% | 702.9848 | 708.0233 | -5.0386 | 64.1 | -3.3117 | -4.346 | -5.0386 | -5.647 | -6.6231
20139 | 2013 | 9 | H6 | 0% | 100% | 806.8278 | 811.8664 | -5.0386 | 63.7 | -3.3117 | -4.346 | -5.0386 | -5.647 | -6.6231
20139 | 2013 | 9 | H7 | 0% | 100% | 846.6304 | 851.669 | -5.0386 | 64.3 | -3.3117 | -4.346 | -5.0386 | -5.647 | -6.6231
20139 | 2013 | 9 | H8 | 0% | 100% | 847.4972 | 852.5358 | -5.0386 | 69.6 | -3.3117 | -4.346 | -5.0386 | -5.647 | -6.6231
20139 | 2013 | 9 | H9 | 0% | 100% | 840.8024 | 845.841 | -5.0386 | 77.9 | -3.3117 | -4.346 | -5.0386 | -5.647 | -6.6231
20139 | 2013 | 9 | H10 | 0% | 100% | 894.7547 | 899.7932 | -5.0386 | 84.5 | -3.3117 | -4.346 | -5.0386 | -5.647 | -6.6231
20139 | 2013 | 9 | H11 | 0% | 100% | 964.3701 | 969.4087 | -5.0386 | 87.7 | -3.3117 | -4.346 | -5.0386 | -5.647 | -6.6231
20139 | 2013 | 9 | H12 | 80.45% | 0% | 1061.0646 | 988.8689 | 72.1957 | 89.6 | 47.4517 | 62.2727 | 72.1957 | 80.9134 | 94.9002
20139 | 2013 | 9 | H13 | 80.67% | 0% | 1145.6953 | 1073.2978 | 72.3975 | 89.3 | 47.5843 | 62.4468 | 72.3975 | 81.1396 | 95.1654
20139 | 2013 | 9 | H14 | 106% | 0% | 1240.6929 | 1145.561 | 95.1319 | 89 | 62.5269 | 82.0564 | 95.1319 | 106.6192 | 125.0495
20139 | 2013 | 9 | H15 | 106.5% | 0% | 1359.5134 | 1263.9042 | 95.6092 | 88.9 | 62.8406 | 82.4682 | 95.6092 | 107.1542 | 125.677
20139 | 2013 | 9 | H16 | 124% | 0% | 1440.7391 | 1329.4268 | 111.3123 | 89 | 73.1617 | 96.0129 | 111.3123 | 124.7534 | 146.3184
20139 | 2013 | 9 | H17 | 106.1% | 0% | 1493.4941 | 1398.3219 | 95.1722 | 87.3 | 62.5534 | 82.0912 | 95.1722 | 106.6644 | 125.1025
20139 | 2013 | 9 | H18 | 96.24% | 0% | 1597.1475 | 1510.7765 | 86.371 | 85 | 56.7686 | 74.4997 | 86.371 | 96.8004 | 113.5334
20139 | 2013 | 9 | H19 | 0% | 100% | 1670.683 | 1675.7216 | -5.0386 | 81.6 | -3.3117 | -4.346 | -5.0386 | -5.647 | -6.6231
20139 | 2013 | 9 | H20 | 0% | 100% | 1575.6365 | 1580.6751 | -5.0386 | 79.2 | -3.3117 | -4.346 | -5.0386 | -5.647 | -6.6231
20139 | 2013 | 9 | H21 | 0% | 100% | 1405.5379 | 1410.5765 | -5.0386 | 76.6 | -3.3117 | -4.346 | -5.0386 | -5.647 | -6.6231
20139 | 2013 | 9 | H22 | 0% | 100% | 1180.6975 | 1185.7361 | -5.0386 | 75.2 | -3.3117 | -4.346 | -5.0386 | -5.647 | -6.6231
20139 | 2013 | 9 | H23 | 0% | 100% | 970.44 | 975.4786 | -5.0386 | 72.4 | -3.3117 | -4.346 | -5.0386 | -5.647 | -6.6231
20139 | 2013 | 9 | H24 | 0% | 100% | 830.3557 | 835.3943 | -5.0386 | 72 | -3.3117 | -4.346 | -5.0386 | -5.647 | -6.6231
201310 | 2013 | 10 | H1 | 0% | 100% | 552.8357 | 557.0053 | -4.1695 | 66.5 | -2.7405 | -3.5964 | -4.1695 | -4.673 | -5.4808
201310 | 2013 | 10 | H2 | 0% | 100% | 523.2705 | 527.4401 | -4.1695 | 65.4 | -2.7405 | -3.5964 | -4.1695 | -4.673 | -5.4808
201310 | 2013 | 10 | H3 | 0% | 100% | 516.9337 | 521.1032 | -4.1695 | 64.9 | -2.7405 | -3.5964 | -4.1695 | -4.673 | -5.4808
201310 | 2013 | 10 | H4 | 0% | 100% | 518.3948 | 522.5644 | -4.1695 | 64.3 | -2.7405 | -3.5964 | -4.1695 | -4.673 | -5.4808
201310 | 2013 | 10 | H5 | 0% | 100% | 578.1356 | 582.3052 | -4.1695 | 63.8 | -2.7405 | -3.5964 | -4.1695 | -4.673 | -5.4808
201310 | 2013 | 10 | H6 | 0% | 100% | 733.088 | 737.2576 | -4.1695 | 62.8 | -2.7405 | -3.5964 | -4.1695 | -4.673 | -5.4808
201310 | 2013 | 10 | H7 | 0% | 100% | 735.3179 | 739.4875 | -4.1695 | 61.4 | -2.7405 | -3.5964 | -4.1695 | -4.673 | -5.4808
201310 | 2013 | 10 | H8 | 0% | 100% | 704.1282 | 708.2978 | -4.1695 | 68.1 | -2.7405 | -3.5964 | -4.1695 | -4.673 | -5.4808
201310 | 2013 | 10 | H9 | 0% | 100% | 730.0996 | 734.2691 | -4.1695 | 76.2 | -2.7405 | -3.5964 | -4.1695 | -4.673 | -5.4808
201310 | 2013 | 10 | H10 | 0% | 100% | 791.6432 | 795.8127 | -4.1695 | 82.5 | -2.7405 | -3.5964 | -4.1695 | -4.673 | -5.4808
201310 | 2013 | 10 | H11 | 0% | 100% | 841.2785 | 845.448 | -4.1695 | 87.1 | -2.7405 | -3.5964 | -4.1695 | -4.673 | -5.4808
201310 | 2013 | 10 | H12 | 80.45% | 0% | 895.7263 | 835.9827 | 59.7436 | 89.1 | 39.2674 | 51.5321 | 59.7436 | 66.9577 | 78.5321
201310 | 2013 | 10 | H13 | 80.67% | 0% | 963.5926 | 903.6821 | 59.9106 | 89.4 | 39.3771 | 51.6761 | 59.9106 | 67.1449 | 78.7516
201310 | 2013 | 10 | H14 | 106% | 0% | 1052.1753 | 973.4515 | 78.7238 | 89.2 | 51.7424 | 67.9036 | 78.7238 | 88.2298 | 103.4813
201310 | 2013 | 10 | H15 | 106.5% | 0% | 1118.6034 | 1039.4845 | 79.1189 | 88.4 | 52.0021 | 68.2443 | 79.1189 | 88.6726 | 104.0006
201310 | 2013 | 10 | H16 | 124% | 0% | 1157.6727 | 1065.5592 | 92.1135 | 87.1 | 60.543 | 79.4529 | 92.1135 | 103.2363 | 121.0818
201310 | 2013 | 10 | H17 | 106.1% | 0% | 1175.0116 | 1096.2545 | 78.7572 | 84 | 51.7644 | 67.9324 | 78.7572 | 88.2672 | 103.5252
201310 | 2013 | 10 | H18 | 96.24% | 0% | 1258.0802 | 1186.6062 | 71.474 | 81.2 | 46.9774 | 61.6502 | 71.474 | 80.1046 | 93.9515
201310 | 2013 | 10 | H19 | 0% | 100% | 1351.7866 | 1355.9561 | -4.1695 | 75.5 | -2.7405 | -3.5964 | -4.1695 | -4.673 | -5.4808
201310 | 2013 | 10 | H20 | 0% | 100% | 1308.514 | 1312.6836 | -4.1695 | 71 | -2.7405 | -3.5964 | -4.1695 | -4.673 | -5.4808
201310 | 2013 | 10 | H21 | 0% | 100% | 1186.1903 | 1190.3598 | -4.1695 | 68.3 | -2.7405 | -3.5964 | -4.1695 | -4.673 | -5.4808
201310 | 2013 | 10 | H22 | 0% | 100% | 969.1165 | 973.286 | -4.1695 | 66.2 | -2.7405 | -3.5964 | -4.1695 | -4.673 | -5.4808
201310 | 2013 | 10 | H23 | 0% | 100% | 777.8879 | 782.0574 | -4.1695 | 63.7 | -2.7405 | -3.5964 | -4.1695 | -4.673 | -5.4808
201311 | 2013 | 11 | H24 | 0% | 100% | 648.8 | 651.9414 | -3.1413 | 62.1 | -2.0647 | -2.7096 | -3.1413 | -3.5207 | -4.1292
201311 | 2013 | 11 | H1 | 0% | 100% | 620.5591 | 623.7004 | -3.1413 | 60 | -2.0647 | -2.7096 | -3.1413 | -3.5207 | -4.1292
201311 | 2013 | 11 | H2 | 0% | 100% | 556.9959 | 560.1373 | -3.1413 | 58.9 | -2.0647 | -2.7096 | -3.1413 | -3.5207 | -4.1292
201311 | 2013 | 11 | H3 | 0% | 100% | 533.4521 | 536.5934 | -3.1413 | 58.5 | -2.0647 | -2.7096 | -3.1413 | -3.5207 | -4.1292
201311 | 2013 | 11 | H4 | 0% | 100% | 530.2135 | 533.3548 | -3.1413 | 57.1 | -2.0647 | -2.7096 | -3.1413 | -3.5207 | -4.1292
201311 | 2013 | 11 | H5 | 0% | 100% | 556.9059 | 560.0473 | -3.1413 | 57.2 | -2.0647 | -2.7096 | -3.1413 | -3.5207 | -4.1292
201311 | 2013 | 11 | H6 | 0% | 100% | 652.4389 | 655.5803 | -3.1413 | 56.7 | -2.0647 | -2.7096 | -3.1413 | -3.5207 | -4.1292
201311 | 2013 | 11 | H7 | 0% | 100% | 810.0527 | 813.1941 | -3.1413 | 55.4 | -2.0647 | -2.7096 | -3.1413 | -3.5207 | -4.1292
201311 | 2013 | 11 | H8 | 0% | 100% | 822.9433 | 826.0846 | -3.1413 | 57.8 | -2.0647 | -2.7096 | -3.1413 | -3.5207 | -4.1292
201311 | 2013 | 11 | H9 | 0% | 100% | 776.7298 | 779.8712 | -3.1413 | 68.4 | -2.0647 | -2.7096 | -3.1413 | -3.5207 | -4.1292
201311 | 2013 | 11 | H10 | 0% | 100% | 751.0694 | 754.2107 | -3.1413 | 75.5 | -2.0647 | -2.7096 | -3.1413 | -3.5207 | -4.1292
201311 | 2013 | 11 | H11 | 0% | 100% | 717.6892 | 720.8305 | -3.1413 | 80.7 | -2.0647 | -2.7096 | -3.1413 | -3.5207 | -4.1292
201311 | 2013 | 11 | H12 | 80.45% | 0% | 704.5682 | 659.5571 | 45.0111 | 83 | 29.5842 | 38.8245 | 45.0111 | 50.4462 | 59.1664
201311 | 2013 | 11 | H13 | 80.67% | 0% | 687.7685 | 642.6317 | 45.1369 | 84.5 | 29.6669 | 38.933 | 45.1369 | 50.5872 | 59.3317
201311 | 2013 | 11 | H14 | 106% | 0% | 672.4647 | 613.1539 | 59.3108 | 83.6 | 38.9829 | 51.1588 | 59.3108 | 66.4727 | 77.9632
201311 | 2013 | 11 | H15 | 106.5% | 0% | 661.8138 | 602.2053 | 59.6084 | 82.2 | 39.1785 | 51.4155 | 59.6084 | 66.8063 | 78.3544
201311 | 2013 | 11 | H16 | 124% | 0% | 692.6841 | 623.2855 | 69.3986 | 81.8 | 45.6133 | 59.8601 | 69.3986 | 77.7786 | 91.2235
201311 | 2013 | 11 | H17 | 106.1% | 0% | 833.4493 | 774.1134 | 59.336 | 78.3 | 38.9995 | 51.1805 | 59.336 | 66.5009 | 77.9963
201311 | 2013 | 11 | H18 | 96.24% | 0% | 1174.8171 | 1120.9684 | 53.8488 | 72.6 | 35.3929 | 46.4475 | 53.8488 | 60.3511 | 70.7834
201311 | 2013 | 11 | H19 | 0% | 100% | 1302.131 | 1305.2723 | -3.1413 | 69.4 | -2.0647 | -2.7096 | -3.1413 | -3.5207 | -4.1292
201311 | 2013 | 11 | H20 | 0% | 100% | 1330.006 | 1333.1474 | -3.1413 | 66 | -2.0647 | -2.7096 | -3.1413 | -3.5207 | -4.1292
201311 | 2013 | 11 | H21 | 0% | 100% | 1282.3024 | 1285.4437 | -3.1413 | 64.6 | -2.0647 | -2.7096 | -3.1413 | -3.5207 | -4.1292
201311 | 2013 | 11 | H22 | 0% | 100% | 1141.2389 | 1144.3802 | -3.1413 | 63.6 | -2.0647 | -2.7096 | -3.1413 | -3.5207 | -4.1292
201311 | 2013 | 11 | H23 | 0% | 100% | 929.2994 | 932.4407 | -3.1413 | 62 | -2.0647 | -2.7096 | -3.1413 | -3.5207 | -4.1292
201311 | 2013 | 11 | H24 | 0% | 100% | 750.2084 | 753.3498 | -3.1413 | 60.2 | -2.0647 | -2.7096 | -3.1413 | -3.5207 | -4.1292
201312 | 2013 | 12 | H1 | 0% | 100% | 793.011 | 796.6172 | -3.6062 | 52.8 | -2.3703 | -3.1106 | -3.6062 | -4.0417 | -4.7403
201312 | 2013 | 12 | H2 | 0% | 100% | 709.8544 | 713.4606 | -3.6062 | 52.1 | -2.3703 | -3.1106 | -3.6062 | -4.0417 | -4.7403
201312 | 2013 | 12 | H3 | 0% | 100% | 680.1316 | 683.7379 | -3.6062 | 50.9 | -2.3703 | -3.1106 | -3.6062 | -4.0417 | -4.7403
201312 | 2013 | 12 | H4 | 0% | 100% | 679.5405 | 683.1468 | -3.6062 | 49.2 | -2.3703 | -3.1106 | -3.6062 | -4.0417 | -4.7403
201312 | 2013 | 12 | H5 | 0% | 100% | 709.9608 | 713.5671 | -3.6062 | 47.7 | -2.3703 | -3.1106 | -3.6062 | -4.0417 | -4.7403
201312 | 2013 | 12 | H6 | 0% | 100% | 809.5895 | 813.1958 | -3.6062 | 47.3 | -2.3703 | -3.1106 | -3.6062 | -4.0417 | -4.7403
201312 | 2013 | 12 | H7 | 0% | 100% | 1000.7154 | 1004.3216 | -3.6062 | 48.1 | -2.3703 | -3.1106 | -3.6062 | -4.0417 | -4.7403
201312 | 2013 | 12 | H8 | 0% | 100% | 1002.5389 | 1006.1452 | -3.6062 | 46.3 | -2.3703 | -3.1106 | -3.6062 | -4.0417 | -4.7403
201312 | 2013 | 12 | H9 | 0% | 100% | 911.2381 | 914.8444 | -3.6062 | 51.6 | -2.3703 | -3.1106 | -3.6062 | -4.0417 | -4.7403
201312 | 2013 | 12 | H10 | 0% | 100% | 848.8647 | 852.471 | -3.6062 | 60.8 | -2.3703 | -3.1106 | -3.6062 | -4.0417 | -4.7403
201312 | 2013 | 12 | H11 | 0% | 100% | 813.7734 | 817.3797 | -3.6062 | 66.3 | -2.3703 | -3.1106 | -3.6062 | -4.0417 | -4.7403
201312 | 2013 | 12 | H12 | 80.45% | 0% | 799.7363 | 748.0639 | 51.6724 | 70.7 | 33.9625 | 44.5703 | 51.6724 | 57.9119 | 67.9226
201312 | 2013 | 12 | H13 | 80.67% | 0% | 778.77 | 726.9531 | 51.8168 | 73 | 34.0574 | 44.6948 | 51.8168 | 58.0738 | 68.1125
201312 | 2013 | 12 | H14 | 106% | 0% | 785.1379 | 717.0495 | 68.0884 | 71.3 | 44.7522 | 58.73 | 68.0884 | 76.3102 | 89.5013
201312 | 2013 | 12 | H15 | 106.5% | 0% | 753.321 | 684.8909 | 68.4301 | 69.7 | 44.9767 | 59.0247 | 68.4301 | 76.6931 | 89.9504
201312 | 2013 | 12 | H16 | 124% | 0% | 753.552 | 673.8828 | 79.6692 | 68.7 | 52.3638 | 68.719 | 79.6692 | 89.2894 | 104.724
201312 | 2013 | 12 | H17 | 106.1% | 0% | 956.7336 | 888.6163 | 68.1173 | 67.9 | 44.7711 | 58.7549 | 68.1173 | 76.3426 | 89.5392
201312 | 2013 | 12 | H18 | 96.24% | 0% | 1403.5601 | 1341.7421 | 61.818 | 62.3 | 40.6308 | 53.3214 | 61.818 | 69.2827 | 81.2589
201312 | 2013 | 12 | H19 | 0% | 100% | 1589.5468 | 1593.153 | -3.6062 | 57 | -2.3703 | -3.1106 | -3.6062 | -4.0417 | -4.7403
201312 | 2013 | 12 | H20 | 0% | 100% | 1576.7651 | 1580.3713 | -3.6062 | 54.7 | -2.3703 | -3.1106 | -3.6062 | -4.0417 | -4.7403
201312 | 2013 | 12 | H21 | 0% | 100% | 1525.4032 | 1529.0094 | -3.6062 | 51.5 | -2.3703 | -3.1106 | -3.6062 | -4.0417 | -4.7403
201312 | 2013 | 12 | H22 | 0% | 100% | 1380.2232 | 1383.8294 | -3.6062 | 50.1 | -2.3703 | -3.1106 | -3.6062 | -4.0417 | -4.7403
201312 | 2013 | 12 | H23 | 0% | 100% | 1132.5181 | 1136.1244 | -3.6062 | 48.3 | -2.3703 | -3.1106 | -3.6062 | -4.0417 | -4.7403
201312 | 2013 | 12 | H24 | 0% | 100% | 918.591 | 922.1972 | -3.6062 | 47.5 | -2.3703 | -3.1106 | -3.6062 | -4.0417 | -4.7403
20141 | 2014 | 1 | H1 | 0% | 100% | 846.2223 | 850.5048 | -4.2825 | 52.1 | -2.8147 | -3.6939 | -4.2825 | -4.7996 | -5.6293
20141 | 2014 | 1 | H2 | 0% | 100% | 797.7569 | 802.0394 | -4.2825 | 53 | -2.8147 | -3.6939 | -4.2825 | -4.7996 | -5.6293
20141 | 2014 | 1 | H3 | 0% | 100% | 764.5755 | 768.858 | -4.2825 | 52.9 | -2.8147 | -3.6939 | -4.2825 | -4.7996 | -5.6293
20141 | 2014 | 1 | H4 | 0% | 100% | 759.3812 | 763.6637 | -4.2825 | 51.5 | -2.8147 | -3.6939 | -4.2825 | -4.7996 | -5.6293
20141 | 2014 | 1 | H5 | 0% | 100% | 801.3914 | 805.6739 | -4.2825 | 51.6 | -2.8147 | -3.6939 | -4.2825 | -4.7996 | -5.6293
20141 | 2014 | 1 | H6 | 0% | 100% | 884.9101 | 889.1926 | -4.2825 | 53.2 | -2.8147 | -3.6939 | -4.2825 | -4.7996 | -5.6293
20141 | 2014 | 1 | H7 | 0% | 100% | 1001.5846 | 1005.867 | -4.2825 | 52.2 | -2.8147 | -3.6939 | -4.2825 | -4.7996 | -5.6293
20141 | 2014 | 1 | H8 | 0% | 100% | 1112.3769 | 1116.6594 | -4.2825 | 51.8 | -2.8147 | -3.6939 | -4.2825 | -4.7996 | -5.6293
20141 | 2014 | 1 | H9 | 0% | 100% | 1112.0742 | 1116.3567 | -4.2825 | 55.6 | -2.8147 | -3.6939 | -4.2825 | -4.7996 | -5.6293
20141 | 2014 | 1 | H10 | 0% | 100% | 1099.5142 | 1103.7967 | -4.2825 | 63.1 | -2.8147 | -3.6939 | -4.2825 | -4.7996 | -5.6293
20141 | 2014 | 1 | H11 | 0% | 100% | 1104.7258 | 1109.0083 | -4.2825 | 69 | -2.8147 | -3.6939 | -4.2825 | -4.7996 | -5.6293
20141 | 2014 | 1 | H12 | 80.45% | 0% | 1045.7002 | 984.4162 | 61.284 | 73.1 | 40.2798 | 52.8608 | 61.284 | 68.6841 | 80.5569
20141 | 2014 | 1 | H13 | 80.67% | 0% | 1017.7079 | 956.2526 | 61.4553 | 74.8 | 40.3924 | 53.0085 | 61.4553 | 68.8761 | 80.7821
20141 | 2014 | 1 | H14 | 106% | 0% | 937.9378 | 857.1842 | 80.7536 | 77 | 53.0765 | 69.6544 | 80.7536 | 90.5047 | 106.1494
20141 | 2014 | 1 | H15 | 106.5% | 0% | 916.823 | 835.6641 | 81.1588 | 77.2 | 53.3429 | 70.0039 | 81.1588 | 90.9589 | 106.6821
20141 | 2014 | 1 | H16 | 124% | 0% | 925.2704 | 830.7819 | 94.4885 | 76.7 | 62.104 | 81.5015 | 94.4885 | 105.8981 | 124.2038
20141 | 2014 | 1 | H17 | 106.1% | 0% | 1046.3957 | 965.6078 | 80.7878 | 75.1 | 53.099 | 69.6839 | 80.7878 | 90.5431 | 106.1944
20141 | 2014 | 1 | H18 | 96.24% | 0% | 1388.1354 | 1314.8186 | 73.3168 | 69.8 | 48.1886 | 63.2397 | 73.3168 | 82.1699 | 96.3739
20141 | 2014 | 1 | H19 | 0% | 100% | 1587.9286 | 1592.2111 | -4.2825 | 64.5 | -2.8147 | -3.6939 | -4.2825 | -4.7996 | -5.6293
20141 | 2014 | 1 | H20 | 0% | 100% | 1621.3017 | 1625.5842 | -4.2825 | 64.3 | -2.8147 | -3.6939 | -4.2825 | -4.7996 | -5.6293
20141 | 2014 | 1 | H21 | 0% | 100% | 1550.1328 | 1554.4153 | -4.2825 | 61.6 | -2.8147 | -3.6939 | -4.2825 | -4.7996 | -5.6293
20141 | 2014 | 1 | H22 | 0% | 100% | 1384.7388 | 1389.0213 | -4.2825 | 61 | -2.8147 | -3.6939 | -4.2825 | -4.7996 | -5.6293
20141 | 2014 | 1 | H23 | 0% | 100% | 1160.3587 | 1164.6411 | -4.2825 | 58.3 | -2.8147 | -3.6939 | -4.2825 | -4.7996 | -5.6293
20141 | 2014 | 1 | H24 | 0% | 100% | 976.5362 | 980.8187 | -4.2825 | 55.3 | -2.8147 | -3.6939 | -4.2825 | -4.7996 | -5.6293
20142 | 2014 | 2 | H1 | 0% | 100% | 641.4909 | 645.5286 | -4.0377 | 54.9 | -2.6539 | -3.4828 | -4.0377 | -4.5253 | -5.3076
20142 | 2014 | 2 | H2 | 0% | 100% | 570.0952 | 574.133 | -4.0377 | 52.3 | -2.6539 | -3.4828 | -4.0377 | -4.5253 | -5.3076
20142 | 2014 | 2 | H3 | 0% | 100% | 545.1466 | 549.1844 | -4.0377 | 51.7 | -2.6539 | -3.4828 | -4.0377 | -4.5253 | -5.3076
20142 | 2014 | 2 | H4 | 0% | 100% | 538.4397 | 542.4775 | -4.0377 | 49.4 | -2.6539 | -3.4828 | -4.0377 | -4.5253 | -5.3076
20142 | 2014 | 2 | H5 | 0% | 100% | 554.861 | 558.8988 | -4.0377 | 49.2 | -2.6539 | -3.4828 | -4.0377 | -4.5253 | -5.3076
20142 | 2014 | 2 | H6 | 0% | 100% | 590.751 | 594.7887 | -4.0377 | 49.4 | -2.6539 | -3.4828 | -4.0377 | -4.5253 | -5.3076
20142 | 2014 | 2 | H7 | 0% | 100% | 716.6065 | 720.6443 | -4.0377 | 47.6 | -2.6539 | -3.4828 | -4.0377 | -4.5253 | -5.3076
20142 | 2014 | 2 | H8 | 0% | 100% | 829.1501 | 833.1878 | -4.0377 | 49.9 | -2.6539 | -3.4828 | -4.0377 | -4.5253 | -5.3076
20142 | 2014 | 2 | H9 | 0% | 100% | 940.9485 | 944.9862 | -4.0377 | 54.8 | -2.6539 | -3.4828 | -4.0377 | -4.5253 | -5.3076
20142 | 2014 | 2 | H10 | 0% | 100% | 1018.1005 | 1022.1382 | -4.0377 | 62.4 | -2.6539 | -3.4828 | -4.0377 | -4.5253 | -5.3076
20142 | 2014 | 2 | H11 | 0% | 100% | 1060.7452 | 1064.7829 | -4.0377 | 66.7 | -2.6539 | -3.4828 | -4.0377 | -4.5253 | -5.3076
20142 | 2014 | 2 | H12 | 80.45% | 0% | 1030.9917 | 973.21 | 57.7816 | 70.9 | 37.9779 | 49.8398 | 57.7816 | 64.7589 | 75.9531
20142 | 2014 | 2 | H13 | 80.67% | 0% | 1009.8857 | 951.9426 | 57.9431 | 72.5 | 38.084 | 49.9791 | 57.9431 | 64.9399 | 76.1654
20142 | 2014 | 2 | H14 | 106% | 0% | 947.752 | 871.6134 | 76.1386 | 71.8 | 50.0432 | 65.6736 | 76.1386 | 85.3324 | 100.083
20142 | 2014 | 2 | H15 | 106.5% | 0% | 885.5546 | 809.034 | 76.5206 | 72.1 | 50.2943 | 66.0032 | 76.5206 | 85.7606 | 100.5853
20142 | 2014 | 2 | H16 | 124% | 0% | 903.3658 | 814.2773 | 89.0885 | 71.3 | 58.5548 | 76.8437 | 89.0885 | 99.8461 | 117.1056
20142 | 2014 | 2 | H17 | 106.1% | 0% | 941.9849 | 865.8141 | 76.1708 | 70.5 | 50.0644 | 65.7015 | 76.1708 | 85.3686 | 100.1255
20142 | 2014 | 2 | H18 | 96.24% | 0% | 1142.5028 | 1073.376 | 69.1268 | 68 | 45.4346 | 59.6256 | 69.1268 | 77.474 | 90.8662
20142 | 2014 | 2 | H19 | 0% | 100% | 1391.2404 | 1395.2782 | -4.0377 | 63.5 | -2.6539 | -3.4828 | -4.0377 | -4.5253 | -5.3076
20142 | 2014 | 2 | H20 | 0% | 100% | 1371.3819 | 1375.4197 | -4.0377 | 60.9 | -2.6539 | -3.4828 | -4.0377 | -4.5253 | -5.3076
20142 | 2014 | 2 | H21 | 0% | 100% | 1310.9584 | 1314.9961 | -4.0377 | 57.3 | -2.6539 | -3.4828 | -4.0377 | -4.5253 | -5.3076
20142 | 2014 | 2 | H22 | 0% | 100% | 1149.5668 | 1153.6046 | -4.0377 | 55.3 | -2.6539 | -3.4828 | -4.0377 | -4.5253 | -5.3076
20142 | 2014 | 2 | H23 | 0% | 100% | 944.454 | 948.4918 | -4.0377 | 52.8 | -2.6539 | -3.4828 | -4.0377 | -4.5253 | -5.3076
20142 | 2014 | 2 | H24 | 0% | 100% | 754.9535 | 758.9913 | -4.0377 | 51.5 | -2.6539 | -3.4828 | -4.0377 | -4.5253 | -5.3076
20143 | 2014 | 3 | H1 | 0% | 100% | 676.13 | 679.3951 | -3.2651 | 54.3 | -2.1461 | -2.8164 | -3.2651 | -3.6594 | -4.292
20143 | 2014 | 3 | H2 | 0% | 100% | 621.8685 | 625.1337 | -3.2651 | 54.9 | -2.1461 | -2.8164 | -3.2651 | -3.6594 | -4.292
20143 | 2014 | 3 | H3 | 0% | 100% | 595.6675 | 598.9326 | -3.2651 | 55.3 | -2.1461 | -2.8164 | -3.2651 | -3.6594 | -4.292
20143 | 2014 | 3 | H4 | 0% | 100% | 607.7404 | 611.0056 | -3.2651 | 54.2 | -2.1461 | -2.8164 | -3.2651 | -3.6594 | -4.292
20143 | 2014 | 3 | H5 | 0% | 100% | 643.6385 | 646.9036 | -3.2651 | 52.4 | -2.1461 | -2.8164 | -3.2651 | -3.6594 | -4.292
20143 | 2014 | 3 | H6 | 0% | 100% | 750.603 | 753.8681 | -3.2651 | 52.9 | -2.1461 | -2.8164 | -3.2651 | -3.6594 | -4.292
20143 | 2014 | 3 | H7 | 0% | 100% | 939.8052 | 943.0703 | -3.2651 | 53.4 | -2.1461 | -2.8164 | -3.2651 | -3.6594 | -4.292
20143 | 2014 | 3 | H8 | 0% | 100% | 923.4862 | 926.7514 | -3.2651 | 58.5 | -2.1461 | -2.8164 | -3.2651 | -3.6594 | -4.292
20143 | 2014 | 3 | H9 | 0% | 100% | 839.8421 | 843.1073 | -3.2651 | 66.9 | -2.1461 | -2.8164 | -3.2651 | -3.6594 | -4.292
20143 | 2014 | 3 | H10 | 0% | 100% | 801.1091 | 804.3742 | -3.2651 | 73.6 | -2.1461 | -2.8164 | -3.2651 | -3.6594 | -4.292
20143 | 2014 | 3 | H11 | 0% | 100% | 789.0005 | 792.2656 | -3.2651 | 79.5 | -2.1461 | -2.8164 | -3.2651 | -3.6594 | -4.292
20143 | 2014 | 3 | H12 | 80.45% | 0% | 763.0264 | 716.3012 | 46.7253 | 82.4 | 30.7109 | 40.3031 | 46.7253 | 52.3674 | 61.4197
20143 | 2014 | 3 | H13 | 80.67% | 0% | 744.1961 | 697.3403 | 46.8559 | 82.6 | 30.7967 | 40.4157 | 46.8559 | 52.5138 | 61.5914
20143 | 2014 | 3 | H14 | 106% | 0% | 741.3233 | 679.7536 | 61.5696 | 82.7 | 40.4676 | 53.1072 | 61.5696 | 69.0043 | 80.9324
20143 | 2014 | 3 | H15 | 106.5% | 0% | 737.2209 | 675.3423 | 61.8786 | 82 | 40.6706 | 53.3736 | 61.8786 | 69.3505 | 81.3385
20143 | 2014 | 3 | H16 | 124% | 0% | 747.1285 | 675.0869 | 72.0416 | 81.2 | 47.3505 | 62.1398 | 72.0416 | 80.7408 | 94.6977
20143 | 2014 | 3 | H17 | 106.1% | 0% | 819.5928 | 757.997 | 61.5957 | 79.2 | 40.4847 | 53.1297 | 61.5957 | 69.0335 | 80.9667
20143 | 2014 | 3 | H18 | 96.24% | 0% | 996.5149 | 940.6153 | 55.8996 | 76.7 | 36.7408 | 48.2164 | 55.8996 | 62.6495 | 73.4792
20143 | 2014 | 3 | H19 | 0% | 100% | 1280.5584 | 1283.8235 | -3.2651 | 72.3 | -2.1461 | -2.8164 | -3.2651 | -3.6594 | -4.292
20143 | 2014 | 3 | H20 | 0% | 100% | 1339.1884 | 1342.4535 | -3.2651 | 68.7 | -2.1461 | -2.8164 | -3.2651 | -3.6594 | -4.292
20143 | 2014 | 3 | H21 | 0% | 100% | 1302.6168 | 1305.882 | -3.2651 | 63 | -2.1461 | -2.8164 | -3.2651 | -3.6594 | -4.292
20143 | 2014 | 3 | H22 | 0% | 100% | 1163.911 | 1167.1762 | -3.2651 | 60.5 | -2.1461 | -2.8164 | -3.2651 | -3.6594 | -4.292
20143 | 2014 | 3 | H23 | 0% | 100% | 965.4328 | 968.6979 | -3.2651 | 57.4 | -2.1461 | -2.8164 | -3.2651 | -3.6594 | -4.292
20143 | 2014 | 3 | H24 | 0% | 100% | 778.2493 | 781.5144 | -3.2651 | 56 | -2.1461 | -2.8164 | -3.2651 | -3.6594 | -4.292
20144 | 2014 | 4 | H1 | 0% | 100% | 524.1406 | 527.6146 | -3.474 | 52.7 | -2.2833 | -2.9965 | -3.474 | -3.8935 | -4.5665
20144 | 2014 | 4 | H2 | 0% | 100% | 492.1798 | 495.6538 | -3.474 | 53.1 | -2.2833 | -2.9965 | -3.474 | -3.8935 | -4.5665
20144 | 2014 | 4 | H3 | 0% | 100% | 486.7966 | 490.2706 | -3.474 | 52.8 | -2.2833 | -2.9965 | -3.474 | -3.8935 | -4.5665
20144 | 2014 | 4 | H4 | 0% | 100% | 505.2238 | 508.6978 | -3.474 | 51.6 | -2.2833 | -2.9965 | -3.474 | -3.8935 | -4.5665
20144 | 2014 | 4 | H5 | 0% | 100% | 560.53 | 564.004 | -3.474 | 50.6 | -2.2833 | -2.9965 | -3.474 | -3.8935 | -4.5665
20144 | 2014 | 4 | H6 | 0% | 100% | 698.4759 | 701.9499 | -3.474 | 50.6 | -2.2833 | -2.9965 | -3.474 | -3.8935 | -4.5665
20144 | 2014 | 4 | H7 | 0% | 100% | 743.8941 | 747.3681 | -3.474 | 50.2 | -2.2833 | -2.9965 | -3.474 | -3.8935 | -4.5665
20144 | 2014 | 4 | H8 | 0% | 100% | 728.444 | 731.918 | -3.474 | 58.5 | -2.2833 | -2.9965 | -3.474 | -3.8935 | -4.5665
20144 | 2014 | 4 | H9 | 0% | 100% | 746.845 | 750.319 | -3.474 | 66.4 | -2.2833 | -2.9965 | -3.474 | -3.8935 | -4.5665
20144 | 2014 | 4 | H10 | 0% | 100% | 772.2366 | 775.7106 | -3.474 | 72.6 | -2.2833 | -2.9965 | -3.474 | -3.8935 | -4.5665
20144 | 2014 | 4 | H11 | 0% | 100% | 762.3248 | 765.7988 | -3.474 | 77.8 | -2.2833 | -2.9965 | -3.474 | -3.8935 | -4.5665
20144 | 2014 | 4 | H12 | 80.45% | 0% | 763.8307 | 714.1164 | 49.7142 | 78.4 | 32.6754 | 42.8812 | 49.7142 | 55.7173 | 65.3487
20144 | 2014 | 4 | H13 | 80.67% | 0% | 747.7305 | 697.8773 | 49.8532 | 79.2 | 32.7668 | 43.0011 | 49.8532 | 55.873 | 65.5313
20144 | 2014 | 4 | H14 | 106% | 0% | 754.5331 | 689.0249 | 65.5082 | 79.5 | 43.0562 | 56.5044 | 65.5082 | 73.4184 | 86.1096
20144 | 2014 | 4 | H15 | 106.5% | 0% | 784.4254 | 718.5885 | 65.8369 | 79.2 | 43.2723 | 56.7879 | 65.8369 | 73.7868 | 86.5417
20144 | 2014 | 4 | H16 | 124% | 0% | 852.8569 | 776.2069 | 76.6501 | 78.4 | 50.3794 | 66.1149 | 76.6501 | 85.9057 | 100.7554
20144 | 2014 | 4 | H17 | 106.1% | 0% | 940.3481 | 874.8122 | 65.536 | 77.7 | 43.0745 | 56.5283 | 65.536 | 73.4495 | 86.1461
20144 | 2014 | 4 | H18 | 96.24% | 0% | 1060.2433 | 1000.7679 | 59.4754 | 75.1 | 39.0911 | 51.3008 | 59.4754 | 66.6571 | 78.1796
20144 | 2014 | 4 | H19 | 0% | 100% | 1188.3543 | 1191.8283 | -3.474 | 70.2 | -2.2833 | -2.9965 | -3.474 | -3.8935 | -4.5665
20144 | 2014 | 4 | H20 | 0% | 100% | 1172.6522 | 1176.1262 | -3.474 | 65.5 | -2.2833 | -2.9965 | -3.474 | -3.8935 | -4.5665
20144 | 2014 | 4 | H21 | 0% | 100% | 1053.4955 | 1056.9695 | -3.474 | 62.5 | -2.2833 | -2.9965 | -3.474 | -3.8935 | -4.5665
20144 | 2014 | 4 | H22 | 0% | 100% | 873.0589 | 876.5329 | -3.474 | 59.4 | -2.2833 | -2.9965 | -3.474 | -3.8935 | -4.5665
20144 | 2014 | 4 | H23 | 0% | 100% | 699.1811 | 702.6551 | -3.474 | 57.8 | -2.2833 | -2.9965 | -3.474 | -3.8935 | -4.5665
20144 | 2014 | 4 | H24 | 0% | 100% | 580.3881 | 583.8621 | -3.474 | 56.3 | -2.2833 | -2.9965 | -3.474 | -3.8935 | -4.5665
20145 | 2014 | 5 | H1 | 0% | 100% | 596.8764 | 600.9908 | -4.1145 | 60.5 | -2.7043 | -3.5489 | -4.1145 | -4.6113 | -5.4084
20145 | 2014 | 5 | H2 | 0% | 100% | 546.0336 | 550.1481 | -4.1145 | 59.8 | -2.7043 | -3.5489 | -4.1145 | -4.6113 | -5.4084
20145 | 2014 | 5 | H3 | 0% | 100% | 521.796 | 525.9104 | -4.1145 | 59 | -2.7043 | -3.5489 | -4.1145 | -4.6113 | -5.4084
20145 | 2014 | 5 | H4 | 0% | 100% | 517.2168 | 521.3312 | -4.1145 | 58.1 | -2.7043 | -3.5489 | -4.1145 | -4.6113 | -5.4084
20145 | 2014 | 5 | H5 | 0% | 100% | 537.6943 | 541.8088 | -4.1145 | 57.8 | -2.7043 | -3.5489 | -4.1145 | -4.6113 | -5.4084
20145 | 2014 | 5 | H6 | 0% | 100% | 603.1514 | 607.2658 | -4.1145 | 57.5 | -2.7043 | -3.5489 | -4.1145 | -4.6113 | -5.4084
20145 | 2014 | 5 | H7 | 0% | 100% | 674.7888 | 678.9032 | -4.1145 | 60.4 | -2.7043 | -3.5489 | -4.1145 | -4.6113 | -5.4084
20145 | 2014 | 5 | H8 | 0% | 100% | 806.9864 | 811.1008 | -4.1145 | 66.3 | -2.7043 | -3.5489 | -4.1145 | -4.6113 | -5.4084
20145 | 2014 | 5 | H9 | 0% | 100% | 916.6897 | 920.8042 | -4.1145 | 72.1 | -2.7043 | -3.5489 | -4.1145 | -4.6113 | -5.4084
20145 | 2014 | 5 | H10 | 0% | 100% | 987.4277 | 991.5422 | -4.1145 | 77.1 | -2.7043 | -3.5489 | -4.1145 | -4.6113 | -5.4084
20145 | 2014 | 5 | H11 | 0% | 100% | 1022.6084 | 1026.7229 | -4.1145 | 81 | -2.7043 | -3.5489 | -4.1145 | -4.6113 | -5.4084
20145 | 2014 | 5 | H12 | 80.45% | 0% | 1012.875 | 953.9955 | 58.8795 | 82.1 | 38.6994 | 50.7867 | 58.8795 | 65.9893 | 77.3962
20145 | 2014 | 5 | H13 | 80.67% | 0% | 1004.2336 | 945.1896 | 59.044 | 82.9 | 38.8076 | 50.9287 | 59.044 | 66.1737 | 77.6125
20145 | 2014 | 5 | H14 | 106% | 0% | 969.7892 | 892.2041 | 77.5851 | 82.4 | 50.994 | 66.9214 | 77.5851 | 86.9537 | 101.9846
20145 | 2014 | 5 | H15 | 106.5% | 0% | 982.5051 | 904.5307 | 77.9745 | 81.9 | 51.2499 | 67.2572 | 77.9745 | 87.39 | 102.4963
20145 | 2014 | 5 | H16 | 124% | 0% | 984.2921 | 893.511 | 90.7811 | 80.7 | 59.6673 | 78.3037 | 90.7811 | 101.7431 | 119.3305
20145 | 2014 | 5 | H17 | 106.1% | 0% | 1016.1087 | 938.4907 | 77.618 | 79.9 | 51.0156 | 66.9498 | 77.618 | 86.9905 | 102.0278
20145 | 2014 | 5 | H18 | 96.24% | 0% | 1050.2084 | 979.7682 | 70.4402 | 77.7 | 46.2979 | 60.7585 | 70.4402 | 78.9459 | 92.5926
20145 | 2014 | 5 | H19 | 0% | 100% | 1116.5848 | 1120.6992 | -4.1145 | 75 | -2.7043 | -3.5489 | -4.1145 | -4.6113 | -5.4084
20145 | 2014 | 5 | H20 | 0% | 100% | 1235.0115 | 1239.1259 | -4.1145 | 70.2 | -2.7043 | -3.5489 | -4.1145 | -4.6113 | -5.4084
20145 | 2014 | 5 | H21 | 0% | 100% | 1134.5075 | 1138.622 | -4.1145 | 65.7 | -2.7043 | -3.5489 | -4.1145 | -4.6113 | -5.4084
20145 | 2014 | 5 | H22 | 0% | 100% | 930.3636 | 934.4781 | -4.1145 | 63.9 | -2.7043 | -3.5489 | -4.1145 | -4.6113 | -5.4084
20145 | 2014 | 5 | H23 | 0% | 100% | 740.996 | 745.1105 | -4.1145 | 62 | -2.7043 | -3.5489 | -4.1145 | -4.6113 | -5.4084
20145 | 2014 | 5 | H24 | 0% | 100% | 591.3882 | 595.5027 | -4.1145 | 60.5 | -2.7043 | -3.5489 | -4.1145 | -4.6113 | -5.4084
20146 | 2014 | 6 | H1 | 0% | 100% | 554.7745 | 558.4827 | -3.7083 | 62.1 | -2.4373 | -3.1986 | -3.7083 | -4.1561 | -4.8745
20146 | 2014 | 6 | H2 | 0% | 100% | 508.1295 | 511.8378 | -3.7083 | 61.6 | -2.4373 | -3.1986 | -3.7083 | -4.1561 | -4.8745
20146 | 2014 | 6 | H3 | 0% | 100% | 497.0275 | 500.7357 | -3.7083 | 61 | -2.4373 | -3.1986 | -3.7083 | -4.1561 | -4.8745
20146 | 2014 | 6 | H4 | 0% | 100% | 516.7192 | 520.4275 | -3.7083 | 60.3 | -2.4373 | -3.1986 | -3.7083 | -4.1561 | -4.8745
20146 | 2014 | 6 | H5 | 0% | 100% | 571.0321 | 574.7404 | -3.7083 | 60 | -2.4373 | -3.1986 | -3.7083 | -4.1561 | -4.8745
20146 | 2014 | 6 | H6 | 0% | 100% | 654.6413 | 658.3496 | -3.7083 | 59.8 | -2.4373 | -3.1986 | -3.7083 | -4.1561 | -4.8745
20146 | 2014 | 6 | H7 | 0% | 100% | 691.7187 | 695.427 | -3.7083 | 60.3 | -2.4373 | -3.1986 | -3.7083 | -4.1561 | -4.8745
20146 | 2014 | 6 | H8 | 0% | 100% | 694.576 | 698.2843 | -3.7083 | 64 | -2.4373 | -3.1986 | -3.7083 | -4.1561 | -4.8745
20146 | 2014 | 6 | H9 | 0% | 100% | 692.666 | 696.3742 | -3.7083 | 69.8 | -2.4373 | -3.1986 | -3.7083 | -4.1561 | -4.8745
20146 | 2014 | 6 | H10 | 0% | 100% | 734.1294 | 737.8377 | -3.7083 | 74.6 | -2.4373 | -3.1986 | -3.7083 | -4.1561 | -4.8745
20146 | 2014 | 6 | H11 | 0% | 100% | 760.9934 | 764.7017 | -3.7083 | 77.5 | -2.4373 | -3.1986 | -3.7083 | -4.1561 | -4.8745
20146 | 2014 | 6 | H12 | 80.45% | 0% | 797.8397 | 744.7728 | 53.0669 | 79.1 | 34.879 | 45.7731 | 53.0669 | 59.4748 | 69.7556
20146 | 2014 | 6 | H13 | 80.67% | 0% | 834.6468 | 781.4317 | 53.2152 | 80.2 | 34.9765 | 45.901 | 53.2152 | 59.641 | 69.9506
20146 | 2014 | 6 | H14 | 106% | 0% | 839.562 | 769.636 | 69.9259 | 79.8 | 45.9599 | 60.3149 | 69.9259 | 78.3696 | 91.9166
20146 | 2014 | 6 | H15 | 106.5% | 0% | 909.6856 | 839.4088 | 70.2768 | 80.7 | 46.1905 | 60.6176 | 70.2768 | 78.7629 | 92.3779
20146 | 2014 | 6 | H16 | 124% | 0% | 976.8526 | 895.0334 | 81.8192 | 80.4 | 53.7769 | 70.5735 | 81.8192 | 91.699 | 107.5502
20146 | 2014 | 6 | H17 | 106.1% | 0% | 1031.9215 | 961.966 | 69.9556 | 80 | 45.9794 | 60.3405 | 69.9556 | 78.4028 | 91.9556
20146 | 2014 | 6 | H18 | 96.24% | 0% | 1050.9209 | 987.4346 | 63.4863 | 78.4 | 41.7273 | 54.7604 | 63.4863 | 71.1524 | 83.4518
20146 | 2014 | 6 | H19 | 0% | 100% | 1083.9666 | 1087.6749 | -3.7083 | 75.6 | -2.4373 | -3.1986 | -3.7083 | -4.1561 | -4.8745
20146 | 2014 | 6 | H20 | 0% | 100% | 1174.8587 | 1178.567 | -3.7083 | 70.3 | -2.4373 | -3.1986 | -3.7083 | -4.1561 | -4.8745
20146 | 2014 | 6 | H21 | 0% | 100% | 1137.3792 | 1141.0875 | -3.7083 | 68.5 | -2.4373 | -3.1986 | -3.7083 | -4.1561 | -4.8745
20146 | 2014 | 6 | H22 | 0% | 100% | 968.2738 | 971.9821 | -3.7083 | 66.2 | -2.4373 | -3.1986 | -3.7083 | -4.1561 | -4.8745
20146 | 2014 | 6 | H23 | 0% | 100% | 767.9288 | 771.6371 | -3.7083 | 64.6 | -2.4373 | -3.1986 | -3.7083 | -4.1561 | -4.8745
20146 | 2014 | 6 | H24 | 0% | 100% | 629.7981 | 633.5064 | -3.7083 | 64 | -2.4373 | -3.1986 | -3.7083 | -4.1561 | -4.8745
20146 | 2014 | 6 | H1 | 0% | 100% | 752.5413 | 756.2495 | -3.7083 | 69.3 | -2.4373 | -3.1986 | -3.7083 | -4.1561 | -4.8745
20147 | 2014 | 7 | H2 | 0% | 100% | 685.0122 | 690.7317 | -5.7195 | 68.2 | -3.7592 | -4.9334 | -5.7195 | -6.4101 | -7.5182
20147 | 2014 | 7 | H3 | 0% | 100% | 660.8276 | 666.5471 | -5.7195 | 68.1 | -3.7592 | -4.9334 | -5.7195 | -6.4101 | -7.5182
20147 | 2014 | 7 | H4 | 0% | 100% | 653.8342 | 659.5537 | -5.7195 | 68.3 | -3.7592 | -4.9334 | -5.7195 | -6.4101 | -7.5182
20147 | 2014 | 7 | H5 | 0% | 100% | 683.701 | 689.4205 | -5.7195 | 68.1 | -3.7592 | -4.9334 | -5.7195 | -6.4101 | -7.5182
20147 | 2014 | 7 | H6 | 0% | 100% | 753.3573 | 759.0768 | -5.7195 | 67.7 | -3.7592 | -4.9334 | -5.7195 | -6.4101 | -7.5182
20147 | 2014 | 7 | H7 | 0% | 100% | 796.0703 | 801.7898 | -5.7195 | 69 | -3.7592 | -4.9334 | -5.7195 | -6.4101 | -7.5182
20147 | 2014 | 7 | H8 | 0% | 100% | 868.678 | 874.3975 | -5.7195 | 72.5 | -3.7592 | -4.9334 | -5.7195 | -6.4101 | -7.5182
20147 | 2014 | 7 | H9 | 0% | 100% | 964.8476 | 970.5671 | -5.7195 | 76.3 | -3.7592 | -4.9334 | -5.7195 | -6.4101 | -7.5182
20147 | 2014 | 7 | H10 | 0% | 100% | 1056.6832 | 1062.4027 | -5.7195 | 80.6 | -3.7592 | -4.9334 | -5.7195 | -6.4101 | -7.5182
20147 | 2014 | 7 | H11 | 0% | 100% | 1139.9214 | 1145.6409 | -5.7195 | 83.4 | -3.7592 | -4.9334 | -5.7195 | -6.4101 | -7.5182
20147 | 2014 | 7 | H12 | 80.45% | 0% | 1237.8597 | 1156.0116 | 81.8482 | 84.7 | 53.7959 | 70.5985 | 81.8482 | 91.7315 | 107.5882
20147 | 2014 | 7 | H13 | 80.67% | 0% | 1335.0889 | 1253.012 | 82.0769 | 85.5 | 53.9463 | 70.7958 | 82.0769 | 91.9878 | 107.8889
20147 | 2014 | 7 | H14 | 106% | 0% | 1398.5043 | 1290.6535 | 107.8509 | 85.4 | 70.8866 | 93.0272 | 107.8509 | 120.874 | 141.7684
20147 | 2014 | 7 | H15 | 106.5% | 0% | 1488.9463 | 1380.5542 | 108.3921 | 84 | 71.2423 | 93.494 | 108.3921 | 121.4806 | 142.4798
20147 | 2014 | 7 | H16 | 124% | 0% | 1538.0075 | 1411.8129 | 126.1946 | 82.6 | 82.9433 | 108.8497 | 126.1946 | 141.4328 | 165.8809
20147 | 2014 | 7 | H17 | 106.1% | 0% | 1581.8018 | 1473.9053 | 107.8966 | 81.5 | 70.9167 | 93.0667 | 107.8966 | 120.9253 | 141.8285
20147 | 2014 | 7 | H18 | 96.24% | 0% | 1549.987 | 1452.0684 | 97.9187 | 80.9 | 64.3585 | 84.4602 | 97.9187 | 109.7425 | 128.7127
20147 | 2014 | 7 | H19 | 0% | 100% | 1500.0691 | 1505.7886 | -5.7195 | 78.5 | -3.7592 | -4.9334 | -5.7195 | -6.4101 | -7.5182
20147 | 2014 | 7 | H20 | 0% | 100% | 1546.1504 | 1551.8699 | -5.7195 | 73.9 | -3.7592 | -4.9334 | -5.7195 | -6.4101 | -7.5182
20147 | 2014 | 7 | H21 | 0% | 100% | 1469.6428 | 1475.3623 | -5.7195 | 71.1 | -3.7592 | -4.9334 | -5.7195 | -6.4101 | -7.5182
20147 | 2014 | 7 | H22 | 0% | 100% | 1279.9447 | 1285.6642 | -5.7195 | 69.8 | -3.7592 | -4.9334 | -5.7195 | -6.4101 | -7.5182
20147 | 2014 | 7 | H23 | 0% | 100% | 1044.4616 | 1050.1811 | -5.7195 | 68.5 | -3.7592 | -4.9334 | -5.7195 | -6.4101 | -7.5182
20147 | 2014 | 7 | H24 | 0% | 100% | 845.1156 | 850.8351 | -5.7195 | 67.5 | -3.7592 | -4.9334 | -5.7195 | -6.4101 | -7.5182
20148 | 2014 | 8 | H1 | 0% | 100% | 725.7806 | 731.3786 | -5.5981 | 69 | -3.6794 | -4.8286 | -5.5981 | -6.274 | -7.3586
20148 | 2014 | 8 | H2 | 0% | 100% | 669.6844 | 675.2824 | -5.5981 | 68.2 | -3.6794 | -4.8286 | -5.5981 | -6.274 | -7.3586
20148 | 2014 | 8 | H3 | 0% | 100% | 647.4226 | 653.0206 | -5.5981 | 68 | -3.6794 | -4.8286 | -5.5981 | -6.274 | -7.3586
20148 | 2014 | 8 | H4 | 0% | 100% | 658.3857 | 663.9838 | -5.5981 | 67.3 | -3.6794 | -4.8286 | -5.5981 | -6.274 | -7.3586
20148 | 2014 | 8 | H5 | 0% | 100% | 706.1468 | 711.7448 | -5.5981 | 66.8 | -3.6794 | -4.8286 | -5.5981 | -6.274 | -7.3586
20148 | 2014 | 8 | H6 | 0% | 100% | 779.5749 | 785.1729 | -5.5981 | 66.4 | -3.6794 | -4.8286 | -5.5981 | -6.274 | -7.3586
20148 | 2014 | 8 | H7 | 0% | 100% | 806.4143 | 812.0124 | -5.5981 | 67.4 | -3.6794 | -4.8286 | -5.5981 | -6.274 | -7.3586
20148 | 2014 | 8 | H8 | 0% | 100% | 831.5081 | 837.1062 | -5.5981 | 71.3 | -3.6794 | -4.8286 | -5.5981 | -6.274 | -7.3586
20148 | 2014 | 8 | H9 | 0% | 100% | 908.8375 | 914.4356 | -5.5981 | 76.7 | -3.6794 | -4.8286 | -5.5981 | -6.274 | -7.3586
20148 | 2014 | 8 | H10 | 0% | 100% | 1026.5693 | 1032.1674 | -5.5981 | 80.5 | -3.6794 | -4.8286 | -5.5981 | -6.274 | -7.3586
20148 | 2014 | 8 | H11 | 0% | 100% | 1128.559 | 1134.1571 | -5.5981 | 83.4 | -3.6794 | -4.8286 | -5.5981 | -6.274 | -7.3586
20148 | 2014 | 8 | H12 | 80.45% | 0% | 1217.4681 | 1137.3577 | 80.1105 | 84.8 | 52.6538 | 69.0996 | 80.1105 | 89.7839 | 105.3041
20148 | 2014 | 8 | H13 | 80.67% | 0% | 1303.8886 | 1223.5542 | 80.3344 | 85.1 | 52.801 | 69.2928 | 80.3344 | 90.0349 | 105.5984
20148 | 2014 | 8 | H14 | 106% | 0% | 1364.8027 | 1259.2416 | 105.5611 | 85.7 | 69.3816 | 91.0522 | 105.5611 | 118.3078 | 138.7586
20148 | 2014 | 8 | H15 | 106.5% | 0% | 1428.9346 | 1322.8438 | 106.0908 | 86.8 | 69.7298 | 91.5091 | 106.0908 | 118.9015 | 139.4549
20148 | 2014 | 8 | H16 | 124% | 0% | 1504.4683 | 1380.9529 | 123.5154 | 86.4 | 81.1824 | 106.5387 | 123.5154 | 138.4301 | 162.3592
20148 | 2014 | 8 | H17 | 106.1% | 0% | 1565.6439 | 1460.0381 | 105.6059 | 84.5 | 69.4111 | 91.0908 | 105.6059 | 118.3579 | 138.8174
20148 | 2014 | 8 | H18 | 96.24% | 0% | 1541.3161 | 1445.4764 | 95.8398 | 81.2 | 62.9921 | 82.667 | 95.8398 | 107.4126 | 125.98
20148 | 2014 | 8 | H19 | 0% | 100% | 1539.1027 | 1544.7008 | -5.5981 | 77.3 | -3.6794 | -4.8286 | -5.5981 | -6.274 | -7.3586
20148 | 2014 | 8 | H20 | 0% | 100% | 1603.6633 | 1609.2614 | -5.5981 | 73.5 | -3.6794 | -4.8286 | -5.5981 | -6.274 | -7.3586
20148 | 2014 | 8 | H21 | 0% | 100% | 1478.952 | 1484.5501 | -5.5981 | 72.2 | -3.6794 | -4.8286 | -5.5981 | -6.274 | -7.3586
20148 | 2014 | 8 | H22 | 0% | 100% | 1248.9136 | 1254.5116 | -5.5981 | 70.6 | -3.6794 | -4.8286 | -5.5981 | -6.274 | -7.3586
20148 | 2014 | 8 | H23 | 0% | 100% | 1015.8493 | 1021.4474 | -5.5981 | 70.3 | -3.6794 | -4.8286 | -5.5981 | -6.274 | -7.3586
20148 | 2014 | 8 | H24 | 0% | 100% | 832.6054 | 838.2035 | -5.5981 | 68.9 | -3.6794 | -4.8286 | -5.5981 | -6.274 | -7.3586
20149 | 2014 | 9 | H1 | 0% | 100% | 651.6396 | 656.7929 | -5.1532 | 65.3 | -3.387 | -4.445 | -5.1532 | -5.7755 | -6.7739
20149 | 2014 | 9 | H2 | 0% | 100% | 620.9085 | 626.0618 | -5.1532 | 64.6 | -3.387 | -4.445 | -5.1532 | -5.7755 | -6.7739
20149 | 2014 | 9 | H3 | 0% | 100% | 615.2871 | 620.4404 | -5.1532 | 64.5 | -3.387 | -4.445 | -5.1532 | -5.7755 | -6.7739
20149 | 2014 | 9 | H4 | 0% | 100% | 636.5399 | 641.6932 | -5.1532 | 64 | -3.387 | -4.445 | -5.1532 | -5.7755 | -6.7739
20149 | 2014 | 9 | H5 | 0% | 100% | 707.2027 | 712.3559 | -5.1532 | 64.1 | -3.387 | -4.445 | -5.1532 | -5.7755 | -6.7739
20149 | 2014 | 9 | H6 | 0% | 100% | 811.6688 | 816.822 | -5.1532 | 63.7 | -3.387 | -4.445 | -5.1532 | -5.7755 | -6.7739
20149 | 2014 | 9 | H7 | 0% | 100% | 851.7102 | 856.8635 | -5.1532 | 64.3 | -3.387 | -4.445 | -5.1532 | -5.7755 | -6.7739
20149 | 2014 | 9 | H8 | 0% | 100% | 852.5822 | 857.7354 | -5.1532 | 69.6 | -3.387 | -4.445 | -5.1532 | -5.7755 | -6.7739
20149 | 2014 | 9 | H9 | 0% | 100% | 845.8472 | 851.0005 | -5.1532 | 77.9 | -3.387 | -4.445 | -5.1532 | -5.7755 | -6.7739
20149 | 2014 | 9 | H10 | 0% | 100% | 900.1232 | 905.2764 | -5.1532 | 84.5 | -3.387 | -4.445 | -5.1532 | -5.7755 | -6.7739
20149 | 2014 | 9 | H11 | 0% | 100% | 970.1564 | 975.3096 | -5.1532 | 87.7 | -3.387 | -4.445 | -5.1532 | -5.7755 | -6.7739
20149 | 2014 | 9 | H12 | 80.45% | 0% | 1067.4309 | 993.686 | 73.7449 | 89.6 | 48.47 | 63.609 | 73.7449 | 82.6497 | 96.9366
20149 | 2014 | 9 | H13 | 80.67% | 0% | 1152.5694 | 1078.6184 | 73.951 | 89.3 | 48.6054 | 63.7868 | 73.951 | 82.8807 | 97.2075
20149 | 2014 | 9 | H14 | 106% | 0% | 1248.137 | 1150.9638 | 97.1733 | 89 | 63.8686 | 83.8172 | 97.1733 | 108.9071 | 127.7328
20149 | 2014 | 9 | H15 | 106.5% | 0% | 1367.6705 | 1270.0096 | 97.6609 | 88.9 | 64.1891 | 84.2378 | 97.6609 | 109.4536 | 128.3738
20149 | 2014 | 9 | H16 | 124% | 0% | 1449.3835 | 1335.6826 | 113.7009 | 89 | 74.7316 | 98.0732 | 113.7009 | 127.4304 | 149.4581
20149 | 2014 | 9 | H17 | 106.1% | 0% | 1502.4551 | 1405.2406 | 97.2144 | 87.3 | 63.8957 | 83.8527 | 97.2144 | 108.9532 | 127.787
20149 | 2014 | 9 | H18 | 96.24% | 0% | 1606.7304 | 1518.506 | 88.2244 | 85 | 57.9868 | 76.0983 | 88.2244 | 98.8776 | 115.9697
20149 | 2014 | 9 | H19 | 0% | 100% | 1680.7071 | 1685.8603 | -5.1532 | 81.6 | -3.387 | -4.445 | -5.1532 | -5.7755 | -6.7739
20149 | 2014 | 9 | H20 | 0% | 100% | 1585.0904 | 1590.2436 | -5.1532 | 79.2 | -3.387 | -4.445 | -5.1532 | -5.7755 | -6.7739
20149 | 2014 | 9 | H21 | 0% | 100% | 1413.9711 | 1419.1244 | -5.1532 | 76.6 | -3.387 | -4.445 | -5.1532 | -5.7755 | -6.7739
20149 | 2014 | 9 | H22 | 0% | 100% | 1187.7817 | 1192.9349 | -5.1532 | 75.2 | -3.387 | -4.445 | -5.1532 | -5.7755 | -6.7739
20149 | 2014 | 9 | H23 | 0% | 100% | 976.2627 | 981.4159 | -5.1532 | 72.4 | -3.387 | -4.445 | -5.1532 | -5.7755 | -6.7739
20149 | 2014 | 9 | H24 | 0% | 100% | 835.3378 | 840.4911 | -5.1532 | 72 | -3.387 | -4.445 | -5.1532 | -5.7755 | -6.7739
201410 | 2014 | 10 | H1 | 0% | 100% | 556.1527 | 560.4172 | -4.2644 | 66.5 | -2.8029 | -3.6783 | -4.2644 | -4.7794 | -5.6055
201410 | 2014 | 10 | H2 | 0% | 100% | 526.4102 | 530.6746 | -4.2644 | 65.4 | -2.8029 | -3.6783 | -4.2644 | -4.7794 | -5.6055
201410 | 2014 | 10 | H3 | 0% | 100% | 520.0353 | 524.2997 | -4.2644 | 64.9 | -2.8029 | -3.6783 | -4.2644 | -4.7794 | -5.6055
201410 | 2014 | 10 | H4 | 0% | 100% | 521.5052 | 525.7696 | -4.2644 | 64.3 | -2.8029 | -3.6783 | -4.2644 | -4.7794 | -5.6055
201410 | 2014 | 10 | H5 | 0% | 100% | 581.6044 | 585.8689 | -4.2644 | 63.8 | -2.8029 | -3.6783 | -4.2644 | -4.7794 | -5.6055
201410 | 2014 | 10 | H6 | 0% | 100% | 737.4866 | 741.751 | -4.2644 | 62.8 | -2.8029 | -3.6783 | -4.2644 | -4.7794 | -5.6055
201410 | 2014 | 10 | H7 | 0% | 100% | 739.7298 | 743.9943 | -4.2644 | 61.4 | -2.8029 | -3.6783 | -4.2644 | -4.7794 | -5.6055
201410 | 2014 | 10 | H8 | 0% | 100% | 708.353 | 712.6174 | -4.2644 | 68.1 | -2.8029 | -3.6783 | -4.2644 | -4.7794 | -5.6055
201410 | 2014 | 10 | H9 | 0% | 100% | 734.4802 | 738.7446 | -4.2644 | 76.2 | -2.8029 | -3.6783 | -4.2644 | -4.7794 | -5.6055
201410 | 2014 | 10 | H10 | 0% | 100% | 796.393 | 800.6575 | -4.2644 | 82.5 | -2.8029 | -3.6783 | -4.2644 | -4.7794 | -5.6055
201410 | 2014 | 10 | H11 | 0% | 100% | 846.3262 | 850.5906 | -4.2644 | 87.1 | -2.8029 | -3.6783 | -4.2644 | -4.7794 | -5.6055
201410 | 2014 | 10 | H12 | 80.45% | 0% | 901.1006 | 840.075 | 61.0256 | 89.1 | 40.11 | 52.6379 | 61.0256 | 68.3946 | 80.2173
201410 | 2014 | 10 | H13 | 80.67% | 0% | 969.3742 | 908.178 | 61.1962 | 89.4 | 40.2221 | 52.785 | 61.1962 | 68.5857 | 80.4415
201410 | 2014 | 10 | H14 | 106% | 0% | 1058.4884 | 978.0753 | 80.4131 | 89.2 | 52.8527 | 69.3607 | 80.4131 | 90.1231 | 105.7019
201410 | 2014 | 10 | H15 | 106.5% | 0% | 1125.315 | 1044.4984 | 80.8166 | 88.4 | 53.118 | 69.7087 | 80.8166 | 90.5754 | 106.2323
201410 | 2014 | 10 | H16 | 124% | 0% | 1164.6187 | 1070.5286 | 94.0901 | 87.1 | 61.8421 | 81.1578 | 94.0901 | 105.4516 | 123.6801
201410 | 2014 | 10 | H17 | 106.1% | 0% | 1182.0617 | 1101.6145 | 80.4472 | 84 | 52.8751 | 69.3901 | 80.4472 | 90.1613 | 105.7467
201410 | 2014 | 10 | H18 | 96.24% | 0% | 1265.6287 | 1192.621 | 73.0077 | 81.2 | 47.9854 | 62.9731 | 73.0077 | 81.8235 | 95.9676
201410 | 2014 | 10 | H19 | 0% | 100% | 1359.8973 | 1364.1617 | -4.2644 | 75.5 | -2.8029 | -3.6783 | -4.2644 | -4.7794 | -5.6055
201410 | 2014 | 10 | H20 | 0% | 100% | 1316.3651 | 1320.6295 | -4.2644 | 71 | -2.8029 | -3.6783 | -4.2644 | -4.7794 | -5.6055
201410 | 2014 | 10 | H21 | 0% | 100% | 1193.3074 | 1197.5718 | -4.2644 | 68.3 | -2.8029 | -3.6783 | -4.2644 | -4.7794 | -5.6055
201410 | 2014 | 10 | H22 | 0% | 100% | 974.9312 | 979.1956 | -4.2644 | 66.2 | -2.8029 | -3.6783 | -4.2644 | -4.7794 | -5.6055
201410 | 2014 | 10 | H23 | 0% | 100% | 782.5552 | 786.8197 | -4.2644 | 63.7 | -2.8029 | -3.6783 | -4.2644 | -4.7794 | -5.6055
201411 | 2014 | 11 | H24 | 0% | 100% | 652.6928 | 655.9057 | -3.2128 | 62.1 | -2.1117 | -2.7712 | -3.2128 | -3.6008 | -4.2232
201411 | 2014 | 11 | H1 | 0% | 100% | 624.2825 | 627.4953 | -3.2128 | 60 | -2.1117 | -2.7712 | -3.2128 | -3.6008 | -4.2232
201411 | 2014 | 11 | H2 | 0% | 100% | 560.3379 | 563.5507 | -3.2128 | 58.9 | -2.1117 | -2.7712 | -3.2128 | -3.6008 | -4.2232
201411 | 2014 | 11 | H3 | 0% | 100% | 536.6528 | 539.8657 | -3.2128 | 58.5 | -2.1117 | -2.7712 | -3.2128 | -3.6008 | -4.2232
201411 | 2014 | 11 | H4 | 0% | 100% | 533.3947 | 536.6076 | -3.2128 | 57.1 | -2.1117 | -2.7712 | -3.2128 | -3.6008 | -4.2232
201411 | 2014 | 11 | H5 | 0% | 100% | 560.2474 | 563.4602 | -3.2128 | 57.2 | -2.1117 | -2.7712 | -3.2128 | -3.6008 | -4.2232
201411 | 2014 | 11 | H6 | 0% | 100% | 656.3536 | 659.5664 | -3.2128 | 56.7 | -2.1117 | -2.7712 | -3.2128 | -3.6008 | -4.2232
201411 | 2014 | 11 | H7 | 0% | 100% | 814.913 | 818.1259 | -3.2128 | 55.4 | -2.1117 | -2.7712 | -3.2128 | -3.6008 | -4.2232
201411 | 2014 | 11 | H8 | 0% | 100% | 827.8809 | 831.0938 | -3.2128 | 57.8 | -2.1117 | -2.7712 | -3.2128 | -3.6008 | -4.2232
201411 | 2014 | 11 | H9 | 0% | 100% | 781.3902 | 784.603 | -3.2128 | 68.4 | -2.1117 | -2.7712 | -3.2128 | -3.6008 | -4.2232
201411 | 2014 | 11 | H10 | 0% | 100% | 755.5758 | 758.7886 | -3.2128 | 75.5 | -2.1117 | -2.7712 | -3.2128 | -3.6008 | -4.2232
201411 | 2014 | 11 | H11 | 0% | 100% | 721.9953 | 725.2082 | -3.2128 | 80.7 | -2.1117 | -2.7712 | -3.2128 | -3.6008 | -4.2232
201411 | 2014 | 11 | H12 | 80.45% | 0% | 708.7956 | 662.8187 | 45.9769 | 83 | 30.219 | 39.6576 | 45.9769 | 51.5287 | 60.436
201411 | 2014 | 11 | H13 | 80.67% | 0% | 691.8951 | 645.7897 | 46.1054 | 84.5 | 30.3035 | 39.7684 | 46.1054 | 51.6727 | 60.6049
201411 | 2014 | 11 | H14 | 106% | 0% | 676.4995 | 615.916 | 60.5835 | 83.6 | 39.8194 | 52.2566 | 60.5835 | 67.8991 | 79.6362
201411 | 2014 | 11 | H15 | 106.5% | 0% | 665.7846 | 604.8971 | 60.8876 | 82.2 | 40.0193 | 52.5188 | 60.8876 | 68.2398 | 80.0358
201411 | 2014 | 11 | H16 | 124% | 0% | 696.8402 | 625.9524 | 70.8878 | 81.8 | 46.5921 | 61.1446 | 70.8878 | 79.4476 | 93.181
201411 | 2014 | 11 | H17 | 106.1% | 0% | 838.45 | 777.8408 | 60.6092 | 78.3 | 39.8363 | 52.2787 | 60.6092 | 67.9279 | 79.6699
201411 | 2014 | 11 | H18 | 96.24% | 0% | 1181.866 | 1126.8618 | 55.0043 | 72.6 | 36.1524 | 47.4442 | 55.0043 | 61.6461 | 72.3023
201411 | 2014 | 11 | H19 | 0% | 100% | 1309.9437 | 1313.1566 | -3.2128 | 69.4 | -2.1117 | -2.7712 | -3.2128 | -3.6008 | -4.2232
201411 | 2014 | 11 | H20 | 0% | 100% | 1337.9861 | 1341.1989 | -3.2128 | 66 | -2.1117 | -2.7712 | -3.2128 | -3.6008 | -4.2232
201411 | 2014 | 11 | H21 | 0% | 100% | 1289.9962 | 1293.2091 | -3.2128 | 64.6 | -2.1117 | -2.7712 | -3.2128 | -3.6008 | -4.2232
201411 | 2014 | 11 | H22 | 0% | 100% | 1148.0863 | 1151.2992 | -3.2128 | 63.6 | -2.1117 | -2.7712 | -3.2128 | -3.6008 | -4.2232
201411 | 2014 | 11 | H23 | 0% | 100% | 934.8752 | 938.088 | -3.2128 | 62 | -2.1117 | -2.7712 | -3.2128 | -3.6008 | -4.2232
201411 | 2014 | 11 | H24 | 0% | 100% | 754.7097 | 757.9225 | -3.2128 | 60.2 | -2.1117 | -2.7712 | -3.2128 | -3.6008 | -4.2232
201412 | 2014 | 12 | H1 | 0% | 100% | 797.769 | 801.4573 | -3.6883 | 52.8 | -2.4242 | -3.1814 | -3.6883 | -4.1337 | -4.8482
201412 | 2014 | 12 | H2 | 0% | 100% | 714.1135 | 717.8018 | -3.6883 | 52.1 | -2.4242 | -3.1814 | -3.6883 | -4.1337 | -4.8482
201412 | 2014 | 12 | H3 | 0% | 100% | 684.2124 | 687.9007 | -3.6883 | 50.9 | -2.4242 | -3.1814 | -3.6883 | -4.1337 | -4.8482
201412 | 2014 | 12 | H4 | 0% | 100% | 683.6178 | 687.3061 | -3.6883 | 49.2 | -2.4242 | -3.1814 | -3.6883 | -4.1337 | -4.8482
201412 | 2014 | 12 | H5 | 0% | 100% | 714.2206 | 717.9089 | -3.6883 | 47.7 | -2.4242 | -3.1814 | -3.6883 | -4.1337 | -4.8482
201412 | 2014 | 12 | H6 | 0% | 100% | 814.4471 | 818.1354 | -3.6883 | 47.3 | -2.4242 | -3.1814 | -3.6883 | -4.1337 | -4.8482
201412 | 2014 | 12 | H7 | 0% | 100% | 1006.7197 | 1010.408 | -3.6883 | 48.1 | -2.4242 | -3.1814 | -3.6883 | -4.1337 | -4.8482
201412 | 2014 | 12 | H8 | 0% | 100% | 1008.5542 | 1012.2425 | -3.6883 | 46.3 | -2.4242 | -3.1814 | -3.6883 | -4.1337 | -4.8482
201412 | 2014 | 12 | H9 | 0% | 100% | 916.7055 | 920.3939 | -3.6883 | 51.6 | -2.4242 | -3.1814 | -3.6883 | -4.1337 | -4.8482
201412 | 2014 | 12 | H10 | 0% | 100% | 853.9579 | 857.6462 | -3.6883 | 60.8 | -2.4242 | -3.1814 | -3.6883 | -4.1337 | -4.8482
201412 | 2014 | 12 | H11 | 0% | 100% | 818.6561 | 822.3444 | -3.6883 | 66.3 | -2.4242 | -3.1814 | -3.6883 | -4.1337 | -4.8482
201412 | 2014 | 12 | H12 | 80.45% | 0% | 804.5348 | 751.7535 | 52.7812 | 70.7 | 34.6913 | 45.5267 | 52.7812 | 59.1546 | 69.3802
201412 | 2014 | 12 | H13 | 80.67% | 0% | 783.4426 | 730.5138 | 52.9287 | 73 | 34.7882 | 45.6539 | 52.9287 | 59.32 | 69.5741
201412 | 2014 | 12 | H14 | 106% | 0% | 789.8487 | 720.2992 | 69.5495 | 71.3 | 45.7125 | 59.9902 | 69.5495 | 77.9477 | 91.4218
201412 | 2014 | 12 | H15 | 106.5% | 0% | 757.8409 | 687.9424 | 69.8985 | 69.7 | 45.9419 | 60.2913 | 69.8985 | 78.3389 | 91.8806
201412 | 2014 | 12 | H16 | 124% | 0% | 758.0733 | 676.6945 | 81.3788 | 68.7 | 53.4874 | 70.1936 | 81.3788 | 91.2054 | 106.9712
201412 | 2014 | 12 | H17 | 106.1% | 0% | 962.474 | 892.895 | 69.579 | 67.9 | 45.7319 | 60.0157 | 69.579 | 77.9808 | 91.4606
201412 | 2014 | 12 | H18 | 96.24% | 0% | 1411.9815 | 1348.837 | 63.1446 | 62.3 | 41.5027 | 54.4656 | 63.1446 | 70.7694 | 83.0026
201412 | 2014 | 12 | H19 | 0% | 100% | 1599.0841 | 1602.7724 | -3.6883 | 57 | -2.4242 | -3.1814 | -3.6883 | -4.1337 | -4.8482
201412 | 2014 | 12 | H20 | 0% | 100% | 1586.2257 | 1589.914 | -3.6883 | 54.7 | -2.4242 | -3.1814 | -3.6883 | -4.1337 | -4.8482
201412 | 2014 | 12 | H21 | 0% | 100% | 1534.5556 | 1538.2439 | -3.6883 | 51.5 | -2.4242 | -3.1814 | -3.6883 | -4.1337 | -4.8482
201412 | 2014 | 12 | H22 | 0% | 100% | 1388.5045 | 1392.1928 | -3.6883 | 50.1 | -2.4242 | -3.1814 | -3.6883 | -4.1337 | -4.8482
201412 | 2014 | 12 | H23 | 0% | 100% | 1139.3133 | 1143.0016 | -3.6883 | 48.3 | -2.4242 | -3.1814 | -3.6883 | -4.1337 | -4.8482
201412 | 2014 | 12 | H24 | 0% | 100% | 924.1026 | 927.7909 | -3.6883 | 47.5 | -2.4242 | -3.1814 | -3.6883 | -4.1337 | -4.8482
20151 | 2015 | 1 | H1 | 0% | 100% | 851.2997 | 855.6796 | -4.38 | 52.1 | -2.8788 | -3.7779 | -4.38 | -4.9088 | -5.7574
20151 | 2015 | 1 | H2 | 0% | 100% | 802.5435 | 806.9234 | -4.38 | 53 | -2.8788 | -3.7779 | -4.38 | -4.9088 | -5.7574
20151 | 2015 | 1 | H3 | 0% | 100% | 769.163 | 773.543 | -4.38 | 52.9 | -2.8788 | -3.7779 | -4.38 | -4.9088 | -5.7574
20151 | 2015 | 1 | H4 | 0% | 100% | 763.9375 | 768.3175 | -4.38 | 51.5 | -2.8788 | -3.7779 | -4.38 | -4.9088 | -5.7574
20151 | 2015 | 1 | H5 | 0% | 100% | 806.1998 | 810.5797 | -4.38 | 51.6 | -2.8788 | -3.7779 | -4.38 | -4.9088 | -5.7574
20151 | 2015 | 1 | H6 | 0% | 100% | 890.2195 | 894.5995 | -4.38 | 53.2 | -2.8788 | -3.7779 | -4.38 | -4.9088 | -5.7574
20151 | 2015 | 1 | H7 | 0% | 100% | 1007.5941 | 1011.974 | -4.38 | 52.2 | -2.8788 | -3.7779 | -4.38 | -4.9088 | -5.7574
20151 | 2015 | 1 | H8 | 0% | 100% | 1119.0512 | 1123.4312 | -4.38 | 51.8 | -2.8788 | -3.7779 | -4.38 | -4.9088 | -5.7574
20151 | 2015 | 1 | H9 | 0% | 100% | 1118.7466 | 1123.1266 | -4.38 | 55.6 | -2.8788 | -3.7779 | -4.38 | -4.9088 | -5.7574
20151 | 2015 | 1 | H10 | 0% | 100% | 1106.1113 | 1110.4913 | -4.38 | 63.1 | -2.8788 | -3.7779 | -4.38 | -4.9088 | -5.7574
20151 | 2015 | 1 | H11 | 0% | 100% | 1111.3542 | 1115.7342 | -4.38 | 69 | -2.8788 | -3.7779 | -4.38 | -4.9088 | -5.7574
20151 | 2015 | 1 | H12 | 80.45% | 0% | 1051.9744 | 989.3752 | 62.5992 | 73.1 | 41.1443 | 53.9952 | 62.5992 | 70.1582 | 82.2857
20151 | 2015 | 1 | H13 | 80.67% | 0% | 1023.8141 | 961.0399 | 62.7742 | 74.8 | 41.2593 | 54.1461 | 62.7742 | 70.3542 | 82.5157
20151 | 2015 | 1 | H14 | 106% | 0% | 943.5654 | 861.0788 | 82.4866 | 77 | 54.2156 | 71.1492 | 82.4866 | 92.447 | 108.4275
20151 | 2015 | 1 | H15 | 106.5% | 0% | 922.3239 | 839.4234 | 82.9005 | 77.2 | 54.4876 | 71.5062 | 82.9005 | 92.9109 | 108.9716
20151 | 2015 | 1 | H16 | 124% | 0% | 930.822 | 834.3058 | 96.5163 | 76.7 | 63.4368 | 83.2505 | 96.5163 | 108.1708 | 126.8692
20151 | 2015 | 1 | H17 | 106.1% | 0% | 1052.674 | 970.1525 | 82.5216 | 75.1 | 54.2386 | 71.1793 | 82.5216 | 92.4862 | 108.4734
20151 | 2015 | 1 | H18 | 96.24% | 0% | 1396.4642 | 1321.574 | 74.8903 | 69.8 | 49.2228 | 64.5969 | 74.8903 | 83.9334 | 98.4422
20151 | 2015 | 1 | H19 | 0% | 100% | 1597.4562 | 1601.8361 | -4.38 | 64.5 | -2.8788 | -3.7779 | -4.38 | -4.9088 | -5.7574
20151 | 2015 | 1 | H20 | 0% | 100% | 1631.0295 | 1635.4094 | -4.38 | 64.3 | -2.8788 | -3.7779 | -4.38 | -4.9088 | -5.7574
20151 | 2015 | 1 | H21 | 0% | 100% | 1559.4336 | 1563.8136 | -4.38 | 61.6 | -2.8788 | -3.7779 | -4.38 | -4.9088 | -5.7574
20151 | 2015 | 1 | H22 | 0% | 100% | 1393.0472 | 1397.4272 | -4.38 | 61 | -2.8788 | -3.7779 | -4.38 | -4.9088 | -5.7574
20151 | 2015 | 1 | H23 | 0% | 100% | 1167.3208 | 1171.7008 | -4.38 | 58.3 | -2.8788 | -3.7779 | -4.38 | -4.9088 | -5.7574
20151 | 2015 | 1 | H24 | 0% | 100% | 982.3954 | 986.7754 | -4.38 | 55.3 | -2.8788 | -3.7779 | -4.38 | -4.9088 | -5.7574
20152 | 2015 | 2 | H1 | 0% | 100% | 645.3398 | 649.4695 | -4.1296 | 54.9 | -2.7143 | -3.562 | -4.1296 | -4.6283 | -5.4284
20152 | 2015 | 2 | H2 | 0% | 100% | 573.5158 | 577.6455 | -4.1296 | 52.3 | -2.7143 | -3.562 | -4.1296 | -4.6283 | -5.4284
20152 | 2015 | 2 | H3 | 0% | 100% | 548.4175 | 552.5472 | -4.1296 | 51.7 | -2.7143 | -3.562 | -4.1296 | -4.6283 | -5.4284
20152 | 2015 | 2 | H4 | 0% | 100% | 541.6704 | 545.8 | -4.1296 | 49.4 | -2.7143 | -3.562 | -4.1296 | -4.6283 | -5.4284
20152 | 2015 | 2 | H5 | 0% | 100% | 558.1902 | 562.3199 | -4.1296 | 49.2 | -2.7143 | -3.562 | -4.1296 | -4.6283 | -5.4284
20152 | 2015 | 2 | H6 | 0% | 100% | 594.2955 | 598.4251 | -4.1296 | 49.4 | -2.7143 | -3.562 | -4.1296 | -4.6283 | -5.4284
20152 | 2015 | 2 | H7 | 0% | 100% | 720.9062 | 725.0358 | -4.1296 | 47.6 | -2.7143 | -3.562 | -4.1296 | -4.6283 | -5.4284
20152 | 2015 | 2 | H8 | 0% | 100% | 834.125 | 838.2546 | -4.1296 | 49.9 | -2.7143 | -3.562 | -4.1296 | -4.6283 | -5.4284
20152 | 2015 | 2 | H9 | 0% | 100% | 946.5942 | 950.7238 | -4.1296 | 54.8 | -2.7143 | -3.562 | -4.1296 | -4.6283 | -5.4284
20152 | 2015 | 2 | H10 | 0% | 100% | 1024.2091 | 1028.3387 | -4.1296 | 62.4 | -2.7143 | -3.562 | -4.1296 | -4.6283 | -5.4284
20152 | 2015 | 2 | H11 | 0% | 100% | 1067.1096 | 1071.2393 | -4.1296 | 66.7 | -2.7143 | -3.562 | -4.1296 | -4.6283 | -5.4284
20152 | 2015 | 2 | H12 | 80.45% | 0% | 1037.1776 | 978.1559 | 59.0217 | 70.9 | 38.7929 | 50.9094 | 59.0217 | 66.1486 | 77.5832
20152 | 2015 | 2 | H13 | 80.67% | 0% | 1015.9451 | 956.7584 | 59.1866 | 72.5 | 38.9013 | 51.0517 | 59.1866 | 66.3335 | 77.8
20152 | 2015 | 2 | H14 | 106% | 0% | 953.4385 | 875.666 | 77.7725 | 71.8 | 51.1172 | 67.083 | 77.7725 | 87.1637 | 102.2309
20152 | 2015 | 2 | H15 | 106.5% | 0% | 890.8679 | 812.7051 | 78.1628 | 72.1 | 51.3737 | 67.4197 | 78.1628 | 87.6011 | 102.7439
20152 | 2015 | 2 | H16 | 124% | 0% | 908.786 | 817.7856 | 91.0004 | 71.3 | 59.8114 | 78.4928 | 91.0004 | 101.9888 | 119.6187
20152 | 2015 | 2 | H17 | 106.1% | 0% | 947.6369 | 869.8313 | 77.8055 | 70.5 | 51.1388 | 67.1115 | 77.8055 | 87.2006 | 102.2742
20152 | 2015 | 2 | H18 | 96.24% | 0% | 1149.3578 | 1078.7475 | 70.6103 | 68 | 46.4097 | 60.9052 | 70.6103 | 79.1366 | 92.8162
20152 | 2015 | 2 | H19 | 0% | 100% | 1399.5879 | 1403.7175 | -4.1296 | 63.5 | -2.7143 | -3.562 | -4.1296 | -4.6283 | -5.4284
20152 | 2015 | 2 | H20 | 0% | 100% | 1379.6102 | 1383.7399 | -4.1296 | 60.9 | -2.7143 | -3.562 | -4.1296 | -4.6283 | -5.4284
20152 | 2015 | 2 | H21 | 0% | 100% | 1318.8241 | 1322.9538 | -4.1296 | 57.3 | -2.7143 | -3.562 | -4.1296 | -4.6283 | -5.4284
20152 | 2015 | 2 | H22 | 0% | 100% | 1156.4642 | 1160.5939 | -4.1296 | 55.3 | -2.7143 | -3.562 | -4.1296 | -4.6283 | -5.4284
20152 | 2015 | 2 | H23 | 0% | 100% | 950.1208 | 954.2504 | -4.1296 | 52.8 | -2.7143 | -3.562 | -4.1296 | -4.6283 | -5.4284
20152 | 2015 | 2 | H24 | 0% | 100% | 759.4832 | 763.6129 | -4.1296 | 51.5 | -2.7143 | -3.562 | -4.1296 | -4.6283 | -5.4284
20153 | 2015 | 3 | H1 | 0% | 100% | 680.1868 | 683.5262 | -3.3394 | 54.3 | -2.1949 | -2.8805 | -3.3394 | -3.7427 | -4.3897
20153 | 2015 | 3 | H2 | 0% | 100% | 625.5997 | 628.9392 | -3.3394 | 54.9 | -2.1949 | -2.8805 | -3.3394 | -3.7427 | -4.3897
20153 | 2015 | 3 | H3 | 0% | 100% | 599.2415 | 602.5809 | -3.3394 | 55.3 | -2.1949 | -2.8805 | -3.3394 | -3.7427 | -4.3897
20153 | 2015 | 3 | H4 | 0% | 100% | 611.3869 | 614.7263 | -3.3394 | 54.2 | -2.1949 | -2.8805 | -3.3394 | -3.7427 | -4.3897
20153 | 2015 | 3 | H5 | 0% | 100% | 647.5003 | 650.8397 | -3.3394 | 52.4 | -2.1949 | -2.8805 | -3.3394 | -3.7427 | -4.3897
20153 | 2015 | 3 | H6 | 0% | 100% | 755.1066 | 758.4461 | -3.3394 | 52.9 | -2.1949 | -2.8805 | -3.3394 | -3.7427 | -4.3897
20153 | 2015 | 3 | H7 | 0% | 100% | 945.444 | 948.7835 | -3.3394 | 53.4 | -2.1949 | -2.8805 | -3.3394 | -3.7427 | -4.3897
20153 | 2015 | 3 | H8 | 0% | 100% | 929.0271 | 932.3666 | -3.3394 | 58.5 | -2.1949 | -2.8805 | -3.3394 | -3.7427 | -4.3897
20153 | 2015 | 3 | H9 | 0% | 100% | 844.8812 | 848.2206 | -3.3394 | 66.9 | -2.1949 | -2.8805 | -3.3394 | -3.7427 | -4.3897
20153 | 2015 | 3 | H10 | 0% | 100% | 805.9158 | 809.2552 | -3.3394 | 73.6 | -2.1949 | -2.8805 | -3.3394 | -3.7427 | -4.3897
20153 | 2015 | 3 | H11 | 0% | 100% | 793.7345 | 797.0739 | -3.3394 | 79.5 | -2.1949 | -2.8805 | -3.3394 | -3.7427 | -4.3897
20153 | 2015 | 3 | H12 | 80.45% | 0% | 767.6046 | 719.8766 | 47.728 | 82.4 | 31.37 | 41.168 | 47.728 | 53.4913 | 62.7378
20153 | 2015 | 3 | H13 | 80.67% | 0% | 748.6613 | 700.7999 | 47.8614 | 82.6 | 31.4576 | 41.2831 | 47.8614 | 53.6408 | 62.9131
20153 | 2015 | 3 | H14 | 106% | 0% | 745.7712 | 682.8802 | 62.891 | 82.7 | 41.336 | 54.2469 | 62.891 | 70.4851 | 82.6693
20153 | 2015 | 3 | H15 | 106.5% | 0% | 741.6442 | 678.4377 | 63.2065 | 82 | 41.5435 | 54.5191 | 63.2065 | 70.8388 | 83.0841
20153 | 2015 | 3 | H16 | 124% | 0% | 751.6113 | 678.0236 | 73.5877 | 81.2 | 48.3666 | 63.4734 | 73.5877 | 82.4735 | 96.73
20153 | 2015 | 3 | H17 | 106.1% | 0% | 824.5103 | 761.5927 | 62.9176 | 79.2 | 41.3536 | 54.2699 | 62.9176 | 70.515 | 82.7043
20153 | 2015 | 3 | H18 | 96.24% | 0% | 1002.494 | 945.3948 | 57.0992 | 76.7 | 37.5293 | 49.2512 | 57.0992 | 63.994 | 75.0561
20153 | 2015 | 3 | H19 | 0% | 100% | 1288.2417 | 1291.5811 | -3.3394 | 72.3 | -2.1949 | -2.8805 | -3.3394 | -3.7427 | -4.3897
20153 | 2015 | 3 | H20 | 0% | 100% | 1347.2235 | 1350.5629 | -3.3394 | 68.7 | -2.1949 | -2.8805 | -3.3394 | -3.7427 | -4.3897
20153 | 2015 | 3 | H21 | 0% | 100% | 1310.4325 | 1313.772 | -3.3394 | 63 | -2.1949 | -2.8805 | -3.3394 | -3.7427 | -4.3897
20153 | 2015 | 3 | H22 | 0% | 100% | 1170.8945 | 1174.234 | -3.3394 | 60.5 | -2.1949 | -2.8805 | -3.3394 | -3.7427 | -4.3897
20153 | 2015 | 3 | H23 | 0% | 100% | 971.2254 | 974.5648 | -3.3394 | 57.4 | -2.1949 | -2.8805 | -3.3394 | -3.7427 | -4.3897
20153 | 2015 | 3 | H24 | 0% | 100% | 782.9188 | 786.2582 | -3.3394 | 56 | -2.1949 | -2.8805 | -3.3394 | -3.7427 | -4.3897
20154 | 2015 | 4 | H1 | 0% | 100% | 527.2854 | 530.8385 | -3.5531 | 52.7 | -2.3353 | -3.0647 | -3.5531 | -3.9821 | -4.6705
20154 | 2015 | 4 | H2 | 0% | 100% | 495.1329 | 498.6859 | -3.5531 | 53.1 | -2.3353 | -3.0647 | -3.5531 | -3.9821 | -4.6705
20154 | 2015 | 4 | H3 | 0% | 100% | 489.7174 | 493.2705 | -3.5531 | 52.8 | -2.3353 | -3.0647 | -3.5531 | -3.9821 | -4.6705
20154 | 2015 | 4 | H4 | 0% | 100% | 508.2552 | 511.8082 | -3.5531 | 51.6 | -2.3353 | -3.0647 | -3.5531 | -3.9821 | -4.6705
20154 | 2015 | 4 | H5 | 0% | 100% | 563.8932 | 567.4462 | -3.5531 | 50.6 | -2.3353 | -3.0647 | -3.5531 | -3.9821 | -4.6705
20154 | 2015 | 4 | H6 | 0% | 100% | 702.6668 | 706.2198 | -3.5531 | 50.6 | -2.3353 | -3.0647 | -3.5531 | -3.9821 | -4.6705
20154 | 2015 | 4 | H7 | 0% | 100% | 748.3575 | 751.9106 | -3.5531 | 50.2 | -2.3353 | -3.0647 | -3.5531 | -3.9821 | -4.6705
20154 | 2015 | 4 | H8 | 0% | 100% | 732.8146 | 736.3677 | -3.5531 | 58.5 | -2.3353 | -3.0647 | -3.5531 | -3.9821 | -4.6705
20154 | 2015 | 4 | H9 | 0% | 100% | 751.3261 | 754.8792 | -3.5531 | 66.4 | -2.3353 | -3.0647 | -3.5531 | -3.9821 | -4.6705
20154 | 2015 | 4 | H10 | 0% | 100% | 776.87 | 780.4231 | -3.5531 | 72.6 | -2.3353 | -3.0647 | -3.5531 | -3.9821 | -4.6705
20154 | 2015 | 4 | H11 | 0% | 100% | 766.8988 | 770.4519 | -3.5531 | 77.8 | -2.3353 | -3.0647 | -3.5531 | -3.9821 | -4.6705
20154 | 2015 | 4 | H12 | 80.45% | 0% | 768.4137 | 717.6325 | 50.7811 | 78.4 | 33.3767 | 43.8015 | 50.7811 | 56.913 | 66.7511
20154 | 2015 | 4 | H13 | 80.67% | 0% | 752.2169 | 701.2938 | 50.9231 | 79.2 | 33.47 | 43.9239 | 50.9231 | 57.0721 | 66.9377
20154 | 2015 | 4 | H14 | 106% | 0% | 759.0603 | 692.1463 | 66.914 | 79.5 | 43.9803 | 57.717 | 66.914 | 74.994 | 87.9575
20154 | 2015 | 4 | H15 | 106.5% | 0% | 789.1319 | 721.8821 | 67.2498 | 79.2 | 44.201 | 58.0066 | 67.2498 | 75.3703 | 88.3989
20154 | 2015 | 4 | H16 | 124% | 0% | 857.9741 | 779.679 | 78.295 | 78.4 | 51.4606 | 67.5337 | 78.295 | 87.7493 | 102.9177
20154 | 2015 | 4 | H17 | 106.1% | 0% | 945.9902 | 879.0478 | 66.9424 | 77.7 | 43.9989 | 57.7415 | 66.9424 | 75.0258 | 87.9948
20154 | 2015 | 4 | H18 | 96.24% | 0% | 1066.6047 | 1005.853 | 60.7518 | 75.1 | 39.93 | 52.4017 | 60.7518 | 68.0877 | 79.8573
20154 | 2015 | 4 | H19 | 0% | 100% | 1195.4845 | 1199.0375 | -3.5531 | 70.2 | -2.3353 | -3.0647 | -3.5531 | -3.9821 | -4.6705
20154 | 2015 | 4 | H20 | 0% | 100% | 1179.6881 | 1183.2412 | -3.5531 | 65.5 | -2.3353 | -3.0647 | -3.5531 | -3.9821 | -4.6705
20154 | 2015 | 4 | H21 | 0% | 100% | 1059.8165 | 1063.3695 | -3.5531 | 62.5 | -2.3353 | -3.0647 | -3.5531 | -3.9821 | -4.6705
20154 | 2015 | 4 | H22 | 0% | 100% | 878.2972 | 881.8503 | -3.5531 | 59.4 | -2.3353 | -3.0647 | -3.5531 | -3.9821 | -4.6705
20154 | 2015 | 4 | H23 | 0% | 100% | 703.3762 | 706.9293 | -3.5531 | 57.8 | -2.3353 | -3.0647 | -3.5531 | -3.9821 | -4.6705
20154 | 2015 | 4 | H24 | 0% | 100% | 583.8704 | 587.4235 | -3.5531 | 56.3 | -2.3353 | -3.0647 | -3.5531 | -3.9821 | -4.6705
20155 | 2015 | 5 | H1 | 0% | 100% | 600.4576 | 604.6657 | -4.2081 | 60.5 | -2.7658 | -3.6297 | -4.2081 | -4.7162 | -5.5315
20155 | 2015 | 5 | H2 | 0% | 100% | 549.3098 | 553.5179 | -4.2081 | 59.8 | -2.7658 | -3.6297 | -4.2081 | -4.7162 | -5.5315
20155 | 2015 | 5 | H3 | 0% | 100% | 524.9268 | 529.1349 | -4.2081 | 59 | -2.7658 | -3.6297 | -4.2081 | -4.7162 | -5.5315
20155 | 2015 | 5 | H4 | 0% | 100% | 520.3201 | 524.5282 | -4.2081 | 58.1 | -2.7658 | -3.6297 | -4.2081 | -4.7162 | -5.5315
20155 | 2015 | 5 | H5 | 0% | 100% | 540.9205 | 545.1286 | -4.2081 | 57.8 | -2.7658 | -3.6297 | -4.2081 | -4.7162 | -5.5315
20155 | 2015 | 5 | H6 | 0% | 100% | 606.7703 | 610.9784 | -4.2081 | 57.5 | -2.7658 | -3.6297 | -4.2081 | -4.7162 | -5.5315
20155 | 2015 | 5 | H7 | 0% | 100% | 678.8375 | 683.0456 | -4.2081 | 60.4 | -2.7658 | -3.6297 | -4.2081 | -4.7162 | -5.5315
20155 | 2015 | 5 | H8 | 0% | 100% | 811.8283 | 816.0364 | -4.2081 | 66.3 | -2.7658 | -3.6297 | -4.2081 | -4.7162 | -5.5315
20155 | 2015 | 5 | H9 | 0% | 100% | 922.1899 | 926.398 | -4.2081 | 72.1 | -2.7658 | -3.6297 | -4.2081 | -4.7162 | -5.5315
20155 | 2015 | 5 | H10 | 0% | 100% | 993.3523 | 997.5604 | -4.2081 | 77.1 | -2.7658 | -3.6297 | -4.2081 | -4.7162 | -5.5315
20155 | 2015 | 5 | H11 | 0% | 100% | 1028.7441 | 1032.9522 | -4.2081 | 81 | -2.7658 | -3.6297 | -4.2081 | -4.7162 | -5.5315
20155 | 2015 | 5 | H12 | 80.45% | 0% | 1018.9522 | 958.8092 | 60.1431 | 82.1 | 39.5299 | 51.8767 | 60.1431 | 67.4054 | 79.0572
20155 | 2015 | 5 | H13 | 80.67% | 0% | 1010.259 | 949.9479 | 60.3112 | 82.9 | 39.6404 | 52.0216 | 60.3112 | 67.5938 | 79.2781
20155 | 2015 | 5 | H14 | 106% | 0% | 975.6079 | 896.3578 | 79.2502 | 82.4 | 52.0884 | 68.3576 | 79.2502 | 88.8198 | 104.1732
20155 | 2015 | 5 | H15 | 106.5% | 0% | 988.4002 | 908.7523 | 79.6479 | 81.9 | 52.3498 | 68.7006 | 79.6479 | 89.2655 | 104.696
20155 | 2015 | 5 | H16 | 124% | 0% | 990.1979 | 897.4685 | 92.7294 | 80.7 | 60.9478 | 79.9841 | 92.7294 | 103.9266 | 121.8914
20155 | 2015 | 5 | H17 | 106.1% | 0% | 1022.2053 | 942.9216 | 79.2838 | 79.9 | 52.1105 | 68.3866 | 79.2838 | 88.8574 | 104.2174
20155 | 2015 | 5 | H18 | 96.24% | 0% | 1056.5096 | 984.5578 | 71.9519 | 77.7 | 47.2915 | 62.0624 | 71.9519 | 80.6402 | 94.5797
20155 | 2015 | 5 | H19 | 0% | 100% | 1123.2843 | 1127.4924 | -4.2081 | 75 | -2.7658 | -3.6297 | -4.2081 | -4.7162 | -5.5315
20155 | 2015 | 5 | H20 | 0% | 100% | 1242.4215 | 1246.6296 | -4.2081 | 70.2 | -2.7658 | -3.6297 | -4.2081 | -4.7162 | -5.5315
20155 | 2015 | 5 | H21 | 0% | 100% | 1141.3146 | 1145.5227 | -4.2081 | 65.7 | -2.7658 | -3.6297 | -4.2081 | -4.7162 | -5.5315
20155 | 2015 | 5 | H22 | 0% | 100% | 935.9458 | 940.1539 | -4.2081 | 63.9 | -2.7658 | -3.6297 | -4.2081 | -4.7162 | -5.5315
20155 | 2015 | 5 | H23 | 0% | 100% | 745.442 | 749.6501 | -4.2081 | 62 | -2.7658 | -3.6297 | -4.2081 | -4.7162 | -5.5315
20155 | 2015 | 5 | H24 | 0% | 100% | 594.9365 | 599.1446 | -4.2081 | 60.5 | -2.7658 | -3.6297 | -4.2081 | -4.7162 | -5.5315
20156 | 2015 | 6 | H1 | 0% | 100% | 558.1031 | 561.8958 | -3.7927 | 62.1 | -2.4928 | -3.2714 | -3.7927 | -4.2506 | -4.9854
20156 | 2015 | 6 | H2 | 0% | 100% | 511.1783 | 514.971 | -3.7927 | 61.6 | -2.4928 | -3.2714 | -3.7927 | -4.2506 | -4.9854
20156 | 2015 | 6 | H3 | 0% | 100% | 500.0096 | 503.8023 | -3.7927 | 61 | -2.4928 | -3.2714 | -3.7927 | -4.2506 | -4.9854
20156 | 2015 | 6 | H4 | 0% | 100% | 519.8195 | 523.6122 | -3.7927 | 60.3 | -2.4928 | -3.2714 | -3.7927 | -4.2506 | -4.9854
20156 | 2015 | 6 | H5 | 0% | 100% | 574.4583 | 578.251 | -3.7927 | 60 | -2.4928 | -3.2714 | -3.7927 | -4.2506 | -4.9854
20156 | 2015 | 6 | H6 | 0% | 100% | 658.5691 | 662.3618 | -3.7927 | 59.8 | -2.4928 | -3.2714 | -3.7927 | -4.2506 | -4.9854
20156 | 2015 | 6 | H7 | 0% | 100% | 695.8691 | 699.6617 | -3.7927 | 60.3 | -2.4928 | -3.2714 | -3.7927 | -4.2506 | -4.9854
20156 | 2015 | 6 | H8 | 0% | 100% | 698.7435 | 702.5362 | -3.7927 | 64 | -2.4928 | -3.2714 | -3.7927 | -4.2506 | -4.9854
20156 | 2015 | 6 | H9 | 0% | 100% | 696.822 | 700.6146 | -3.7927 | 69.8 | -2.4928 | -3.2714 | -3.7927 | -4.2506 | -4.9854
20156 | 2015 | 6 | H10 | 0% | 100% | 738.5342 | 742.3268 | -3.7927 | 74.6 | -2.4928 | -3.2714 | -3.7927 | -4.2506 | -4.9854
20156 | 2015 | 6 | H11 | 0% | 100% | 765.5594 | 769.3521 | -3.7927 | 77.5 | -2.4928 | -3.2714 | -3.7927 | -4.2506 | -4.9854
20156 | 2015 | 6 | H12 | 80.45% | 0% | 802.6267 | 748.421 | 54.2057 | 79.1 | 35.6275 | 46.7554 | 54.2057 | 60.7512 | 71.2526
20156 | 2015 | 6 | H13 | 80.67% | 0% | 839.6547 | 785.2975 | 54.3572 | 80.2 | 35.7271 | 46.8861 | 54.3572 | 60.9209 | 71.4518
20156 | 2015 | 6 | H14 | 106% | 0% | 844.5993 | 773.1728 | 71.4266 | 79.8 | 46.9462 | 61.6093 | 71.4266 | 80.0515 | 93.8892
20156 | 2015 | 6 | H15 | 106.5% | 0% | 915.1438 | 843.3588 | 71.785 | 80.7 | 47.1818 | 61.9185 | 71.785 | 80.4532 | 94.3604
20156 | 2015 | 6 | H16 | 124% | 0% | 982.7138 | 899.1387 | 83.5751 | 80.4 | 54.931 | 72.0881 | 83.5751 | 93.6669 | 109.8583
20156 | 2015 | 6 | H17 | 106.1% | 0% | 1038.1131 | 966.6562 | 71.4569 | 80 | 46.9661 | 61.6354 | 71.4569 | 80.0854 | 93.929
20156 | 2015 | 6 | H18 | 96.24% | 0% | 1057.2264 | 992.3776 | 64.8488 | 78.4 | 42.6228 | 55.9356 | 64.8488 | 72.6793 | 85.2428
20156 | 2015 | 6 | H19 | 0% | 100% | 1090.4704 | 1094.2631 | -3.7927 | 75.6 | -2.4928 | -3.2714 | -3.7927 | -4.2506 | -4.9854
20156 | 2015 | 6 | H20 | 0% | 100% | 1181.9079 | 1185.7006 | -3.7927 | 70.3 | -2.4928 | -3.2714 | -3.7927 | -4.2506 | -4.9854
20156 | 2015 | 6 | H21 | 0% | 100% | 1144.2035 | 1147.9962 | -3.7927 | 68.5 | -2.4928 | -3.2714 | -3.7927 | -4.2506 | -4.9854
20156 | 2015 | 6 | H22 | 0% | 100% | 974.0834 | 977.8761 | -3.7927 | 66.2 | -2.4928 | -3.2714 | -3.7927 | -4.2506 | -4.9854
20156 | 2015 | 6 | H23 | 0% | 100% | 772.5364 | 776.3291 | -3.7927 | 64.6 | -2.4928 | -3.2714 | -3.7927 | -4.2506 | -4.9854
20156 | 2015 | 6 | H24 | 0% | 100% | 633.5769 | 637.3696 | -3.7927 | 64 | -2.4928 | -3.2714 | -3.7927 | -4.2506 | -4.9854
20156 | 2015 | 6 | H1 | 0% | 100% | 757.0565 | 760.8492 | -3.7927 | 69.3 | -2.4928 | -3.2714 | -3.7927 | -4.2506 | -4.9854
20157 | 2015 | 7 | H2 | 0% | 100% | 689.1223 | 694.9719 | -5.8497 | 68.2 | -3.8448 | -5.0457 | -5.8497 | -6.556 | -7.6893
20157 | 2015 | 7 | H3 | 0% | 100% | 664.7926 | 670.6422 | -5.8497 | 68.1 | -3.8448 | -5.0457 | -5.8497 | -6.556 | -7.6893
20157 | 2015 | 7 | H4 | 0% | 100% | 657.7572 | 663.6069 | -5.8497 | 68.3 | -3.8448 | -5.0457 | -5.8497 | -6.556 | -7.6893
20157 | 2015 | 7 | H5 | 0% | 100% | 687.8032 | 693.6529 | -5.8497 | 68.1 | -3.8448 | -5.0457 | -5.8497 | -6.556 | -7.6893
20157 | 2015 | 7 | H6 | 0% | 100% | 757.8774 | 763.7271 | -5.8497 | 67.7 | -3.8448 | -5.0457 | -5.8497 | -6.556 | -7.6893
20157 | 2015 | 7 | H7 | 0% | 100% | 800.8467 | 806.6964 | -5.8497 | 69 | -3.8448 | -5.0457 | -5.8497 | -6.556 | -7.6893
20157 | 2015 | 7 | H8 | 0% | 100% | 873.8901 | 879.7398 | -5.8497 | 72.5 | -3.8448 | -5.0457 | -5.8497 | -6.556 | -7.6893
20157 | 2015 | 7 | H9 | 0% | 100% | 970.6367 | 976.4863 | -5.8497 | 76.3 | -3.8448 | -5.0457 | -5.8497 | -6.556 | -7.6893
20157 | 2015 | 7 | H10 | 0% | 100% | 1063.0233 | 1068.8729 | -5.8497 | 80.6 | -3.8448 | -5.0457 | -5.8497 | -6.556 | -7.6893
20157 | 2015 | 7 | H11 | 0% | 100% | 1146.7609 | 1152.6106 | -5.8497 | 83.4 | -3.8448 | -5.0457 | -5.8497 | -6.556 | -7.6893
20157 | 2015 | 7 | H12 | 80.45% | 0% | 1245.2869 | 1161.6822 | 83.6047 | 84.7 | 54.9504 | 72.1136 | 83.6047 | 93.7001 | 109.8971
20157 | 2015 | 7 | H13 | 80.67% | 0% | 1343.0994 | 1259.2611 | 83.8383 | 85.5 | 55.104 | 72.3151 | 83.8383 | 93.962 | 110.2043
20157 | 2015 | 7 | H14 | 106% | 0% | 1406.8953 | 1296.7299 | 110.1654 | 85.4 | 72.4079 | 95.0237 | 110.1654 | 123.4681 | 144.8109
20157 | 2015 | 7 | H15 | 106.5% | 0% | 1497.88 | 1387.1617 | 110.7182 | 84 | 72.7712 | 95.5005 | 110.7182 | 124.0876 | 145.5375
20157 | 2015 | 7 | H16 | 124% | 0% | 1547.2355 | 1418.3327 | 128.9028 | 82.6 | 84.7233 | 111.1857 | 128.9028 | 144.468 | 169.4409
20157 | 2015 | 7 | H17 | 106.1% | 0% | 1591.2927 | 1481.0805 | 110.2121 | 81.5 | 72.4386 | 95.0639 | 110.2121 | 123.5204 | 144.8722
20157 | 2015 | 7 | H18 | 96.24% | 0% | 1559.287 | 1459.2669 | 100.0201 | 80.9 | 65.7397 | 86.2727 | 100.0201 | 112.0976 | 131.4749
20157 | 2015 | 7 | H19 | 0% | 100% | 1509.0696 | 1514.9192 | -5.8497 | 78.5 | -3.8448 | -5.0457 | -5.8497 | -6.556 | -7.6893
20157 | 2015 | 7 | H20 | 0% | 100% | 1555.4273 | 1561.277 | -5.8497 | 73.9 | -3.8448 | -5.0457 | -5.8497 | -6.556 | -7.6893
20157 | 2015 | 7 | H21 | 0% | 100% | 1478.4606 | 1484.3103 | -5.8497 | 71.1 | -3.8448 | -5.0457 | -5.8497 | -6.556 | -7.6893
20157 | 2015 | 7 | H22 | 0% | 100% | 1287.6244 | 1293.4741 | -5.8497 | 69.8 | -3.8448 | -5.0457 | -5.8497 | -6.556 | -7.6893
20157 | 2015 | 7 | H23 | 0% | 100% | 1050.7284 | 1056.578 | -5.8497 | 68.5 | -3.8448 | -5.0457 | -5.8497 | -6.556 | -7.6893
20157 | 2015 | 7 | H24 | 0% | 100% | 850.1863 | 856.036 | -5.8497 | 67.5 | -3.8448 | -5.0457 | -5.8497 | -6.556 | -7.6893
20158 | 2015 | 8 | H1 | 0% | 100% | 730.1353 | 735.8607 | -5.7255 | 69 | -3.7632 | -4.9385 | -5.7255 | -6.4168 | -7.5261
20158 | 2015 | 8 | H2 | 0% | 100% | 673.7025 | 679.4279 | -5.7255 | 68.2 | -3.7632 | -4.9385 | -5.7255 | -6.4168 | -7.5261
20158 | 2015 | 8 | H3 | 0% | 100% | 651.3071 | 657.0326 | -5.7255 | 68 | -3.7632 | -4.9385 | -5.7255 | -6.4168 | -7.5261
20158 | 2015 | 8 | H4 | 0% | 100% | 662.336 | 668.0615 | -5.7255 | 67.3 | -3.7632 | -4.9385 | -5.7255 | -6.4168 | -7.5261
20158 | 2015 | 8 | H5 | 0% | 100% | 710.3836 | 716.1091 | -5.7255 | 66.8 | -3.7632 | -4.9385 | -5.7255 | -6.4168 | -7.5261
20158 | 2015 | 8 | H6 | 0% | 100% | 784.2523 | 789.9778 | -5.7255 | 66.4 | -3.7632 | -4.9385 | -5.7255 | -6.4168 | -7.5261
20158 | 2015 | 8 | H7 | 0% | 100% | 811.2528 | 816.9783 | -5.7255 | 67.4 | -3.7632 | -4.9385 | -5.7255 | -6.4168 | -7.5261
20158 | 2015 | 8 | H8 | 0% | 100% | 836.4971 | 842.2226 | -5.7255 | 71.3 | -3.7632 | -4.9385 | -5.7255 | -6.4168 | -7.5261
20158 | 2015 | 8 | H9 | 0% | 100% | 914.2905 | 920.016 | -5.7255 | 76.7 | -3.7632 | -4.9385 | -5.7255 | -6.4168 | -7.5261
20158 | 2015 | 8 | H10 | 0% | 100% | 1032.7287 | 1038.4542 | -5.7255 | 80.5 | -3.7632 | -4.9385 | -5.7255 | -6.4168 | -7.5261
20158 | 2015 | 8 | H11 | 0% | 100% | 1135.3304 | 1141.0559 | -5.7255 | 83.4 | -3.7632 | -4.9385 | -5.7255 | -6.4168 | -7.5261
20158 | 2015 | 8 | H12 | 80.45% | 0% | 1224.773 | 1142.9433 | 81.8297 | 84.8 | 53.7838 | 70.5826 | 81.8297 | 91.7108 | 107.564
20158 | 2015 | 8 | H13 | 80.67% | 0% | 1311.712 | 1229.6536 | 82.0584 | 85.1 | 53.9341 | 70.7798 | 82.0584 | 91.9671 | 107.8646
20158 | 2015 | 8 | H14 | 106% | 0% | 1372.9915 | 1265.165 | 107.8265 | 85.7 | 70.8706 | 93.0062 | 107.8265 | 120.8468 | 141.7364
20158 | 2015 | 8 | H15 | 106.5% | 0% | 1437.5082 | 1329.1406 | 108.3676 | 86.8 | 71.2263 | 93.473 | 108.3676 | 121.4532 | 142.4477
20158 | 2015 | 8 | H16 | 124% | 0% | 1513.4951 | 1387.329 | 126.1661 | 86.4 | 82.9246 | 108.8251 | 126.1661 | 141.4009 | 165.8435
20158 | 2015 | 8 | H17 | 106.1% | 0% | 1575.0378 | 1467.1656 | 107.8722 | 84.5 | 70.9007 | 93.0457 | 107.8722 | 120.898 | 141.7965
20158 | 2015 | 8 | H18 | 96.24% | 0% | 1550.564 | 1452.6675 | 97.8966 | 81.2 | 64.344 | 84.4411 | 97.8966 | 109.7177 | 128.6836
20158 | 2015 | 8 | H19 | 0% | 100% | 1548.3373 | 1554.0628 | -5.7255 | 77.3 | -3.7632 | -4.9385 | -5.7255 | -6.4168 | -7.5261
20158 | 2015 | 8 | H20 | 0% | 100% | 1613.2853 | 1619.0108 | -5.7255 | 73.5 | -3.7632 | -4.9385 | -5.7255 | -6.4168 | -7.5261
20158 | 2015 | 8 | H21 | 0% | 100% | 1487.8258 | 1493.5512 | -5.7255 | 72.2 | -3.7632 | -4.9385 | -5.7255 | -6.4168 | -7.5261
20158 | 2015 | 8 | H22 | 0% | 100% | 1256.407 | 1262.1325 | -5.7255 | 70.6 | -3.7632 | -4.9385 | -5.7255 | -6.4168 | -7.5261
20158 | 2015 | 8 | H23 | 0% | 100% | 1021.9444 | 1027.6699 | -5.7255 | 70.3 | -3.7632 | -4.9385 | -5.7255 | -6.4168 | -7.5261
20158 | 2015 | 8 | H24 | 0% | 100% | 837.6011 | 843.3265 | -5.7255 | 68.9 | -3.7632 | -4.9385 | -5.7255 | -6.4168 | -7.5261
20159 | 2015 | 9 | H1 | 0% | 100% | 655.5495 | 660.82 | -5.2705 | 65.3 | -3.4641 | -4.5461 | -5.2705 | -5.907 | -6.928
20159 | 2015 | 9 | H2 | 0% | 100% | 624.634 | 629.9045 | -5.2705 | 64.6 | -3.4641 | -4.5461 | -5.2705 | -5.907 | -6.928
20159 | 2015 | 9 | H3 | 0% | 100% | 618.9789 | 624.2494 | -5.2705 | 64.5 | -3.4641 | -4.5461 | -5.2705 | -5.907 | -6.928
20159 | 2015 | 9 | H4 | 0% | 100% | 640.3592 | 645.6297 | -5.2705 | 64 | -3.4641 | -4.5461 | -5.2705 | -5.907 | -6.928
20159 | 2015 | 9 | H5 | 0% | 100% | 711.4459 | 716.7164 | -5.2705 | 64.1 | -3.4641 | -4.5461 | -5.2705 | -5.907 | -6.928
20159 | 2015 | 9 | H6 | 0% | 100% | 816.5388 | 821.8093 | -5.2705 | 63.7 | -3.4641 | -4.5461 | -5.2705 | -5.907 | -6.928
20159 | 2015 | 9 | H7 | 0% | 100% | 856.8205 | 862.091 | -5.2705 | 64.3 | -3.4641 | -4.5461 | -5.2705 | -5.907 | -6.928
20159 | 2015 | 9 | H8 | 0% | 100% | 857.6977 | 862.9682 | -5.2705 | 69.6 | -3.4641 | -4.5461 | -5.2705 | -5.907 | -6.928
20159 | 2015 | 9 | H9 | 0% | 100% | 850.9223 | 856.1929 | -5.2705 | 77.9 | -3.4641 | -4.5461 | -5.2705 | -5.907 | -6.928
20159 | 2015 | 9 | H10 | 0% | 100% | 905.5239 | 910.7945 | -5.2705 | 84.5 | -3.4641 | -4.5461 | -5.2705 | -5.907 | -6.928
20159 | 2015 | 9 | H11 | 0% | 100% | 975.9773 | 981.2478 | -5.2705 | 87.7 | -3.4641 | -4.5461 | -5.2705 | -5.907 | -6.928
20159 | 2015 | 9 | H12 | 80.45% | 0% | 1073.8355 | 998.508 | 75.3275 | 89.6 | 49.5102 | 64.9741 | 75.3275 | 84.4234 | 99.0169
20159 | 2015 | 9 | H13 | 80.67% | 0% | 1159.4848 | 1083.9468 | 75.5381 | 89.3 | 49.6485 | 65.1557 | 75.5381 | 84.6594 | 99.2937
20159 | 2015 | 9 | H14 | 106% | 0% | 1255.6259 | 1156.3672 | 99.2587 | 89 | 65.2393 | 85.616 | 99.2587 | 111.2443 | 130.4741
20159 | 2015 | 9 | H15 | 106.5% | 0% | 1375.8765 | 1276.1198 | 99.7567 | 88.9 | 65.5666 | 86.0456 | 99.7567 | 111.8025 | 131.1288
20159 | 2015 | 9 | H16 | 124% | 0% | 1458.0798 | 1341.9388 | 116.141 | 89 | 76.3354 | 100.1779 | 116.141 | 130.1652 | 152.6656
20159 | 2015 | 9 | H17 | 106.1% | 0% | 1511.4698 | 1412.1691 | 99.3007 | 87.3 | 65.2669 | 85.6523 | 99.3007 | 111.2914 | 130.5294
20159 | 2015 | 9 | H18 | 96.24% | 0% | 1616.3708 | 1526.2531 | 90.1177 | 85 | 59.2312 | 77.7314 | 90.1177 | 100.9996 | 118.4584
20159 | 2015 | 9 | H19 | 0% | 100% | 1690.7913 | 1696.0619 | -5.2705 | 81.6 | -3.4641 | -4.5461 | -5.2705 | -5.907 | -6.928
20159 | 2015 | 9 | H20 | 0% | 100% | 1594.6009 | 1599.8714 | -5.2705 | 79.2 | -3.4641 | -4.5461 | -5.2705 | -5.907 | -6.928
20159 | 2015 | 9 | H21 | 0% | 100% | 1422.455 | 1427.7255 | -5.2705 | 76.6 | -3.4641 | -4.5461 | -5.2705 | -5.907 | -6.928
20159 | 2015 | 9 | H22 | 0% | 100% | 1194.9084 | 1200.1789 | -5.2705 | 75.2 | -3.4641 | -4.5461 | -5.2705 | -5.907 | -6.928
20159 | 2015 | 9 | H23 | 0% | 100% | 982.1202 | 987.3908 | -5.2705 | 72.4 | -3.4641 | -4.5461 | -5.2705 | -5.907 | -6.928
20159 | 2015 | 9 | H24 | 0% | 100% | 840.3499 | 845.6204 | -5.2705 | 72 | -3.4641 | -4.5461 | -5.2705 | -5.907 | -6.928
201510 | 2015 | 10 | H1 | 0% | 100% | 559.4897 | 563.8511 | -4.3615 | 66.5 | -2.8667 | -3.762 | -4.3615 | -4.8881 | -5.7331
201510 | 2015 | 10 | H2 | 0% | 100% | 529.5686 | 533.9301 | -4.3615 | 65.4 | -2.8667 | -3.762 | -4.3615 | -4.8881 | -5.7331
201510 | 2015 | 10 | H3 | 0% | 100% | 523.1555 | 527.517 | -4.3615 | 64.9 | -2.8667 | -3.762 | -4.3615 | -4.8881 | -5.7331
201510 | 2015 | 10 | H4 | 0% | 100% | 524.6342 | 528.9957 | -4.3615 | 64.3 | -2.8667 | -3.762 | -4.3615 | -4.8881 | -5.7331
201510 | 2015 | 10 | H5 | 0% | 100% | 585.0941 | 589.4556 | -4.3615 | 63.8 | -2.8667 | -3.762 | -4.3615 | -4.8881 | -5.7331
201510 | 2015 | 10 | H6 | 0% | 100% | 741.9115 | 746.273 | -4.3615 | 62.8 | -2.8667 | -3.762 | -4.3615 | -4.8881 | -5.7331
201510 | 2015 | 10 | H7 | 0% | 100% | 744.1682 | 748.5297 | -4.3615 | 61.4 | -2.8667 | -3.762 | -4.3615 | -4.8881 | -5.7331
201510 | 2015 | 10 | H8 | 0% | 100% | 712.6031 | 716.9646 | -4.3615 | 68.1 | -2.8667 | -3.762 | -4.3615 | -4.8881 | -5.7331
201510 | 2015 | 10 | H9 | 0% | 100% | 738.887 | 743.2485 | -4.3615 | 76.2 | -2.8667 | -3.762 | -4.3615 | -4.8881 | -5.7331
201510 | 2015 | 10 | H10 | 0% | 100% | 801.1714 | 805.5329 | -4.3615 | 82.5 | -2.8667 | -3.762 | -4.3615 | -4.8881 | -5.7331
201510 | 2015 | 10 | H11 | 0% | 100% | 851.4041 | 855.7656 | -4.3615 | 87.1 | -2.8667 | -3.762 | -4.3615 | -4.8881 | -5.7331
201510 | 2015 | 10 | H12 | 80.45% | 0% | 906.5072 | 844.172 | 62.3353 | 89.1 | 40.9708 | 53.7676 | 62.3353 | 69.8623 | 81.9388
201510 | 2015 | 10 | H13 | 80.67% | 0% | 975.1904 | 912.6809 | 62.5095 | 89.4 | 41.0853 | 53.9178 | 62.5095 | 70.0576 | 82.1678
201510 | 2015 | 10 | H14 | 106% | 0% | 1064.8393 | 982.7005 | 82.1388 | 89.2 | 53.987 | 70.8492 | 82.1388 | 92.0572 | 107.9703
201510 | 2015 | 10 | H15 | 106.5% | 0% | 1132.0669 | 1049.5159 | 82.551 | 88.4 | 54.2579 | 71.2047 | 82.551 | 92.5192 | 108.5121
201510 | 2015 | 10 | H16 | 124% | 0% | 1171.6064 | 1075.4971 | 96.1093 | 87.1 | 63.1693 | 82.8995 | 96.1093 | 107.7147 | 126.3343
201510 | 2015 | 10 | H17 | 106.1% | 0% | 1189.1541 | 1106.9804 | 82.1737 | 84 | 54.0099 | 70.8792 | 82.1737 | 92.0963 | 108.0161
201510 | 2015 | 10 | H18 | 96.24% | 0% | 1273.2224 | 1198.6479 | 74.5745 | 81.2 | 49.0152 | 64.3246 | 74.5745 | 83.5795 | 98.0271
201510 | 2015 | 10 | H19 | 0% | 100% | 1368.0567 | 1372.4182 | -4.3615 | 75.5 | -2.8667 | -3.762 | -4.3615 | -4.8881 | -5.7331
201510 | 2015 | 10 | H20 | 0% | 100% | 1324.2633 | 1328.6248 | -4.3615 | 71 | -2.8667 | -3.762 | -4.3615 | -4.8881 | -5.7331
201510 | 2015 | 10 | H21 | 0% | 100% | 1200.4673 | 1204.8287 | -4.3615 | 68.3 | -2.8667 | -3.762 | -4.3615 | -4.8881 | -5.7331
201510 | 2015 | 10 | H22 | 0% | 100% | 980.7807 | 985.1422 | -4.3615 | 66.2 | -2.8667 | -3.762 | -4.3615 | -4.8881 | -5.7331
201510 | 2015 | 10 | H23 | 0% | 100% | 787.2506 | 791.6121 | -4.3615 | 63.7 | -2.8667 | -3.762 | -4.3615 | -4.8881 | -5.7331
201511 | 2015 | 11 | H24 | 0% | 100% | 656.609 | 659.8949 | -3.286 | 62.1 | -2.1597 | -2.8343 | -3.286 | -3.6827 | -4.3193
201511 | 2015 | 11 | H1 | 0% | 100% | 628.0282 | 631.3141 | -3.286 | 60 | -2.1597 | -2.8343 | -3.286 | -3.6827 | -4.3193
201511 | 2015 | 11 | H2 | 0% | 100% | 563.6999 | 566.9859 | -3.286 | 58.9 | -2.1597 | -2.8343 | -3.286 | -3.6827 | -4.3193
201511 | 2015 | 11 | H3 | 0% | 100% | 539.8727 | 543.1587 | -3.286 | 58.5 | -2.1597 | -2.8343 | -3.286 | -3.6827 | -4.3193
201511 | 2015 | 11 | H4 | 0% | 100% | 536.5951 | 539.8811 | -3.286 | 57.1 | -2.1597 | -2.8343 | -3.286 | -3.6827 | -4.3193
201511 | 2015 | 11 | H5 | 0% | 100% | 563.6088 | 566.8948 | -3.286 | 57.2 | -2.1597 | -2.8343 | -3.286 | -3.6827 | -4.3193
201511 | 2015 | 11 | H6 | 0% | 100% | 660.2917 | 663.5776 | -3.286 | 56.7 | -2.1597 | -2.8343 | -3.286 | -3.6827 | -4.3193
201511 | 2015 | 11 | H7 | 0% | 100% | 819.8025 | 823.0885 | -3.286 | 55.4 | -2.1597 | -2.8343 | -3.286 | -3.6827 | -4.3193
201511 | 2015 | 11 | H8 | 0% | 100% | 832.8482 | 836.1342 | -3.286 | 57.8 | -2.1597 | -2.8343 | -3.286 | -3.6827 | -4.3193
201511 | 2015 | 11 | H9 | 0% | 100% | 786.0785 | 789.3645 | -3.286 | 68.4 | -2.1597 | -2.8343 | -3.286 | -3.6827 | -4.3193
201511 | 2015 | 11 | H10 | 0% | 100% | 760.1093 | 763.3952 | -3.286 | 75.5 | -2.1597 | -2.8343 | -3.286 | -3.6827 | -4.3193
201511 | 2015 | 11 | H11 | 0% | 100% | 726.3273 | 729.6133 | -3.286 | 80.7 | -2.1597 | -2.8343 | -3.286 | -3.6827 | -4.3193
201511 | 2015 | 11 | H12 | 80.45% | 0% | 713.0484 | 666.0848 | 46.9636 | 83 | 30.8676 | 40.5087 | 46.9636 | 52.6346 | 61.733
201511 | 2015 | 11 | H13 | 80.67% | 0% | 696.0465 | 648.9516 | 47.0949 | 84.5 | 30.9538 | 40.6219 | 47.0949 | 52.7817 | 61.9055
201511 | 2015 | 11 | H14 | 106% | 0% | 680.5585 | 618.6748 | 61.8837 | 83.6 | 40.674 | 53.3781 | 61.8837 | 69.3563 | 81.3452
201511 | 2015 | 11 | H15 | 106.5% | 0% | 669.7793 | 607.5851 | 62.1942 | 82.2 | 40.8781 | 53.6459 | 62.1942 | 69.7043 | 81.7534
201511 | 2015 | 11 | H16 | 124% | 0% | 701.0213 | 628.6121 | 72.4091 | 81.8 | 47.592 | 62.4568 | 72.4091 | 81.1526 | 95.1808
201511 | 2015 | 11 | H17 | 106.1% | 0% | 843.4807 | 781.5708 | 61.9099 | 78.3 | 40.6912 | 53.4007 | 61.9099 | 69.3857 | 81.3797
201511 | 2015 | 11 | H18 | 96.24% | 0% | 1188.9572 | 1132.7725 | 56.1847 | 72.6 | 36.9282 | 48.4624 | 56.1847 | 62.9691 | 73.854
201511 | 2015 | 11 | H19 | 0% | 100% | 1317.8034 | 1321.0894 | -3.286 | 69.4 | -2.1597 | -2.8343 | -3.286 | -3.6827 | -4.3193
201511 | 2015 | 11 | H20 | 0% | 100% | 1346.014 | 1349.2999 | -3.286 | 66 | -2.1597 | -2.8343 | -3.286 | -3.6827 | -4.3193
201511 | 2015 | 11 | H21 | 0% | 100% | 1297.7362 | 1301.0222 | -3.286 | 64.6 | -2.1597 | -2.8343 | -3.286 | -3.6827 | -4.3193
201511 | 2015 | 11 | H22 | 0% | 100% | 1154.9749 | 1158.2608 | -3.286 | 63.6 | -2.1597 | -2.8343 | -3.286 | -3.6827 | -4.3193
201511 | 2015 | 11 | H23 | 0% | 100% | 940.4845 | 943.7704 | -3.286 | 62 | -2.1597 | -2.8343 | -3.286 | -3.6827 | -4.3193
201511 | 2015 | 11 | H24 | 0% | 100% | 759.2379 | 762.5239 | -3.286 | 60.2 | -2.1597 | -2.8343 | -3.286 | -3.6827 | -4.3193
201512 | 2015 | 12 | H1 | 0% | 100% | 802.5556 | 806.3279 | -3.7723 | 52.8 | -2.4794 | -3.2538 | -3.7723 | -4.2278 | -4.9586
201512 | 2015 | 12 | H2 | 0% | 100% | 718.3982 | 722.1704 | -3.7723 | 52.1 | -2.4794 | -3.2538 | -3.7723 | -4.2278 | -4.9586
201512 | 2015 | 12 | H3 | 0% | 100% | 688.3177 | 692.09 | -3.7723 | 50.9 | -2.4794 | -3.2538 | -3.7723 | -4.2278 | -4.9586
201512 | 2015 | 12 | H4 | 0% | 100% | 687.7195 | 691.4917 | -3.7723 | 49.2 | -2.4794 | -3.2538 | -3.7723 | -4.2278 | -4.9586
201512 | 2015 | 12 | H5 | 0% | 100% | 718.5059 | 722.2782 | -3.7723 | 47.7 | -2.4794 | -3.2538 | -3.7723 | -4.2278 | -4.9586
201512 | 2015 | 12 | H6 | 0% | 100% | 819.3337 | 823.106 | -3.7723 | 47.3 | -2.4794 | -3.2538 | -3.7723 | -4.2278 | -4.9586
201512 | 2015 | 12 | H7 | 0% | 100% | 1012.76 | 1016.5323 | -3.7723 | 48.1 | -2.4794 | -3.2538 | -3.7723 | -4.2278 | -4.9586
201512 | 2015 | 12 | H8 | 0% | 100% | 1014.6055 | 1018.3777 | -3.7723 | 46.3 | -2.4794 | -3.2538 | -3.7723 | -4.2278 | -4.9586
201512 | 2015 | 12 | H9 | 0% | 100% | 922.2058 | 925.978 | -3.7723 | 51.6 | -2.4794 | -3.2538 | -3.7723 | -4.2278 | -4.9586
201512 | 2015 | 12 | H10 | 0% | 100% | 859.0817 | 862.8539 | -3.7723 | 60.8 | -2.4794 | -3.2538 | -3.7723 | -4.2278 | -4.9586
201512 | 2015 | 12 | H11 | 0% | 100% | 823.568 | 827.3403 | -3.7723 | 66.3 | -2.4794 | -3.2538 | -3.7723 | -4.2278 | -4.9586
201512 | 2015 | 12 | H12 | 80.45% | 0% | 809.362 | 755.448 | 53.9139 | 70.7 | 35.4358 | 46.5037 | 53.9139 | 60.4241 | 70.8691
201512 | 2015 | 12 | H13 | 80.67% | 0% | 788.1432 | 734.0786 | 54.0646 | 73 | 35.5348 | 46.6337 | 54.0646 | 60.593 | 71.0672
201512 | 2015 | 12 | H14 | 106% | 0% | 794.5878 | 723.5457 | 71.0421 | 71.3 | 46.6935 | 61.2777 | 71.0421 | 79.6205 | 93.3838
201512 | 2015 | 12 | H15 | 106.5% | 0% | 762.388 | 690.9894 | 71.3986 | 69.7 | 46.9278 | 61.5852 | 71.3986 | 80.0201 | 93.8524
201512 | 2015 | 12 | H16 | 124% | 0% | 762.6217 | 679.4965 | 83.1252 | 68.7 | 54.6353 | 71.7 | 83.1252 | 93.1627 | 109.2669
201512 | 2015 | 12 | H17 | 106.1% | 0% | 968.2489 | 897.1767 | 71.0722 | 67.9 | 46.7133 | 61.3036 | 71.0722 | 79.6543 | 93.4234
201512 | 2015 | 12 | H18 | 96.24% | 0% | 1420.4534 | 1355.9537 | 64.4997 | 62.3 | 42.3934 | 55.6345 | 64.4997 | 72.2881 | 84.7839
201512 | 2015 | 12 | H19 | 0% | 100% | 1608.6786 | 1612.4509 | -3.7723 | 57 | -2.4794 | -3.2538 | -3.7723 | -4.2278 | -4.9586
201512 | 2015 | 12 | H20 | 0% | 100% | 1595.743 | 1599.5153 | -3.7723 | 54.7 | -2.4794 | -3.2538 | -3.7723 | -4.2278 | -4.9586
201512 | 2015 | 12 | H21 | 0% | 100% | 1543.7629 | 1547.5352 | -3.7723 | 51.5 | -2.4794 | -3.2538 | -3.7723 | -4.2278 | -4.9586
201512 | 2015 | 12 | H22 | 0% | 100% | 1396.8355 | 1400.6078 | -3.7723 | 50.1 | -2.4794 | -3.2538 | -3.7723 | -4.2278 | -4.9586
201512 | 2015 | 12 | H23 | 0% | 100% | 1146.1491 | 1149.9214 | -3.7723 | 48.3 | -2.4794 | -3.2538 | -3.7723 | -4.2278 | -4.9586
201512 | 2015 | 12 | H24 | 0% | 100% | 929.6472 | 933.4194 | -3.7723 | 47.5 | -2.4794 | -3.2538 | -3.7723 | -4.2278 | -4.9586
20161 | 2016 | 1 | H1 | 0% | 100% | 856.4075 | 860.8871 | -4.4796 | 52.1 | -2.9443 | -3.8639 | -4.4796 | -5.0206 | -5.8884
20161 | 2016 | 1 | H2 | 0% | 100% | 807.3587 | 811.8384 | -4.4796 | 53 | -2.9443 | -3.8639 | -4.4796 | -5.0206 | -5.8884
20161 | 2016 | 1 | H3 | 0% | 100% | 773.778 | 778.2576 | -4.4796 | 52.9 | -2.9443 | -3.8639 | -4.4796 | -5.0206 | -5.8884
20161 | 2016 | 1 | H4 | 0% | 100% | 768.5212 | 773.0008 | -4.4796 | 51.5 | -2.9443 | -3.8639 | -4.4796 | -5.0206 | -5.8884
20161 | 2016 | 1 | H5 | 0% | 100% | 811.037 | 815.5166 | -4.4796 | 51.6 | -2.9443 | -3.8639 | -4.4796 | -5.0206 | -5.8884
20161 | 2016 | 1 | H6 | 0% | 100% | 895.5608 | 900.0405 | -4.4796 | 53.2 | -2.9443 | -3.8639 | -4.4796 | -5.0206 | -5.8884
20161 | 2016 | 1 | H7 | 0% | 100% | 1013.6396 | 1018.1193 | -4.4796 | 52.2 | -2.9443 | -3.8639 | -4.4796 | -5.0206 | -5.8884
20161 | 2016 | 1 | H8 | 0% | 100% | 1125.7655 | 1130.2451 | -4.4796 | 51.8 | -2.9443 | -3.8639 | -4.4796 | -5.0206 | -5.8884
20161 | 2016 | 1 | H9 | 0% | 100% | 1125.4591 | 1129.9388 | -4.4796 | 55.6 | -2.9443 | -3.8639 | -4.4796 | -5.0206 | -5.8884
20161 | 2016 | 1 | H10 | 0% | 100% | 1112.748 | 1117.2276 | -4.4796 | 63.1 | -2.9443 | -3.8639 | -4.4796 | -5.0206 | -5.8884
20161 | 2016 | 1 | H11 | 0% | 100% | 1118.0223 | 1122.502 | -4.4796 | 69 | -2.9443 | -3.8639 | -4.4796 | -5.0206 | -5.8884
20161 | 2016 | 1 | H12 | 80.45% | 0% | 1058.2862 | 994.3435 | 63.9427 | 73.1 | 42.0273 | 55.1541 | 63.9427 | 71.6639 | 84.0518
20161 | 2016 | 1 | H13 | 80.67% | 0% | 1029.957 | 965.8355 | 64.1215 | 74.8 | 42.1448 | 55.3082 | 64.1215 | 71.8642 | 84.2867
20161 | 2016 | 1 | H14 | 106% | 0% | 949.2268 | 864.9698 | 84.257 | 77 | 55.3792 | 72.6762 | 84.257 | 94.4312 | 110.7546
20161 | 2016 | 1 | H15 | 106.5% | 0% | 927.8578 | 843.178 | 84.6798 | 77.2 | 55.6571 | 73.0409 | 84.6798 | 94.905 | 111.3104
20161 | 2016 | 1 | H16 | 124% | 0% | 936.407 | 837.8192 | 98.5878 | 76.7 | 64.7983 | 85.0373 | 98.5878 | 110.4924 | 129.5922
20161 | 2016 | 1 | H17 | 106.1% | 0% | 1058.9901 | 974.6974 | 84.2927 | 75.1 | 55.4027 | 72.707 | 84.2927 | 94.4712 | 110.8016
20161 | 2016 | 1 | H18 | 96.24% | 0% | 1404.843 | 1328.3454 | 76.4976 | 69.8 | 50.2792 | 65.9833 | 76.4976 | 85.7348 | 100.555
20161 | 2016 | 1 | H19 | 0% | 100% | 1607.0409 | 1611.5206 | -4.4796 | 64.5 | -2.9443 | -3.8639 | -4.4796 | -5.0206 | -5.8884
20161 | 2016 | 1 | H20 | 0% | 100% | 1640.8157 | 1645.2953 | -4.4796 | 64.3 | -2.9443 | -3.8639 | -4.4796 | -5.0206 | -5.8884
20161 | 2016 | 1 | H21 | 0% | 100% | 1568.7902 | 1573.2699 | -4.4796 | 61.6 | -2.9443 | -3.8639 | -4.4796 | -5.0206 | -5.8884
20161 | 2016 | 1 | H22 | 0% | 100% | 1401.4055 | 1405.8852 | -4.4796 | 61 | -2.9443 | -3.8639 | -4.4796 | -5.0206 | -5.8884
20161 | 2016 | 1 | H23 | 0% | 100% | 1174.3247 | 1178.8044 | -4.4796 | 58.3 | -2.9443 | -3.8639 | -4.4796 | -5.0206 | -5.8884
20161 | 2016 | 1 | H24 | 0% | 100% | 988.2898 | 992.7694 | -4.4796 | 55.3 | -2.9443 | -3.8639 | -4.4796 | -5.0206 | -5.8884
20162 | 2016 | 2 | H1 | 0% | 100% | 649.2119 | 653.4355 | -4.2236 | 54.9 | -2.776 | -3.6431 | -4.2236 | -4.7336 | -5.5519
20162 | 2016 | 2 | H2 | 0% | 100% | 576.9569 | 581.1805 | -4.2236 | 52.3 | -2.776 | -3.6431 | -4.2236 | -4.7336 | -5.5519
20162 | 2016 | 2 | H3 | 0% | 100% | 551.708 | 555.9317 | -4.2236 | 51.7 | -2.776 | -3.6431 | -4.2236 | -4.7336 | -5.5519
20162 | 2016 | 2 | H4 | 0% | 100% | 544.9204 | 549.144 | -4.2236 | 49.4 | -2.776 | -3.6431 | -4.2236 | -4.7336 | -5.5519
20162 | 2016 | 2 | H5 | 0% | 100% | 561.5394 | 565.763 | -4.2236 | 49.2 | -2.776 | -3.6431 | -4.2236 | -4.7336 | -5.5519
20162 | 2016 | 2 | H6 | 0% | 100% | 597.8613 | 602.0849 | -4.2236 | 49.4 | -2.776 | -3.6431 | -4.2236 | -4.7336 | -5.5519
20162 | 2016 | 2 | H7 | 0% | 100% | 725.2316 | 729.4553 | -4.2236 | 47.6 | -2.776 | -3.6431 | -4.2236 | -4.7336 | -5.5519
20162 | 2016 | 2 | H8 | 0% | 100% | 839.1298 | 843.3534 | -4.2236 | 49.9 | -2.776 | -3.6431 | -4.2236 | -4.7336 | -5.5519
20162 | 2016 | 2 | H9 | 0% | 100% | 952.2737 | 956.4974 | -4.2236 | 54.8 | -2.776 | -3.6431 | -4.2236 | -4.7336 | -5.5519
20162 | 2016 | 2 | H10 | 0% | 100% | 1030.3543 | 1034.5779 | -4.2236 | 62.4 | -2.776 | -3.6431 | -4.2236 | -4.7336 | -5.5519
20162 | 2016 | 2 | H11 | 0% | 100% | 1073.5123 | 1077.7359 | -4.2236 | 66.7 | -2.776 | -3.6431 | -4.2236 | -4.7336 | -5.5519
20162 | 2016 | 2 | H12 | 80.45% | 0% | 1043.4007 | 983.1123 | 60.2884 | 70.9 | 39.6255 | 52.0021 | 60.2884 | 67.5684 | 79.2483
20162 | 2016 | 2 | H13 | 80.67% | 0% | 1022.0407 | 961.5838 | 60.4569 | 72.5 | 39.7362 | 52.1474 | 60.4569 | 67.7572 | 79.4698
20162 | 2016 | 2 | H14 | 106% | 0% | 959.1592 | 879.7174 | 79.4418 | 71.8 | 52.2143 | 68.5228 | 79.4418 | 89.0345 | 104.425
20162 | 2016 | 2 | H15 | 106.5% | 0% | 896.2131 | 816.3727 | 79.8404 | 72.1 | 52.4763 | 68.8667 | 79.8404 | 89.4812 | 104.949
20162 | 2016 | 2 | H16 | 124% | 0% | 914.2387 | 821.2852 | 92.9535 | 71.3 | 61.0951 | 80.1775 | 92.9535 | 104.1778 | 122.1861
20162 | 2016 | 2 | H17 | 106.1% | 0% | 953.3227 | 873.8472 | 79.4754 | 70.5 | 52.2364 | 68.5519 | 79.4754 | 89.0722 | 104.4693
20162 | 2016 | 2 | H18 | 96.24% | 0% | 1156.254 | 1084.1282 | 72.1258 | 68 | 47.4058 | 62.2124 | 72.1258 | 80.8351 | 94.8083
20162 | 2016 | 2 | H19 | 0% | 100% | 1407.9854 | 1412.209 | -4.2236 | 63.5 | -2.776 | -3.6431 | -4.2236 | -4.7336 | -5.5519
20162 | 2016 | 2 | H20 | 0% | 100% | 1387.8879 | 1392.1115 | -4.2236 | 60.9 | -2.776 | -3.6431 | -4.2236 | -4.7336 | -5.5519
20162 | 2016 | 2 | H21 | 0% | 100% | 1326.7371 | 1330.9607 | -4.2236 | 57.3 | -2.776 | -3.6431 | -4.2236 | -4.7336 | -5.5519
20162 | 2016 | 2 | H22 | 0% | 100% | 1163.403 | 1167.6267 | -4.2236 | 55.3 | -2.776 | -3.6431 | -4.2236 | -4.7336 | -5.5519
20162 | 2016 | 2 | H23 | 0% | 100% | 955.8215 | 960.0451 | -4.2236 | 52.8 | -2.776 | -3.6431 | -4.2236 | -4.7336 | -5.5519
20162 | 2016 | 2 | H24 | 0% | 100% | 764.0401 | 768.2638 | -4.2236 | 51.5 | -2.776 | -3.6431 | -4.2236 | -4.7336 | -5.5519
20163 | 2016 | 3 | H1 | 0% | 100% | 684.2679 | 687.6834 | -3.4154 | 54.3 | -2.2449 | -2.946 | -3.4154 | -3.8279 | -4.4896
20163 | 2016 | 3 | H2 | 0% | 100% | 629.3533 | 632.7688 | -3.4154 | 54.9 | -2.2449 | -2.946 | -3.4154 | -3.8279 | -4.4896
20163 | 2016 | 3 | H3 | 0% | 100% | 602.8369 | 606.2524 | -3.4154 | 55.3 | -2.2449 | -2.946 | -3.4154 | -3.8279 | -4.4896
20163 | 2016 | 3 | H4 | 0% | 100% | 615.0552 | 618.4706 | -3.4154 | 54.2 | -2.2449 | -2.946 | -3.4154 | -3.8279 | -4.4896
20163 | 2016 | 3 | H5 | 0% | 100% | 651.3853 | 654.8007 | -3.4154 | 52.4 | -2.2449 | -2.946 | -3.4154 | -3.8279 | -4.4896
20163 | 2016 | 3 | H6 | 0% | 100% | 759.6373 | 763.0527 | -3.4154 | 52.9 | -2.2449 | -2.946 | -3.4154 | -3.8279 | -4.4896
20163 | 2016 | 3 | H7 | 0% | 100% | 951.1167 | 954.5321 | -3.4154 | 53.4 | -2.2449 | -2.946 | -3.4154 | -3.8279 | -4.4896
20163 | 2016 | 3 | H8 | 0% | 100% | 934.6013 | 938.0168 | -3.4154 | 58.5 | -2.2449 | -2.946 | -3.4154 | -3.8279 | -4.4896
20163 | 2016 | 3 | H9 | 0% | 100% | 849.9505 | 853.3659 | -3.4154 | 66.9 | -2.2449 | -2.946 | -3.4154 | -3.8279 | -4.4896
20163 | 2016 | 3 | H10 | 0% | 100% | 810.7513 | 814.1667 | -3.4154 | 73.6 | -2.2449 | -2.946 | -3.4154 | -3.8279 | -4.4896
20163 | 2016 | 3 | H11 | 0% | 100% | 798.4969 | 801.9124 | -3.4154 | 79.5 | -2.2449 | -2.946 | -3.4154 | -3.8279 | -4.4896
20163 | 2016 | 3 | H12 | 80.45% | 0% | 772.2102 | 723.4578 | 48.7524 | 82.4 | 32.0432 | 42.0516 | 48.7524 | 54.6393 | 64.0843
20163 | 2016 | 3 | H13 | 80.67% | 0% | 753.1533 | 704.2646 | 48.8887 | 82.6 | 32.1328 | 42.1691 | 48.8887 | 54.792 | 64.2634
20163 | 2016 | 3 | H14 | 106% | 0% | 750.2458 | 686.0051 | 64.2408 | 82.7 | 42.2232 | 55.4111 | 64.2408 | 71.9979 | 84.4436
20163 | 2016 | 3 | H15 | 106.5% | 0% | 746.0941 | 681.531 | 64.5631 | 82 | 42.4351 | 55.6892 | 64.5631 | 72.3592 | 84.8673
20163 | 2016 | 3 | H16 | 124% | 0% | 756.1209 | 680.9539 | 75.1671 | 81.2 | 49.4047 | 64.8357 | 75.1671 | 84.2436 | 98.806
20163 | 2016 | 3 | H17 | 106.1% | 0% | 829.4574 | 765.1894 | 64.268 | 79.2 | 42.2411 | 55.4346 | 64.268 | 72.0285 | 84.4793
20163 | 2016 | 3 | H18 | 96.24% | 0% | 1008.5089 | 950.1842 | 58.3247 | 76.7 | 38.3348 | 50.3082 | 58.3247 | 65.3675 | 76.667
20163 | 2016 | 3 | H19 | 0% | 100% | 1295.9712 | 1299.3866 | -3.4154 | 72.3 | -2.2449 | -2.946 | -3.4154 | -3.8279 | -4.4896
20163 | 2016 | 3 | H20 | 0% | 100% | 1355.3068 | 1358.7223 | -3.4154 | 68.7 | -2.2449 | -2.946 | -3.4154 | -3.8279 | -4.4896
20163 | 2016 | 3 | H21 | 0% | 100% | 1318.2951 | 1321.7106 | -3.4154 | 63 | -2.2449 | -2.946 | -3.4154 | -3.8279 | -4.4896
20163 | 2016 | 3 | H22 | 0% | 100% | 1177.9199 | 1181.3353 | -3.4154 | 60.5 | -2.2449 | -2.946 | -3.4154 | -3.8279 | -4.4896
20163 | 2016 | 3 | H23 | 0% | 100% | 977.0527 | 980.4682 | -3.4154 | 57.4 | -2.2449 | -2.946 | -3.4154 | -3.8279 | -4.4896
20163 | 2016 | 3 | H24 | 0% | 100% | 787.6163 | 791.0317 | -3.4154 | 56 | -2.2449 | -2.946 | -3.4154 | -3.8279 | -4.4896
20164 | 2016 | 4 | H1 | 0% | 100% | 530.4492 | 534.0831 | -3.6339 | 52.7 | -2.3885 | -3.1345 | -3.6339 | -4.0727 | -4.7768
20164 | 2016 | 4 | H2 | 0% | 100% | 498.1036 | 501.7376 | -3.6339 | 53.1 | -2.3885 | -3.1345 | -3.6339 | -4.0727 | -4.7768
20164 | 2016 | 4 | H3 | 0% | 100% | 492.6557 | 496.2897 | -3.6339 | 52.8 | -2.3885 | -3.1345 | -3.6339 | -4.0727 | -4.7768
20164 | 2016 | 4 | H4 | 0% | 100% | 511.3047 | 514.9386 | -3.6339 | 51.6 | -2.3885 | -3.1345 | -3.6339 | -4.0727 | -4.7768
20164 | 2016 | 4 | H5 | 0% | 100% | 567.2765 | 570.9105 | -3.6339 | 50.6 | -2.3885 | -3.1345 | -3.6339 | -4.0727 | -4.7768
20164 | 2016 | 4 | H6 | 0% | 100% | 706.8828 | 710.5167 | -3.6339 | 50.6 | -2.3885 | -3.1345 | -3.6339 | -4.0727 | -4.7768
20164 | 2016 | 4 | H7 | 0% | 100% | 752.8477 | 756.4816 | -3.6339 | 50.2 | -2.3885 | -3.1345 | -3.6339 | -4.0727 | -4.7768
20164 | 2016 | 4 | H8 | 0% | 100% | 737.2115 | 740.8454 | -3.6339 | 58.5 | -2.3885 | -3.1345 | -3.6339 | -4.0727 | -4.7768
20164 | 2016 | 4 | H9 | 0% | 100% | 755.834 | 759.468 | -3.6339 | 66.4 | -2.3885 | -3.1345 | -3.6339 | -4.0727 | -4.7768
20164 | 2016 | 4 | H10 | 0% | 100% | 781.5313 | 785.1652 | -3.6339 | 72.6 | -2.3885 | -3.1345 | -3.6339 | -4.0727 | -4.7768
20164 | 2016 | 4 | H11 | 0% | 100% | 771.5002 | 775.1341 | -3.6339 | 77.8 | -2.3885 | -3.1345 | -3.6339 | -4.0727 | -4.7768
20164 | 2016 | 4 | H12 | 80.45% | 0% | 773.0241 | 721.1531 | 51.871 | 78.4 | 34.093 | 44.7416 | 51.871 | 58.1346 | 68.1837
20164 | 2016 | 4 | H13 | 80.67% | 0% | 756.7302 | 704.7142 | 52.016 | 79.2 | 34.1883 | 44.8666 | 52.016 | 58.297 | 68.3743
20164 | 2016 | 4 | H14 | 106% | 0% | 763.6146 | 695.2645 | 68.3502 | 79.5 | 44.9242 | 58.9558 | 68.3502 | 76.6036 | 89.8453
20164 | 2016 | 4 | H15 | 106.5% | 0% | 793.8667 | 725.1735 | 68.6932 | 79.2 | 45.1496 | 59.2516 | 68.6932 | 76.988 | 90.2962
20164 | 2016 | 4 | H16 | 124% | 0% | 863.1219 | 783.1465 | 79.9755 | 78.4 | 52.5651 | 68.9832 | 79.9755 | 89.6326 | 105.1266
20164 | 2016 | 4 | H17 | 106.1% | 0% | 951.6661 | 883.287 | 68.3792 | 77.7 | 44.9432 | 58.9807 | 68.3792 | 76.6361 | 89.8834
20164 | 2016 | 4 | H18 | 96.24% | 0% | 1073.0044 | 1010.9487 | 62.0557 | 75.1 | 40.787 | 53.5264 | 62.0557 | 69.549 | 81.5713
20164 | 2016 | 4 | H19 | 0% | 100% | 1202.6574 | 1206.2913 | -3.6339 | 70.2 | -2.3885 | -3.1345 | -3.6339 | -4.0727 | -4.7768
20164 | 2016 | 4 | H20 | 0% | 100% | 1186.7663 | 1190.4002 | -3.6339 | 65.5 | -2.3885 | -3.1345 | -3.6339 | -4.0727 | -4.7768
20164 | 2016 | 4 | H21 | 0% | 100% | 1066.1754 | 1069.8093 | -3.6339 | 62.5 | -2.3885 | -3.1345 | -3.6339 | -4.0727 | -4.7768
20164 | 2016 | 4 | H22 | 0% | 100% | 883.567 | 887.201 | -3.6339 | 59.4 | -2.3885 | -3.1345 | -3.6339 | -4.0727 | -4.7768
20164 | 2016 | 4 | H23 | 0% | 100% | 707.5964 | 711.2304 | -3.6339 | 57.8 | -2.3885 | -3.1345 | -3.6339 | -4.0727 | -4.7768
20164 | 2016 | 4 | H24 | 0% | 100% | 587.3736 | 591.0076 | -3.6339 | 56.3 | -2.3885 | -3.1345 | -3.6339 | -4.0727 | -4.7768
20165 | 2016 | 5 | H1 | 0% | 100% | 604.0604 | 608.3643 | -4.3039 | 60.5 | -2.8288 | -3.7123 | -4.3039 | -4.8236 | -5.6574
20165 | 2016 | 5 | H2 | 0% | 100% | 552.6057 | 556.9096 | -4.3039 | 59.8 | -2.8288 | -3.7123 | -4.3039 | -4.8236 | -5.6574
20165 | 2016 | 5 | H3 | 0% | 100% | 528.0763 | 532.3802 | -4.3039 | 59 | -2.8288 | -3.7123 | -4.3039 | -4.8236 | -5.6574
20165 | 2016 | 5 | H4 | 0% | 100% | 523.442 | 527.7459 | -4.3039 | 58.1 | -2.8288 | -3.7123 | -4.3039 | -4.8236 | -5.6574
20165 | 2016 | 5 | H5 | 0% | 100% | 544.166 | 548.4699 | -4.3039 | 57.8 | -2.8288 | -3.7123 | -4.3039 | -4.8236 | -5.6574
20165 | 2016 | 5 | H6 | 0% | 100% | 610.4109 | 614.7148 | -4.3039 | 57.5 | -2.8288 | -3.7123 | -4.3039 | -4.8236 | -5.6574
20165 | 2016 | 5 | H7 | 0% | 100% | 682.9105 | 687.2144 | -4.3039 | 60.4 | -2.8288 | -3.7123 | -4.3039 | -4.8236 | -5.6574
20165 | 2016 | 5 | H8 | 0% | 100% | 816.6992 | 821.0031 | -4.3039 | 66.3 | -2.8288 | -3.7123 | -4.3039 | -4.8236 | -5.6574
20165 | 2016 | 5 | H9 | 0% | 100% | 927.723 | 932.0269 | -4.3039 | 72.1 | -2.8288 | -3.7123 | -4.3039 | -4.8236 | -5.6574
20165 | 2016 | 5 | H10 | 0% | 100% | 999.3124 | 1003.6163 | -4.3039 | 77.1 | -2.8288 | -3.7123 | -4.3039 | -4.8236 | -5.6574
20165 | 2016 | 5 | H11 | 0% | 100% | 1034.9165 | 1039.2204 | -4.3039 | 81 | -2.8288 | -3.7123 | -4.3039 | -4.8236 | -5.6574
20165 | 2016 | 5 | H12 | 80.45% | 0% | 1025.0659 | 963.632 | 61.4339 | 82.1 | 40.3784 | 52.9901 | 61.4339 | 68.8521 | 80.754
20165 | 2016 | 5 | H13 | 80.67% | 0% | 1016.3206 | 954.715 | 61.6056 | 82.9 | 40.4912 | 53.1382 | 61.6056 | 69.0446 | 80.9797
20165 | 2016 | 5 | H14 | 106% | 0% | 981.4616 | 900.5105 | 80.9511 | 82.4 | 53.2063 | 69.8247 | 80.9511 | 90.7261 | 106.4091
20165 | 2016 | 5 | H15 | 106.5% | 0% | 994.3306 | 912.9733 | 81.3573 | 81.9 | 53.4733 | 70.1751 | 81.3573 | 91.1813 | 106.943
20165 | 2016 | 5 | H16 | 124% | 0% | 996.139 | 901.4195 | 94.7196 | 80.7 | 62.2559 | 81.7008 | 94.7196 | 106.1571 | 124.5075
20165 | 2016 | 5 | H17 | 106.1% | 0% | 1028.3386 | 947.3532 | 80.9854 | 79.9 | 53.2289 | 69.8543 | 80.9854 | 90.7645 | 106.4542
20165 | 2016 | 5 | H18 | 96.24% | 0% | 1062.8487 | 989.3526 | 73.4961 | 77.7 | 48.3065 | 63.3944 | 73.4961 | 82.3709 | 96.6096
20165 | 2016 | 5 | H19 | 0% | 100% | 1130.024 | 1134.3278 | -4.3039 | 75 | -2.8288 | -3.7123 | -4.3039 | -4.8236 | -5.6574
20165 | 2016 | 5 | H20 | 0% | 100% | 1249.876 | 1254.1799 | -4.3039 | 70.2 | -2.8288 | -3.7123 | -4.3039 | -4.8236 | -5.6574
20165 | 2016 | 5 | H21 | 0% | 100% | 1148.1625 | 1152.4663 | -4.3039 | 65.7 | -2.8288 | -3.7123 | -4.3039 | -4.8236 | -5.6574
20165 | 2016 | 5 | H22 | 0% | 100% | 941.5615 | 945.8654 | -4.3039 | 63.9 | -2.8288 | -3.7123 | -4.3039 | -4.8236 | -5.6574
20165 | 2016 | 5 | H23 | 0% | 100% | 749.9147 | 754.2185 | -4.3039 | 62 | -2.8288 | -3.7123 | -4.3039 | -4.8236 | -5.6574
20165 | 2016 | 5 | H24 | 0% | 100% | 598.5062 | 602.81 | -4.3039 | 60.5 | -2.8288 | -3.7123 | -4.3039 | -4.8236 | -5.6574
20166 | 2016 | 6 | H1 | 0% | 100% | 561.4517 | 565.3307 | -3.879 | 62.1 | -2.5495 | -3.3458 | -3.879 | -4.3474 | -5.0989
20166 | 2016 | 6 | H2 | 0% | 100% | 514.2454 | 518.1244 | -3.879 | 61.6 | -2.5495 | -3.3458 | -3.879 | -4.3474 | -5.0989
20166 | 2016 | 6 | H3 | 0% | 100% | 503.0097 | 506.8887 | -3.879 | 61 | -2.5495 | -3.3458 | -3.879 | -4.3474 | -5.0989
20166 | 2016 | 6 | H4 | 0% | 100% | 522.9385 | 526.8175 | -3.879 | 60.3 | -2.5495 | -3.3458 | -3.879 | -4.3474 | -5.0989
20166 | 2016 | 6 | H5 | 0% | 100% | 577.9051 | 581.7841 | -3.879 | 60 | -2.5495 | -3.3458 | -3.879 | -4.3474 | -5.0989
20166 | 2016 | 6 | H6 | 0% | 100% | 662.5206 | 666.3996 | -3.879 | 59.8 | -2.5495 | -3.3458 | -3.879 | -4.3474 | -5.0989
20166 | 2016 | 6 | H7 | 0% | 100% | 700.0443 | 703.9233 | -3.879 | 60.3 | -2.5495 | -3.3458 | -3.879 | -4.3474 | -5.0989
20166 | 2016 | 6 | H8 | 0% | 100% | 702.9359 | 706.8149 | -3.879 | 64 | -2.5495 | -3.3458 | -3.879 | -4.3474 | -5.0989
20166 | 2016 | 6 | H9 | 0% | 100% | 701.0029 | 704.8819 | -3.879 | 69.8 | -2.5495 | -3.3458 | -3.879 | -4.3474 | -5.0989
20166 | 2016 | 6 | H10 | 0% | 100% | 742.9654 | 746.8444 | -3.879 | 74.6 | -2.5495 | -3.3458 | -3.879 | -4.3474 | -5.0989
20166 | 2016 | 6 | H11 | 0% | 100% | 770.1528 | 774.0318 | -3.879 | 77.5 | -2.5495 | -3.3458 | -3.879 | -4.3474 | -5.0989
20166 | 2016 | 6 | H12 | 80.45% | 0% | 807.4425 | 752.0734 | 55.3691 | 79.1 | 36.3922 | 47.7589 | 55.3691 | 62.055 | 72.7819
20166 | 2016 | 6 | H13 | 80.67% | 0% | 844.6927 | 789.1688 | 55.5239 | 80.2 | 36.4939 | 47.8924 | 55.5239 | 62.2285 | 72.9853
20166 | 2016 | 6 | H14 | 106% | 0% | 849.6669 | 776.7074 | 72.9596 | 79.8 | 47.9538 | 62.9316 | 72.9596 | 81.7696 | 95.9043
20166 | 2016 | 6 | H15 | 106.5% | 0% | 920.6346 | 847.3089 | 73.3257 | 80.7 | 48.1944 | 63.2474 | 73.3257 | 82.1799 | 96.3856
20166 | 2016 | 6 | H16 | 124% | 0% | 988.61 | 903.2412 | 85.3688 | 80.4 | 56.11 | 73.6353 | 85.3688 | 95.6773 | 112.2161
20166 | 2016 | 6 | H17 | 106.1% | 0% | 1044.3417 | 971.3512 | 72.9905 | 80 | 47.9741 | 62.9583 | 72.9905 | 81.8042 | 95.945
20166 | 2016 | 6 | H18 | 96.24% | 0% | 1063.5697 | 997.3292 | 66.2406 | 78.4 | 43.5376 | 57.1361 | 66.2406 | 74.2392 | 87.0723
20166 | 2016 | 6 | H19 | 0% | 100% | 1097.0133 | 1100.8923 | -3.879 | 75.6 | -2.5495 | -3.3458 | -3.879 | -4.3474 | -5.0989
20166 | 2016 | 6 | H20 | 0% | 100% | 1188.9993 | 1192.8783 | -3.879 | 70.3 | -2.5495 | -3.3458 | -3.879 | -4.3474 | -5.0989
20166 | 2016 | 6 | H21 | 0% | 100% | 1151.0687 | 1154.9477 | -3.879 | 68.5 | -2.5495 | -3.3458 | -3.879 | -4.3474 | -5.0989
20166 | 2016 | 6 | H22 | 0% | 100% | 979.9279 | 983.8069 | -3.879 | 66.2 | -2.5495 | -3.3458 | -3.879 | -4.3474 | -5.0989
20166 | 2016 | 6 | H23 | 0% | 100% | 777.1716 | 781.0506 | -3.879 | 64.6 | -2.5495 | -3.3458 | -3.879 | -4.3474 | -5.0989
20166 | 2016 | 6 | H24 | 0% | 100% | 637.3783 | 641.2573 | -3.879 | 64 | -2.5495 | -3.3458 | -3.879 | -4.3474 | -5.0989
20166 | 2016 | 6 | H1 | 0% | 100% | 761.5988 | 765.4778 | -3.879 | 69.3 | -2.5495 | -3.3458 | -3.879 | -4.3474 | -5.0989
20167 | 2016 | 7 | H2 | 0% | 100% | 693.257 | 699.2398 | -5.9828 | 68.2 | -3.9323 | -5.1605 | -5.9828 | -6.7052 | -7.8643
20167 | 2016 | 7 | H3 | 0% | 100% | 668.7813 | 674.7641 | -5.9828 | 68.1 | -3.9323 | -5.1605 | -5.9828 | -6.7052 | -7.8643
20167 | 2016 | 7 | H4 | 0% | 100% | 661.7038 | 667.6866 | -5.9828 | 68.3 | -3.9323 | -5.1605 | -5.9828 | -6.7052 | -7.8643
20167 | 2016 | 7 | H5 | 0% | 100% | 691.93 | 697.9128 | -5.9828 | 68.1 | -3.9323 | -5.1605 | -5.9828 | -6.7052 | -7.8643
20167 | 2016 | 7 | H6 | 0% | 100% | 762.4247 | 768.4075 | -5.9828 | 67.7 | -3.9323 | -5.1605 | -5.9828 | -6.7052 | -7.8643
20167 | 2016 | 7 | H7 | 0% | 100% | 805.6518 | 811.6346 | -5.9828 | 69 | -3.9323 | -5.1605 | -5.9828 | -6.7052 | -7.8643
20167 | 2016 | 7 | H8 | 0% | 100% | 879.1335 | 885.1163 | -5.9828 | 72.5 | -3.9323 | -5.1605 | -5.9828 | -6.7052 | -7.8643
20167 | 2016 | 7 | H9 | 0% | 100% | 976.4605 | 982.4433 | -5.9828 | 76.3 | -3.9323 | -5.1605 | -5.9828 | -6.7052 | -7.8643
20167 | 2016 | 7 | H10 | 0% | 100% | 1069.4014 | 1075.3842 | -5.9828 | 80.6 | -3.9323 | -5.1605 | -5.9828 | -6.7052 | -7.8643
20167 | 2016 | 7 | H11 | 0% | 100% | 1153.6415 | 1159.6243 | -5.9828 | 83.4 | -3.9323 | -5.1605 | -5.9828 | -6.7052 | -7.8643
20167 | 2016 | 7 | H12 | 80.45% | 0% | 1252.7586 | 1167.3596 | 85.3991 | 84.7 | 56.1298 | 73.6613 | 85.3991 | 95.7111 | 112.2558
20167 | 2016 | 7 | H13 | 80.67% | 0% | 1351.158 | 1265.5203 | 85.6377 | 85.5 | 56.2867 | 73.8672 | 85.6377 | 95.9786 | 112.5696
20167 | 2016 | 7 | H14 | 106% | 0% | 1415.3367 | 1302.8069 | 112.5299 | 85.4 | 73.962 | 97.0631 | 112.5299 | 126.118 | 147.9189
20167 | 2016 | 7 | H15 | 106.5% | 0% | 1506.8672 | 1393.7727 | 113.0945 | 84 | 74.3331 | 97.5502 | 113.0945 | 126.7509 | 148.6612
20167 | 2016 | 7 | H16 | 124% | 0% | 1556.5189 | 1424.8495 | 131.6694 | 82.6 | 86.5417 | 113.572 | 131.6694 | 147.5687 | 173.0775
20167 | 2016 | 7 | H17 | 106.1% | 0% | 1600.8404 | 1488.2629 | 112.5776 | 81.5 | 73.9933 | 97.1043 | 112.5776 | 126.1715 | 147.9816
20167 | 2016 | 7 | H18 | 96.24% | 0% | 1568.6427 | 1466.4759 | 102.1668 | 80.9 | 67.1506 | 88.1244 | 102.1668 | 114.5035 | 134.2967
20167 | 2016 | 7 | H19 | 0% | 100% | 1518.124 | 1524.1068 | -5.9828 | 78.5 | -3.9323 | -5.1605 | -5.9828 | -6.7052 | -7.8643
20167 | 2016 | 7 | H20 | 0% | 100% | 1564.7599 | 1570.7427 | -5.9828 | 73.9 | -3.9323 | -5.1605 | -5.9828 | -6.7052 | -7.8643
20167 | 2016 | 7 | H21 | 0% | 100% | 1487.3314 | 1493.3142 | -5.9828 | 71.1 | -3.9323 | -5.1605 | -5.9828 | -6.7052 | -7.8643
20167 | 2016 | 7 | H22 | 0% | 100% | 1295.3502 | 1301.333 | -5.9828 | 69.8 | -3.9323 | -5.1605 | -5.9828 | -6.7052 | -7.8643
20167 | 2016 | 7 | H23 | 0% | 100% | 1057.0327 | 1063.0155 | -5.9828 | 68.5 | -3.9323 | -5.1605 | -5.9828 | -6.7052 | -7.8643
20167 | 2016 | 7 | H24 | 0% | 100% | 855.2874 | 861.2702 | -5.9828 | 67.5 | -3.9323 | -5.1605 | -5.9828 | -6.7052 | -7.8643
20168 | 2016 | 8 | H1 | 0% | 100% | 734.5161 | 740.3719 | -5.8558 | 69 | -3.8488 | -5.0509 | -5.8558 | -6.5629 | -7.6973
20168 | 2016 | 8 | H2 | 0% | 100% | 677.7447 | 683.6005 | -5.8558 | 68.2 | -3.8488 | -5.0509 | -5.8558 | -6.5629 | -7.6973
20168 | 2016 | 8 | H3 | 0% | 100% | 655.2149 | 661.0707 | -5.8558 | 68 | -3.8488 | -5.0509 | -5.8558 | -6.5629 | -7.6973
20168 | 2016 | 8 | H4 | 0% | 100% | 666.3101 | 672.1658 | -5.8558 | 67.3 | -3.8488 | -5.0509 | -5.8558 | -6.5629 | -7.6973
20168 | 2016 | 8 | H5 | 0% | 100% | 714.6459 | 720.5017 | -5.8558 | 66.8 | -3.8488 | -5.0509 | -5.8558 | -6.5629 | -7.6973
20168 | 2016 | 8 | H6 | 0% | 100% | 788.9578 | 794.8136 | -5.8558 | 66.4 | -3.8488 | -5.0509 | -5.8558 | -6.5629 | -7.6973
20168 | 2016 | 8 | H7 | 0% | 100% | 816.1203 | 821.9761 | -5.8558 | 67.4 | -3.8488 | -5.0509 | -5.8558 | -6.5629 | -7.6973
20168 | 2016 | 8 | H8 | 0% | 100% | 841.5161 | 847.3719 | -5.8558 | 71.3 | -3.8488 | -5.0509 | -5.8558 | -6.5629 | -7.6973
20168 | 2016 | 8 | H9 | 0% | 100% | 919.7763 | 925.6321 | -5.8558 | 76.7 | -3.8488 | -5.0509 | -5.8558 | -6.5629 | -7.6973
20168 | 2016 | 8 | H10 | 0% | 100% | 1038.9251 | 1044.7809 | -5.8558 | 80.5 | -3.8488 | -5.0509 | -5.8558 | -6.5629 | -7.6973
20168 | 2016 | 8 | H11 | 0% | 100% | 1142.1424 | 1147.9982 | -5.8558 | 83.4 | -3.8488 | -5.0509 | -5.8558 | -6.5629 | -7.6973
20168 | 2016 | 8 | H12 | 80.45% | 0% | 1232.1216 | 1148.5356 | 83.586 | 84.8 | 54.9382 | 72.0974 | 83.586 | 93.6791 | 109.8726
20168 | 2016 | 8 | H13 | 80.67% | 0% | 1319.5822 | 1235.7626 | 83.8196 | 85.1 | 55.0917 | 72.299 | 83.8196 | 93.9409 | 110.1797
20168 | 2016 | 8 | H14 | 106% | 0% | 1381.2294 | 1271.0887 | 110.1408 | 85.7 | 72.3917 | 95.0024 | 110.1408 | 123.4405 | 144.7785
20168 | 2016 | 8 | H15 | 106.5% | 0% | 1446.1333 | 1335.4398 | 110.6935 | 86.8 | 72.755 | 95.4791 | 110.6935 | 124.0599 | 145.505
20168 | 2016 | 8 | H16 | 124% | 0% | 1522.5761 | 1393.7021 | 128.874 | 86.4 | 84.7044 | 111.1608 | 128.874 | 144.4357 | 169.403
20168 | 2016 | 8 | H17 | 106.1% | 0% | 1584.488 | 1474.3006 | 110.1875 | 84.5 | 72.4224 | 95.0427 | 110.1875 | 123.4928 | 144.8398
20168 | 2016 | 8 | H18 | 96.24% | 0% | 1559.8674 | 1459.8697 | 99.9977 | 81.2 | 65.725 | 86.2534 | 99.9977 | 112.0726 | 131.4455
20168 | 2016 | 8 | H19 | 0% | 100% | 1557.6273 | 1563.4831 | -5.8558 | 77.3 | -3.8488 | -5.0509 | -5.8558 | -6.5629 | -7.6973
20168 | 2016 | 8 | H20 | 0% | 100% | 1622.965 | 1628.8208 | -5.8558 | 73.5 | -3.8488 | -5.0509 | -5.8558 | -6.5629 | -7.6973
20168 | 2016 | 8 | H21 | 0% | 100% | 1496.7527 | 1502.6085 | -5.8558 | 72.2 | -3.8488 | -5.0509 | -5.8558 | -6.5629 | -7.6973
20168 | 2016 | 8 | H22 | 0% | 100% | 1263.9455 | 1269.8013 | -5.8558 | 70.6 | -3.8488 | -5.0509 | -5.8558 | -6.5629 | -7.6973
20168 | 2016 | 8 | H23 | 0% | 100% | 1028.0761 | 1033.9319 | -5.8558 | 70.3 | -3.8488 | -5.0509 | -5.8558 | -6.5629 | -7.6973
20168 | 2016 | 8 | H24 | 0% | 100% | 842.6267 | 848.4824 | -5.8558 | 68.9 | -3.8488 | -5.0509 | -5.8558 | -6.5629 | -7.6973
20169 | 2016 | 9 | H1 | 0% | 100% | 659.4828 | 664.8733 | -5.3905 | 65.3 | -3.543 | -4.6496 | -5.3905 | -6.0414 | -7.0857
20169 | 2016 | 9 | H2 | 0% | 100% | 628.3818 | 633.7723 | -5.3905 | 64.6 | -3.543 | -4.6496 | -5.3905 | -6.0414 | -7.0857
20169 | 2016 | 9 | H3 | 0% | 100% | 622.6927 | 628.0832 | -5.3905 | 64.5 | -3.543 | -4.6496 | -5.3905 | -6.0414 | -7.0857
20169 | 2016 | 9 | H4 | 0% | 100% | 644.2013 | 649.5918 | -5.3905 | 64 | -3.543 | -4.6496 | -5.3905 | -6.0414 | -7.0857
20169 | 2016 | 9 | H5 | 0% | 100% | 715.7146 | 721.1051 | -5.3905 | 64.1 | -3.543 | -4.6496 | -5.3905 | -6.0414 | -7.0857
20169 | 2016 | 9 | H6 | 0% | 100% | 821.438 | 826.8285 | -5.3905 | 63.7 | -3.543 | -4.6496 | -5.3905 | -6.0414 | -7.0857
20169 | 2016 | 9 | H7 | 0% | 100% | 861.9614 | 867.3519 | -5.3905 | 64.3 | -3.543 | -4.6496 | -5.3905 | -6.0414 | -7.0857
20169 | 2016 | 9 | H8 | 0% | 100% | 862.8439 | 868.2344 | -5.3905 | 69.6 | -3.543 | -4.6496 | -5.3905 | -6.0414 | -7.0857
20169 | 2016 | 9 | H9 | 0% | 100% | 856.0279 | 861.4183 | -5.3905 | 77.9 | -3.543 | -4.6496 | -5.3905 | -6.0414 | -7.0857
20169 | 2016 | 9 | H10 | 0% | 100% | 910.9571 | 916.3476 | -5.3905 | 84.5 | -3.543 | -4.6496 | -5.3905 | -6.0414 | -7.0857
20169 | 2016 | 9 | H11 | 0% | 100% | 981.8332 | 987.2237 | -5.3905 | 87.7 | -3.543 | -4.6496 | -5.3905 | -6.0414 | -7.0857
20169 | 2016 | 9 | H12 | 80.45% | 0% | 1080.2785 | 1003.3343 | 76.9442 | 89.6 | 50.5728 | 66.3686 | 76.9442 | 86.2354 | 101.1421
20169 | 2016 | 9 | H13 | 80.67% | 0% | 1166.4418 | 1089.2825 | 77.1593 | 89.3 | 50.7141 | 66.5541 | 77.1593 | 86.4764 | 101.4248
20169 | 2016 | 9 | H14 | 106% | 0% | 1263.1596 | 1161.7706 | 101.389 | 89 | 66.6395 | 87.4535 | 101.389 | 113.6319 | 133.2744
20169 | 2016 | 9 | H15 | 106.5% | 0% | 1384.1318 | 1282.234 | 101.8978 | 88.9 | 66.9739 | 87.8924 | 101.8978 | 114.2021 | 133.9432
20169 | 2016 | 9 | H16 | 124% | 0% | 1466.8283 | 1348.1946 | 118.6336 | 89 | 77.9738 | 102.328 | 118.6336 | 132.9589 | 155.9422
20169 | 2016 | 9 | H17 | 106.1% | 0% | 1520.5386 | 1419.1066 | 101.432 | 87.3 | 66.6677 | 87.4906 | 101.432 | 113.6801 | 133.3309
20169 | 2016 | 9 | H18 | 96.24% | 0% | 1626.069 | 1534.0171 | 92.0519 | 85 | 60.5025 | 79.3998 | 92.0519 | 103.1673 | 121.0009
20169 | 2016 | 9 | H19 | 0% | 100% | 1700.9361 | 1706.3266 | -5.3905 | 81.6 | -3.543 | -4.6496 | -5.3905 | -6.0414 | -7.0857
20169 | 2016 | 9 | H20 | 0% | 100% | 1604.1685 | 1609.559 | -5.3905 | 79.2 | -3.543 | -4.6496 | -5.3905 | -6.0414 | -7.0857
20169 | 2016 | 9 | H21 | 0% | 100% | 1430.9897 | 1436.3802 | -5.3905 | 76.6 | -3.543 | -4.6496 | -5.3905 | -6.0414 | -7.0857
20169 | 2016 | 9 | H22 | 0% | 100% | 1202.0778 | 1207.4683 | -5.3905 | 75.2 | -3.543 | -4.6496 | -5.3905 | -6.0414 | -7.0857
20169 | 2016 | 9 | H23 | 0% | 100% | 988.013 | 993.4034 | -5.3905 | 72.4 | -3.543 | -4.6496 | -5.3905 | -6.0414 | -7.0857
20169 | 2016 | 9 | H24 | 0% | 100% | 845.392 | 850.7825 | -5.3905 | 72 | -3.543 | -4.6496 | -5.3905 | -6.0414 | -7.0857
201610 | 2016 | 10 | H1 | 0% | 100% | 562.8466 | 567.3073 | -4.4608 | 66.5 | -2.9319 | -3.8476 | -4.4608 | -4.9994 | -5.8636
201610 | 2016 | 10 | H2 | 0% | 100% | 532.746 | 537.2068 | -4.4608 | 65.4 | -2.9319 | -3.8476 | -4.4608 | -4.9994 | -5.8636
201610 | 2016 | 10 | H3 | 0% | 100% | 526.2945 | 530.7552 | -4.4608 | 64.9 | -2.9319 | -3.8476 | -4.4608 | -4.9994 | -5.8636
201610 | 2016 | 10 | H4 | 0% | 100% | 527.782 | 532.2428 | -4.4608 | 64.3 | -2.9319 | -3.8476 | -4.4608 | -4.9994 | -5.8636
201610 | 2016 | 10 | H5 | 0% | 100% | 588.6046 | 593.0654 | -4.4608 | 63.8 | -2.9319 | -3.8476 | -4.4608 | -4.9994 | -5.8636
201610 | 2016 | 10 | H6 | 0% | 100% | 746.363 | 750.8237 | -4.4608 | 62.8 | -2.9319 | -3.8476 | -4.4608 | -4.9994 | -5.8636
201610 | 2016 | 10 | H7 | 0% | 100% | 748.6332 | 753.094 | -4.4608 | 61.4 | -2.9319 | -3.8476 | -4.4608 | -4.9994 | -5.8636
201610 | 2016 | 10 | H8 | 0% | 100% | 716.8787 | 721.3395 | -4.4608 | 68.1 | -2.9319 | -3.8476 | -4.4608 | -4.9994 | -5.8636
201610 | 2016 | 10 | H9 | 0% | 100% | 743.3204 | 747.7811 | -4.4608 | 76.2 | -2.9319 | -3.8476 | -4.4608 | -4.9994 | -5.8636
201610 | 2016 | 10 | H10 | 0% | 100% | 805.9784 | 810.4392 | -4.4608 | 82.5 | -2.9319 | -3.8476 | -4.4608 | -4.9994 | -5.8636
201610 | 2016 | 10 | H11 | 0% | 100% | 856.5126 | 860.9733 | -4.4608 | 87.1 | -2.9319 | -3.8476 | -4.4608 | -4.9994 | -5.8636
201610 | 2016 | 10 | H12 | 80.45% | 0% | 911.9463 | 848.2731 | 63.6731 | 89.1 | 41.8501 | 54.9216 | 63.6731 | 71.3618 | 83.6974
201610 | 2016 | 10 | H13 | 80.67% | 0% | 981.0416 | 917.1905 | 63.8511 | 89.4 | 41.9671 | 55.0751 | 63.8511 | 71.5612 | 83.9314
201610 | 2016 | 10 | H14 | 106% | 0% | 1071.2284 | 987.3266 | 83.9018 | 89.2 | 55.1457 | 72.3698 | 83.9018 | 94.033 | 110.2877
201610 | 2016 | 10 | H15 | 106.5% | 0% | 1138.8593 | 1054.5365 | 84.3228 | 88.4 | 55.4224 | 72.733 | 84.3228 | 94.5049 | 110.8411
201610 | 2016 | 10 | H16 | 124% | 0% | 1178.6361 | 1080.464 | 98.1721 | 87.1 | 64.5251 | 84.6788 | 98.1721 | 110.0265 | 129.0458
201610 | 2016 | 10 | H17 | 106.1% | 0% | 1196.289 | 1112.3517 | 83.9373 | 84 | 55.1691 | 72.4005 | 83.9373 | 94.0729 | 110.3344
201610 | 2016 | 10 | H18 | 96.24% | 0% | 1280.8618 | 1204.6867 | 76.1751 | 81.2 | 50.0672 | 65.7051 | 76.1751 | 85.3733 | 100.131
201610 | 2016 | 10 | H19 | 0% | 100% | 1376.265 | 1380.7258 | -4.4608 | 75.5 | -2.9319 | -3.8476 | -4.4608 | -4.9994 | -5.8636
201610 | 2016 | 10 | H20 | 0% | 100% | 1332.2089 | 1336.6696 | -4.4608 | 71 | -2.9319 | -3.8476 | -4.4608 | -4.9994 | -5.8636
201610 | 2016 | 10 | H21 | 0% | 100% | 1207.6701 | 1212.1308 | -4.4608 | 68.3 | -2.9319 | -3.8476 | -4.4608 | -4.9994 | -5.8636
201610 | 2016 | 10 | H22 | 0% | 100% | 986.6654 | 991.1262 | -4.4608 | 66.2 | -2.9319 | -3.8476 | -4.4608 | -4.9994 | -5.8636
201610 | 2016 | 10 | H23 | 0% | 100% | 791.9741 | 796.4348 | -4.4608 | 63.7 | -2.9319 | -3.8476 | -4.4608 | -4.9994 | -5.8636
201611 | 2016 | 11 | H24 | 0% | 100% | 660.5486 | 663.9094 | -3.3607 | 62.1 | -2.2089 | -2.8988 | -3.3607 | -3.7666 | -4.4177
201611 | 2016 | 11 | H1 | 0% | 100% | 631.7963 | 635.1571 | -3.3607 | 60 | -2.2089 | -2.8988 | -3.3607 | -3.7666 | -4.4177
201611 | 2016 | 11 | H2 | 0% | 100% | 567.0821 | 570.4429 | -3.3607 | 58.9 | -2.2089 | -2.8988 | -3.3607 | -3.7666 | -4.4177
201611 | 2016 | 11 | H3 | 0% | 100% | 543.112 | 546.4727 | -3.3607 | 58.5 | -2.2089 | -2.8988 | -3.3607 | -3.7666 | -4.4177
201611 | 2016 | 11 | H4 | 0% | 100% | 539.8147 | 543.1754 | -3.3607 | 57.1 | -2.2089 | -2.8988 | -3.3607 | -3.7666 | -4.4177
201611 | 2016 | 11 | H5 | 0% | 100% | 566.9905 | 570.3512 | -3.3607 | 57.2 | -2.2089 | -2.8988 | -3.3607 | -3.7666 | -4.4177
201611 | 2016 | 11 | H6 | 0% | 100% | 664.2534 | 667.6142 | -3.3607 | 56.7 | -2.2089 | -2.8988 | -3.3607 | -3.7666 | -4.4177
201611 | 2016 | 11 | H7 | 0% | 100% | 824.7213 | 828.0821 | -3.3607 | 55.4 | -2.2089 | -2.8988 | -3.3607 | -3.7666 | -4.4177
201611 | 2016 | 11 | H8 | 0% | 100% | 837.8453 | 841.206 | -3.3607 | 57.8 | -2.2089 | -2.8988 | -3.3607 | -3.7666 | -4.4177
201611 | 2016 | 11 | H9 | 0% | 100% | 790.795 | 794.1558 | -3.3607 | 68.4 | -2.2089 | -2.8988 | -3.3607 | -3.7666 | -4.4177
201611 | 2016 | 11 | H10 | 0% | 100% | 764.6699 | 768.0307 | -3.3607 | 75.5 | -2.2089 | -2.8988 | -3.3607 | -3.7666 | -4.4177
201611 | 2016 | 11 | H11 | 0% | 100% | 730.6853 | 734.046 | -3.3607 | 80.7 | -2.2089 | -2.8988 | -3.3607 | -3.7666 | -4.4177
201611 | 2016 | 11 | H12 | 80.45% | 0% | 717.3267 | 669.3551 | 47.9716 | 83 | 31.5301 | 41.3781 | 47.9716 | 53.7642 | 63.058
201611 | 2016 | 11 | H13 | 80.67% | 0% | 700.2228 | 652.1171 | 48.1057 | 84.5 | 31.6182 | 41.4937 | 48.1057 | 53.9145 | 63.2342
201611 | 2016 | 11 | H14 | 106% | 0% | 684.6419 | 621.43 | 63.2119 | 83.6 | 41.547 | 54.5237 | 63.2119 | 70.8448 | 83.0911
201611 | 2016 | 11 | H15 | 106.5% | 0% | 673.798 | 610.2689 | 63.5291 | 82.2 | 41.7555 | 54.7973 | 63.5291 | 71.2003 | 83.5081
201611 | 2016 | 11 | H16 | 124% | 0% | 705.2274 | 631.2642 | 73.9632 | 81.8 | 48.6134 | 63.7973 | 73.9632 | 82.8944 | 97.2236
201611 | 2016 | 11 | H17 | 106.1% | 0% | 848.5416 | 785.3029 | 63.2387 | 78.3 | 41.5646 | 54.5468 | 63.2387 | 70.8749 | 83.1263
201611 | 2016 | 11 | H18 | 96.24% | 0% | 1196.091 | 1138.7004 | 57.3906 | 72.6 | 37.7208 | 49.5025 | 57.3906 | 64.3206 | 75.4391
201611 | 2016 | 11 | H19 | 0% | 100% | 1325.7102 | 1329.071 | -3.3607 | 69.4 | -2.2089 | -2.8988 | -3.3607 | -3.7666 | -4.4177
201611 | 2016 | 11 | H20 | 0% | 100% | 1354.0901 | 1357.4508 | -3.3607 | 66 | -2.2089 | -2.8988 | -3.3607 | -3.7666 | -4.4177
201611 | 2016 | 11 | H21 | 0% | 100% | 1305.5226 | 1308.8834 | -3.3607 | 64.6 | -2.2089 | -2.8988 | -3.3607 | -3.7666 | -4.4177
201611 | 2016 | 11 | H22 | 0% | 100% | 1161.9047 | 1165.2655 | -3.3607 | 63.6 | -2.2089 | -2.8988 | -3.3607 | -3.7666 | -4.4177
201611 | 2016 | 11 | H23 | 0% | 100% | 946.1274 | 949.4881 | -3.3607 | 62 | -2.2089 | -2.8988 | -3.3607 | -3.7666 | -4.4177
201611 | 2016 | 11 | H24 | 0% | 100% | 763.7934 | 767.1541 | -3.3607 | 60.2 | -2.2089 | -2.8988 | -3.3607 | -3.7666 | -4.4177
201612 | 2016 | 12 | H1 | 0% | 100% | 807.371 | 811.2291 | -3.8581 | 52.8 | -2.5358 | -3.3278 | -3.8581 | -4.324 | -5.0714
201612 | 2016 | 12 | H2 | 0% | 100% | 722.7086 | 726.5667 | -3.8581 | 52.1 | -2.5358 | -3.3278 | -3.8581 | -4.324 | -5.0714
201612 | 2016 | 12 | H3 | 0% | 100% | 692.4476 | 696.3057 | -3.8581 | 50.9 | -2.5358 | -3.3278 | -3.8581 | -4.324 | -5.0714
201612 | 2016 | 12 | H4 | 0% | 100% | 691.8458 | 695.7039 | -3.8581 | 49.2 | -2.5358 | -3.3278 | -3.8581 | -4.324 | -5.0714
201612 | 2016 | 12 | H5 | 0% | 100% | 722.817 | 726.6751 | -3.8581 | 47.7 | -2.5358 | -3.3278 | -3.8581 | -4.324 | -5.0714
201612 | 2016 | 12 | H6 | 0% | 100% | 824.2497 | 828.1079 | -3.8581 | 47.3 | -2.5358 | -3.3278 | -3.8581 | -4.324 | -5.0714
201612 | 2016 | 12 | H7 | 0% | 100% | 1018.8366 | 1022.6947 | -3.8581 | 48.1 | -2.5358 | -3.3278 | -3.8581 | -4.324 | -5.0714
201612 | 2016 | 12 | H8 | 0% | 100% | 1020.6931 | 1024.5512 | -3.8581 | 46.3 | -2.5358 | -3.3278 | -3.8581 | -4.324 | -5.0714
201612 | 2016 | 12 | H9 | 0% | 100% | 927.739 | 931.5971 | -3.8581 | 51.6 | -2.5358 | -3.3278 | -3.8581 | -4.324 | -5.0714
201612 | 2016 | 12 | H10 | 0% | 100% | 864.2361 | 868.0943 | -3.8581 | 60.8 | -2.5358 | -3.3278 | -3.8581 | -4.324 | -5.0714
201612 | 2016 | 12 | H11 | 0% | 100% | 828.5094 | 832.3675 | -3.8581 | 66.3 | -2.5358 | -3.3278 | -3.8581 | -4.324 | -5.0714
201612 | 2016 | 12 | H12 | 80.45% | 0% | 814.2181 | 759.1471 | 55.0711 | 70.7 | 36.1963 | 47.5018 | 55.0711 | 61.721 | 72.3901
201612 | 2016 | 12 | H13 | 80.67% | 0% | 792.8721 | 737.6471 | 55.225 | 73 | 36.2975 | 47.6346 | 55.225 | 61.8935 | 72.5925
201612 | 2016 | 12 | H14 | 106% | 0% | 799.3553 | 726.7885 | 72.5669 | 71.3 | 47.6957 | 62.5929 | 72.5669 | 81.3294 | 95.3881
201612 | 2016 | 12 | H15 | 106.5% | 0% | 766.9623 | 694.0313 | 72.931 | 69.7 | 47.935 | 62.9069 | 72.931 | 81.7375 | 95.8667
201612 | 2016 | 12 | H16 | 124% | 0% | 767.1974 | 682.2881 | 84.9093 | 68.7 | 55.8079 | 73.2389 | 84.9093 | 95.1622 | 111.6121
201612 | 2016 | 12 | H17 | 106.1% | 0% | 974.0584 | 901.4608 | 72.5976 | 67.9 | 47.7159 | 62.6194 | 72.5976 | 81.3639 | 95.4285
201612 | 2016 | 12 | H18 | 96.24% | 0% | 1428.9761 | 1363.0921 | 65.884 | 62.3 | 43.3033 | 56.8285 | 65.884 | 73.8396 | 86.6036
201612 | 2016 | 12 | H19 | 0% | 100% | 1618.3307 | 1622.1888 | -3.8581 | 57 | -2.5358 | -3.3278 | -3.8581 | -4.324 | -5.0714
201612 | 2016 | 12 | H20 | 0% | 100% | 1605.3175 | 1609.1756 | -3.8581 | 54.7 | -2.5358 | -3.3278 | -3.8581 | -4.324 | -5.0714
201612 | 2016 | 12 | H21 | 0% | 100% | 1553.0255 | 1556.8836 | -3.8581 | 51.5 | -2.5358 | -3.3278 | -3.8581 | -4.324 | -5.0714
201612 | 2016 | 12 | H22 | 0% | 100% | 1405.2165 | 1409.0747 | -3.8581 | 50.1 | -2.5358 | -3.3278 | -3.8581 | -4.324 | -5.0714
201612 | 2016 | 12 | H23 | 0% | 100% | 1153.026 | 1156.8841 | -3.8581 | 48.3 | -2.5358 | -3.3278 | -3.8581 | -4.324 | -5.0714
201612 | 2016 | 12 | H24 | 0% | 100% | 935.2251 | 939.0832 | -3.8581 | 47.5 | -2.5358 | -3.3278 | -3.8581 | -4.324 | -5.0714
20171 | 2017 | 1 | H1 | 0% | 100% | 861.5459 | 866.1275 | -4.5816 | 52.1 | -3.0113 | -3.9519 | -4.5816 | -5.1348 | -6.0224
20171 | 2017 | 1 | H2 | 0% | 100% | 812.2029 | 816.7845 | -4.5816 | 53 | -3.0113 | -3.9519 | -4.5816 | -5.1348 | -6.0224
20171 | 2017 | 1 | H3 | 0% | 100% | 778.4206 | 783.0022 | -4.5816 | 52.9 | -3.0113 | -3.9519 | -4.5816 | -5.1348 | -6.0224
20171 | 2017 | 1 | H4 | 0% | 100% | 773.1323 | 777.7139 | -4.5816 | 51.5 | -3.0113 | -3.9519 | -4.5816 | -5.1348 | -6.0224
20171 | 2017 | 1 | H5 | 0% | 100% | 815.9032 | 820.4848 | -4.5816 | 51.6 | -3.0113 | -3.9519 | -4.5816 | -5.1348 | -6.0224
20171 | 2017 | 1 | H6 | 0% | 100% | 900.9342 | 905.5158 | -4.5816 | 53.2 | -3.0113 | -3.9519 | -4.5816 | -5.1348 | -6.0224
20171 | 2017 | 1 | H7 | 0% | 100% | 1019.7215 | 1024.3031 | -4.5816 | 52.2 | -3.0113 | -3.9519 | -4.5816 | -5.1348 | -6.0224
20171 | 2017 | 1 | H8 | 0% | 100% | 1132.5201 | 1137.1017 | -4.5816 | 51.8 | -3.0113 | -3.9519 | -4.5816 | -5.1348 | -6.0224
20171 | 2017 | 1 | H9 | 0% | 100% | 1132.2119 | 1136.7935 | -4.5816 | 55.6 | -3.0113 | -3.9519 | -4.5816 | -5.1348 | -6.0224
20171 | 2017 | 1 | H10 | 0% | 100% | 1119.4245 | 1124.0061 | -4.5816 | 63.1 | -3.0113 | -3.9519 | -4.5816 | -5.1348 | -6.0224
20171 | 2017 | 1 | H11 | 0% | 100% | 1124.7305 | 1129.3121 | -4.5816 | 69 | -3.0113 | -3.9519 | -4.5816 | -5.1348 | -6.0224
20171 | 2017 | 1 | H12 | 80.45% | 0% | 1064.6359 | 999.3207 | 65.3153 | 73.1 | 42.9294 | 56.338 | 65.3153 | 73.2022 | 85.856
20171 | 2017 | 1 | H13 | 80.67% | 0% | 1036.1367 | 970.6389 | 65.4978 | 74.8 | 43.0494 | 56.4954 | 65.4978 | 73.4068 | 86.0959
20171 | 2017 | 1 | H14 | 106% | 0% | 954.9222 | 868.8566 | 86.0656 | 77 | 56.5679 | 74.2362 | 86.0656 | 96.4581 | 113.1319
20171 | 2017 | 1 | H15 | 106.5% | 0% | 933.425 | 846.9276 | 86.4974 | 77.2 | 56.8517 | 74.6087 | 86.4974 | 96.9421 | 113.6996
20171 | 2017 | 1 | H16 | 124% | 0% | 942.0254 | 841.3215 | 100.7039 | 76.7 | 66.1892 | 86.8626 | 100.7039 | 112.8641 | 132.3739
20171 | 2017 | 1 | H17 | 106.1% | 0% | 1065.344 | 979.242 | 86.102 | 75.1 | 56.5919 | 74.2677 | 86.102 | 96.499 | 113.1799
20171 | 2017 | 1 | H18 | 96.24% | 0% | 1413.2721 | 1335.1325 | 78.1396 | 69.8 | 51.3584 | 67.3996 | 78.1396 | 87.5751 | 102.7134
20171 | 2017 | 1 | H19 | 0% | 100% | 1616.6832 | 1621.2648 | -4.5816 | 64.5 | -3.0113 | -3.9519 | -4.5816 | -5.1348 | -6.0224
20171 | 2017 | 1 | H20 | 0% | 100% | 1650.6606 | 1655.2421 | -4.5816 | 64.3 | -3.0113 | -3.9519 | -4.5816 | -5.1348 | -6.0224
20171 | 2017 | 1 | H21 | 0% | 100% | 1578.203 | 1582.7846 | -4.5816 | 61.6 | -3.0113 | -3.9519 | -4.5816 | -5.1348 | -6.0224
20171 | 2017 | 1 | H22 | 0% | 100% | 1409.814 | 1414.3956 | -4.5816 | 61 | -3.0113 | -3.9519 | -4.5816 | -5.1348 | -6.0224
20171 | 2017 | 1 | H23 | 0% | 100% | 1181.3707 | 1185.9523 | -4.5816 | 58.3 | -3.0113 | -3.9519 | -4.5816 | -5.1348 | -6.0224
20171 | 2017 | 1 | H24 | 0% | 100% | 994.2195 | 998.8011 | -4.5816 | 55.3 | -3.0113 | -3.9519 | -4.5816 | -5.1348 | -6.0224
20172 | 2017 | 2 | H1 | 0% | 100% | 653.1071 | 657.4269 | -4.3198 | 54.9 | -2.8392 | -3.726 | -4.3198 | -4.8414 | -5.6783
20172 | 2017 | 2 | H2 | 0% | 100% | 580.4187 | 584.7384 | -4.3198 | 52.3 | -2.8392 | -3.726 | -4.3198 | -4.8414 | -5.6783
20172 | 2017 | 2 | H3 | 0% | 100% | 555.0183 | 559.338 | -4.3198 | 51.7 | -2.8392 | -3.726 | -4.3198 | -4.8414 | -5.6783
20172 | 2017 | 2 | H4 | 0% | 100% | 548.1899 | 552.5097 | -4.3198 | 49.4 | -2.8392 | -3.726 | -4.3198 | -4.8414 | -5.6783
20172 | 2017 | 2 | H5 | 0% | 100% | 564.9086 | 569.2284 | -4.3198 | 49.2 | -2.8392 | -3.726 | -4.3198 | -4.8414 | -5.6783
20172 | 2017 | 2 | H6 | 0% | 100% | 601.4484 | 605.7682 | -4.3198 | 49.4 | -2.8392 | -3.726 | -4.3198 | -4.8414 | -5.6783
20172 | 2017 | 2 | H7 | 0% | 100% | 729.583 | 733.9028 | -4.3198 | 47.6 | -2.8392 | -3.726 | -4.3198 | -4.8414 | -5.6783
20172 | 2017 | 2 | H8 | 0% | 100% | 844.1645 | 848.4843 | -4.3198 | 49.9 | -2.8392 | -3.726 | -4.3198 | -4.8414 | -5.6783
20172 | 2017 | 2 | H9 | 0% | 100% | 957.9874 | 962.3071 | -4.3198 | 54.8 | -2.8392 | -3.726 | -4.3198 | -4.8414 | -5.6783
20172 | 2017 | 2 | H10 | 0% | 100% | 1036.5364 | 1040.8562 | -4.3198 | 62.4 | -2.8392 | -3.726 | -4.3198 | -4.8414 | -5.6783
20172 | 2017 | 2 | H11 | 0% | 100% | 1079.9534 | 1084.2731 | -4.3198 | 66.7 | -2.8392 | -3.726 | -4.3198 | -4.8414 | -5.6783
20172 | 2017 | 2 | H12 | 80.45% | 0% | 1049.6611 | 988.0786 | 61.5825 | 70.9 | 40.476 | 53.1183 | 61.5825 | 69.0187 | 80.9493
20172 | 2017 | 2 | H13 | 80.67% | 0% | 1028.173 | 966.4183 | 61.7546 | 72.5 | 40.5892 | 53.2667 | 61.7546 | 69.2116 | 81.1756
20172 | 2017 | 2 | H14 | 106% | 0% | 964.9141 | 883.7672 | 81.1469 | 71.8 | 53.3351 | 69.9937 | 81.1469 | 90.9456 | 106.6665
20172 | 2017 | 2 | H15 | 106.5% | 0% | 901.5904 | 820.0363 | 81.5541 | 72.1 | 53.6027 | 70.3449 | 81.5541 | 91.4019 | 107.2018
20172 | 2017 | 2 | H16 | 124% | 0% | 919.7241 | 824.7754 | 94.9487 | 71.3 | 62.4065 | 81.8984 | 94.9487 | 106.4139 | 124.8088
20172 | 2017 | 2 | H17 | 106.1% | 0% | 959.0426 | 877.8613 | 81.1813 | 70.5 | 53.3577 | 70.0233 | 81.1813 | 90.9841 | 106.7117
20172 | 2017 | 2 | H18 | 96.24% | 0% | 1163.1915 | 1089.5175 | 73.674 | 68 | 48.4233 | 63.5478 | 73.674 | 82.5702 | 96.8434
20172 | 2017 | 2 | H19 | 0% | 100% | 1416.4333 | 1420.7531 | -4.3198 | 63.5 | -2.8392 | -3.726 | -4.3198 | -4.8414 | -5.6783
20172 | 2017 | 2 | H20 | 0% | 100% | 1396.2152 | 1400.535 | -4.3198 | 60.9 | -2.8392 | -3.726 | -4.3198 | -4.8414 | -5.6783
20172 | 2017 | 2 | H21 | 0% | 100% | 1334.6975 | 1339.0173 | -4.3198 | 57.3 | -2.8392 | -3.726 | -4.3198 | -4.8414 | -5.6783
20172 | 2017 | 2 | H22 | 0% | 100% | 1170.3834 | 1174.7032 | -4.3198 | 55.3 | -2.8392 | -3.726 | -4.3198 | -4.8414 | -5.6783
20172 | 2017 | 2 | H23 | 0% | 100% | 961.5564 | 965.8762 | -4.3198 | 52.8 | -2.8392 | -3.726 | -4.3198 | -4.8414 | -5.6783
20172 | 2017 | 2 | H24 | 0% | 100% | 768.6244 | 772.9441 | -4.3198 | 51.5 | -2.8392 | -3.726 | -4.3198 | -4.8414 | -5.6783
20173 | 2017 | 3 | H1 | 0% | 100% | 688.3735 | 691.8667 | -3.4932 | 54.3 | -2.2959 | -3.0131 | -3.4932 | -3.915 | -4.5917
20173 | 2017 | 3 | H2 | 0% | 100% | 633.1295 | 636.6226 | -3.4932 | 54.9 | -2.2959 | -3.0131 | -3.4932 | -3.915 | -4.5917
20173 | 2017 | 3 | H3 | 0% | 100% | 606.454 | 609.9471 | -3.4932 | 55.3 | -2.2959 | -3.0131 | -3.4932 | -3.915 | -4.5917
20173 | 2017 | 3 | H4 | 0% | 100% | 618.7455 | 622.2387 | -3.4932 | 54.2 | -2.2959 | -3.0131 | -3.4932 | -3.915 | -4.5917
20173 | 2017 | 3 | H5 | 0% | 100% | 655.2936 | 658.7868 | -3.4932 | 52.4 | -2.2959 | -3.0131 | -3.4932 | -3.915 | -4.5917
20173 | 2017 | 3 | H6 | 0% | 100% | 764.1951 | 767.6883 | -3.4932 | 52.9 | -2.2959 | -3.0131 | -3.4932 | -3.915 | -4.5917
20173 | 2017 | 3 | H7 | 0% | 100% | 956.8234 | 960.3166 | -3.4932 | 53.4 | -2.2959 | -3.0131 | -3.4932 | -3.915 | -4.5917
20173 | 2017 | 3 | H8 | 0% | 100% | 940.2089 | 943.7021 | -3.4932 | 58.5 | -2.2959 | -3.0131 | -3.4932 | -3.915 | -4.5917
20173 | 2017 | 3 | H9 | 0% | 100% | 855.0502 | 858.5434 | -3.4932 | 66.9 | -2.2959 | -3.0131 | -3.4932 | -3.915 | -4.5917
20173 | 2017 | 3 | H10 | 0% | 100% | 815.6158 | 819.109 | -3.4932 | 73.6 | -2.2959 | -3.0131 | -3.4932 | -3.915 | -4.5917
20173 | 2017 | 3 | H11 | 0% | 100% | 803.2879 | 806.7811 | -3.4932 | 79.5 | -2.2959 | -3.0131 | -3.4932 | -3.915 | -4.5917
20173 | 2017 | 3 | H12 | 80.45% | 0% | 776.8435 | 727.0446 | 49.7988 | 82.4 | 32.731 | 42.9542 | 49.7988 | 55.8121 | 65.4599
20173 | 2017 | 3 | H13 | 80.67% | 0% | 757.6722 | 707.7341 | 49.938 | 82.6 | 32.8225 | 43.0743 | 49.938 | 55.9681 | 65.6428
20173 | 2017 | 3 | H14 | 106% | 0% | 754.7473 | 689.1276 | 65.6197 | 82.7 | 43.1295 | 56.6005 | 65.6197 | 73.5433 | 86.2561
20173 | 2017 | 3 | H15 | 106.5% | 0% | 750.5706 | 684.6217 | 65.949 | 82 | 43.3459 | 56.8846 | 65.949 | 73.9124 | 86.6889
20173 | 2017 | 3 | H16 | 124% | 0% | 760.6577 | 683.8771 | 76.7805 | 81.2 | 50.4652 | 66.2274 | 76.7805 | 86.0519 | 100.9269
20173 | 2017 | 3 | H17 | 106.1% | 0% | 834.4341 | 768.7866 | 65.6475 | 79.2 | 43.1478 | 56.6245 | 65.6475 | 73.5745 | 86.2927
20173 | 2017 | 3 | H18 | 96.24% | 0% | 1014.56 | 954.9834 | 59.5766 | 76.7 | 39.1576 | 51.3881 | 59.5766 | 66.7706 | 78.3126
20173 | 2017 | 3 | H19 | 0% | 100% | 1303.747 | 1307.2402 | -3.4932 | 72.3 | -2.2959 | -3.0131 | -3.4932 | -3.915 | -4.5917
20173 | 2017 | 3 | H20 | 0% | 100% | 1363.4387 | 1366.9319 | -3.4932 | 68.7 | -2.2959 | -3.0131 | -3.4932 | -3.915 | -4.5917
20173 | 2017 | 3 | H21 | 0% | 100% | 1326.2049 | 1329.6981 | -3.4932 | 63 | -2.2959 | -3.0131 | -3.4932 | -3.915 | -4.5917
20173 | 2017 | 3 | H22 | 0% | 100% | 1184.9874 | 1188.4806 | -3.4932 | 60.5 | -2.2959 | -3.0131 | -3.4932 | -3.915 | -4.5917
20173 | 2017 | 3 | H23 | 0% | 100% | 982.915 | 986.4082 | -3.4932 | 57.4 | -2.2959 | -3.0131 | -3.4932 | -3.915 | -4.5917
20173 | 2017 | 3 | H24 | 0% | 100% | 792.342 | 795.8352 | -3.4932 | 56 | -2.2959 | -3.0131 | -3.4932 | -3.915 | -4.5917
20174 | 2017 | 4 | H1 | 0% | 100% | 533.6319 | 537.3485 | -3.7166 | 52.7 | -2.4428 | -3.2058 | -3.7166 | -4.1654 | -4.8855
20174 | 2017 | 4 | H2 | 0% | 100% | 501.0923 | 504.8089 | -3.7166 | 53.1 | -2.4428 | -3.2058 | -3.7166 | -4.1654 | -4.8855
20174 | 2017 | 4 | H3 | 0% | 100% | 495.6117 | 499.3283 | -3.7166 | 52.8 | -2.4428 | -3.2058 | -3.7166 | -4.1654 | -4.8855
20174 | 2017 | 4 | H4 | 0% | 100% | 514.3725 | 518.0892 | -3.7166 | 51.6 | -2.4428 | -3.2058 | -3.7166 | -4.1654 | -4.8855
20174 | 2017 | 4 | H5 | 0% | 100% | 570.6802 | 574.3968 | -3.7166 | 50.6 | -2.4428 | -3.2058 | -3.7166 | -4.1654 | -4.8855
20174 | 2017 | 4 | H6 | 0% | 100% | 711.1241 | 714.8407 | -3.7166 | 50.6 | -2.4428 | -3.2058 | -3.7166 | -4.1654 | -4.8855
20174 | 2017 | 4 | H7 | 0% | 100% | 757.3647 | 761.0814 | -3.7166 | 50.2 | -2.4428 | -3.2058 | -3.7166 | -4.1654 | -4.8855
20174 | 2017 | 4 | H8 | 0% | 100% | 741.6348 | 745.3514 | -3.7166 | 58.5 | -2.4428 | -3.2058 | -3.7166 | -4.1654 | -4.8855
20174 | 2017 | 4 | H9 | 0% | 100% | 760.369 | 764.0857 | -3.7166 | 66.4 | -2.4428 | -3.2058 | -3.7166 | -4.1654 | -4.8855
20174 | 2017 | 4 | H10 | 0% | 100% | 786.2205 | 789.9371 | -3.7166 | 72.6 | -2.4428 | -3.2058 | -3.7166 | -4.1654 | -4.8855
20174 | 2017 | 4 | H11 | 0% | 100% | 776.1292 | 779.8458 | -3.7166 | 77.8 | -2.4428 | -3.2058 | -3.7166 | -4.1654 | -4.8855
20174 | 2017 | 4 | H12 | 80.45% | 0% | 777.6623 | 724.6779 | 52.9844 | 78.4 | 34.8248 | 45.702 | 52.9844 | 59.3824 | 69.6473
20174 | 2017 | 4 | H13 | 80.67% | 0% | 761.2706 | 708.1381 | 53.1325 | 79.2 | 34.9222 | 45.8297 | 53.1325 | 59.5484 | 69.8419
20174 | 2017 | 4 | H14 | 106% | 0% | 768.1963 | 698.379 | 69.8173 | 79.5 | 45.8885 | 60.2212 | 69.8173 | 78.2479 | 91.7738
20174 | 2017 | 4 | H15 | 106.5% | 0% | 798.6299 | 728.4623 | 70.1677 | 79.2 | 46.1188 | 60.5234 | 70.1677 | 78.6405 | 92.2344
20174 | 2017 | 4 | H16 | 124% | 0% | 868.3006 | 786.6085 | 81.6921 | 78.4 | 53.6934 | 70.4639 | 81.6921 | 91.5566 | 107.3831
20174 | 2017 | 4 | H17 | 106.1% | 0% | 957.3761 | 887.5292 | 69.8469 | 77.7 | 45.9079 | 60.2467 | 69.8469 | 78.281 | 91.8127
20174 | 2017 | 4 | H18 | 96.24% | 0% | 1079.4424 | 1016.0547 | 63.3877 | 75.1 | 41.6625 | 54.6753 | 63.3877 | 71.0418 | 83.3222
20174 | 2017 | 4 | H19 | 0% | 100% | 1209.8733 | 1213.59 | -3.7166 | 70.2 | -2.4428 | -3.2058 | -3.7166 | -4.1654 | -4.8855
20174 | 2017 | 4 | H20 | 0% | 100% | 1193.8869 | 1197.6035 | -3.7166 | 65.5 | -2.4428 | -3.2058 | -3.7166 | -4.1654 | -4.8855
20174 | 2017 | 4 | H21 | 0% | 100% | 1072.5724 | 1076.2891 | -3.7166 | 62.5 | -2.4428 | -3.2058 | -3.7166 | -4.1654 | -4.8855
20174 | 2017 | 4 | H22 | 0% | 100% | 888.8684 | 892.5851 | -3.7166 | 59.4 | -2.4428 | -3.2058 | -3.7166 | -4.1654 | -4.8855
20174 | 2017 | 4 | H23 | 0% | 100% | 711.842 | 715.5587 | -3.7166 | 57.8 | -2.4428 | -3.2058 | -3.7166 | -4.1654 | -4.8855
20174 | 2017 | 4 | H24 | 0% | 100% | 590.8979 | 594.6145 | -3.7166 | 56.3 | -2.4428 | -3.2058 | -3.7166 | -4.1654 | -4.8855
20175 | 2017 | 5 | H1 | 0% | 100% | 607.6847 | 612.0866 | -4.4018 | 60.5 | -2.8932 | -3.7968 | -4.4018 | -4.9334 | -5.7861
20175 | 2017 | 5 | H2 | 0% | 100% | 555.9213 | 560.3232 | -4.4018 | 59.8 | -2.8932 | -3.7968 | -4.4018 | -4.9334 | -5.7861
20175 | 2017 | 5 | H3 | 0% | 100% | 531.2448 | 535.6466 | -4.4018 | 59 | -2.8932 | -3.7968 | -4.4018 | -4.9334 | -5.7861
20175 | 2017 | 5 | H4 | 0% | 100% | 526.5826 | 530.9845 | -4.4018 | 58.1 | -2.8932 | -3.7968 | -4.4018 | -4.9334 | -5.7861
20175 | 2017 | 5 | H5 | 0% | 100% | 547.431 | 551.8328 | -4.4018 | 57.8 | -2.8932 | -3.7968 | -4.4018 | -4.9334 | -5.7861
20175 | 2017 | 5 | H6 | 0% | 100% | 614.0734 | 618.4752 | -4.4018 | 57.5 | -2.8932 | -3.7968 | -4.4018 | -4.9334 | -5.7861
20175 | 2017 | 5 | H7 | 0% | 100% | 687.008 | 691.4098 | -4.4018 | 60.4 | -2.8932 | -3.7968 | -4.4018 | -4.9334 | -5.7861
20175 | 2017 | 5 | H8 | 0% | 100% | 821.5994 | 826.0013 | -4.4018 | 66.3 | -2.8932 | -3.7968 | -4.4018 | -4.9334 | -5.7861
20175 | 2017 | 5 | H9 | 0% | 100% | 933.2893 | 937.6912 | -4.4018 | 72.1 | -2.8932 | -3.7968 | -4.4018 | -4.9334 | -5.7861
20175 | 2017 | 5 | H10 | 0% | 100% | 1005.3083 | 1009.7101 | -4.4018 | 77.1 | -2.8932 | -3.7968 | -4.4018 | -4.9334 | -5.7861
20175 | 2017 | 5 | H11 | 0% | 100% | 1041.126 | 1045.5279 | -4.4018 | 81 | -2.8932 | -3.7968 | -4.4018 | -4.9334 | -5.7861
20175 | 2017 | 5 | H12 | 80.45% | 0% | 1031.2163 | 968.4638 | 62.7526 | 82.1 | 41.2451 | 54.1275 | 62.7526 | 70.33 | 82.4873
20175 | 2017 | 5 | H13 | 80.67% | 0% | 1022.4185 | 959.4906 | 62.9279 | 82.9 | 41.3603 | 54.2788 | 62.9279 | 70.5266 | 82.7179
20175 | 2017 | 5 | H14 | 106% | 0% | 987.3504 | 904.6617 | 82.6887 | 82.4 | 54.3484 | 71.3235 | 82.6887 | 92.6735 | 108.6931
20175 | 2017 | 5 | H15 | 106.5% | 0% | 1000.2965 | 917.1929 | 83.1036 | 81.9 | 54.6211 | 71.6814 | 83.1036 | 93.1385 | 109.2385
20175 | 2017 | 5 | H16 | 124% | 0% | 1002.1159 | 905.3632 | 96.7527 | 80.7 | 63.5922 | 83.4545 | 96.7527 | 108.4357 | 127.18
20175 | 2017 | 5 | H17 | 106.1% | 0% | 1034.5086 | 951.7849 | 82.7237 | 79.9 | 54.3714 | 71.3537 | 82.7237 | 92.7128 | 108.7392
20175 | 2017 | 5 | H18 | 96.24% | 0% | 1069.2258 | 994.1521 | 75.0737 | 77.7 | 49.3433 | 64.7552 | 75.0737 | 84.139 | 98.6833
20175 | 2017 | 5 | H19 | 0% | 100% | 1136.8041 | 1141.2059 | -4.4018 | 75 | -2.8932 | -3.7968 | -4.4018 | -4.9334 | -5.7861
20175 | 2017 | 5 | H20 | 0% | 100% | 1257.3753 | 1261.7771 | -4.4018 | 70.2 | -2.8932 | -3.7968 | -4.4018 | -4.9334 | -5.7861
20175 | 2017 | 5 | H21 | 0% | 100% | 1155.0514 | 1159.4533 | -4.4018 | 65.7 | -2.8932 | -3.7968 | -4.4018 | -4.9334 | -5.7861
20175 | 2017 | 5 | H22 | 0% | 100% | 947.2109 | 951.6127 | -4.4018 | 63.9 | -2.8932 | -3.7968 | -4.4018 | -4.9334 | -5.7861
20175 | 2017 | 5 | H23 | 0% | 100% | 754.4142 | 758.816 | -4.4018 | 62 | -2.8932 | -3.7968 | -4.4018 | -4.9334 | -5.7861
20175 | 2017 | 5 | H24 | 0% | 100% | 602.0972 | 606.499 | -4.4018 | 60.5 | -2.8932 | -3.7968 | -4.4018 | -4.9334 | -5.7861
20176 | 2017 | 6 | H1 | 0% | 100% | 564.8204 | 568.7877 | -3.9673 | 62.1 | -2.6076 | -3.422 | -3.9673 | -4.4463 | -5.2149
20176 | 2017 | 6 | H2 | 0% | 100% | 517.3309 | 521.2981 | -3.9673 | 61.6 | -2.6076 | -3.422 | -3.9673 | -4.4463 | -5.2149
20176 | 2017 | 6 | H3 | 0% | 100% | 506.0277 | 509.995 | -3.9673 | 61 | -2.6076 | -3.422 | -3.9673 | -4.4463 | -5.2149
20176 | 2017 | 6 | H4 | 0% | 100% | 526.0761 | 530.0434 | -3.9673 | 60.3 | -2.6076 | -3.422 | -3.9673 | -4.4463 | -5.2149
20176 | 2017 | 6 | H5 | 0% | 100% | 581.3725 | 585.3398 | -3.9673 | 60 | -2.6076 | -3.422 | -3.9673 | -4.4463 | -5.2149
20176 | 2017 | 6 | H6 | 0% | 100% | 666.4957 | 670.463 | -3.9673 | 59.8 | -2.6076 | -3.422 | -3.9673 | -4.4463 | -5.2149
20176 | 2017 | 6 | H7 | 0% | 100% | 704.2445 | 708.2118 | -3.9673 | 60.3 | -2.6076 | -3.422 | -3.9673 | -4.4463 | -5.2149
20176 | 2017 | 6 | H8 | 0% | 100% | 707.1535 | 711.1208 | -3.9673 | 64 | -2.6076 | -3.422 | -3.9673 | -4.4463 | -5.2149
20176 | 2017 | 6 | H9 | 0% | 100% | 705.2089 | 709.1762 | -3.9673 | 69.8 | -2.6076 | -3.422 | -3.9673 | -4.4463 | -5.2149
20176 | 2017 | 6 | H10 | 0% | 100% | 747.4232 | 751.3904 | -3.9673 | 74.6 | -2.6076 | -3.422 | -3.9673 | -4.4463 | -5.2149
20176 | 2017 | 6 | H11 | 0% | 100% | 774.7737 | 778.741 | -3.9673 | 77.5 | -2.6076 | -3.422 | -3.9673 | -4.4463 | -5.2149
20176 | 2017 | 6 | H12 | 80.45% | 0% | 812.2871 | 755.7295 | 56.5576 | 79.1 | 37.1733 | 48.784 | 56.5576 | 63.387 | 74.3442
20176 | 2017 | 6 | H13 | 80.67% | 0% | 849.7608 | 793.0451 | 56.7157 | 80.2 | 37.2772 | 48.9204 | 56.7157 | 63.5642 | 74.5519
20176 | 2017 | 6 | H14 | 106% | 0% | 854.7649 | 780.2393 | 74.5256 | 79.8 | 48.9831 | 64.2824 | 74.5256 | 83.5247 | 97.9629
20176 | 2017 | 6 | H15 | 106.5% | 0% | 926.1584 | 851.2588 | 74.8996 | 80.7 | 49.2289 | 64.605 | 74.8996 | 83.9439 | 98.4545
20176 | 2017 | 6 | H16 | 124% | 0% | 994.5417 | 907.3404 | 87.2013 | 80.4 | 57.3143 | 75.2158 | 87.2013 | 97.7309 | 114.6248
20176 | 2017 | 6 | H17 | 106.1% | 0% | 1050.6078 | 976.0506 | 74.5572 | 80 | 49.0039 | 64.3097 | 74.5572 | 83.5601 | 98.0044
20176 | 2017 | 6 | H18 | 96.24% | 0% | 1069.9512 | 1002.2887 | 67.6624 | 78.4 | 44.4722 | 58.3625 | 67.6624 | 75.8328 | 88.9413
20176 | 2017 | 6 | H19 | 0% | 100% | 1103.5953 | 1107.5626 | -3.9673 | 75.6 | -2.6076 | -3.422 | -3.9673 | -4.4463 | -5.2149
20176 | 2017 | 6 | H20 | 0% | 100% | 1196.1333 | 1200.1006 | -3.9673 | 70.3 | -2.6076 | -3.422 | -3.9673 | -4.4463 | -5.2149
20176 | 2017 | 6 | H21 | 0% | 100% | 1157.9751 | 1161.9424 | -3.9673 | 68.5 | -2.6076 | -3.422 | -3.9673 | -4.4463 | -5.2149
20176 | 2017 | 6 | H22 | 0% | 100% | 985.8075 | 989.7748 | -3.9673 | 66.2 | -2.6076 | -3.422 | -3.9673 | -4.4463 | -5.2149
20176 | 2017 | 6 | H23 | 0% | 100% | 781.8347 | 785.8019 | -3.9673 | 64.6 | -2.6076 | -3.422 | -3.9673 | -4.4463 | -5.2149
20176 | 2017 | 6 | H24 | 0% | 100% | 641.2026 | 645.1699 | -3.9673 | 64 | -2.6076 | -3.422 | -3.9673 | -4.4463 | -5.2149
20176 | 2017 | 6 | H1 | 0% | 100% | 766.1684 | 770.1357 | -3.9673 | 69.3 | -2.6076 | -3.422 | -3.9673 | -4.4463 | -5.2149
20177 | 2017 | 7 | H2 | 0% | 100% | 697.4165 | 703.5355 | -6.119 | 68.2 | -4.0218 | -5.2779 | -6.119 | -6.8578 | -8.0433
20177 | 2017 | 7 | H3 | 0% | 100% | 672.794 | 678.913 | -6.119 | 68.1 | -4.0218 | -5.2779 | -6.119 | -6.8578 | -8.0433
20177 | 2017 | 7 | H4 | 0% | 100% | 665.674 | 671.793 | -6.119 | 68.3 | -4.0218 | -5.2779 | -6.119 | -6.8578 | -8.0433
20177 | 2017 | 7 | H5 | 0% | 100% | 696.0816 | 702.2006 | -6.119 | 68.1 | -4.0218 | -5.2779 | -6.119 | -6.8578 | -8.0433
20177 | 2017 | 7 | H6 | 0% | 100% | 766.9992 | 773.1182 | -6.119 | 67.7 | -4.0218 | -5.2779 | -6.119 | -6.8578 | -8.0433
20177 | 2017 | 7 | H7 | 0% | 100% | 810.4857 | 816.6047 | -6.119 | 69 | -4.0218 | -5.2779 | -6.119 | -6.8578 | -8.0433
20177 | 2017 | 7 | H8 | 0% | 100% | 884.4083 | 890.5272 | -6.119 | 72.5 | -4.0218 | -5.2779 | -6.119 | -6.8578 | -8.0433
20177 | 2017 | 7 | H9 | 0% | 100% | 982.3193 | 988.4382 | -6.119 | 76.3 | -4.0218 | -5.2779 | -6.119 | -6.8578 | -8.0433
20177 | 2017 | 7 | H10 | 0% | 100% | 1075.8178 | 1081.9368 | -6.119 | 80.6 | -4.0218 | -5.2779 | -6.119 | -6.8578 | -8.0433
20177 | 2017 | 7 | H11 | 0% | 100% | 1160.5633 | 1166.6823 | -6.119 | 83.4 | -4.0218 | -5.2779 | -6.119 | -6.8578 | -8.0433
20177 | 2017 | 7 | H12 | 80.45% | 0% | 1260.2752 | 1173.043 | 87.2321 | 84.7 | 57.3346 | 75.2424 | 87.2321 | 97.7655 | 114.6654
20177 | 2017 | 7 | H13 | 80.67% | 0% | 1359.265 | 1271.789 | 87.4759 | 85.5 | 57.4949 | 75.4527 | 87.4759 | 98.0388 | 114.9859
20177 | 2017 | 7 | H14 | 106% | 0% | 1423.8287 | 1308.8835 | 114.9453 | 85.4 | 75.5495 | 99.1466 | 114.9453 | 128.8251 | 151.0939
20177 | 2017 | 7 | H15 | 106.5% | 0% | 1515.9084 | 1400.3864 | 115.5221 | 84 | 75.9286 | 99.6441 | 115.5221 | 129.4716 | 151.8521
20177 | 2017 | 7 | H16 | 124% | 0% | 1565.858 | 1431.3624 | 134.4956 | 82.6 | 88.3993 | 116.0098 | 134.4956 | 150.7362 | 176.7926
20177 | 2017 | 7 | H17 | 106.1% | 0% | 1610.4455 | 1495.4515 | 114.994 | 81.5 | 75.5816 | 99.1886 | 114.994 | 128.8797 | 151.158
20177 | 2017 | 7 | H18 | 96.24% | 0% | 1578.0545 | 1473.6948 | 104.3597 | 80.9 | 68.592 | 90.0159 | 104.3597 | 116.9613 | 137.1794
20177 | 2017 | 7 | H19 | 0% | 100% | 1527.2327 | 1533.3517 | -6.119 | 78.5 | -4.0218 | -5.2779 | -6.119 | -6.8578 | -8.0433
20177 | 2017 | 7 | H20 | 0% | 100% | 1574.1485 | 1580.2674 | -6.119 | 73.9 | -4.0218 | -5.2779 | -6.119 | -6.8578 | -8.0433
20177 | 2017 | 7 | H21 | 0% | 100% | 1496.2554 | 1502.3744 | -6.119 | 71.1 | -4.0218 | -5.2779 | -6.119 | -6.8578 | -8.0433
20177 | 2017 | 7 | H22 | 0% | 100% | 1303.1223 | 1309.2412 | -6.119 | 69.8 | -4.0218 | -5.2779 | -6.119 | -6.8578 | -8.0433
20177 | 2017 | 7 | H23 | 0% | 100% | 1063.3749 | 1069.4939 | -6.119 | 68.5 | -4.0218 | -5.2779 | -6.119 | -6.8578 | -8.0433
20177 | 2017 | 7 | H24 | 0% | 100% | 860.4192 | 866.5381 | -6.119 | 67.5 | -4.0218 | -5.2779 | -6.119 | -6.8578 | -8.0433
20178 | 2017 | 8 | H1 | 0% | 100% | 738.9232 | 744.9122 | -5.9891 | 69 | -3.9364 | -5.1659 | -5.9891 | -6.7123 | -7.8725
20178 | 2017 | 8 | H2 | 0% | 100% | 681.8112 | 687.8002 | -5.9891 | 68.2 | -3.9364 | -5.1659 | -5.9891 | -6.7123 | -7.8725
20178 | 2017 | 8 | H3 | 0% | 100% | 659.1462 | 665.1353 | -5.9891 | 68 | -3.9364 | -5.1659 | -5.9891 | -6.7123 | -7.8725
20178 | 2017 | 8 | H4 | 0% | 100% | 670.3079 | 676.297 | -5.9891 | 67.3 | -3.9364 | -5.1659 | -5.9891 | -6.7123 | -7.8725
20178 | 2017 | 8 | H5 | 0% | 100% | 718.9338 | 724.9229 | -5.9891 | 66.8 | -3.9364 | -5.1659 | -5.9891 | -6.7123 | -7.8725
20178 | 2017 | 8 | H6 | 0% | 100% | 793.6916 | 799.6806 | -5.9891 | 66.4 | -3.9364 | -5.1659 | -5.9891 | -6.7123 | -7.8725
20178 | 2017 | 8 | H7 | 0% | 100% | 821.017 | 827.0061 | -5.9891 | 67.4 | -3.9364 | -5.1659 | -5.9891 | -6.7123 | -7.8725
20178 | 2017 | 8 | H8 | 0% | 100% | 846.5652 | 852.5543 | -5.9891 | 71.3 | -3.9364 | -5.1659 | -5.9891 | -6.7123 | -7.8725
20178 | 2017 | 8 | H9 | 0% | 100% | 925.2949 | 931.284 | -5.9891 | 76.7 | -3.9364 | -5.1659 | -5.9891 | -6.7123 | -7.8725
20178 | 2017 | 8 | H10 | 0% | 100% | 1045.1586 | 1051.1477 | -5.9891 | 80.5 | -3.9364 | -5.1659 | -5.9891 | -6.7123 | -7.8725
20178 | 2017 | 8 | H11 | 0% | 100% | 1148.9952 | 1154.9843 | -5.9891 | 83.4 | -3.9364 | -5.1659 | -5.9891 | -6.7123 | -7.8725
20178 | 2017 | 8 | H12 | 80.45% | 0% | 1239.5143 | 1154.1342 | 85.3801 | 84.8 | 56.1174 | 73.645 | 85.3801 | 95.6899 | 112.231
20178 | 2017 | 8 | H13 | 80.67% | 0% | 1327.4997 | 1241.881 | 85.6188 | 85.1 | 56.2742 | 73.8508 | 85.6188 | 95.9574 | 112.5446
20178 | 2017 | 8 | H14 | 106% | 0% | 1389.5168 | 1277.0119 | 112.5049 | 85.7 | 73.9456 | 97.0416 | 112.5049 | 126.0901 | 147.8861
20178 | 2017 | 8 | H15 | 106.5% | 0% | 1454.8101 | 1341.7406 | 113.0695 | 86.8 | 74.3166 | 97.5286 | 113.0695 | 126.7228 | 148.6282
20178 | 2017 | 8 | H16 | 124% | 0% | 1531.7115 | 1400.0713 | 131.6402 | 86.4 | 86.5225 | 113.5468 | 131.6402 | 147.536 | 173.0392
20178 | 2017 | 8 | H17 | 106.1% | 0% | 1593.995 | 1481.4423 | 112.5526 | 84.5 | 73.9769 | 97.0827 | 112.5526 | 126.1435 | 147.9488
20178 | 2017 | 8 | H18 | 96.24% | 0% | 1569.2266 | 1467.0825 | 102.1441 | 81.2 | 67.1358 | 88.1048 | 102.1441 | 114.4782 | 134.267
20178 | 2017 | 8 | H19 | 0% | 100% | 1566.9731 | 1572.9622 | -5.9891 | 77.3 | -3.9364 | -5.1659 | -5.9891 | -6.7123 | -7.8725
20178 | 2017 | 8 | H20 | 0% | 100% | 1632.7028 | 1638.6919 | -5.9891 | 73.5 | -3.9364 | -5.1659 | -5.9891 | -6.7123 | -7.8725
20178 | 2017 | 8 | H21 | 0% | 100% | 1505.7332 | 1511.7223 | -5.9891 | 72.2 | -3.9364 | -5.1659 | -5.9891 | -6.7123 | -7.8725
20178 | 2017 | 8 | H22 | 0% | 100% | 1271.5292 | 1277.5182 | -5.9891 | 70.6 | -3.9364 | -5.1659 | -5.9891 | -6.7123 | -7.8725
20178 | 2017 | 8 | H23 | 0% | 100% | 1034.2445 | 1040.2336 | -5.9891 | 70.3 | -3.9364 | -5.1659 | -5.9891 | -6.7123 | -7.8725
20178 | 2017 | 8 | H24 | 0% | 100% | 847.6824 | 853.6715 | -5.9891 | 68.9 | -3.9364 | -5.1659 | -5.9891 | -6.7123 | -7.8725
20179 | 2017 | 9 | H1 | 0% | 100% | 663.4397 | 668.9528 | -5.5132 | 65.3 | -3.6236 | -4.7554 | -5.5132 | -6.1789 | -7.247
20179 | 2017 | 9 | H2 | 0% | 100% | 632.1521 | 637.6652 | -5.5132 | 64.6 | -3.6236 | -4.7554 | -5.5132 | -6.1789 | -7.247
20179 | 2017 | 9 | H3 | 0% | 100% | 626.4289 | 631.9421 | -5.5132 | 64.5 | -3.6236 | -4.7554 | -5.5132 | -6.1789 | -7.247
20179 | 2017 | 9 | H4 | 0% | 100% | 648.0665 | 653.5797 | -5.5132 | 64 | -3.6236 | -4.7554 | -5.5132 | -6.1789 | -7.247
20179 | 2017 | 9 | H5 | 0% | 100% | 720.0089 | 725.522 | -5.5132 | 64.1 | -3.6236 | -4.7554 | -5.5132 | -6.1789 | -7.247
20179 | 2017 | 9 | H6 | 0% | 100% | 826.3666 | 831.8798 | -5.5132 | 63.7 | -3.6236 | -4.7554 | -5.5132 | -6.1789 | -7.247
20179 | 2017 | 9 | H7 | 0% | 100% | 867.1332 | 872.6463 | -5.5132 | 64.3 | -3.6236 | -4.7554 | -5.5132 | -6.1789 | -7.247
20179 | 2017 | 9 | H8 | 0% | 100% | 868.0209 | 873.5341 | -5.5132 | 69.6 | -3.6236 | -4.7554 | -5.5132 | -6.1789 | -7.247
20179 | 2017 | 9 | H9 | 0% | 100% | 861.164 | 866.6772 | -5.5132 | 77.9 | -3.6236 | -4.7554 | -5.5132 | -6.1789 | -7.247
20179 | 2017 | 9 | H10 | 0% | 100% | 916.4228 | 921.936 | -5.5132 | 84.5 | -3.6236 | -4.7554 | -5.5132 | -6.1789 | -7.247
20179 | 2017 | 9 | H11 | 0% | 100% | 987.7242 | 993.2373 | -5.5132 | 87.7 | -3.6236 | -4.7554 | -5.5132 | -6.1789 | -7.247
20179 | 2017 | 9 | H12 | 80.45% | 0% | 1086.7602 | 1008.1644 | 78.5958 | 89.6 | 51.6583 | 67.7932 | 78.5958 | 88.0864 | 103.3131
20179 | 2017 | 9 | H13 | 80.67% | 0% | 1173.4404 | 1094.6249 | 78.8155 | 89.3 | 51.8027 | 67.9827 | 78.8155 | 88.3326 | 103.6018
20179 | 2017 | 9 | H14 | 106% | 0% | 1270.7386 | 1167.1733 | 103.5653 | 89 | 68.0699 | 89.3307 | 103.5653 | 116.071 | 136.1351
20179 | 2017 | 9 | H15 | 106.5% | 0% | 1392.4366 | 1288.3516 | 104.085 | 88.9 | 68.4114 | 89.779 | 104.085 | 116.6534 | 136.8182
20179 | 2017 | 9 | H16 | 124% | 0% | 1475.6293 | 1354.4492 | 121.1801 | 89 | 79.6474 | 104.5244 | 121.1801 | 135.8128 | 159.2895
20179 | 2017 | 9 | H17 | 106.1% | 0% | 1529.6619 | 1426.0527 | 103.6092 | 87.3 | 68.0987 | 89.3686 | 103.6092 | 116.1202 | 136.1928
20179 | 2017 | 9 | H18 | 96.24% | 0% | 1635.8254 | 1541.7977 | 94.0278 | 85 | 61.8012 | 81.104 | 94.0278 | 105.3818 | 123.5981
20179 | 2017 | 9 | H19 | 0% | 100% | 1711.1417 | 1716.6549 | -5.5132 | 81.6 | -3.6236 | -4.7554 | -5.5132 | -6.1789 | -7.247
20179 | 2017 | 9 | H20 | 0% | 100% | 1613.7935 | 1619.3067 | -5.5132 | 79.2 | -3.6236 | -4.7554 | -5.5132 | -6.1789 | -7.247
20179 | 2017 | 9 | H21 | 0% | 100% | 1439.5756 | 1445.0888 | -5.5132 | 76.6 | -3.6236 | -4.7554 | -5.5132 | -6.1789 | -7.247
20179 | 2017 | 9 | H22 | 0% | 100% | 1209.2903 | 1214.8035 | -5.5132 | 75.2 | -3.6236 | -4.7554 | -5.5132 | -6.1789 | -7.247
20179 | 2017 | 9 | H23 | 0% | 100% | 993.941 | 999.4542 | -5.5132 | 72.4 | -3.6236 | -4.7554 | -5.5132 | -6.1789 | -7.247
20179 | 2017 | 9 | H24 | 0% | 100% | 850.4643 | 855.9775 | -5.5132 | 72 | -3.6236 | -4.7554 | -5.5132 | -6.1789 | -7.247
201710 | 2017 | 10 | H1 | 0% | 100% | 566.2237 | 570.786 | -4.5623 | 66.5 | -2.9986 | -3.9352 | -4.5623 | -5.1132 | -5.9971
201710 | 2017 | 10 | H2 | 0% | 100% | 535.9425 | 540.5048 | -4.5623 | 65.4 | -2.9986 | -3.9352 | -4.5623 | -5.1132 | -5.9971
201710 | 2017 | 10 | H3 | 0% | 100% | 529.4522 | 534.0145 | -4.5623 | 64.9 | -2.9986 | -3.9352 | -4.5623 | -5.1132 | -5.9971
201710 | 2017 | 10 | H4 | 0% | 100% | 530.9487 | 535.511 | -4.5623 | 64.3 | -2.9986 | -3.9352 | -4.5623 | -5.1132 | -5.9971
201710 | 2017 | 10 | H5 | 0% | 100% | 592.1363 | 596.6985 | -4.5623 | 63.8 | -2.9986 | -3.9352 | -4.5623 | -5.1132 | -5.9971
201710 | 2017 | 10 | H6 | 0% | 100% | 750.8411 | 755.4034 | -4.5623 | 62.8 | -2.9986 | -3.9352 | -4.5623 | -5.1132 | -5.9971
201710 | 2017 | 10 | H7 | 0% | 100% | 753.125 | 757.6873 | -4.5623 | 61.4 | -2.9986 | -3.9352 | -4.5623 | -5.1132 | -5.9971
201710 | 2017 | 10 | H8 | 0% | 100% | 721.18 | 725.7423 | -4.5623 | 68.1 | -2.9986 | -3.9352 | -4.5623 | -5.1132 | -5.9971
201710 | 2017 | 10 | H9 | 0% | 100% | 747.7803 | 752.3426 | -4.5623 | 76.2 | -2.9986 | -3.9352 | -4.5623 | -5.1132 | -5.9971
201710 | 2017 | 10 | H10 | 0% | 100% | 810.8143 | 815.3766 | -4.5623 | 82.5 | -2.9986 | -3.9352 | -4.5623 | -5.1132 | -5.9971
201710 | 2017 | 10 | H11 | 0% | 100% | 861.6516 | 866.2139 | -4.5623 | 87.1 | -2.9986 | -3.9352 | -4.5623 | -5.1132 | -5.9971
201710 | 2017 | 10 | H12 | 80.45% | 0% | 917.418 | 852.3781 | 65.0399 | 89.1 | 42.7484 | 56.1004 | 65.0399 | 72.8935 | 85.494
201710 | 2017 | 10 | H13 | 80.67% | 0% | 986.9278 | 921.7062 | 65.2217 | 89.4 | 42.8679 | 56.2572 | 65.2217 | 73.0973 | 85.7329
201710 | 2017 | 10 | H14 | 106% | 0% | 1077.6557 | 991.953 | 85.7027 | 89.2 | 56.3294 | 73.9232 | 85.7027 | 96.0514 | 112.6549
201710 | 2017 | 10 | H15 | 106.5% | 0% | 1145.6924 | 1059.5597 | 86.1327 | 88.4 | 56.612 | 74.2942 | 86.1327 | 96.5334 | 113.2203
201710 | 2017 | 10 | H16 | 124% | 0% | 1185.7079 | 1085.4286 | 100.2793 | 87.1 | 65.9101 | 86.4964 | 100.2793 | 112.3882 | 131.8157
201710 | 2017 | 10 | H17 | 106.1% | 0% | 1203.4667 | 1117.7277 | 85.739 | 84 | 56.3533 | 73.9546 | 85.739 | 96.0921 | 112.7027
201710 | 2017 | 10 | H18 | 96.24% | 0% | 1288.5469 | 1210.7368 | 77.8101 | 81.2 | 51.1419 | 67.1155 | 77.8101 | 87.2058 | 102.2803
201710 | 2017 | 10 | H19 | 0% | 100% | 1384.5226 | 1389.0849 | -4.5623 | 75.5 | -2.9986 | -3.9352 | -4.5623 | -5.1132 | -5.9971
201710 | 2017 | 10 | H20 | 0% | 100% | 1340.2021 | 1344.7644 | -4.5623 | 71 | -2.9986 | -3.9352 | -4.5623 | -5.1132 | -5.9971
201710 | 2017 | 10 | H21 | 0% | 100% | 1214.9161 | 1219.4784 | -4.5623 | 68.3 | -2.9986 | -3.9352 | -4.5623 | -5.1132 | -5.9971
201710 | 2017 | 10 | H22 | 0% | 100% | 992.5854 | 997.1477 | -4.5623 | 66.2 | -2.9986 | -3.9352 | -4.5623 | -5.1132 | -5.9971
201710 | 2017 | 10 | H23 | 0% | 100% | 796.7259 | 801.2882 | -4.5623 | 63.7 | -2.9986 | -3.9352 | -4.5623 | -5.1132 | -5.9971
201711 | 2017 | 11 | H24 | 0% | 100% | 664.5119 | 667.9492 | -3.4372 | 62.1 | -2.2592 | -2.9648 | -3.4372 | -3.8523 | -4.5182
201711 | 2017 | 11 | H1 | 0% | 100% | 635.5871 | 639.0243 | -3.4372 | 60 | -2.2592 | -2.9648 | -3.4372 | -3.8523 | -4.5182
201711 | 2017 | 11 | H2 | 0% | 100% | 570.4846 | 573.9219 | -3.4372 | 58.9 | -2.2592 | -2.9648 | -3.4372 | -3.8523 | -4.5182
201711 | 2017 | 11 | H3 | 0% | 100% | 546.3706 | 549.8079 | -3.4372 | 58.5 | -2.2592 | -2.9648 | -3.4372 | -3.8523 | -4.5182
201711 | 2017 | 11 | H4 | 0% | 100% | 543.0536 | 546.4908 | -3.4372 | 57.1 | -2.2592 | -2.9648 | -3.4372 | -3.8523 | -4.5182
201711 | 2017 | 11 | H5 | 0% | 100% | 570.3924 | 573.8297 | -3.4372 | 57.2 | -2.2592 | -2.9648 | -3.4372 | -3.8523 | -4.5182
201711 | 2017 | 11 | H6 | 0% | 100% | 668.2389 | 671.6762 | -3.4372 | 56.7 | -2.2592 | -2.9648 | -3.4372 | -3.8523 | -4.5182
201711 | 2017 | 11 | H7 | 0% | 100% | 829.6696 | 833.1069 | -3.4372 | 55.4 | -2.2592 | -2.9648 | -3.4372 | -3.8523 | -4.5182
201711 | 2017 | 11 | H8 | 0% | 100% | 842.8724 | 846.3096 | -3.4372 | 57.8 | -2.2592 | -2.9648 | -3.4372 | -3.8523 | -4.5182
201711 | 2017 | 11 | H9 | 0% | 100% | 795.5398 | 798.977 | -3.4372 | 68.4 | -2.2592 | -2.9648 | -3.4372 | -3.8523 | -4.5182
201711 | 2017 | 11 | H10 | 0% | 100% | 769.2579 | 772.6952 | -3.4372 | 75.5 | -2.2592 | -2.9648 | -3.4372 | -3.8523 | -4.5182
201711 | 2017 | 11 | H11 | 0% | 100% | 735.0694 | 738.5066 | -3.4372 | 80.7 | -2.2592 | -2.9648 | -3.4372 | -3.8523 | -4.5182
201711 | 2017 | 11 | H12 | 80.45% | 0% | 721.6306 | 672.6294 | 49.0013 | 83 | 32.2068 | 42.2663 | 49.0013 | 54.9183 | 64.4115
201711 | 2017 | 11 | H13 | 80.67% | 0% | 704.4241 | 655.2859 | 49.1382 | 84.5 | 32.2969 | 42.3844 | 49.1382 | 55.0718 | 64.5915
201711 | 2017 | 11 | H14 | 106% | 0% | 688.7497 | 624.181 | 64.5687 | 83.6 | 42.4388 | 55.694 | 64.5687 | 72.3655 | 84.8747
201711 | 2017 | 11 | H15 | 106.5% | 0% | 677.8408 | 612.9481 | 64.8927 | 82.2 | 42.6517 | 55.9735 | 64.8927 | 72.7286 | 85.3006
201711 | 2017 | 11 | H16 | 124% | 0% | 709.4587 | 633.9079 | 75.5508 | 81.8 | 49.6569 | 65.1667 | 75.5508 | 84.6737 | 99.3105
201711 | 2017 | 11 | H17 | 106.1% | 0% | 853.6328 | 789.0368 | 64.5961 | 78.3 | 42.4568 | 55.7176 | 64.5961 | 72.3962 | 84.9106
201711 | 2017 | 11 | H18 | 96.24% | 0% | 1203.2675 | 1144.6451 | 58.6224 | 72.6 | 38.5305 | 50.565 | 58.6224 | 65.7012 | 77.0584
201711 | 2017 | 11 | H19 | 0% | 100% | 1333.6645 | 1337.1017 | -3.4372 | 69.4 | -2.2592 | -2.9648 | -3.4372 | -3.8523 | -4.5182
201711 | 2017 | 11 | H20 | 0% | 100% | 1362.2146 | 1365.6518 | -3.4372 | 66 | -2.2592 | -2.9648 | -3.4372 | -3.8523 | -4.5182
201711 | 2017 | 11 | H21 | 0% | 100% | 1313.3557 | 1316.793 | -3.4372 | 64.6 | -2.2592 | -2.9648 | -3.4372 | -3.8523 | -4.5182
201711 | 2017 | 11 | H22 | 0% | 100% | 1168.8761 | 1172.3134 | -3.4372 | 63.6 | -2.2592 | -2.9648 | -3.4372 | -3.8523 | -4.5182
201711 | 2017 | 11 | H23 | 0% | 100% | 951.8041 | 955.2414 | -3.4372 | 62 | -2.2592 | -2.9648 | -3.4372 | -3.8523 | -4.5182
201711 | 2017 | 11 | H24 | 0% | 100% | 768.3761 | 771.8134 | -3.4372 | 60.2 | -2.2592 | -2.9648 | -3.4372 | -3.8523 | -4.5182
201712 | 2017 | 12 | H1 | 0% | 100% | 812.2152 | 816.1611 | -3.9459 | 52.8 | -2.5935 | -3.4036 | -3.9459 | -4.4224 | -5.1869
201712 | 2017 | 12 | H2 | 0% | 100% | 727.0448 | 730.9908 | -3.9459 | 52.1 | -2.5935 | -3.4036 | -3.9459 | -4.4224 | -5.1869
201712 | 2017 | 12 | H3 | 0% | 100% | 696.6023 | 700.5482 | -3.9459 | 50.9 | -2.5935 | -3.4036 | -3.9459 | -4.4224 | -5.1869
201712 | 2017 | 12 | H4 | 0% | 100% | 695.9969 | 699.9428 | -3.9459 | 49.2 | -2.5935 | -3.4036 | -3.9459 | -4.4224 | -5.1869
201712 | 2017 | 12 | H5 | 0% | 100% | 727.1539 | 731.0998 | -3.9459 | 47.7 | -2.5935 | -3.4036 | -3.9459 | -4.4224 | -5.1869
201712 | 2017 | 12 | H6 | 0% | 100% | 829.1952 | 833.1412 | -3.9459 | 47.3 | -2.5935 | -3.4036 | -3.9459 | -4.4224 | -5.1869
201712 | 2017 | 12 | H7 | 0% | 100% | 1024.9496 | 1028.8955 | -3.9459 | 48.1 | -2.5935 | -3.4036 | -3.9459 | -4.4224 | -5.1869
201712 | 2017 | 12 | H8 | 0% | 100% | 1026.8173 | 1030.7632 | -3.9459 | 46.3 | -2.5935 | -3.4036 | -3.9459 | -4.4224 | -5.1869
201712 | 2017 | 12 | H9 | 0% | 100% | 933.3055 | 937.2514 | -3.9459 | 51.6 | -2.5935 | -3.4036 | -3.9459 | -4.4224 | -5.1869
201712 | 2017 | 12 | H10 | 0% | 100% | 869.4216 | 873.3675 | -3.9459 | 60.8 | -2.5935 | -3.4036 | -3.9459 | -4.4224 | -5.1869
201712 | 2017 | 12 | H11 | 0% | 100% | 833.4805 | 837.4264 | -3.9459 | 66.3 | -2.5935 | -3.4036 | -3.9459 | -4.4224 | -5.1869
201712 | 2017 | 12 | H12 | 80.45% | 0% | 819.1034 | 762.8503 | 56.2532 | 70.7 | 36.9732 | 48.5214 | 56.2532 | 63.0458 | 73.944
201712 | 2017 | 12 | H13 | 80.67% | 0% | 797.6293 | 741.2189 | 56.4104 | 73 | 37.0766 | 48.657 | 56.4104 | 63.222 | 74.1506
201712 | 2017 | 12 | H14 | 106% | 0% | 804.1515 | 730.027 | 74.1245 | 71.3 | 48.7194 | 63.9364 | 74.1245 | 83.0751 | 97.4356
201712 | 2017 | 12 | H15 | 106.5% | 0% | 771.5641 | 697.0676 | 74.4964 | 69.7 | 48.9639 | 64.2572 | 74.4964 | 83.492 | 97.9245
201712 | 2017 | 12 | H16 | 124% | 0% | 771.8006 | 685.0688 | 86.7319 | 68.7 | 57.0058 | 74.8109 | 86.7319 | 97.2049 | 114.0078
201712 | 2017 | 12 | H17 | 106.1% | 0% | 979.9027 | 905.7468 | 74.1559 | 67.9 | 48.7401 | 63.9635 | 74.1559 | 83.1103 | 97.4769
201712 | 2017 | 12 | H18 | 96.24% | 0% | 1437.55 | 1370.2518 | 67.2982 | 62.3 | 44.2328 | 58.0484 | 67.2982 | 75.4246 | 88.4625
201712 | 2017 | 12 | H19 | 0% | 100% | 1628.0406 | 1631.9866 | -3.9459 | 57 | -2.5935 | -3.4036 | -3.9459 | -4.4224 | -5.1869
201712 | 2017 | 12 | H20 | 0% | 100% | 1614.9494 | 1618.8953 | -3.9459 | 54.7 | -2.5935 | -3.4036 | -3.9459 | -4.4224 | -5.1869
201712 | 2017 | 12 | H21 | 0% | 100% | 1562.3437 | 1566.2896 | -3.9459 | 51.5 | -2.5935 | -3.4036 | -3.9459 | -4.4224 | -5.1869
201712 | 2017 | 12 | H22 | 0% | 100% | 1413.6478 | 1417.5938 | -3.9459 | 50.1 | -2.5935 | -3.4036 | -3.9459 | -4.4224 | -5.1869
201712 | 2017 | 12 | H23 | 0% | 100% | 1159.9442 | 1163.8901 | -3.9459 | 48.3 | -2.5935 | -3.4036 | -3.9459 | -4.4224 | -5.1869
201712 | 2017 | 12 | H24 | 0% | 100% | 940.8364 | 944.7823 | -3.9459 | 47.5 | -2.5935 | -3.4036 | -3.9459 | -4.4224 | -5.1869
20181 | 2018 | 1 | H1 | 0% | 100% | 866.7152 | 871.4011 | -4.6859 | 52.1 | -3.0799 | -4.0418 | -4.6859 | -5.2517 | -6.1595
20181 | 2018 | 1 | H2 | 0% | 100% | 817.0761 | 821.762 | -4.6859 | 53 | -3.0799 | -4.0418 | -4.6859 | -5.2517 | -6.1595
20181 | 2018 | 1 | H3 | 0% | 100% | 783.0912 | 787.777 | -4.6859 | 52.9 | -3.0799 | -4.0418 | -4.6859 | -5.2517 | -6.1595
20181 | 2018 | 1 | H4 | 0% | 100% | 777.7711 | 782.457 | -4.6859 | 51.5 | -3.0799 | -4.0418 | -4.6859 | -5.2517 | -6.1595
20181 | 2018 | 1 | H5 | 0% | 100% | 820.7986 | 825.4845 | -4.6859 | 51.6 | -3.0799 | -4.0418 | -4.6859 | -5.2517 | -6.1595
20181 | 2018 | 1 | H6 | 0% | 100% | 906.3398 | 911.0257 | -4.6859 | 53.2 | -3.0799 | -4.0418 | -4.6859 | -5.2517 | -6.1595
20181 | 2018 | 1 | H7 | 0% | 100% | 1025.8398 | 1030.5257 | -4.6859 | 52.2 | -3.0799 | -4.0418 | -4.6859 | -5.2517 | -6.1595
20181 | 2018 | 1 | H8 | 0% | 100% | 1139.3152 | 1144.0011 | -4.6859 | 51.8 | -3.0799 | -4.0418 | -4.6859 | -5.2517 | -6.1595
20181 | 2018 | 1 | H9 | 0% | 100% | 1139.0051 | 1143.691 | -4.6859 | 55.6 | -3.0799 | -4.0418 | -4.6859 | -5.2517 | -6.1595
20181 | 2018 | 1 | H10 | 0% | 100% | 1126.141 | 1130.8269 | -4.6859 | 63.1 | -3.0799 | -4.0418 | -4.6859 | -5.2517 | -6.1595
20181 | 2018 | 1 | H11 | 0% | 100% | 1131.4788 | 1136.1647 | -4.6859 | 69 | -3.0799 | -4.0418 | -4.6859 | -5.2517 | -6.1595
20181 | 2018 | 1 | H12 | 80.45% | 0% | 1071.0237 | 1004.3064 | 66.7174 | 73.1 | 43.851 | 57.5474 | 66.7174 | 74.7736 | 87.699
20181 | 2018 | 1 | H13 | 80.67% | 0% | 1042.3535 | 975.4497 | 66.9038 | 74.8 | 43.9736 | 57.7082 | 66.9038 | 74.9826 | 87.9441
20181 | 2018 | 1 | H14 | 106% | 0% | 960.6517 | 872.7386 | 87.9131 | 77 | 57.7822 | 75.8298 | 87.9131 | 98.5287 | 115.5605
20181 | 2018 | 1 | H15 | 106.5% | 0% | 939.0255 | 850.6713 | 88.3543 | 77.2 | 58.0722 | 76.2103 | 88.3543 | 99.0232 | 116.1404
20181 | 2018 | 1 | H16 | 124% | 0% | 947.6776 | 844.8119 | 102.8657 | 76.7 | 67.61 | 88.7273 | 102.8657 | 115.2869 | 135.2155
20181 | 2018 | 1 | H17 | 106.1% | 0% | 1071.7361 | 983.7857 | 87.9504 | 75.1 | 57.8067 | 75.862 | 87.9504 | 98.5705 | 115.6095
20181 | 2018 | 1 | H18 | 96.24% | 0% | 1421.7517 | 1341.9347 | 79.817 | 69.8 | 52.4609 | 68.8465 | 79.817 | 89.455 | 104.9183
20181 | 2018 | 1 | H19 | 0% | 100% | 1626.3833 | 1631.0691 | -4.6859 | 64.5 | -3.0799 | -4.0418 | -4.6859 | -5.2517 | -6.1595
20181 | 2018 | 1 | H20 | 0% | 100% | 1660.5645 | 1665.2504 | -4.6859 | 64.3 | -3.0799 | -4.0418 | -4.6859 | -5.2517 | -6.1595
20181 | 2018 | 1 | H21 | 0% | 100% | 1587.6722 | 1592.358 | -4.6859 | 61.6 | -3.0799 | -4.0418 | -4.6859 | -5.2517 | -6.1595
20181 | 2018 | 1 | H22 | 0% | 100% | 1418.2728 | 1422.9587 | -4.6859 | 61 | -3.0799 | -4.0418 | -4.6859 | -5.2517 | -6.1595
20181 | 2018 | 1 | H23 | 0% | 100% | 1188.4589 | 1193.1448 | -4.6859 | 58.3 | -3.0799 | -4.0418 | -4.6859 | -5.2517 | -6.1595
20181 | 2018 | 1 | H24 | 0% | 100% | 1000.1848 | 1004.8707 | -4.6859 | 55.3 | -3.0799 | -4.0418 | -4.6859 | -5.2517 | -6.1595
20182 | 2018 | 2 | H1 | 0% | 100% | 657.0258 | 661.4439 | -4.4181 | 54.9 | -2.9038 | -3.8108 | -4.4181 | -4.9516 | -5.8075
20182 | 2018 | 2 | H2 | 0% | 100% | 583.9012 | 588.3192 | -4.4181 | 52.3 | -2.9038 | -3.8108 | -4.4181 | -4.9516 | -5.8075
20182 | 2018 | 2 | H3 | 0% | 100% | 558.3484 | 562.7665 | -4.4181 | 51.7 | -2.9038 | -3.8108 | -4.4181 | -4.9516 | -5.8075
20182 | 2018 | 2 | H4 | 0% | 100% | 551.479 | 555.8971 | -4.4181 | 49.4 | -2.9038 | -3.8108 | -4.4181 | -4.9516 | -5.8075
20182 | 2018 | 2 | H5 | 0% | 100% | 568.298 | 572.7161 | -4.4181 | 49.2 | -2.9038 | -3.8108 | -4.4181 | -4.9516 | -5.8075
20182 | 2018 | 2 | H6 | 0% | 100% | 605.0571 | 609.4752 | -4.4181 | 49.4 | -2.9038 | -3.8108 | -4.4181 | -4.9516 | -5.8075
20182 | 2018 | 2 | H7 | 0% | 100% | 733.9605 | 738.3786 | -4.4181 | 47.6 | -2.9038 | -3.8108 | -4.4181 | -4.9516 | -5.8075
20182 | 2018 | 2 | H8 | 0% | 100% | 849.2295 | 853.6476 | -4.4181 | 49.9 | -2.9038 | -3.8108 | -4.4181 | -4.9516 | -5.8075
20182 | 2018 | 2 | H9 | 0% | 100% | 963.7353 | 968.1534 | -4.4181 | 54.8 | -2.9038 | -3.8108 | -4.4181 | -4.9516 | -5.8075
20182 | 2018 | 2 | H10 | 0% | 100% | 1042.7557 | 1047.1737 | -4.4181 | 62.4 | -2.9038 | -3.8108 | -4.4181 | -4.9516 | -5.8075
20182 | 2018 | 2 | H11 | 0% | 100% | 1086.4331 | 1090.8511 | -4.4181 | 66.7 | -2.9038 | -3.8108 | -4.4181 | -4.9516 | -5.8075
20182 | 2018 | 2 | H12 | 80.45% | 0% | 1055.9591 | 993.0546 | 62.9045 | 70.9 | 41.3449 | 54.2585 | 62.9045 | 70.5003 | 82.6871
20182 | 2018 | 2 | H13 | 80.67% | 0% | 1034.342 | 971.2617 | 63.0803 | 72.5 | 41.4605 | 54.4102 | 63.0803 | 70.6974 | 82.9182
20182 | 2018 | 2 | H14 | 106% | 0% | 970.7036 | 887.8147 | 82.8889 | 71.8 | 54.48 | 71.4962 | 82.8889 | 92.8979 | 108.9563
20182 | 2018 | 2 | H15 | 106.5% | 0% | 907 | 823.6951 | 83.3048 | 72.1 | 54.7534 | 71.855 | 83.3048 | 93.364 | 109.503
20182 | 2018 | 2 | H16 | 124% | 0% | 925.2424 | 828.2555 | 96.987 | 71.3 | 63.7462 | 83.6565 | 96.987 | 108.6983 | 127.488
20182 | 2018 | 2 | H17 | 106.1% | 0% | 964.7969 | 881.8728 | 82.924 | 70.5 | 54.5031 | 71.5265 | 82.924 | 92.9373 | 109.0025
20182 | 2018 | 2 | H18 | 96.24% | 0% | 1170.1706 | 1094.9152 | 75.2555 | 68 | 49.4628 | 64.912 | 75.2555 | 84.3427 | 98.9223
20182 | 2018 | 2 | H19 | 0% | 100% | 1424.9319 | 1429.35 | -4.4181 | 63.5 | -2.9038 | -3.8108 | -4.4181 | -4.9516 | -5.8075
20182 | 2018 | 2 | H20 | 0% | 100% | 1404.5925 | 1409.0106 | -4.4181 | 60.9 | -2.9038 | -3.8108 | -4.4181 | -4.9516 | -5.8075
20182 | 2018 | 2 | H21 | 0% | 100% | 1342.7057 | 1347.1238 | -4.4181 | 57.3 | -2.9038 | -3.8108 | -4.4181 | -4.9516 | -5.8075
20182 | 2018 | 2 | H22 | 0% | 100% | 1177.4057 | 1181.8238 | -4.4181 | 55.3 | -2.9038 | -3.8108 | -4.4181 | -4.9516 | -5.8075
20182 | 2018 | 2 | H23 | 0% | 100% | 967.3258 | 971.7438 | -4.4181 | 52.8 | -2.9038 | -3.8108 | -4.4181 | -4.9516 | -5.8075
20182 | 2018 | 2 | H24 | 0% | 100% | 773.2361 | 777.6542 | -4.4181 | 51.5 | -2.9038 | -3.8108 | -4.4181 | -4.9516 | -5.8075
20183 | 2018 | 3 | H1 | 0% | 100% | 692.5038 | 696.0764 | -3.5727 | 54.3 | -2.3482 | -3.0816 | -3.5727 | -4.0041 | -4.6962
20183 | 2018 | 3 | H2 | 0% | 100% | 636.9282 | 640.5009 | -3.5727 | 54.9 | -2.3482 | -3.0816 | -3.5727 | -4.0041 | -4.6962
20183 | 2018 | 3 | H3 | 0% | 100% | 610.0927 | 613.6654 | -3.5727 | 55.3 | -2.3482 | -3.0816 | -3.5727 | -4.0041 | -4.6962
20183 | 2018 | 3 | H4 | 0% | 100% | 622.458 | 626.0307 | -3.5727 | 54.2 | -2.3482 | -3.0816 | -3.5727 | -4.0041 | -4.6962
20183 | 2018 | 3 | H5 | 0% | 100% | 659.2254 | 662.798 | -3.5727 | 52.4 | -2.3482 | -3.0816 | -3.5727 | -4.0041 | -4.6962
20183 | 2018 | 3 | H6 | 0% | 100% | 768.7803 | 772.353 | -3.5727 | 52.9 | -2.3482 | -3.0816 | -3.5727 | -4.0041 | -4.6962
20183 | 2018 | 3 | H7 | 0% | 100% | 962.5643 | 966.137 | -3.5727 | 53.4 | -2.3482 | -3.0816 | -3.5727 | -4.0041 | -4.6962
20183 | 2018 | 3 | H8 | 0% | 100% | 945.8502 | 949.4229 | -3.5727 | 58.5 | -2.3482 | -3.0816 | -3.5727 | -4.0041 | -4.6962
20183 | 2018 | 3 | H9 | 0% | 100% | 860.1805 | 863.7532 | -3.5727 | 66.9 | -2.3482 | -3.0816 | -3.5727 | -4.0041 | -4.6962
20183 | 2018 | 3 | H10 | 0% | 100% | 820.5095 | 824.0822 | -3.5727 | 73.6 | -2.3482 | -3.0816 | -3.5727 | -4.0041 | -4.6962
20183 | 2018 | 3 | H11 | 0% | 100% | 808.1076 | 811.6803 | -3.5727 | 79.5 | -2.3482 | -3.0816 | -3.5727 | -4.0041 | -4.6962
20183 | 2018 | 3 | H12 | 80.45% | 0% | 781.5045 | 730.6367 | 50.8679 | 82.4 | 33.4337 | 43.8763 | 50.8679 | 57.0102 | 66.8651
20183 | 2018 | 3 | H13 | 80.67% | 0% | 762.2182 | 711.2082 | 51.01 | 82.6 | 33.5271 | 43.9989 | 51.01 | 57.1696 | 67.052
20183 | 2018 | 3 | H14 | 106% | 0% | 759.2758 | 692.2475 | 67.0283 | 82.7 | 44.0554 | 57.8156 | 67.0283 | 75.1221 | 88.1078
20183 | 2018 | 3 | H15 | 106.5% | 0% | 755.0741 | 687.7094 | 67.3647 | 82 | 44.2764 | 58.1057 | 67.3647 | 75.4991 | 88.5499
20183 | 2018 | 3 | H16 | 124% | 0% | 765.2216 | 686.7929 | 78.4287 | 81.2 | 51.5485 | 67.6491 | 78.4287 | 87.8991 | 103.0935
20183 | 2018 | 3 | H17 | 106.1% | 0% | 839.4407 | 772.384 | 67.0567 | 79.2 | 44.074 | 57.8401 | 67.0567 | 75.1539 | 88.1451
20183 | 2018 | 3 | H18 | 96.24% | 0% | 1020.6473 | 959.7918 | 60.8555 | 76.7 | 39.9982 | 52.4912 | 60.8555 | 68.2039 | 79.9937
20183 | 2018 | 3 | H19 | 0% | 100% | 1311.5695 | 1315.1422 | -3.5727 | 72.3 | -2.3482 | -3.0816 | -3.5727 | -4.0041 | -4.6962
20183 | 2018 | 3 | H20 | 0% | 100% | 1371.6193 | 1375.192 | -3.5727 | 68.7 | -2.3482 | -3.0816 | -3.5727 | -4.0041 | -4.6962
20183 | 2018 | 3 | H21 | 0% | 100% | 1334.1621 | 1337.7348 | -3.5727 | 63 | -2.3482 | -3.0816 | -3.5727 | -4.0041 | -4.6962
20183 | 2018 | 3 | H22 | 0% | 100% | 1192.0973 | 1195.67 | -3.5727 | 60.5 | -2.3482 | -3.0816 | -3.5727 | -4.0041 | -4.6962
20183 | 2018 | 3 | H23 | 0% | 100% | 988.8125 | 992.3852 | -3.5727 | 57.4 | -2.3482 | -3.0816 | -3.5727 | -4.0041 | -4.6962
20183 | 2018 | 3 | H24 | 0% | 100% | 797.096 | 800.6687 | -3.5727 | 56 | -2.3482 | -3.0816 | -3.5727 | -4.0041 | -4.6962
20184 | 2018 | 4 | H1 | 0% | 100% | 536.8336 | 540.6349 | -3.8012 | 52.7 | -2.4984 | -3.2788 | -3.8012 | -4.2602 | -4.9967
20184 | 2018 | 4 | H2 | 0% | 100% | 504.0988 | 507.9001 | -3.8012 | 53.1 | -2.4984 | -3.2788 | -3.8012 | -4.2602 | -4.9967
20184 | 2018 | 4 | H3 | 0% | 100% | 498.5853 | 502.3866 | -3.8012 | 52.8 | -2.4984 | -3.2788 | -3.8012 | -4.2602 | -4.9967
20184 | 2018 | 4 | H4 | 0% | 100% | 517.4587 | 521.26 | -3.8012 | 51.6 | -2.4984 | -3.2788 | -3.8012 | -4.2602 | -4.9967
20184 | 2018 | 4 | H5 | 0% | 100% | 574.1043 | 577.9055 | -3.8012 | 50.6 | -2.4984 | -3.2788 | -3.8012 | -4.2602 | -4.9967
20184 | 2018 | 4 | H6 | 0% | 100% | 715.3908 | 719.192 | -3.8012 | 50.6 | -2.4984 | -3.2788 | -3.8012 | -4.2602 | -4.9967
20184 | 2018 | 4 | H7 | 0% | 100% | 761.9089 | 765.7102 | -3.8012 | 50.2 | -2.4984 | -3.2788 | -3.8012 | -4.2602 | -4.9967
20184 | 2018 | 4 | H8 | 0% | 100% | 746.0846 | 749.8858 | -3.8012 | 58.5 | -2.4984 | -3.2788 | -3.8012 | -4.2602 | -4.9967
20184 | 2018 | 4 | H9 | 0% | 100% | 764.9313 | 768.7325 | -3.8012 | 66.4 | -2.4984 | -3.2788 | -3.8012 | -4.2602 | -4.9967
20184 | 2018 | 4 | H10 | 0% | 100% | 790.9378 | 794.739 | -3.8012 | 72.6 | -2.4984 | -3.2788 | -3.8012 | -4.2602 | -4.9967
20184 | 2018 | 4 | H11 | 0% | 100% | 780.786 | 784.5872 | -3.8012 | 77.8 | -2.4984 | -3.2788 | -3.8012 | -4.2602 | -4.9967
20184 | 2018 | 4 | H12 | 80.45% | 0% | 782.3283 | 728.2064 | 54.1218 | 78.4 | 35.5724 | 46.683 | 54.1218 | 60.6571 | 71.1424
20184 | 2018 | 4 | H13 | 80.67% | 0% | 765.8382 | 711.5651 | 54.2731 | 79.2 | 35.6718 | 46.8135 | 54.2731 | 60.8267 | 71.3412
20184 | 2018 | 4 | H14 | 106% | 0% | 772.8055 | 701.4895 | 71.3161 | 79.5 | 46.8736 | 61.514 | 71.3161 | 79.9276 | 93.7439
20184 | 2018 | 4 | H15 | 106.5% | 0% | 803.4217 | 731.7478 | 71.6739 | 79.2 | 47.1088 | 61.8227 | 71.6739 | 80.3287 | 94.2143
20184 | 2018 | 4 | H16 | 124% | 0% | 873.5104 | 790.0647 | 83.4458 | 78.4 | 54.846 | 71.9765 | 83.4458 | 93.522 | 109.6883
20184 | 2018 | 4 | H17 | 106.1% | 0% | 963.1204 | 891.7741 | 71.3463 | 77.7 | 46.8934 | 61.54 | 71.3463 | 79.9615 | 93.7837
20184 | 2018 | 4 | H18 | 96.24% | 0% | 1085.9191 | 1021.1706 | 64.7484 | 75.1 | 42.5569 | 55.849 | 64.7484 | 72.5669 | 85.1109
20184 | 2018 | 4 | H19 | 0% | 100% | 1217.1326 | 1220.9338 | -3.8012 | 70.2 | -2.4984 | -3.2788 | -3.8012 | -4.2602 | -4.9967
20184 | 2018 | 4 | H20 | 0% | 100% | 1201.0502 | 1204.8514 | -3.8012 | 65.5 | -2.4984 | -3.2788 | -3.8012 | -4.2602 | -4.9967
20184 | 2018 | 4 | H21 | 0% | 100% | 1079.0079 | 1082.8091 | -3.8012 | 62.5 | -2.4984 | -3.2788 | -3.8012 | -4.2602 | -4.9967
20184 | 2018 | 4 | H22 | 0% | 100% | 894.2016 | 898.0029 | -3.8012 | 59.4 | -2.4984 | -3.2788 | -3.8012 | -4.2602 | -4.9967
20184 | 2018 | 4 | H23 | 0% | 100% | 716.1131 | 719.9143 | -3.8012 | 57.8 | -2.4984 | -3.2788 | -3.8012 | -4.2602 | -4.9967
20184 | 2018 | 4 | H24 | 0% | 100% | 594.4433 | 598.2445 | -3.8012 | 56.3 | -2.4984 | -3.2788 | -3.8012 | -4.2602 | -4.9967
20185 | 2018 | 5 | H1 | 0% | 100% | 611.3308 | 615.8329 | -4.502 | 60.5 | -2.959 | -3.8832 | -4.502 | -5.0456 | -5.9178
20185 | 2018 | 5 | H2 | 0% | 100% | 559.2569 | 563.7589 | -4.502 | 59.8 | -2.959 | -3.8832 | -4.502 | -5.0456 | -5.9178
20185 | 2018 | 5 | H3 | 0% | 100% | 534.4322 | 538.9343 | -4.502 | 59 | -2.959 | -3.8832 | -4.502 | -5.0456 | -5.9178
20185 | 2018 | 5 | H4 | 0% | 100% | 529.7421 | 534.2441 | -4.502 | 58.1 | -2.959 | -3.8832 | -4.502 | -5.0456 | -5.9178
20185 | 2018 | 5 | H5 | 0% | 100% | 550.7156 | 555.2176 | -4.502 | 57.8 | -2.959 | -3.8832 | -4.502 | -5.0456 | -5.9178
20185 | 2018 | 5 | H6 | 0% | 100% | 617.7578 | 622.2598 | -4.502 | 57.5 | -2.959 | -3.8832 | -4.502 | -5.0456 | -5.9178
20185 | 2018 | 5 | H7 | 0% | 100% | 691.1301 | 695.6321 | -4.502 | 60.4 | -2.959 | -3.8832 | -4.502 | -5.0456 | -5.9178
20185 | 2018 | 5 | H8 | 0% | 100% | 826.529 | 831.0311 | -4.502 | 66.3 | -2.959 | -3.8832 | -4.502 | -5.0456 | -5.9178
20185 | 2018 | 5 | H9 | 0% | 100% | 938.8891 | 943.3911 | -4.502 | 72.1 | -2.959 | -3.8832 | -4.502 | -5.0456 | -5.9178
20185 | 2018 | 5 | H10 | 0% | 100% | 1011.3401 | 1015.8421 | -4.502 | 77.1 | -2.959 | -3.8832 | -4.502 | -5.0456 | -5.9178
20185 | 2018 | 5 | H11 | 0% | 100% | 1047.3728 | 1051.8748 | -4.502 | 81 | -2.959 | -3.8832 | -4.502 | -5.0456 | -5.9178
20185 | 2018 | 5 | H12 | 80.45% | 0% | 1037.4036 | 973.304 | 64.0996 | 82.1 | 42.1305 | 55.2894 | 64.0996 | 71.8398 | 84.2581
20185 | 2018 | 5 | H13 | 80.67% | 0% | 1028.553 | 964.2742 | 64.2788 | 82.9 | 42.2482 | 55.444 | 64.2788 | 72.0406 | 84.4936
20185 | 2018 | 5 | H14 | 106% | 0% | 993.2745 | 908.8107 | 84.4637 | 82.4 | 55.5151 | 72.8546 | 84.4637 | 94.6629 | 111.0264
20185 | 2018 | 5 | H15 | 106.5% | 0% | 1006.2983 | 921.4107 | 84.8876 | 81.9 | 55.7937 | 73.2202 | 84.8876 | 95.1379 | 111.5835
20185 | 2018 | 5 | H16 | 124% | 0% | 1008.1286 | 909.2989 | 98.8297 | 80.7 | 64.9573 | 85.246 | 98.8297 | 110.7635 | 129.9102
20185 | 2018 | 5 | H17 | 106.1% | 0% | 1040.7157 | 956.2161 | 84.4995 | 79.9 | 55.5386 | 72.8855 | 84.4995 | 94.703 | 111.0734
20185 | 2018 | 5 | H18 | 96.24% | 0% | 1075.6412 | 998.9558 | 76.6853 | 77.7 | 50.4026 | 66.1452 | 76.6853 | 85.9452 | 100.8017
20185 | 2018 | 5 | H19 | 0% | 100% | 1143.6249 | 1148.127 | -4.502 | 75 | -2.959 | -3.8832 | -4.502 | -5.0456 | -5.9178
20185 | 2018 | 5 | H20 | 0% | 100% | 1264.9196 | 1269.4216 | -4.502 | 70.2 | -2.959 | -3.8832 | -4.502 | -5.0456 | -5.9178
20185 | 2018 | 5 | H21 | 0% | 100% | 1161.9818 | 1166.4838 | -4.502 | 65.7 | -2.959 | -3.8832 | -4.502 | -5.0456 | -5.9178
20185 | 2018 | 5 | H22 | 0% | 100% | 952.8941 | 957.3961 | -4.502 | 63.9 | -2.959 | -3.8832 | -4.502 | -5.0456 | -5.9178
20185 | 2018 | 5 | H23 | 0% | 100% | 758.9406 | 763.4427 | -4.502 | 62 | -2.959 | -3.8832 | -4.502 | -5.0456 | -5.9178
20185 | 2018 | 5 | H24 | 0% | 100% | 605.7098 | 610.2118 | -4.502 | 60.5 | -2.959 | -3.8832 | -4.502 | -5.0456 | -5.9178
20186 | 2018 | 6 | H1 | 0% | 100% | 568.2094 | 572.2669 | -4.0576 | 62.1 | -2.6669 | -3.4999 | -4.0576 | -4.5475 | -5.3336
20186 | 2018 | 6 | H2 | 0% | 100% | 520.4348 | 524.4924 | -4.0576 | 61.6 | -2.6669 | -3.4999 | -4.0576 | -4.5475 | -5.3336
20186 | 2018 | 6 | H3 | 0% | 100% | 509.0639 | 513.1215 | -4.0576 | 61 | -2.6669 | -3.4999 | -4.0576 | -4.5475 | -5.3336
20186 | 2018 | 6 | H4 | 0% | 100% | 529.2325 | 533.2901 | -4.0576 | 60.3 | -2.6669 | -3.4999 | -4.0576 | -4.5475 | -5.3336
20186 | 2018 | 6 | H5 | 0% | 100% | 584.8607 | 588.9183 | -4.0576 | 60 | -2.6669 | -3.4999 | -4.0576 | -4.5475 | -5.3336
20186 | 2018 | 6 | H6 | 0% | 100% | 670.4947 | 674.5522 | -4.0576 | 59.8 | -2.6669 | -3.4999 | -4.0576 | -4.5475 | -5.3336
20186 | 2018 | 6 | H7 | 0% | 100% | 708.47 | 712.5276 | -4.0576 | 60.3 | -2.6669 | -3.4999 | -4.0576 | -4.5475 | -5.3336
20186 | 2018 | 6 | H8 | 0% | 100% | 711.3965 | 715.454 | -4.0576 | 64 | -2.6669 | -3.4999 | -4.0576 | -4.5475 | -5.3336
20186 | 2018 | 6 | H9 | 0% | 100% | 709.4402 | 713.4977 | -4.0576 | 69.8 | -2.6669 | -3.4999 | -4.0576 | -4.5475 | -5.3336
20186 | 2018 | 6 | H10 | 0% | 100% | 751.9077 | 755.9653 | -4.0576 | 74.6 | -2.6669 | -3.4999 | -4.0576 | -4.5475 | -5.3336
20186 | 2018 | 6 | H11 | 0% | 100% | 779.4223 | 783.4799 | -4.0576 | 77.5 | -2.6669 | -3.4999 | -4.0576 | -4.5475 | -5.3336
20186 | 2018 | 6 | H12 | 80.45% | 0% | 817.1609 | 759.3892 | 57.7717 | 79.1 | 37.9713 | 49.8312 | 57.7717 | 64.7477 | 75.9401
20186 | 2018 | 6 | H13 | 80.67% | 0% | 854.8594 | 796.9262 | 57.9332 | 80.2 | 38.0775 | 49.9705 | 57.9332 | 64.9287 | 76.1523
20186 | 2018 | 6 | H14 | 106% | 0% | 859.8935 | 783.7681 | 76.1255 | 79.8 | 50.0346 | 65.6624 | 76.1255 | 85.3177 | 100.0658
20186 | 2018 | 6 | H15 | 106.5% | 0% | 931.7154 | 855.2079 | 76.5075 | 80.7 | 50.2857 | 65.9919 | 76.5075 | 85.7459 | 100.568
20186 | 2018 | 6 | H16 | 124% | 0% | 1000.509 | 911.4358 | 89.0732 | 80.4 | 58.5447 | 76.8305 | 89.0732 | 99.8289 | 117.0854
20186 | 2018 | 6 | H17 | 106.1% | 0% | 1056.9114 | 980.7537 | 76.1577 | 80 | 50.0558 | 65.6902 | 76.1577 | 85.3539 | 100.1083
20186 | 2018 | 6 | H18 | 96.24% | 0% | 1076.3709 | 1007.256 | 69.1149 | 78.4 | 45.4268 | 59.6154 | 69.1149 | 77.4607 | 90.8506
20186 | 2018 | 6 | H19 | 0% | 100% | 1110.2169 | 1114.2745 | -4.0576 | 75.6 | -2.6669 | -3.4999 | -4.0576 | -4.5475 | -5.3336
20186 | 2018 | 6 | H20 | 0% | 100% | 1203.3101 | 1207.3677 | -4.0576 | 70.3 | -2.6669 | -3.4999 | -4.0576 | -4.5475 | -5.3336
20186 | 2018 | 6 | H21 | 0% | 100% | 1164.923 | 1168.9806 | -4.0576 | 68.5 | -2.6669 | -3.4999 | -4.0576 | -4.5475 | -5.3336
20186 | 2018 | 6 | H22 | 0% | 100% | 991.7223 | 995.7799 | -4.0576 | 66.2 | -2.6669 | -3.4999 | -4.0576 | -4.5475 | -5.3336
20186 | 2018 | 6 | H23 | 0% | 100% | 786.5257 | 790.5832 | -4.0576 | 64.6 | -2.6669 | -3.4999 | -4.0576 | -4.5475 | -5.3336
20186 | 2018 | 6 | H24 | 0% | 100% | 645.0498 | 649.1074 | -4.0576 | 64 | -2.6669 | -3.4999 | -4.0576 | -4.5475 | -5.3336
20186 | 2018 | 6 | H1 | 0% | 100% | 770.7654 | 774.823 | -4.0576 | 69.3 | -2.6669 | -3.4999 | -4.0576 | -4.5475 | -5.3336
20187 | 2018 | 7 | H2 | 0% | 100% | 701.601 | 707.8593 | -6.2582 | 68.2 | -4.1133 | -5.3981 | -6.2582 | -7.0139 | -8.2264
20187 | 2018 | 7 | H3 | 0% | 100% | 676.8308 | 683.089 | -6.2582 | 68.1 | -4.1133 | -5.3981 | -6.2582 | -7.0139 | -8.2264
20187 | 2018 | 7 | H4 | 0% | 100% | 669.6681 | 675.9263 | -6.2582 | 68.3 | -4.1133 | -5.3981 | -6.2582 | -7.0139 | -8.2264
20187 | 2018 | 7 | H5 | 0% | 100% | 700.2581 | 706.5163 | -6.2582 | 68.1 | -4.1133 | -5.3981 | -6.2582 | -7.0139 | -8.2264
20187 | 2018 | 7 | H6 | 0% | 100% | 771.6012 | 777.8594 | -6.2582 | 67.7 | -4.1133 | -5.3981 | -6.2582 | -7.0139 | -8.2264
20187 | 2018 | 7 | H7 | 0% | 100% | 815.3486 | 821.6068 | -6.2582 | 69 | -4.1133 | -5.3981 | -6.2582 | -7.0139 | -8.2264
20187 | 2018 | 7 | H8 | 0% | 100% | 889.7147 | 895.9729 | -6.2582 | 72.5 | -4.1133 | -5.3981 | -6.2582 | -7.0139 | -8.2264
20187 | 2018 | 7 | H9 | 0% | 100% | 988.2132 | 994.4714 | -6.2582 | 76.3 | -4.1133 | -5.3981 | -6.2582 | -7.0139 | -8.2264
20187 | 2018 | 7 | H10 | 0% | 100% | 1082.2727 | 1088.5309 | -6.2582 | 80.6 | -4.1133 | -5.3981 | -6.2582 | -7.0139 | -8.2264
20187 | 2018 | 7 | H11 | 0% | 100% | 1167.5267 | 1173.7849 | -6.2582 | 83.4 | -4.1133 | -5.3981 | -6.2582 | -7.0139 | -8.2264
20187 | 2018 | 7 | H12 | 80.45% | 0% | 1267.8368 | 1178.7321 | 89.1047 | 84.7 | 58.5654 | 76.8577 | 89.1047 | 99.8642 | 117.1269
20187 | 2018 | 7 | H13 | 80.67% | 0% | 1367.4205 | 1278.0668 | 89.3538 | 85.5 | 58.7291 | 77.0725 | 89.3538 | 100.1434 | 117.4542
20187 | 2018 | 7 | H14 | 106% | 0% | 1432.3717 | 1314.9589 | 117.4128 | 85.4 | 77.1713 | 101.2749 | 117.4128 | 131.5906 | 154.3374
20187 | 2018 | 7 | H15 | 106.5% | 0% | 1525.0039 | 1407.0019 | 118.002 | 84 | 77.5586 | 101.7831 | 118.002 | 132.2509 | 155.1119
20187 | 2018 | 7 | H16 | 124% | 0% | 1575.2532 | 1437.8704 | 137.3828 | 82.6 | 90.2969 | 118.5001 | 137.3828 | 153.972 | 180.5877
20187 | 2018 | 7 | H17 | 106.1% | 0% | 1620.1081 | 1502.6456 | 117.4626 | 81.5 | 77.204 | 101.3178 | 117.4626 | 131.6463 | 154.4028
20187 | 2018 | 7 | H18 | 96.24% | 0% | 1587.5229 | 1480.9229 | 106.6 | 80.9 | 70.0645 | 91.9483 | 106.6 | 119.4721 | 140.1242
20187 | 2018 | 7 | H19 | 0% | 100% | 1536.3961 | 1542.6543 | -6.2582 | 78.5 | -4.1133 | -5.3981 | -6.2582 | -7.0139 | -8.2264
20187 | 2018 | 7 | H20 | 0% | 100% | 1583.5934 | 1589.8516 | -6.2582 | 73.9 | -4.1133 | -5.3981 | -6.2582 | -7.0139 | -8.2264
20187 | 2018 | 7 | H21 | 0% | 100% | 1505.2329 | 1511.4912 | -6.2582 | 71.1 | -4.1133 | -5.3981 | -6.2582 | -7.0139 | -8.2264
20187 | 2018 | 7 | H22 | 0% | 100% | 1310.941 | 1317.1992 | -6.2582 | 69.8 | -4.1133 | -5.3981 | -6.2582 | -7.0139 | -8.2264
20187 | 2018 | 7 | H23 | 0% | 100% | 1069.7552 | 1076.0134 | -6.2582 | 68.5 | -4.1133 | -5.3981 | -6.2582 | -7.0139 | -8.2264
20187 | 2018 | 7 | H24 | 0% | 100% | 865.5817 | 871.8399 | -6.2582 | 67.5 | -4.1133 | -5.3981 | -6.2582 | -7.0139 | -8.2264
20188 | 2018 | 8 | H1 | 0% | 100% | 743.3567 | 749.4821 | -6.1254 | 69 | -4.026 | -5.2835 | -6.1254 | -6.865 | -8.0517
20188 | 2018 | 8 | H2 | 0% | 100% | 685.902 | 692.0274 | -6.1254 | 68.2 | -4.026 | -5.2835 | -6.1254 | -6.865 | -8.0517
20188 | 2018 | 8 | H3 | 0% | 100% | 663.1011 | 669.2265 | -6.1254 | 68 | -4.026 | -5.2835 | -6.1254 | -6.865 | -8.0517
20188 | 2018 | 8 | H4 | 0% | 100% | 674.3298 | 680.4551 | -6.1254 | 67.3 | -4.026 | -5.2835 | -6.1254 | -6.865 | -8.0517
20188 | 2018 | 8 | H5 | 0% | 100% | 723.2474 | 729.3728 | -6.1254 | 66.8 | -4.026 | -5.2835 | -6.1254 | -6.865 | -8.0517
20188 | 2018 | 8 | H6 | 0% | 100% | 798.4537 | 804.5791 | -6.1254 | 66.4 | -4.026 | -5.2835 | -6.1254 | -6.865 | -8.0517
20188 | 2018 | 8 | H7 | 0% | 100% | 825.9431 | 832.0685 | -6.1254 | 67.4 | -4.026 | -5.2835 | -6.1254 | -6.865 | -8.0517
20188 | 2018 | 8 | H8 | 0% | 100% | 851.6446 | 857.77 | -6.1254 | 71.3 | -4.026 | -5.2835 | -6.1254 | -6.865 | -8.0517
20188 | 2018 | 8 | H9 | 0% | 100% | 930.8467 | 936.9721 | -6.1254 | 76.7 | -4.026 | -5.2835 | -6.1254 | -6.865 | -8.0517
20188 | 2018 | 8 | H10 | 0% | 100% | 1051.4296 | 1057.555 | -6.1254 | 80.5 | -4.026 | -5.2835 | -6.1254 | -6.865 | -8.0517
20188 | 2018 | 8 | H11 | 0% | 100% | 1155.8892 | 1162.0146 | -6.1254 | 83.4 | -4.026 | -5.2835 | -6.1254 | -6.865 | -8.0517
20188 | 2018 | 8 | H12 | 80.45% | 0% | 1246.9514 | 1159.7384 | 87.213 | 84.8 | 57.322 | 75.2259 | 87.213 | 97.7441 | 114.6402
20188 | 2018 | 8 | H13 | 80.67% | 0% | 1335.4647 | 1248.008 | 87.4567 | 85.1 | 57.4823 | 75.4362 | 87.4567 | 98.0173 | 114.9606
20188 | 2018 | 8 | H14 | 106% | 0% | 1397.8539 | 1282.9339 | 114.92 | 85.7 | 75.5329 | 99.1248 | 114.92 | 128.7968 | 151.0607
20188 | 2018 | 8 | H15 | 106.5% | 0% | 1463.5389 | 1348.0422 | 115.4967 | 86.8 | 75.912 | 99.6222 | 115.4967 | 129.4431 | 151.8188
20188 | 2018 | 8 | H16 | 124% | 0% | 1540.9018 | 1406.4357 | 134.4661 | 86.4 | 88.3799 | 115.9843 | 134.4661 | 150.7031 | 176.7537
20188 | 2018 | 8 | H17 | 106.1% | 0% | 1603.5589 | 1488.5902 | 114.9687 | 84.5 | 75.565 | 99.1668 | 114.9687 | 128.8514 | 151.1248
20188 | 2018 | 8 | H18 | 96.24% | 0% | 1578.642 | 1474.3052 | 104.3368 | 81.2 | 68.5769 | 89.9962 | 104.3368 | 116.9356 | 137.1492
20188 | 2018 | 8 | H19 | 0% | 100% | 1576.3749 | 1582.5003 | -6.1254 | 77.3 | -4.026 | -5.2835 | -6.1254 | -6.865 | -8.0517
20188 | 2018 | 8 | H20 | 0% | 100% | 1642.499 | 1648.6244 | -6.1254 | 73.5 | -4.026 | -5.2835 | -6.1254 | -6.865 | -8.0517
20188 | 2018 | 8 | H21 | 0% | 100% | 1514.7676 | 1520.893 | -6.1254 | 72.2 | -4.026 | -5.2835 | -6.1254 | -6.865 | -8.0517
20188 | 2018 | 8 | H22 | 0% | 100% | 1279.1583 | 1285.2837 | -6.1254 | 70.6 | -4.026 | -5.2835 | -6.1254 | -6.865 | -8.0517
20188 | 2018 | 8 | H23 | 0% | 100% | 1040.45 | 1046.5754 | -6.1254 | 70.3 | -4.026 | -5.2835 | -6.1254 | -6.865 | -8.0517
20188 | 2018 | 8 | H24 | 0% | 100% | 852.7685 | 858.8939 | -6.1254 | 68.9 | -4.026 | -5.2835 | -6.1254 | -6.865 | -8.0517
20189 | 2018 | 9 | H1 | 0% | 100% | 667.4203 | 673.059 | -5.6387 | 65.3 | -3.7061 | -4.8636 | -5.6387 | -6.3195 | -7.4119
20189 | 2018 | 9 | H2 | 0% | 100% | 635.945 | 641.5836 | -5.6387 | 64.6 | -3.7061 | -4.8636 | -5.6387 | -6.3195 | -7.4119
20189 | 2018 | 9 | H3 | 0% | 100% | 630.1875 | 635.8261 | -5.6387 | 64.5 | -3.7061 | -4.8636 | -5.6387 | -6.3195 | -7.4119
20189 | 2018 | 9 | H4 | 0% | 100% | 651.9549 | 657.5936 | -5.6387 | 64 | -3.7061 | -4.8636 | -5.6387 | -6.3195 | -7.4119
20189 | 2018 | 9 | H5 | 0% | 100% | 724.3289 | 729.9676 | -5.6387 | 64.1 | -3.7061 | -4.8636 | -5.6387 | -6.3195 | -7.4119
20189 | 2018 | 9 | H6 | 0% | 100% | 831.3248 | 836.9635 | -5.6387 | 63.7 | -3.7061 | -4.8636 | -5.6387 | -6.3195 | -7.4119
20189 | 2018 | 9 | H7 | 0% | 100% | 872.336 | 877.9746 | -5.6387 | 64.3 | -3.7061 | -4.8636 | -5.6387 | -6.3195 | -7.4119
20189 | 2018 | 9 | H8 | 0% | 100% | 873.2291 | 878.8677 | -5.6387 | 69.6 | -3.7061 | -4.8636 | -5.6387 | -6.3195 | -7.4119
20189 | 2018 | 9 | H9 | 0% | 100% | 866.331 | 871.9697 | -5.6387 | 77.9 | -3.7061 | -4.8636 | -5.6387 | -6.3195 | -7.4119
20189 | 2018 | 9 | H10 | 0% | 100% | 921.9214 | 927.56 | -5.6387 | 84.5 | -3.7061 | -4.8636 | -5.6387 | -6.3195 | -7.4119
20189 | 2018 | 9 | H11 | 0% | 100% | 993.6505 | 999.2892 | -5.6387 | 87.7 | -3.7061 | -4.8636 | -5.6387 | -6.3195 | -7.4119
20189 | 2018 | 9 | H12 | 80.45% | 0% | 1093.2808 | 1012.9977 | 80.283 | 89.6 | 52.7672 | 69.2485 | 80.283 | 89.9773 | 105.5309
20189 | 2018 | 9 | H13 | 80.67% | 0% | 1180.481 | 1099.9736 | 80.5074 | 89.3 | 52.9147 | 69.442 | 80.5074 | 90.2288 | 105.8258
20189 | 2018 | 9 | H14 | 106% | 0% | 1278.363 | 1172.5745 | 105.7885 | 89 | 69.5311 | 91.2483 | 105.7885 | 118.5626 | 139.0575
20189 | 2018 | 9 | H15 | 106.5% | 0% | 1400.7912 | 1294.4718 | 106.3194 | 88.9 | 69.88 | 91.7062 | 106.3194 | 119.1576 | 139.7553
20189 | 2018 | 9 | H16 | 124% | 0% | 1484.483 | 1360.7016 | 123.7814 | 89 | 81.3572 | 106.7682 | 123.7814 | 138.7282 | 162.7089
20189 | 2018 | 9 | H17 | 106.1% | 0% | 1538.8398 | 1433.0065 | 105.8333 | 87.3 | 69.5606 | 91.287 | 105.8333 | 118.6129 | 139.1164
20189 | 2018 | 9 | H18 | 96.24% | 0% | 1645.6404 | 1549.5941 | 96.0462 | 85 | 63.1278 | 82.8451 | 96.0462 | 107.644 | 126.2514
20189 | 2018 | 9 | H19 | 0% | 100% | 1721.4085 | 1727.0472 | -5.6387 | 81.6 | -3.7061 | -4.8636 | -5.6387 | -6.3195 | -7.4119
20189 | 2018 | 9 | H20 | 0% | 100% | 1623.4763 | 1629.1149 | -5.6387 | 79.2 | -3.7061 | -4.8636 | -5.6387 | -6.3195 | -7.4119
20189 | 2018 | 9 | H21 | 0% | 100% | 1448.2131 | 1453.8517 | -5.6387 | 76.6 | -3.7061 | -4.8636 | -5.6387 | -6.3195 | -7.4119
20189 | 2018 | 9 | H22 | 0% | 100% | 1216.546 | 1222.1847 | -5.6387 | 75.2 | -3.7061 | -4.8636 | -5.6387 | -6.3195 | -7.4119
20189 | 2018 | 9 | H23 | 0% | 100% | 999.9047 | 1005.5433 | -5.6387 | 72.4 | -3.7061 | -4.8636 | -5.6387 | -6.3195 | -7.4119
20189 | 2018 | 9 | H24 | 0% | 100% | 855.5671 | 861.2058 | -5.6387 | 72 | -3.7061 | -4.8636 | -5.6387 | -6.3195 | -7.4119
201810 | 2018 | 10 | H1 | 0% | 100% | 569.621 | 574.2871 | -4.6661 | 66.5 | -3.0669 | -4.0248 | -4.6661 | -5.2296 | -6.1335
201810 | 2018 | 10 | H2 | 0% | 100% | 539.1582 | 543.8243 | -4.6661 | 65.4 | -3.0669 | -4.0248 | -4.6661 | -5.2296 | -6.1335
201810 | 2018 | 10 | H3 | 0% | 100% | 532.6289 | 537.295 | -4.6661 | 64.9 | -3.0669 | -4.0248 | -4.6661 | -5.2296 | -6.1335
201810 | 2018 | 10 | H4 | 0% | 100% | 534.1344 | 538.8005 | -4.6661 | 64.3 | -3.0669 | -4.0248 | -4.6661 | -5.2296 | -6.1335
201810 | 2018 | 10 | H5 | 0% | 100% | 595.6891 | 600.3552 | -4.6661 | 63.8 | -3.0669 | -4.0248 | -4.6661 | -5.2296 | -6.1335
201810 | 2018 | 10 | H6 | 0% | 100% | 755.3462 | 760.0123 | -4.6661 | 62.8 | -3.0669 | -4.0248 | -4.6661 | -5.2296 | -6.1335
201810 | 2018 | 10 | H7 | 0% | 100% | 757.6438 | 762.3099 | -4.6661 | 61.4 | -3.0669 | -4.0248 | -4.6661 | -5.2296 | -6.1335
201810 | 2018 | 10 | H8 | 0% | 100% | 725.5071 | 730.1732 | -4.6661 | 68.1 | -3.0669 | -4.0248 | -4.6661 | -5.2296 | -6.1335
201810 | 2018 | 10 | H9 | 0% | 100% | 752.267 | 756.9331 | -4.6661 | 76.2 | -3.0669 | -4.0248 | -4.6661 | -5.2296 | -6.1335
201810 | 2018 | 10 | H10 | 0% | 100% | 815.6792 | 820.3453 | -4.6661 | 82.5 | -3.0669 | -4.0248 | -4.6661 | -5.2296 | -6.1335
201810 | 2018 | 10 | H11 | 0% | 100% | 866.8215 | 871.4877 | -4.6661 | 87.1 | -3.0669 | -4.0248 | -4.6661 | -5.2296 | -6.1335
201810 | 2018 | 10 | H12 | 80.45% | 0% | 922.9225 | 856.4864 | 66.4361 | 89.1 | 43.6661 | 57.3047 | 66.4361 | 74.4583 | 87.3293
201810 | 2018 | 10 | H13 | 80.67% | 0% | 992.8494 | 926.2276 | 66.6218 | 89.4 | 43.7882 | 57.4649 | 66.6218 | 74.6664 | 87.5733
201810 | 2018 | 10 | H14 | 106% | 0% | 1084.1217 | 996.5792 | 87.5424 | 89.2 | 57.5386 | 75.5101 | 87.5424 | 98.1133 | 115.0733
201810 | 2018 | 10 | H15 | 106.5% | 0% | 1152.5666 | 1064.5849 | 87.9817 | 88.4 | 57.8273 | 75.889 | 87.9817 | 98.6057 | 115.6507
201810 | 2018 | 10 | H16 | 124% | 0% | 1192.8221 | 1090.3901 | 102.432 | 87.1 | 67.325 | 88.3532 | 102.432 | 114.8008 | 134.6454
201810 | 2018 | 10 | H17 | 106.1% | 0% | 1210.6875 | 1123.108 | 87.5795 | 84 | 57.563 | 75.5421 | 87.5795 | 98.1549 | 115.1221
201810 | 2018 | 10 | H18 | 96.24% | 0% | 1296.2782 | 1216.7977 | 79.4805 | 81.2 | 52.2397 | 68.5562 | 79.4805 | 89.0779 | 104.4759
201810 | 2018 | 10 | H19 | 0% | 100% | 1392.8298 | 1397.4959 | -4.6661 | 75.5 | -3.0669 | -4.0248 | -4.6661 | -5.2296 | -6.1335
201810 | 2018 | 10 | H20 | 0% | 100% | 1348.2433 | 1352.9095 | -4.6661 | 71 | -3.0669 | -4.0248 | -4.6661 | -5.2296 | -6.1335
201810 | 2018 | 10 | H21 | 0% | 100% | 1222.2056 | 1226.8717 | -4.6661 | 68.3 | -3.0669 | -4.0248 | -4.6661 | -5.2296 | -6.1335
201810 | 2018 | 10 | H22 | 0% | 100% | 998.5409 | 1003.207 | -4.6661 | 66.2 | -3.0669 | -4.0248 | -4.6661 | -5.2296 | -6.1335
201810 | 2018 | 10 | H23 | 0% | 100% | 801.5063 | 806.1724 | -4.6661 | 63.7 | -3.0669 | -4.0248 | -4.6661 | -5.2296 | -6.1335
201811 | 2018 | 11 | H24 | 0% | 100% | 668.499 | 672.0145 | -3.5155 | 62.1 | -2.3106 | -3.0323 | -3.5155 | -3.94 | -4.621
201811 | 2018 | 11 | H1 | 0% | 100% | 639.4006 | 642.9161 | -3.5155 | 60 | -2.3106 | -3.0323 | -3.5155 | -3.94 | -4.621
201811 | 2018 | 11 | H2 | 0% | 100% | 573.9075 | 577.423 | -3.5155 | 58.9 | -2.3106 | -3.0323 | -3.5155 | -3.94 | -4.621
201811 | 2018 | 11 | H3 | 0% | 100% | 549.6489 | 553.1643 | -3.5155 | 58.5 | -2.3106 | -3.0323 | -3.5155 | -3.94 | -4.621
201811 | 2018 | 11 | H4 | 0% | 100% | 546.3119 | 549.8274 | -3.5155 | 57.1 | -2.3106 | -3.0323 | -3.5155 | -3.94 | -4.621
201811 | 2018 | 11 | H5 | 0% | 100% | 573.8148 | 577.3303 | -3.5155 | 57.2 | -2.3106 | -3.0323 | -3.5155 | -3.94 | -4.621
201811 | 2018 | 11 | H6 | 0% | 100% | 672.2484 | 675.7638 | -3.5155 | 56.7 | -2.3106 | -3.0323 | -3.5155 | -3.94 | -4.621
201811 | 2018 | 11 | H7 | 0% | 100% | 834.6477 | 838.1631 | -3.5155 | 55.4 | -2.3106 | -3.0323 | -3.5155 | -3.94 | -4.621
201811 | 2018 | 11 | H8 | 0% | 100% | 847.9296 | 851.4451 | -3.5155 | 57.8 | -2.3106 | -3.0323 | -3.5155 | -3.94 | -4.621
201811 | 2018 | 11 | H9 | 0% | 100% | 800.313 | 803.8285 | -3.5155 | 68.4 | -2.3106 | -3.0323 | -3.5155 | -3.94 | -4.621
201811 | 2018 | 11 | H10 | 0% | 100% | 773.8735 | 777.389 | -3.5155 | 75.5 | -2.3106 | -3.0323 | -3.5155 | -3.94 | -4.621
201811 | 2018 | 11 | H11 | 0% | 100% | 739.4798 | 742.9953 | -3.5155 | 80.7 | -2.3106 | -3.0323 | -3.5155 | -3.94 | -4.621
201811 | 2018 | 11 | H12 | 80.45% | 0% | 725.9604 | 675.9072 | 50.0532 | 83 | 32.8982 | 43.1736 | 50.0532 | 56.0972 | 65.7942
201811 | 2018 | 11 | H13 | 80.67% | 0% | 708.6506 | 658.4576 | 50.1931 | 84.5 | 32.9902 | 43.2943 | 50.1931 | 56.254 | 65.9781
201811 | 2018 | 11 | H14 | 106% | 0% | 692.8822 | 626.9274 | 65.9548 | 83.6 | 43.3498 | 56.8896 | 65.9548 | 73.9189 | 86.6966
201811 | 2018 | 11 | H15 | 106.5% | 0% | 681.9079 | 615.6221 | 66.2858 | 82.2 | 43.5673 | 57.1751 | 66.2858 | 74.2899 | 87.1317
201811 | 2018 | 11 | H16 | 124% | 0% | 713.7155 | 636.5428 | 77.1726 | 81.8 | 50.7229 | 66.5656 | 77.1726 | 86.4914 | 101.4423
201811 | 2018 | 11 | H17 | 106.1% | 0% | 858.7546 | 792.7719 | 65.9828 | 78.3 | 43.3682 | 56.9137 | 65.9828 | 73.9503 | 86.7334
201811 | 2018 | 11 | H18 | 96.24% | 0% | 1210.4871 | 1150.6063 | 59.8809 | 72.6 | 39.3576 | 51.6505 | 59.8809 | 67.1116 | 78.7126
201811 | 2018 | 11 | H19 | 0% | 100% | 1341.6665 | 1345.1819 | -3.5155 | 69.4 | -2.3106 | -3.0323 | -3.5155 | -3.94 | -4.621
201811 | 2018 | 11 | H20 | 0% | 100% | 1370.3879 | 1373.9034 | -3.5155 | 66 | -2.3106 | -3.0323 | -3.5155 | -3.94 | -4.621
201811 | 2018 | 11 | H21 | 0% | 100% | 1321.2359 | 1324.7513 | -3.5155 | 64.6 | -2.3106 | -3.0323 | -3.5155 | -3.94 | -4.621
201811 | 2018 | 11 | H22 | 0% | 100% | 1175.8894 | 1179.4049 | -3.5155 | 63.6 | -2.3106 | -3.0323 | -3.5155 | -3.94 | -4.621
201811 | 2018 | 11 | H23 | 0% | 100% | 957.515 | 961.0304 | -3.5155 | 62 | -2.3106 | -3.0323 | -3.5155 | -3.94 | -4.621
201811 | 2018 | 11 | H24 | 0% | 100% | 772.9864 | 776.5019 | -3.5155 | 60.2 | -2.3106 | -3.0323 | -3.5155 | -3.94 | -4.621
201812 | 2018 | 12 | H1 | 0% | 100% | 817.0885 | 821.1242 | -4.0357 | 52.8 | -2.6525 | -3.481 | -4.0357 | -4.5231 | -5.3049
201812 | 2018 | 12 | H2 | 0% | 100% | 731.4071 | 735.4428 | -4.0357 | 52.1 | -2.6525 | -3.481 | -4.0357 | -4.5231 | -5.3049
201812 | 2018 | 12 | H3 | 0% | 100% | 700.7819 | 704.8176 | -4.0357 | 50.9 | -2.6525 | -3.481 | -4.0357 | -4.5231 | -5.3049
201812 | 2018 | 12 | H4 | 0% | 100% | 700.1728 | 704.2086 | -4.0357 | 49.2 | -2.6525 | -3.481 | -4.0357 | -4.5231 | -5.3049
201812 | 2018 | 12 | H5 | 0% | 100% | 731.5168 | 735.5525 | -4.0357 | 47.7 | -2.6525 | -3.481 | -4.0357 | -4.5231 | -5.3049
201812 | 2018 | 12 | H6 | 0% | 100% | 834.1704 | 838.2061 | -4.0357 | 47.3 | -2.6525 | -3.481 | -4.0357 | -4.5231 | -5.3049
201812 | 2018 | 12 | H7 | 0% | 100% | 1031.0993 | 1035.135 | -4.0357 | 48.1 | -2.6525 | -3.481 | -4.0357 | -4.5231 | -5.3049
201812 | 2018 | 12 | H8 | 0% | 100% | 1032.9782 | 1037.0139 | -4.0357 | 46.3 | -2.6525 | -3.481 | -4.0357 | -4.5231 | -5.3049
201812 | 2018 | 12 | H9 | 0% | 100% | 938.9053 | 942.941 | -4.0357 | 51.6 | -2.6525 | -3.481 | -4.0357 | -4.5231 | -5.3049
201812 | 2018 | 12 | H10 | 0% | 100% | 874.6381 | 878.6738 | -4.0357 | 60.8 | -2.6525 | -3.481 | -4.0357 | -4.5231 | -5.3049
201812 | 2018 | 12 | H11 | 0% | 100% | 838.4814 | 842.5171 | -4.0357 | 66.3 | -2.6525 | -3.481 | -4.0357 | -4.5231 | -5.3049
201812 | 2018 | 12 | H12 | 80.45% | 0% | 824.0181 | 766.5573 | 57.4607 | 70.7 | 37.7669 | 49.563 | 57.4607 | 64.3992 | 75.5313
201812 | 2018 | 12 | H13 | 80.67% | 0% | 802.4151 | 744.7938 | 57.6213 | 73 | 37.8725 | 49.7015 | 57.6213 | 64.5792 | 75.7424
201812 | 2018 | 12 | H14 | 106% | 0% | 808.9764 | 733.2607 | 75.7157 | 71.3 | 49.7653 | 65.3089 | 75.7157 | 84.8585 | 99.5272
201812 | 2018 | 12 | H15 | 106.5% | 0% | 776.1935 | 700.0978 | 76.0956 | 69.7 | 50.015 | 65.6366 | 76.0956 | 85.2843 | 100.0266
201812 | 2018 | 12 | H16 | 124% | 0% | 776.4314 | 687.8377 | 88.5937 | 68.7 | 58.2296 | 76.4169 | 88.5937 | 99.2915 | 116.4552
201812 | 2018 | 12 | H17 | 106.1% | 0% | 985.7821 | 910.0344 | 75.7478 | 67.9 | 49.7864 | 65.3366 | 75.7478 | 84.8944 | 99.5694
201812 | 2018 | 12 | H18 | 96.24% | 0% | 1446.1753 | 1377.4324 | 68.7429 | 62.3 | 45.1823 | 59.2945 | 68.7429 | 77.0437 | 90.3615
201812 | 2018 | 12 | H19 | 0% | 100% | 1637.8089 | 1641.8446 | -4.0357 | 57 | -2.6525 | -3.481 | -4.0357 | -4.5231 | -5.3049
201812 | 2018 | 12 | H20 | 0% | 100% | 1624.6391 | 1628.6748 | -4.0357 | 54.7 | -2.6525 | -3.481 | -4.0357 | -4.5231 | -5.3049
201812 | 2018 | 12 | H21 | 0% | 100% | 1571.7177 | 1575.7535 | -4.0357 | 51.5 | -2.6525 | -3.481 | -4.0357 | -4.5231 | -5.3049
201812 | 2018 | 12 | H22 | 0% | 100% | 1422.1297 | 1426.1655 | -4.0357 | 50.1 | -2.6525 | -3.481 | -4.0357 | -4.5231 | -5.3049
201812 | 2018 | 12 | H23 | 0% | 100% | 1166.9039 | 1170.9396 | -4.0357 | 48.3 | -2.6525 | -3.481 | -4.0357 | -4.5231 | -5.3049
201812 | 2018 | 12 | H24 | 0% | 100% | 946.4814 | 950.5172 | -4.0357 | 47.5 | -2.6525 | -3.481 | -4.0357 | -4.5231 | -5.3049
20191 | 2019 | 1 | H1 | 0% | 100% | 871.9155 | 876.708 | -4.7925 | 52.1 | -3.15 | -4.1338 | -4.7925 | -5.3712 | -6.2997
20191 | 2019 | 1 | H2 | 0% | 100% | 821.9785 | 826.7711 | -4.7925 | 53 | -3.15 | -4.1338 | -4.7925 | -5.3712 | -6.2997
20191 | 2019 | 1 | H3 | 0% | 100% | 787.7897 | 792.5822 | -4.7925 | 52.9 | -3.15 | -4.1338 | -4.7925 | -5.3712 | -6.2997
20191 | 2019 | 1 | H4 | 0% | 100% | 782.4377 | 787.2302 | -4.7925 | 51.5 | -3.15 | -4.1338 | -4.7925 | -5.3712 | -6.2997
20191 | 2019 | 1 | H5 | 0% | 100% | 825.7234 | 830.5159 | -4.7925 | 51.6 | -3.15 | -4.1338 | -4.7925 | -5.3712 | -6.2997
20191 | 2019 | 1 | H6 | 0% | 100% | 911.7779 | 916.5704 | -4.7925 | 53.2 | -3.15 | -4.1338 | -4.7925 | -5.3712 | -6.2997
20191 | 2019 | 1 | H7 | 0% | 100% | 1031.9948 | 1036.7874 | -4.7925 | 52.2 | -3.15 | -4.1338 | -4.7925 | -5.3712 | -6.2997
20191 | 2019 | 1 | H8 | 0% | 100% | 1146.1511 | 1150.9436 | -4.7925 | 51.8 | -3.15 | -4.1338 | -4.7925 | -5.3712 | -6.2997
20191 | 2019 | 1 | H9 | 0% | 100% | 1145.8392 | 1150.6317 | -4.7925 | 55.6 | -3.15 | -4.1338 | -4.7925 | -5.3712 | -6.2997
20191 | 2019 | 1 | H10 | 0% | 100% | 1132.8979 | 1137.6904 | -4.7925 | 63.1 | -3.15 | -4.1338 | -4.7925 | -5.3712 | -6.2997
20191 | 2019 | 1 | H11 | 0% | 100% | 1138.2677 | 1143.0602 | -4.7925 | 69 | -3.15 | -4.1338 | -4.7925 | -5.3712 | -6.2997
20191 | 2019 | 1 | H12 | 80.45% | 0% | 1077.4499 | 1009.3002 | 68.1497 | 73.1 | 44.7924 | 58.7828 | 68.1497 | 76.3789 | 89.5818
20191 | 2019 | 1 | H13 | 80.67% | 0% | 1048.6077 | 980.2675 | 68.3402 | 74.8 | 44.9176 | 58.9471 | 68.3402 | 76.5924 | 89.8322
20191 | 2019 | 1 | H14 | 106% | 0% | 966.4156 | 876.6152 | 89.8005 | 77 | 59.0227 | 77.4578 | 89.8005 | 100.644 | 118.0415
20191 | 2019 | 1 | H15 | 106.5% | 0% | 944.6597 | 854.4086 | 90.2511 | 77.2 | 59.3189 | 77.8465 | 90.2511 | 101.1491 | 118.6338
20191 | 2019 | 1 | H16 | 124% | 0% | 953.3636 | 848.2895 | 105.0741 | 76.7 | 69.0615 | 90.6321 | 105.0741 | 117.762 | 138.1184
20191 | 2019 | 1 | H17 | 106.1% | 0% | 1078.1665 | 988.3279 | 89.8386 | 75.1 | 59.0477 | 77.4906 | 89.8386 | 100.6867 | 118.0915
20191 | 2019 | 1 | H18 | 96.24% | 0% | 1430.2822 | 1348.7516 | 81.5306 | 69.8 | 53.5872 | 70.3246 | 81.5306 | 91.3755 | 107.1708
20191 | 2019 | 1 | H19 | 0% | 100% | 1636.1416 | 1640.9341 | -4.7925 | 64.5 | -3.15 | -4.1338 | -4.7925 | -5.3712 | -6.2997
20191 | 2019 | 1 | H20 | 0% | 100% | 1670.5279 | 1675.3204 | -4.7925 | 64.3 | -3.15 | -4.1338 | -4.7925 | -5.3712 | -6.2997
20191 | 2019 | 1 | H21 | 0% | 100% | 1597.1982 | 1601.9907 | -4.7925 | 61.6 | -3.15 | -4.1338 | -4.7925 | -5.3712 | -6.2997
20191 | 2019 | 1 | H22 | 0% | 100% | 1426.7825 | 1431.575 | -4.7925 | 61 | -3.15 | -4.1338 | -4.7925 | -5.3712 | -6.2997
20191 | 2019 | 1 | H23 | 0% | 100% | 1195.5897 | 1200.3822 | -4.7925 | 58.3 | -3.15 | -4.1338 | -4.7925 | -5.3712 | -6.2997
20191 | 2019 | 1 | H24 | 0% | 100% | 1006.1859 | 1010.9785 | -4.7925 | 55.3 | -3.15 | -4.1338 | -4.7925 | -5.3712 | -6.2997
20192 | 2019 | 2 | H1 | 0% | 100% | 660.9679 | 665.4866 | -4.5186 | 54.9 | -2.9699 | -3.8976 | -4.5186 | -5.0643 | -5.9397
20192 | 2019 | 2 | H2 | 0% | 100% | 587.4046 | 591.9232 | -4.5186 | 52.3 | -2.9699 | -3.8976 | -4.5186 | -5.0643 | -5.9397
20192 | 2019 | 2 | H3 | 0% | 100% | 561.6985 | 566.2171 | -4.5186 | 51.7 | -2.9699 | -3.8976 | -4.5186 | -5.0643 | -5.9397
20192 | 2019 | 2 | H4 | 0% | 100% | 554.7879 | 559.3066 | -4.5186 | 49.4 | -2.9699 | -3.8976 | -4.5186 | -5.0643 | -5.9397
20192 | 2019 | 2 | H5 | 0% | 100% | 571.7078 | 576.2265 | -4.5186 | 49.2 | -2.9699 | -3.8976 | -4.5186 | -5.0643 | -5.9397
20192 | 2019 | 2 | H6 | 0% | 100% | 608.6875 | 613.2061 | -4.5186 | 49.4 | -2.9699 | -3.8976 | -4.5186 | -5.0643 | -5.9397
20192 | 2019 | 2 | H7 | 0% | 100% | 738.3643 | 742.8829 | -4.5186 | 47.6 | -2.9699 | -3.8976 | -4.5186 | -5.0643 | -5.9397
20192 | 2019 | 2 | H8 | 0% | 100% | 854.3249 | 858.8435 | -4.5186 | 49.9 | -2.9699 | -3.8976 | -4.5186 | -5.0643 | -5.9397
20192 | 2019 | 2 | H9 | 0% | 100% | 969.5177 | 974.0363 | -4.5186 | 54.8 | -2.9699 | -3.8976 | -4.5186 | -5.0643 | -5.9397
20192 | 2019 | 2 | H10 | 0% | 100% | 1049.0122 | 1053.5308 | -4.5186 | 62.4 | -2.9699 | -3.8976 | -4.5186 | -5.0643 | -5.9397
20192 | 2019 | 2 | H11 | 0% | 100% | 1092.9517 | 1097.4703 | -4.5186 | 66.7 | -2.9699 | -3.8976 | -4.5186 | -5.0643 | -5.9397
20192 | 2019 | 2 | H12 | 80.45% | 0% | 1062.2948 | 998.0398 | 64.255 | 70.9 | 42.2326 | 55.4234 | 64.255 | 72.0139 | 84.4622
20192 | 2019 | 2 | H13 | 80.67% | 0% | 1040.5481 | 976.1135 | 64.4346 | 72.5 | 42.3506 | 55.5783 | 64.4346 | 72.2151 | 84.6983
20192 | 2019 | 2 | H14 | 106% | 0% | 976.5278 | 891.8594 | 84.6684 | 71.8 | 55.6496 | 73.0311 | 84.6684 | 94.8923 | 111.2954
20192 | 2019 | 2 | H15 | 106.5% | 0% | 912.442 | 827.3487 | 85.0933 | 72.1 | 55.9289 | 73.3976 | 85.0933 | 95.3685 | 111.8539
20192 | 2019 | 2 | H16 | 124% | 0% | 930.7939 | 831.7247 | 99.0692 | 71.3 | 65.1147 | 85.4525 | 99.0692 | 111.0319 | 130.225
20192 | 2019 | 2 | H17 | 106.1% | 0% | 970.5856 | 885.8813 | 84.7043 | 70.5 | 55.6732 | 73.0621 | 84.7043 | 94.9325 | 111.3426
20192 | 2019 | 2 | H18 | 96.24% | 0% | 1177.1917 | 1100.3205 | 76.8711 | 68 | 50.5247 | 66.3055 | 76.8711 | 86.1535 | 101.046
20192 | 2019 | 2 | H19 | 0% | 100% | 1433.4815 | 1438.0001 | -4.5186 | 63.5 | -2.9699 | -3.8976 | -4.5186 | -5.0643 | -5.9397
20192 | 2019 | 2 | H20 | 0% | 100% | 1413.0201 | 1417.5387 | -4.5186 | 60.9 | -2.9699 | -3.8976 | -4.5186 | -5.0643 | -5.9397
20192 | 2019 | 2 | H21 | 0% | 100% | 1350.7619 | 1355.2805 | -4.5186 | 57.3 | -2.9699 | -3.8976 | -4.5186 | -5.0643 | -5.9397
20192 | 2019 | 2 | H22 | 0% | 100% | 1184.4702 | 1188.9888 | -4.5186 | 55.3 | -2.9699 | -3.8976 | -4.5186 | -5.0643 | -5.9397
20192 | 2019 | 2 | H23 | 0% | 100% | 973.1297 | 977.6483 | -4.5186 | 52.8 | -2.9699 | -3.8976 | -4.5186 | -5.0643 | -5.9397
20192 | 2019 | 2 | H24 | 0% | 100% | 777.8755 | 782.3942 | -4.5186 | 51.5 | -2.9699 | -3.8976 | -4.5186 | -5.0643 | -5.9397
20193 | 2019 | 3 | H1 | 0% | 100% | 696.6588 | 700.3128 | -3.654 | 54.3 | -2.4016 | -3.1518 | -3.654 | -4.0952 | -4.8031
20193 | 2019 | 3 | H2 | 0% | 100% | 640.7498 | 644.4038 | -3.654 | 54.9 | -2.4016 | -3.1518 | -3.654 | -4.0952 | -4.8031
20193 | 2019 | 3 | H3 | 0% | 100% | 613.7532 | 617.4072 | -3.654 | 55.3 | -2.4016 | -3.1518 | -3.654 | -4.0952 | -4.8031
20193 | 2019 | 3 | H4 | 0% | 100% | 626.1927 | 629.8467 | -3.654 | 54.2 | -2.4016 | -3.1518 | -3.654 | -4.0952 | -4.8031
20193 | 2019 | 3 | H5 | 0% | 100% | 663.1807 | 666.8347 | -3.654 | 52.4 | -2.4016 | -3.1518 | -3.654 | -4.0952 | -4.8031
20193 | 2019 | 3 | H6 | 0% | 100% | 773.3929 | 777.0469 | -3.654 | 52.9 | -2.4016 | -3.1518 | -3.654 | -4.0952 | -4.8031
20193 | 2019 | 3 | H7 | 0% | 100% | 968.3397 | 971.9937 | -3.654 | 53.4 | -2.4016 | -3.1518 | -3.654 | -4.0952 | -4.8031
20193 | 2019 | 3 | H8 | 0% | 100% | 951.5253 | 955.1793 | -3.654 | 58.5 | -2.4016 | -3.1518 | -3.654 | -4.0952 | -4.8031
20193 | 2019 | 3 | H9 | 0% | 100% | 865.3416 | 868.9956 | -3.654 | 66.9 | -2.4016 | -3.1518 | -3.654 | -4.0952 | -4.8031
20193 | 2019 | 3 | H10 | 0% | 100% | 825.4325 | 829.0865 | -3.654 | 73.6 | -2.4016 | -3.1518 | -3.654 | -4.0952 | -4.8031
20193 | 2019 | 3 | H11 | 0% | 100% | 812.9563 | 816.6103 | -3.654 | 79.5 | -2.4016 | -3.1518 | -3.654 | -4.0952 | -4.8031
20193 | 2019 | 3 | H12 | 80.45% | 0% | 786.1936 | 734.2336 | 51.9599 | 82.4 | 34.1515 | 44.8183 | 51.9599 | 58.2342 | 68.3006
20193 | 2019 | 3 | H13 | 80.67% | 0% | 766.7915 | 714.6864 | 52.1052 | 82.6 | 34.2469 | 44.9435 | 52.1052 | 58.3969 | 68.4915
20193 | 2019 | 3 | H14 | 106% | 0% | 763.8314 | 695.3641 | 68.4673 | 82.7 | 45.0012 | 59.0568 | 68.4673 | 76.7349 | 89.9993
20193 | 2019 | 3 | H15 | 106.5% | 0% | 759.6045 | 690.7936 | 68.8109 | 82 | 45.227 | 59.3531 | 68.8109 | 77.1199 | 90.4509
20193 | 2019 | 3 | H16 | 124% | 0% | 769.8129 | 689.7004 | 80.1125 | 81.2 | 52.6552 | 69.1014 | 80.1125 | 89.7862 | 105.3068
20193 | 2019 | 3 | H17 | 106.1% | 0% | 844.4774 | 775.981 | 68.4963 | 79.2 | 45.0203 | 59.0818 | 68.4963 | 76.7674 | 90.0375
20193 | 2019 | 3 | H18 | 96.24% | 0% | 1026.7712 | 964.6092 | 62.162 | 76.7 | 40.8569 | 53.6181 | 62.162 | 69.6682 | 81.7111
20193 | 2019 | 3 | H19 | 0% | 100% | 1319.4389 | 1323.0929 | -3.654 | 72.3 | -2.4016 | -3.1518 | -3.654 | -4.0952 | -4.8031
20193 | 2019 | 3 | H20 | 0% | 100% | 1379.849 | 1383.503 | -3.654 | 68.7 | -2.4016 | -3.1518 | -3.654 | -4.0952 | -4.8031
20193 | 2019 | 3 | H21 | 0% | 100% | 1342.1671 | 1345.8211 | -3.654 | 63 | -2.4016 | -3.1518 | -3.654 | -4.0952 | -4.8031
20193 | 2019 | 3 | H22 | 0% | 100% | 1199.2499 | 1202.9039 | -3.654 | 60.5 | -2.4016 | -3.1518 | -3.654 | -4.0952 | -4.8031
20193 | 2019 | 3 | H23 | 0% | 100% | 994.7454 | 998.3994 | -3.654 | 57.4 | -2.4016 | -3.1518 | -3.654 | -4.0952 | -4.8031
20193 | 2019 | 3 | H24 | 0% | 100% | 801.8786 | 805.5326 | -3.654 | 56 | -2.4016 | -3.1518 | -3.654 | -4.0952 | -4.8031
20194 | 2019 | 4 | H1 | 0% | 100% | 540.0546 | 543.9424 | -3.8877 | 52.7 | -2.5553 | -3.3534 | -3.8877 | -4.3572 | -5.1104
20194 | 2019 | 4 | H2 | 0% | 100% | 507.1234 | 511.0112 | -3.8877 | 53.1 | -2.5553 | -3.3534 | -3.8877 | -4.3572 | -5.1104
20194 | 2019 | 4 | H3 | 0% | 100% | 501.5768 | 505.4646 | -3.8877 | 52.8 | -2.5553 | -3.3534 | -3.8877 | -4.3572 | -5.1104
20194 | 2019 | 4 | H4 | 0% | 100% | 520.5635 | 524.4512 | -3.8877 | 51.6 | -2.5553 | -3.3534 | -3.8877 | -4.3572 | -5.1104
20194 | 2019 | 4 | H5 | 0% | 100% | 577.5489 | 581.4366 | -3.8877 | 50.6 | -2.5553 | -3.3534 | -3.8877 | -4.3572 | -5.1104
20194 | 2019 | 4 | H6 | 0% | 100% | 719.6831 | 723.5709 | -3.8877 | 50.6 | -2.5553 | -3.3534 | -3.8877 | -4.3572 | -5.1104
20194 | 2019 | 4 | H7 | 0% | 100% | 766.4804 | 770.3681 | -3.8877 | 50.2 | -2.5553 | -3.3534 | -3.8877 | -4.3572 | -5.1104
20194 | 2019 | 4 | H8 | 0% | 100% | 750.5611 | 754.4488 | -3.8877 | 58.5 | -2.5553 | -3.3534 | -3.8877 | -4.3572 | -5.1104
20194 | 2019 | 4 | H9 | 0% | 100% | 769.5209 | 773.4086 | -3.8877 | 66.4 | -2.5553 | -3.3534 | -3.8877 | -4.3572 | -5.1104
20194 | 2019 | 4 | H10 | 0% | 100% | 795.6834 | 799.5711 | -3.8877 | 72.6 | -2.5553 | -3.3534 | -3.8877 | -4.3572 | -5.1104
20194 | 2019 | 4 | H11 | 0% | 100% | 785.4707 | 789.3584 | -3.8877 | 77.8 | -2.5553 | -3.3534 | -3.8877 | -4.3572 | -5.1104
20194 | 2019 | 4 | H12 | 80.45% | 0% | 787.0222 | 731.7385 | 55.2838 | 78.4 | 36.3361 | 47.6853 | 55.2838 | 61.9594 | 72.6697
20194 | 2019 | 4 | H13 | 80.67% | 0% | 770.4332 | 714.9949 | 55.4383 | 79.2 | 36.4377 | 47.8185 | 55.4383 | 62.1326 | 72.8728
20194 | 2019 | 4 | H14 | 106% | 0% | 777.4423 | 704.5952 | 72.8471 | 79.5 | 47.8799 | 62.8346 | 72.8471 | 81.6435 | 95.7565
20194 | 2019 | 4 | H15 | 106.5% | 0% | 808.2422 | 735.0295 | 73.2127 | 79.2 | 48.1201 | 63.1499 | 73.2127 | 82.0532 | 96.237
20194 | 2019 | 4 | H16 | 124% | 0% | 878.7515 | 793.5143 | 85.2372 | 78.4 | 56.0235 | 73.5218 | 85.2372 | 95.5298 | 112.0431
20194 | 2019 | 4 | H17 | 106.1% | 0% | 968.8991 | 896.0211 | 72.878 | 77.7 | 47.9002 | 62.8612 | 72.878 | 81.6781 | 95.7971
20194 | 2019 | 4 | H18 | 96.24% | 0% | 1092.4346 | 1026.2961 | 66.1385 | 75.1 | 43.4705 | 57.048 | 66.1385 | 74.1248 | 86.9381
20194 | 2019 | 4 | H19 | 0% | 100% | 1224.4353 | 1228.3231 | -3.8877 | 70.2 | -2.5553 | -3.3534 | -3.8877 | -4.3572 | -5.1104
20194 | 2019 | 4 | H20 | 0% | 100% | 1208.2565 | 1212.1442 | -3.8877 | 65.5 | -2.5553 | -3.3534 | -3.8877 | -4.3572 | -5.1104
20194 | 2019 | 4 | H21 | 0% | 100% | 1085.4819 | 1089.3696 | -3.8877 | 62.5 | -2.5553 | -3.3534 | -3.8877 | -4.3572 | -5.1104
20194 | 2019 | 4 | H22 | 0% | 100% | 899.5668 | 903.4546 | -3.8877 | 59.4 | -2.5553 | -3.3534 | -3.8877 | -4.3572 | -5.1104
20194 | 2019 | 4 | H23 | 0% | 100% | 720.4098 | 724.2975 | -3.8877 | 57.8 | -2.5553 | -3.3534 | -3.8877 | -4.3572 | -5.1104
20194 | 2019 | 4 | H24 | 0% | 100% | 598.0099 | 601.8977 | -3.8877 | 56.3 | -2.5553 | -3.3534 | -3.8877 | -4.3572 | -5.1104
20195 | 2019 | 5 | H1 | 0% | 100% | 614.9988 | 619.6033 | -4.6045 | 60.5 | -3.0264 | -3.9716 | -4.6045 | -5.1605 | -6.0525
20195 | 2019 | 5 | H2 | 0% | 100% | 562.6124 | 567.2169 | -4.6045 | 59.8 | -3.0264 | -3.9716 | -4.6045 | -5.1605 | -6.0525
20195 | 2019 | 5 | H3 | 0% | 100% | 537.6388 | 542.2433 | -4.6045 | 59 | -3.0264 | -3.9716 | -4.6045 | -5.1605 | -6.0525
20195 | 2019 | 5 | H4 | 0% | 100% | 532.9206 | 537.5251 | -4.6045 | 58.1 | -3.0264 | -3.9716 | -4.6045 | -5.1605 | -6.0525
20195 | 2019 | 5 | H5 | 0% | 100% | 554.0199 | 558.6243 | -4.6045 | 57.8 | -3.0264 | -3.9716 | -4.6045 | -5.1605 | -6.0525
20195 | 2019 | 5 | H6 | 0% | 100% | 621.4643 | 626.0688 | -4.6045 | 57.5 | -3.0264 | -3.9716 | -4.6045 | -5.1605 | -6.0525
20195 | 2019 | 5 | H7 | 0% | 100% | 695.2768 | 699.8813 | -4.6045 | 60.4 | -3.0264 | -3.9716 | -4.6045 | -5.1605 | -6.0525
20195 | 2019 | 5 | H8 | 0% | 100% | 831.4882 | 836.0927 | -4.6045 | 66.3 | -3.0264 | -3.9716 | -4.6045 | -5.1605 | -6.0525
20195 | 2019 | 5 | H9 | 0% | 100% | 944.5224 | 949.1269 | -4.6045 | 72.1 | -3.0264 | -3.9716 | -4.6045 | -5.1605 | -6.0525
20195 | 2019 | 5 | H10 | 0% | 100% | 1017.4082 | 1022.0126 | -4.6045 | 77.1 | -3.0264 | -3.9716 | -4.6045 | -5.1605 | -6.0525
20195 | 2019 | 5 | H11 | 0% | 100% | 1053.657 | 1058.2615 | -4.6045 | 81 | -3.0264 | -3.9716 | -4.6045 | -5.1605 | -6.0525
20195 | 2019 | 5 | H12 | 80.45% | 0% | 1043.6281 | 978.1523 | 65.4758 | 82.1 | 43.035 | 56.4764 | 65.4758 | 73.3821 | 86.067
20195 | 2019 | 5 | H13 | 80.67% | 0% | 1034.7243 | 969.0655 | 65.6588 | 82.9 | 43.1552 | 56.6343 | 65.6588 | 73.5872 | 86.3075
20195 | 2019 | 5 | H14 | 106% | 0% | 999.2341 | 912.957 | 86.2771 | 82.4 | 56.7069 | 74.4187 | 86.2771 | 96.6952 | 113.41
20195 | 2019 | 5 | H15 | 106.5% | 0% | 1012.3361 | 925.6261 | 86.71 | 81.9 | 56.9915 | 74.7921 | 86.71 | 97.1804 | 113.9791
20195 | 2019 | 5 | H16 | 124% | 0% | 1014.1773 | 913.2259 | 100.9514 | 80.7 | 66.3519 | 87.0761 | 100.9514 | 113.1415 | 132.6992
20195 | 2019 | 5 | H17 | 106.1% | 0% | 1046.96 | 960.6463 | 86.3137 | 79.9 | 56.731 | 74.4502 | 86.3137 | 96.7362 | 113.4581
20195 | 2019 | 5 | H18 | 96.24% | 0% | 1082.095 | 1003.7634 | 78.3316 | 77.7 | 51.4847 | 67.5653 | 78.3316 | 87.7903 | 102.9658
20195 | 2019 | 5 | H19 | 0% | 100% | 1150.4867 | 1155.0912 | -4.6045 | 75 | -3.0264 | -3.9716 | -4.6045 | -5.1605 | -6.0525
20195 | 2019 | 5 | H20 | 0% | 100% | 1272.5091 | 1277.1136 | -4.6045 | 70.2 | -3.0264 | -3.9716 | -4.6045 | -5.1605 | -6.0525
20195 | 2019 | 5 | H21 | 0% | 100% | 1168.9536 | 1173.5581 | -4.6045 | 65.7 | -3.0264 | -3.9716 | -4.6045 | -5.1605 | -6.0525
20195 | 2019 | 5 | H22 | 0% | 100% | 958.6115 | 963.216 | -4.6045 | 63.9 | -3.0264 | -3.9716 | -4.6045 | -5.1605 | -6.0525
20195 | 2019 | 5 | H23 | 0% | 100% | 763.4943 | 768.0988 | -4.6045 | 62 | -3.0264 | -3.9716 | -4.6045 | -5.1605 | -6.0525
20195 | 2019 | 5 | H24 | 0% | 100% | 609.344 | 613.9485 | -4.6045 | 60.5 | -3.0264 | -3.9716 | -4.6045 | -5.1605 | -6.0525
20196 | 2019 | 6 | H1 | 0% | 100% | 571.6186 | 575.7685 | -4.1499 | 62.1 | -2.7276 | -3.5795 | -4.1499 | -4.651 | -5.455
20196 | 2019 | 6 | H2 | 0% | 100% | 523.5575 | 527.7074 | -4.1499 | 61.6 | -2.7276 | -3.5795 | -4.1499 | -4.651 | -5.455
20196 | 2019 | 6 | H3 | 0% | 100% | 512.1183 | 516.2682 | -4.1499 | 61 | -2.7276 | -3.5795 | -4.1499 | -4.651 | -5.455
20196 | 2019 | 6 | H4 | 0% | 100% | 532.4079 | 536.5579 | -4.1499 | 60.3 | -2.7276 | -3.5795 | -4.1499 | -4.651 | -5.455
20196 | 2019 | 6 | H5 | 0% | 100% | 588.3699 | 592.5198 | -4.1499 | 60 | -2.7276 | -3.5795 | -4.1499 | -4.651 | -5.455
20196 | 2019 | 6 | H6 | 0% | 100% | 674.5176 | 678.6676 | -4.1499 | 59.8 | -2.7276 | -3.5795 | -4.1499 | -4.651 | -5.455
20196 | 2019 | 6 | H7 | 0% | 100% | 712.7208 | 716.8708 | -4.1499 | 60.3 | -2.7276 | -3.5795 | -4.1499 | -4.651 | -5.455
20196 | 2019 | 6 | H8 | 0% | 100% | 715.6648 | 719.8148 | -4.1499 | 64 | -2.7276 | -3.5795 | -4.1499 | -4.651 | -5.455
20196 | 2019 | 6 | H9 | 0% | 100% | 713.6968 | 717.8467 | -4.1499 | 69.8 | -2.7276 | -3.5795 | -4.1499 | -4.651 | -5.455
20196 | 2019 | 6 | H10 | 0% | 100% | 756.4191 | 760.5691 | -4.1499 | 74.6 | -2.7276 | -3.5795 | -4.1499 | -4.651 | -5.455
20196 | 2019 | 6 | H11 | 0% | 100% | 784.0988 | 788.2488 | -4.1499 | 77.5 | -2.7276 | -3.5795 | -4.1499 | -4.651 | -5.455
20196 | 2019 | 6 | H12 | 80.45% | 0% | 822.0638 | 763.0518 | 59.012 | 79.1 | 38.7865 | 50.9011 | 59.012 | 66.1378 | 77.5704
20196 | 2019 | 6 | H13 | 80.67% | 0% | 859.9885 | 800.8116 | 59.1769 | 80.2 | 38.8949 | 51.0433 | 59.1769 | 66.3226 | 77.7872
20196 | 2019 | 6 | H14 | 106% | 0% | 865.0529 | 787.2931 | 77.7598 | 79.8 | 51.1088 | 67.072 | 77.7598 | 87.1494 | 102.2141
20196 | 2019 | 6 | H15 | 106.5% | 0% | 937.3057 | 859.1557 | 78.15 | 80.7 | 51.3653 | 67.4086 | 78.15 | 87.5867 | 102.727
20196 | 2019 | 6 | H16 | 124% | 0% | 1006.512 | 915.5265 | 90.9855 | 80.4 | 59.8016 | 78.4799 | 90.9855 | 101.9721 | 119.5991
20196 | 2019 | 6 | H17 | 106.1% | 0% | 1063.2529 | 985.4602 | 77.7928 | 80 | 51.1305 | 67.1005 | 77.7928 | 87.1863 | 102.2575
20196 | 2019 | 6 | H18 | 96.24% | 0% | 1082.8291 | 1012.2304 | 70.5987 | 78.4 | 46.4021 | 60.8952 | 70.5987 | 79.1236 | 92.801
20196 | 2019 | 6 | H19 | 0% | 100% | 1116.8782 | 1121.0281 | -4.1499 | 75.6 | -2.7276 | -3.5795 | -4.1499 | -4.651 | -5.455
20196 | 2019 | 6 | H20 | 0% | 100% | 1210.53 | 1214.6799 | -4.1499 | 70.3 | -2.7276 | -3.5795 | -4.1499 | -4.651 | -5.455
20196 | 2019 | 6 | H21 | 0% | 100% | 1171.9125 | 1176.0624 | -4.1499 | 68.5 | -2.7276 | -3.5795 | -4.1499 | -4.651 | -5.455
20196 | 2019 | 6 | H22 | 0% | 100% | 997.6727 | 1001.8226 | -4.1499 | 66.2 | -2.7276 | -3.5795 | -4.1499 | -4.651 | -5.455
20196 | 2019 | 6 | H23 | 0% | 100% | 791.2448 | 795.3947 | -4.1499 | 64.6 | -2.7276 | -3.5795 | -4.1499 | -4.651 | -5.455
20196 | 2019 | 6 | H24 | 0% | 100% | 648.9201 | 653.07 | -4.1499 | 64 | -2.7276 | -3.5795 | -4.1499 | -4.651 | -5.455
20196 | 2019 | 6 | H1 | 0% | 100% | 775.39 | 779.54 | -4.1499 | 69.3 | -2.7276 | -3.5795 | -4.1499 | -4.651 | -5.455
20197 | 2019 | 7 | H2 | 0% | 100% | 705.8106 | 712.2113 | -6.4007 | 68.2 | -4.2069 | -5.5209 | -6.4007 | -7.1736 | -8.4136
20197 | 2019 | 7 | H3 | 0% | 100% | 680.8917 | 687.2924 | -6.4007 | 68.1 | -4.2069 | -5.5209 | -6.4007 | -7.1736 | -8.4136
20197 | 2019 | 7 | H4 | 0% | 100% | 673.6861 | 680.0867 | -6.4007 | 68.3 | -4.2069 | -5.5209 | -6.4007 | -7.1736 | -8.4136
20197 | 2019 | 7 | H5 | 0% | 100% | 704.4596 | 710.8603 | -6.4007 | 68.1 | -4.2069 | -5.5209 | -6.4007 | -7.1736 | -8.4136
20197 | 2019 | 7 | H6 | 0% | 100% | 776.2308 | 782.6315 | -6.4007 | 67.7 | -4.2069 | -5.5209 | -6.4007 | -7.1736 | -8.4136
20197 | 2019 | 7 | H7 | 0% | 100% | 820.2407 | 826.6414 | -6.4007 | 69 | -4.2069 | -5.5209 | -6.4007 | -7.1736 | -8.4136
20197 | 2019 | 7 | H8 | 0% | 100% | 895.053 | 901.4537 | -6.4007 | 72.5 | -4.2069 | -5.5209 | -6.4007 | -7.1736 | -8.4136
20197 | 2019 | 7 | H9 | 0% | 100% | 994.1425 | 1000.5431 | -6.4007 | 76.3 | -4.2069 | -5.5209 | -6.4007 | -7.1736 | -8.4136
20197 | 2019 | 7 | H10 | 0% | 100% | 1088.7663 | 1095.167 | -6.4007 | 80.6 | -4.2069 | -5.5209 | -6.4007 | -7.1736 | -8.4136
20197 | 2019 | 7 | H11 | 0% | 100% | 1174.5319 | 1180.9325 | -6.4007 | 83.4 | -4.2069 | -5.5209 | -6.4007 | -7.1736 | -8.4136
20197 | 2019 | 7 | H12 | 80.45% | 0% | 1275.4438 | 1184.4261 | 91.0177 | 84.7 | 59.8227 | 78.5077 | 91.0177 | 102.0082 | 119.6414
20197 | 2019 | 7 | H13 | 80.67% | 0% | 1375.6251 | 1284.353 | 91.2721 | 85.5 | 59.99 | 78.7271 | 91.2721 | 102.2933 | 119.9758
20197 | 2019 | 7 | H14 | 106% | 0% | 1440.9659 | 1321.0324 | 119.9335 | 85.4 | 78.8281 | 103.4492 | 119.9335 | 134.4157 | 157.6509
20197 | 2019 | 7 | H15 | 106.5% | 0% | 1534.1539 | 1413.6186 | 120.5353 | 84 | 79.2237 | 103.9683 | 120.5353 | 135.0902 | 158.442
20197 | 2019 | 7 | H16 | 124% | 0% | 1584.7047 | 1444.3724 | 140.3323 | 82.6 | 92.2355 | 121.0442 | 140.3323 | 157.2776 | 184.4647
20197 | 2019 | 7 | H17 | 106.1% | 0% | 1629.8288 | 1509.8444 | 119.9843 | 81.5 | 78.8615 | 103.493 | 119.9843 | 134.4726 | 157.7177
20197 | 2019 | 7 | H18 | 96.24% | 0% | 1597.048 | 1488.1594 | 108.8886 | 80.9 | 71.5687 | 93.9223 | 108.8886 | 122.037 | 143.1325
20197 | 2019 | 7 | H19 | 0% | 100% | 1545.6145 | 1552.0152 | -6.4007 | 78.5 | -4.2069 | -5.5209 | -6.4007 | -7.1736 | -8.4136
20197 | 2019 | 7 | H20 | 0% | 100% | 1593.0949 | 1599.4956 | -6.4007 | 73.9 | -4.2069 | -5.5209 | -6.4007 | -7.1736 | -8.4136
20197 | 2019 | 7 | H21 | 0% | 100% | 1514.2643 | 1520.665 | -6.4007 | 71.1 | -4.2069 | -5.5209 | -6.4007 | -7.1736 | -8.4136
20197 | 2019 | 7 | H22 | 0% | 100% | 1318.8066 | 1325.2073 | -6.4007 | 69.8 | -4.2069 | -5.5209 | -6.4007 | -7.1736 | -8.4136
20197 | 2019 | 7 | H23 | 0% | 100% | 1076.1737 | 1082.5744 | -6.4007 | 68.5 | -4.2069 | -5.5209 | -6.4007 | -7.1736 | -8.4136
20197 | 2019 | 7 | H24 | 0% | 100% | 870.7752 | 877.1758 | -6.4007 | 67.5 | -4.2069 | -5.5209 | -6.4007 | -7.1736 | -8.4136
20198 | 2019 | 8 | H1 | 0% | 100% | 747.8168 | 754.0816 | -6.2648 | 69 | -4.1176 | -5.4037 | -6.2648 | -7.0213 | -8.235
20198 | 2019 | 8 | H2 | 0% | 100% | 690.0174 | 696.2822 | -6.2648 | 68.2 | -4.1176 | -5.4037 | -6.2648 | -7.0213 | -8.235
20198 | 2019 | 8 | H3 | 0% | 100% | 667.0797 | 673.3445 | -6.2648 | 68 | -4.1176 | -5.4037 | -6.2648 | -7.0213 | -8.235
20198 | 2019 | 8 | H4 | 0% | 100% | 678.3757 | 684.6405 | -6.2648 | 67.3 | -4.1176 | -5.4037 | -6.2648 | -7.0213 | -8.235
20198 | 2019 | 8 | H5 | 0% | 100% | 727.5869 | 733.8517 | -6.2648 | 66.8 | -4.1176 | -5.4037 | -6.2648 | -7.0213 | -8.235
20198 | 2019 | 8 | H6 | 0% | 100% | 803.2444 | 809.5092 | -6.2648 | 66.4 | -4.1176 | -5.4037 | -6.2648 | -7.0213 | -8.235
20198 | 2019 | 8 | H7 | 0% | 100% | 830.8988 | 837.1636 | -6.2648 | 67.4 | -4.1176 | -5.4037 | -6.2648 | -7.0213 | -8.235
20198 | 2019 | 8 | H8 | 0% | 100% | 856.7545 | 863.0193 | -6.2648 | 71.3 | -4.1176 | -5.4037 | -6.2648 | -7.0213 | -8.235
20198 | 2019 | 8 | H9 | 0% | 100% | 936.4318 | 942.6966 | -6.2648 | 76.7 | -4.1176 | -5.4037 | -6.2648 | -7.0213 | -8.235
20198 | 2019 | 8 | H10 | 0% | 100% | 1057.7382 | 1064.0029 | -6.2648 | 80.5 | -4.1176 | -5.4037 | -6.2648 | -7.0213 | -8.235
20198 | 2019 | 8 | H11 | 0% | 100% | 1162.8245 | 1169.0893 | -6.2648 | 83.4 | -4.1176 | -5.4037 | -6.2648 | -7.0213 | -8.235
20198 | 2019 | 8 | H12 | 80.45% | 0% | 1254.4331 | 1165.3478 | 89.0853 | 84.8 | 58.5527 | 76.8409 | 89.0853 | 99.8425 | 117.1014
20198 | 2019 | 8 | H13 | 80.67% | 0% | 1343.4775 | 1254.1432 | 89.3343 | 85.1 | 58.7163 | 77.0557 | 89.3343 | 100.1216 | 117.4287
20198 | 2019 | 8 | H14 | 106% | 0% | 1406.241 | 1288.8538 | 117.3872 | 85.7 | 77.1545 | 101.2529 | 117.3872 | 131.5619 | 154.3038
20198 | 2019 | 8 | H15 | 106.5% | 0% | 1472.3202 | 1354.3439 | 117.9763 | 86.8 | 77.5417 | 101.761 | 117.9763 | 132.2221 | 155.0781
20198 | 2019 | 8 | H16 | 124% | 0% | 1550.1472 | 1412.7943 | 137.3529 | 86.4 | 90.2773 | 118.4744 | 137.3529 | 153.9385 | 180.5484
20198 | 2019 | 8 | H17 | 106.1% | 0% | 1613.1803 | 1495.7433 | 117.437 | 84.5 | 77.1872 | 101.2958 | 117.437 | 131.6177 | 154.3692
20198 | 2019 | 8 | H18 | 96.24% | 0% | 1588.1138 | 1481.537 | 106.5768 | 81.2 | 70.0492 | 91.9283 | 106.5768 | 119.4461 | 140.0937
20198 | 2019 | 8 | H19 | 0% | 100% | 1585.8332 | 1592.098 | -6.2648 | 77.3 | -4.1176 | -5.4037 | -6.2648 | -7.0213 | -8.235
20198 | 2019 | 8 | H20 | 0% | 100% | 1652.354 | 1658.6188 | -6.2648 | 73.5 | -4.1176 | -5.4037 | -6.2648 | -7.0213 | -8.235
20198 | 2019 | 8 | H21 | 0% | 100% | 1523.8562 | 1530.121 | -6.2648 | 72.2 | -4.1176 | -5.4037 | -6.2648 | -7.0213 | -8.235
20198 | 2019 | 8 | H22 | 0% | 100% | 1286.8333 | 1293.0981 | -6.2648 | 70.6 | -4.1176 | -5.4037 | -6.2648 | -7.0213 | -8.235
20198 | 2019 | 8 | H23 | 0% | 100% | 1046.6927 | 1052.9575 | -6.2648 | 70.3 | -4.1176 | -5.4037 | -6.2648 | -7.0213 | -8.235
20198 | 2019 | 8 | H24 | 0% | 100% | 857.8851 | 864.1499 | -6.2648 | 68.9 | -4.1176 | -5.4037 | -6.2648 | -7.0213 | -8.235
20199 | 2019 | 9 | H1 | 0% | 100% | 671.4248 | 677.1918 | -5.767 | 65.3 | -3.7904 | -4.9743 | -5.767 | -6.4634 | -7.5806
20199 | 2019 | 9 | H2 | 0% | 100% | 639.7606 | 645.5276 | -5.767 | 64.6 | -3.7904 | -4.9743 | -5.767 | -6.4634 | -7.5806
20199 | 2019 | 9 | H3 | 0% | 100% | 633.9686 | 639.7356 | -5.767 | 64.5 | -3.7904 | -4.9743 | -5.767 | -6.4634 | -7.5806
20199 | 2019 | 9 | H4 | 0% | 100% | 655.8666 | 661.6336 | -5.767 | 64 | -3.7904 | -4.9743 | -5.767 | -6.4634 | -7.5806
20199 | 2019 | 9 | H5 | 0% | 100% | 728.6749 | 734.4419 | -5.767 | 64.1 | -3.7904 | -4.9743 | -5.767 | -6.4634 | -7.5806
20199 | 2019 | 9 | H6 | 0% | 100% | 836.3128 | 842.0798 | -5.767 | 63.7 | -3.7904 | -4.9743 | -5.767 | -6.4634 | -7.5806
20199 | 2019 | 9 | H7 | 0% | 100% | 877.57 | 883.337 | -5.767 | 64.3 | -3.7904 | -4.9743 | -5.767 | -6.4634 | -7.5806
20199 | 2019 | 9 | H8 | 0% | 100% | 878.4684 | 884.2354 | -5.767 | 69.6 | -3.7904 | -4.9743 | -5.767 | -6.4634 | -7.5806
20199 | 2019 | 9 | H9 | 0% | 100% | 871.529 | 877.296 | -5.767 | 77.9 | -3.7904 | -4.9743 | -5.767 | -6.4634 | -7.5806
20199 | 2019 | 9 | H10 | 0% | 100% | 927.4529 | 933.2199 | -5.767 | 84.5 | -3.7904 | -4.9743 | -5.767 | -6.4634 | -7.5806
20199 | 2019 | 9 | H11 | 0% | 100% | 999.6124 | 1005.3794 | -5.767 | 87.7 | -3.7904 | -4.9743 | -5.767 | -6.4634 | -7.5806
20199 | 2019 | 9 | H12 | 80.45% | 0% | 1099.8405 | 1017.8338 | 82.0066 | 89.6 | 53.9001 | 70.7352 | 82.0066 | 91.909 | 107.7965
20199 | 2019 | 9 | H13 | 80.67% | 0% | 1187.5639 | 1105.3281 | 82.2358 | 89.3 | 54.0507 | 70.9329 | 82.2358 | 92.1659 | 108.0978
20199 | 2019 | 9 | H14 | 106% | 0% | 1286.0332 | 1177.9735 | 108.0597 | 89 | 71.0238 | 93.2073 | 108.0597 | 121.108 | 142.0429
20199 | 2019 | 9 | H15 | 106.5% | 0% | 1409.1959 | 1300.594 | 108.6019 | 88.9 | 71.3802 | 93.675 | 108.6019 | 121.7158 | 142.7556
20199 | 2019 | 9 | H16 | 124% | 0% | 1493.3899 | 1366.9511 | 126.4389 | 89 | 83.1039 | 109.0604 | 126.4389 | 141.7066 | 166.2021
20199 | 2019 | 9 | H17 | 106.1% | 0% | 1548.0729 | 1439.9674 | 108.1055 | 87.3 | 71.054 | 93.2468 | 108.1055 | 121.1594 | 142.1031
20199 | 2019 | 9 | H18 | 96.24% | 0% | 1655.5142 | 1557.406 | 98.1082 | 85 | 64.4831 | 84.6237 | 98.1082 | 109.9549 | 128.9618
20199 | 2019 | 9 | H19 | 0% | 100% | 1731.737 | 1737.504 | -5.767 | 81.6 | -3.7904 | -4.9743 | -5.767 | -6.4634 | -7.5806
20199 | 2019 | 9 | H20 | 0% | 100% | 1633.2171 | 1638.9841 | -5.767 | 79.2 | -3.7904 | -4.9743 | -5.767 | -6.4634 | -7.5806
20199 | 2019 | 9 | H21 | 0% | 100% | 1456.9024 | 1462.6694 | -5.767 | 76.6 | -3.7904 | -4.9743 | -5.767 | -6.4634 | -7.5806
20199 | 2019 | 9 | H22 | 0% | 100% | 1223.8453 | 1229.6123 | -5.767 | 75.2 | -3.7904 | -4.9743 | -5.767 | -6.4634 | -7.5806
20199 | 2019 | 9 | H23 | 0% | 100% | 1005.9041 | 1011.6711 | -5.767 | 72.4 | -3.7904 | -4.9743 | -5.767 | -6.4634 | -7.5806
20199 | 2019 | 9 | H24 | 0% | 100% | 860.7005 | 866.4675 | -5.767 | 72 | -3.7904 | -4.9743 | -5.767 | -6.4634 | -7.5806
201910 | 2019 | 10 | H1 | 0% | 100% | 573.0387 | 577.8111 | -4.7723 | 66.5 | -3.1367 | -4.1164 | -4.7723 | -5.3486 | -6.2731
201910 | 2019 | 10 | H2 | 0% | 100% | 542.3931 | 547.1654 | -4.7723 | 65.4 | -3.1367 | -4.1164 | -4.7723 | -5.3486 | -6.2731
201910 | 2019 | 10 | H3 | 0% | 100% | 535.8247 | 540.597 | -4.7723 | 64.9 | -3.1367 | -4.1164 | -4.7723 | -5.3486 | -6.2731
201910 | 2019 | 10 | H4 | 0% | 100% | 537.3392 | 542.1115 | -4.7723 | 64.3 | -3.1367 | -4.1164 | -4.7723 | -5.3486 | -6.2731
201910 | 2019 | 10 | H5 | 0% | 100% | 599.2632 | 604.0355 | -4.7723 | 63.8 | -3.1367 | -4.1164 | -4.7723 | -5.3486 | -6.2731
201910 | 2019 | 10 | H6 | 0% | 100% | 759.8783 | 764.6506 | -4.7723 | 62.8 | -3.1367 | -4.1164 | -4.7723 | -5.3486 | -6.2731
201910 | 2019 | 10 | H7 | 0% | 100% | 762.1896 | 766.9619 | -4.7723 | 61.4 | -3.1367 | -4.1164 | -4.7723 | -5.3486 | -6.2731
201910 | 2019 | 10 | H8 | 0% | 100% | 729.8601 | 734.6324 | -4.7723 | 68.1 | -3.1367 | -4.1164 | -4.7723 | -5.3486 | -6.2731
201910 | 2019 | 10 | H9 | 0% | 100% | 756.7806 | 761.5529 | -4.7723 | 76.2 | -3.1367 | -4.1164 | -4.7723 | -5.3486 | -6.2731
201910 | 2019 | 10 | H10 | 0% | 100% | 820.5732 | 825.3456 | -4.7723 | 82.5 | -3.1367 | -4.1164 | -4.7723 | -5.3486 | -6.2731
201910 | 2019 | 10 | H11 | 0% | 100% | 872.0225 | 876.7948 | -4.7723 | 87.1 | -3.1367 | -4.1164 | -4.7723 | -5.3486 | -6.2731
201910 | 2019 | 10 | H12 | 80.45% | 0% | 928.46 | 860.5976 | 67.8624 | 89.1 | 44.6036 | 58.535 | 67.8624 | 76.0569 | 89.2041
201910 | 2019 | 10 | H13 | 80.67% | 0% | 998.8065 | 930.7544 | 68.052 | 89.4 | 44.7282 | 58.6986 | 68.052 | 76.2694 | 89.4534
201910 | 2019 | 10 | H14 | 106% | 0% | 1090.6264 | 1001.2045 | 89.4219 | 89.2 | 58.7739 | 77.1312 | 89.4219 | 100.2197 | 117.5438
201910 | 2019 | 10 | H15 | 106.5% | 0% | 1159.482 | 1069.6114 | 89.8706 | 88.4 | 59.0688 | 77.5183 | 89.8706 | 100.7226 | 118.1336
201910 | 2019 | 10 | H16 | 124% | 0% | 1199.9791 | 1095.348 | 104.6311 | 87.1 | 68.7704 | 90.25 | 104.6311 | 117.2655 | 137.5361
201910 | 2019 | 10 | H17 | 106.1% | 0% | 1217.9517 | 1128.4919 | 89.4598 | 84 | 58.7988 | 77.1639 | 89.4598 | 100.2622 | 117.5936
201910 | 2019 | 10 | H18 | 96.24% | 0% | 1304.0559 | 1222.8691 | 81.1868 | 81.2 | 53.3613 | 70.028 | 81.1868 | 90.9903 | 106.7189
201910 | 2019 | 10 | H19 | 0% | 100% | 1401.1867 | 1405.9591 | -4.7723 | 75.5 | -3.1367 | -4.1164 | -4.7723 | -5.3486 | -6.2731
201910 | 2019 | 10 | H20 | 0% | 100% | 1356.3328 | 1361.1051 | -4.7723 | 71 | -3.1367 | -4.1164 | -4.7723 | -5.3486 | -6.2731
201910 | 2019 | 10 | H21 | 0% | 100% | 1229.5388 | 1234.3111 | -4.7723 | 68.3 | -3.1367 | -4.1164 | -4.7723 | -5.3486 | -6.2731
201910 | 2019 | 10 | H22 | 0% | 100% | 1004.5322 | 1009.3045 | -4.7723 | 66.2 | -3.1367 | -4.1164 | -4.7723 | -5.3486 | -6.2731
201910 | 2019 | 10 | H23 | 0% | 100% | 806.3153 | 811.0876 | -4.7723 | 63.7 | -3.1367 | -4.1164 | -4.7723 | -5.3486 | -6.2731
201911 | 2019 | 11 | H24 | 0% | 100% | 672.51 | 676.1055 | -3.5955 | 62.1 | -2.3632 | -3.1013 | -3.5955 | -4.0296 | -4.7262
201911 | 2019 | 11 | H1 | 0% | 100% | 643.237 | 646.8325 | -3.5955 | 60 | -2.3632 | -3.1013 | -3.5955 | -4.0296 | -4.7262
201911 | 2019 | 11 | H2 | 0% | 100% | 577.351 | 580.9465 | -3.5955 | 58.9 | -2.3632 | -3.1013 | -3.5955 | -4.0296 | -4.7262
201911 | 2019 | 11 | H3 | 0% | 100% | 552.9468 | 556.5422 | -3.5955 | 58.5 | -2.3632 | -3.1013 | -3.5955 | -4.0296 | -4.7262
201911 | 2019 | 11 | H4 | 0% | 100% | 549.5898 | 553.1852 | -3.5955 | 57.1 | -2.3632 | -3.1013 | -3.5955 | -4.0296 | -4.7262
201911 | 2019 | 11 | H5 | 0% | 100% | 577.2577 | 580.8532 | -3.5955 | 57.2 | -2.3632 | -3.1013 | -3.5955 | -4.0296 | -4.7262
201911 | 2019 | 11 | H6 | 0% | 100% | 676.2819 | 679.8773 | -3.5955 | 56.7 | -2.3632 | -3.1013 | -3.5955 | -4.0296 | -4.7262
201911 | 2019 | 11 | H7 | 0% | 100% | 839.6556 | 843.251 | -3.5955 | 55.4 | -2.3632 | -3.1013 | -3.5955 | -4.0296 | -4.7262
201911 | 2019 | 11 | H8 | 0% | 100% | 853.0172 | 856.6126 | -3.5955 | 57.8 | -2.3632 | -3.1013 | -3.5955 | -4.0296 | -4.7262
201911 | 2019 | 11 | H9 | 0% | 100% | 805.1149 | 808.7104 | -3.5955 | 68.4 | -2.3632 | -3.1013 | -3.5955 | -4.0296 | -4.7262
201911 | 2019 | 11 | H10 | 0% | 100% | 778.5167 | 782.1122 | -3.5955 | 75.5 | -2.3632 | -3.1013 | -3.5955 | -4.0296 | -4.7262
201911 | 2019 | 11 | H11 | 0% | 100% | 743.9167 | 747.5122 | -3.5955 | 80.7 | -2.3632 | -3.1013 | -3.5955 | -4.0296 | -4.7262
201911 | 2019 | 11 | H12 | 80.45% | 0% | 730.3162 | 679.1884 | 51.1278 | 83 | 33.6045 | 44.1005 | 51.1278 | 57.3015 | 67.2067
201911 | 2019 | 11 | H13 | 80.67% | 0% | 712.9026 | 661.6319 | 51.2707 | 84.5 | 33.6984 | 44.2237 | 51.2707 | 57.4617 | 67.3945
201911 | 2019 | 11 | H14 | 106% | 0% | 697.0395 | 629.6687 | 67.3708 | 83.6 | 44.2805 | 58.1109 | 67.3708 | 75.5059 | 88.5579
201911 | 2019 | 11 | H15 | 106.5% | 0% | 685.9993 | 618.2905 | 67.7088 | 82.2 | 44.5027 | 58.4026 | 67.7088 | 75.8848 | 89.0023
201911 | 2019 | 11 | H16 | 124% | 0% | 717.9978 | 639.1683 | 78.8295 | 81.8 | 51.8119 | 67.9947 | 78.8295 | 88.3482 | 103.6202
201911 | 2019 | 11 | H17 | 106.1% | 0% | 863.9072 | 796.5078 | 67.3993 | 78.3 | 44.2992 | 58.1356 | 67.3993 | 75.5379 | 88.5954
201911 | 2019 | 11 | H18 | 96.24% | 0% | 1217.7501 | 1156.5836 | 61.1665 | 72.6 | 40.2026 | 52.7594 | 61.1665 | 68.5524 | 80.4024
201911 | 2019 | 11 | H19 | 0% | 100% | 1349.7165 | 1353.3119 | -3.5955 | 69.4 | -2.3632 | -3.1013 | -3.5955 | -4.0296 | -4.7262
201911 | 2019 | 11 | H20 | 0% | 100% | 1378.6102 | 1382.2057 | -3.5955 | 66 | -2.3632 | -3.1013 | -3.5955 | -4.0296 | -4.7262
201911 | 2019 | 11 | H21 | 0% | 100% | 1329.1633 | 1332.7588 | -3.5955 | 64.6 | -2.3632 | -3.1013 | -3.5955 | -4.0296 | -4.7262
201911 | 2019 | 11 | H22 | 0% | 100% | 1182.9447 | 1186.5402 | -3.5955 | 63.6 | -2.3632 | -3.1013 | -3.5955 | -4.0296 | -4.7262
201911 | 2019 | 11 | H23 | 0% | 100% | 963.26 | 966.8555 | -3.5955 | 62 | -2.3632 | -3.1013 | -3.5955 | -4.0296 | -4.7262
201911 | 2019 | 11 | H24 | 0% | 100% | 777.6243 | 781.2198 | -3.5955 | 60.2 | -2.3632 | -3.1013 | -3.5955 | -4.0296 | -4.7262
201912 | 2019 | 12 | H1 | 0% | 100% | 821.991 | 826.1186 | -4.1276 | 52.8 | -2.7129 | -3.5603 | -4.1276 | -4.626 | -5.4257
201912 | 2019 | 12 | H2 | 0% | 100% | 735.7955 | 739.9231 | -4.1276 | 52.1 | -2.7129 | -3.5603 | -4.1276 | -4.626 | -5.4257
201912 | 2019 | 12 | H3 | 0% | 100% | 704.9866 | 709.1142 | -4.1276 | 50.9 | -2.7129 | -3.5603 | -4.1276 | -4.626 | -5.4257
201912 | 2019 | 12 | H4 | 0% | 100% | 704.3739 | 708.5015 | -4.1276 | 49.2 | -2.7129 | -3.5603 | -4.1276 | -4.626 | -5.4257
201912 | 2019 | 12 | H5 | 0% | 100% | 735.9059 | 740.0335 | -4.1276 | 47.7 | -2.7129 | -3.5603 | -4.1276 | -4.626 | -5.4257
201912 | 2019 | 12 | H6 | 0% | 100% | 839.1754 | 843.303 | -4.1276 | 47.3 | -2.7129 | -3.5603 | -4.1276 | -4.626 | -5.4257
201912 | 2019 | 12 | H7 | 0% | 100% | 1037.2859 | 1041.4135 | -4.1276 | 48.1 | -2.7129 | -3.5603 | -4.1276 | -4.626 | -5.4257
201912 | 2019 | 12 | H8 | 0% | 100% | 1039.176 | 1043.3036 | -4.1276 | 46.3 | -2.7129 | -3.5603 | -4.1276 | -4.626 | -5.4257
201912 | 2019 | 12 | H9 | 0% | 100% | 944.5387 | 948.6663 | -4.1276 | 51.6 | -2.7129 | -3.5603 | -4.1276 | -4.626 | -5.4257
201912 | 2019 | 12 | H10 | 0% | 100% | 879.8859 | 884.0135 | -4.1276 | 60.8 | -2.7129 | -3.5603 | -4.1276 | -4.626 | -5.4257
201912 | 2019 | 12 | H11 | 0% | 100% | 843.5122 | 847.6398 | -4.1276 | 66.3 | -2.7129 | -3.5603 | -4.1276 | -4.626 | -5.4257
201912 | 2019 | 12 | H12 | 80.45% | 0% | 828.9622 | 770.2678 | 58.6943 | 70.7 | 38.5777 | 50.6271 | 58.6943 | 65.7818 | 77.1529
201912 | 2019 | 12 | H13 | 80.67% | 0% | 807.2296 | 748.3712 | 58.8584 | 73 | 38.6856 | 50.7686 | 58.8584 | 65.9656 | 77.3685
201912 | 2019 | 12 | H14 | 106% | 0% | 813.8302 | 736.489 | 77.3412 | 71.3 | 50.8337 | 66.711 | 77.3412 | 86.6803 | 101.6639
201912 | 2019 | 12 | H15 | 106.5% | 0% | 780.8506 | 703.1213 | 77.7293 | 69.7 | 51.0888 | 67.0458 | 77.7293 | 87.1153 | 102.1741
201912 | 2019 | 12 | H16 | 124% | 0% | 781.09 | 690.5943 | 90.4957 | 68.7 | 59.4797 | 78.0575 | 90.4957 | 101.4232 | 118.9553
201912 | 2019 | 12 | H17 | 106.1% | 0% | 991.6968 | 914.3228 | 77.374 | 67.9 | 50.8552 | 66.7393 | 77.374 | 86.717 | 101.707
201912 | 2019 | 12 | H18 | 96.24% | 0% | 1454.8523 | 1384.6336 | 70.2187 | 62.3 | 46.1523 | 60.5674 | 70.2187 | 78.6977 | 92.3015
201912 | 2019 | 12 | H19 | 0% | 100% | 1647.6357 | 1651.7633 | -4.1276 | 57 | -2.7129 | -3.5603 | -4.1276 | -4.626 | -5.4257
201912 | 2019 | 12 | H20 | 0% | 100% | 1634.3869 | 1638.5145 | -4.1276 | 54.7 | -2.7129 | -3.5603 | -4.1276 | -4.626 | -5.4257
201912 | 2019 | 12 | H21 | 0% | 100% | 1581.148 | 1585.2756 | -4.1276 | 51.5 | -2.7129 | -3.5603 | -4.1276 | -4.626 | -5.4257
201912 | 2019 | 12 | H22 | 0% | 100% | 1430.6625 | 1434.7901 | -4.1276 | 50.1 | -2.7129 | -3.5603 | -4.1276 | -4.626 | -5.4257
201912 | 2019 | 12 | H23 | 0% | 100% | 1173.9053 | 1178.0329 | -4.1276 | 48.3 | -2.7129 | -3.5603 | -4.1276 | -4.626 | -5.4257
201912 | 2019 | 12 | H24 | 0% | 100% | 952.1603 | 956.2879 | -4.1276 | 47.5 | -2.7129 | -3.5603 | -4.1276 | -4.626 | -5.4257
20201 | 2020 | 1 | H1 | 0% | 100% | 877.147 | 881.9682 | -4.8213 | 52.1 | -3.1689 | -4.1586 | -4.8213 | -5.4034 | -6.3375
20201 | 2020 | 1 | H2 | 0% | 100% | 826.9104 | 831.7317 | -4.8213 | 53 | -3.1689 | -4.1586 | -4.8213 | -5.4034 | -6.3375
20201 | 2020 | 1 | H3 | 0% | 100% | 792.5165 | 797.3377 | -4.8213 | 52.9 | -3.1689 | -4.1586 | -4.8213 | -5.4034 | -6.3375
20201 | 2020 | 1 | H4 | 0% | 100% | 787.1323 | 791.9536 | -4.8213 | 51.5 | -3.1689 | -4.1586 | -4.8213 | -5.4034 | -6.3375
20201 | 2020 | 1 | H5 | 0% | 100% | 830.6777 | 835.499 | -4.8213 | 51.6 | -3.1689 | -4.1586 | -4.8213 | -5.4034 | -6.3375
20201 | 2020 | 1 | H6 | 0% | 100% | 917.2485 | 922.0698 | -4.8213 | 53.2 | -3.1689 | -4.1586 | -4.8213 | -5.4034 | -6.3375
20201 | 2020 | 1 | H7 | 0% | 100% | 1038.1868 | 1043.0081 | -4.8213 | 52.2 | -3.1689 | -4.1586 | -4.8213 | -5.4034 | -6.3375
20201 | 2020 | 1 | H8 | 0% | 100% | 1153.028 | 1157.8493 | -4.8213 | 51.8 | -3.1689 | -4.1586 | -4.8213 | -5.4034 | -6.3375
20201 | 2020 | 1 | H9 | 0% | 100% | 1152.7142 | 1157.5355 | -4.8213 | 55.6 | -3.1689 | -4.1586 | -4.8213 | -5.4034 | -6.3375
20201 | 2020 | 1 | H10 | 0% | 100% | 1139.6953 | 1144.5165 | -4.8213 | 63.1 | -3.1689 | -4.1586 | -4.8213 | -5.4034 | -6.3375
20201 | 2020 | 1 | H11 | 0% | 100% | 1145.0973 | 1149.9186 | -4.8213 | 69 | -3.1689 | -4.1586 | -4.8213 | -5.4034 | -6.3375
20201 | 2020 | 1 | H12 | 80.45% | 0% | 1083.9146 | 1015.356 | 68.5586 | 73.1 | 45.0612 | 59.1355 | 68.5586 | 76.8372 | 90.1193
20201 | 2020 | 1 | H13 | 80.67% | 0% | 1054.8993 | 986.1491 | 68.7502 | 74.8 | 45.1871 | 59.3008 | 68.7502 | 77.0519 | 90.3712
20201 | 2020 | 1 | H14 | 106% | 0% | 972.2141 | 881.8748 | 90.3393 | 77 | 59.3769 | 77.9226 | 90.3393 | 101.2479 | 118.7497
20201 | 2020 | 1 | H15 | 106.5% | 0% | 950.3277 | 859.535 | 90.7926 | 77.2 | 59.6748 | 78.3136 | 90.7926 | 101.756 | 119.3456
20201 | 2020 | 1 | H16 | 124% | 0% | 959.0838 | 853.3793 | 105.7046 | 76.7 | 69.4759 | 91.1759 | 105.7046 | 118.4685 | 138.9471
20201 | 2020 | 1 | H17 | 106.1% | 0% | 1084.6355 | 994.2579 | 90.3776 | 75.1 | 59.402 | 77.9556 | 90.3776 | 101.2908 | 118.8
20201 | 2020 | 1 | H18 | 96.24% | 0% | 1438.8639 | 1356.8441 | 82.0198 | 69.8 | 53.9087 | 70.7465 | 82.0198 | 91.9238 | 107.8138
20201 | 2020 | 1 | H19 | 0% | 100% | 1645.9584 | 1650.7797 | -4.8213 | 64.5 | -3.1689 | -4.1586 | -4.8213 | -5.4034 | -6.3375
20201 | 2020 | 1 | H20 | 0% | 100% | 1680.5511 | 1685.3723 | -4.8213 | 64.3 | -3.1689 | -4.1586 | -4.8213 | -5.4034 | -6.3375
20201 | 2020 | 1 | H21 | 0% | 100% | 1606.7814 | 1611.6027 | -4.8213 | 61.6 | -3.1689 | -4.1586 | -4.8213 | -5.4034 | -6.3375
20201 | 2020 | 1 | H22 | 0% | 100% | 1435.3432 | 1440.1644 | -4.8213 | 61 | -3.1689 | -4.1586 | -4.8213 | -5.4034 | -6.3375
20201 | 2020 | 1 | H23 | 0% | 100% | 1202.7632 | 1207.5845 | -4.8213 | 58.3 | -3.1689 | -4.1586 | -4.8213 | -5.4034 | -6.3375
20201 | 2020 | 1 | H24 | 0% | 100% | 1012.223 | 1017.0443 | -4.8213 | 55.3 | -3.1689 | -4.1586 | -4.8213 | -5.4034 | -6.3375
20202 | 2020 | 2 | H1 | 0% | 100% | 664.9337 | 669.4795 | -4.5457 | 54.9 | -2.9878 | -3.9209 | -4.5457 | -5.0946 | -5.9753
20202 | 2020 | 2 | H2 | 0% | 100% | 590.929 | 595.4747 | -4.5457 | 52.3 | -2.9878 | -3.9209 | -4.5457 | -5.0946 | -5.9753
20202 | 2020 | 2 | H3 | 0% | 100% | 565.0687 | 569.6144 | -4.5457 | 51.7 | -2.9878 | -3.9209 | -4.5457 | -5.0946 | -5.9753
20202 | 2020 | 2 | H4 | 0% | 100% | 558.1167 | 562.6624 | -4.5457 | 49.4 | -2.9878 | -3.9209 | -4.5457 | -5.0946 | -5.9753
20202 | 2020 | 2 | H5 | 0% | 100% | 575.1381 | 579.6838 | -4.5457 | 49.2 | -2.9878 | -3.9209 | -4.5457 | -5.0946 | -5.9753
20202 | 2020 | 2 | H6 | 0% | 100% | 612.3396 | 616.8853 | -4.5457 | 49.4 | -2.9878 | -3.9209 | -4.5457 | -5.0946 | -5.9753
20202 | 2020 | 2 | H7 | 0% | 100% | 742.7945 | 747.3402 | -4.5457 | 47.6 | -2.9878 | -3.9209 | -4.5457 | -5.0946 | -5.9753
20202 | 2020 | 2 | H8 | 0% | 100% | 859.4508 | 863.9966 | -4.5457 | 49.9 | -2.9878 | -3.9209 | -4.5457 | -5.0946 | -5.9753
20202 | 2020 | 2 | H9 | 0% | 100% | 975.3348 | 979.8806 | -4.5457 | 54.8 | -2.9878 | -3.9209 | -4.5457 | -5.0946 | -5.9753
20202 | 2020 | 2 | H10 | 0% | 100% | 1055.3063 | 1059.852 | -4.5457 | 62.4 | -2.9878 | -3.9209 | -4.5457 | -5.0946 | -5.9753
20202 | 2020 | 2 | H11 | 0% | 100% | 1099.5094 | 1104.0551 | -4.5457 | 66.7 | -2.9878 | -3.9209 | -4.5457 | -5.0946 | -5.9753
20202 | 2020 | 2 | H12 | 80.45% | 0% | 1068.6686 | 1004.0281 | 64.6405 | 70.9 | 42.486 | 55.756 | 64.6405 | 72.446 | 84.969
20202 | 2020 | 2 | H13 | 80.67% | 0% | 1046.7914 | 981.9702 | 64.8212 | 72.5 | 42.6047 | 55.9118 | 64.8212 | 72.6484 | 85.2065
20202 | 2020 | 2 | H14 | 106% | 0% | 982.387 | 897.2105 | 85.1764 | 71.8 | 55.9835 | 73.4693 | 85.1764 | 95.4616 | 111.9632
20202 | 2020 | 2 | H15 | 106.5% | 0% | 917.9166 | 832.3128 | 85.6039 | 72.1 | 56.2644 | 73.838 | 85.6039 | 95.9407 | 112.525
20202 | 2020 | 2 | H16 | 124% | 0% | 936.3787 | 836.7151 | 99.6636 | 71.3 | 65.5054 | 85.9653 | 99.6636 | 111.6981 | 131.0064
20202 | 2020 | 2 | H17 | 106.1% | 0% | 976.4092 | 891.1966 | 85.2125 | 70.5 | 56.0072 | 73.5005 | 85.2125 | 95.5021 | 112.0107
20202 | 2020 | 2 | H18 | 96.24% | 0% | 1184.2548 | 1106.9225 | 77.3324 | 68 | 50.8279 | 66.7034 | 77.3324 | 86.6704 | 101.6523
20202 | 2020 | 2 | H19 | 0% | 100% | 1442.0824 | 1446.6281 | -4.5457 | 63.5 | -2.9878 | -3.9209 | -4.5457 | -5.0946 | -5.9753
20202 | 2020 | 2 | H20 | 0% | 100% | 1421.4982 | 1426.0439 | -4.5457 | 60.9 | -2.9878 | -3.9209 | -4.5457 | -5.0946 | -5.9753
20202 | 2020 | 2 | H21 | 0% | 100% | 1358.8665 | 1363.4122 | -4.5457 | 57.3 | -2.9878 | -3.9209 | -4.5457 | -5.0946 | -5.9753
20202 | 2020 | 2 | H22 | 0% | 100% | 1191.577 | 1196.1227 | -4.5457 | 55.3 | -2.9878 | -3.9209 | -4.5457 | -5.0946 | -5.9753
20202 | 2020 | 2 | H23 | 0% | 100% | 978.9685 | 983.5142 | -4.5457 | 52.8 | -2.9878 | -3.9209 | -4.5457 | -5.0946 | -5.9753
20202 | 2020 | 2 | H24 | 0% | 100% | 782.5428 | 787.0885 | -4.5457 | 51.5 | -2.9878 | -3.9209 | -4.5457 | -5.0946 | -5.9753
20203 | 2020 | 3 | H1 | 0% | 100% | 700.8387 | 704.5147 | -3.6759 | 54.3 | -2.4161 | -3.1707 | -3.6759 | -4.1198 | -4.8319
20203 | 2020 | 3 | H2 | 0% | 100% | 644.5943 | 648.2702 | -3.6759 | 54.9 | -2.4161 | -3.1707 | -3.6759 | -4.1198 | -4.8319
20203 | 2020 | 3 | H3 | 0% | 100% | 617.4358 | 621.1117 | -3.6759 | 55.3 | -2.4161 | -3.1707 | -3.6759 | -4.1198 | -4.8319
20203 | 2020 | 3 | H4 | 0% | 100% | 629.9499 | 633.6258 | -3.6759 | 54.2 | -2.4161 | -3.1707 | -3.6759 | -4.1198 | -4.8319
20203 | 2020 | 3 | H5 | 0% | 100% | 667.1598 | 670.8357 | -3.6759 | 52.4 | -2.4161 | -3.1707 | -3.6759 | -4.1198 | -4.8319
20203 | 2020 | 3 | H6 | 0% | 100% | 778.0333 | 781.7092 | -3.6759 | 52.9 | -2.4161 | -3.1707 | -3.6759 | -4.1198 | -4.8319
20203 | 2020 | 3 | H7 | 0% | 100% | 974.1498 | 977.8257 | -3.6759 | 53.4 | -2.4161 | -3.1707 | -3.6759 | -4.1198 | -4.8319
20203 | 2020 | 3 | H8 | 0% | 100% | 957.2344 | 960.9103 | -3.6759 | 58.5 | -2.4161 | -3.1707 | -3.6759 | -4.1198 | -4.8319
20203 | 2020 | 3 | H9 | 0% | 100% | 870.5336 | 874.2095 | -3.6759 | 66.9 | -2.4161 | -3.1707 | -3.6759 | -4.1198 | -4.8319
20203 | 2020 | 3 | H10 | 0% | 100% | 830.3851 | 834.061 | -3.6759 | 73.6 | -2.4161 | -3.1707 | -3.6759 | -4.1198 | -4.8319
20203 | 2020 | 3 | H11 | 0% | 100% | 817.834 | 821.5099 | -3.6759 | 79.5 | -2.4161 | -3.1707 | -3.6759 | -4.1198 | -4.8319
20203 | 2020 | 3 | H12 | 80.45% | 0% | 790.9107 | 738.639 | 52.2717 | 82.4 | 34.3564 | 45.0872 | 52.2717 | 58.5836 | 68.7104
20203 | 2020 | 3 | H13 | 80.67% | 0% | 771.3923 | 718.9745 | 52.4178 | 82.6 | 34.4524 | 45.2132 | 52.4178 | 58.7473 | 68.9024
20203 | 2020 | 3 | H14 | 106% | 0% | 768.4144 | 699.5363 | 68.8781 | 82.7 | 45.2712 | 59.4111 | 68.8781 | 77.1953 | 90.5393
20203 | 2020 | 3 | H15 | 106.5% | 0% | 764.1621 | 694.9384 | 69.2238 | 82 | 45.4984 | 59.7093 | 69.2238 | 77.5826 | 90.9936
20203 | 2020 | 3 | H16 | 124% | 0% | 774.4318 | 693.8386 | 80.5932 | 81.2 | 52.9711 | 69.516 | 80.5932 | 90.3249 | 105.9386
20203 | 2020 | 3 | H17 | 106.1% | 0% | 849.5442 | 780.6369 | 68.9073 | 79.2 | 45.2904 | 59.4363 | 68.9073 | 77.228 | 90.5777
20203 | 2020 | 3 | H18 | 96.24% | 0% | 1032.9319 | 970.3969 | 62.535 | 76.7 | 41.1021 | 53.9398 | 62.535 | 70.0862 | 82.2014
20203 | 2020 | 3 | H19 | 0% | 100% | 1327.3555 | 1331.0314 | -3.6759 | 72.3 | -2.4161 | -3.1707 | -3.6759 | -4.1198 | -4.8319
20203 | 2020 | 3 | H20 | 0% | 100% | 1388.1281 | 1391.804 | -3.6759 | 68.7 | -2.4161 | -3.1707 | -3.6759 | -4.1198 | -4.8319
20203 | 2020 | 3 | H21 | 0% | 100% | 1350.2201 | 1353.896 | -3.6759 | 63 | -2.4161 | -3.1707 | -3.6759 | -4.1198 | -4.8319
20203 | 2020 | 3 | H22 | 0% | 100% | 1206.4454 | 1210.1213 | -3.6759 | 60.5 | -2.4161 | -3.1707 | -3.6759 | -4.1198 | -4.8319
20203 | 2020 | 3 | H23 | 0% | 100% | 1000.7139 | 1004.3898 | -3.6759 | 57.4 | -2.4161 | -3.1707 | -3.6759 | -4.1198 | -4.8319
20203 | 2020 | 3 | H24 | 0% | 100% | 806.6899 | 810.3658 | -3.6759 | 56 | -2.4161 | -3.1707 | -3.6759 | -4.1198 | -4.8319
20204 | 2020 | 4 | H1 | 0% | 100% | 543.295 | 547.206 | -3.9111 | 52.7 | -2.5706 | -3.3735 | -3.9111 | -4.3833 | -5.141
20204 | 2020 | 4 | H2 | 0% | 100% | 510.1662 | 514.0772 | -3.9111 | 53.1 | -2.5706 | -3.3735 | -3.9111 | -4.3833 | -5.141
20204 | 2020 | 4 | H3 | 0% | 100% | 504.5863 | 508.4974 | -3.9111 | 52.8 | -2.5706 | -3.3735 | -3.9111 | -4.3833 | -5.141
20204 | 2020 | 4 | H4 | 0% | 100% | 523.6869 | 527.5979 | -3.9111 | 51.6 | -2.5706 | -3.3735 | -3.9111 | -4.3833 | -5.141
20204 | 2020 | 4 | H5 | 0% | 100% | 581.0142 | 584.9253 | -3.9111 | 50.6 | -2.5706 | -3.3735 | -3.9111 | -4.3833 | -5.141
20204 | 2020 | 4 | H6 | 0% | 100% | 724.0012 | 727.9123 | -3.9111 | 50.6 | -2.5706 | -3.3735 | -3.9111 | -4.3833 | -5.141
20204 | 2020 | 4 | H7 | 0% | 100% | 771.0793 | 774.9903 | -3.9111 | 50.2 | -2.5706 | -3.3735 | -3.9111 | -4.3833 | -5.141
20204 | 2020 | 4 | H8 | 0% | 100% | 755.0645 | 758.9755 | -3.9111 | 58.5 | -2.5706 | -3.3735 | -3.9111 | -4.3833 | -5.141
20204 | 2020 | 4 | H9 | 0% | 100% | 774.138 | 778.049 | -3.9111 | 66.4 | -2.5706 | -3.3735 | -3.9111 | -4.3833 | -5.141
20204 | 2020 | 4 | H10 | 0% | 100% | 800.4575 | 804.3686 | -3.9111 | 72.6 | -2.5706 | -3.3735 | -3.9111 | -4.3833 | -5.141
20204 | 2020 | 4 | H11 | 0% | 100% | 790.1835 | 794.0946 | -3.9111 | 77.8 | -2.5706 | -3.3735 | -3.9111 | -4.3833 | -5.141
20204 | 2020 | 4 | H12 | 80.45% | 0% | 791.7444 | 736.1289 | 55.6155 | 78.4 | 36.5541 | 47.9714 | 55.6155 | 62.3311 | 73.1057
20204 | 2020 | 4 | H13 | 80.67% | 0% | 775.0558 | 719.2849 | 55.7709 | 79.2 | 36.6563 | 48.1054 | 55.7709 | 62.5053 | 73.3101
20204 | 2020 | 4 | H14 | 106% | 0% | 782.107 | 708.8228 | 73.2842 | 79.5 | 48.1672 | 63.2116 | 73.2842 | 82.1334 | 96.331
20204 | 2020 | 4 | H15 | 106.5% | 0% | 813.0917 | 739.4397 | 73.652 | 79.2 | 48.4089 | 63.5288 | 73.652 | 82.5455 | 96.8144
20204 | 2020 | 4 | H16 | 124% | 0% | 884.024 | 798.2753 | 85.7487 | 78.4 | 56.3596 | 73.9629 | 85.7487 | 96.103 | 112.7154
20204 | 2020 | 4 | H17 | 106.1% | 0% | 974.7125 | 901.3972 | 73.3153 | 77.7 | 48.1876 | 63.2384 | 73.3153 | 82.1682 | 96.3719
20204 | 2020 | 4 | H18 | 96.24% | 0% | 1098.9892 | 1032.4539 | 66.5353 | 75.1 | 43.7313 | 57.3903 | 66.5353 | 74.5696 | 87.4597
20204 | 2020 | 4 | H19 | 0% | 100% | 1231.782 | 1235.693 | -3.9111 | 70.2 | -2.5706 | -3.3735 | -3.9111 | -4.3833 | -5.141
20204 | 2020 | 4 | H20 | 0% | 100% | 1215.506 | 1219.4171 | -3.9111 | 65.5 | -2.5706 | -3.3735 | -3.9111 | -4.3833 | -5.141
20204 | 2020 | 4 | H21 | 0% | 100% | 1091.9948 | 1095.9059 | -3.9111 | 62.5 | -2.5706 | -3.3735 | -3.9111 | -4.3833 | -5.141
20204 | 2020 | 4 | H22 | 0% | 100% | 904.9642 | 908.8753 | -3.9111 | 59.4 | -2.5706 | -3.3735 | -3.9111 | -4.3833 | -5.141
20204 | 2020 | 4 | H23 | 0% | 100% | 724.7322 | 728.6433 | -3.9111 | 57.8 | -2.5706 | -3.3735 | -3.9111 | -4.3833 | -5.141
20204 | 2020 | 4 | H24 | 0% | 100% | 601.598 | 605.509 | -3.9111 | 56.3 | -2.5706 | -3.3735 | -3.9111 | -4.3833 | -5.141
20205 | 2020 | 5 | H1 | 0% | 100% | 618.6888 | 623.3209 | -4.6321 | 60.5 | -3.0445 | -3.9954 | -4.6321 | -5.1914 | -6.0888
20205 | 2020 | 5 | H2 | 0% | 100% | 565.9881 | 570.6202 | -4.6321 | 59.8 | -3.0445 | -3.9954 | -4.6321 | -5.1914 | -6.0888
20205 | 2020 | 5 | H3 | 0% | 100% | 540.8647 | 545.4968 | -4.6321 | 59 | -3.0445 | -3.9954 | -4.6321 | -5.1914 | -6.0888
20205 | 2020 | 5 | H4 | 0% | 100% | 536.1181 | 540.7502 | -4.6321 | 58.1 | -3.0445 | -3.9954 | -4.6321 | -5.1914 | -6.0888
20205 | 2020 | 5 | H5 | 0% | 100% | 557.344 | 561.9761 | -4.6321 | 57.8 | -3.0445 | -3.9954 | -4.6321 | -5.1914 | -6.0888
20205 | 2020 | 5 | H6 | 0% | 100% | 625.1931 | 629.8252 | -4.6321 | 57.5 | -3.0445 | -3.9954 | -4.6321 | -5.1914 | -6.0888
20205 | 2020 | 5 | H7 | 0% | 100% | 699.4485 | 704.0806 | -4.6321 | 60.4 | -3.0445 | -3.9954 | -4.6321 | -5.1914 | -6.0888
20205 | 2020 | 5 | H8 | 0% | 100% | 836.4771 | 841.1092 | -4.6321 | 66.3 | -3.0445 | -3.9954 | -4.6321 | -5.1914 | -6.0888
20205 | 2020 | 5 | H9 | 0% | 100% | 950.1895 | 954.8216 | -4.6321 | 72.1 | -3.0445 | -3.9954 | -4.6321 | -5.1914 | -6.0888
20205 | 2020 | 5 | H10 | 0% | 100% | 1023.5126 | 1028.1447 | -4.6321 | 77.1 | -3.0445 | -3.9954 | -4.6321 | -5.1914 | -6.0888
20205 | 2020 | 5 | H11 | 0% | 100% | 1059.979 | 1064.6111 | -4.6321 | 81 | -3.0445 | -3.9954 | -4.6321 | -5.1914 | -6.0888
20205 | 2020 | 5 | H12 | 80.45% | 0% | 1049.8898 | 984.0212 | 65.8686 | 82.1 | 43.2932 | 56.8153 | 65.8686 | 73.8224 | 86.5834
20205 | 2020 | 5 | H13 | 80.67% | 0% | 1040.9327 | 974.8799 | 66.0527 | 82.9 | 43.4142 | 56.9741 | 66.0527 | 74.0287 | 86.8254
20205 | 2020 | 5 | H14 | 106% | 0% | 1005.2295 | 918.4348 | 86.7947 | 82.4 | 57.0472 | 74.8652 | 86.7947 | 97.2753 | 114.0904
20205 | 2020 | 5 | H15 | 106.5% | 0% | 1018.4101 | 931.1799 | 87.2303 | 81.9 | 57.3334 | 75.2409 | 87.2303 | 97.7635 | 114.663
20205 | 2020 | 5 | H16 | 124% | 0% | 1020.2624 | 918.7053 | 101.5571 | 80.7 | 66.75 | 87.5985 | 101.5571 | 113.8203 | 133.4954
20205 | 2020 | 5 | H17 | 106.1% | 0% | 1053.2417 | 966.4102 | 86.8315 | 79.9 | 57.0713 | 74.8969 | 86.8315 | 97.3166 | 114.1388
20205 | 2020 | 5 | H18 | 96.24% | 0% | 1088.5876 | 1009.7859 | 78.8016 | 77.7 | 51.7936 | 67.9707 | 78.8016 | 88.3171 | 103.5836
20205 | 2020 | 5 | H19 | 0% | 100% | 1157.3896 | 1162.0217 | -4.6321 | 75 | -3.0445 | -3.9954 | -4.6321 | -5.1914 | -6.0888
20205 | 2020 | 5 | H20 | 0% | 100% | 1280.1441 | 1284.7762 | -4.6321 | 70.2 | -3.0445 | -3.9954 | -4.6321 | -5.1914 | -6.0888
20205 | 2020 | 5 | H21 | 0% | 100% | 1175.9674 | 1180.5995 | -4.6321 | 65.7 | -3.0445 | -3.9954 | -4.6321 | -5.1914 | -6.0888
20205 | 2020 | 5 | H22 | 0% | 100% | 964.3632 | 968.9953 | -4.6321 | 63.9 | -3.0445 | -3.9954 | -4.6321 | -5.1914 | -6.0888
20205 | 2020 | 5 | H23 | 0% | 100% | 768.0752 | 772.7074 | -4.6321 | 62 | -3.0445 | -3.9954 | -4.6321 | -5.1914 | -6.0888
20205 | 2020 | 5 | H24 | 0% | 100% | 613.0001 | 617.6322 | -4.6321 | 60.5 | -3.0445 | -3.9954 | -4.6321 | -5.1914 | -6.0888
20206 | 2020 | 6 | H1 | 0% | 100% | 575.0483 | 579.2232 | -4.1748 | 62.1 | -2.744 | -3.601 | -4.1748 | -4.6789 | -5.4877
20206 | 2020 | 6 | H2 | 0% | 100% | 526.6988 | 530.8736 | -4.1748 | 61.6 | -2.744 | -3.601 | -4.1748 | -4.6789 | -5.4877
20206 | 2020 | 6 | H3 | 0% | 100% | 515.191 | 519.3658 | -4.1748 | 61 | -2.744 | -3.601 | -4.1748 | -4.6789 | -5.4877
20206 | 2020 | 6 | H4 | 0% | 100% | 535.6024 | 539.7772 | -4.1748 | 60.3 | -2.744 | -3.601 | -4.1748 | -4.6789 | -5.4877
20206 | 2020 | 6 | H5 | 0% | 100% | 591.9001 | 596.0749 | -4.1748 | 60 | -2.744 | -3.601 | -4.1748 | -4.6789 | -5.4877
20206 | 2020 | 6 | H6 | 0% | 100% | 678.5647 | 682.7396 | -4.1748 | 59.8 | -2.744 | -3.601 | -4.1748 | -4.6789 | -5.4877
20206 | 2020 | 6 | H7 | 0% | 100% | 716.9972 | 721.172 | -4.1748 | 60.3 | -2.744 | -3.601 | -4.1748 | -4.6789 | -5.4877
20206 | 2020 | 6 | H8 | 0% | 100% | 719.9588 | 724.1337 | -4.1748 | 64 | -2.744 | -3.601 | -4.1748 | -4.6789 | -5.4877
20206 | 2020 | 6 | H9 | 0% | 100% | 717.979 | 722.1538 | -4.1748 | 69.8 | -2.744 | -3.601 | -4.1748 | -4.6789 | -5.4877
20206 | 2020 | 6 | H10 | 0% | 100% | 760.9577 | 765.1325 | -4.1748 | 74.6 | -2.744 | -3.601 | -4.1748 | -4.6789 | -5.4877
20206 | 2020 | 6 | H11 | 0% | 100% | 788.8034 | 792.9783 | -4.1748 | 77.5 | -2.744 | -3.601 | -4.1748 | -4.6789 | -5.4877
20206 | 2020 | 6 | H12 | 80.45% | 0% | 826.9962 | 767.6301 | 59.3661 | 79.1 | 39.0193 | 51.2065 | 59.3661 | 66.5346 | 78.0359
20206 | 2020 | 6 | H13 | 80.67% | 0% | 865.1485 | 805.6165 | 59.532 | 80.2 | 39.1283 | 51.3496 | 59.532 | 66.7206 | 78.254
20206 | 2020 | 6 | H14 | 106% | 0% | 870.2432 | 792.0169 | 78.2263 | 79.8 | 51.4155 | 67.4745 | 78.2263 | 87.6723 | 102.8274
20206 | 2020 | 6 | H15 | 106.5% | 0% | 942.9295 | 864.3106 | 78.6189 | 80.7 | 51.6735 | 67.8131 | 78.6189 | 88.1122 | 103.3434
20206 | 2020 | 6 | H16 | 124% | 0% | 1012.5511 | 921.0197 | 91.5314 | 80.4 | 60.1604 | 78.9508 | 91.5314 | 102.584 | 120.3167
20206 | 2020 | 6 | H17 | 106.1% | 0% | 1069.6324 | 991.3729 | 78.2595 | 80 | 51.4372 | 67.5031 | 78.2595 | 87.7095 | 102.871
20206 | 2020 | 6 | H18 | 96.24% | 0% | 1089.3261 | 1018.3038 | 71.0223 | 78.4 | 46.6805 | 61.2606 | 71.0223 | 79.5984 | 93.3578
20206 | 2020 | 6 | H19 | 0% | 100% | 1123.5795 | 1127.7543 | -4.1748 | 75.6 | -2.744 | -3.601 | -4.1748 | -4.6789 | -5.4877
20206 | 2020 | 6 | H20 | 0% | 100% | 1217.7932 | 1221.968 | -4.1748 | 70.3 | -2.744 | -3.601 | -4.1748 | -4.6789 | -5.4877
20206 | 2020 | 6 | H21 | 0% | 100% | 1178.944 | 1183.1188 | -4.1748 | 68.5 | -2.744 | -3.601 | -4.1748 | -4.6789 | -5.4877
20206 | 2020 | 6 | H22 | 0% | 100% | 1003.6587 | 1007.8335 | -4.1748 | 66.2 | -2.744 | -3.601 | -4.1748 | -4.6789 | -5.4877
20206 | 2020 | 6 | H23 | 0% | 100% | 795.9923 | 800.1671 | -4.1748 | 64.6 | -2.744 | -3.601 | -4.1748 | -4.6789 | -5.4877
20206 | 2020 | 6 | H24 | 0% | 100% | 652.8136 | 656.9885 | -4.1748 | 64 | -2.744 | -3.601 | -4.1748 | -4.6789 | -5.4877
20206 | 2020 | 6 | H1 | 0% | 100% | 780.0424 | 784.2172 | -4.1748 | 69.3 | -2.744 | -3.601 | -4.1748 | -4.6789 | -5.4877
20207 | 2020 | 7 | H2 | 0% | 100% | 710.0455 | 716.4846 | -6.4391 | 68.2 | -4.2322 | -5.5541 | -6.4391 | -7.2166 | -8.4641
20207 | 2020 | 7 | H3 | 0% | 100% | 684.9771 | 691.4162 | -6.4391 | 68.1 | -4.2322 | -5.5541 | -6.4391 | -7.2166 | -8.4641
20207 | 2020 | 7 | H4 | 0% | 100% | 677.7282 | 684.1673 | -6.4391 | 68.3 | -4.2322 | -5.5541 | -6.4391 | -7.2166 | -8.4641
20207 | 2020 | 7 | H5 | 0% | 100% | 708.6864 | 715.1255 | -6.4391 | 68.1 | -4.2322 | -5.5541 | -6.4391 | -7.2166 | -8.4641
20207 | 2020 | 7 | H6 | 0% | 100% | 780.8882 | 787.3273 | -6.4391 | 67.7 | -4.2322 | -5.5541 | -6.4391 | -7.2166 | -8.4641
20207 | 2020 | 7 | H7 | 0% | 100% | 825.1621 | 831.6012 | -6.4391 | 69 | -4.2322 | -5.5541 | -6.4391 | -7.2166 | -8.4641
20207 | 2020 | 7 | H8 | 0% | 100% | 900.4233 | 906.8624 | -6.4391 | 72.5 | -4.2322 | -5.5541 | -6.4391 | -7.2166 | -8.4641
20207 | 2020 | 7 | H9 | 0% | 100% | 1000.1073 | 1006.5464 | -6.4391 | 76.3 | -4.2322 | -5.5541 | -6.4391 | -7.2166 | -8.4641
20207 | 2020 | 7 | H10 | 0% | 100% | 1095.2989 | 1101.738 | -6.4391 | 80.6 | -4.2322 | -5.5541 | -6.4391 | -7.2166 | -8.4641
20207 | 2020 | 7 | H11 | 0% | 100% | 1181.579 | 1188.0181 | -6.4391 | 83.4 | -4.2322 | -5.5541 | -6.4391 | -7.2166 | -8.4641
20207 | 2020 | 7 | H12 | 80.45% | 0% | 1283.0965 | 1191.5327 | 91.5638 | 84.7 | 60.1817 | 78.9787 | 91.5638 | 102.6203 | 120.3593
20207 | 2020 | 7 | H13 | 80.67% | 0% | 1383.8788 | 1292.0591 | 91.8197 | 85.5 | 60.3499 | 79.1995 | 91.8197 | 102.9071 | 120.6957
20207 | 2020 | 7 | H14 | 106% | 0% | 1449.6117 | 1328.9586 | 120.6531 | 85.4 | 79.3011 | 104.0699 | 120.6531 | 135.2222 | 158.5968
20207 | 2020 | 7 | H15 | 106.5% | 0% | 1543.3588 | 1422.1003 | 121.2585 | 84 | 79.699 | 104.5921 | 121.2585 | 135.9007 | 159.3926
20207 | 2020 | 7 | H16 | 124% | 0% | 1594.2129 | 1453.0387 | 141.1742 | 82.6 | 92.7889 | 121.7705 | 141.1742 | 158.2213 | 185.5715
20207 | 2020 | 7 | H17 | 106.1% | 0% | 1639.6078 | 1518.9035 | 120.7042 | 81.5 | 79.3347 | 104.114 | 120.7042 | 135.2795 | 158.664
20207 | 2020 | 7 | H18 | 96.24% | 0% | 1606.6303 | 1497.0884 | 109.5419 | 80.9 | 71.9981 | 94.4858 | 109.5419 | 122.7693 | 143.9913
20207 | 2020 | 7 | H19 | 0% | 100% | 1554.8882 | 1561.3272 | -6.4391 | 78.5 | -4.2322 | -5.5541 | -6.4391 | -7.2166 | -8.4641
20207 | 2020 | 7 | H20 | 0% | 100% | 1602.6535 | 1609.0926 | -6.4391 | 73.9 | -4.2322 | -5.5541 | -6.4391 | -7.2166 | -8.4641
20207 | 2020 | 7 | H21 | 0% | 100% | 1523.3499 | 1529.789 | -6.4391 | 71.1 | -4.2322 | -5.5541 | -6.4391 | -7.2166 | -8.4641
20207 | 2020 | 7 | H22 | 0% | 100% | 1326.7195 | 1333.1586 | -6.4391 | 69.8 | -4.2322 | -5.5541 | -6.4391 | -7.2166 | -8.4641
20207 | 2020 | 7 | H23 | 0% | 100% | 1082.6308 | 1089.0698 | -6.4391 | 68.5 | -4.2322 | -5.5541 | -6.4391 | -7.2166 | -8.4641
20207 | 2020 | 7 | H24 | 0% | 100% | 875.9998 | 882.4389 | -6.4391 | 67.5 | -4.2322 | -5.5541 | -6.4391 | -7.2166 | -8.4641
20208 | 2020 | 8 | H1 | 0% | 100% | 752.3037 | 758.6061 | -6.3024 | 69 | -4.1423 | -5.4361 | -6.3024 | -7.0634 | -8.2844
20208 | 2020 | 8 | H2 | 0% | 100% | 694.1575 | 700.4599 | -6.3024 | 68.2 | -4.1423 | -5.4361 | -6.3024 | -7.0634 | -8.2844
20208 | 2020 | 8 | H3 | 0% | 100% | 671.0822 | 677.3846 | -6.3024 | 68 | -4.1423 | -5.4361 | -6.3024 | -7.0634 | -8.2844
20208 | 2020 | 8 | H4 | 0% | 100% | 682.446 | 688.7484 | -6.3024 | 67.3 | -4.1423 | -5.4361 | -6.3024 | -7.0634 | -8.2844
20208 | 2020 | 8 | H5 | 0% | 100% | 731.9524 | 738.2548 | -6.3024 | 66.8 | -4.1423 | -5.4361 | -6.3024 | -7.0634 | -8.2844
20208 | 2020 | 8 | H6 | 0% | 100% | 808.0639 | 814.3663 | -6.3024 | 66.4 | -4.1423 | -5.4361 | -6.3024 | -7.0634 | -8.2844
20208 | 2020 | 8 | H7 | 0% | 100% | 835.8842 | 842.1865 | -6.3024 | 67.4 | -4.1423 | -5.4361 | -6.3024 | -7.0634 | -8.2844
20208 | 2020 | 8 | H8 | 0% | 100% | 861.895 | 868.1974 | -6.3024 | 71.3 | -4.1423 | -5.4361 | -6.3024 | -7.0634 | -8.2844
20208 | 2020 | 8 | H9 | 0% | 100% | 942.0504 | 948.3527 | -6.3024 | 76.7 | -4.1423 | -5.4361 | -6.3024 | -7.0634 | -8.2844
20208 | 2020 | 8 | H10 | 0% | 100% | 1064.0846 | 1070.387 | -6.3024 | 80.5 | -4.1423 | -5.4361 | -6.3024 | -7.0634 | -8.2844
20208 | 2020 | 8 | H11 | 0% | 100% | 1169.8015 | 1176.1038 | -6.3024 | 83.4 | -4.1423 | -5.4361 | -6.3024 | -7.0634 | -8.2844
20208 | 2020 | 8 | H12 | 80.45% | 0% | 1261.9597 | 1172.3399 | 89.6198 | 84.8 | 58.904 | 77.302 | 89.6198 | 100.4416 | 117.804
20208 | 2020 | 8 | H13 | 80.67% | 0% | 1351.5384 | 1261.6681 | 89.8703 | 85.1 | 59.0686 | 77.518 | 89.8703 | 100.7223 | 118.1332
20208 | 2020 | 8 | H14 | 106% | 0% | 1414.6785 | 1296.5869 | 118.0916 | 85.7 | 77.6175 | 101.8604 | 118.0916 | 132.3513 | 155.2297
20208 | 2020 | 8 | H15 | 106.5% | 0% | 1481.1541 | 1362.47 | 118.6841 | 86.8 | 78.0069 | 102.3715 | 118.6841 | 133.0154 | 156.0086
20208 | 2020 | 8 | H16 | 124% | 0% | 1559.4481 | 1421.2711 | 138.177 | 86.4 | 90.8189 | 119.1852 | 138.177 | 154.8621 | 181.6317
20208 | 2020 | 8 | H17 | 106.1% | 0% | 1622.8594 | 1504.7177 | 118.1416 | 84.5 | 77.6504 | 101.9036 | 118.1416 | 132.4074 | 155.2955
20208 | 2020 | 8 | H18 | 96.24% | 0% | 1597.6425 | 1490.4263 | 107.2163 | 81.2 | 70.4695 | 92.4798 | 107.2163 | 120.1628 | 140.9342
20208 | 2020 | 8 | H19 | 0% | 100% | 1595.3482 | 1601.6506 | -6.3024 | 77.3 | -4.1423 | -5.4361 | -6.3024 | -7.0634 | -8.2844
20208 | 2020 | 8 | H20 | 0% | 100% | 1662.2682 | 1668.5705 | -6.3024 | 73.5 | -4.1423 | -5.4361 | -6.3024 | -7.0634 | -8.2844
20208 | 2020 | 8 | H21 | 0% | 100% | 1532.9994 | 1539.3017 | -6.3024 | 72.2 | -4.1423 | -5.4361 | -6.3024 | -7.0634 | -8.2844
20208 | 2020 | 8 | H22 | 0% | 100% | 1294.5543 | 1300.8567 | -6.3024 | 70.6 | -4.1423 | -5.4361 | -6.3024 | -7.0634 | -8.2844
20208 | 2020 | 8 | H23 | 0% | 100% | 1052.9728 | 1059.2752 | -6.3024 | 70.3 | -4.1423 | -5.4361 | -6.3024 | -7.0634 | -8.2844
20208 | 2020 | 8 | H24 | 0% | 100% | 863.0324 | 869.3348 | -6.3024 | 68.9 | -4.1423 | -5.4361 | -6.3024 | -7.0634 | -8.2844
20209 | 2020 | 9 | H1 | 0% | 100% | 675.4534 | 681.255 | -5.8016 | 65.3 | -3.8132 | -5.0042 | -5.8016 | -6.5021 | -7.6261
20209 | 2020 | 9 | H2 | 0% | 100% | 643.5992 | 649.4008 | -5.8016 | 64.6 | -3.8132 | -5.0042 | -5.8016 | -6.5021 | -7.6261
20209 | 2020 | 9 | H3 | 0% | 100% | 637.7724 | 643.574 | -5.8016 | 64.5 | -3.8132 | -5.0042 | -5.8016 | -6.5021 | -7.6261
20209 | 2020 | 9 | H4 | 0% | 100% | 659.8018 | 665.6034 | -5.8016 | 64 | -3.8132 | -5.0042 | -5.8016 | -6.5021 | -7.6261
20209 | 2020 | 9 | H5 | 0% | 100% | 733.0469 | 738.8485 | -5.8016 | 64.1 | -3.8132 | -5.0042 | -5.8016 | -6.5021 | -7.6261
20209 | 2020 | 9 | H6 | 0% | 100% | 841.3307 | 847.1322 | -5.8016 | 63.7 | -3.8132 | -5.0042 | -5.8016 | -6.5021 | -7.6261
20209 | 2020 | 9 | H7 | 0% | 100% | 882.8354 | 888.637 | -5.8016 | 64.3 | -3.8132 | -5.0042 | -5.8016 | -6.5021 | -7.6261
20209 | 2020 | 9 | H8 | 0% | 100% | 883.7392 | 889.5408 | -5.8016 | 69.6 | -3.8132 | -5.0042 | -5.8016 | -6.5021 | -7.6261
20209 | 2020 | 9 | H9 | 0% | 100% | 876.7582 | 882.5597 | -5.8016 | 77.9 | -3.8132 | -5.0042 | -5.8016 | -6.5021 | -7.6261
20209 | 2020 | 9 | H10 | 0% | 100% | 933.0176 | 938.8192 | -5.8016 | 84.5 | -3.8132 | -5.0042 | -5.8016 | -6.5021 | -7.6261
20209 | 2020 | 9 | H11 | 0% | 100% | 1005.6101 | 1011.4117 | -5.8016 | 87.7 | -3.8132 | -5.0042 | -5.8016 | -6.5021 | -7.6261
20209 | 2020 | 9 | H12 | 80.45% | 0% | 1106.4395 | 1023.9408 | 82.4987 | 89.6 | 54.2235 | 71.1596 | 82.4987 | 92.4605 | 108.4433
20209 | 2020 | 9 | H13 | 80.67% | 0% | 1194.6893 | 1111.9601 | 82.7292 | 89.3 | 54.375 | 71.3585 | 82.7292 | 92.7189 | 108.7464
20209 | 2020 | 9 | H14 | 106% | 0% | 1293.7494 | 1185.0414 | 108.708 | 89 | 71.45 | 93.7666 | 108.708 | 121.8347 | 142.8951
20209 | 2020 | 9 | H15 | 106.5% | 0% | 1417.6511 | 1308.3976 | 109.2535 | 88.9 | 71.8085 | 94.2371 | 109.2535 | 122.4461 | 143.6122
20209 | 2020 | 9 | H16 | 124% | 0% | 1502.3503 | 1375.1528 | 127.1975 | 89 | 83.6025 | 109.7148 | 127.1975 | 142.5568 | 167.1993
20209 | 2020 | 9 | H17 | 106.1% | 0% | 1557.3613 | 1448.6072 | 108.7541 | 87.3 | 71.4803 | 93.8063 | 108.7541 | 121.8863 | 142.9557
20209 | 2020 | 9 | H18 | 96.24% | 0% | 1665.4473 | 1566.7504 | 98.6969 | 85 | 64.87 | 85.1314 | 98.6969 | 110.6147 | 129.7356
20209 | 2020 | 9 | H19 | 0% | 100% | 1742.1274 | 1747.929 | -5.8016 | 81.6 | -3.8132 | -5.0042 | -5.8016 | -6.5021 | -7.6261
20209 | 2020 | 9 | H20 | 0% | 100% | 1643.0164 | 1648.818 | -5.8016 | 79.2 | -3.8132 | -5.0042 | -5.8016 | -6.5021 | -7.6261
20209 | 2020 | 9 | H21 | 0% | 100% | 1465.6438 | 1471.4454 | -5.8016 | 76.6 | -3.8132 | -5.0042 | -5.8016 | -6.5021 | -7.6261
20209 | 2020 | 9 | H22 | 0% | 100% | 1231.1884 | 1236.99 | -5.8016 | 75.2 | -3.8132 | -5.0042 | -5.8016 | -6.5021 | -7.6261
20209 | 2020 | 9 | H23 | 0% | 100% | 1011.9395 | 1017.7411 | -5.8016 | 72.4 | -3.8132 | -5.0042 | -5.8016 | -6.5021 | -7.6261
20209 | 2020 | 9 | H24 | 0% | 100% | 865.8647 | 871.6663 | -5.8016 | 72 | -3.8132 | -5.0042 | -5.8016 | -6.5021 | -7.6261
202010 | 2020 | 10 | H1 | 0% | 100% | 576.477 | 581.2779 | -4.8009 | 66.5 | -3.1555 | -4.1411 | -4.8009 | -5.3807 | -6.3108
202010 | 2020 | 10 | H2 | 0% | 100% | 545.6475 | 550.4484 | -4.8009 | 65.4 | -3.1555 | -4.1411 | -4.8009 | -5.3807 | -6.3108
202010 | 2020 | 10 | H3 | 0% | 100% | 539.0397 | 543.8406 | -4.8009 | 64.9 | -3.1555 | -4.1411 | -4.8009 | -5.3807 | -6.3108
202010 | 2020 | 10 | H4 | 0% | 100% | 540.5633 | 545.3642 | -4.8009 | 64.3 | -3.1555 | -4.1411 | -4.8009 | -5.3807 | -6.3108
202010 | 2020 | 10 | H5 | 0% | 100% | 602.8588 | 607.6597 | -4.8009 | 63.8 | -3.1555 | -4.1411 | -4.8009 | -5.3807 | -6.3108
202010 | 2020 | 10 | H6 | 0% | 100% | 764.4375 | 769.2385 | -4.8009 | 62.8 | -3.1555 | -4.1411 | -4.8009 | -5.3807 | -6.3108
202010 | 2020 | 10 | H7 | 0% | 100% | 766.7628 | 771.5637 | -4.8009 | 61.4 | -3.1555 | -4.1411 | -4.8009 | -5.3807 | -6.3108
202010 | 2020 | 10 | H8 | 0% | 100% | 734.2393 | 739.0402 | -4.8009 | 68.1 | -3.1555 | -4.1411 | -4.8009 | -5.3807 | -6.3108
202010 | 2020 | 10 | H9 | 0% | 100% | 761.3212 | 766.1222 | -4.8009 | 76.2 | -3.1555 | -4.1411 | -4.8009 | -5.3807 | -6.3108
202010 | 2020 | 10 | H10 | 0% | 100% | 825.4967 | 830.2976 | -4.8009 | 82.5 | -3.1555 | -4.1411 | -4.8009 | -5.3807 | -6.3108
202010 | 2020 | 10 | H11 | 0% | 100% | 877.2546 | 882.0556 | -4.8009 | 87.1 | -3.1555 | -4.1411 | -4.8009 | -5.3807 | -6.3108
202010 | 2020 | 10 | H12 | 80.45% | 0% | 934.0308 | 865.7612 | 68.2695 | 89.1 | 44.8712 | 58.8862 | 68.2695 | 76.5132 | 89.7393
202010 | 2020 | 10 | H13 | 80.67% | 0% | 1004.7993 | 936.339 | 68.4604 | 89.4 | 44.9966 | 59.0508 | 68.4604 | 76.7271 | 89.9902
202010 | 2020 | 10 | H14 | 106% | 0% | 1097.1701 | 1007.2117 | 89.9584 | 89.2 | 59.1265 | 77.594 | 89.9584 | 100.821 | 118.249
202010 | 2020 | 10 | H15 | 106.5% | 0% | 1166.4389 | 1076.0291 | 90.4098 | 88.4 | 59.4232 | 77.9834 | 90.4098 | 101.3269 | 118.8424
202010 | 2020 | 10 | H16 | 124% | 0% | 1207.1789 | 1101.9201 | 105.2589 | 87.1 | 69.183 | 90.7915 | 105.2589 | 117.9691 | 138.3613
202010 | 2020 | 10 | H17 | 106.1% | 0% | 1225.2594 | 1135.2628 | 89.9965 | 84 | 59.1516 | 77.6269 | 89.9965 | 100.8638 | 118.2992
202010 | 2020 | 10 | H18 | 96.24% | 0% | 1311.8802 | 1230.2063 | 81.6739 | 81.2 | 53.6814 | 70.4482 | 81.6739 | 91.5362 | 107.3592
202010 | 2020 | 10 | H19 | 0% | 100% | 1409.5939 | 1414.3948 | -4.8009 | 75.5 | -3.1555 | -4.1411 | -4.8009 | -5.3807 | -6.3108
202010 | 2020 | 10 | H20 | 0% | 100% | 1364.4708 | 1369.2717 | -4.8009 | 71 | -3.1555 | -4.1411 | -4.8009 | -5.3807 | -6.3108
202010 | 2020 | 10 | H21 | 0% | 100% | 1236.916 | 1241.717 | -4.8009 | 68.3 | -3.1555 | -4.1411 | -4.8009 | -5.3807 | -6.3108
202010 | 2020 | 10 | H22 | 0% | 100% | 1010.5594 | 1015.3603 | -4.8009 | 66.2 | -3.1555 | -4.1411 | -4.8009 | -5.3807 | -6.3108
202010 | 2020 | 10 | H23 | 0% | 100% | 811.1532 | 815.9542 | -4.8009 | 63.7 | -3.1555 | -4.1411 | -4.8009 | -5.3807 | -6.3108
202011 | 2020 | 11 | H24 | 0% | 100% | 676.5451 | 680.1621 | -3.617 | 62.1 | -2.3774 | -3.1199 | -3.617 | -4.0538 | -4.7546
202011 | 2020 | 11 | H1 | 0% | 100% | 647.0964 | 650.7135 | -3.617 | 60 | -2.3774 | -3.1199 | -3.617 | -4.0538 | -4.7546
202011 | 2020 | 11 | H2 | 0% | 100% | 580.8151 | 584.4321 | -3.617 | 58.9 | -2.3774 | -3.1199 | -3.617 | -4.0538 | -4.7546
202011 | 2020 | 11 | H3 | 0% | 100% | 556.2644 | 559.8815 | -3.617 | 58.5 | -2.3774 | -3.1199 | -3.617 | -4.0538 | -4.7546
202011 | 2020 | 11 | H4 | 0% | 100% | 552.8873 | 556.5044 | -3.617 | 57.1 | -2.3774 | -3.1199 | -3.617 | -4.0538 | -4.7546
202011 | 2020 | 11 | H5 | 0% | 100% | 580.7212 | 584.3383 | -3.617 | 57.2 | -2.3774 | -3.1199 | -3.617 | -4.0538 | -4.7546
202011 | 2020 | 11 | H6 | 0% | 100% | 680.3396 | 683.9566 | -3.617 | 56.7 | -2.3774 | -3.1199 | -3.617 | -4.0538 | -4.7546
202011 | 2020 | 11 | H7 | 0% | 100% | 844.6935 | 848.3105 | -3.617 | 55.4 | -2.3774 | -3.1199 | -3.617 | -4.0538 | -4.7546
202011 | 2020 | 11 | H8 | 0% | 100% | 858.1353 | 861.7523 | -3.617 | 57.8 | -2.3774 | -3.1199 | -3.617 | -4.0538 | -4.7546
202011 | 2020 | 11 | H9 | 0% | 100% | 809.9456 | 813.5626 | -3.617 | 68.4 | -2.3774 | -3.1199 | -3.617 | -4.0538 | -4.7546
202011 | 2020 | 11 | H10 | 0% | 100% | 783.1878 | 786.8049 | -3.617 | 75.5 | -2.3774 | -3.1199 | -3.617 | -4.0538 | -4.7546
202011 | 2020 | 11 | H11 | 0% | 100% | 748.3802 | 751.9972 | -3.617 | 80.7 | -2.3774 | -3.1199 | -3.617 | -4.0538 | -4.7546
202011 | 2020 | 11 | H12 | 80.45% | 0% | 734.6981 | 683.2635 | 51.4345 | 83 | 33.8061 | 44.3651 | 51.4345 | 57.6453 | 67.6099
202011 | 2020 | 11 | H13 | 80.67% | 0% | 717.18 | 665.6017 | 51.5783 | 84.5 | 33.9006 | 44.4891 | 51.5783 | 57.8064 | 67.7989
202011 | 2020 | 11 | H14 | 106% | 0% | 701.2217 | 633.4468 | 67.775 | 83.6 | 44.5461 | 58.4596 | 67.775 | 75.9589 | 89.0893
202011 | 2020 | 11 | H15 | 106.5% | 0% | 690.1153 | 622.0002 | 68.1151 | 82.2 | 44.7697 | 58.753 | 68.1151 | 76.3401 | 89.5363
202011 | 2020 | 11 | H16 | 124% | 0% | 722.3058 | 643.0033 | 79.3024 | 81.8 | 52.1227 | 68.4027 | 79.3024 | 88.8783 | 104.2419
202011 | 2020 | 11 | H17 | 106.1% | 0% | 869.0906 | 801.2869 | 67.8037 | 78.3 | 44.565 | 58.4844 | 67.8037 | 75.9911 | 89.127
202011 | 2020 | 11 | H18 | 96.24% | 0% | 1225.0566 | 1163.5231 | 61.5335 | 72.6 | 40.4438 | 53.0759 | 61.5335 | 68.9637 | 80.8848
202011 | 2020 | 11 | H19 | 0% | 100% | 1357.8148 | 1361.4318 | -3.617 | 69.4 | -2.3774 | -3.1199 | -3.617 | -4.0538 | -4.7546
202011 | 2020 | 11 | H20 | 0% | 100% | 1386.8819 | 1390.4989 | -3.617 | 66 | -2.3774 | -3.1199 | -3.617 | -4.0538 | -4.7546
202011 | 2020 | 11 | H21 | 0% | 100% | 1337.1383 | 1340.7553 | -3.617 | 64.6 | -2.3774 | -3.1199 | -3.617 | -4.0538 | -4.7546
202011 | 2020 | 11 | H22 | 0% | 100% | 1190.0424 | 1193.6594 | -3.617 | 63.6 | -2.3774 | -3.1199 | -3.617 | -4.0538 | -4.7546
202011 | 2020 | 11 | H23 | 0% | 100% | 969.0396 | 972.6567 | -3.617 | 62 | -2.3774 | -3.1199 | -3.617 | -4.0538 | -4.7546
202011 | 2020 | 11 | H24 | 0% | 100% | 782.2901 | 785.9071 | -3.617 | 60.2 | -2.3774 | -3.1199 | -3.617 | -4.0538 | -4.7546
202012 | 2020 | 12 | H1 | 0% | 100% | 826.923 | 831.0753 | -4.1524 | 52.8 | -2.7292 | -3.5816 | -4.1524 | -4.6538 | -5.4582
202012 | 2020 | 12 | H2 | 0% | 100% | 740.2103 | 744.3627 | -4.1524 | 52.1 | -2.7292 | -3.5816 | -4.1524 | -4.6538 | -5.4582
202012 | 2020 | 12 | H3 | 0% | 100% | 709.2165 | 713.3689 | -4.1524 | 50.9 | -2.7292 | -3.5816 | -4.1524 | -4.6538 | -5.4582
202012 | 2020 | 12 | H4 | 0% | 100% | 708.6001 | 712.7525 | -4.1524 | 49.2 | -2.7292 | -3.5816 | -4.1524 | -4.6538 | -5.4582
202012 | 2020 | 12 | H5 | 0% | 100% | 740.3213 | 744.4737 | -4.1524 | 47.7 | -2.7292 | -3.5816 | -4.1524 | -4.6538 | -5.4582
202012 | 2020 | 12 | H6 | 0% | 100% | 844.2105 | 848.3628 | -4.1524 | 47.3 | -2.7292 | -3.5816 | -4.1524 | -4.6538 | -5.4582
202012 | 2020 | 12 | H7 | 0% | 100% | 1043.5096 | 1047.6619 | -4.1524 | 48.1 | -2.7292 | -3.5816 | -4.1524 | -4.6538 | -5.4582
202012 | 2020 | 12 | H8 | 0% | 100% | 1045.4111 | 1049.5634 | -4.1524 | 46.3 | -2.7292 | -3.5816 | -4.1524 | -4.6538 | -5.4582
202012 | 2020 | 12 | H9 | 0% | 100% | 950.2059 | 954.3583 | -4.1524 | 51.6 | -2.7292 | -3.5816 | -4.1524 | -4.6538 | -5.4582
202012 | 2020 | 12 | H10 | 0% | 100% | 885.1652 | 889.3176 | -4.1524 | 60.8 | -2.7292 | -3.5816 | -4.1524 | -4.6538 | -5.4582
202012 | 2020 | 12 | H11 | 0% | 100% | 848.5733 | 852.7257 | -4.1524 | 66.3 | -2.7292 | -3.5816 | -4.1524 | -4.6538 | -5.4582
202012 | 2020 | 12 | H12 | 80.45% | 0% | 833.9359 | 774.8894 | 59.0465 | 70.7 | 38.8092 | 50.9308 | 59.0465 | 66.1765 | 77.6158
202012 | 2020 | 12 | H13 | 80.67% | 0% | 812.073 | 752.8614 | 59.2115 | 73 | 38.9177 | 51.0732 | 59.2115 | 66.3614 | 77.8327
202012 | 2020 | 12 | H14 | 106% | 0% | 818.7132 | 740.908 | 77.8053 | 71.3 | 51.1387 | 67.1113 | 77.8053 | 87.2004 | 102.2739
202012 | 2020 | 12 | H15 | 106.5% | 0% | 785.5357 | 707.34 | 78.1957 | 69.7 | 51.3953 | 67.448 | 78.1957 | 87.6379 | 102.7871
202012 | 2020 | 12 | H16 | 124% | 0% | 785.7766 | 694.7379 | 91.0387 | 68.7 | 59.8366 | 78.5258 | 91.0387 | 102.0317 | 119.669
202012 | 2020 | 12 | H17 | 106.1% | 0% | 997.647 | 919.8088 | 77.8382 | 67.9 | 51.1604 | 67.1397 | 77.8382 | 87.2373 | 102.3172
202012 | 2020 | 12 | H18 | 96.24% | 0% | 1463.5814 | 1392.9414 | 70.64 | 62.3 | 46.4292 | 60.9308 | 70.64 | 79.1699 | 92.8553
202012 | 2020 | 12 | H19 | 0% | 100% | 1657.5216 | 1661.6739 | -4.1524 | 57 | -2.7292 | -3.5816 | -4.1524 | -4.6538 | -5.4582
202012 | 2020 | 12 | H20 | 0% | 100% | 1644.1932 | 1648.3456 | -4.1524 | 54.7 | -2.7292 | -3.5816 | -4.1524 | -4.6538 | -5.4582
202012 | 2020 | 12 | H21 | 0% | 100% | 1590.6349 | 1594.7873 | -4.1524 | 51.5 | -2.7292 | -3.5816 | -4.1524 | -4.6538 | -5.4582
202012 | 2020 | 12 | H22 | 0% | 100% | 1439.2465 | 1443.3988 | -4.1524 | 50.1 | -2.7292 | -3.5816 | -4.1524 | -4.6538 | -5.4582
202012 | 2020 | 12 | H23 | 0% | 100% | 1180.9487 | 1185.1011 | -4.1524 | 48.3 | -2.7292 | -3.5816 | -4.1524 | -4.6538 | -5.4582
202012 | 2020 | 12 | H24 | 0% | 100% | 957.8733 | 962.0256 | -4.1524 | 47.5 | -2.7292 | -3.5816 | -4.1524 | -4.6538 | -5.4582

## Monthy Hourly 1 in 10 Year
yearmo | Year | Month | Hour | On-peak Percentages | Off-peak Percentages | Reference Load | Observed Load | Load Impact | Temperature | p10 | p30 | p50 | p70 | p90
20101 | 2010 | 1 | H1 | 0% | 100% | 779.5152 | 779.5152 | 0 | 61.1 | 0 | 0 | 0 | 0 | 0
20101 | 2010 | 1 | H2 | 0% | 100% | 716.5773 | 716.5773 | 0 | 60.5 | 0 | 0 | 0 | 0 | 0
20101 | 2010 | 1 | H3 | 0% | 100% | 701.3764 | 701.3764 | 0 | 60 | 0 | 0 | 0 | 0 | 0
20101 | 2010 | 1 | H4 | 0% | 100% | 704.0031 | 704.0031 | 0 | 57.8 | 0 | 0 | 0 | 0 | 0
20101 | 2010 | 1 | H5 | 0% | 100% | 736.7664 | 736.7664 | 0 | 56.9 | 0 | 0 | 0 | 0 | 0
20101 | 2010 | 1 | H6 | 0% | 100% | 850.3388 | 850.3388 | 0 | 57.3 | 0 | 0 | 0 | 0 | 0
20101 | 2010 | 1 | H7 | 0% | 100% | 1037.2146 | 1037.2146 | 0 | 55.5 | 0 | 0 | 0 | 0 | 0
20101 | 2010 | 1 | H8 | 0% | 100% | 1072.5645 | 1072.5645 | 0 | 57.8 | 0 | 0 | 0 | 0 | 0
20101 | 2010 | 1 | H9 | 0% | 100% | 994.0013 | 994.0013 | 0 | 62.5 | 0 | 0 | 0 | 0 | 0
20101 | 2010 | 1 | H10 | 0% | 100% | 928.2803 | 928.2803 | 0 | 68.6 | 0 | 0 | 0 | 0 | 0
20101 | 2010 | 1 | H11 | 0% | 100% | 846.1602 | 846.1602 | 0 | 74.1 | 0 | 0 | 0 | 0 | 0
20101 | 2010 | 1 | H12 | 80.45% | 0% | 854.8366 | 854.8366 | 0 | 78.4 | 0 | 0 | 0 | 0 | 0
20101 | 2010 | 1 | H13 | 80.67% | 0% | 823.8928 | 823.8928 | 0 | 80.9 | 0 | 0 | 0 | 0 | 0
20101 | 2010 | 1 | H14 | 106% | 0% | 781.6885 | 781.6885 | 0 | 81.6 | 0 | 0 | 0 | 0 | 0
20101 | 2010 | 1 | H15 | 106.5% | 0% | 771 | 771 | 0 | 81.1 | 0 | 0 | 0 | 0 | 0
20101 | 2010 | 1 | H16 | 124% | 0% | 818.2964 | 818.2964 | 0 | 79 | 0 | 0 | 0 | 0 | 0
20101 | 2010 | 1 | H17 | 106.1% | 0% | 954.2614 | 954.2614 | 0 | 76.4 | 0 | 0 | 0 | 0 | 0
20101 | 2010 | 1 | H18 | 96.24% | 0% | 1309.9395 | 1309.9395 | 0 | 72.1 | 0 | 0 | 0 | 0 | 0
20101 | 2010 | 1 | H19 | 0% | 100% | 1497.1734 | 1497.1734 | 0 | 67.4 | 0 | 0 | 0 | 0 | 0
20101 | 2010 | 1 | H20 | 0% | 100% | 1496.8593 | 1496.8593 | 0 | 63.8 | 0 | 0 | 0 | 0 | 0
20101 | 2010 | 1 | H21 | 0% | 100% | 1448.9486 | 1448.9486 | 0 | 62.1 | 0 | 0 | 0 | 0 | 0
20101 | 2010 | 1 | H22 | 0% | 100% | 1314.4671 | 1314.4671 | 0 | 61.6 | 0 | 0 | 0 | 0 | 0
20101 | 2010 | 1 | H23 | 0% | 100% | 1116.405 | 1116.405 | 0 | 61.8 | 0 | 0 | 0 | 0 | 0
20101 | 2010 | 1 | H24 | 0% | 100% | 895.6283 | 895.6283 | 0 | 60 | 0 | 0 | 0 | 0 | 0
20102 | 2010 | 2 | H1 | 0% | 100% | 656.2964 | 656.2964 | 0 | 53.4 | 0 | 0 | 0 | 0 | 0
20102 | 2010 | 2 | H2 | 0% | 100% | 616.0594 | 616.0594 | 0 | 53.2 | 0 | 0 | 0 | 0 | 0
20102 | 2010 | 2 | H3 | 0% | 100% | 606.6987 | 606.6987 | 0 | 51.9 | 0 | 0 | 0 | 0 | 0
20102 | 2010 | 2 | H4 | 0% | 100% | 618.0643 | 618.0643 | 0 | 50.8 | 0 | 0 | 0 | 0 | 0
20102 | 2010 | 2 | H5 | 0% | 100% | 678.6723 | 678.6723 | 0 | 52 | 0 | 0 | 0 | 0 | 0
20102 | 2010 | 2 | H6 | 0% | 100% | 741.4112 | 741.4112 | 0 | 51 | 0 | 0 | 0 | 0 | 0
20102 | 2010 | 2 | H7 | 0% | 100% | 861.3326 | 861.3326 | 0 | 49 | 0 | 0 | 0 | 0 | 0
20102 | 2010 | 2 | H8 | 0% | 100% | 1009.6353 | 1009.6353 | 0 | 49.3 | 0 | 0 | 0 | 0 | 0
20102 | 2010 | 2 | H9 | 0% | 100% | 987.4544 | 987.4544 | 0 | 58.1 | 0 | 0 | 0 | 0 | 0
20102 | 2010 | 2 | H10 | 0% | 100% | 965.1659 | 965.1659 | 0 | 68.7 | 0 | 0 | 0 | 0 | 0
20102 | 2010 | 2 | H11 | 0% | 100% | 912.8181 | 912.8181 | 0 | 73.4 | 0 | 0 | 0 | 0 | 0
20102 | 2010 | 2 | H12 | 80.45% | 0% | 939.3632 | 939.3632 | 0 | 77.7 | 0 | 0 | 0 | 0 | 0
20102 | 2010 | 2 | H13 | 80.67% | 0% | 882.858 | 882.858 | 0 | 80.5 | 0 | 0 | 0 | 0 | 0
20102 | 2010 | 2 | H14 | 106% | 0% | 829.3896 | 829.3896 | 0 | 80.9 | 0 | 0 | 0 | 0 | 0
20102 | 2010 | 2 | H15 | 106.5% | 0% | 820.2414 | 820.2414 | 0 | 80.4 | 0 | 0 | 0 | 0 | 0
20102 | 2010 | 2 | H16 | 124% | 0% | 835.713 | 835.713 | 0 | 77.9 | 0 | 0 | 0 | 0 | 0
20102 | 2010 | 2 | H17 | 106.1% | 0% | 894.5994 | 894.5994 | 0 | 76.5 | 0 | 0 | 0 | 0 | 0
20102 | 2010 | 2 | H18 | 96.24% | 0% | 1104.2366 | 1104.2366 | 0 | 73.9 | 0 | 0 | 0 | 0 | 0
20102 | 2010 | 2 | H19 | 0% | 100% | 1408.7345 | 1408.7345 | 0 | 69.1 | 0 | 0 | 0 | 0 | 0
20102 | 2010 | 2 | H20 | 0% | 100% | 1400.188 | 1400.188 | 0 | 63 | 0 | 0 | 0 | 0 | 0
20102 | 2010 | 2 | H21 | 0% | 100% | 1355.5275 | 1355.5275 | 0 | 59.9 | 0 | 0 | 0 | 0 | 0
20102 | 2010 | 2 | H22 | 0% | 100% | 1194.1567 | 1194.1567 | 0 | 57.2 | 0 | 0 | 0 | 0 | 0
20102 | 2010 | 2 | H23 | 0% | 100% | 977.415 | 977.415 | 0 | 55.6 | 0 | 0 | 0 | 0 | 0
20102 | 2010 | 2 | H24 | 0% | 100% | 803.392 | 803.392 | 0 | 54.5 | 0 | 0 | 0 | 0 | 0
20103 | 2010 | 3 | H1 | 0% | 100% | 645.2328 | 645.2328 | 0 | 57.3 | 0 | 0 | 0 | 0 | 0
20103 | 2010 | 3 | H2 | 0% | 100% | 620.4317 | 620.4317 | 0 | 55.5 | 0 | 0 | 0 | 0 | 0
20103 | 2010 | 3 | H3 | 0% | 100% | 592.4991 | 592.4991 | 0 | 54.3 | 0 | 0 | 0 | 0 | 0
20103 | 2010 | 3 | H4 | 0% | 100% | 579.681 | 579.681 | 0 | 53.8 | 0 | 0 | 0 | 0 | 0
20103 | 2010 | 3 | H5 | 0% | 100% | 621.4804 | 621.4804 | 0 | 52.9 | 0 | 0 | 0 | 0 | 0
20103 | 2010 | 3 | H6 | 0% | 100% | 717.101 | 717.101 | 0 | 52.7 | 0 | 0 | 0 | 0 | 0
20103 | 2010 | 3 | H7 | 0% | 100% | 879.5683 | 879.5683 | 0 | 52.7 | 0 | 0 | 0 | 0 | 0
20103 | 2010 | 3 | H8 | 0% | 100% | 890.9841 | 890.9841 | 0 | 58.6 | 0 | 0 | 0 | 0 | 0
20103 | 2010 | 3 | H9 | 0% | 100% | 792.2094 | 792.2094 | 0 | 67.4 | 0 | 0 | 0 | 0 | 0
20103 | 2010 | 3 | H10 | 0% | 100% | 740.1673 | 740.1673 | 0 | 74.9 | 0 | 0 | 0 | 0 | 0
20103 | 2010 | 3 | H11 | 0% | 100% | 728.4866 | 728.4866 | 0 | 80.9 | 0 | 0 | 0 | 0 | 0
20103 | 2010 | 3 | H12 | 80.45% | 0% | 686.2166 | 686.2166 | 0 | 83.4 | 0 | 0 | 0 | 0 | 0
20103 | 2010 | 3 | H13 | 80.67% | 0% | 662.6633 | 662.6633 | 0 | 84.9 | 0 | 0 | 0 | 0 | 0
20103 | 2010 | 3 | H14 | 106% | 0% | 638.8127 | 638.8127 | 0 | 84.8 | 0 | 0 | 0 | 0 | 0
20103 | 2010 | 3 | H15 | 106.5% | 0% | 622.0327 | 622.0327 | 0 | 84.3 | 0 | 0 | 0 | 0 | 0
20103 | 2010 | 3 | H16 | 124% | 0% | 628.001 | 628.001 | 0 | 82.7 | 0 | 0 | 0 | 0 | 0
20103 | 2010 | 3 | H17 | 106.1% | 0% | 696.7613 | 696.7613 | 0 | 81 | 0 | 0 | 0 | 0 | 0
20103 | 2010 | 3 | H18 | 96.24% | 0% | 917.1049 | 917.1049 | 0 | 78 | 0 | 0 | 0 | 0 | 0
20103 | 2010 | 3 | H19 | 0% | 100% | 1214.3449 | 1214.3449 | 0 | 73.4 | 0 | 0 | 0 | 0 | 0
20103 | 2010 | 3 | H20 | 0% | 100% | 1249.276 | 1249.276 | 0 | 67.6 | 0 | 0 | 0 | 0 | 0
20103 | 2010 | 3 | H21 | 0% | 100% | 1231.7506 | 1231.7506 | 0 | 63.9 | 0 | 0 | 0 | 0 | 0
20103 | 2010 | 3 | H22 | 0% | 100% | 1121.3843 | 1121.3843 | 0 | 61.8 | 0 | 0 | 0 | 0 | 0
20103 | 2010 | 3 | H23 | 0% | 100% | 937.9103 | 937.9103 | 0 | 59.9 | 0 | 0 | 0 | 0 | 0
20103 | 2010 | 3 | H24 | 0% | 100% | 761.1091 | 761.1091 | 0 | 58 | 0 | 0 | 0 | 0 | 0
20104 | 2010 | 4 | H1 | 0% | 100% | 653.2584 | 653.2584 | 0 | 63.1 | 0 | 0 | 0 | 0 | 0
20104 | 2010 | 4 | H2 | 0% | 100% | 613.2344 | 613.2344 | 0 | 62.7 | 0 | 0 | 0 | 0 | 0
20104 | 2010 | 4 | H3 | 0% | 100% | 596.4407 | 596.4407 | 0 | 62.7 | 0 | 0 | 0 | 0 | 0
20104 | 2010 | 4 | H4 | 0% | 100% | 612.3001 | 612.3001 | 0 | 62.3 | 0 | 0 | 0 | 0 | 0
20104 | 2010 | 4 | H5 | 0% | 100% | 673.1949 | 673.1949 | 0 | 64.4 | 0 | 0 | 0 | 0 | 0
20104 | 2010 | 4 | H6 | 0% | 100% | 762.3044 | 762.3044 | 0 | 64.6 | 0 | 0 | 0 | 0 | 0
20104 | 2010 | 4 | H7 | 0% | 100% | 822.4792 | 822.4792 | 0 | 65.9 | 0 | 0 | 0 | 0 | 0
20104 | 2010 | 4 | H8 | 0% | 100% | 850.7145 | 850.7145 | 0 | 73.5 | 0 | 0 | 0 | 0 | 0
20104 | 2010 | 4 | H9 | 0% | 100% | 859.5178 | 859.5178 | 0 | 81 | 0 | 0 | 0 | 0 | 0
20104 | 2010 | 4 | H10 | 0% | 100% | 899.4054 | 899.4054 | 0 | 87 | 0 | 0 | 0 | 0 | 0
20104 | 2010 | 4 | H11 | 0% | 100% | 969.8049 | 969.8049 | 0 | 90.1 | 0 | 0 | 0 | 0 | 0
20104 | 2010 | 4 | H12 | 80.45% | 0% | 1051.5564 | 1051.5564 | 0 | 91.9 | 0 | 0 | 0 | 0 | 0
20104 | 2010 | 4 | H13 | 80.67% | 0% | 1084.9171 | 1084.9171 | 0 | 93.7 | 0 | 0 | 0 | 0 | 0
20104 | 2010 | 4 | H14 | 106% | 0% | 1106.3152 | 1106.3152 | 0 | 92 | 0 | 0 | 0 | 0 | 0
20104 | 2010 | 4 | H15 | 106.5% | 0% | 1187.6915 | 1187.6915 | 0 | 90.9 | 0 | 0 | 0 | 0 | 0
20104 | 2010 | 4 | H16 | 124% | 0% | 1269.1028 | 1269.1028 | 0 | 89.4 | 0 | 0 | 0 | 0 | 0
20104 | 2010 | 4 | H17 | 106.1% | 0% | 1325.0465 | 1325.0465 | 0 | 88.7 | 0 | 0 | 0 | 0 | 0
20104 | 2010 | 4 | H18 | 96.24% | 0% | 1294.8411 | 1294.8411 | 0 | 87.1 | 0 | 0 | 0 | 0 | 0
20104 | 2010 | 4 | H19 | 0% | 100% | 1395.8968 | 1395.8968 | 0 | 83.4 | 0 | 0 | 0 | 0 | 0
20104 | 2010 | 4 | H20 | 0% | 100% | 1433.4026 | 1433.4026 | 0 | 78.4 | 0 | 0 | 0 | 0 | 0
20104 | 2010 | 4 | H21 | 0% | 100% | 1264.5791 | 1264.5791 | 0 | 75.5 | 0 | 0 | 0 | 0 | 0
20104 | 2010 | 4 | H22 | 0% | 100% | 1053.649 | 1053.649 | 0 | 70 | 0 | 0 | 0 | 0 | 0
20104 | 2010 | 4 | H23 | 0% | 100% | 833.7485 | 833.7485 | 0 | 67.6 | 0 | 0 | 0 | 0 | 0
20104 | 2010 | 4 | H24 | 0% | 100% | 697.6044 | 697.6044 | 0 | 64.6 | 0 | 0 | 0 | 0 | 0
20105 | 2010 | 5 | H1 | 0% | 100% | 651.7777 | 651.7803 | -2.6519 | 66.5 | -1.743 | -2.2874 | -2.6519 | -2.9721 | -3.4858
20105 | 2010 | 5 | H2 | 0% | 100% | 605.4666 | 605.4692 | -2.6519 | 66.1 | -1.743 | -2.2874 | -2.6519 | -2.9721 | -3.4858
20105 | 2010 | 5 | H3 | 0% | 100% | 578.9082 | 578.9108 | -2.6519 | 66.7 | -1.743 | -2.2874 | -2.6519 | -2.9721 | -3.4858
20105 | 2010 | 5 | H4 | 0% | 100% | 587.4615 | 587.4642 | -2.6519 | 65.6 | -1.743 | -2.2874 | -2.6519 | -2.9721 | -3.4858
20105 | 2010 | 5 | H5 | 0% | 100% | 649.2822 | 649.2849 | -2.6519 | 64.5 | -1.743 | -2.2874 | -2.6519 | -2.9721 | -3.4858
20105 | 2010 | 5 | H6 | 0% | 100% | 750.1332 | 750.1358 | -2.6519 | 63.9 | -1.743 | -2.2874 | -2.6519 | -2.9721 | -3.4858
20105 | 2010 | 5 | H7 | 0% | 100% | 782.8437 | 782.8464 | -2.6519 | 65.7 | -1.743 | -2.2874 | -2.6519 | -2.9721 | -3.4858
20105 | 2010 | 5 | H8 | 0% | 100% | 806.8506 | 806.8533 | -2.6519 | 76.5 | -1.743 | -2.2874 | -2.6519 | -2.9721 | -3.4858
20105 | 2010 | 5 | H9 | 0% | 100% | 881.5017 | 881.5043 | -2.6519 | 84.8 | -1.743 | -2.2874 | -2.6519 | -2.9721 | -3.4858
20105 | 2010 | 5 | H10 | 0% | 100% | 1008.7384 | 1008.7411 | -2.6519 | 91.6 | -1.743 | -2.2874 | -2.6519 | -2.9721 | -3.4858
20105 | 2010 | 5 | H11 | 0% | 100% | 1109.8 | 1109.8027 | -2.6519 | 95.1 | -1.743 | -2.2874 | -2.6519 | -2.9721 | -3.4858
20105 | 2010 | 5 | H12 | 80.45% | 0% | 1213.9192 | 1213.8936 | 25.6648 | 95.1 | 16.8686 | 22.1373 | 25.6648 | 28.7639 | 33.7361
20105 | 2010 | 5 | H13 | 80.67% | 0% | 1304.7106 | 1304.6849 | 25.7366 | 93.9 | 16.9157 | 22.1992 | 25.7366 | 28.8443 | 33.8303
20105 | 2010 | 5 | H14 | 106% | 0% | 1365.7192 | 1365.6853 | 33.8184 | 94.1 | 22.2277 | 29.1702 | 33.8184 | 37.902 | 44.4538
20105 | 2010 | 5 | H15 | 106.5% | 0% | 1498.8953 | 1498.8613 | 33.9881 | 92.4 | 22.3392 | 29.3166 | 33.9881 | 38.0922 | 44.6769
20105 | 2010 | 5 | H16 | 124% | 0% | 1548.312 | 1548.2724 | 39.5704 | 90.9 | 26.0082 | 34.1316 | 39.5704 | 44.3486 | 52.0147
20105 | 2010 | 5 | H17 | 106.1% | 0% | 1591.1258 | 1591.092 | 33.8327 | 90 | 22.2371 | 29.1826 | 33.8327 | 37.9181 | 44.4727
20105 | 2010 | 5 | H18 | 96.24% | 0% | 1571.0473 | 1571.0166 | 30.704 | 86.5 | 20.1807 | 26.4839 | 30.704 | 34.4116 | 40.36
20105 | 2010 | 5 | H19 | 0% | 100% | 1575.3965 | 1575.3991 | -2.6519 | 82.1 | -1.743 | -2.2874 | -2.6519 | -2.9721 | -3.4858
20105 | 2010 | 5 | H20 | 0% | 100% | 1602.5763 | 1602.579 | -2.6519 | 77 | -1.743 | -2.2874 | -2.6519 | -2.9721 | -3.4858
20105 | 2010 | 5 | H21 | 0% | 100% | 1455.5668 | 1455.5695 | -2.6519 | 73 | -1.743 | -2.2874 | -2.6519 | -2.9721 | -3.4858
20105 | 2010 | 5 | H22 | 0% | 100% | 1196.4881 | 1196.4908 | -2.6519 | 72.1 | -1.743 | -2.2874 | -2.6519 | -2.9721 | -3.4858
20105 | 2010 | 5 | H23 | 0% | 100% | 961.3805 | 961.3831 | -2.6519 | 69.3 | -1.743 | -2.2874 | -2.6519 | -2.9721 | -3.4858
20105 | 2010 | 5 | H24 | 0% | 100% | 790.9371 | 790.9398 | -2.6519 | 67.1 | -1.743 | -2.2874 | -2.6519 | -2.9721 | -3.4858
20106 | 2010 | 6 | H1 | 0% | 100% | 662.7208 | 662.724 | -3.1787 | 70.5 | -2.0892 | -2.7418 | -3.1787 | -3.5625 | -4.1783
20106 | 2010 | 6 | H2 | 0% | 100% | 621.456 | 621.4591 | -3.1787 | 69.8 | -2.0892 | -2.7418 | -3.1787 | -3.5625 | -4.1783
20106 | 2010 | 6 | H3 | 0% | 100% | 595.1946 | 595.1977 | -3.1787 | 67.3 | -2.0892 | -2.7418 | -3.1787 | -3.5625 | -4.1783
20106 | 2010 | 6 | H4 | 0% | 100% | 600.7469 | 600.7501 | -3.1787 | 66.1 | -2.0892 | -2.7418 | -3.1787 | -3.5625 | -4.1783
20106 | 2010 | 6 | H5 | 0% | 100% | 662.875 | 662.8782 | -3.1787 | 65.8 | -2.0892 | -2.7418 | -3.1787 | -3.5625 | -4.1783
20106 | 2010 | 6 | H6 | 0% | 100% | 729.4095 | 729.4127 | -3.1787 | 65.7 | -2.0892 | -2.7418 | -3.1787 | -3.5625 | -4.1783
20106 | 2010 | 6 | H7 | 0% | 100% | 789.6015 | 789.6047 | -3.1787 | 71.3 | -2.0892 | -2.7418 | -3.1787 | -3.5625 | -4.1783
20106 | 2010 | 6 | H8 | 0% | 100% | 844.9542 | 844.9574 | -3.1787 | 78.2 | -2.0892 | -2.7418 | -3.1787 | -3.5625 | -4.1783
20106 | 2010 | 6 | H9 | 0% | 100% | 920.7871 | 920.7902 | -3.1787 | 84 | -2.0892 | -2.7418 | -3.1787 | -3.5625 | -4.1783
20106 | 2010 | 6 | H10 | 0% | 100% | 1005.8311 | 1005.8342 | -3.1787 | 90.4 | -2.0892 | -2.7418 | -3.1787 | -3.5625 | -4.1783
20106 | 2010 | 6 | H11 | 0% | 100% | 1110.7187 | 1110.7218 | -3.1787 | 92.7 | -2.0892 | -2.7418 | -3.1787 | -3.5625 | -4.1783
20106 | 2010 | 6 | H12 | 80.45% | 0% | 1208.9604 | 1208.9296 | 30.7636 | 93.6 | 20.2198 | 26.5353 | 30.7636 | 34.4783 | 40.4383
20106 | 2010 | 6 | H13 | 80.67% | 0% | 1287.1266 | 1287.0957 | 30.8496 | 93.3 | 20.2763 | 26.6094 | 30.8496 | 34.5747 | 40.5513
20106 | 2010 | 6 | H14 | 106% | 0% | 1329.0001 | 1328.9595 | 40.537 | 93.3 | 26.6436 | 34.9654 | 40.537 | 45.4319 | 53.2853
20106 | 2010 | 6 | H15 | 106.5% | 0% | 1442.7437 | 1442.7029 | 40.7404 | 94.7 | 26.7773 | 35.1408 | 40.7404 | 45.6599 | 53.5527
20106 | 2010 | 6 | H16 | 124% | 0% | 1524.6353 | 1524.5879 | 47.4317 | 95.4 | 31.1752 | 40.9124 | 47.4317 | 53.1591 | 62.3483
20106 | 2010 | 6 | H17 | 106.1% | 0% | 1567.5069 | 1567.4663 | 40.5542 | 94.1 | 26.6549 | 34.9802 | 40.5542 | 45.4512 | 53.3079
20106 | 2010 | 6 | H18 | 96.24% | 0% | 1591.619 | 1591.5822 | 36.8039 | 92.5 | 24.1899 | 31.7453 | 36.8039 | 41.248 | 48.3782
20106 | 2010 | 6 | H19 | 0% | 100% | 1614.9225 | 1614.9257 | -3.1787 | 86.1 | -2.0892 | -2.7418 | -3.1787 | -3.5625 | -4.1783
20106 | 2010 | 6 | H20 | 0% | 100% | 1651.8486 | 1651.8517 | -3.1787 | 81.2 | -2.0892 | -2.7418 | -3.1787 | -3.5625 | -4.1783
20106 | 2010 | 6 | H21 | 0% | 100% | 1540.0699 | 1540.0731 | -3.1787 | 77.6 | -2.0892 | -2.7418 | -3.1787 | -3.5625 | -4.1783
20106 | 2010 | 6 | H22 | 0% | 100% | 1355.3458 | 1355.349 | -3.1787 | 76 | -2.0892 | -2.7418 | -3.1787 | -3.5625 | -4.1783
20106 | 2010 | 6 | H23 | 0% | 100% | 1125.811 | 1125.8141 | -3.1787 | 72.8 | -2.0892 | -2.7418 | -3.1787 | -3.5625 | -4.1783
20106 | 2010 | 6 | H24 | 0% | 100% | 957.6399 | 957.6431 | -3.1787 | 70.5 | -2.0892 | -2.7418 | -3.1787 | -3.5625 | -4.1783
20106 | 2010 | 6 | H1 | 0% | 100% | 975.2205 | 975.2237 | -3.1787 | 73.3 | -2.0892 | -2.7418 | -3.1787 | -3.5625 | -4.1783
20107 | 2010 | 7 | H2 | 0% | 100% | 871.9612 | 871.9652 | -4.0778 | 73.6 | -2.6802 | -3.5173 | -4.0778 | -4.5701 | -5.3601
20107 | 2010 | 7 | H3 | 0% | 100% | 829.5959 | 829.6 | -4.0778 | 73.5 | -2.6802 | -3.5173 | -4.0778 | -4.5701 | -5.3601
20107 | 2010 | 7 | H4 | 0% | 100% | 800.5742 | 800.5783 | -4.0778 | 73.8 | -2.6802 | -3.5173 | -4.0778 | -4.5701 | -5.3601
20107 | 2010 | 7 | H5 | 0% | 100% | 827.9069 | 827.9109 | -4.0778 | 74.8 | -2.6802 | -3.5173 | -4.0778 | -4.5701 | -5.3601
20107 | 2010 | 7 | H6 | 0% | 100% | 859.8388 | 859.8429 | -4.0778 | 75.4 | -2.6802 | -3.5173 | -4.0778 | -4.5701 | -5.3601
20107 | 2010 | 7 | H7 | 0% | 100% | 958.6242 | 958.6283 | -4.0778 | 77.1 | -2.6802 | -3.5173 | -4.0778 | -4.5701 | -5.3601
20107 | 2010 | 7 | H8 | 0% | 100% | 1017.009 | 1017.0131 | -4.0778 | 79.6 | -2.6802 | -3.5173 | -4.0778 | -4.5701 | -5.3601
20107 | 2010 | 7 | H9 | 0% | 100% | 1076.4304 | 1076.4344 | -4.0778 | 84.8 | -2.6802 | -3.5173 | -4.0778 | -4.5701 | -5.3601
20107 | 2010 | 7 | H10 | 0% | 100% | 1166.9891 | 1166.9931 | -4.0778 | 89.8 | -2.6802 | -3.5173 | -4.0778 | -4.5701 | -5.3601
20107 | 2010 | 7 | H11 | 0% | 100% | 1238.652 | 1238.6561 | -4.0778 | 95.6 | -2.6802 | -3.5173 | -4.0778 | -4.5701 | -5.3601
20107 | 2010 | 7 | H12 | 80.45% | 0% | 1371.2356 | 1371.1962 | 39.4648 | 98.5 | 25.9388 | 34.0405 | 39.4648 | 44.2302 | 51.8759
20107 | 2010 | 7 | H13 | 80.67% | 0% | 1553.6574 | 1553.6179 | 39.5751 | 100.6 | 26.0113 | 34.1357 | 39.5751 | 44.3539 | 52.0209
20107 | 2010 | 7 | H14 | 106% | 0% | 1643.5813 | 1643.5293 | 52.0026 | 99.8 | 34.1795 | 44.855 | 52.0026 | 58.2819 | 68.3566
20107 | 2010 | 7 | H15 | 106.5% | 0% | 1611.0256 | 1610.9733 | 52.2635 | 97 | 34.351 | 45.0801 | 52.2635 | 58.5744 | 68.6996
20107 | 2010 | 7 | H16 | 124% | 0% | 1596.5984 | 1596.5375 | 60.8474 | 91.8 | 39.9928 | 52.4841 | 60.8474 | 68.1948 | 79.983
20107 | 2010 | 7 | H17 | 106.1% | 0% | 1674.4627 | 1674.4107 | 52.0246 | 88.7 | 34.194 | 44.874 | 52.0246 | 58.3066 | 68.3856
20107 | 2010 | 7 | H18 | 96.24% | 0% | 1732.3748 | 1732.3276 | 47.2135 | 87.1 | 31.0318 | 40.7242 | 47.2135 | 52.9146 | 62.0615
20107 | 2010 | 7 | H19 | 0% | 100% | 1757.2972 | 1757.3013 | -4.0778 | 86.3 | -2.6802 | -3.5173 | -4.0778 | -4.5701 | -5.3601
20107 | 2010 | 7 | H20 | 0% | 100% | 1869.5229 | 1869.5269 | -4.0778 | 81.3 | -2.6802 | -3.5173 | -4.0778 | -4.5701 | -5.3601
20107 | 2010 | 7 | H21 | 0% | 100% | 1731.3429 | 1731.3469 | -4.0778 | 78.3 | -2.6802 | -3.5173 | -4.0778 | -4.5701 | -5.3601
20107 | 2010 | 7 | H22 | 0% | 100% | 1490.5518 | 1490.5559 | -4.0778 | 77.2 | -2.6802 | -3.5173 | -4.0778 | -4.5701 | -5.3601
20107 | 2010 | 7 | H23 | 0% | 100% | 1243.732 | 1243.7361 | -4.0778 | 76.2 | -2.6802 | -3.5173 | -4.0778 | -4.5701 | -5.3601
20107 | 2010 | 7 | H24 | 0% | 100% | 1092.5406 | 1092.5447 | -4.0778 | 75.8 | -2.6802 | -3.5173 | -4.0778 | -4.5701 | -5.3601
20108 | 2010 | 8 | H1 | 0% | 100% | 771.6429 | 771.6476 | -4.727 | 72.1 | -3.1069 | -4.0773 | -4.727 | -5.2978 | -6.2136
20108 | 2010 | 8 | H2 | 0% | 100% | 713.9394 | 713.9441 | -4.727 | 71.9 | -3.1069 | -4.0773 | -4.727 | -5.2978 | -6.2136
20108 | 2010 | 8 | H3 | 0% | 100% | 692.963 | 692.9677 | -4.727 | 71.2 | -3.1069 | -4.0773 | -4.727 | -5.2978 | -6.2136
20108 | 2010 | 8 | H4 | 0% | 100% | 696.0098 | 696.0145 | -4.727 | 70.7 | -3.1069 | -4.0773 | -4.727 | -5.2978 | -6.2136
20108 | 2010 | 8 | H5 | 0% | 100% | 733.8636 | 733.8683 | -4.727 | 70.8 | -3.1069 | -4.0773 | -4.727 | -5.2978 | -6.2136
20108 | 2010 | 8 | H6 | 0% | 100% | 810.8477 | 810.8524 | -4.727 | 71.2 | -3.1069 | -4.0773 | -4.727 | -5.2978 | -6.2136
20108 | 2010 | 8 | H7 | 0% | 100% | 831.0855 | 831.0902 | -4.727 | 71.5 | -3.1069 | -4.0773 | -4.727 | -5.2978 | -6.2136
20108 | 2010 | 8 | H8 | 0% | 100% | 872.5921 | 872.5968 | -4.727 | 74.7 | -3.1069 | -4.0773 | -4.727 | -5.2978 | -6.2136
20108 | 2010 | 8 | H9 | 0% | 100% | 974.5251 | 974.5298 | -4.727 | 79.3 | -3.1069 | -4.0773 | -4.727 | -5.2978 | -6.2136
20108 | 2010 | 8 | H10 | 0% | 100% | 1114.3941 | 1114.3989 | -4.727 | 85.7 | -3.1069 | -4.0773 | -4.727 | -5.2978 | -6.2136
20108 | 2010 | 8 | H11 | 0% | 100% | 1279.698 | 1279.7027 | -4.727 | 88.4 | -3.1069 | -4.0773 | -4.727 | -5.2978 | -6.2136
20108 | 2010 | 8 | H12 | 80.45% | 0% | 1427.1365 | 1427.0907 | 45.7483 | 90.9 | 30.0688 | 39.4604 | 45.7483 | 51.2725 | 60.1355
20108 | 2010 | 8 | H13 | 80.67% | 0% | 1499.6825 | 1499.6367 | 45.8762 | 90.3 | 30.1528 | 39.5707 | 45.8762 | 51.4158 | 60.3036
20108 | 2010 | 8 | H14 | 106% | 0% | 1571.4357 | 1571.3754 | 60.2823 | 89.3 | 39.6215 | 51.9968 | 60.2823 | 67.5615 | 79.2402
20108 | 2010 | 8 | H15 | 106.5% | 0% | 1632.3338 | 1632.2732 | 60.5848 | 87.8 | 39.8203 | 52.2577 | 60.5848 | 67.9005 | 79.6379
20108 | 2010 | 8 | H16 | 124% | 0% | 1667.9869 | 1667.9163 | 70.5354 | 87.3 | 46.3604 | 60.8406 | 70.5354 | 79.0526 | 92.7177
20108 | 2010 | 8 | H17 | 106.1% | 0% | 1693.8096 | 1693.7493 | 60.3079 | 85.5 | 39.6383 | 52.0188 | 60.3079 | 67.5901 | 79.2738
20108 | 2010 | 8 | H18 | 96.24% | 0% | 1655.6012 | 1655.5465 | 54.7308 | 83.5 | 35.9726 | 47.2083 | 54.7308 | 61.3396 | 71.9428
20108 | 2010 | 8 | H19 | 0% | 100% | 1641.2395 | 1641.2442 | -4.727 | 81.2 | -3.1069 | -4.0773 | -4.727 | -5.2978 | -6.2136
20108 | 2010 | 8 | H20 | 0% | 100% | 1618.0056 | 1618.0103 | -4.727 | 78.8 | -3.1069 | -4.0773 | -4.727 | -5.2978 | -6.2136
20108 | 2010 | 8 | H21 | 0% | 100% | 1533.9112 | 1533.9159 | -4.727 | 77.4 | -3.1069 | -4.0773 | -4.727 | -5.2978 | -6.2136
20108 | 2010 | 8 | H22 | 0% | 100% | 1373.8145 | 1373.8193 | -4.727 | 75.7 | -3.1069 | -4.0773 | -4.727 | -5.2978 | -6.2136
20108 | 2010 | 8 | H23 | 0% | 100% | 1161.4968 | 1161.5015 | -4.727 | 74.3 | -3.1069 | -4.0773 | -4.727 | -5.2978 | -6.2136
20108 | 2010 | 8 | H24 | 0% | 100% | 978.9989 | 979.0037 | -4.727 | 73 | -3.1069 | -4.0773 | -4.727 | -5.2978 | -6.2136
20109 | 2010 | 9 | H1 | 0% | 100% | 956.7611 | 956.7666 | -5.4493 | 76.4 | -3.5816 | -4.7003 | -5.4493 | -6.1073 | -7.163
20109 | 2010 | 9 | H2 | 0% | 100% | 885.9051 | 885.9106 | -5.4493 | 75.7 | -3.5816 | -4.7003 | -5.4493 | -6.1073 | -7.163
20109 | 2010 | 9 | H3 | 0% | 100% | 851.1279 | 851.1333 | -5.4493 | 75.5 | -3.5816 | -4.7003 | -5.4493 | -6.1073 | -7.163
20109 | 2010 | 9 | H4 | 0% | 100% | 848.6557 | 848.6612 | -5.4493 | 74.9 | -3.5816 | -4.7003 | -5.4493 | -6.1073 | -7.163
20109 | 2010 | 9 | H5 | 0% | 100% | 881.8564 | 881.8619 | -5.4493 | 74.6 | -3.5816 | -4.7003 | -5.4493 | -6.1073 | -7.163
20109 | 2010 | 9 | H6 | 0% | 100% | 954.1008 | 954.1063 | -5.4493 | 74.8 | -3.5816 | -4.7003 | -5.4493 | -6.1073 | -7.163
20109 | 2010 | 9 | H7 | 0% | 100% | 929.8858 | 929.8912 | -5.4493 | 75.4 | -3.5816 | -4.7003 | -5.4493 | -6.1073 | -7.163
20109 | 2010 | 9 | H8 | 0% | 100% | 976.8778 | 976.8832 | -5.4493 | 80.8 | -3.5816 | -4.7003 | -5.4493 | -6.1073 | -7.163
20109 | 2010 | 9 | H9 | 0% | 100% | 1081.2466 | 1081.252 | -5.4493 | 86.6 | -3.5816 | -4.7003 | -5.4493 | -6.1073 | -7.163
20109 | 2010 | 9 | H10 | 0% | 100% | 1192.6883 | 1192.6938 | -5.4493 | 91.5 | -3.5816 | -4.7003 | -5.4493 | -6.1073 | -7.163
20109 | 2010 | 9 | H11 | 0% | 100% | 1304.0547 | 1304.0601 | -5.4493 | 95.9 | -3.5816 | -4.7003 | -5.4493 | -6.1073 | -7.163
20109 | 2010 | 9 | H12 | 80.45% | 0% | 1442.7607 | 1442.708 | 52.7383 | 98.6 | 34.663 | 45.4896 | 52.7383 | 59.1065 | 69.3237
20109 | 2010 | 9 | H13 | 80.67% | 0% | 1497.9099 | 1497.857 | 52.8857 | 96.3 | 34.7599 | 45.6168 | 52.8857 | 59.2717 | 69.5175
20109 | 2010 | 9 | H14 | 106% | 0% | 1570.9633 | 1570.8938 | 69.4929 | 93.6 | 45.6753 | 59.9414 | 69.4929 | 77.8843 | 91.3475
20109 | 2010 | 9 | H15 | 106.5% | 0% | 1661.4655 | 1661.3956 | 69.8416 | 93.7 | 45.9045 | 60.2422 | 69.8416 | 78.2751 | 91.8058
20109 | 2010 | 9 | H16 | 124% | 0% | 1708.8139 | 1708.7326 | 81.3126 | 92.5 | 53.4439 | 70.1365 | 81.3126 | 91.1312 | 106.8842
20109 | 2010 | 9 | H17 | 106.1% | 0% | 1750.1369 | 1750.0674 | 69.5224 | 90.8 | 45.6946 | 59.9668 | 69.5224 | 77.9173 | 91.3862
20109 | 2010 | 9 | H18 | 96.24% | 0% | 1713.4453 | 1713.3822 | 63.0932 | 88.8 | 41.4689 | 54.4213 | 63.0932 | 70.7118 | 82.9351
20109 | 2010 | 9 | H19 | 0% | 100% | 1687.8059 | 1687.8113 | -5.4493 | 85.4 | -3.5816 | -4.7003 | -5.4493 | -6.1073 | -7.163
20109 | 2010 | 9 | H20 | 0% | 100% | 1664.4729 | 1664.4783 | -5.4493 | 81.6 | -3.5816 | -4.7003 | -5.4493 | -6.1073 | -7.163
20109 | 2010 | 9 | H21 | 0% | 100% | 1508.6467 | 1508.6522 | -5.4493 | 80.3 | -3.5816 | -4.7003 | -5.4493 | -6.1073 | -7.163
20109 | 2010 | 9 | H22 | 0% | 100% | 1273.3888 | 1273.3943 | -5.4493 | 78.1 | -3.5816 | -4.7003 | -5.4493 | -6.1073 | -7.163
20109 | 2010 | 9 | H23 | 0% | 100% | 1024.4669 | 1024.4723 | -5.4493 | 76.1 | -3.5816 | -4.7003 | -5.4493 | -6.1073 | -7.163
20109 | 2010 | 9 | H24 | 0% | 100% | 841.4965 | 841.502 | -5.4493 | 75.3 | -3.5816 | -4.7003 | -5.4493 | -6.1073 | -7.163
201010 | 2010 | 10 | H1 | 0% | 100% | 737.8618 | 737.8672 | -5.4097 | 65.8 | -3.5556 | -4.6662 | -5.4097 | -6.0629 | -7.111
201010 | 2010 | 10 | H2 | 0% | 100% | 696.2384 | 696.2438 | -5.4097 | 64.1 | -3.5556 | -4.6662 | -5.4097 | -6.0629 | -7.111
201010 | 2010 | 10 | H3 | 0% | 100% | 676.8232 | 676.8286 | -5.4097 | 64 | -3.5556 | -4.6662 | -5.4097 | -6.0629 | -7.111
201010 | 2010 | 10 | H4 | 0% | 100% | 689.4689 | 689.4743 | -5.4097 | 63 | -3.5556 | -4.6662 | -5.4097 | -6.0629 | -7.111
201010 | 2010 | 10 | H5 | 0% | 100% | 751.7321 | 751.7375 | -5.4097 | 62.5 | -3.5556 | -4.6662 | -5.4097 | -6.0629 | -7.111
201010 | 2010 | 10 | H6 | 0% | 100% | 853.4239 | 853.4293 | -5.4097 | 62.6 | -3.5556 | -4.6662 | -5.4097 | -6.0629 | -7.111
201010 | 2010 | 10 | H7 | 0% | 100% | 882.8443 | 882.8497 | -5.4097 | 61.7 | -3.5556 | -4.6662 | -5.4097 | -6.0629 | -7.111
201010 | 2010 | 10 | H8 | 0% | 100% | 922.3447 | 922.3501 | -5.4097 | 69.6 | -3.5556 | -4.6662 | -5.4097 | -6.0629 | -7.111
201010 | 2010 | 10 | H9 | 0% | 100% | 957.2233 | 957.2287 | -5.4097 | 79.5 | -3.5556 | -4.6662 | -5.4097 | -6.0629 | -7.111
201010 | 2010 | 10 | H10 | 0% | 100% | 1023.8119 | 1023.8173 | -5.4097 | 86.4 | -3.5556 | -4.6662 | -5.4097 | -6.0629 | -7.111
201010 | 2010 | 10 | H11 | 0% | 100% | 1128.2242 | 1128.2296 | -5.4097 | 91 | -3.5556 | -4.6662 | -5.4097 | -6.0629 | -7.111
201010 | 2010 | 10 | H12 | 80.45% | 0% | 1247.6021 | 1247.5497 | 52.3554 | 93.8 | 34.4114 | 45.1594 | 52.3554 | 58.6774 | 68.8204
201010 | 2010 | 10 | H13 | 80.67% | 0% | 1323.4616 | 1323.4091 | 52.5017 | 94.4 | 34.5076 | 45.2856 | 52.5017 | 58.8414 | 69.0128
201010 | 2010 | 10 | H14 | 106% | 0% | 1387.1974 | 1387.1284 | 68.9884 | 91.8 | 45.3437 | 59.5063 | 68.9884 | 77.3189 | 90.6843
201010 | 2010 | 10 | H15 | 106.5% | 0% | 1481.7017 | 1481.6324 | 69.3346 | 90 | 45.5712 | 59.8049 | 69.3346 | 77.7069 | 91.1394
201010 | 2010 | 10 | H16 | 124% | 0% | 1538.3738 | 1538.293 | 80.7223 | 88.4 | 53.0559 | 69.6273 | 80.7223 | 90.4696 | 106.1083
201010 | 2010 | 10 | H17 | 106.1% | 0% | 1592.7205 | 1592.6515 | 69.0177 | 86.9 | 45.3629 | 59.5315 | 69.0177 | 77.3517 | 90.7228
201010 | 2010 | 10 | H18 | 96.24% | 0% | 1620.8821 | 1620.8194 | 62.6351 | 83.1 | 41.1679 | 54.0262 | 62.6351 | 70.1984 | 82.333
201010 | 2010 | 10 | H19 | 0% | 100% | 1729.2038 | 1729.2092 | -5.4097 | 77 | -3.5556 | -4.6662 | -5.4097 | -6.0629 | -7.111
201010 | 2010 | 10 | H20 | 0% | 100% | 1635.5265 | 1635.5319 | -5.4097 | 72.7 | -3.5556 | -4.6662 | -5.4097 | -6.0629 | -7.111
201010 | 2010 | 10 | H21 | 0% | 100% | 1446.4976 | 1446.503 | -5.4097 | 70.2 | -3.5556 | -4.6662 | -5.4097 | -6.0629 | -7.111
201010 | 2010 | 10 | H22 | 0% | 100% | 1217.5765 | 1217.5819 | -5.4097 | 67.8 | -3.5556 | -4.6662 | -5.4097 | -6.0629 | -7.111
201010 | 2010 | 10 | H23 | 0% | 100% | 996.7539 | 996.7593 | -5.4097 | 66.7 | -3.5556 | -4.6662 | -5.4097 | -6.0629 | -7.111
201011 | 2010 | 11 | H24 | 0% | 100% | 849.5186 | 849.5228 | -4.1976 | 64.5 | -2.7589 | -3.6206 | -4.1976 | -4.7044 | -5.5176
201011 | 2010 | 11 | H1 | 0% | 100% | 665.0542 | 665.0584 | -4.1976 | 65.8 | -2.7589 | -3.6206 | -4.1976 | -4.7044 | -5.5176
201011 | 2010 | 11 | H2 | 0% | 100% | 604.4005 | 604.4047 | -4.1976 | 65.4 | -2.7589 | -3.6206 | -4.1976 | -4.7044 | -5.5176
201011 | 2010 | 11 | H3 | 0% | 100% | 582.0113 | 582.0155 | -4.1976 | 65.3 | -2.7589 | -3.6206 | -4.1976 | -4.7044 | -5.5176
201011 | 2010 | 11 | H4 | 0% | 100% | 572.0518 | 572.056 | -4.1976 | 64.5 | -2.7589 | -3.6206 | -4.1976 | -4.7044 | -5.5176
201011 | 2010 | 11 | H5 | 0% | 100% | 590.5097 | 590.5139 | -4.1976 | 63.3 | -2.7589 | -3.6206 | -4.1976 | -4.7044 | -5.5176
201011 | 2010 | 11 | H6 | 0% | 100% | 660.2583 | 660.2625 | -4.1976 | 61.8 | -2.7589 | -3.6206 | -4.1976 | -4.7044 | -5.5176
201011 | 2010 | 11 | H7 | 0% | 100% | 779.9735 | 779.9777 | -4.1976 | 64.4 | -2.7589 | -3.6206 | -4.1976 | -4.7044 | -5.5176
201011 | 2010 | 11 | H8 | 0% | 100% | 807.2274 | 807.2316 | -4.1976 | 65.1 | -2.7589 | -3.6206 | -4.1976 | -4.7044 | -5.5176
201011 | 2010 | 11 | H9 | 0% | 100% | 787.1415 | 787.1457 | -4.1976 | 71.7 | -2.7589 | -3.6206 | -4.1976 | -4.7044 | -5.5176
201011 | 2010 | 11 | H10 | 0% | 100% | 772.1141 | 772.1183 | -4.1976 | 78.8 | -2.7589 | -3.6206 | -4.1976 | -4.7044 | -5.5176
201011 | 2010 | 11 | H11 | 0% | 100% | 803.739 | 803.7432 | -4.1976 | 81.9 | -2.7589 | -3.6206 | -4.1976 | -4.7044 | -5.5176
201011 | 2010 | 11 | H12 | 80.45% | 0% | 827.0139 | 826.9733 | 40.6243 | 85.9 | 26.7009 | 35.0407 | 40.6243 | 45.5298 | 53.4001
201011 | 2010 | 11 | H13 | 80.67% | 0% | 854.8689 | 854.8282 | 40.7379 | 87.8 | 26.7756 | 35.1386 | 40.7379 | 45.657 | 53.5493
201011 | 2010 | 11 | H14 | 106% | 0% | 885.2941 | 885.2406 | 53.5304 | 87.7 | 35.1837 | 46.1729 | 53.5304 | 59.9943 | 70.365
201011 | 2010 | 11 | H15 | 106.5% | 0% | 897.3416 | 897.2878 | 53.799 | 87.6 | 35.3602 | 46.4046 | 53.799 | 60.2954 | 70.7181
201011 | 2010 | 11 | H16 | 124% | 0% | 949.5181 | 949.4555 | 62.6351 | 85.8 | 41.1679 | 54.0262 | 62.6351 | 70.1984 | 82.3329
201011 | 2010 | 11 | H17 | 106.1% | 0% | 1065.4102 | 1065.3567 | 53.5531 | 83.2 | 35.1986 | 46.1925 | 53.5531 | 60.0197 | 70.3948
201011 | 2010 | 11 | H18 | 96.24% | 0% | 1321.5011 | 1321.4525 | 48.6007 | 77.6 | 31.9435 | 41.9207 | 48.6007 | 54.4693 | 63.8849
201011 | 2010 | 11 | H19 | 0% | 100% | 1388.8197 | 1388.8239 | -4.1976 | 72.7 | -2.7589 | -3.6206 | -4.1976 | -4.7044 | -5.5176
201011 | 2010 | 11 | H20 | 0% | 100% | 1335.6936 | 1335.6978 | -4.1976 | 71 | -2.7589 | -3.6206 | -4.1976 | -4.7044 | -5.5176
201011 | 2010 | 11 | H21 | 0% | 100% | 1256.9936 | 1256.9978 | -4.1976 | 67.6 | -2.7589 | -3.6206 | -4.1976 | -4.7044 | -5.5176
201011 | 2010 | 11 | H22 | 0% | 100% | 1100.6687 | 1100.6729 | -4.1976 | 66 | -2.7589 | -3.6206 | -4.1976 | -4.7044 | -5.5176
201011 | 2010 | 11 | H23 | 0% | 100% | 924.8219 | 924.8261 | -4.1976 | 64.9 | -2.7589 | -3.6206 | -4.1976 | -4.7044 | -5.5176
201011 | 2010 | 11 | H24 | 0% | 100% | 765.4553 | 765.4595 | -4.1976 | 63.2 | -2.7589 | -3.6206 | -4.1976 | -4.7044 | -5.5176
201012 | 2010 | 12 | H1 | 0% | 100% | 710.8336 | 710.8376 | -3.9941 | 57.6 | -2.6252 | -3.4452 | -3.9941 | -4.4764 | -5.2502
201012 | 2010 | 12 | H2 | 0% | 100% | 636.3842 | 636.3882 | -3.9941 | 56.5 | -2.6252 | -3.4452 | -3.9941 | -4.4764 | -5.2502
201012 | 2010 | 12 | H3 | 0% | 100% | 606.6983 | 606.7023 | -3.9941 | 56 | -2.6252 | -3.4452 | -3.9941 | -4.4764 | -5.2502
201012 | 2010 | 12 | H4 | 0% | 100% | 609.2913 | 609.2953 | -3.9941 | 56.6 | -2.6252 | -3.4452 | -3.9941 | -4.4764 | -5.2502
201012 | 2010 | 12 | H5 | 0% | 100% | 629.6968 | 629.7008 | -3.9941 | 56.1 | -2.6252 | -3.4452 | -3.9941 | -4.4764 | -5.2502
201012 | 2010 | 12 | H6 | 0% | 100% | 729.3851 | 729.3891 | -3.9941 | 56.5 | -2.6252 | -3.4452 | -3.9941 | -4.4764 | -5.2502
201012 | 2010 | 12 | H7 | 0% | 100% | 924.0789 | 924.0829 | -3.9941 | 55.3 | -2.6252 | -3.4452 | -3.9941 | -4.4764 | -5.2502
201012 | 2010 | 12 | H8 | 0% | 100% | 957.1676 | 957.1716 | -3.9941 | 55.3 | -2.6252 | -3.4452 | -3.9941 | -4.4764 | -5.2502
201012 | 2010 | 12 | H9 | 0% | 100% | 860.1105 | 860.1145 | -3.9941 | 57.6 | -2.6252 | -3.4452 | -3.9941 | -4.4764 | -5.2502
201012 | 2010 | 12 | H10 | 0% | 100% | 818.8067 | 818.8107 | -3.9941 | 61.9 | -2.6252 | -3.4452 | -3.9941 | -4.4764 | -5.2502
201012 | 2010 | 12 | H11 | 0% | 100% | 778.6145 | 778.6185 | -3.9941 | 66.2 | -2.6252 | -3.4452 | -3.9941 | -4.4764 | -5.2502
201012 | 2010 | 12 | H12 | 80.45% | 0% | 785.4027 | 785.364 | 38.6554 | 72.9 | 25.4069 | 33.3424 | 38.6554 | 43.3231 | 50.812
201012 | 2010 | 12 | H13 | 80.67% | 0% | 748.5828 | 748.544 | 38.7635 | 77.5 | 25.4779 | 33.4356 | 38.7635 | 43.4442 | 50.954
201012 | 2010 | 12 | H14 | 106% | 0% | 695.5941 | 695.5432 | 50.9361 | 78.2 | 33.4785 | 43.9351 | 50.9361 | 57.0867 | 66.9547
201012 | 2010 | 12 | H15 | 106.5% | 0% | 685.2818 | 685.2306 | 51.1917 | 76.3 | 33.6465 | 44.1556 | 51.1917 | 57.3731 | 67.2907
201012 | 2010 | 12 | H16 | 124% | 0% | 719.6092 | 719.5496 | 59.5995 | 73.6 | 39.1726 | 51.4078 | 59.5995 | 66.7962 | 78.3426
201012 | 2010 | 12 | H17 | 106.1% | 0% | 903.7072 | 903.6563 | 50.9576 | 71.3 | 33.4927 | 43.9537 | 50.9576 | 57.1109 | 66.9831
201012 | 2010 | 12 | H18 | 96.24% | 0% | 1364.5004 | 1364.4541 | 46.2452 | 66.1 | 30.3954 | 39.889 | 46.2452 | 51.8294 | 60.7887
201012 | 2010 | 12 | H19 | 0% | 100% | 1495.0174 | 1495.0214 | -3.9941 | 62.9 | -2.6252 | -3.4452 | -3.9941 | -4.4764 | -5.2502
201012 | 2010 | 12 | H20 | 0% | 100% | 1520.387 | 1520.391 | -3.9941 | 60 | -2.6252 | -3.4452 | -3.9941 | -4.4764 | -5.2502
201012 | 2010 | 12 | H21 | 0% | 100% | 1495.7721 | 1495.7761 | -3.9941 | 58.1 | -2.6252 | -3.4452 | -3.9941 | -4.4764 | -5.2502
201012 | 2010 | 12 | H22 | 0% | 100% | 1345.499 | 1345.503 | -3.9941 | 55.6 | -2.6252 | -3.4452 | -3.9941 | -4.4764 | -5.2502
201012 | 2010 | 12 | H23 | 0% | 100% | 1113.2668 | 1113.2708 | -3.9941 | 55.1 | -2.6252 | -3.4452 | -3.9941 | -4.4764 | -5.2502
201012 | 2010 | 12 | H24 | 0% | 100% | 881.0891 | 881.0931 | -3.9941 | 54.8 | -2.6252 | -3.4452 | -3.9941 | -4.4764 | -5.2502
20111 | 2011 | 1 | H1 | 0% | 100% | 784.1923 | 788.9432 | -4.751 | 61.1 | -3.1226 | -4.098 | -4.751 | -5.3247 | -6.2451
20111 | 2011 | 1 | H2 | 0% | 100% | 720.8768 | 725.6278 | -4.751 | 60.5 | -3.1226 | -4.098 | -4.751 | -5.3247 | -6.2451
20111 | 2011 | 1 | H3 | 0% | 100% | 705.5846 | 710.3356 | -4.751 | 60 | -3.1226 | -4.098 | -4.751 | -5.3247 | -6.2451
20111 | 2011 | 1 | H4 | 0% | 100% | 708.2271 | 712.9781 | -4.751 | 57.8 | -3.1226 | -4.098 | -4.751 | -5.3247 | -6.2451
20111 | 2011 | 1 | H5 | 0% | 100% | 741.187 | 745.938 | -4.751 | 56.9 | -3.1226 | -4.098 | -4.751 | -5.3247 | -6.2451
20111 | 2011 | 1 | H6 | 0% | 100% | 855.4408 | 860.1918 | -4.751 | 57.3 | -3.1226 | -4.098 | -4.751 | -5.3247 | -6.2451
20111 | 2011 | 1 | H7 | 0% | 100% | 1043.4379 | 1048.1889 | -4.751 | 55.5 | -3.1226 | -4.098 | -4.751 | -5.3247 | -6.2451
20111 | 2011 | 1 | H8 | 0% | 100% | 1078.9998 | 1083.7508 | -4.751 | 57.8 | -3.1226 | -4.098 | -4.751 | -5.3247 | -6.2451
20111 | 2011 | 1 | H9 | 0% | 100% | 999.9653 | 1004.7163 | -4.751 | 62.5 | -3.1226 | -4.098 | -4.751 | -5.3247 | -6.2451
20111 | 2011 | 1 | H10 | 0% | 100% | 933.85 | 938.601 | -4.751 | 68.6 | -3.1226 | -4.098 | -4.751 | -5.3247 | -6.2451
20111 | 2011 | 1 | H11 | 0% | 100% | 851.2371 | 855.9881 | -4.751 | 74.1 | -3.1226 | -4.098 | -4.751 | -5.3247 | -6.2451
20111 | 2011 | 1 | H12 | 80.45% | 0% | 859.9656 | 814.019 | 45.9466 | 78.4 | 30.1991 | 39.6314 | 45.9466 | 51.4947 | 60.3961
20111 | 2011 | 1 | H13 | 80.67% | 0% | 828.8361 | 782.7611 | 46.075 | 80.9 | 30.2835 | 39.7422 | 46.075 | 51.6386 | 60.5649
20111 | 2011 | 1 | H14 | 106% | 0% | 786.3786 | 725.835 | 60.5436 | 81.6 | 39.7932 | 52.2221 | 60.5436 | 67.8543 | 79.5837
20111 | 2011 | 1 | H15 | 106.5% | 0% | 775.6259 | 714.7786 | 60.8474 | 81.1 | 39.9929 | 52.4842 | 60.8474 | 68.1948 | 79.983
20111 | 2011 | 1 | H16 | 124% | 0% | 823.2061 | 752.3651 | 70.8411 | 79 | 46.5614 | 61.1043 | 70.8411 | 79.3952 | 93.1196
20111 | 2011 | 1 | H17 | 106.1% | 0% | 959.987 | 899.4177 | 60.5692 | 76.4 | 39.81 | 52.2443 | 60.5692 | 67.8831 | 79.6174
20111 | 2011 | 1 | H18 | 96.24% | 0% | 1317.7991 | 1262.8311 | 54.968 | 72.1 | 36.1285 | 47.4129 | 54.968 | 61.6055 | 72.2546
20111 | 2011 | 1 | H19 | 0% | 100% | 1506.1565 | 1510.9074 | -4.751 | 67.4 | -3.1226 | -4.098 | -4.751 | -5.3247 | -6.2451
20111 | 2011 | 1 | H20 | 0% | 100% | 1505.8405 | 1510.5914 | -4.751 | 63.8 | -3.1226 | -4.098 | -4.751 | -5.3247 | -6.2451
20111 | 2011 | 1 | H21 | 0% | 100% | 1457.6423 | 1462.3932 | -4.751 | 62.1 | -3.1226 | -4.098 | -4.751 | -5.3247 | -6.2451
20111 | 2011 | 1 | H22 | 0% | 100% | 1322.3539 | 1327.1049 | -4.751 | 61.6 | -3.1226 | -4.098 | -4.751 | -5.3247 | -6.2451
20111 | 2011 | 1 | H23 | 0% | 100% | 1123.1035 | 1127.8544 | -4.751 | 61.8 | -3.1226 | -4.098 | -4.751 | -5.3247 | -6.2451
20111 | 2011 | 1 | H24 | 0% | 100% | 901.0021 | 905.7531 | -4.751 | 60 | -3.1226 | -4.098 | -4.751 | -5.3247 | -6.2451
20112 | 2011 | 2 | H1 | 0% | 100% | 660.2342 | 665.3628 | -5.1286 | 53.4 | -3.3709 | -4.4237 | -5.1286 | -5.7479 | -6.7415
20112 | 2011 | 2 | H2 | 0% | 100% | 619.7558 | 624.8844 | -5.1286 | 53.2 | -3.3709 | -4.4237 | -5.1286 | -5.7479 | -6.7415
20112 | 2011 | 2 | H3 | 0% | 100% | 610.3389 | 615.4675 | -5.1286 | 51.9 | -3.3709 | -4.4237 | -5.1286 | -5.7479 | -6.7415
20112 | 2011 | 2 | H4 | 0% | 100% | 621.7727 | 626.9013 | -5.1286 | 50.8 | -3.3709 | -4.4237 | -5.1286 | -5.7479 | -6.7415
20112 | 2011 | 2 | H5 | 0% | 100% | 682.7443 | 687.8729 | -5.1286 | 52 | -3.3709 | -4.4237 | -5.1286 | -5.7479 | -6.7415
20112 | 2011 | 2 | H6 | 0% | 100% | 745.8597 | 750.9883 | -5.1286 | 51 | -3.3709 | -4.4237 | -5.1286 | -5.7479 | -6.7415
20112 | 2011 | 2 | H7 | 0% | 100% | 866.5006 | 871.6292 | -5.1286 | 49 | -3.3709 | -4.4237 | -5.1286 | -5.7479 | -6.7415
20112 | 2011 | 2 | H8 | 0% | 100% | 1015.6931 | 1020.8217 | -5.1286 | 49.3 | -3.3709 | -4.4237 | -5.1286 | -5.7479 | -6.7415
20112 | 2011 | 2 | H9 | 0% | 100% | 993.3791 | 998.5077 | -5.1286 | 58.1 | -3.3709 | -4.4237 | -5.1286 | -5.7479 | -6.7415
20112 | 2011 | 2 | H10 | 0% | 100% | 970.9569 | 976.0855 | -5.1286 | 68.7 | -3.3709 | -4.4237 | -5.1286 | -5.7479 | -6.7415
20112 | 2011 | 2 | H11 | 0% | 100% | 918.2951 | 923.4237 | -5.1286 | 73.4 | -3.3709 | -4.4237 | -5.1286 | -5.7479 | -6.7415
20112 | 2011 | 2 | H12 | 80.45% | 0% | 944.9994 | 895.4005 | 49.5989 | 77.7 | 32.5996 | 42.7817 | 49.5989 | 55.588 | 65.197
20112 | 2011 | 2 | H13 | 80.67% | 0% | 888.1552 | 838.4177 | 49.7375 | 80.5 | 32.6907 | 42.9013 | 49.7375 | 55.7434 | 65.3792
20112 | 2011 | 2 | H14 | 106% | 0% | 834.3659 | 769.0098 | 65.3561 | 80.9 | 42.9563 | 56.3732 | 65.3561 | 73.248 | 85.9097
20112 | 2011 | 2 | H15 | 106.5% | 0% | 825.1629 | 759.4788 | 65.6841 | 80.4 | 43.1719 | 56.6561 | 65.6841 | 73.6156 | 86.3408
20112 | 2011 | 2 | H16 | 124% | 0% | 840.7273 | 764.2551 | 76.4722 | 77.9 | 50.2625 | 65.9614 | 76.4722 | 85.7063 | 100.5216
20112 | 2011 | 2 | H17 | 106.1% | 0% | 899.967 | 834.5832 | 65.3838 | 76.5 | 42.9745 | 56.3971 | 65.3838 | 73.279 | 85.9461
20112 | 2011 | 2 | H18 | 96.24% | 0% | 1110.862 | 1051.5247 | 59.3374 | 73.9 | 39.0004 | 51.1817 | 59.3374 | 66.5024 | 77.9981
20112 | 2011 | 2 | H19 | 0% | 100% | 1417.1869 | 1422.3155 | -5.1286 | 69.1 | -3.3709 | -4.4237 | -5.1286 | -5.7479 | -6.7415
20112 | 2011 | 2 | H20 | 0% | 100% | 1408.5891 | 1413.7178 | -5.1286 | 63 | -3.3709 | -4.4237 | -5.1286 | -5.7479 | -6.7415
20112 | 2011 | 2 | H21 | 0% | 100% | 1363.6607 | 1368.7893 | -5.1286 | 59.9 | -3.3709 | -4.4237 | -5.1286 | -5.7479 | -6.7415
20112 | 2011 | 2 | H22 | 0% | 100% | 1201.3216 | 1206.4502 | -5.1286 | 57.2 | -3.3709 | -4.4237 | -5.1286 | -5.7479 | -6.7415
20112 | 2011 | 2 | H23 | 0% | 100% | 983.2795 | 988.4081 | -5.1286 | 55.6 | -3.3709 | -4.4237 | -5.1286 | -5.7479 | -6.7415
20112 | 2011 | 2 | H24 | 0% | 100% | 808.2124 | 813.341 | -5.1286 | 54.5 | -3.3709 | -4.4237 | -5.1286 | -5.7479 | -6.7415
20113 | 2011 | 3 | H1 | 0% | 100% | 649.1042 | 653.3235 | -4.2193 | 57.3 | -2.7732 | -3.6394 | -4.2193 | -4.7288 | -5.5462
20113 | 2011 | 3 | H2 | 0% | 100% | 624.1543 | 628.3736 | -4.2193 | 55.5 | -2.7732 | -3.6394 | -4.2193 | -4.7288 | -5.5462
20113 | 2011 | 3 | H3 | 0% | 100% | 596.0541 | 600.2735 | -4.2193 | 54.3 | -2.7732 | -3.6394 | -4.2193 | -4.7288 | -5.5462
20113 | 2011 | 3 | H4 | 0% | 100% | 583.159 | 587.3784 | -4.2193 | 53.8 | -2.7732 | -3.6394 | -4.2193 | -4.7288 | -5.5462
20113 | 2011 | 3 | H5 | 0% | 100% | 625.2093 | 629.4286 | -4.2193 | 52.9 | -2.7732 | -3.6394 | -4.2193 | -4.7288 | -5.5462
20113 | 2011 | 3 | H6 | 0% | 100% | 721.4036 | 725.6229 | -4.2193 | 52.7 | -2.7732 | -3.6394 | -4.2193 | -4.7288 | -5.5462
20113 | 2011 | 3 | H7 | 0% | 100% | 884.8457 | 889.065 | -4.2193 | 52.7 | -2.7732 | -3.6394 | -4.2193 | -4.7288 | -5.5462
20113 | 2011 | 3 | H8 | 0% | 100% | 896.33 | 900.5493 | -4.2193 | 58.6 | -2.7732 | -3.6394 | -4.2193 | -4.7288 | -5.5462
20113 | 2011 | 3 | H9 | 0% | 100% | 796.9627 | 801.182 | -4.2193 | 67.4 | -2.7732 | -3.6394 | -4.2193 | -4.7288 | -5.5462
20113 | 2011 | 3 | H10 | 0% | 100% | 744.6083 | 748.8277 | -4.2193 | 74.9 | -2.7732 | -3.6394 | -4.2193 | -4.7288 | -5.5462
20113 | 2011 | 3 | H11 | 0% | 100% | 732.8575 | 737.0768 | -4.2193 | 80.9 | -2.7732 | -3.6394 | -4.2193 | -4.7288 | -5.5462
20113 | 2011 | 3 | H12 | 80.45% | 0% | 690.3339 | 649.5288 | 40.8051 | 83.4 | 26.8198 | 35.1966 | 40.8051 | 45.7324 | 53.6377
20113 | 2011 | 3 | H13 | 80.67% | 0% | 666.6393 | 625.7202 | 40.9192 | 84.9 | 26.8947 | 35.295 | 40.9192 | 45.8602 | 53.7876
20113 | 2011 | 3 | H14 | 106% | 0% | 642.6455 | 588.8769 | 53.7687 | 84.8 | 35.3403 | 46.3784 | 53.7687 | 60.2613 | 70.6781
20113 | 2011 | 3 | H15 | 106.5% | 0% | 625.7649 | 571.7265 | 54.0385 | 84.3 | 35.5176 | 46.6111 | 54.0385 | 60.5637 | 71.0328
20113 | 2011 | 3 | H16 | 124% | 0% | 631.769 | 568.8552 | 62.9139 | 82.7 | 41.3511 | 54.2666 | 62.9139 | 70.5108 | 82.6994
20113 | 2011 | 3 | H17 | 106.1% | 0% | 700.9419 | 647.1504 | 53.7915 | 81 | 35.3553 | 46.3981 | 53.7915 | 60.2869 | 70.7081
20113 | 2011 | 3 | H18 | 96.24% | 0% | 922.6075 | 873.7905 | 48.817 | 78 | 32.0857 | 42.1073 | 48.817 | 54.7117 | 64.1692
20113 | 2011 | 3 | H19 | 0% | 100% | 1221.631 | 1225.8503 | -4.2193 | 73.4 | -2.7732 | -3.6394 | -4.2193 | -4.7288 | -5.5462
20113 | 2011 | 3 | H20 | 0% | 100% | 1256.7716 | 1260.991 | -4.2193 | 67.6 | -2.7732 | -3.6394 | -4.2193 | -4.7288 | -5.5462
20113 | 2011 | 3 | H21 | 0% | 100% | 1239.1411 | 1243.3605 | -4.2193 | 63.9 | -2.7732 | -3.6394 | -4.2193 | -4.7288 | -5.5462
20113 | 2011 | 3 | H22 | 0% | 100% | 1128.1126 | 1132.3319 | -4.2193 | 61.8 | -2.7732 | -3.6394 | -4.2193 | -4.7288 | -5.5462
20113 | 2011 | 3 | H23 | 0% | 100% | 943.5378 | 947.7571 | -4.2193 | 59.9 | -2.7732 | -3.6394 | -4.2193 | -4.7288 | -5.5462
20113 | 2011 | 3 | H24 | 0% | 100% | 765.6757 | 769.895 | -4.2193 | 58 | -2.7732 | -3.6394 | -4.2193 | -4.7288 | -5.5462
20114 | 2011 | 4 | H1 | 0% | 100% | 657.1779 | 664.8105 | -7.6326 | 63.1 | -5.0166 | -6.5835 | -7.6326 | -8.5542 | -10.0329
20114 | 2011 | 4 | H2 | 0% | 100% | 616.9138 | 624.5463 | -7.6326 | 62.7 | -5.0166 | -6.5835 | -7.6326 | -8.5542 | -10.0329
20114 | 2011 | 4 | H3 | 0% | 100% | 600.0194 | 607.6519 | -7.6326 | 62.7 | -5.0166 | -6.5835 | -7.6326 | -8.5542 | -10.0329
20114 | 2011 | 4 | H4 | 0% | 100% | 615.9739 | 623.6065 | -7.6326 | 62.3 | -5.0166 | -6.5835 | -7.6326 | -8.5542 | -10.0329
20114 | 2011 | 4 | H5 | 0% | 100% | 677.234 | 684.8666 | -7.6326 | 64.4 | -5.0166 | -6.5835 | -7.6326 | -8.5542 | -10.0329
20114 | 2011 | 4 | H6 | 0% | 100% | 766.8783 | 774.5108 | -7.6326 | 64.6 | -5.0166 | -6.5835 | -7.6326 | -8.5542 | -10.0329
20114 | 2011 | 4 | H7 | 0% | 100% | 827.4141 | 835.0467 | -7.6326 | 65.9 | -5.0166 | -6.5835 | -7.6326 | -8.5542 | -10.0329
20114 | 2011 | 4 | H8 | 0% | 100% | 855.8188 | 863.4514 | -7.6326 | 73.5 | -5.0166 | -6.5835 | -7.6326 | -8.5542 | -10.0329
20114 | 2011 | 4 | H9 | 0% | 100% | 864.6749 | 872.3074 | -7.6326 | 81 | -5.0166 | -6.5835 | -7.6326 | -8.5542 | -10.0329
20114 | 2011 | 4 | H10 | 0% | 100% | 904.8019 | 912.4344 | -7.6326 | 87 | -5.0166 | -6.5835 | -7.6326 | -8.5542 | -10.0329
20114 | 2011 | 4 | H11 | 0% | 100% | 975.6237 | 983.2563 | -7.6326 | 90.1 | -5.0166 | -6.5835 | -7.6326 | -8.5542 | -10.0329
20114 | 2011 | 4 | H12 | 80.45% | 0% | 1057.8657 | 984.0512 | 73.8146 | 91.9 | 48.5158 | 63.6691 | 73.8146 | 82.7278 | 97.0282
20114 | 2011 | 4 | H13 | 80.67% | 0% | 1091.4266 | 1017.4057 | 74.0209 | 93.7 | 48.6514 | 63.847 | 74.0209 | 82.959 | 97.2994
20114 | 2011 | 4 | H14 | 106% | 0% | 1112.9531 | 1015.688 | 97.2651 | 92 | 63.9289 | 83.8964 | 97.2651 | 109.01 | 127.8535
20114 | 2011 | 4 | H15 | 106.5% | 0% | 1194.8176 | 1097.0645 | 97.7532 | 90.9 | 64.2497 | 84.3174 | 97.7532 | 109.557 | 128.4951
20114 | 2011 | 4 | H16 | 124% | 0% | 1276.7174 | 1162.9091 | 113.8083 | 89.4 | 74.8022 | 98.1658 | 113.8083 | 127.5508 | 149.5994
20114 | 2011 | 4 | H17 | 106.1% | 0% | 1332.9968 | 1235.6905 | 97.3063 | 88.7 | 63.956 | 83.932 | 97.3063 | 109.0562 | 127.9077
20114 | 2011 | 4 | H18 | 96.24% | 0% | 1302.6101 | 1214.3024 | 88.3077 | 87.1 | 58.0416 | 76.1702 | 88.3077 | 98.971 | 116.0792
20114 | 2011 | 4 | H19 | 0% | 100% | 1404.2722 | 1411.9047 | -7.6326 | 83.4 | -5.0166 | -6.5835 | -7.6326 | -8.5542 | -10.0329
20114 | 2011 | 4 | H20 | 0% | 100% | 1442.0031 | 1449.6356 | -7.6326 | 78.4 | -5.0166 | -6.5835 | -7.6326 | -8.5542 | -10.0329
20114 | 2011 | 4 | H21 | 0% | 100% | 1272.1666 | 1279.7991 | -7.6326 | 75.5 | -5.0166 | -6.5835 | -7.6326 | -8.5542 | -10.0329
20114 | 2011 | 4 | H22 | 0% | 100% | 1059.9709 | 1067.6034 | -7.6326 | 70 | -5.0166 | -6.5835 | -7.6326 | -8.5542 | -10.0329
20114 | 2011 | 4 | H23 | 0% | 100% | 838.751 | 846.3835 | -7.6326 | 67.6 | -5.0166 | -6.5835 | -7.6326 | -8.5542 | -10.0329
20114 | 2011 | 4 | H24 | 0% | 100% | 701.79 | 709.4226 | -7.6326 | 64.6 | -5.0166 | -6.5835 | -7.6326 | -8.5542 | -10.0329
20115 | 2011 | 5 | H1 | 0% | 100% | 655.6883 | 664.8391 | -9.1508 | 66.5 | -6.0145 | -7.8931 | -9.1508 | -10.2558 | -12.0286
20115 | 2011 | 5 | H2 | 0% | 100% | 609.0994 | 618.2502 | -9.1508 | 66.1 | -6.0145 | -7.8931 | -9.1508 | -10.2558 | -12.0286
20115 | 2011 | 5 | H3 | 0% | 100% | 582.3816 | 591.5325 | -9.1508 | 66.7 | -6.0145 | -7.8931 | -9.1508 | -10.2558 | -12.0286
20115 | 2011 | 5 | H4 | 0% | 100% | 590.9863 | 600.1371 | -9.1508 | 65.6 | -6.0145 | -7.8931 | -9.1508 | -10.2558 | -12.0286
20115 | 2011 | 5 | H5 | 0% | 100% | 653.1779 | 662.3287 | -9.1508 | 64.5 | -6.0145 | -7.8931 | -9.1508 | -10.2558 | -12.0286
20115 | 2011 | 5 | H6 | 0% | 100% | 754.634 | 763.7848 | -9.1508 | 63.9 | -6.0145 | -7.8931 | -9.1508 | -10.2558 | -12.0286
20115 | 2011 | 5 | H7 | 0% | 100% | 787.5408 | 796.6916 | -9.1508 | 65.7 | -6.0145 | -7.8931 | -9.1508 | -10.2558 | -12.0286
20115 | 2011 | 5 | H8 | 0% | 100% | 811.6917 | 820.8425 | -9.1508 | 76.5 | -6.0145 | -7.8931 | -9.1508 | -10.2558 | -12.0286
20115 | 2011 | 5 | H9 | 0% | 100% | 886.7907 | 895.9415 | -9.1508 | 84.8 | -6.0145 | -7.8931 | -9.1508 | -10.2558 | -12.0286
20115 | 2011 | 5 | H10 | 0% | 100% | 1014.7908 | 1023.9416 | -9.1508 | 91.6 | -6.0145 | -7.8931 | -9.1508 | -10.2558 | -12.0286
20115 | 2011 | 5 | H11 | 0% | 100% | 1116.4588 | 1125.6097 | -9.1508 | 95.1 | -6.0145 | -7.8931 | -9.1508 | -10.2558 | -12.0286
20115 | 2011 | 5 | H12 | 80.45% | 0% | 1221.2027 | 1132.7052 | 88.4975 | 95.1 | 58.1663 | 76.3339 | 88.4975 | 99.1837 | 116.3287
20115 | 2011 | 5 | H13 | 80.67% | 0% | 1312.5389 | 1223.794 | 88.7449 | 93.9 | 58.3289 | 76.5473 | 88.7449 | 99.461 | 116.6539
20115 | 2011 | 5 | H14 | 106% | 0% | 1373.9135 | 1257.3008 | 116.6127 | 94.1 | 76.6455 | 100.5848 | 116.6127 | 130.6939 | 153.2857
20115 | 2011 | 5 | H15 | 106.5% | 0% | 1507.8887 | 1390.6908 | 117.1979 | 92.4 | 77.0301 | 101.0895 | 117.1979 | 131.3497 | 154.0549
20115 | 2011 | 5 | H16 | 124% | 0% | 1557.6019 | 1421.1552 | 136.4467 | 90.9 | 89.6816 | 117.6927 | 136.4467 | 152.9228 | 179.3572
20115 | 2011 | 5 | H17 | 106.1% | 0% | 1600.6726 | 1484.0104 | 116.6621 | 90 | 76.678 | 100.6274 | 116.6621 | 130.7493 | 153.3507
20115 | 2011 | 5 | H18 | 96.24% | 0% | 1580.4736 | 1474.6 | 105.8736 | 86.5 | 69.587 | 91.3217 | 105.8736 | 118.658 | 139.1693
20115 | 2011 | 5 | H19 | 0% | 100% | 1584.8488 | 1593.9997 | -9.1508 | 82.1 | -6.0145 | -7.8931 | -9.1508 | -10.2558 | -12.0286
20115 | 2011 | 5 | H20 | 0% | 100% | 1612.1918 | 1621.3426 | -9.1508 | 77 | -6.0145 | -7.8931 | -9.1508 | -10.2558 | -12.0286
20115 | 2011 | 5 | H21 | 0% | 100% | 1464.3002 | 1473.451 | -9.1508 | 73 | -6.0145 | -7.8931 | -9.1508 | -10.2558 | -12.0286
20115 | 2011 | 5 | H22 | 0% | 100% | 1203.667 | 1212.8179 | -9.1508 | 72.1 | -6.0145 | -7.8931 | -9.1508 | -10.2558 | -12.0286
20115 | 2011 | 5 | H23 | 0% | 100% | 967.1487 | 976.2996 | -9.1508 | 69.3 | -6.0145 | -7.8931 | -9.1508 | -10.2558 | -12.0286
20115 | 2011 | 5 | H24 | 0% | 100% | 795.6828 | 804.8336 | -9.1508 | 67.1 | -6.0145 | -7.8931 | -9.1508 | -10.2558 | -12.0286
20116 | 2011 | 6 | H1 | 0% | 100% | 666.6971 | 675.9456 | -9.2484 | 70.5 | -6.0787 | -7.9773 | -9.2484 | -10.3652 | -12.157
20116 | 2011 | 6 | H2 | 0% | 100% | 625.1847 | 634.4332 | -9.2484 | 69.8 | -6.0787 | -7.9773 | -9.2484 | -10.3652 | -12.157
20116 | 2011 | 6 | H3 | 0% | 100% | 598.7657 | 608.0142 | -9.2484 | 67.3 | -6.0787 | -7.9773 | -9.2484 | -10.3652 | -12.157
20116 | 2011 | 6 | H4 | 0% | 100% | 604.3514 | 613.5999 | -9.2484 | 66.1 | -6.0787 | -7.9773 | -9.2484 | -10.3652 | -12.157
20116 | 2011 | 6 | H5 | 0% | 100% | 666.8523 | 676.1007 | -9.2484 | 65.8 | -6.0787 | -7.9773 | -9.2484 | -10.3652 | -12.157
20116 | 2011 | 6 | H6 | 0% | 100% | 733.7859 | 743.0344 | -9.2484 | 65.7 | -6.0787 | -7.9773 | -9.2484 | -10.3652 | -12.157
20116 | 2011 | 6 | H7 | 0% | 100% | 794.3391 | 803.5875 | -9.2484 | 71.3 | -6.0787 | -7.9773 | -9.2484 | -10.3652 | -12.157
20116 | 2011 | 6 | H8 | 0% | 100% | 850.0239 | 859.2724 | -9.2484 | 78.2 | -6.0787 | -7.9773 | -9.2484 | -10.3652 | -12.157
20116 | 2011 | 6 | H9 | 0% | 100% | 926.3118 | 935.5602 | -9.2484 | 84 | -6.0787 | -7.9773 | -9.2484 | -10.3652 | -12.157
20116 | 2011 | 6 | H10 | 0% | 100% | 1011.8661 | 1021.1145 | -9.2484 | 90.4 | -6.0787 | -7.9773 | -9.2484 | -10.3652 | -12.157
20116 | 2011 | 6 | H11 | 0% | 100% | 1117.383 | 1126.6314 | -9.2484 | 92.7 | -6.0787 | -7.9773 | -9.2484 | -10.3652 | -12.157
20116 | 2011 | 6 | H12 | 80.45% | 0% | 1216.2141 | 1126.7724 | 89.4418 | 93.6 | 58.787 | 77.1484 | 89.4418 | 100.242 | 117.5699
20116 | 2011 | 6 | H13 | 80.67% | 0% | 1294.8493 | 1205.1576 | 89.6918 | 93.3 | 58.9513 | 77.364 | 89.6918 | 100.5222 | 117.8985
20116 | 2011 | 6 | H14 | 106% | 0% | 1336.9741 | 1219.1172 | 117.8569 | 93.3 | 77.4633 | 101.658 | 117.8569 | 132.0883 | 154.9212
20116 | 2011 | 6 | H15 | 106.5% | 0% | 1451.4001 | 1332.9518 | 118.4483 | 94.7 | 77.852 | 102.1681 | 118.4483 | 132.7512 | 155.6986
20116 | 2011 | 6 | H16 | 124% | 0% | 1533.7831 | 1395.8806 | 137.9025 | 95.4 | 90.6385 | 118.9484 | 137.9025 | 154.5544 | 181.2709
20116 | 2011 | 6 | H17 | 106.1% | 0% | 1576.9119 | 1459.005 | 117.9069 | 94.1 | 77.4961 | 101.7011 | 117.9069 | 132.1443 | 154.9869
20116 | 2011 | 6 | H18 | 96.24% | 0% | 1601.1687 | 1494.1654 | 107.0032 | 92.5 | 70.3295 | 92.2961 | 107.0032 | 119.924 | 140.6542
20116 | 2011 | 6 | H19 | 0% | 100% | 1624.612 | 1633.8605 | -9.2484 | 86.1 | -6.0787 | -7.9773 | -9.2484 | -10.3652 | -12.157
20116 | 2011 | 6 | H20 | 0% | 100% | 1661.7597 | 1671.0081 | -9.2484 | 81.2 | -6.0787 | -7.9773 | -9.2484 | -10.3652 | -12.157
20116 | 2011 | 6 | H21 | 0% | 100% | 1549.3103 | 1558.5588 | -9.2484 | 77.6 | -6.0787 | -7.9773 | -9.2484 | -10.3652 | -12.157
20116 | 2011 | 6 | H22 | 0% | 100% | 1363.4779 | 1372.7263 | -9.2484 | 76 | -6.0787 | -7.9773 | -9.2484 | -10.3652 | -12.157
20116 | 2011 | 6 | H23 | 0% | 100% | 1132.5658 | 1141.8143 | -9.2484 | 72.8 | -6.0787 | -7.9773 | -9.2484 | -10.3652 | -12.157
20116 | 2011 | 6 | H24 | 0% | 100% | 963.3857 | 972.6342 | -9.2484 | 70.5 | -6.0787 | -7.9773 | -9.2484 | -10.3652 | -12.157
20116 | 2011 | 6 | H1 | 0% | 100% | 981.0718 | 990.3203 | -9.2484 | 73.3 | -6.0787 | -7.9773 | -9.2484 | -10.3652 | -12.157
20117 | 2011 | 7 | H2 | 0% | 100% | 877.1929 | 887.4061 | -10.2132 | 73.6 | -6.7128 | -8.8094 | -10.2132 | -11.4464 | -13.4251
20117 | 2011 | 7 | H3 | 0% | 100% | 834.5735 | 844.7867 | -10.2132 | 73.5 | -6.7128 | -8.8094 | -10.2132 | -11.4464 | -13.4251
20117 | 2011 | 7 | H4 | 0% | 100% | 805.3776 | 815.5908 | -10.2132 | 73.8 | -6.7128 | -8.8094 | -10.2132 | -11.4464 | -13.4251
20117 | 2011 | 7 | H5 | 0% | 100% | 832.8743 | 843.0875 | -10.2132 | 74.8 | -6.7128 | -8.8094 | -10.2132 | -11.4464 | -13.4251
20117 | 2011 | 7 | H6 | 0% | 100% | 864.9978 | 875.211 | -10.2132 | 75.4 | -6.7128 | -8.8094 | -10.2132 | -11.4464 | -13.4251
20117 | 2011 | 7 | H7 | 0% | 100% | 964.3759 | 974.5891 | -10.2132 | 77.1 | -6.7128 | -8.8094 | -10.2132 | -11.4464 | -13.4251
20117 | 2011 | 7 | H8 | 0% | 100% | 1023.1111 | 1033.3243 | -10.2132 | 79.6 | -6.7128 | -8.8094 | -10.2132 | -11.4464 | -13.4251
20117 | 2011 | 7 | H9 | 0% | 100% | 1082.889 | 1093.1021 | -10.2132 | 84.8 | -6.7128 | -8.8094 | -10.2132 | -11.4464 | -13.4251
20117 | 2011 | 7 | H10 | 0% | 100% | 1173.991 | 1184.2042 | -10.2132 | 89.8 | -6.7128 | -8.8094 | -10.2132 | -11.4464 | -13.4251
20117 | 2011 | 7 | H11 | 0% | 100% | 1246.0839 | 1256.2971 | -10.2132 | 95.6 | -6.7128 | -8.8094 | -10.2132 | -11.4464 | -13.4251
20117 | 2011 | 7 | H12 | 80.45% | 0% | 1379.4631 | 1280.6914 | 98.7716 | 98.5 | 64.9192 | 85.1959 | 98.7716 | 110.6985 | 129.8339
20117 | 2011 | 7 | H13 | 80.67% | 0% | 1562.9794 | 1463.9317 | 99.0477 | 100.6 | 65.1006 | 85.434 | 99.0477 | 111.0079 | 130.1968
20117 | 2011 | 7 | H14 | 106% | 0% | 1653.4428 | 1523.2919 | 130.1508 | 99.8 | 85.5436 | 112.2622 | 130.1508 | 145.8668 | 171.0814
20117 | 2011 | 7 | H15 | 106.5% | 0% | 1620.6917 | 1489.8878 | 130.8039 | 97 | 85.9729 | 112.8255 | 130.8039 | 146.5987 | 171.9399
20117 | 2011 | 7 | H16 | 124% | 0% | 1606.178 | 1453.8906 | 152.2874 | 91.8 | 100.0932 | 131.3562 | 152.2874 | 170.6763 | 200.1796
20117 | 2011 | 7 | H17 | 106.1% | 0% | 1684.5095 | 1554.3035 | 130.206 | 88.7 | 85.5799 | 112.3098 | 130.206 | 145.9286 | 171.1539
20117 | 2011 | 7 | H18 | 96.24% | 0% | 1742.769 | 1624.6041 | 118.165 | 87.1 | 77.6657 | 101.9237 | 118.165 | 132.4336 | 155.3262
20117 | 2011 | 7 | H19 | 0% | 100% | 1767.841 | 1778.0542 | -10.2132 | 86.3 | -6.7128 | -8.8094 | -10.2132 | -11.4464 | -13.4251
20117 | 2011 | 7 | H20 | 0% | 100% | 1880.74 | 1890.9532 | -10.2132 | 81.3 | -6.7128 | -8.8094 | -10.2132 | -11.4464 | -13.4251
20117 | 2011 | 7 | H21 | 0% | 100% | 1741.7309 | 1751.9441 | -10.2132 | 78.3 | -6.7128 | -8.8094 | -10.2132 | -11.4464 | -13.4251
20117 | 2011 | 7 | H22 | 0% | 100% | 1499.4951 | 1509.7083 | -10.2132 | 77.2 | -6.7128 | -8.8094 | -10.2132 | -11.4464 | -13.4251
20117 | 2011 | 7 | H23 | 0% | 100% | 1251.1944 | 1261.4076 | -10.2132 | 76.2 | -6.7128 | -8.8094 | -10.2132 | -11.4464 | -13.4251
20117 | 2011 | 7 | H24 | 0% | 100% | 1099.0959 | 1109.309 | -10.2132 | 75.8 | -6.7128 | -8.8094 | -10.2132 | -11.4464 | -13.4251
20118 | 2011 | 8 | H1 | 0% | 100% | 776.2728 | 786.5651 | -10.2924 | 72.1 | -6.7648 | -8.8777 | -10.2924 | -11.5352 | -13.5292
20118 | 2011 | 8 | H2 | 0% | 100% | 718.2231 | 728.5154 | -10.2924 | 71.9 | -6.7648 | -8.8777 | -10.2924 | -11.5352 | -13.5292
20118 | 2011 | 8 | H3 | 0% | 100% | 697.1208 | 707.4132 | -10.2924 | 71.2 | -6.7648 | -8.8777 | -10.2924 | -11.5352 | -13.5292
20118 | 2011 | 8 | H4 | 0% | 100% | 700.1858 | 710.4782 | -10.2924 | 70.7 | -6.7648 | -8.8777 | -10.2924 | -11.5352 | -13.5292
20118 | 2011 | 8 | H5 | 0% | 100% | 738.2667 | 748.5591 | -10.2924 | 70.8 | -6.7648 | -8.8777 | -10.2924 | -11.5352 | -13.5292
20118 | 2011 | 8 | H6 | 0% | 100% | 815.7128 | 826.0051 | -10.2924 | 71.2 | -6.7648 | -8.8777 | -10.2924 | -11.5352 | -13.5292
20118 | 2011 | 8 | H7 | 0% | 100% | 836.072 | 846.3643 | -10.2924 | 71.5 | -6.7648 | -8.8777 | -10.2924 | -11.5352 | -13.5292
20118 | 2011 | 8 | H8 | 0% | 100% | 877.8276 | 888.12 | -10.2924 | 74.7 | -6.7648 | -8.8777 | -10.2924 | -11.5352 | -13.5292
20118 | 2011 | 8 | H9 | 0% | 100% | 980.3723 | 990.6646 | -10.2924 | 79.3 | -6.7648 | -8.8777 | -10.2924 | -11.5352 | -13.5292
20118 | 2011 | 8 | H10 | 0% | 100% | 1121.0805 | 1131.3728 | -10.2924 | 85.7 | -6.7648 | -8.8777 | -10.2924 | -11.5352 | -13.5292
20118 | 2011 | 8 | H11 | 0% | 100% | 1287.3762 | 1297.6685 | -10.2924 | 88.4 | -6.7648 | -8.8777 | -10.2924 | -11.5352 | -13.5292
20118 | 2011 | 8 | H12 | 80.45% | 0% | 1435.6993 | 1336.1619 | 99.5374 | 90.9 | 65.4224 | 85.8564 | 99.5374 | 111.5567 | 130.8404
20118 | 2011 | 8 | H13 | 80.67% | 0% | 1508.6806 | 1408.8651 | 99.8156 | 90.3 | 65.6053 | 86.0964 | 99.8156 | 111.8685 | 131.2061
20118 | 2011 | 8 | H14 | 106% | 0% | 1580.8643 | 1449.7045 | 131.1598 | 89.3 | 86.2068 | 113.1325 | 131.1598 | 146.9976 | 172.4077
20118 | 2011 | 8 | H15 | 106.5% | 0% | 1642.1278 | 1510.3097 | 131.818 | 87.8 | 86.6394 | 113.7002 | 131.818 | 147.7352 | 173.2729
20118 | 2011 | 8 | H16 | 124% | 0% | 1677.9948 | 1524.5268 | 153.468 | 87.3 | 100.8692 | 132.3745 | 153.468 | 171.9995 | 201.7315
20118 | 2011 | 8 | H17 | 106.1% | 0% | 1703.9724 | 1572.757 | 131.2154 | 85.5 | 86.2433 | 113.1805 | 131.2154 | 147.0599 | 172.4808
20118 | 2011 | 8 | H18 | 96.24% | 0% | 1665.5348 | 1546.4537 | 119.0811 | 83.5 | 78.2678 | 102.7139 | 119.0811 | 133.4603 | 156.5303
20118 | 2011 | 8 | H19 | 0% | 100% | 1651.087 | 1661.3793 | -10.2924 | 81.2 | -6.7648 | -8.8777 | -10.2924 | -11.5352 | -13.5292
20118 | 2011 | 8 | H20 | 0% | 100% | 1627.7136 | 1638.006 | -10.2924 | 78.8 | -6.7648 | -8.8777 | -10.2924 | -11.5352 | -13.5292
20118 | 2011 | 8 | H21 | 0% | 100% | 1543.1147 | 1553.407 | -10.2924 | 77.4 | -6.7648 | -8.8777 | -10.2924 | -11.5352 | -13.5292
20118 | 2011 | 8 | H22 | 0% | 100% | 1382.0574 | 1392.3498 | -10.2924 | 75.7 | -6.7648 | -8.8777 | -10.2924 | -11.5352 | -13.5292
20118 | 2011 | 8 | H23 | 0% | 100% | 1168.4658 | 1178.7582 | -10.2924 | 74.3 | -6.7648 | -8.8777 | -10.2924 | -11.5352 | -13.5292
20118 | 2011 | 8 | H24 | 0% | 100% | 984.8729 | 995.1653 | -10.2924 | 73 | -6.7648 | -8.8777 | -10.2924 | -11.5352 | -13.5292
20119 | 2011 | 9 | H1 | 0% | 100% | 962.5017 | 972.9508 | -10.4491 | 76.4 | -6.8678 | -9.0129 | -10.4491 | -11.7108 | -13.7352
20119 | 2011 | 9 | H2 | 0% | 100% | 891.2206 | 901.6696 | -10.4491 | 75.7 | -6.8678 | -9.0129 | -10.4491 | -11.7108 | -13.7352
20119 | 2011 | 9 | H3 | 0% | 100% | 856.2347 | 866.6837 | -10.4491 | 75.5 | -6.8678 | -9.0129 | -10.4491 | -11.7108 | -13.7352
20119 | 2011 | 9 | H4 | 0% | 100% | 853.7477 | 864.1967 | -10.4491 | 74.9 | -6.8678 | -9.0129 | -10.4491 | -11.7108 | -13.7352
20119 | 2011 | 9 | H5 | 0% | 100% | 887.1476 | 897.5966 | -10.4491 | 74.6 | -6.8678 | -9.0129 | -10.4491 | -11.7108 | -13.7352
20119 | 2011 | 9 | H6 | 0% | 100% | 959.8254 | 970.2745 | -10.4491 | 74.8 | -6.8678 | -9.0129 | -10.4491 | -11.7108 | -13.7352
20119 | 2011 | 9 | H7 | 0% | 100% | 935.4651 | 945.9141 | -10.4491 | 75.4 | -6.8678 | -9.0129 | -10.4491 | -11.7108 | -13.7352
20119 | 2011 | 9 | H8 | 0% | 100% | 982.7391 | 993.1881 | -10.4491 | 80.8 | -6.8678 | -9.0129 | -10.4491 | -11.7108 | -13.7352
20119 | 2011 | 9 | H9 | 0% | 100% | 1087.7341 | 1098.1831 | -10.4491 | 86.6 | -6.8678 | -9.0129 | -10.4491 | -11.7108 | -13.7352
20119 | 2011 | 9 | H10 | 0% | 100% | 1199.8445 | 1210.2935 | -10.4491 | 91.5 | -6.8678 | -9.0129 | -10.4491 | -11.7108 | -13.7352
20119 | 2011 | 9 | H11 | 0% | 100% | 1311.879 | 1322.3281 | -10.4491 | 95.9 | -6.8678 | -9.0129 | -10.4491 | -11.7108 | -13.7352
20119 | 2011 | 9 | H12 | 80.45% | 0% | 1451.4173 | 1350.3643 | 101.053 | 98.6 | 66.4186 | 87.1637 | 101.053 | 113.2553 | 132.8327
20119 | 2011 | 9 | H13 | 80.67% | 0% | 1506.8974 | 1405.562 | 101.3354 | 96.3 | 66.6042 | 87.4073 | 101.3354 | 113.5718 | 133.204
20119 | 2011 | 9 | H14 | 106% | 0% | 1580.389 | 1447.2321 | 133.157 | 93.6 | 87.5194 | 114.8551 | 133.157 | 149.2359 | 175.0329
20119 | 2011 | 9 | H15 | 106.5% | 0% | 1671.4343 | 1537.6091 | 133.8251 | 93.7 | 87.9586 | 115.4315 | 133.8251 | 149.9847 | 175.9112
20119 | 2011 | 9 | H16 | 124% | 0% | 1719.0668 | 1563.262 | 155.8048 | 92.5 | 102.4051 | 134.3901 | 155.8048 | 174.6185 | 204.8032
20119 | 2011 | 9 | H17 | 106.1% | 0% | 1760.6377 | 1627.4243 | 133.2134 | 90.8 | 87.5565 | 114.9038 | 133.2134 | 149.2991 | 175.1071
20119 | 2011 | 9 | H18 | 96.24% | 0% | 1723.726 | 1602.8317 | 120.8943 | 88.8 | 79.4596 | 104.2779 | 120.8943 | 135.4924 | 158.9138
20119 | 2011 | 9 | H19 | 0% | 100% | 1697.9327 | 1708.3818 | -10.4491 | 85.4 | -6.8678 | -9.0129 | -10.4491 | -11.7108 | -13.7352
20119 | 2011 | 9 | H20 | 0% | 100% | 1674.4597 | 1684.9088 | -10.4491 | 81.6 | -6.8678 | -9.0129 | -10.4491 | -11.7108 | -13.7352
20119 | 2011 | 9 | H21 | 0% | 100% | 1517.6986 | 1528.1477 | -10.4491 | 80.3 | -6.8678 | -9.0129 | -10.4491 | -11.7108 | -13.7352
20119 | 2011 | 9 | H22 | 0% | 100% | 1281.0292 | 1291.4782 | -10.4491 | 78.1 | -6.8678 | -9.0129 | -10.4491 | -11.7108 | -13.7352
20119 | 2011 | 9 | H23 | 0% | 100% | 1030.6137 | 1041.0628 | -10.4491 | 76.1 | -6.8678 | -9.0129 | -10.4491 | -11.7108 | -13.7352
20119 | 2011 | 9 | H24 | 0% | 100% | 846.5455 | 856.9946 | -10.4491 | 75.3 | -6.8678 | -9.0129 | -10.4491 | -11.7108 | -13.7352
201110 | 2011 | 10 | H1 | 0% | 100% | 742.2889 | 751.5562 | -9.2673 | 65.8 | -6.0911 | -7.9936 | -9.2673 | -10.3864 | -12.1818
201110 | 2011 | 10 | H2 | 0% | 100% | 700.4158 | 709.6832 | -9.2673 | 64.1 | -6.0911 | -7.9936 | -9.2673 | -10.3864 | -12.1818
201110 | 2011 | 10 | H3 | 0% | 100% | 680.8841 | 690.1515 | -9.2673 | 64 | -6.0911 | -7.9936 | -9.2673 | -10.3864 | -12.1818
201110 | 2011 | 10 | H4 | 0% | 100% | 693.6057 | 702.873 | -9.2673 | 63 | -6.0911 | -7.9936 | -9.2673 | -10.3864 | -12.1818
201110 | 2011 | 10 | H5 | 0% | 100% | 756.2425 | 765.5099 | -9.2673 | 62.5 | -6.0911 | -7.9936 | -9.2673 | -10.3864 | -12.1818
201110 | 2011 | 10 | H6 | 0% | 100% | 858.5445 | 867.8118 | -9.2673 | 62.6 | -6.0911 | -7.9936 | -9.2673 | -10.3864 | -12.1818
201110 | 2011 | 10 | H7 | 0% | 100% | 888.1414 | 897.4087 | -9.2673 | 61.7 | -6.0911 | -7.9936 | -9.2673 | -10.3864 | -12.1818
201110 | 2011 | 10 | H8 | 0% | 100% | 927.8788 | 937.1461 | -9.2673 | 69.6 | -6.0911 | -7.9936 | -9.2673 | -10.3864 | -12.1818
201110 | 2011 | 10 | H9 | 0% | 100% | 962.9666 | 972.2339 | -9.2673 | 79.5 | -6.0911 | -7.9936 | -9.2673 | -10.3864 | -12.1818
201110 | 2011 | 10 | H10 | 0% | 100% | 1029.9548 | 1039.2221 | -9.2673 | 86.4 | -6.0911 | -7.9936 | -9.2673 | -10.3864 | -12.1818
201110 | 2011 | 10 | H11 | 0% | 100% | 1134.9936 | 1144.2609 | -9.2673 | 91 | -6.0911 | -7.9936 | -9.2673 | -10.3864 | -12.1818
201110 | 2011 | 10 | H12 | 80.45% | 0% | 1255.0877 | 1165.4633 | 89.6244 | 93.8 | 58.907 | 77.3059 | 89.6244 | 100.4466 | 117.8099
201110 | 2011 | 10 | H13 | 80.67% | 0% | 1331.4023 | 1241.5275 | 89.8749 | 94.4 | 59.0716 | 77.5219 | 89.8749 | 100.7274 | 118.1392
201110 | 2011 | 10 | H14 | 106% | 0% | 1395.5205 | 1277.423 | 118.0975 | 91.8 | 77.6214 | 101.8655 | 118.0975 | 132.358 | 155.2375
201110 | 2011 | 10 | H15 | 106.5% | 0% | 1490.592 | 1371.9018 | 118.6901 | 90 | 78.0109 | 102.3767 | 118.6901 | 133.0222 | 156.0165
201110 | 2011 | 10 | H16 | 124% | 0% | 1547.604 | 1409.42 | 138.184 | 88.4 | 90.8235 | 119.1912 | 138.184 | 154.8699 | 181.6409
201110 | 2011 | 10 | H17 | 106.1% | 0% | 1602.2769 | 1484.1293 | 118.1476 | 86.9 | 77.6543 | 101.9087 | 118.1476 | 132.4141 | 155.3033
201110 | 2011 | 10 | H18 | 96.24% | 0% | 1630.6074 | 1523.3857 | 107.2217 | 83.1 | 70.4731 | 92.4845 | 107.2217 | 120.1689 | 140.9413
201110 | 2011 | 10 | H19 | 0% | 100% | 1739.5791 | 1748.8464 | -9.2673 | 77 | -6.0911 | -7.9936 | -9.2673 | -10.3864 | -12.1818
201110 | 2011 | 10 | H20 | 0% | 100% | 1645.3397 | 1654.607 | -9.2673 | 72.7 | -6.0911 | -7.9936 | -9.2673 | -10.3864 | -12.1818
201110 | 2011 | 10 | H21 | 0% | 100% | 1455.1766 | 1464.4439 | -9.2673 | 70.2 | -6.0911 | -7.9936 | -9.2673 | -10.3864 | -12.1818
201110 | 2011 | 10 | H22 | 0% | 100% | 1224.8819 | 1234.1493 | -9.2673 | 67.8 | -6.0911 | -7.9936 | -9.2673 | -10.3864 | -12.1818
201110 | 2011 | 10 | H23 | 0% | 100% | 1002.7344 | 1012.0017 | -9.2673 | 66.7 | -6.0911 | -7.9936 | -9.2673 | -10.3864 | -12.1818
201111 | 2011 | 11 | H24 | 0% | 100% | 854.6157 | 861.1138 | -6.4981 | 64.5 | -4.271 | -5.6049 | -6.4981 | -7.2827 | -8.5416
201111 | 2011 | 11 | H1 | 0% | 100% | 669.0445 | 675.5426 | -6.4981 | 65.8 | -4.271 | -5.6049 | -6.4981 | -7.2827 | -8.5416
201111 | 2011 | 11 | H2 | 0% | 100% | 608.0269 | 614.525 | -6.4981 | 65.4 | -4.271 | -5.6049 | -6.4981 | -7.2827 | -8.5416
201111 | 2011 | 11 | H3 | 0% | 100% | 585.5034 | 592.0014 | -6.4981 | 65.3 | -4.271 | -5.6049 | -6.4981 | -7.2827 | -8.5416
201111 | 2011 | 11 | H4 | 0% | 100% | 575.4841 | 581.9822 | -6.4981 | 64.5 | -4.271 | -5.6049 | -6.4981 | -7.2827 | -8.5416
201111 | 2011 | 11 | H5 | 0% | 100% | 594.0528 | 600.5508 | -6.4981 | 63.3 | -4.271 | -5.6049 | -6.4981 | -7.2827 | -8.5416
201111 | 2011 | 11 | H6 | 0% | 100% | 664.2199 | 670.718 | -6.4981 | 61.8 | -4.271 | -5.6049 | -6.4981 | -7.2827 | -8.5416
201111 | 2011 | 11 | H7 | 0% | 100% | 784.6533 | 791.1514 | -6.4981 | 64.4 | -4.271 | -5.6049 | -6.4981 | -7.2827 | -8.5416
201111 | 2011 | 11 | H8 | 0% | 100% | 812.0708 | 818.5689 | -6.4981 | 65.1 | -4.271 | -5.6049 | -6.4981 | -7.2827 | -8.5416
201111 | 2011 | 11 | H9 | 0% | 100% | 791.8643 | 798.3624 | -6.4981 | 71.7 | -4.271 | -5.6049 | -6.4981 | -7.2827 | -8.5416
201111 | 2011 | 11 | H10 | 0% | 100% | 776.7468 | 783.2448 | -6.4981 | 78.8 | -4.271 | -5.6049 | -6.4981 | -7.2827 | -8.5416
201111 | 2011 | 11 | H11 | 0% | 100% | 808.5614 | 815.0595 | -6.4981 | 81.9 | -4.271 | -5.6049 | -6.4981 | -7.2827 | -8.5416
201111 | 2011 | 11 | H12 | 80.45% | 0% | 831.976 | 769.1332 | 62.8429 | 85.9 | 41.3044 | 54.2054 | 62.8429 | 70.4312 | 82.606
201111 | 2011 | 11 | H13 | 80.67% | 0% | 859.9981 | 796.9796 | 63.0185 | 87.8 | 41.4199 | 54.3569 | 63.0185 | 70.6281 | 82.8369
201111 | 2011 | 11 | H14 | 106% | 0% | 890.6059 | 807.7982 | 82.8077 | 87.7 | 54.4266 | 71.4261 | 82.8077 | 92.8069 | 108.8495
201111 | 2011 | 11 | H15 | 106.5% | 0% | 902.7256 | 819.5024 | 83.2232 | 87.6 | 54.6997 | 71.7846 | 83.2232 | 93.2726 | 109.3957
201111 | 2011 | 11 | H16 | 124% | 0% | 955.2152 | 858.3233 | 96.8919 | 85.8 | 63.6837 | 83.5746 | 96.8919 | 108.5918 | 127.3631
201111 | 2011 | 11 | H17 | 106.1% | 0% | 1071.8027 | 988.9599 | 82.8428 | 83.2 | 54.4497 | 71.4564 | 82.8428 | 92.8462 | 108.8957
201111 | 2011 | 11 | H18 | 96.24% | 0% | 1329.4301 | 1254.2484 | 75.1818 | 77.6 | 49.4143 | 64.8484 | 75.1818 | 84.2601 | 98.8253
201111 | 2011 | 11 | H19 | 0% | 100% | 1397.1526 | 1403.6507 | -6.4981 | 72.7 | -4.271 | -5.6049 | -6.4981 | -7.2827 | -8.5416
201111 | 2011 | 11 | H20 | 0% | 100% | 1343.7077 | 1350.2058 | -6.4981 | 71 | -4.271 | -5.6049 | -6.4981 | -7.2827 | -8.5416
201111 | 2011 | 11 | H21 | 0% | 100% | 1264.5356 | 1271.0336 | -6.4981 | 67.6 | -4.271 | -5.6049 | -6.4981 | -7.2827 | -8.5416
201111 | 2011 | 11 | H22 | 0% | 100% | 1107.2727 | 1113.7707 | -6.4981 | 66 | -4.271 | -5.6049 | -6.4981 | -7.2827 | -8.5416
201111 | 2011 | 11 | H23 | 0% | 100% | 930.3708 | 936.8689 | -6.4981 | 64.9 | -4.271 | -5.6049 | -6.4981 | -7.2827 | -8.5416
201111 | 2011 | 11 | H24 | 0% | 100% | 770.0481 | 776.5462 | -6.4981 | 63.2 | -4.271 | -5.6049 | -6.4981 | -7.2827 | -8.5416
201112 | 2011 | 12 | H1 | 0% | 100% | 715.0986 | 720.7384 | -5.6398 | 57.6 | -3.7068 | -4.8646 | -5.6398 | -6.3208 | -7.4134
201112 | 2011 | 12 | H2 | 0% | 100% | 640.2025 | 645.8424 | -5.6398 | 56.5 | -3.7068 | -4.8646 | -5.6398 | -6.3208 | -7.4134
201112 | 2011 | 12 | H3 | 0% | 100% | 610.3385 | 615.9783 | -5.6398 | 56 | -3.7068 | -4.8646 | -5.6398 | -6.3208 | -7.4134
201112 | 2011 | 12 | H4 | 0% | 100% | 612.947 | 618.5868 | -5.6398 | 56.6 | -3.7068 | -4.8646 | -5.6398 | -6.3208 | -7.4134
201112 | 2011 | 12 | H5 | 0% | 100% | 633.475 | 639.1148 | -5.6398 | 56.1 | -3.7068 | -4.8646 | -5.6398 | -6.3208 | -7.4134
201112 | 2011 | 12 | H6 | 0% | 100% | 733.7614 | 739.4012 | -5.6398 | 56.5 | -3.7068 | -4.8646 | -5.6398 | -6.3208 | -7.4134
201112 | 2011 | 12 | H7 | 0% | 100% | 929.6234 | 935.2632 | -5.6398 | 55.3 | -3.7068 | -4.8646 | -5.6398 | -6.3208 | -7.4134
201112 | 2011 | 12 | H8 | 0% | 100% | 962.9106 | 968.5504 | -5.6398 | 55.3 | -3.7068 | -4.8646 | -5.6398 | -6.3208 | -7.4134
201112 | 2011 | 12 | H9 | 0% | 100% | 865.2712 | 870.911 | -5.6398 | 57.6 | -3.7068 | -4.8646 | -5.6398 | -6.3208 | -7.4134
201112 | 2011 | 12 | H10 | 0% | 100% | 823.7196 | 829.3594 | -5.6398 | 61.9 | -3.7068 | -4.8646 | -5.6398 | -6.3208 | -7.4134
201112 | 2011 | 12 | H11 | 0% | 100% | 783.2862 | 788.926 | -5.6398 | 66.2 | -3.7068 | -4.8646 | -5.6398 | -6.3208 | -7.4134
201112 | 2011 | 12 | H12 | 80.45% | 0% | 790.1151 | 735.5725 | 54.5426 | 72.9 | 35.8489 | 47.0459 | 54.5426 | 61.1287 | 71.6954
201112 | 2011 | 12 | H13 | 80.67% | 0% | 753.0743 | 698.3793 | 54.695 | 77.5 | 35.9491 | 47.1774 | 54.695 | 61.2995 | 71.8958
201112 | 2011 | 12 | H14 | 106% | 0% | 699.7677 | 627.8973 | 71.8704 | 78.2 | 47.2379 | 61.9922 | 71.8704 | 80.5489 | 94.4727
201112 | 2011 | 12 | H15 | 106.5% | 0% | 689.3935 | 617.1624 | 72.2311 | 76.3 | 47.475 | 62.3032 | 72.2311 | 80.9531 | 94.9467
201112 | 2011 | 12 | H16 | 124% | 0% | 723.9268 | 639.8324 | 84.0945 | 73.6 | 55.2724 | 72.536 | 84.0945 | 94.249 | 110.5409
201112 | 2011 | 12 | H17 | 106.1% | 0% | 909.1295 | 837.2286 | 71.9009 | 71.3 | 47.258 | 62.0184 | 71.9009 | 80.5831 | 94.5127
201112 | 2011 | 12 | H18 | 96.24% | 0% | 1372.6874 | 1307.4356 | 65.2517 | 66.1 | 42.8877 | 56.2832 | 65.2517 | 73.131 | 85.7725
201112 | 2011 | 12 | H19 | 0% | 100% | 1503.9875 | 1509.6273 | -5.6398 | 62.9 | -3.7068 | -4.8646 | -5.6398 | -6.3208 | -7.4134
201112 | 2011 | 12 | H20 | 0% | 100% | 1529.5093 | 1535.1491 | -5.6398 | 60 | -3.7068 | -4.8646 | -5.6398 | -6.3208 | -7.4134
201112 | 2011 | 12 | H21 | 0% | 100% | 1504.7468 | 1510.3866 | -5.6398 | 58.1 | -3.7068 | -4.8646 | -5.6398 | -6.3208 | -7.4134
201112 | 2011 | 12 | H22 | 0% | 100% | 1353.572 | 1359.2118 | -5.6398 | 55.6 | -3.7068 | -4.8646 | -5.6398 | -6.3208 | -7.4134
201112 | 2011 | 12 | H23 | 0% | 100% | 1119.9464 | 1125.5862 | -5.6398 | 55.1 | -3.7068 | -4.8646 | -5.6398 | -6.3208 | -7.4134
201112 | 2011 | 12 | H24 | 0% | 100% | 886.3757 | 892.0155 | -5.6398 | 54.8 | -3.7068 | -4.8646 | -5.6398 | -6.3208 | -7.4134
20121 | 2012 | 1 | H1 | 0% | 100% | 788.8974 | 795.064 | -6.1666 | 61.1 | -4.0531 | -5.319 | -6.1666 | -6.9112 | -8.1059
20121 | 2012 | 1 | H2 | 0% | 100% | 725.2021 | 731.3687 | -6.1666 | 60.5 | -4.0531 | -5.319 | -6.1666 | -6.9112 | -8.1059
20121 | 2012 | 1 | H3 | 0% | 100% | 709.8181 | 715.9847 | -6.1666 | 60 | -4.0531 | -5.319 | -6.1666 | -6.9112 | -8.1059
20121 | 2012 | 1 | H4 | 0% | 100% | 712.4765 | 718.6431 | -6.1666 | 57.8 | -4.0531 | -5.319 | -6.1666 | -6.9112 | -8.1059
20121 | 2012 | 1 | H5 | 0% | 100% | 745.6342 | 751.8008 | -6.1666 | 56.9 | -4.0531 | -5.319 | -6.1666 | -6.9112 | -8.1059
20121 | 2012 | 1 | H6 | 0% | 100% | 860.5735 | 866.7401 | -6.1666 | 57.3 | -4.0531 | -5.319 | -6.1666 | -6.9112 | -8.1059
20121 | 2012 | 1 | H7 | 0% | 100% | 1049.6986 | 1055.8652 | -6.1666 | 55.5 | -4.0531 | -5.319 | -6.1666 | -6.9112 | -8.1059
20121 | 2012 | 1 | H8 | 0% | 100% | 1085.4738 | 1091.6404 | -6.1666 | 57.8 | -4.0531 | -5.319 | -6.1666 | -6.9112 | -8.1059
20121 | 2012 | 1 | H9 | 0% | 100% | 1005.9651 | 1012.1317 | -6.1666 | 62.5 | -4.0531 | -5.319 | -6.1666 | -6.9112 | -8.1059
20121 | 2012 | 1 | H10 | 0% | 100% | 939.4531 | 945.6197 | -6.1666 | 68.6 | -4.0531 | -5.319 | -6.1666 | -6.9112 | -8.1059
20121 | 2012 | 1 | H11 | 0% | 100% | 856.3445 | 862.5111 | -6.1666 | 74.1 | -4.0531 | -5.319 | -6.1666 | -6.9112 | -8.1059
20121 | 2012 | 1 | H12 | 80.45% | 0% | 865.1254 | 805.5316 | 59.5938 | 78.4 | 39.1689 | 51.4029 | 59.5938 | 66.7898 | 78.3352
20121 | 2012 | 1 | H13 | 80.67% | 0% | 833.8091 | 774.0488 | 59.7603 | 80.9 | 39.2784 | 51.5465 | 59.7603 | 66.9765 | 78.5541
20121 | 2012 | 1 | H14 | 106% | 0% | 791.0969 | 712.5705 | 78.5264 | 81.6 | 51.6127 | 67.7333 | 78.5264 | 88.0086 | 103.2218
20121 | 2012 | 1 | H15 | 106.5% | 0% | 780.2797 | 701.3593 | 78.9204 | 81.1 | 51.8716 | 68.0732 | 78.9204 | 88.4502 | 103.7398
20121 | 2012 | 1 | H16 | 124% | 0% | 828.1454 | 736.2629 | 91.8825 | 79 | 60.3911 | 79.2536 | 91.8825 | 102.9774 | 120.7782
20121 | 2012 | 1 | H17 | 106.1% | 0% | 965.7469 | 887.1872 | 78.5597 | 76.4 | 51.6345 | 67.762 | 78.5597 | 88.0459 | 103.2656
20121 | 2012 | 1 | H18 | 96.24% | 0% | 1325.7059 | 1254.4112 | 71.2947 | 72.1 | 46.8595 | 61.4956 | 71.2947 | 79.9037 | 93.7159
20121 | 2012 | 1 | H19 | 0% | 100% | 1515.1934 | 1521.36 | -6.1666 | 67.4 | -4.0531 | -5.319 | -6.1666 | -6.9112 | -8.1059
20121 | 2012 | 1 | H20 | 0% | 100% | 1514.8755 | 1521.0421 | -6.1666 | 63.8 | -4.0531 | -5.319 | -6.1666 | -6.9112 | -8.1059
20121 | 2012 | 1 | H21 | 0% | 100% | 1466.3881 | 1472.5547 | -6.1666 | 62.1 | -4.0531 | -5.319 | -6.1666 | -6.9112 | -8.1059
20121 | 2012 | 1 | H22 | 0% | 100% | 1330.288 | 1336.4546 | -6.1666 | 61.6 | -4.0531 | -5.319 | -6.1666 | -6.9112 | -8.1059
20121 | 2012 | 1 | H23 | 0% | 100% | 1129.8421 | 1136.0087 | -6.1666 | 61.8 | -4.0531 | -5.319 | -6.1666 | -6.9112 | -8.1059
20121 | 2012 | 1 | H24 | 0% | 100% | 906.4081 | 912.5747 | -6.1666 | 60 | -4.0531 | -5.319 | -6.1666 | -6.9112 | -8.1059
20122 | 2012 | 2 | H1 | 0% | 100% | 664.1956 | 670.3549 | -6.1593 | 53.4 | -4.0483 | -5.3127 | -6.1593 | -6.903 | -8.0963
20122 | 2012 | 2 | H2 | 0% | 100% | 623.4743 | 629.6336 | -6.1593 | 53.2 | -4.0483 | -5.3127 | -6.1593 | -6.903 | -8.0963
20122 | 2012 | 2 | H3 | 0% | 100% | 614.0009 | 620.1602 | -6.1593 | 51.9 | -4.0483 | -5.3127 | -6.1593 | -6.903 | -8.0963
20122 | 2012 | 2 | H4 | 0% | 100% | 625.5033 | 631.6626 | -6.1593 | 50.8 | -4.0483 | -5.3127 | -6.1593 | -6.903 | -8.0963
20122 | 2012 | 2 | H5 | 0% | 100% | 686.8408 | 693 | -6.1593 | 52 | -4.0483 | -5.3127 | -6.1593 | -6.903 | -8.0963
20122 | 2012 | 2 | H6 | 0% | 100% | 750.3349 | 756.4941 | -6.1593 | 51 | -4.0483 | -5.3127 | -6.1593 | -6.903 | -8.0963
20122 | 2012 | 2 | H7 | 0% | 100% | 871.6996 | 877.8589 | -6.1593 | 49 | -4.0483 | -5.3127 | -6.1593 | -6.903 | -8.0963
20122 | 2012 | 2 | H8 | 0% | 100% | 1021.7873 | 1027.9465 | -6.1593 | 49.3 | -4.0483 | -5.3127 | -6.1593 | -6.903 | -8.0963
20122 | 2012 | 2 | H9 | 0% | 100% | 999.3394 | 1005.4987 | -6.1593 | 58.1 | -4.0483 | -5.3127 | -6.1593 | -6.903 | -8.0963
20122 | 2012 | 2 | H10 | 0% | 100% | 976.7827 | 982.9419 | -6.1593 | 68.7 | -4.0483 | -5.3127 | -6.1593 | -6.903 | -8.0963
20122 | 2012 | 2 | H11 | 0% | 100% | 923.8048 | 929.9641 | -6.1593 | 73.4 | -4.0483 | -5.3127 | -6.1593 | -6.903 | -8.0963
20122 | 2012 | 2 | H12 | 80.45% | 0% | 950.6694 | 891.1465 | 59.5228 | 77.7 | 39.1223 | 51.3417 | 59.5228 | 66.7103 | 78.2419
20122 | 2012 | 2 | H13 | 80.67% | 0% | 893.4841 | 833.7949 | 59.6892 | 80.5 | 39.2316 | 51.4852 | 59.6892 | 66.8968 | 78.4606
20122 | 2012 | 2 | H14 | 106% | 0% | 839.3721 | 760.9392 | 78.4329 | 80.9 | 51.5512 | 67.6527 | 78.4329 | 87.9038 | 103.099
20122 | 2012 | 2 | H15 | 106.5% | 0% | 830.1138 | 751.2873 | 78.8265 | 80.4 | 51.8099 | 67.9921 | 78.8265 | 88.3449 | 103.6163
20122 | 2012 | 2 | H16 | 124% | 0% | 845.7716 | 753.9985 | 91.7731 | 77.9 | 60.3193 | 79.1593 | 91.7731 | 102.8549 | 120.6344
20122 | 2012 | 2 | H17 | 106.1% | 0% | 905.3668 | 826.9006 | 78.4662 | 76.5 | 51.5731 | 67.6813 | 78.4662 | 87.9411 | 103.1427
20122 | 2012 | 2 | H18 | 96.24% | 0% | 1117.5272 | 1046.3173 | 71.2099 | 73.9 | 46.8038 | 61.4224 | 71.2099 | 79.8086 | 93.6044
20122 | 2012 | 2 | H19 | 0% | 100% | 1425.69 | 1431.8493 | -6.1593 | 69.1 | -4.0483 | -5.3127 | -6.1593 | -6.903 | -8.0963
20122 | 2012 | 2 | H20 | 0% | 100% | 1417.0407 | 1423.1999 | -6.1593 | 63 | -4.0483 | -5.3127 | -6.1593 | -6.903 | -8.0963
20122 | 2012 | 2 | H21 | 0% | 100% | 1371.8426 | 1378.0019 | -6.1593 | 59.9 | -4.0483 | -5.3127 | -6.1593 | -6.903 | -8.0963
20122 | 2012 | 2 | H22 | 0% | 100% | 1208.5295 | 1214.6888 | -6.1593 | 57.2 | -4.0483 | -5.3127 | -6.1593 | -6.903 | -8.0963
20122 | 2012 | 2 | H23 | 0% | 100% | 989.1791 | 995.3384 | -6.1593 | 55.6 | -4.0483 | -5.3127 | -6.1593 | -6.903 | -8.0963
20122 | 2012 | 2 | H24 | 0% | 100% | 813.0616 | 819.2209 | -6.1593 | 54.5 | -4.0483 | -5.3127 | -6.1593 | -6.903 | -8.0963
20123 | 2012 | 3 | H1 | 0% | 100% | 652.9988 | 657.7372 | -4.7384 | 57.3 | -3.1144 | -4.0871 | -4.7384 | -5.3106 | -6.2286
20123 | 2012 | 3 | H2 | 0% | 100% | 627.8992 | 632.6376 | -4.7384 | 55.5 | -3.1144 | -4.0871 | -4.7384 | -5.3106 | -6.2286
20123 | 2012 | 3 | H3 | 0% | 100% | 599.6305 | 604.3689 | -4.7384 | 54.3 | -3.1144 | -4.0871 | -4.7384 | -5.3106 | -6.2286
20123 | 2012 | 3 | H4 | 0% | 100% | 586.658 | 591.3964 | -4.7384 | 53.8 | -3.1144 | -4.0871 | -4.7384 | -5.3106 | -6.2286
20123 | 2012 | 3 | H5 | 0% | 100% | 628.9605 | 633.6989 | -4.7384 | 52.9 | -3.1144 | -4.0871 | -4.7384 | -5.3106 | -6.2286
20123 | 2012 | 3 | H6 | 0% | 100% | 725.732 | 730.4704 | -4.7384 | 52.7 | -3.1144 | -4.0871 | -4.7384 | -5.3106 | -6.2286
20123 | 2012 | 3 | H7 | 0% | 100% | 890.1548 | 894.8932 | -4.7384 | 52.7 | -3.1144 | -4.0871 | -4.7384 | -5.3106 | -6.2286
20123 | 2012 | 3 | H8 | 0% | 100% | 901.708 | 906.4464 | -4.7384 | 58.6 | -3.1144 | -4.0871 | -4.7384 | -5.3106 | -6.2286
20123 | 2012 | 3 | H9 | 0% | 100% | 801.7444 | 806.4828 | -4.7384 | 67.4 | -3.1144 | -4.0871 | -4.7384 | -5.3106 | -6.2286
20123 | 2012 | 3 | H10 | 0% | 100% | 749.076 | 753.8144 | -4.7384 | 74.9 | -3.1144 | -4.0871 | -4.7384 | -5.3106 | -6.2286
20123 | 2012 | 3 | H11 | 0% | 100% | 737.2546 | 741.993 | -4.7384 | 80.9 | -3.1144 | -4.0871 | -4.7384 | -5.3106 | -6.2286
20123 | 2012 | 3 | H12 | 80.45% | 0% | 694.476 | 648.6843 | 45.7917 | 83.4 | 30.0973 | 39.4978 | 45.7917 | 51.3211 | 60.1925
20123 | 2012 | 3 | H13 | 80.67% | 0% | 670.6392 | 624.7195 | 45.9197 | 84.9 | 30.1814 | 39.6082 | 45.9197 | 51.4645 | 60.3607
20123 | 2012 | 3 | H14 | 106% | 0% | 646.5014 | 586.162 | 60.3394 | 84.8 | 39.659 | 52.046 | 60.3394 | 67.6255 | 79.3153
20123 | 2012 | 3 | H15 | 106.5% | 0% | 629.5195 | 568.8773 | 60.6422 | 84.3 | 39.858 | 52.3072 | 60.6422 | 67.9649 | 79.7133
20123 | 2012 | 3 | H16 | 124% | 0% | 635.5597 | 564.9575 | 70.6022 | 82.7 | 46.4044 | 60.8982 | 70.6022 | 79.1275 | 92.8056
20123 | 2012 | 3 | H17 | 106.1% | 0% | 705.1475 | 644.7825 | 60.365 | 81 | 39.6758 | 52.0681 | 60.365 | 67.6542 | 79.3489
20123 | 2012 | 3 | H18 | 96.24% | 0% | 928.1432 | 873.3605 | 54.7826 | 78 | 36.0067 | 47.253 | 54.7826 | 61.3977 | 72.011
20123 | 2012 | 3 | H19 | 0% | 100% | 1228.9608 | 1233.6992 | -4.7384 | 73.4 | -3.1144 | -4.0871 | -4.7384 | -5.3106 | -6.2286
20123 | 2012 | 3 | H20 | 0% | 100% | 1264.3123 | 1269.0507 | -4.7384 | 67.6 | -3.1144 | -4.0871 | -4.7384 | -5.3106 | -6.2286
20123 | 2012 | 3 | H21 | 0% | 100% | 1246.576 | 1251.3144 | -4.7384 | 63.9 | -3.1144 | -4.0871 | -4.7384 | -5.3106 | -6.2286
20123 | 2012 | 3 | H22 | 0% | 100% | 1134.8812 | 1139.6196 | -4.7384 | 61.8 | -3.1144 | -4.0871 | -4.7384 | -5.3106 | -6.2286
20123 | 2012 | 3 | H23 | 0% | 100% | 949.199 | 953.9374 | -4.7384 | 59.9 | -3.1144 | -4.0871 | -4.7384 | -5.3106 | -6.2286
20123 | 2012 | 3 | H24 | 0% | 100% | 770.2698 | 775.0082 | -4.7384 | 58 | -3.1144 | -4.0871 | -4.7384 | -5.3106 | -6.2286
20124 | 2012 | 4 | H1 | 0% | 100% | 661.121 | 669.2464 | -8.1254 | 63.1 | -5.3405 | -7.0086 | -8.1254 | -9.1065 | -10.6807
20124 | 2012 | 4 | H2 | 0% | 100% | 620.6152 | 628.7406 | -8.1254 | 62.7 | -5.3405 | -7.0086 | -8.1254 | -9.1065 | -10.6807
20124 | 2012 | 4 | H3 | 0% | 100% | 603.6195 | 611.7449 | -8.1254 | 62.7 | -5.3405 | -7.0086 | -8.1254 | -9.1065 | -10.6807
20124 | 2012 | 4 | H4 | 0% | 100% | 619.6698 | 627.7952 | -8.1254 | 62.3 | -5.3405 | -7.0086 | -8.1254 | -9.1065 | -10.6807
20124 | 2012 | 4 | H5 | 0% | 100% | 681.2975 | 689.4228 | -8.1254 | 64.4 | -5.3405 | -7.0086 | -8.1254 | -9.1065 | -10.6807
20124 | 2012 | 4 | H6 | 0% | 100% | 771.4795 | 779.6049 | -8.1254 | 64.6 | -5.3405 | -7.0086 | -8.1254 | -9.1065 | -10.6807
20124 | 2012 | 4 | H7 | 0% | 100% | 832.3786 | 840.504 | -8.1254 | 65.9 | -5.3405 | -7.0086 | -8.1254 | -9.1065 | -10.6807
20124 | 2012 | 4 | H8 | 0% | 100% | 860.9537 | 869.0791 | -8.1254 | 73.5 | -5.3405 | -7.0086 | -8.1254 | -9.1065 | -10.6807
20124 | 2012 | 4 | H9 | 0% | 100% | 869.8629 | 877.9883 | -8.1254 | 81 | -5.3405 | -7.0086 | -8.1254 | -9.1065 | -10.6807
20124 | 2012 | 4 | H10 | 0% | 100% | 910.2307 | 918.3561 | -8.1254 | 87 | -5.3405 | -7.0086 | -8.1254 | -9.1065 | -10.6807
20124 | 2012 | 4 | H11 | 0% | 100% | 981.4774 | 989.6028 | -8.1254 | 90.1 | -5.3405 | -7.0086 | -8.1254 | -9.1065 | -10.6807
20124 | 2012 | 4 | H12 | 80.45% | 0% | 1064.2129 | 985.6898 | 78.5232 | 91.9 | 51.6105 | 67.7305 | 78.5232 | 88.005 | 103.2176
20124 | 2012 | 4 | H13 | 80.67% | 0% | 1097.9752 | 1019.2326 | 78.7426 | 93.7 | 51.7548 | 67.9198 | 78.7426 | 88.2509 | 103.5061
20124 | 2012 | 4 | H14 | 106% | 0% | 1119.6308 | 1016.1613 | 103.4695 | 92 | 68.0069 | 89.2481 | 103.4695 | 115.9637 | 136.0092
20124 | 2012 | 4 | H15 | 106.5% | 0% | 1201.9865 | 1097.9978 | 103.9888 | 90.9 | 68.3482 | 89.696 | 103.9888 | 116.5456 | 136.6917
20124 | 2012 | 4 | H16 | 124% | 0% | 1284.3777 | 1163.3097 | 121.068 | 89.4 | 79.5738 | 104.4278 | 121.068 | 135.6872 | 159.1422
20124 | 2012 | 4 | H17 | 106.1% | 0% | 1340.9948 | 1237.4814 | 103.5134 | 88.7 | 68.0358 | 89.2859 | 103.5134 | 116.0128 | 136.0669
20124 | 2012 | 4 | H18 | 96.24% | 0% | 1310.4258 | 1216.485 | 93.9408 | 87.1 | 61.744 | 81.0291 | 93.9408 | 105.2843 | 123.4839
20124 | 2012 | 4 | H19 | 0% | 100% | 1412.6978 | 1420.8232 | -8.1254 | 83.4 | -5.3405 | -7.0086 | -8.1254 | -9.1065 | -10.6807
20124 | 2012 | 4 | H20 | 0% | 100% | 1450.6551 | 1458.7804 | -8.1254 | 78.4 | -5.3405 | -7.0086 | -8.1254 | -9.1065 | -10.6807
20124 | 2012 | 4 | H21 | 0% | 100% | 1279.7996 | 1287.9249 | -8.1254 | 75.5 | -5.3405 | -7.0086 | -8.1254 | -9.1065 | -10.6807
20124 | 2012 | 4 | H22 | 0% | 100% | 1066.3307 | 1074.4561 | -8.1254 | 70 | -5.3405 | -7.0086 | -8.1254 | -9.1065 | -10.6807
20124 | 2012 | 4 | H23 | 0% | 100% | 843.7835 | 851.9088 | -8.1254 | 67.6 | -5.3405 | -7.0086 | -8.1254 | -9.1065 | -10.6807
20124 | 2012 | 4 | H24 | 0% | 100% | 706.0008 | 714.1261 | -8.1254 | 64.6 | -5.3405 | -7.0086 | -8.1254 | -9.1065 | -10.6807
20125 | 2012 | 5 | H1 | 0% | 100% | 659.6225 | 669.0302 | -9.4078 | 66.5 | -6.1834 | -8.1147 | -9.4078 | -10.5438 | -12.3664
20125 | 2012 | 5 | H2 | 0% | 100% | 612.754 | 622.1617 | -9.4078 | 66.1 | -6.1834 | -8.1147 | -9.4078 | -10.5438 | -12.3664
20125 | 2012 | 5 | H3 | 0% | 100% | 585.8759 | 595.2837 | -9.4078 | 66.7 | -6.1834 | -8.1147 | -9.4078 | -10.5438 | -12.3664
20125 | 2012 | 5 | H4 | 0% | 100% | 594.5322 | 603.94 | -9.4078 | 65.6 | -6.1834 | -8.1147 | -9.4078 | -10.5438 | -12.3664
20125 | 2012 | 5 | H5 | 0% | 100% | 657.097 | 666.5047 | -9.4078 | 64.5 | -6.1834 | -8.1147 | -9.4078 | -10.5438 | -12.3664
20125 | 2012 | 5 | H6 | 0% | 100% | 759.1618 | 768.5695 | -9.4078 | 63.9 | -6.1834 | -8.1147 | -9.4078 | -10.5438 | -12.3664
20125 | 2012 | 5 | H7 | 0% | 100% | 792.266 | 801.6738 | -9.4078 | 65.7 | -6.1834 | -8.1147 | -9.4078 | -10.5438 | -12.3664
20125 | 2012 | 5 | H8 | 0% | 100% | 816.5619 | 825.9696 | -9.4078 | 76.5 | -6.1834 | -8.1147 | -9.4078 | -10.5438 | -12.3664
20125 | 2012 | 5 | H9 | 0% | 100% | 892.1114 | 901.5192 | -9.4078 | 84.8 | -6.1834 | -8.1147 | -9.4078 | -10.5438 | -12.3664
20125 | 2012 | 5 | H10 | 0% | 100% | 1020.8796 | 1030.2873 | -9.4078 | 91.6 | -6.1834 | -8.1147 | -9.4078 | -10.5438 | -12.3664
20125 | 2012 | 5 | H11 | 0% | 100% | 1123.1576 | 1132.5653 | -9.4078 | 95.1 | -6.1834 | -8.1147 | -9.4078 | -10.5438 | -12.3664
20125 | 2012 | 5 | H12 | 80.45% | 0% | 1228.53 | 1137.614 | 90.916 | 95.1 | 59.7559 | 78.42 | 90.916 | 101.8943 | 119.5078
20125 | 2012 | 5 | H13 | 80.67% | 0% | 1320.4141 | 1229.244 | 91.1701 | 93.9 | 59.9229 | 78.6392 | 91.1701 | 102.179 | 119.8418
20125 | 2012 | 5 | H14 | 106% | 0% | 1382.157 | 1262.3574 | 119.7995 | 94.1 | 78.74 | 103.3336 | 119.7995 | 134.2655 | 157.4747
20125 | 2012 | 5 | H15 | 106.5% | 0% | 1516.936 | 1396.5353 | 120.4007 | 92.4 | 79.1352 | 103.8521 | 120.4007 | 134.9392 | 158.265
20125 | 2012 | 5 | H16 | 124% | 0% | 1566.9475 | 1426.772 | 140.1755 | 90.9 | 92.1325 | 120.909 | 140.1755 | 157.1019 | 184.2587
20125 | 2012 | 5 | H17 | 106.1% | 0% | 1610.2766 | 1490.4263 | 119.8503 | 90 | 78.7734 | 103.3774 | 119.8503 | 134.3224 | 157.5415
20125 | 2012 | 5 | H18 | 96.24% | 0% | 1589.9564 | 1481.1895 | 108.7669 | 86.5 | 71.4887 | 93.8174 | 108.7669 | 121.9007 | 142.9726
20125 | 2012 | 5 | H19 | 0% | 100% | 1594.3579 | 1603.7657 | -9.4078 | 82.1 | -6.1834 | -8.1147 | -9.4078 | -10.5438 | -12.3664
20125 | 2012 | 5 | H20 | 0% | 100% | 1621.8649 | 1631.2727 | -9.4078 | 77 | -6.1834 | -8.1147 | -9.4078 | -10.5438 | -12.3664
20125 | 2012 | 5 | H21 | 0% | 100% | 1473.086 | 1482.4938 | -9.4078 | 73 | -6.1834 | -8.1147 | -9.4078 | -10.5438 | -12.3664
20125 | 2012 | 5 | H22 | 0% | 100% | 1210.8891 | 1220.2968 | -9.4078 | 72.1 | -6.1834 | -8.1147 | -9.4078 | -10.5438 | -12.3664
20125 | 2012 | 5 | H23 | 0% | 100% | 972.9516 | 982.3594 | -9.4078 | 69.3 | -6.1834 | -8.1147 | -9.4078 | -10.5438 | -12.3664
20125 | 2012 | 5 | H24 | 0% | 100% | 800.4569 | 809.8646 | -9.4078 | 67.1 | -6.1834 | -8.1147 | -9.4078 | -10.5438 | -12.3664
20126 | 2012 | 6 | H1 | 0% | 100% | 670.6973 | 680.151 | -9.4537 | 70.5 | -6.2136 | -8.1543 | -9.4537 | -10.5952 | -12.4267
20126 | 2012 | 6 | H2 | 0% | 100% | 628.9358 | 638.3895 | -9.4537 | 69.8 | -6.2136 | -8.1543 | -9.4537 | -10.5952 | -12.4267
20126 | 2012 | 6 | H3 | 0% | 100% | 602.3583 | 611.812 | -9.4537 | 67.3 | -6.2136 | -8.1543 | -9.4537 | -10.5952 | -12.4267
20126 | 2012 | 6 | H4 | 0% | 100% | 607.9775 | 617.4312 | -9.4537 | 66.1 | -6.2136 | -8.1543 | -9.4537 | -10.5952 | -12.4267
20126 | 2012 | 6 | H5 | 0% | 100% | 670.8534 | 680.3071 | -9.4537 | 65.8 | -6.2136 | -8.1543 | -9.4537 | -10.5952 | -12.4267
20126 | 2012 | 6 | H6 | 0% | 100% | 738.1887 | 747.6423 | -9.4537 | 65.7 | -6.2136 | -8.1543 | -9.4537 | -10.5952 | -12.4267
20126 | 2012 | 6 | H7 | 0% | 100% | 799.1051 | 808.5588 | -9.4537 | 71.3 | -6.2136 | -8.1543 | -9.4537 | -10.5952 | -12.4267
20126 | 2012 | 6 | H8 | 0% | 100% | 855.1241 | 864.5778 | -9.4537 | 78.2 | -6.2136 | -8.1543 | -9.4537 | -10.5952 | -12.4267
20126 | 2012 | 6 | H9 | 0% | 100% | 931.8696 | 941.3233 | -9.4537 | 84 | -6.2136 | -8.1543 | -9.4537 | -10.5952 | -12.4267
20126 | 2012 | 6 | H10 | 0% | 100% | 1017.9373 | 1027.3909 | -9.4537 | 90.4 | -6.2136 | -8.1543 | -9.4537 | -10.5952 | -12.4267
20126 | 2012 | 6 | H11 | 0% | 100% | 1124.0873 | 1133.541 | -9.4537 | 92.7 | -6.2136 | -8.1543 | -9.4537 | -10.5952 | -12.4267
20126 | 2012 | 6 | H12 | 80.45% | 0% | 1223.5114 | 1132.1514 | 91.36 | 93.6 | 60.0477 | 78.803 | 91.36 | 102.3918 | 120.0914
20126 | 2012 | 6 | H13 | 80.67% | 0% | 1302.6184 | 1211.0031 | 91.6153 | 93.3 | 60.2156 | 79.0232 | 91.6153 | 102.678 | 120.427
20126 | 2012 | 6 | H14 | 106% | 0% | 1344.9959 | 1224.6114 | 120.3845 | 93.3 | 79.1246 | 103.8382 | 120.3845 | 134.9212 | 158.2438
20126 | 2012 | 6 | H15 | 106.5% | 0% | 1460.1085 | 1339.1199 | 120.9886 | 94.7 | 79.5216 | 104.3593 | 120.9886 | 135.5982 | 159.0378
20126 | 2012 | 6 | H16 | 124% | 0% | 1542.9858 | 1402.1258 | 140.86 | 95.4 | 92.5824 | 121.4994 | 140.86 | 157.8691 | 185.1585
20126 | 2012 | 6 | H17 | 106.1% | 0% | 1586.3734 | 1465.9378 | 120.4356 | 94.1 | 79.1581 | 103.8822 | 120.4356 | 134.9784 | 158.3108
20126 | 2012 | 6 | H18 | 96.24% | 0% | 1610.7757 | 1501.4776 | 109.2981 | 92.5 | 71.8378 | 94.2755 | 109.2981 | 122.496 | 143.6708
20126 | 2012 | 6 | H19 | 0% | 100% | 1634.3597 | 1643.8134 | -9.4537 | 86.1 | -6.2136 | -8.1543 | -9.4537 | -10.5952 | -12.4267
20126 | 2012 | 6 | H20 | 0% | 100% | 1671.7302 | 1681.1839 | -9.4537 | 81.2 | -6.2136 | -8.1543 | -9.4537 | -10.5952 | -12.4267
20126 | 2012 | 6 | H21 | 0% | 100% | 1558.6062 | 1568.0599 | -9.4537 | 77.6 | -6.2136 | -8.1543 | -9.4537 | -10.5952 | -12.4267
20126 | 2012 | 6 | H22 | 0% | 100% | 1371.6587 | 1381.1124 | -9.4537 | 76 | -6.2136 | -8.1543 | -9.4537 | -10.5952 | -12.4267
20126 | 2012 | 6 | H23 | 0% | 100% | 1139.3612 | 1148.8149 | -9.4537 | 72.8 | -6.2136 | -8.1543 | -9.4537 | -10.5952 | -12.4267
20126 | 2012 | 6 | H24 | 0% | 100% | 969.1661 | 978.6197 | -9.4537 | 70.5 | -6.2136 | -8.1543 | -9.4537 | -10.5952 | -12.4267
20126 | 2012 | 6 | H1 | 0% | 100% | 986.9582 | 996.4119 | -9.4537 | 73.3 | -6.2136 | -8.1543 | -9.4537 | -10.5952 | -12.4267
20127 | 2012 | 7 | H2 | 0% | 100% | 882.4561 | 892.8959 | -10.4398 | 73.6 | -6.8617 | -9.0049 | -10.4398 | -11.7005 | -13.723
20127 | 2012 | 7 | H3 | 0% | 100% | 839.5809 | 850.0208 | -10.4398 | 73.5 | -6.8617 | -9.0049 | -10.4398 | -11.7005 | -13.723
20127 | 2012 | 7 | H4 | 0% | 100% | 810.2099 | 820.6497 | -10.4398 | 73.8 | -6.8617 | -9.0049 | -10.4398 | -11.7005 | -13.723
20127 | 2012 | 7 | H5 | 0% | 100% | 837.8716 | 848.3114 | -10.4398 | 74.8 | -6.8617 | -9.0049 | -10.4398 | -11.7005 | -13.723
20127 | 2012 | 7 | H6 | 0% | 100% | 870.1878 | 880.6277 | -10.4398 | 75.4 | -6.8617 | -9.0049 | -10.4398 | -11.7005 | -13.723
20127 | 2012 | 7 | H7 | 0% | 100% | 970.1622 | 980.602 | -10.4398 | 77.1 | -6.8617 | -9.0049 | -10.4398 | -11.7005 | -13.723
20127 | 2012 | 7 | H8 | 0% | 100% | 1029.2498 | 1039.6896 | -10.4398 | 79.6 | -6.8617 | -9.0049 | -10.4398 | -11.7005 | -13.723
20127 | 2012 | 7 | H9 | 0% | 100% | 1089.3863 | 1099.8261 | -10.4398 | 84.8 | -6.8617 | -9.0049 | -10.4398 | -11.7005 | -13.723
20127 | 2012 | 7 | H10 | 0% | 100% | 1181.0349 | 1191.4748 | -10.4398 | 89.8 | -6.8617 | -9.0049 | -10.4398 | -11.7005 | -13.723
20127 | 2012 | 7 | H11 | 0% | 100% | 1253.5604 | 1264.0003 | -10.4398 | 95.6 | -6.8617 | -9.0049 | -10.4398 | -11.7005 | -13.723
20127 | 2012 | 7 | H12 | 80.45% | 0% | 1387.7398 | 1286.8499 | 100.8899 | 98.5 | 66.3114 | 87.0231 | 100.8899 | 113.0726 | 132.6184
20127 | 2012 | 7 | H13 | 80.67% | 0% | 1572.3573 | 1471.1853 | 101.1719 | 100.6 | 66.4968 | 87.2663 | 101.1719 | 113.3886 | 132.989
20127 | 2012 | 7 | H14 | 106% | 0% | 1663.3634 | 1530.4213 | 132.9421 | 99.8 | 87.3782 | 114.6698 | 132.9421 | 148.9951 | 174.7505
20127 | 2012 | 7 | H15 | 106.5% | 0% | 1630.4159 | 1496.8067 | 133.6092 | 97 | 87.8167 | 115.2452 | 133.6092 | 149.7427 | 175.6274
20127 | 2012 | 7 | H16 | 124% | 0% | 1615.815 | 1460.2616 | 155.5534 | 91.8 | 102.2398 | 134.1733 | 155.5534 | 174.3368 | 204.4727
20127 | 2012 | 7 | H17 | 106.1% | 0% | 1694.6165 | 1561.6181 | 132.9985 | 88.7 | 87.4153 | 114.7184 | 132.9985 | 149.0582 | 174.8246
20127 | 2012 | 7 | H18 | 96.24% | 0% | 1753.2256 | 1632.5264 | 120.6992 | 87.1 | 79.3314 | 104.1096 | 120.6992 | 135.2738 | 158.6574
20127 | 2012 | 7 | H19 | 0% | 100% | 1778.448 | 1788.8879 | -10.4398 | 86.3 | -6.8617 | -9.0049 | -10.4398 | -11.7005 | -13.723
20127 | 2012 | 7 | H20 | 0% | 100% | 1892.0244 | 1902.4643 | -10.4398 | 81.3 | -6.8617 | -9.0049 | -10.4398 | -11.7005 | -13.723
20127 | 2012 | 7 | H21 | 0% | 100% | 1752.1813 | 1762.6211 | -10.4398 | 78.3 | -6.8617 | -9.0049 | -10.4398 | -11.7005 | -13.723
20127 | 2012 | 7 | H22 | 0% | 100% | 1508.4921 | 1518.9319 | -10.4398 | 77.2 | -6.8617 | -9.0049 | -10.4398 | -11.7005 | -13.723
20127 | 2012 | 7 | H23 | 0% | 100% | 1258.7016 | 1269.1414 | -10.4398 | 76.2 | -6.8617 | -9.0049 | -10.4398 | -11.7005 | -13.723
20127 | 2012 | 7 | H24 | 0% | 100% | 1105.6904 | 1116.1303 | -10.4398 | 75.8 | -6.8617 | -9.0049 | -10.4398 | -11.7005 | -13.723
20128 | 2012 | 8 | H1 | 0% | 100% | 780.9304 | 791.4512 | -10.5208 | 72.1 | -6.9149 | -9.0747 | -10.5208 | -11.7912 | -13.8294
20128 | 2012 | 8 | H2 | 0% | 100% | 722.5324 | 733.0532 | -10.5208 | 71.9 | -6.9149 | -9.0747 | -10.5208 | -11.7912 | -13.8294
20128 | 2012 | 8 | H3 | 0% | 100% | 701.3035 | 711.8243 | -10.5208 | 71.2 | -6.9149 | -9.0747 | -10.5208 | -11.7912 | -13.8294
20128 | 2012 | 8 | H4 | 0% | 100% | 704.3869 | 714.9077 | -10.5208 | 70.7 | -6.9149 | -9.0747 | -10.5208 | -11.7912 | -13.8294
20128 | 2012 | 8 | H5 | 0% | 100% | 742.6963 | 753.2171 | -10.5208 | 70.8 | -6.9149 | -9.0747 | -10.5208 | -11.7912 | -13.8294
20128 | 2012 | 8 | H6 | 0% | 100% | 820.607 | 831.1278 | -10.5208 | 71.2 | -6.9149 | -9.0747 | -10.5208 | -11.7912 | -13.8294
20128 | 2012 | 8 | H7 | 0% | 100% | 841.0884 | 851.6092 | -10.5208 | 71.5 | -6.9149 | -9.0747 | -10.5208 | -11.7912 | -13.8294
20128 | 2012 | 8 | H8 | 0% | 100% | 883.0946 | 893.6154 | -10.5208 | 74.7 | -6.9149 | -9.0747 | -10.5208 | -11.7912 | -13.8294
20128 | 2012 | 8 | H9 | 0% | 100% | 986.2545 | 996.7753 | -10.5208 | 79.3 | -6.9149 | -9.0747 | -10.5208 | -11.7912 | -13.8294
20128 | 2012 | 8 | H10 | 0% | 100% | 1127.807 | 1138.3277 | -10.5208 | 85.7 | -6.9149 | -9.0747 | -10.5208 | -11.7912 | -13.8294
20128 | 2012 | 8 | H11 | 0% | 100% | 1295.1004 | 1305.6212 | -10.5208 | 88.4 | -6.9149 | -9.0747 | -10.5208 | -11.7912 | -13.8294
20128 | 2012 | 8 | H12 | 80.45% | 0% | 1444.3135 | 1342.6414 | 101.6721 | 90.9 | 66.8255 | 87.6977 | 101.6721 | 113.9492 | 133.6465
20128 | 2012 | 8 | H13 | 80.67% | 0% | 1517.7327 | 1415.7765 | 101.9563 | 90.3 | 67.0123 | 87.9428 | 101.9563 | 114.2677 | 134.0201
20128 | 2012 | 8 | H14 | 106% | 0% | 1590.3495 | 1456.3767 | 133.9728 | 89.3 | 88.0556 | 115.5588 | 133.9728 | 150.1502 | 176.1053
20128 | 2012 | 8 | H15 | 106.5% | 0% | 1651.9805 | 1517.3355 | 134.645 | 87.8 | 88.4975 | 116.1387 | 134.645 | 150.9037 | 176.989
20128 | 2012 | 8 | H16 | 124% | 0% | 1688.0627 | 1531.3034 | 156.7594 | 87.3 | 103.0325 | 135.2135 | 156.7594 | 175.6883 | 206.058
20128 | 2012 | 8 | H17 | 106.1% | 0% | 1714.1963 | 1580.1667 | 134.0296 | 85.5 | 88.093 | 115.6078 | 134.0296 | 150.2138 | 176.1799
20128 | 2012 | 8 | H18 | 96.24% | 0% | 1675.528 | 1553.8931 | 121.6349 | 83.5 | 79.9464 | 104.9167 | 121.6349 | 136.3225 | 159.8874
20128 | 2012 | 8 | H19 | 0% | 100% | 1660.9935 | 1671.5142 | -10.5208 | 81.2 | -6.9149 | -9.0747 | -10.5208 | -11.7912 | -13.8294
20128 | 2012 | 8 | H20 | 0% | 100% | 1637.4799 | 1648.0007 | -10.5208 | 78.8 | -6.9149 | -9.0747 | -10.5208 | -11.7912 | -13.8294
20128 | 2012 | 8 | H21 | 0% | 100% | 1552.3734 | 1562.8941 | -10.5208 | 77.4 | -6.9149 | -9.0747 | -10.5208 | -11.7912 | -13.8294
20128 | 2012 | 8 | H22 | 0% | 100% | 1390.3498 | 1400.8705 | -10.5208 | 75.7 | -6.9149 | -9.0747 | -10.5208 | -11.7912 | -13.8294
20128 | 2012 | 8 | H23 | 0% | 100% | 1175.4766 | 1185.9974 | -10.5208 | 74.3 | -6.9149 | -9.0747 | -10.5208 | -11.7912 | -13.8294
20128 | 2012 | 8 | H24 | 0% | 100% | 990.7822 | 1001.3029 | -10.5208 | 73 | -6.9149 | -9.0747 | -10.5208 | -11.7912 | -13.8294
20129 | 2012 | 9 | H1 | 0% | 100% | 968.2767 | 978.9577 | -10.681 | 76.4 | -7.0202 | -9.2129 | -10.681 | -11.9707 | -14.04
20129 | 2012 | 9 | H2 | 0% | 100% | 896.5679 | 907.2489 | -10.681 | 75.7 | -7.0202 | -9.2129 | -10.681 | -11.9707 | -14.04
20129 | 2012 | 9 | H3 | 0% | 100% | 861.3721 | 872.053 | -10.681 | 75.5 | -7.0202 | -9.2129 | -10.681 | -11.9707 | -14.04
20129 | 2012 | 9 | H4 | 0% | 100% | 858.8701 | 869.5511 | -10.681 | 74.9 | -7.0202 | -9.2129 | -10.681 | -11.9707 | -14.04
20129 | 2012 | 9 | H5 | 0% | 100% | 892.4705 | 903.1514 | -10.681 | 74.6 | -7.0202 | -9.2129 | -10.681 | -11.9707 | -14.04
20129 | 2012 | 9 | H6 | 0% | 100% | 965.5844 | 976.2654 | -10.681 | 74.8 | -7.0202 | -9.2129 | -10.681 | -11.9707 | -14.04
20129 | 2012 | 9 | H7 | 0% | 100% | 941.0779 | 951.7588 | -10.681 | 75.4 | -7.0202 | -9.2129 | -10.681 | -11.9707 | -14.04
20129 | 2012 | 9 | H8 | 0% | 100% | 988.6355 | 999.3165 | -10.681 | 80.8 | -7.0202 | -9.2129 | -10.681 | -11.9707 | -14.04
20129 | 2012 | 9 | H9 | 0% | 100% | 1094.2605 | 1104.9414 | -10.681 | 86.6 | -7.0202 | -9.2129 | -10.681 | -11.9707 | -14.04
20129 | 2012 | 9 | H10 | 0% | 100% | 1207.0435 | 1217.7245 | -10.681 | 91.5 | -7.0202 | -9.2129 | -10.681 | -11.9707 | -14.04
20129 | 2012 | 9 | H11 | 0% | 100% | 1319.7503 | 1330.4312 | -10.681 | 95.9 | -7.0202 | -9.2129 | -10.681 | -11.9707 | -14.04
20129 | 2012 | 9 | H12 | 80.45% | 0% | 1460.1258 | 1356.9055 | 103.2202 | 98.6 | 67.8431 | 89.0331 | 103.2202 | 115.6842 | 135.6815
20129 | 2012 | 9 | H13 | 80.67% | 0% | 1515.9388 | 1412.4301 | 103.5087 | 96.3 | 68.0327 | 89.2819 | 103.5087 | 116.0076 | 136.0607
20129 | 2012 | 9 | H14 | 106% | 0% | 1589.8714 | 1453.8587 | 136.0127 | 93.6 | 89.3964 | 117.3184 | 136.0127 | 152.4365 | 178.7868
20129 | 2012 | 9 | H15 | 106.5% | 0% | 1681.4629 | 1544.7676 | 136.6952 | 93.7 | 89.845 | 117.9071 | 136.6952 | 153.2014 | 179.6839
20129 | 2012 | 9 | H16 | 124% | 0% | 1729.3812 | 1570.2349 | 159.1463 | 92.5 | 104.6013 | 137.2723 | 159.1463 | 178.3635 | 209.1955
20129 | 2012 | 9 | H17 | 106.1% | 0% | 1771.2015 | 1635.1312 | 136.0704 | 90.8 | 89.4343 | 117.3681 | 136.0704 | 152.5011 | 178.8625
20129 | 2012 | 9 | H18 | 96.24% | 0% | 1734.0683 | 1610.5813 | 123.487 | 88.8 | 81.1637 | 106.5143 | 123.487 | 138.3983 | 162.3219
20129 | 2012 | 9 | H19 | 0% | 100% | 1708.1203 | 1718.8013 | -10.681 | 85.4 | -7.0202 | -9.2129 | -10.681 | -11.9707 | -14.04
20129 | 2012 | 9 | H20 | 0% | 100% | 1684.5065 | 1695.1875 | -10.681 | 81.6 | -7.0202 | -9.2129 | -10.681 | -11.9707 | -14.04
20129 | 2012 | 9 | H21 | 0% | 100% | 1526.8048 | 1537.4858 | -10.681 | 80.3 | -7.0202 | -9.2129 | -10.681 | -11.9707 | -14.04
20129 | 2012 | 9 | H22 | 0% | 100% | 1288.7153 | 1299.3963 | -10.681 | 78.1 | -7.0202 | -9.2129 | -10.681 | -11.9707 | -14.04
20129 | 2012 | 9 | H23 | 0% | 100% | 1036.7974 | 1047.4783 | -10.681 | 76.1 | -7.0202 | -9.2129 | -10.681 | -11.9707 | -14.04
20129 | 2012 | 9 | H24 | 0% | 100% | 851.6248 | 862.3057 | -10.681 | 75.3 | -7.0202 | -9.2129 | -10.681 | -11.9707 | -14.04
201210 | 2012 | 10 | H1 | 0% | 100% | 746.7427 | 756.2156 | -9.473 | 65.8 | -6.2263 | -8.171 | -9.473 | -10.6169 | -12.4521
201210 | 2012 | 10 | H2 | 0% | 100% | 704.6183 | 714.0913 | -9.473 | 64.1 | -6.2263 | -8.171 | -9.473 | -10.6169 | -12.4521
201210 | 2012 | 10 | H3 | 0% | 100% | 684.9694 | 694.4424 | -9.473 | 64 | -6.2263 | -8.171 | -9.473 | -10.6169 | -12.4521
201210 | 2012 | 10 | H4 | 0% | 100% | 697.7673 | 707.2403 | -9.473 | 63 | -6.2263 | -8.171 | -9.473 | -10.6169 | -12.4521
201210 | 2012 | 10 | H5 | 0% | 100% | 760.78 | 770.253 | -9.473 | 62.5 | -6.2263 | -8.171 | -9.473 | -10.6169 | -12.4521
201210 | 2012 | 10 | H6 | 0% | 100% | 863.6957 | 873.1687 | -9.473 | 62.6 | -6.2263 | -8.171 | -9.473 | -10.6169 | -12.4521
201210 | 2012 | 10 | H7 | 0% | 100% | 893.4702 | 902.9432 | -9.473 | 61.7 | -6.2263 | -8.171 | -9.473 | -10.6169 | -12.4521
201210 | 2012 | 10 | H8 | 0% | 100% | 933.4461 | 942.9191 | -9.473 | 69.6 | -6.2263 | -8.171 | -9.473 | -10.6169 | -12.4521
201210 | 2012 | 10 | H9 | 0% | 100% | 968.7444 | 978.2174 | -9.473 | 79.5 | -6.2263 | -8.171 | -9.473 | -10.6169 | -12.4521
201210 | 2012 | 10 | H10 | 0% | 100% | 1036.1345 | 1045.6075 | -9.473 | 86.4 | -6.2263 | -8.171 | -9.473 | -10.6169 | -12.4521
201210 | 2012 | 10 | H11 | 0% | 100% | 1141.8035 | 1151.2765 | -9.473 | 91 | -6.2263 | -8.171 | -9.473 | -10.6169 | -12.4521
201210 | 2012 | 10 | H12 | 80.45% | 0% | 1262.6182 | 1171.0717 | 91.5465 | 93.8 | 60.1703 | 78.9638 | 91.5465 | 102.6009 | 120.3365
201210 | 2012 | 10 | H13 | 80.67% | 0% | 1339.3908 | 1247.5884 | 91.8024 | 94.4 | 60.3385 | 79.1845 | 91.8024 | 102.8876 | 120.6729
201210 | 2012 | 10 | H14 | 106% | 0% | 1403.8937 | 1283.2634 | 120.6303 | 91.8 | 79.2861 | 104.0502 | 120.6303 | 135.1966 | 158.5668
201210 | 2012 | 10 | H15 | 106.5% | 0% | 1499.5355 | 1378.2999 | 121.2356 | 90 | 79.6839 | 104.5723 | 121.2356 | 135.875 | 159.3625
201210 | 2012 | 10 | H16 | 124% | 0% | 1556.8896 | 1415.7421 | 141.1476 | 88.4 | 92.7714 | 121.7475 | 141.1476 | 158.1914 | 185.5365
201210 | 2012 | 10 | H17 | 106.1% | 0% | 1611.8905 | 1491.2091 | 120.6814 | 86.9 | 79.3197 | 104.0943 | 120.6814 | 135.2539 | 158.634
201210 | 2012 | 10 | H18 | 96.24% | 0% | 1640.391 | 1530.8698 | 109.5212 | 83.1 | 71.9845 | 94.468 | 109.5212 | 122.7461 | 143.964
201210 | 2012 | 10 | H19 | 0% | 100% | 1750.0165 | 1759.4895 | -9.473 | 77 | -6.2263 | -8.171 | -9.473 | -10.6169 | -12.4521
201210 | 2012 | 10 | H20 | 0% | 100% | 1655.2117 | 1664.6847 | -9.473 | 72.7 | -6.2263 | -8.171 | -9.473 | -10.6169 | -12.4521
201210 | 2012 | 10 | H21 | 0% | 100% | 1463.9077 | 1473.3807 | -9.473 | 70.2 | -6.2263 | -8.171 | -9.473 | -10.6169 | -12.4521
201210 | 2012 | 10 | H22 | 0% | 100% | 1232.2312 | 1241.7042 | -9.473 | 67.8 | -6.2263 | -8.171 | -9.473 | -10.6169 | -12.4521
201210 | 2012 | 10 | H23 | 0% | 100% | 1008.7508 | 1018.2238 | -9.473 | 66.7 | -6.2263 | -8.171 | -9.473 | -10.6169 | -12.4521
201211 | 2012 | 11 | H24 | 0% | 100% | 859.7434 | 866.3857 | -6.6423 | 64.5 | -4.3657 | -5.7293 | -6.6423 | -7.4443 | -8.7312
201211 | 2012 | 11 | H1 | 0% | 100% | 673.0588 | 679.701 | -6.6423 | 65.8 | -4.3657 | -5.7293 | -6.6423 | -7.4443 | -8.7312
201211 | 2012 | 11 | H2 | 0% | 100% | 611.6751 | 618.3174 | -6.6423 | 65.4 | -4.3657 | -5.7293 | -6.6423 | -7.4443 | -8.7312
201211 | 2012 | 11 | H3 | 0% | 100% | 589.0164 | 595.6587 | -6.6423 | 65.3 | -4.3657 | -5.7293 | -6.6423 | -7.4443 | -8.7312
201211 | 2012 | 11 | H4 | 0% | 100% | 578.937 | 585.5793 | -6.6423 | 64.5 | -4.3657 | -5.7293 | -6.6423 | -7.4443 | -8.7312
201211 | 2012 | 11 | H5 | 0% | 100% | 597.6171 | 604.2594 | -6.6423 | 63.3 | -4.3657 | -5.7293 | -6.6423 | -7.4443 | -8.7312
201211 | 2012 | 11 | H6 | 0% | 100% | 668.2052 | 674.8475 | -6.6423 | 61.8 | -4.3657 | -5.7293 | -6.6423 | -7.4443 | -8.7312
201211 | 2012 | 11 | H7 | 0% | 100% | 789.3613 | 796.0035 | -6.6423 | 64.4 | -4.3657 | -5.7293 | -6.6423 | -7.4443 | -8.7312
201211 | 2012 | 11 | H8 | 0% | 100% | 816.9432 | 823.5855 | -6.6423 | 65.1 | -4.3657 | -5.7293 | -6.6423 | -7.4443 | -8.7312
201211 | 2012 | 11 | H9 | 0% | 100% | 796.6155 | 803.2578 | -6.6423 | 71.7 | -4.3657 | -5.7293 | -6.6423 | -7.4443 | -8.7312
201211 | 2012 | 11 | H10 | 0% | 100% | 781.4072 | 788.0495 | -6.6423 | 78.8 | -4.3657 | -5.7293 | -6.6423 | -7.4443 | -8.7312
201211 | 2012 | 11 | H11 | 0% | 100% | 813.4128 | 820.0551 | -6.6423 | 81.9 | -4.3657 | -5.7293 | -6.6423 | -7.4443 | -8.7312
201211 | 2012 | 11 | H12 | 80.45% | 0% | 836.9679 | 772.7773 | 64.1906 | 85.9 | 42.1903 | 55.3679 | 64.1906 | 71.9417 | 84.3776
201211 | 2012 | 11 | H13 | 80.67% | 0% | 865.1581 | 800.7881 | 64.37 | 87.8 | 42.3082 | 55.5226 | 64.37 | 72.1428 | 84.6135
201211 | 2012 | 11 | H14 | 106% | 0% | 895.9496 | 811.3659 | 84.5836 | 87.7 | 55.5939 | 72.958 | 84.5836 | 94.7972 | 111.184
201211 | 2012 | 11 | H15 | 106.5% | 0% | 908.142 | 823.1339 | 85.0081 | 87.6 | 55.8728 | 73.3241 | 85.0081 | 95.2729 | 111.7419
201211 | 2012 | 11 | H16 | 124% | 0% | 960.9465 | 861.9766 | 98.9699 | 85.8 | 65.0495 | 85.367 | 98.9699 | 110.9207 | 130.0946
201211 | 2012 | 11 | H17 | 106.1% | 0% | 1078.2335 | 993.614 | 84.6195 | 83.2 | 55.6174 | 72.9889 | 84.6195 | 94.8374 | 111.2311
201211 | 2012 | 11 | H18 | 96.24% | 0% | 1337.4067 | 1260.6126 | 76.7941 | 77.6 | 50.4741 | 66.2391 | 76.7941 | 86.0672 | 100.9448
201211 | 2012 | 11 | H19 | 0% | 100% | 1405.5356 | 1412.1778 | -6.6423 | 72.7 | -4.3657 | -5.7293 | -6.6423 | -7.4443 | -8.7312
201211 | 2012 | 11 | H20 | 0% | 100% | 1351.77 | 1358.4123 | -6.6423 | 71 | -4.3657 | -5.7293 | -6.6423 | -7.4443 | -8.7312
201211 | 2012 | 11 | H21 | 0% | 100% | 1272.1228 | 1278.7651 | -6.6423 | 67.6 | -4.3657 | -5.7293 | -6.6423 | -7.4443 | -8.7312
201211 | 2012 | 11 | H22 | 0% | 100% | 1113.9163 | 1120.5586 | -6.6423 | 66 | -4.3657 | -5.7293 | -6.6423 | -7.4443 | -8.7312
201211 | 2012 | 11 | H23 | 0% | 100% | 935.953 | 942.5953 | -6.6423 | 64.9 | -4.3657 | -5.7293 | -6.6423 | -7.4443 | -8.7312
201211 | 2012 | 11 | H24 | 0% | 100% | 774.6684 | 781.3107 | -6.6423 | 63.2 | -4.3657 | -5.7293 | -6.6423 | -7.4443 | -8.7312
201212 | 2012 | 12 | H1 | 0% | 100% | 719.3892 | 725.1541 | -5.765 | 57.6 | -3.7891 | -4.9726 | -5.765 | -6.4611 | -7.578
201212 | 2012 | 12 | H2 | 0% | 100% | 644.0438 | 649.8087 | -5.765 | 56.5 | -3.7891 | -4.9726 | -5.765 | -6.4611 | -7.578
201212 | 2012 | 12 | H3 | 0% | 100% | 614.0006 | 619.7655 | -5.765 | 56 | -3.7891 | -4.9726 | -5.765 | -6.4611 | -7.578
201212 | 2012 | 12 | H4 | 0% | 100% | 616.6247 | 622.3897 | -5.765 | 56.6 | -3.7891 | -4.9726 | -5.765 | -6.4611 | -7.578
201212 | 2012 | 12 | H5 | 0% | 100% | 637.2759 | 643.0408 | -5.765 | 56.1 | -3.7891 | -4.9726 | -5.765 | -6.4611 | -7.578
201212 | 2012 | 12 | H6 | 0% | 100% | 738.164 | 743.9289 | -5.765 | 56.5 | -3.7891 | -4.9726 | -5.765 | -6.4611 | -7.578
201212 | 2012 | 12 | H7 | 0% | 100% | 935.2011 | 940.9661 | -5.765 | 55.3 | -3.7891 | -4.9726 | -5.765 | -6.4611 | -7.578
201212 | 2012 | 12 | H8 | 0% | 100% | 968.6881 | 974.4531 | -5.765 | 55.3 | -3.7891 | -4.9726 | -5.765 | -6.4611 | -7.578
201212 | 2012 | 12 | H9 | 0% | 100% | 870.4628 | 876.2278 | -5.765 | 57.6 | -3.7891 | -4.9726 | -5.765 | -6.4611 | -7.578
201212 | 2012 | 12 | H10 | 0% | 100% | 828.6619 | 834.4269 | -5.765 | 61.9 | -3.7891 | -4.9726 | -5.765 | -6.4611 | -7.578
201212 | 2012 | 12 | H11 | 0% | 100% | 787.9859 | 793.7509 | -5.765 | 66.2 | -3.7891 | -4.9726 | -5.765 | -6.4611 | -7.578
201212 | 2012 | 12 | H12 | 80.45% | 0% | 794.8558 | 739.1435 | 55.7123 | 72.9 | 36.6178 | 48.0549 | 55.7123 | 62.4397 | 73.233
201212 | 2012 | 12 | H13 | 80.67% | 0% | 757.5928 | 701.7247 | 55.868 | 77.5 | 36.7201 | 48.1892 | 55.868 | 62.6142 | 73.4377
201212 | 2012 | 12 | H14 | 106% | 0% | 703.9663 | 630.5545 | 73.4118 | 78.2 | 48.251 | 63.3217 | 73.4118 | 82.2764 | 96.4988
201212 | 2012 | 12 | H15 | 106.5% | 0% | 693.5299 | 619.7497 | 73.7802 | 76.3 | 48.4932 | 63.6394 | 73.7802 | 82.6893 | 96.983
201212 | 2012 | 12 | H16 | 124% | 0% | 728.2704 | 642.3724 | 85.898 | 73.6 | 56.4578 | 74.0917 | 85.898 | 96.2703 | 112.9117
201212 | 2012 | 12 | H17 | 106.1% | 0% | 914.5843 | 841.1413 | 73.4429 | 71.3 | 48.2715 | 63.3485 | 73.4429 | 82.3113 | 96.5397
201212 | 2012 | 12 | H18 | 96.24% | 0% | 1380.9235 | 1314.2724 | 66.6512 | 66.1 | 43.8075 | 57.4903 | 66.6512 | 74.6994 | 87.612
201212 | 2012 | 12 | H19 | 0% | 100% | 1513.0114 | 1518.7764 | -5.765 | 62.9 | -3.7891 | -4.9726 | -5.765 | -6.4611 | -7.578
201212 | 2012 | 12 | H20 | 0% | 100% | 1538.6864 | 1544.4514 | -5.765 | 60 | -3.7891 | -4.9726 | -5.765 | -6.4611 | -7.578
201212 | 2012 | 12 | H21 | 0% | 100% | 1513.7752 | 1519.5402 | -5.765 | 58.1 | -3.7891 | -4.9726 | -5.765 | -6.4611 | -7.578
201212 | 2012 | 12 | H22 | 0% | 100% | 1361.6934 | 1367.4584 | -5.765 | 55.6 | -3.7891 | -4.9726 | -5.765 | -6.4611 | -7.578
201212 | 2012 | 12 | H23 | 0% | 100% | 1126.6661 | 1132.4311 | -5.765 | 55.1 | -3.7891 | -4.9726 | -5.765 | -6.4611 | -7.578
201212 | 2012 | 12 | H24 | 0% | 100% | 891.6939 | 897.4589 | -5.765 | 54.8 | -3.7891 | -4.9726 | -5.765 | -6.4611 | -7.578
20131 | 2013 | 1 | H1 | 0% | 100% | 793.6308 | 799.9343 | -6.3035 | 61.1 | -4.1431 | -5.4371 | -6.3035 | -7.0646 | -8.2858
20131 | 2013 | 1 | H2 | 0% | 100% | 729.5533 | 735.8567 | -6.3035 | 60.5 | -4.1431 | -5.4371 | -6.3035 | -7.0646 | -8.2858
20131 | 2013 | 1 | H3 | 0% | 100% | 714.077 | 720.3805 | -6.3035 | 60 | -4.1431 | -5.4371 | -6.3035 | -7.0646 | -8.2858
20131 | 2013 | 1 | H4 | 0% | 100% | 716.7514 | 723.0548 | -6.3035 | 57.8 | -4.1431 | -5.4371 | -6.3035 | -7.0646 | -8.2858
20131 | 2013 | 1 | H5 | 0% | 100% | 750.108 | 756.4114 | -6.3035 | 56.9 | -4.1431 | -5.4371 | -6.3035 | -7.0646 | -8.2858
20131 | 2013 | 1 | H6 | 0% | 100% | 865.7369 | 872.0404 | -6.3035 | 57.3 | -4.1431 | -5.4371 | -6.3035 | -7.0646 | -8.2858
20131 | 2013 | 1 | H7 | 0% | 100% | 1055.9967 | 1062.3002 | -6.3035 | 55.5 | -4.1431 | -5.4371 | -6.3035 | -7.0646 | -8.2858
20131 | 2013 | 1 | H8 | 0% | 100% | 1091.9867 | 1098.2901 | -6.3035 | 57.8 | -4.1431 | -5.4371 | -6.3035 | -7.0646 | -8.2858
20131 | 2013 | 1 | H9 | 0% | 100% | 1012.0009 | 1018.3044 | -6.3035 | 62.5 | -4.1431 | -5.4371 | -6.3035 | -7.0646 | -8.2858
20131 | 2013 | 1 | H10 | 0% | 100% | 945.0898 | 951.3933 | -6.3035 | 68.6 | -4.1431 | -5.4371 | -6.3035 | -7.0646 | -8.2858
20131 | 2013 | 1 | H11 | 0% | 100% | 861.4826 | 867.7861 | -6.3035 | 74.1 | -4.1431 | -5.4371 | -6.3035 | -7.0646 | -8.2858
20131 | 2013 | 1 | H12 | 80.45% | 0% | 870.3161 | 809.4442 | 60.872 | 78.4 | 40.009 | 52.5054 | 60.872 | 68.2224 | 80.0153
20131 | 2013 | 1 | H13 | 80.67% | 0% | 838.812 | 777.7699 | 61.0421 | 80.9 | 40.1208 | 52.6521 | 61.0421 | 68.413 | 80.239
20131 | 2013 | 1 | H14 | 106% | 0% | 795.8435 | 715.6328 | 80.2107 | 81.6 | 52.7197 | 69.1861 | 80.2107 | 89.8962 | 105.4358
20131 | 2013 | 1 | H15 | 106.5% | 0% | 784.9614 | 704.3482 | 80.6132 | 81.1 | 52.9842 | 69.5332 | 80.6132 | 90.3473 | 105.9648
20131 | 2013 | 1 | H16 | 124% | 0% | 833.1142 | 739.2611 | 93.8532 | 79 | 61.6864 | 80.9535 | 93.8532 | 105.1861 | 123.3687
20131 | 2013 | 1 | H17 | 106.1% | 0% | 971.5414 | 891.2967 | 80.2447 | 76.4 | 52.742 | 69.2154 | 80.2447 | 89.9343 | 105.4804
20131 | 2013 | 1 | H18 | 96.24% | 0% | 1333.6602 | 1260.8363 | 72.8239 | 72.1 | 47.8646 | 62.8146 | 72.8239 | 81.6175 | 95.726
20131 | 2013 | 1 | H19 | 0% | 100% | 1524.2846 | 1530.588 | -6.3035 | 67.4 | -4.1431 | -5.4371 | -6.3035 | -7.0646 | -8.2858
20131 | 2013 | 1 | H20 | 0% | 100% | 1523.9648 | 1530.2682 | -6.3035 | 63.8 | -4.1431 | -5.4371 | -6.3035 | -7.0646 | -8.2858
20131 | 2013 | 1 | H21 | 0% | 100% | 1475.1865 | 1481.4899 | -6.3035 | 62.1 | -4.1431 | -5.4371 | -6.3035 | -7.0646 | -8.2858
20131 | 2013 | 1 | H22 | 0% | 100% | 1338.2698 | 1344.5732 | -6.3035 | 61.6 | -4.1431 | -5.4371 | -6.3035 | -7.0646 | -8.2858
20131 | 2013 | 1 | H23 | 0% | 100% | 1136.6211 | 1142.9246 | -6.3035 | 61.8 | -4.1431 | -5.4371 | -6.3035 | -7.0646 | -8.2858
20131 | 2013 | 1 | H24 | 0% | 100% | 911.8466 | 918.15 | -6.3035 | 60 | -4.1431 | -5.4371 | -6.3035 | -7.0646 | -8.2858
20132 | 2013 | 2 | H1 | 0% | 100% | 668.1808 | 674.4768 | -6.296 | 53.4 | -4.1381 | -5.4306 | -6.296 | -7.0562 | -8.276
20132 | 2013 | 2 | H2 | 0% | 100% | 627.2152 | 633.5111 | -6.296 | 53.2 | -4.1381 | -5.4306 | -6.296 | -7.0562 | -8.276
20132 | 2013 | 2 | H3 | 0% | 100% | 617.685 | 623.9809 | -6.296 | 51.9 | -4.1381 | -5.4306 | -6.296 | -7.0562 | -8.276
20132 | 2013 | 2 | H4 | 0% | 100% | 629.2563 | 635.5523 | -6.296 | 50.8 | -4.1381 | -5.4306 | -6.296 | -7.0562 | -8.276
20132 | 2013 | 2 | H5 | 0% | 100% | 690.9618 | 697.2578 | -6.296 | 52 | -4.1381 | -5.4306 | -6.296 | -7.0562 | -8.276
20132 | 2013 | 2 | H6 | 0% | 100% | 754.8369 | 761.1328 | -6.296 | 51 | -4.1381 | -5.4306 | -6.296 | -7.0562 | -8.276
20132 | 2013 | 2 | H7 | 0% | 100% | 876.9298 | 883.2258 | -6.296 | 49 | -4.1381 | -5.4306 | -6.296 | -7.0562 | -8.276
20132 | 2013 | 2 | H8 | 0% | 100% | 1027.918 | 1034.2139 | -6.296 | 49.3 | -4.1381 | -5.4306 | -6.296 | -7.0562 | -8.276
20132 | 2013 | 2 | H9 | 0% | 100% | 1005.3354 | 1011.6314 | -6.296 | 58.1 | -4.1381 | -5.4306 | -6.296 | -7.0562 | -8.276
20132 | 2013 | 2 | H10 | 0% | 100% | 982.6434 | 988.9393 | -6.296 | 68.7 | -4.1381 | -5.4306 | -6.296 | -7.0562 | -8.276
20132 | 2013 | 2 | H11 | 0% | 100% | 929.3477 | 935.6436 | -6.296 | 73.4 | -4.1381 | -5.4306 | -6.296 | -7.0562 | -8.276
20132 | 2013 | 2 | H12 | 80.45% | 0% | 956.3734 | 895.5739 | 60.7995 | 77.7 | 39.9614 | 52.4429 | 60.7995 | 68.1412 | 79.9201
20132 | 2013 | 2 | H13 | 80.67% | 0% | 898.845 | 837.8755 | 60.9695 | 80.5 | 40.0731 | 52.5895 | 60.9695 | 68.3316 | 80.1435
20132 | 2013 | 2 | H14 | 106% | 0% | 844.4083 | 764.2931 | 80.1152 | 80.9 | 52.6569 | 69.1037 | 80.1152 | 89.7892 | 105.3103
20132 | 2013 | 2 | H15 | 106.5% | 0% | 835.0945 | 754.5773 | 80.5172 | 80.4 | 52.9212 | 69.4505 | 80.5172 | 90.2398 | 105.8387
20132 | 2013 | 2 | H16 | 124% | 0% | 850.8463 | 757.1048 | 93.7415 | 77.9 | 61.613 | 80.8571 | 93.7415 | 105.0609 | 123.2219
20132 | 2013 | 2 | H17 | 106.1% | 0% | 910.799 | 830.6498 | 80.1492 | 76.5 | 52.6792 | 69.133 | 80.1492 | 89.8273 | 105.3549
20132 | 2013 | 2 | H18 | 96.24% | 0% | 1124.2324 | 1051.4952 | 72.7372 | 73.9 | 47.8076 | 62.7398 | 72.7372 | 81.5204 | 95.612
20132 | 2013 | 2 | H19 | 0% | 100% | 1434.2442 | 1440.5401 | -6.296 | 69.1 | -4.1381 | -5.4306 | -6.296 | -7.0562 | -8.276
20132 | 2013 | 2 | H20 | 0% | 100% | 1425.5429 | 1431.8389 | -6.296 | 63 | -4.1381 | -5.4306 | -6.296 | -7.0562 | -8.276
20132 | 2013 | 2 | H21 | 0% | 100% | 1380.0737 | 1386.3697 | -6.296 | 59.9 | -4.1381 | -5.4306 | -6.296 | -7.0562 | -8.276
20132 | 2013 | 2 | H22 | 0% | 100% | 1215.7807 | 1222.0767 | -6.296 | 57.2 | -4.1381 | -5.4306 | -6.296 | -7.0562 | -8.276
20132 | 2013 | 2 | H23 | 0% | 100% | 995.1142 | 1001.4102 | -6.296 | 55.6 | -4.1381 | -5.4306 | -6.296 | -7.0562 | -8.276
20132 | 2013 | 2 | H24 | 0% | 100% | 817.94 | 824.236 | -6.296 | 54.5 | -4.1381 | -5.4306 | -6.296 | -7.0562 | -8.276
20133 | 2013 | 3 | H1 | 0% | 100% | 656.9168 | 661.7603 | -4.8436 | 57.3 | -3.1835 | -4.1778 | -4.8436 | -5.4284 | -6.3668
20133 | 2013 | 3 | H2 | 0% | 100% | 631.6666 | 636.5102 | -4.8436 | 55.5 | -3.1835 | -4.1778 | -4.8436 | -5.4284 | -6.3668
20133 | 2013 | 3 | H3 | 0% | 100% | 603.2283 | 608.0718 | -4.8436 | 54.3 | -3.1835 | -4.1778 | -4.8436 | -5.4284 | -6.3668
20133 | 2013 | 3 | H4 | 0% | 100% | 590.1779 | 595.0215 | -4.8436 | 53.8 | -3.1835 | -4.1778 | -4.8436 | -5.4284 | -6.3668
20133 | 2013 | 3 | H5 | 0% | 100% | 632.7343 | 637.5779 | -4.8436 | 52.9 | -3.1835 | -4.1778 | -4.8436 | -5.4284 | -6.3668
20133 | 2013 | 3 | H6 | 0% | 100% | 730.0864 | 734.9299 | -4.8436 | 52.7 | -3.1835 | -4.1778 | -4.8436 | -5.4284 | -6.3668
20133 | 2013 | 3 | H7 | 0% | 100% | 895.4957 | 900.3393 | -4.8436 | 52.7 | -3.1835 | -4.1778 | -4.8436 | -5.4284 | -6.3668
20133 | 2013 | 3 | H8 | 0% | 100% | 907.1182 | 911.9618 | -4.8436 | 58.6 | -3.1835 | -4.1778 | -4.8436 | -5.4284 | -6.3668
20133 | 2013 | 3 | H9 | 0% | 100% | 806.5549 | 811.3985 | -4.8436 | 67.4 | -3.1835 | -4.1778 | -4.8436 | -5.4284 | -6.3668
20133 | 2013 | 3 | H10 | 0% | 100% | 753.5705 | 758.414 | -4.8436 | 74.9 | -3.1835 | -4.1778 | -4.8436 | -5.4284 | -6.3668
20133 | 2013 | 3 | H11 | 0% | 100% | 741.6782 | 746.5217 | -4.8436 | 80.9 | -3.1835 | -4.1778 | -4.8436 | -5.4284 | -6.3668
20133 | 2013 | 3 | H12 | 80.45% | 0% | 698.6428 | 651.869 | 46.7738 | 83.4 | 30.7428 | 40.345 | 46.7738 | 52.4218 | 61.4835
20133 | 2013 | 3 | H13 | 80.67% | 0% | 674.663 | 627.7584 | 46.9046 | 84.9 | 30.8287 | 40.4577 | 46.9046 | 52.5684 | 61.6554
20133 | 2013 | 3 | H14 | 106% | 0% | 650.3804 | 588.7468 | 61.6336 | 84.8 | 40.5096 | 53.1623 | 61.6336 | 69.076 | 81.0165
20133 | 2013 | 3 | H15 | 106.5% | 0% | 633.2967 | 571.3538 | 61.9429 | 84.3 | 40.7129 | 53.4291 | 61.9429 | 69.4226 | 81.423
20133 | 2013 | 3 | H16 | 124% | 0% | 639.373 | 567.2565 | 72.1165 | 82.7 | 47.3997 | 62.2044 | 72.1165 | 80.8247 | 94.7961
20133 | 2013 | 3 | H17 | 106.1% | 0% | 709.3784 | 647.7187 | 61.6597 | 81 | 40.5268 | 53.1849 | 61.6597 | 69.1053 | 81.0508
20133 | 2013 | 3 | H18 | 96.24% | 0% | 933.712 | 877.7544 | 55.9576 | 78 | 36.779 | 48.2665 | 55.9576 | 62.7146 | 73.5555
20133 | 2013 | 3 | H19 | 0% | 100% | 1236.3345 | 1241.1781 | -4.8436 | 73.4 | -3.1835 | -4.1778 | -4.8436 | -5.4284 | -6.3668
20133 | 2013 | 3 | H20 | 0% | 100% | 1271.8981 | 1276.7417 | -4.8436 | 67.6 | -3.1835 | -4.1778 | -4.8436 | -5.4284 | -6.3668
20133 | 2013 | 3 | H21 | 0% | 100% | 1254.0554 | 1258.899 | -4.8436 | 63.9 | -3.1835 | -4.1778 | -4.8436 | -5.4284 | -6.3668
20133 | 2013 | 3 | H22 | 0% | 100% | 1141.6905 | 1146.5341 | -4.8436 | 61.8 | -3.1835 | -4.1778 | -4.8436 | -5.4284 | -6.3668
20133 | 2013 | 3 | H23 | 0% | 100% | 954.8942 | 959.7378 | -4.8436 | 59.9 | -3.1835 | -4.1778 | -4.8436 | -5.4284 | -6.3668
20133 | 2013 | 3 | H24 | 0% | 100% | 774.8914 | 779.7349 | -4.8436 | 58 | -3.1835 | -4.1778 | -4.8436 | -5.4284 | -6.3668
20134 | 2013 | 4 | H1 | 0% | 100% | 665.0877 | 673.3934 | -8.3057 | 63.1 | -5.4591 | -7.1641 | -8.3057 | -9.3086 | -10.9177
20134 | 2013 | 4 | H2 | 0% | 100% | 624.3389 | 632.6446 | -8.3057 | 62.7 | -5.4591 | -7.1641 | -8.3057 | -9.3086 | -10.9177
20134 | 2013 | 4 | H3 | 0% | 100% | 607.2412 | 615.5469 | -8.3057 | 62.7 | -5.4591 | -7.1641 | -8.3057 | -9.3086 | -10.9177
20134 | 2013 | 4 | H4 | 0% | 100% | 623.3878 | 631.6935 | -8.3057 | 62.3 | -5.4591 | -7.1641 | -8.3057 | -9.3086 | -10.9177
20134 | 2013 | 4 | H5 | 0% | 100% | 685.3852 | 693.6909 | -8.3057 | 64.4 | -5.4591 | -7.1641 | -8.3057 | -9.3086 | -10.9177
20134 | 2013 | 4 | H6 | 0% | 100% | 776.1084 | 784.4141 | -8.3057 | 64.6 | -5.4591 | -7.1641 | -8.3057 | -9.3086 | -10.9177
20134 | 2013 | 4 | H7 | 0% | 100% | 837.3729 | 845.6786 | -8.3057 | 65.9 | -5.4591 | -7.1641 | -8.3057 | -9.3086 | -10.9177
20134 | 2013 | 4 | H8 | 0% | 100% | 866.1194 | 874.4251 | -8.3057 | 73.5 | -5.4591 | -7.1641 | -8.3057 | -9.3086 | -10.9177
20134 | 2013 | 4 | H9 | 0% | 100% | 875.0821 | 883.3878 | -8.3057 | 81 | -5.4591 | -7.1641 | -8.3057 | -9.3086 | -10.9177
20134 | 2013 | 4 | H10 | 0% | 100% | 915.6921 | 923.9978 | -8.3057 | 87 | -5.4591 | -7.1641 | -8.3057 | -9.3086 | -10.9177
20134 | 2013 | 4 | H11 | 0% | 100% | 987.3663 | 995.672 | -8.3057 | 90.1 | -5.4591 | -7.1641 | -8.3057 | -9.3086 | -10.9177
20134 | 2013 | 4 | H12 | 80.45% | 0% | 1070.5982 | 990.3908 | 80.2074 | 91.9 | 52.7175 | 69.1832 | 80.2074 | 89.8925 | 105.4314
20134 | 2013 | 4 | H13 | 80.67% | 0% | 1104.563 | 1024.1315 | 80.4315 | 93.7 | 52.8649 | 69.3766 | 80.4315 | 90.1438 | 105.7261
20134 | 2013 | 4 | H14 | 106% | 0% | 1126.3486 | 1020.6598 | 105.6888 | 92 | 69.4656 | 91.1623 | 105.6888 | 118.4509 | 138.9264
20134 | 2013 | 4 | H15 | 106.5% | 0% | 1209.1984 | 1102.9793 | 106.2192 | 90.9 | 69.8142 | 91.6198 | 106.2192 | 119.0453 | 139.6236
20134 | 2013 | 4 | H16 | 124% | 0% | 1292.084 | 1168.4192 | 123.6648 | 89.4 | 81.2806 | 106.6676 | 123.6648 | 138.5975 | 162.5556
20134 | 2013 | 4 | H17 | 106.1% | 0% | 1349.0408 | 1243.3072 | 105.7336 | 88.7 | 69.495 | 91.201 | 105.7336 | 118.5011 | 138.9853
20134 | 2013 | 4 | H18 | 96.24% | 0% | 1318.2883 | 1222.3326 | 95.9557 | 87.1 | 63.0683 | 82.767 | 95.9557 | 107.5425 | 126.1324
20134 | 2013 | 4 | H19 | 0% | 100% | 1421.174 | 1429.4797 | -8.3057 | 83.4 | -5.4591 | -7.1641 | -8.3057 | -9.3086 | -10.9177
20134 | 2013 | 4 | H20 | 0% | 100% | 1459.359 | 1467.6647 | -8.3057 | 78.4 | -5.4591 | -7.1641 | -8.3057 | -9.3086 | -10.9177
20134 | 2013 | 4 | H21 | 0% | 100% | 1287.4784 | 1295.7841 | -8.3057 | 75.5 | -5.4591 | -7.1641 | -8.3057 | -9.3086 | -10.9177
20134 | 2013 | 4 | H22 | 0% | 100% | 1072.7287 | 1081.0344 | -8.3057 | 70 | -5.4591 | -7.1641 | -8.3057 | -9.3086 | -10.9177
20134 | 2013 | 4 | H23 | 0% | 100% | 848.8462 | 857.1519 | -8.3057 | 67.6 | -5.4591 | -7.1641 | -8.3057 | -9.3086 | -10.9177
20134 | 2013 | 4 | H24 | 0% | 100% | 710.2368 | 718.5425 | -8.3057 | 64.6 | -5.4591 | -7.1641 | -8.3057 | -9.3086 | -10.9177
20135 | 2013 | 5 | H1 | 0% | 100% | 663.5802 | 673.1967 | -9.6165 | 66.5 | -6.3206 | -8.2948 | -9.6165 | -10.7778 | -12.6408
20135 | 2013 | 5 | H2 | 0% | 100% | 616.4305 | 626.047 | -9.6165 | 66.1 | -6.3206 | -8.2948 | -9.6165 | -10.7778 | -12.6408
20135 | 2013 | 5 | H3 | 0% | 100% | 589.3912 | 599.0077 | -9.6165 | 66.7 | -6.3206 | -8.2948 | -9.6165 | -10.7778 | -12.6408
20135 | 2013 | 5 | H4 | 0% | 100% | 598.0994 | 607.716 | -9.6165 | 65.6 | -6.3206 | -8.2948 | -9.6165 | -10.7778 | -12.6408
20135 | 2013 | 5 | H5 | 0% | 100% | 661.0396 | 670.6561 | -9.6165 | 64.5 | -6.3206 | -8.2948 | -9.6165 | -10.7778 | -12.6408
20135 | 2013 | 5 | H6 | 0% | 100% | 763.7168 | 773.3333 | -9.6165 | 63.9 | -6.3206 | -8.2948 | -9.6165 | -10.7778 | -12.6408
20135 | 2013 | 5 | H7 | 0% | 100% | 797.0196 | 806.6362 | -9.6165 | 65.7 | -6.3206 | -8.2948 | -9.6165 | -10.7778 | -12.6408
20135 | 2013 | 5 | H8 | 0% | 100% | 821.4613 | 831.0778 | -9.6165 | 76.5 | -6.3206 | -8.2948 | -9.6165 | -10.7778 | -12.6408
20135 | 2013 | 5 | H9 | 0% | 100% | 897.4641 | 907.0807 | -9.6165 | 84.8 | -6.3206 | -8.2948 | -9.6165 | -10.7778 | -12.6408
20135 | 2013 | 5 | H10 | 0% | 100% | 1027.0049 | 1036.6214 | -9.6165 | 91.6 | -6.3206 | -8.2948 | -9.6165 | -10.7778 | -12.6408
20135 | 2013 | 5 | H11 | 0% | 100% | 1129.8965 | 1139.5131 | -9.6165 | 95.1 | -6.3206 | -8.2948 | -9.6165 | -10.7778 | -12.6408
20135 | 2013 | 5 | H12 | 80.45% | 0% | 1235.9011 | 1143.0351 | 92.866 | 95.1 | 61.0376 | 80.102 | 92.866 | 104.0797 | 122.071
20135 | 2013 | 5 | H13 | 80.67% | 0% | 1328.3366 | 1235.211 | 93.1256 | 93.9 | 61.2082 | 80.3259 | 93.1256 | 104.3706 | 122.4122
20135 | 2013 | 5 | H14 | 106% | 0% | 1390.4499 | 1268.0809 | 122.369 | 94.1 | 80.4289 | 105.5499 | 122.369 | 137.1453 | 160.8523
20135 | 2013 | 5 | H15 | 106.5% | 0% | 1526.0376 | 1403.0545 | 122.9831 | 92.4 | 80.8325 | 106.0796 | 122.9831 | 137.8335 | 161.6595
20135 | 2013 | 5 | H16 | 124% | 0% | 1576.3492 | 1433.1671 | 143.182 | 90.9 | 94.1086 | 123.5023 | 143.182 | 160.4715 | 188.2107
20135 | 2013 | 5 | H17 | 106.1% | 0% | 1619.9383 | 1497.5174 | 122.4209 | 90 | 80.463 | 105.5947 | 122.4209 | 137.2034 | 160.9205
20135 | 2013 | 5 | H18 | 96.24% | 0% | 1599.4962 | 1488.3964 | 111.0998 | 86.5 | 73.022 | 95.8296 | 111.0998 | 124.5153 | 146.0391
20135 | 2013 | 5 | H19 | 0% | 100% | 1603.9241 | 1613.5406 | -9.6165 | 82.1 | -6.3206 | -8.2948 | -9.6165 | -10.7778 | -12.6408
20135 | 2013 | 5 | H20 | 0% | 100% | 1631.5961 | 1641.2127 | -9.6165 | 77 | -6.3206 | -8.2948 | -9.6165 | -10.7778 | -12.6408
20135 | 2013 | 5 | H21 | 0% | 100% | 1481.9245 | 1491.5411 | -9.6165 | 73 | -6.3206 | -8.2948 | -9.6165 | -10.7778 | -12.6408
20135 | 2013 | 5 | H22 | 0% | 100% | 1218.1544 | 1227.7709 | -9.6165 | 72.1 | -6.3206 | -8.2948 | -9.6165 | -10.7778 | -12.6408
20135 | 2013 | 5 | H23 | 0% | 100% | 978.7893 | 988.4059 | -9.6165 | 69.3 | -6.3206 | -8.2948 | -9.6165 | -10.7778 | -12.6408
20135 | 2013 | 5 | H24 | 0% | 100% | 805.2596 | 814.8761 | -9.6165 | 67.1 | -6.3206 | -8.2948 | -9.6165 | -10.7778 | -12.6408
20136 | 2013 | 6 | H1 | 0% | 100% | 674.7215 | 684.385 | -9.6635 | 70.5 | -6.3515 | -8.3353 | -9.6635 | -10.8304 | -12.7025
20136 | 2013 | 6 | H2 | 0% | 100% | 632.7094 | 642.3729 | -9.6635 | 69.8 | -6.3515 | -8.3353 | -9.6635 | -10.8304 | -12.7025
20136 | 2013 | 6 | H3 | 0% | 100% | 605.9725 | 615.636 | -9.6635 | 67.3 | -6.3515 | -8.3353 | -9.6635 | -10.8304 | -12.7025
20136 | 2013 | 6 | H4 | 0% | 100% | 611.6254 | 621.2889 | -9.6635 | 66.1 | -6.3515 | -8.3353 | -9.6635 | -10.8304 | -12.7025
20136 | 2013 | 6 | H5 | 0% | 100% | 674.8785 | 684.542 | -9.6635 | 65.8 | -6.3515 | -8.3353 | -9.6635 | -10.8304 | -12.7025
20136 | 2013 | 6 | H6 | 0% | 100% | 742.6178 | 752.2813 | -9.6635 | 65.7 | -6.3515 | -8.3353 | -9.6635 | -10.8304 | -12.7025
20136 | 2013 | 6 | H7 | 0% | 100% | 803.8998 | 813.5633 | -9.6635 | 71.3 | -6.3515 | -8.3353 | -9.6635 | -10.8304 | -12.7025
20136 | 2013 | 6 | H8 | 0% | 100% | 860.2548 | 869.9183 | -9.6635 | 78.2 | -6.3515 | -8.3353 | -9.6635 | -10.8304 | -12.7025
20136 | 2013 | 6 | H9 | 0% | 100% | 937.4609 | 947.1244 | -9.6635 | 84 | -6.3515 | -8.3353 | -9.6635 | -10.8304 | -12.7025
20136 | 2013 | 6 | H10 | 0% | 100% | 1024.0449 | 1033.7084 | -9.6635 | 90.4 | -6.3515 | -8.3353 | -9.6635 | -10.8304 | -12.7025
20136 | 2013 | 6 | H11 | 0% | 100% | 1130.8318 | 1140.4953 | -9.6635 | 92.7 | -6.3515 | -8.3353 | -9.6635 | -10.8304 | -12.7025
20136 | 2013 | 6 | H12 | 80.45% | 0% | 1230.8525 | 1137.533 | 93.3195 | 93.6 | 61.3357 | 80.4932 | 93.3195 | 104.588 | 122.6672
20136 | 2013 | 6 | H13 | 80.67% | 0% | 1310.4341 | 1216.8538 | 93.5803 | 93.3 | 61.5071 | 80.7181 | 93.5803 | 104.8803 | 123.01
20136 | 2013 | 6 | H14 | 106% | 0% | 1353.0659 | 1230.0993 | 122.9666 | 93.3 | 80.8217 | 106.0654 | 122.9666 | 137.815 | 161.6379
20136 | 2013 | 6 | H15 | 106.5% | 0% | 1468.8692 | 1345.2855 | 123.5837 | 94.7 | 81.2272 | 106.5976 | 123.5837 | 138.5066 | 162.449
20136 | 2013 | 6 | H16 | 124% | 0% | 1552.2437 | 1408.3625 | 143.8813 | 95.4 | 94.5681 | 124.1054 | 143.8813 | 161.2552 | 189.1299
20136 | 2013 | 6 | H17 | 106.1% | 0% | 1595.8916 | 1472.8729 | 123.0187 | 94.1 | 80.8559 | 106.1104 | 123.0187 | 137.8734 | 161.7064
20136 | 2013 | 6 | H18 | 96.24% | 0% | 1620.4404 | 1508.798 | 111.6424 | 92.5 | 73.3786 | 96.2976 | 111.6424 | 125.1234 | 146.7523
20136 | 2013 | 6 | H19 | 0% | 100% | 1644.1659 | 1653.8294 | -9.6635 | 86.1 | -6.3515 | -8.3353 | -9.6635 | -10.8304 | -12.7025
20136 | 2013 | 6 | H20 | 0% | 100% | 1681.7606 | 1691.4241 | -9.6635 | 81.2 | -6.3515 | -8.3353 | -9.6635 | -10.8304 | -12.7025
20136 | 2013 | 6 | H21 | 0% | 100% | 1567.9578 | 1577.6213 | -9.6635 | 77.6 | -6.3515 | -8.3353 | -9.6635 | -10.8304 | -12.7025
20136 | 2013 | 6 | H22 | 0% | 100% | 1379.8887 | 1389.5522 | -9.6635 | 76 | -6.3515 | -8.3353 | -9.6635 | -10.8304 | -12.7025
20136 | 2013 | 6 | H23 | 0% | 100% | 1146.1974 | 1155.8609 | -9.6635 | 72.8 | -6.3515 | -8.3353 | -9.6635 | -10.8304 | -12.7025
20136 | 2013 | 6 | H24 | 0% | 100% | 974.9811 | 984.6446 | -9.6635 | 70.5 | -6.3515 | -8.3353 | -9.6635 | -10.8304 | -12.7025
20136 | 2013 | 6 | H1 | 0% | 100% | 992.88 | 1002.5435 | -9.6635 | 73.3 | -6.3515 | -8.3353 | -9.6635 | -10.8304 | -12.7025
20137 | 2013 | 7 | H2 | 0% | 100% | 887.7508 | 898.4224 | -10.6715 | 73.6 | -7.014 | -9.2048 | -10.6715 | -11.9601 | -14.0276
20137 | 2013 | 7 | H3 | 0% | 100% | 844.6184 | 855.29 | -10.6715 | 73.5 | -7.014 | -9.2048 | -10.6715 | -11.9601 | -14.0276
20137 | 2013 | 7 | H4 | 0% | 100% | 815.0712 | 825.7427 | -10.6715 | 73.8 | -7.014 | -9.2048 | -10.6715 | -11.9601 | -14.0276
20137 | 2013 | 7 | H5 | 0% | 100% | 842.8988 | 853.5703 | -10.6715 | 74.8 | -7.014 | -9.2048 | -10.6715 | -11.9601 | -14.0276
20137 | 2013 | 7 | H6 | 0% | 100% | 875.409 | 886.0805 | -10.6715 | 75.4 | -7.014 | -9.2048 | -10.6715 | -11.9601 | -14.0276
20137 | 2013 | 7 | H7 | 0% | 100% | 975.9832 | 986.6547 | -10.6715 | 77.1 | -7.014 | -9.2048 | -10.6715 | -11.9601 | -14.0276
20137 | 2013 | 7 | H8 | 0% | 100% | 1035.4253 | 1046.0968 | -10.6715 | 79.6 | -7.014 | -9.2048 | -10.6715 | -11.9601 | -14.0276
20137 | 2013 | 7 | H9 | 0% | 100% | 1095.9226 | 1106.5941 | -10.6715 | 84.8 | -7.014 | -9.2048 | -10.6715 | -11.9601 | -14.0276
20137 | 2013 | 7 | H10 | 0% | 100% | 1188.1211 | 1198.7927 | -10.6715 | 89.8 | -7.014 | -9.2048 | -10.6715 | -11.9601 | -14.0276
20137 | 2013 | 7 | H11 | 0% | 100% | 1261.0818 | 1271.7533 | -10.6715 | 95.6 | -7.014 | -9.2048 | -10.6715 | -11.9601 | -14.0276
20137 | 2013 | 7 | H12 | 80.45% | 0% | 1396.0663 | 1293.0124 | 103.0539 | 98.5 | 67.7337 | 88.8896 | 103.0539 | 115.4978 | 135.4628
20137 | 2013 | 7 | H13 | 80.67% | 0% | 1581.7914 | 1478.4495 | 103.3419 | 100.6 | 67.923 | 89.138 | 103.3419 | 115.8206 | 135.8415
20137 | 2013 | 7 | H14 | 106% | 0% | 1673.3436 | 1537.5501 | 135.7935 | 99.8 | 89.2524 | 117.1293 | 135.7935 | 152.1908 | 178.4986
20137 | 2013 | 7 | H15 | 106.5% | 0% | 1640.1984 | 1503.7234 | 136.4749 | 97 | 89.7002 | 117.7171 | 136.4749 | 152.9545 | 179.3944
20137 | 2013 | 7 | H16 | 124% | 0% | 1625.5099 | 1466.6201 | 158.8898 | 91.8 | 104.4327 | 137.0511 | 158.8898 | 178.076 | 208.8584
20137 | 2013 | 7 | H17 | 106.1% | 0% | 1704.7842 | 1568.9331 | 135.8511 | 88.7 | 89.2902 | 117.1789 | 135.8511 | 152.2553 | 178.5743
20137 | 2013 | 7 | H18 | 96.24% | 0% | 1763.745 | 1640.457 | 123.288 | 87.1 | 81.0329 | 106.3426 | 123.288 | 138.1752 | 162.0603
20137 | 2013 | 7 | H19 | 0% | 100% | 1789.1187 | 1799.7903 | -10.6715 | 86.3 | -7.014 | -9.2048 | -10.6715 | -11.9601 | -14.0276
20137 | 2013 | 7 | H20 | 0% | 100% | 1903.3766 | 1914.0481 | -10.6715 | 81.3 | -7.014 | -9.2048 | -10.6715 | -11.9601 | -14.0276
20137 | 2013 | 7 | H21 | 0% | 100% | 1762.6944 | 1773.3659 | -10.6715 | 78.3 | -7.014 | -9.2048 | -10.6715 | -11.9601 | -14.0276
20137 | 2013 | 7 | H22 | 0% | 100% | 1517.5431 | 1528.2146 | -10.6715 | 77.2 | -7.014 | -9.2048 | -10.6715 | -11.9601 | -14.0276
20137 | 2013 | 7 | H23 | 0% | 100% | 1266.2538 | 1276.9253 | -10.6715 | 76.2 | -7.014 | -9.2048 | -10.6715 | -11.9601 | -14.0276
20137 | 2013 | 7 | H24 | 0% | 100% | 1112.3246 | 1122.9961 | -10.6715 | 75.8 | -7.014 | -9.2048 | -10.6715 | -11.9601 | -14.0276
20138 | 2013 | 8 | H1 | 0% | 100% | 785.616 | 796.3702 | -10.7543 | 72.1 | -7.0684 | -9.2761 | -10.7543 | -12.0529 | -14.1363
20138 | 2013 | 8 | H2 | 0% | 100% | 726.8676 | 737.6219 | -10.7543 | 71.9 | -7.0684 | -9.2761 | -10.7543 | -12.0529 | -14.1363
20138 | 2013 | 8 | H3 | 0% | 100% | 705.5113 | 716.2656 | -10.7543 | 71.2 | -7.0684 | -9.2761 | -10.7543 | -12.0529 | -14.1363
20138 | 2013 | 8 | H4 | 0% | 100% | 708.6133 | 719.3675 | -10.7543 | 70.7 | -7.0684 | -9.2761 | -10.7543 | -12.0529 | -14.1363
20138 | 2013 | 8 | H5 | 0% | 100% | 747.1525 | 757.9068 | -10.7543 | 70.8 | -7.0684 | -9.2761 | -10.7543 | -12.0529 | -14.1363
20138 | 2013 | 8 | H6 | 0% | 100% | 825.5307 | 836.2849 | -10.7543 | 71.2 | -7.0684 | -9.2761 | -10.7543 | -12.0529 | -14.1363
20138 | 2013 | 8 | H7 | 0% | 100% | 846.1349 | 856.8892 | -10.7543 | 71.5 | -7.0684 | -9.2761 | -10.7543 | -12.0529 | -14.1363
20138 | 2013 | 8 | H8 | 0% | 100% | 888.3932 | 899.1474 | -10.7543 | 74.7 | -7.0684 | -9.2761 | -10.7543 | -12.0529 | -14.1363
20138 | 2013 | 8 | H9 | 0% | 100% | 992.172 | 1002.9263 | -10.7543 | 79.3 | -7.0684 | -9.2761 | -10.7543 | -12.0529 | -14.1363
20138 | 2013 | 8 | H10 | 0% | 100% | 1134.5738 | 1145.3281 | -10.7543 | 85.7 | -7.0684 | -9.2761 | -10.7543 | -12.0529 | -14.1363
20138 | 2013 | 8 | H11 | 0% | 100% | 1302.871 | 1313.6253 | -10.7543 | 88.4 | -7.0684 | -9.2761 | -10.7543 | -12.0529 | -14.1363
20138 | 2013 | 8 | H12 | 80.45% | 0% | 1452.9794 | 1349.1266 | 103.8528 | 90.9 | 68.2588 | 89.5787 | 103.8528 | 116.3932 | 136.513
20138 | 2013 | 8 | H13 | 80.67% | 0% | 1526.8391 | 1422.696 | 104.1431 | 90.3 | 68.4496 | 89.8291 | 104.1431 | 116.7185 | 136.8946
20138 | 2013 | 8 | H14 | 106% | 0% | 1599.8916 | 1463.0453 | 136.8463 | 89.3 | 89.9443 | 118.0374 | 136.8463 | 153.3707 | 179.8825
20138 | 2013 | 8 | H15 | 106.5% | 0% | 1661.8924 | 1524.3594 | 137.533 | 87.8 | 90.3956 | 118.6297 | 137.533 | 154.1403 | 180.7851
20138 | 2013 | 8 | H16 | 124% | 0% | 1698.1911 | 1538.0695 | 160.1216 | 87.3 | 105.2424 | 138.1136 | 160.1216 | 179.4566 | 210.4776
20138 | 2013 | 8 | H17 | 106.1% | 0% | 1724.4814 | 1587.5771 | 136.9043 | 85.5 | 89.9824 | 118.0874 | 136.9043 | 153.4357 | 179.9587
20138 | 2013 | 8 | H18 | 96.24% | 0% | 1685.5812 | 1561.3373 | 124.2438 | 83.5 | 81.6611 | 107.1671 | 124.2438 | 139.2465 | 163.3167
20138 | 2013 | 8 | H19 | 0% | 100% | 1670.9594 | 1681.7137 | -10.7543 | 81.2 | -7.0684 | -9.2761 | -10.7543 | -12.0529 | -14.1363
20138 | 2013 | 8 | H20 | 0% | 100% | 1647.3048 | 1658.059 | -10.7543 | 78.8 | -7.0684 | -9.2761 | -10.7543 | -12.0529 | -14.1363
20138 | 2013 | 8 | H21 | 0% | 100% | 1561.6876 | 1572.4419 | -10.7543 | 77.4 | -7.0684 | -9.2761 | -10.7543 | -12.0529 | -14.1363
20138 | 2013 | 8 | H22 | 0% | 100% | 1398.6919 | 1409.4461 | -10.7543 | 75.7 | -7.0684 | -9.2761 | -10.7543 | -12.0529 | -14.1363
20138 | 2013 | 8 | H23 | 0% | 100% | 1182.5295 | 1193.2837 | -10.7543 | 74.3 | -7.0684 | -9.2761 | -10.7543 | -12.0529 | -14.1363
20138 | 2013 | 8 | H24 | 0% | 100% | 996.7269 | 1007.4811 | -10.7543 | 73 | -7.0684 | -9.2761 | -10.7543 | -12.0529 | -14.1363
20139 | 2013 | 9 | H1 | 0% | 100% | 974.0864 | 985.0044 | -10.918 | 76.4 | -7.176 | -9.4174 | -10.918 | -12.2364 | -14.3516
20139 | 2013 | 9 | H2 | 0% | 100% | 901.9473 | 912.8653 | -10.918 | 75.7 | -7.176 | -9.4174 | -10.918 | -12.2364 | -14.3516
20139 | 2013 | 9 | H3 | 0% | 100% | 866.5403 | 877.4583 | -10.918 | 75.5 | -7.176 | -9.4174 | -10.918 | -12.2364 | -14.3516
20139 | 2013 | 9 | H4 | 0% | 100% | 864.0234 | 874.9414 | -10.918 | 74.9 | -7.176 | -9.4174 | -10.918 | -12.2364 | -14.3516
20139 | 2013 | 9 | H5 | 0% | 100% | 897.8253 | 908.7433 | -10.918 | 74.6 | -7.176 | -9.4174 | -10.918 | -12.2364 | -14.3516
20139 | 2013 | 9 | H6 | 0% | 100% | 971.3779 | 982.2959 | -10.918 | 74.8 | -7.176 | -9.4174 | -10.918 | -12.2364 | -14.3516
20139 | 2013 | 9 | H7 | 0% | 100% | 946.7243 | 957.6423 | -10.918 | 75.4 | -7.176 | -9.4174 | -10.918 | -12.2364 | -14.3516
20139 | 2013 | 9 | H8 | 0% | 100% | 994.5673 | 1005.4853 | -10.918 | 80.8 | -7.176 | -9.4174 | -10.918 | -12.2364 | -14.3516
20139 | 2013 | 9 | H9 | 0% | 100% | 1100.826 | 1111.744 | -10.918 | 86.6 | -7.176 | -9.4174 | -10.918 | -12.2364 | -14.3516
20139 | 2013 | 9 | H10 | 0% | 100% | 1214.2858 | 1225.2038 | -10.918 | 91.5 | -7.176 | -9.4174 | -10.918 | -12.2364 | -14.3516
20139 | 2013 | 9 | H11 | 0% | 100% | 1327.6688 | 1338.5868 | -10.918 | 95.9 | -7.176 | -9.4174 | -10.918 | -12.2364 | -14.3516
20139 | 2013 | 9 | H12 | 80.45% | 0% | 1468.8865 | 1363.4524 | 105.4341 | 98.6 | 69.2982 | 90.9427 | 105.4341 | 118.1655 | 138.5917
20139 | 2013 | 9 | H13 | 80.67% | 0% | 1525.0344 | 1419.3056 | 105.7288 | 96.3 | 69.4919 | 91.1969 | 105.7288 | 118.4957 | 138.979
20139 | 2013 | 9 | H14 | 106% | 0% | 1599.4106 | 1460.4806 | 138.93 | 93.6 | 91.3138 | 119.8347 | 138.93 | 155.706 | 182.6215
20139 | 2013 | 9 | H15 | 106.5% | 0% | 1691.5517 | 1551.9245 | 139.6271 | 93.7 | 91.7721 | 120.436 | 139.6271 | 156.4873 | 183.5379
20139 | 2013 | 9 | H16 | 124% | 0% | 1739.7575 | 1577.1977 | 162.5597 | 92.5 | 106.8449 | 140.2166 | 162.5597 | 182.1891 | 213.6824
20139 | 2013 | 9 | H17 | 106.1% | 0% | 1781.8287 | 1642.8399 | 138.9889 | 90.8 | 91.3525 | 119.8855 | 138.9889 | 155.772 | 182.6989
20139 | 2013 | 9 | H18 | 96.24% | 0% | 1744.4727 | 1618.3371 | 126.1356 | 88.8 | 82.9046 | 108.7988 | 126.1356 | 141.3667 | 165.8035
20139 | 2013 | 9 | H19 | 0% | 100% | 1718.369 | 1729.287 | -10.918 | 85.4 | -7.176 | -9.4174 | -10.918 | -12.2364 | -14.3516
20139 | 2013 | 9 | H20 | 0% | 100% | 1694.6135 | 1705.5315 | -10.918 | 81.6 | -7.176 | -9.4174 | -10.918 | -12.2364 | -14.3516
20139 | 2013 | 9 | H21 | 0% | 100% | 1535.9656 | 1546.8836 | -10.918 | 80.3 | -7.176 | -9.4174 | -10.918 | -12.2364 | -14.3516
20139 | 2013 | 9 | H22 | 0% | 100% | 1296.4476 | 1307.3656 | -10.918 | 78.1 | -7.176 | -9.4174 | -10.918 | -12.2364 | -14.3516
20139 | 2013 | 9 | H23 | 0% | 100% | 1043.0182 | 1053.9362 | -10.918 | 76.1 | -7.176 | -9.4174 | -10.918 | -12.2364 | -14.3516
20139 | 2013 | 9 | H24 | 0% | 100% | 856.7345 | 867.6525 | -10.918 | 75.3 | -7.176 | -9.4174 | -10.918 | -12.2364 | -14.3516
201310 | 2013 | 10 | H1 | 0% | 100% | 751.2231 | 760.9063 | -9.6832 | 65.8 | -6.3645 | -8.3523 | -9.6832 | -10.8525 | -12.7285
201310 | 2013 | 10 | H2 | 0% | 100% | 708.846 | 718.5293 | -9.6832 | 64.1 | -6.3645 | -8.3523 | -9.6832 | -10.8525 | -12.7285
201310 | 2013 | 10 | H3 | 0% | 100% | 689.0793 | 698.7625 | -9.6832 | 64 | -6.3645 | -8.3523 | -9.6832 | -10.8525 | -12.7285
201310 | 2013 | 10 | H4 | 0% | 100% | 701.9539 | 711.6372 | -9.6832 | 63 | -6.3645 | -8.3523 | -9.6832 | -10.8525 | -12.7285
201310 | 2013 | 10 | H5 | 0% | 100% | 765.3447 | 775.0279 | -9.6832 | 62.5 | -6.3645 | -8.3523 | -9.6832 | -10.8525 | -12.7285
201310 | 2013 | 10 | H6 | 0% | 100% | 868.8779 | 878.5611 | -9.6832 | 62.6 | -6.3645 | -8.3523 | -9.6832 | -10.8525 | -12.7285
201310 | 2013 | 10 | H7 | 0% | 100% | 898.8311 | 908.5143 | -9.6832 | 61.7 | -6.3645 | -8.3523 | -9.6832 | -10.8525 | -12.7285
201310 | 2013 | 10 | H8 | 0% | 100% | 939.0467 | 948.73 | -9.6832 | 69.6 | -6.3645 | -8.3523 | -9.6832 | -10.8525 | -12.7285
201310 | 2013 | 10 | H9 | 0% | 100% | 974.5569 | 984.2401 | -9.6832 | 79.5 | -6.3645 | -8.3523 | -9.6832 | -10.8525 | -12.7285
201310 | 2013 | 10 | H10 | 0% | 100% | 1042.3513 | 1052.0346 | -9.6832 | 86.4 | -6.3645 | -8.3523 | -9.6832 | -10.8525 | -12.7285
201310 | 2013 | 10 | H11 | 0% | 100% | 1148.6544 | 1158.3376 | -9.6832 | 91 | -6.3645 | -8.3523 | -9.6832 | -10.8525 | -12.7285
201310 | 2013 | 10 | H12 | 80.45% | 0% | 1270.1939 | 1176.6839 | 93.51 | 93.8 | 61.4609 | 80.6575 | 93.51 | 104.8015 | 122.9176
201310 | 2013 | 10 | H13 | 80.67% | 0% | 1347.4271 | 1253.6557 | 93.7714 | 94.4 | 61.6327 | 80.8829 | 93.7714 | 105.0944 | 123.2611
201310 | 2013 | 10 | H14 | 106% | 0% | 1412.317 | 1289.0994 | 123.2176 | 91.8 | 80.9867 | 106.2819 | 123.2176 | 138.0964 | 161.9678
201310 | 2013 | 10 | H15 | 106.5% | 0% | 1508.5327 | 1384.6968 | 123.8359 | 90 | 81.3931 | 106.8152 | 123.8359 | 138.7893 | 162.7806
201310 | 2013 | 10 | H16 | 124% | 0% | 1566.231 | 1422.056 | 144.175 | 88.4 | 94.7612 | 124.3588 | 144.175 | 161.5843 | 189.5159
201310 | 2013 | 10 | H17 | 106.1% | 0% | 1621.5619 | 1498.292 | 123.2699 | 86.9 | 81.021 | 106.327 | 123.2699 | 138.1549 | 162.0365
201310 | 2013 | 10 | H18 | 96.24% | 0% | 1650.2334 | 1538.3631 | 111.8703 | 83.1 | 73.5284 | 96.4942 | 111.8703 | 125.3788 | 147.0519
201310 | 2013 | 10 | H19 | 0% | 100% | 1760.5166 | 1770.1999 | -9.6832 | 77 | -6.3645 | -8.3523 | -9.6832 | -10.8525 | -12.7285
201310 | 2013 | 10 | H20 | 0% | 100% | 1665.143 | 1674.8262 | -9.6832 | 72.7 | -6.3645 | -8.3523 | -9.6832 | -10.8525 | -12.7285
201310 | 2013 | 10 | H21 | 0% | 100% | 1472.6911 | 1482.3743 | -9.6832 | 70.2 | -6.3645 | -8.3523 | -9.6832 | -10.8525 | -12.7285
201310 | 2013 | 10 | H22 | 0% | 100% | 1239.6246 | 1249.3079 | -9.6832 | 67.8 | -6.3645 | -8.3523 | -9.6832 | -10.8525 | -12.7285
201310 | 2013 | 10 | H23 | 0% | 100% | 1014.8033 | 1024.4865 | -9.6832 | 66.7 | -6.3645 | -8.3523 | -9.6832 | -10.8525 | -12.7285
201311 | 2013 | 11 | H24 | 0% | 100% | 864.9018 | 871.6915 | -6.7897 | 64.5 | -4.4626 | -5.8565 | -6.7897 | -7.6096 | -8.925
201311 | 2013 | 11 | H1 | 0% | 100% | 677.0971 | 683.8868 | -6.7897 | 65.8 | -4.4626 | -5.8565 | -6.7897 | -7.6096 | -8.925
201311 | 2013 | 11 | H2 | 0% | 100% | 615.3451 | 622.1348 | -6.7897 | 65.4 | -4.4626 | -5.8565 | -6.7897 | -7.6096 | -8.925
201311 | 2013 | 11 | H3 | 0% | 100% | 592.5505 | 599.3402 | -6.7897 | 65.3 | -4.4626 | -5.8565 | -6.7897 | -7.6096 | -8.925
201311 | 2013 | 11 | H4 | 0% | 100% | 582.4106 | 589.2003 | -6.7897 | 64.5 | -4.4626 | -5.8565 | -6.7897 | -7.6096 | -8.925
201311 | 2013 | 11 | H5 | 0% | 100% | 601.2028 | 607.9925 | -6.7897 | 63.3 | -4.4626 | -5.8565 | -6.7897 | -7.6096 | -8.925
201311 | 2013 | 11 | H6 | 0% | 100% | 672.2144 | 679.0041 | -6.7897 | 61.8 | -4.4626 | -5.8565 | -6.7897 | -7.6096 | -8.925
201311 | 2013 | 11 | H7 | 0% | 100% | 794.0974 | 800.8871 | -6.7897 | 64.4 | -4.4626 | -5.8565 | -6.7897 | -7.6096 | -8.925
201311 | 2013 | 11 | H8 | 0% | 100% | 821.8449 | 828.6346 | -6.7897 | 65.1 | -4.4626 | -5.8565 | -6.7897 | -7.6096 | -8.925
201311 | 2013 | 11 | H9 | 0% | 100% | 801.3952 | 808.1849 | -6.7897 | 71.7 | -4.4626 | -5.8565 | -6.7897 | -7.6096 | -8.925
201311 | 2013 | 11 | H10 | 0% | 100% | 786.0957 | 792.8854 | -6.7897 | 78.8 | -4.4626 | -5.8565 | -6.7897 | -7.6096 | -8.925
201311 | 2013 | 11 | H11 | 0% | 100% | 818.2933 | 825.083 | -6.7897 | 81.9 | -4.4626 | -5.8565 | -6.7897 | -7.6096 | -8.925
201311 | 2013 | 11 | H12 | 80.45% | 0% | 841.9897 | 776.4223 | 65.5674 | 85.9 | 43.0952 | 56.5555 | 65.5674 | 73.4848 | 86.1874
201311 | 2013 | 11 | H13 | 80.67% | 0% | 870.3491 | 804.5984 | 65.7507 | 87.8 | 43.2156 | 56.7135 | 65.7507 | 73.6902 | 86.4283
201311 | 2013 | 11 | H14 | 106% | 0% | 901.3252 | 814.9274 | 86.3978 | 87.7 | 56.7863 | 74.5228 | 86.3978 | 96.8305 | 113.5687
201311 | 2013 | 11 | H15 | 106.5% | 0% | 913.5908 | 826.7595 | 86.8314 | 87.6 | 57.0712 | 74.8968 | 86.8314 | 97.3164 | 114.1386
201311 | 2013 | 11 | H16 | 124% | 0% | 966.7122 | 865.6195 | 101.0927 | 85.8 | 66.4447 | 87.1979 | 101.0927 | 113.2998 | 132.8849
201311 | 2013 | 11 | H17 | 106.1% | 0% | 1084.7029 | 998.2685 | 86.4344 | 83.2 | 56.8103 | 74.5544 | 86.4344 | 96.8715 | 113.6168
201311 | 2013 | 11 | H18 | 96.24% | 0% | 1345.4311 | 1266.9899 | 78.4413 | 77.6 | 51.5567 | 67.6599 | 78.4413 | 87.9132 | 103.1099
201311 | 2013 | 11 | H19 | 0% | 100% | 1413.9688 | 1420.7585 | -6.7897 | 72.7 | -4.4626 | -5.8565 | -6.7897 | -7.6096 | -8.925
201311 | 2013 | 11 | H20 | 0% | 100% | 1359.8806 | 1366.6703 | -6.7897 | 71 | -4.4626 | -5.8565 | -6.7897 | -7.6096 | -8.925
201311 | 2013 | 11 | H21 | 0% | 100% | 1279.7555 | 1286.5452 | -6.7897 | 67.6 | -4.4626 | -5.8565 | -6.7897 | -7.6096 | -8.925
201311 | 2013 | 11 | H22 | 0% | 100% | 1120.5998 | 1127.3895 | -6.7897 | 66 | -4.4626 | -5.8565 | -6.7897 | -7.6096 | -8.925
201311 | 2013 | 11 | H23 | 0% | 100% | 941.5687 | 948.3584 | -6.7897 | 64.9 | -4.4626 | -5.8565 | -6.7897 | -7.6096 | -8.925
201311 | 2013 | 11 | H24 | 0% | 100% | 779.3164 | 786.1061 | -6.7897 | 63.2 | -4.4626 | -5.8565 | -6.7897 | -7.6096 | -8.925
201312 | 2013 | 12 | H1 | 0% | 100% | 723.7055 | 729.5984 | -5.8929 | 57.6 | -3.8732 | -5.083 | -5.8929 | -6.6045 | -7.7461
201312 | 2013 | 12 | H2 | 0% | 100% | 647.908 | 653.8009 | -5.8929 | 56.5 | -3.8732 | -5.083 | -5.8929 | -6.6045 | -7.7461
201312 | 2013 | 12 | H3 | 0% | 100% | 617.6846 | 623.5775 | -5.8929 | 56 | -3.8732 | -5.083 | -5.8929 | -6.6045 | -7.7461
201312 | 2013 | 12 | H4 | 0% | 100% | 620.3245 | 626.2174 | -5.8929 | 56.6 | -3.8732 | -5.083 | -5.8929 | -6.6045 | -7.7461
201312 | 2013 | 12 | H5 | 0% | 100% | 641.0995 | 646.9924 | -5.8929 | 56.1 | -3.8732 | -5.083 | -5.8929 | -6.6045 | -7.7461
201312 | 2013 | 12 | H6 | 0% | 100% | 742.593 | 748.4859 | -5.8929 | 56.5 | -3.8732 | -5.083 | -5.8929 | -6.6045 | -7.7461
201312 | 2013 | 12 | H7 | 0% | 100% | 940.8123 | 946.7052 | -5.8929 | 55.3 | -3.8732 | -5.083 | -5.8929 | -6.6045 | -7.7461
201312 | 2013 | 12 | H8 | 0% | 100% | 974.5002 | 980.3931 | -5.8929 | 55.3 | -3.8732 | -5.083 | -5.8929 | -6.6045 | -7.7461
201312 | 2013 | 12 | H9 | 0% | 100% | 875.6856 | 881.5785 | -5.8929 | 57.6 | -3.8732 | -5.083 | -5.8929 | -6.6045 | -7.7461
201312 | 2013 | 12 | H10 | 0% | 100% | 833.6339 | 839.5268 | -5.8929 | 61.9 | -3.8732 | -5.083 | -5.8929 | -6.6045 | -7.7461
201312 | 2013 | 12 | H11 | 0% | 100% | 792.7138 | 798.6067 | -5.8929 | 66.2 | -3.8732 | -5.083 | -5.8929 | -6.6045 | -7.7461
201312 | 2013 | 12 | H12 | 80.45% | 0% | 799.6249 | 742.7177 | 56.9073 | 72.9 | 37.4032 | 49.0856 | 56.9073 | 63.7789 | 74.8038
201312 | 2013 | 12 | H13 | 80.67% | 0% | 762.1383 | 705.072 | 57.0663 | 77.5 | 37.5077 | 49.2228 | 57.0663 | 63.9572 | 75.0129
201312 | 2013 | 12 | H14 | 106% | 0% | 708.1901 | 633.2037 | 74.9864 | 78.2 | 49.2859 | 64.6798 | 74.9864 | 84.0411 | 98.5685
201312 | 2013 | 12 | H15 | 106.5% | 0% | 697.6911 | 622.3284 | 75.3627 | 76.3 | 49.5333 | 65.0044 | 75.3627 | 84.4628 | 99.0632
201312 | 2013 | 12 | H16 | 124% | 0% | 732.64 | 644.8997 | 87.7404 | 73.6 | 57.6687 | 75.6808 | 87.7404 | 98.3352 | 115.3335
201312 | 2013 | 12 | H17 | 106.1% | 0% | 920.0718 | 845.0536 | 75.0182 | 71.3 | 49.3068 | 64.7073 | 75.0182 | 84.0767 | 98.6103
201312 | 2013 | 12 | H18 | 96.24% | 0% | 1389.2091 | 1321.1283 | 68.0807 | 66.1 | 44.7471 | 58.7233 | 68.0807 | 76.3016 | 89.4911
201312 | 2013 | 12 | H19 | 0% | 100% | 1522.0895 | 1527.9824 | -5.8929 | 62.9 | -3.8732 | -5.083 | -5.8929 | -6.6045 | -7.7461
201312 | 2013 | 12 | H20 | 0% | 100% | 1547.9185 | 1553.8114 | -5.8929 | 60 | -3.8732 | -5.083 | -5.8929 | -6.6045 | -7.7461
201312 | 2013 | 12 | H21 | 0% | 100% | 1522.8579 | 1528.7508 | -5.8929 | 58.1 | -3.8732 | -5.083 | -5.8929 | -6.6045 | -7.7461
201312 | 2013 | 12 | H22 | 0% | 100% | 1369.8636 | 1375.7565 | -5.8929 | 55.6 | -3.8732 | -5.083 | -5.8929 | -6.6045 | -7.7461
201312 | 2013 | 12 | H23 | 0% | 100% | 1133.4261 | 1139.319 | -5.8929 | 55.1 | -3.8732 | -5.083 | -5.8929 | -6.6045 | -7.7461
201312 | 2013 | 12 | H24 | 0% | 100% | 897.0441 | 902.937 | -5.8929 | 54.8 | -3.8732 | -5.083 | -5.8929 | -6.6045 | -7.7461
20141 | 2014 | 1 | H1 | 0% | 100% | 798.3926 | 804.836 | -6.4434 | 61.1 | -4.235 | -5.5578 | -6.4434 | -7.2214 | -8.4697
20141 | 2014 | 1 | H2 | 0% | 100% | 733.9306 | 740.374 | -6.4434 | 60.5 | -4.235 | -5.5578 | -6.4434 | -7.2214 | -8.4697
20141 | 2014 | 1 | H3 | 0% | 100% | 718.3615 | 724.8049 | -6.4434 | 60 | -4.235 | -5.5578 | -6.4434 | -7.2214 | -8.4697
20141 | 2014 | 1 | H4 | 0% | 100% | 721.0519 | 727.4952 | -6.4434 | 57.8 | -4.235 | -5.5578 | -6.4434 | -7.2214 | -8.4697
20141 | 2014 | 1 | H5 | 0% | 100% | 754.6086 | 761.052 | -6.4434 | 56.9 | -4.235 | -5.5578 | -6.4434 | -7.2214 | -8.4697
20141 | 2014 | 1 | H6 | 0% | 100% | 870.9313 | 877.3747 | -6.4434 | 57.3 | -4.235 | -5.5578 | -6.4434 | -7.2214 | -8.4697
20141 | 2014 | 1 | H7 | 0% | 100% | 1062.3327 | 1068.7761 | -6.4434 | 55.5 | -4.235 | -5.5578 | -6.4434 | -7.2214 | -8.4697
20141 | 2014 | 1 | H8 | 0% | 100% | 1098.5386 | 1104.982 | -6.4434 | 57.8 | -4.235 | -5.5578 | -6.4434 | -7.2214 | -8.4697
20141 | 2014 | 1 | H9 | 0% | 100% | 1018.0729 | 1024.5163 | -6.4434 | 62.5 | -4.235 | -5.5578 | -6.4434 | -7.2214 | -8.4697
20141 | 2014 | 1 | H10 | 0% | 100% | 950.7604 | 957.2038 | -6.4434 | 68.6 | -4.235 | -5.5578 | -6.4434 | -7.2214 | -8.4697
20141 | 2014 | 1 | H11 | 0% | 100% | 866.6515 | 873.0949 | -6.4434 | 74.1 | -4.235 | -5.5578 | -6.4434 | -7.2214 | -8.4697
20141 | 2014 | 1 | H12 | 80.45% | 0% | 875.538 | 813.3603 | 62.1777 | 78.4 | 40.8672 | 53.6317 | 62.1777 | 69.6858 | 81.7317
20141 | 2014 | 1 | H13 | 80.67% | 0% | 843.8449 | 781.4934 | 62.3515 | 80.9 | 40.9815 | 53.7815 | 62.3515 | 69.8805 | 81.9601
20141 | 2014 | 1 | H14 | 106% | 0% | 800.6185 | 718.6873 | 81.9312 | 81.6 | 53.8505 | 70.6701 | 81.9312 | 91.8245 | 107.6974
20141 | 2014 | 1 | H15 | 106.5% | 0% | 789.6712 | 707.3288 | 82.3424 | 81.1 | 54.1208 | 71.0248 | 82.3424 | 92.2853 | 108.2378
20141 | 2014 | 1 | H16 | 124% | 0% | 838.1129 | 742.2465 | 95.8664 | 79 | 63.0096 | 82.69 | 95.8664 | 107.4424 | 126.015
20141 | 2014 | 1 | H17 | 106.1% | 0% | 977.3706 | 895.4047 | 81.9659 | 76.4 | 53.8734 | 70.7001 | 81.9659 | 91.8635 | 107.7431
20141 | 2014 | 1 | H18 | 96.24% | 0% | 1341.6621 | 1267.2761 | 74.386 | 72.1 | 48.8913 | 64.162 | 74.386 | 83.3682 | 97.7793
20141 | 2014 | 1 | H19 | 0% | 100% | 1533.4303 | 1539.8737 | -6.4434 | 67.4 | -4.235 | -5.5578 | -6.4434 | -7.2214 | -8.4697
20141 | 2014 | 1 | H20 | 0% | 100% | 1533.1085 | 1539.5519 | -6.4434 | 63.8 | -4.235 | -5.5578 | -6.4434 | -7.2214 | -8.4697
20141 | 2014 | 1 | H21 | 0% | 100% | 1484.0376 | 1490.481 | -6.4434 | 62.1 | -4.235 | -5.5578 | -6.4434 | -7.2214 | -8.4697
20141 | 2014 | 1 | H22 | 0% | 100% | 1346.2994 | 1352.7427 | -6.4434 | 61.6 | -4.235 | -5.5578 | -6.4434 | -7.2214 | -8.4697
20141 | 2014 | 1 | H23 | 0% | 100% | 1143.4409 | 1149.8842 | -6.4434 | 61.8 | -4.235 | -5.5578 | -6.4434 | -7.2214 | -8.4697
20141 | 2014 | 1 | H24 | 0% | 100% | 917.3176 | 923.761 | -6.4434 | 60 | -4.235 | -5.5578 | -6.4434 | -7.2214 | -8.4697
20142 | 2014 | 2 | H1 | 0% | 100% | 672.1899 | 678.6256 | -6.4357 | 53.4 | -4.23 | -5.5511 | -6.4357 | -7.2128 | -8.4596
20142 | 2014 | 2 | H2 | 0% | 100% | 630.9785 | 637.4142 | -6.4357 | 53.2 | -4.23 | -5.5511 | -6.4357 | -7.2128 | -8.4596
20142 | 2014 | 2 | H3 | 0% | 100% | 621.3911 | 627.8268 | -6.4357 | 51.9 | -4.23 | -5.5511 | -6.4357 | -7.2128 | -8.4596
20142 | 2014 | 2 | H4 | 0% | 100% | 633.0319 | 639.4676 | -6.4357 | 50.8 | -4.23 | -5.5511 | -6.4357 | -7.2128 | -8.4596
20142 | 2014 | 2 | H5 | 0% | 100% | 695.1076 | 701.5433 | -6.4357 | 52 | -4.23 | -5.5511 | -6.4357 | -7.2128 | -8.4596
20142 | 2014 | 2 | H6 | 0% | 100% | 759.3659 | 765.8016 | -6.4357 | 51 | -4.23 | -5.5511 | -6.4357 | -7.2128 | -8.4596
20142 | 2014 | 2 | H7 | 0% | 100% | 882.1914 | 888.6271 | -6.4357 | 49 | -4.23 | -5.5511 | -6.4357 | -7.2128 | -8.4596
20142 | 2014 | 2 | H8 | 0% | 100% | 1034.0855 | 1040.5212 | -6.4357 | 49.3 | -4.23 | -5.5511 | -6.4357 | -7.2128 | -8.4596
20142 | 2014 | 2 | H9 | 0% | 100% | 1011.3675 | 1017.8032 | -6.4357 | 58.1 | -4.23 | -5.5511 | -6.4357 | -7.2128 | -8.4596
20142 | 2014 | 2 | H10 | 0% | 100% | 988.5392 | 994.9749 | -6.4357 | 68.7 | -4.23 | -5.5511 | -6.4357 | -7.2128 | -8.4596
20142 | 2014 | 2 | H11 | 0% | 100% | 934.9237 | 941.3595 | -6.4357 | 73.4 | -4.23 | -5.5511 | -6.4357 | -7.2128 | -8.4596
20142 | 2014 | 2 | H12 | 80.45% | 0% | 962.1116 | 900.0079 | 62.1037 | 77.7 | 40.8186 | 53.5678 | 62.1037 | 69.6028 | 81.6344
20142 | 2014 | 2 | H13 | 80.67% | 0% | 904.2381 | 841.9608 | 62.2773 | 80.5 | 40.9327 | 53.7175 | 62.2773 | 69.7974 | 81.8626
20142 | 2014 | 2 | H14 | 106% | 0% | 849.4748 | 767.6411 | 81.8337 | 80.9 | 53.7865 | 70.586 | 81.8337 | 91.7153 | 107.5692
20142 | 2014 | 2 | H15 | 106.5% | 0% | 840.1051 | 757.8607 | 82.2444 | 80.4 | 54.0564 | 70.9402 | 82.2444 | 92.1755 | 108.109
20142 | 2014 | 2 | H16 | 124% | 0% | 855.9513 | 760.199 | 95.7523 | 77.9 | 62.9347 | 82.5916 | 95.7523 | 107.3146 | 125.865
20142 | 2014 | 2 | H17 | 106.1% | 0% | 916.2638 | 834.3954 | 81.8684 | 76.5 | 53.8092 | 70.616 | 81.8684 | 91.7541 | 107.6148
20142 | 2014 | 2 | H18 | 96.24% | 0% | 1130.9778 | 1056.6803 | 74.2975 | 73.9 | 48.8331 | 64.0856 | 74.2975 | 83.269 | 97.663
20142 | 2014 | 2 | H19 | 0% | 100% | 1442.8496 | 1449.2854 | -6.4357 | 69.1 | -4.23 | -5.5511 | -6.4357 | -7.2128 | -8.4596
20142 | 2014 | 2 | H20 | 0% | 100% | 1434.0962 | 1440.5319 | -6.4357 | 63 | -4.23 | -5.5511 | -6.4357 | -7.2128 | -8.4596
20142 | 2014 | 2 | H21 | 0% | 100% | 1388.3541 | 1394.7898 | -6.4357 | 59.9 | -4.23 | -5.5511 | -6.4357 | -7.2128 | -8.4596
20142 | 2014 | 2 | H22 | 0% | 100% | 1223.0754 | 1229.5111 | -6.4357 | 57.2 | -4.23 | -5.5511 | -6.4357 | -7.2128 | -8.4596
20142 | 2014 | 2 | H23 | 0% | 100% | 1001.0849 | 1007.5206 | -6.4357 | 55.6 | -4.23 | -5.5511 | -6.4357 | -7.2128 | -8.4596
20142 | 2014 | 2 | H24 | 0% | 100% | 822.8476 | 829.2834 | -6.4357 | 54.5 | -4.23 | -5.5511 | -6.4357 | -7.2128 | -8.4596
20143 | 2014 | 3 | H1 | 0% | 100% | 660.8583 | 665.8093 | -4.9511 | 57.3 | -3.2542 | -4.2706 | -4.9511 | -5.5489 | -6.5081
20143 | 2014 | 3 | H2 | 0% | 100% | 635.4566 | 640.4077 | -4.9511 | 55.5 | -3.2542 | -4.2706 | -4.9511 | -5.5489 | -6.5081
20143 | 2014 | 3 | H3 | 0% | 100% | 606.8476 | 611.7987 | -4.9511 | 54.3 | -3.2542 | -4.2706 | -4.9511 | -5.5489 | -6.5081
20143 | 2014 | 3 | H4 | 0% | 100% | 593.719 | 598.6701 | -4.9511 | 53.8 | -3.2542 | -4.2706 | -4.9511 | -5.5489 | -6.5081
20143 | 2014 | 3 | H5 | 0% | 100% | 636.5307 | 641.4818 | -4.9511 | 52.9 | -3.2542 | -4.2706 | -4.9511 | -5.5489 | -6.5081
20143 | 2014 | 3 | H6 | 0% | 100% | 734.4669 | 739.418 | -4.9511 | 52.7 | -3.2542 | -4.2706 | -4.9511 | -5.5489 | -6.5081
20143 | 2014 | 3 | H7 | 0% | 100% | 900.8687 | 905.8198 | -4.9511 | 52.7 | -3.2542 | -4.2706 | -4.9511 | -5.5489 | -6.5081
20143 | 2014 | 3 | H8 | 0% | 100% | 912.5609 | 917.512 | -4.9511 | 58.6 | -3.2542 | -4.2706 | -4.9511 | -5.5489 | -6.5081
20143 | 2014 | 3 | H9 | 0% | 100% | 811.3942 | 816.3453 | -4.9511 | 67.4 | -3.2542 | -4.2706 | -4.9511 | -5.5489 | -6.5081
20143 | 2014 | 3 | H10 | 0% | 100% | 758.0919 | 763.0429 | -4.9511 | 74.9 | -3.2542 | -4.2706 | -4.9511 | -5.5489 | -6.5081
20143 | 2014 | 3 | H11 | 0% | 100% | 746.1282 | 751.0793 | -4.9511 | 80.9 | -3.2542 | -4.2706 | -4.9511 | -5.5489 | -6.5081
20143 | 2014 | 3 | H12 | 80.45% | 0% | 702.8347 | 655.0575 | 47.7772 | 83.4 | 31.4023 | 41.2104 | 47.7772 | 53.5463 | 62.8024
20143 | 2014 | 3 | H13 | 80.67% | 0% | 678.711 | 630.8003 | 47.9107 | 84.9 | 31.49 | 41.3256 | 47.9107 | 53.696 | 62.9779
20143 | 2014 | 3 | H14 | 106% | 0% | 654.2827 | 591.327 | 62.9557 | 84.8 | 41.3786 | 54.3027 | 62.9557 | 70.5577 | 82.7544
20143 | 2014 | 3 | H15 | 106.5% | 0% | 637.0964 | 573.8248 | 63.2716 | 84.3 | 41.5862 | 54.5752 | 63.2716 | 70.9118 | 83.1696
20143 | 2014 | 3 | H16 | 124% | 0% | 643.2093 | 569.5458 | 73.6634 | 82.7 | 48.4164 | 63.5387 | 73.6634 | 82.5584 | 96.8295
20143 | 2014 | 3 | H17 | 106.1% | 0% | 713.6347 | 650.6523 | 62.9824 | 81 | 41.3961 | 54.3257 | 62.9824 | 70.5876 | 82.7894
20143 | 2014 | 3 | H18 | 96.24% | 0% | 939.3143 | 882.1563 | 57.158 | 78 | 37.5679 | 49.3019 | 57.158 | 64.0599 | 75.1333
20143 | 2014 | 3 | H19 | 0% | 100% | 1243.7525 | 1248.7036 | -4.9511 | 73.4 | -3.2542 | -4.2706 | -4.9511 | -5.5489 | -6.5081
20143 | 2014 | 3 | H20 | 0% | 100% | 1279.5295 | 1284.4806 | -4.9511 | 67.6 | -3.2542 | -4.2706 | -4.9511 | -5.5489 | -6.5081
20143 | 2014 | 3 | H21 | 0% | 100% | 1261.5798 | 1266.5308 | -4.9511 | 63.9 | -3.2542 | -4.2706 | -4.9511 | -5.5489 | -6.5081
20143 | 2014 | 3 | H22 | 0% | 100% | 1148.5407 | 1153.4917 | -4.9511 | 61.8 | -3.2542 | -4.2706 | -4.9511 | -5.5489 | -6.5081
20143 | 2014 | 3 | H23 | 0% | 100% | 960.6236 | 965.5746 | -4.9511 | 59.9 | -3.2542 | -4.2706 | -4.9511 | -5.5489 | -6.5081
20143 | 2014 | 3 | H24 | 0% | 100% | 779.5407 | 784.4918 | -4.9511 | 58 | -3.2542 | -4.2706 | -4.9511 | -5.5489 | -6.5081
20144 | 2014 | 4 | H1 | 0% | 100% | 669.0782 | 677.5683 | -8.4901 | 63.1 | -5.5802 | -7.3231 | -8.4901 | -9.5152 | -11.1601
20144 | 2014 | 4 | H2 | 0% | 100% | 628.085 | 636.575 | -8.4901 | 62.7 | -5.5802 | -7.3231 | -8.4901 | -9.5152 | -11.1601
20144 | 2014 | 4 | H3 | 0% | 100% | 610.8846 | 619.3747 | -8.4901 | 62.7 | -5.5802 | -7.3231 | -8.4901 | -9.5152 | -11.1601
20144 | 2014 | 4 | H4 | 0% | 100% | 627.1281 | 635.6182 | -8.4901 | 62.3 | -5.5802 | -7.3231 | -8.4901 | -9.5152 | -11.1601
20144 | 2014 | 4 | H5 | 0% | 100% | 689.4975 | 697.9876 | -8.4901 | 64.4 | -5.5802 | -7.3231 | -8.4901 | -9.5152 | -11.1601
20144 | 2014 | 4 | H6 | 0% | 100% | 780.7651 | 789.2551 | -8.4901 | 64.6 | -5.5802 | -7.3231 | -8.4901 | -9.5152 | -11.1601
20144 | 2014 | 4 | H7 | 0% | 100% | 842.3971 | 850.8872 | -8.4901 | 65.9 | -5.5802 | -7.3231 | -8.4901 | -9.5152 | -11.1601
20144 | 2014 | 4 | H8 | 0% | 100% | 871.3161 | 879.8062 | -8.4901 | 73.5 | -5.5802 | -7.3231 | -8.4901 | -9.5152 | -11.1601
20144 | 2014 | 4 | H9 | 0% | 100% | 880.3326 | 888.8226 | -8.4901 | 81 | -5.5802 | -7.3231 | -8.4901 | -9.5152 | -11.1601
20144 | 2014 | 4 | H10 | 0% | 100% | 921.1862 | 929.6763 | -8.4901 | 87 | -5.5802 | -7.3231 | -8.4901 | -9.5152 | -11.1601
20144 | 2014 | 4 | H11 | 0% | 100% | 993.2905 | 1001.7806 | -8.4901 | 90.1 | -5.5802 | -7.3231 | -8.4901 | -9.5152 | -11.1601
20144 | 2014 | 4 | H12 | 80.45% | 0% | 1077.0218 | 995.0939 | 81.9279 | 91.9 | 53.8483 | 70.6672 | 81.9279 | 91.8208 | 107.693
20144 | 2014 | 4 | H13 | 80.67% | 0% | 1111.1904 | 1029.0336 | 82.1569 | 93.7 | 53.9988 | 70.8648 | 82.1569 | 92.0774 | 107.994
20144 | 2014 | 4 | H14 | 106% | 0% | 1133.1067 | 1025.1508 | 107.9559 | 92 | 70.9557 | 93.1178 | 107.9559 | 120.9917 | 141.9065
20144 | 2014 | 4 | H15 | 106.5% | 0% | 1216.4536 | 1107.956 | 108.4976 | 90.9 | 71.3117 | 93.5851 | 108.4976 | 121.5989 | 142.6186
20144 | 2014 | 4 | H16 | 124% | 0% | 1299.8365 | 1173.519 | 126.3175 | 89.4 | 83.0241 | 108.9557 | 126.3175 | 141.5705 | 166.0425
20144 | 2014 | 4 | H17 | 106.1% | 0% | 1357.135 | 1249.1334 | 108.0017 | 88.7 | 70.9857 | 93.1573 | 108.0017 | 121.043 | 141.9666
20144 | 2014 | 4 | H18 | 96.24% | 0% | 1326.1981 | 1228.1841 | 98.014 | 87.1 | 64.4212 | 84.5424 | 98.014 | 109.8494 | 128.838
20144 | 2014 | 4 | H19 | 0% | 100% | 1429.701 | 1438.1911 | -8.4901 | 83.4 | -5.5802 | -7.3231 | -8.4901 | -9.5152 | -11.1601
20144 | 2014 | 4 | H20 | 0% | 100% | 1468.1152 | 1476.6052 | -8.4901 | 78.4 | -5.5802 | -7.3231 | -8.4901 | -9.5152 | -11.1601
20144 | 2014 | 4 | H21 | 0% | 100% | 1295.2032 | 1303.6933 | -8.4901 | 75.5 | -5.5802 | -7.3231 | -8.4901 | -9.5152 | -11.1601
20144 | 2014 | 4 | H22 | 0% | 100% | 1079.1651 | 1087.6551 | -8.4901 | 70 | -5.5802 | -7.3231 | -8.4901 | -9.5152 | -11.1601
20144 | 2014 | 4 | H23 | 0% | 100% | 853.9392 | 862.4293 | -8.4901 | 67.6 | -5.5802 | -7.3231 | -8.4901 | -9.5152 | -11.1601
20144 | 2014 | 4 | H24 | 0% | 100% | 714.4982 | 722.9882 | -8.4901 | 64.6 | -5.5802 | -7.3231 | -8.4901 | -9.5152 | -11.1601
20145 | 2014 | 5 | H1 | 0% | 100% | 667.5617 | 677.3917 | -9.83 | 66.5 | -6.4609 | -8.4789 | -9.83 | -11.017 | -12.9214
20145 | 2014 | 5 | H2 | 0% | 100% | 620.1291 | 629.959 | -9.83 | 66.1 | -6.4609 | -8.4789 | -9.83 | -11.017 | -12.9214
20145 | 2014 | 5 | H3 | 0% | 100% | 592.9275 | 602.7575 | -9.83 | 66.7 | -6.4609 | -8.4789 | -9.83 | -11.017 | -12.9214
20145 | 2014 | 5 | H4 | 0% | 100% | 601.688 | 611.518 | -9.83 | 65.6 | -6.4609 | -8.4789 | -9.83 | -11.017 | -12.9214
20145 | 2014 | 5 | H5 | 0% | 100% | 665.0058 | 674.8358 | -9.83 | 64.5 | -6.4609 | -8.4789 | -9.83 | -11.017 | -12.9214
20145 | 2014 | 5 | H6 | 0% | 100% | 768.2991 | 778.129 | -9.83 | 63.9 | -6.4609 | -8.4789 | -9.83 | -11.017 | -12.9214
20145 | 2014 | 5 | H7 | 0% | 100% | 801.8017 | 811.6317 | -9.83 | 65.7 | -6.4609 | -8.4789 | -9.83 | -11.017 | -12.9214
20145 | 2014 | 5 | H8 | 0% | 100% | 826.39 | 836.22 | -9.83 | 76.5 | -6.4609 | -8.4789 | -9.83 | -11.017 | -12.9214
20145 | 2014 | 5 | H9 | 0% | 100% | 902.8489 | 912.6789 | -9.83 | 84.8 | -6.4609 | -8.4789 | -9.83 | -11.017 | -12.9214
20145 | 2014 | 5 | H10 | 0% | 100% | 1033.1669 | 1042.9969 | -9.83 | 91.6 | -6.4609 | -8.4789 | -9.83 | -11.017 | -12.9214
20145 | 2014 | 5 | H11 | 0% | 100% | 1136.6759 | 1146.5059 | -9.83 | 95.1 | -6.4609 | -8.4789 | -9.83 | -11.017 | -12.9214
20145 | 2014 | 5 | H12 | 80.45% | 0% | 1243.3165 | 1148.4585 | 94.858 | 95.1 | 62.3469 | 81.8202 | 94.858 | 106.3123 | 124.6895
20145 | 2014 | 5 | H13 | 80.67% | 0% | 1336.3066 | 1241.1834 | 95.1232 | 93.9 | 62.5211 | 82.0489 | 95.1232 | 106.6094 | 125.038
20145 | 2014 | 5 | H14 | 106% | 0% | 1398.7926 | 1273.7987 | 124.9939 | 94.1 | 82.1541 | 107.8141 | 124.9939 | 140.0871 | 164.3027
20145 | 2014 | 5 | H15 | 106.5% | 0% | 1535.1938 | 1409.5727 | 125.6211 | 92.4 | 82.5664 | 108.3551 | 125.6211 | 140.7901 | 165.1272
20145 | 2014 | 5 | H16 | 124% | 0% | 1585.8073 | 1439.5539 | 146.2534 | 90.9 | 96.1272 | 126.1515 | 146.2534 | 163.9137 | 192.248
20145 | 2014 | 5 | H17 | 106.1% | 0% | 1629.6579 | 1504.611 | 125.0469 | 90 | 82.189 | 107.8598 | 125.0469 | 140.1465 | 164.3724
20145 | 2014 | 5 | H18 | 96.24% | 0% | 1609.0932 | 1495.6102 | 113.483 | 86.5 | 74.5884 | 97.8852 | 113.483 | 127.1862 | 149.1717
20145 | 2014 | 5 | H19 | 0% | 100% | 1613.5476 | 1623.3776 | -9.83 | 82.1 | -6.4609 | -8.4789 | -9.83 | -11.017 | -12.9214
20145 | 2014 | 5 | H20 | 0% | 100% | 1641.3857 | 1651.2157 | -9.83 | 77 | -6.4609 | -8.4789 | -9.83 | -11.017 | -12.9214
20145 | 2014 | 5 | H21 | 0% | 100% | 1490.8161 | 1500.6461 | -9.83 | 73 | -6.4609 | -8.4789 | -9.83 | -11.017 | -12.9214
20145 | 2014 | 5 | H22 | 0% | 100% | 1225.4633 | 1235.2933 | -9.83 | 72.1 | -6.4609 | -8.4789 | -9.83 | -11.017 | -12.9214
20145 | 2014 | 5 | H23 | 0% | 100% | 984.6621 | 994.4921 | -9.83 | 69.3 | -6.4609 | -8.4789 | -9.83 | -11.017 | -12.9214
20145 | 2014 | 5 | H24 | 0% | 100% | 810.0912 | 819.9211 | -9.83 | 67.1 | -6.4609 | -8.4789 | -9.83 | -11.017 | -12.9214
20146 | 2014 | 6 | H1 | 0% | 100% | 678.7698 | 688.6478 | -9.878 | 70.5 | -6.4925 | -8.5203 | -9.878 | -11.0708 | -12.9845
20146 | 2014 | 6 | H2 | 0% | 100% | 636.5057 | 646.3837 | -9.878 | 69.8 | -6.4925 | -8.5203 | -9.878 | -11.0708 | -12.9845
20146 | 2014 | 6 | H3 | 0% | 100% | 609.6083 | 619.4863 | -9.878 | 67.3 | -6.4925 | -8.5203 | -9.878 | -11.0708 | -12.9845
20146 | 2014 | 6 | H4 | 0% | 100% | 615.2951 | 625.1731 | -9.878 | 66.1 | -6.4925 | -8.5203 | -9.878 | -11.0708 | -12.9845
20146 | 2014 | 6 | H5 | 0% | 100% | 678.9278 | 688.8058 | -9.878 | 65.8 | -6.4925 | -8.5203 | -9.878 | -11.0708 | -12.9845
20146 | 2014 | 6 | H6 | 0% | 100% | 747.0735 | 756.9515 | -9.878 | 65.7 | -6.4925 | -8.5203 | -9.878 | -11.0708 | -12.9845
20146 | 2014 | 6 | H7 | 0% | 100% | 808.7232 | 818.6011 | -9.878 | 71.3 | -6.4925 | -8.5203 | -9.878 | -11.0708 | -12.9845
20146 | 2014 | 6 | H8 | 0% | 100% | 865.4164 | 875.2944 | -9.878 | 78.2 | -6.4925 | -8.5203 | -9.878 | -11.0708 | -12.9845
20146 | 2014 | 6 | H9 | 0% | 100% | 943.0856 | 952.9636 | -9.878 | 84 | -6.4925 | -8.5203 | -9.878 | -11.0708 | -12.9845
20146 | 2014 | 6 | H10 | 0% | 100% | 1030.1891 | 1040.0671 | -9.878 | 90.4 | -6.4925 | -8.5203 | -9.878 | -11.0708 | -12.9845
20146 | 2014 | 6 | H11 | 0% | 100% | 1137.6168 | 1147.4948 | -9.878 | 92.7 | -6.4925 | -8.5203 | -9.878 | -11.0708 | -12.9845
20146 | 2014 | 6 | H12 | 80.45% | 0% | 1238.2376 | 1142.9163 | 95.3213 | 93.6 | 62.6514 | 82.2198 | 95.3213 | 106.8315 | 125.2985
20146 | 2014 | 6 | H13 | 80.67% | 0% | 1318.2968 | 1222.7091 | 95.5877 | 93.3 | 62.8265 | 82.4496 | 95.5877 | 107.1301 | 125.6487
20146 | 2014 | 6 | H14 | 106% | 0% | 1361.1843 | 1235.58 | 125.6043 | 93.3 | 82.5553 | 108.3406 | 125.6043 | 140.7712 | 165.1051
20146 | 2014 | 6 | H15 | 106.5% | 0% | 1477.6824 | 1351.4478 | 126.2346 | 94.7 | 82.9696 | 108.8842 | 126.2346 | 141.4776 | 165.9336
20146 | 2014 | 6 | H16 | 124% | 0% | 1561.5572 | 1414.5896 | 146.9676 | 95.4 | 96.5967 | 126.7675 | 146.9676 | 164.7142 | 193.1868
20146 | 2014 | 6 | H17 | 106.1% | 0% | 1605.467 | 1479.8094 | 125.6576 | 94.1 | 82.5903 | 108.3865 | 125.6576 | 140.8309 | 165.1751
20146 | 2014 | 6 | H18 | 96.24% | 0% | 1630.163 | 1516.1258 | 114.0372 | 92.5 | 74.9526 | 98.3632 | 114.0372 | 127.8073 | 149.9002
20146 | 2014 | 6 | H19 | 0% | 100% | 1654.0309 | 1663.9088 | -9.878 | 86.1 | -6.4925 | -8.5203 | -9.878 | -11.0708 | -12.9845
20146 | 2014 | 6 | H20 | 0% | 100% | 1691.8512 | 1701.7291 | -9.878 | 81.2 | -6.4925 | -8.5203 | -9.878 | -11.0708 | -12.9845
20146 | 2014 | 6 | H21 | 0% | 100% | 1577.3656 | 1587.2436 | -9.878 | 77.6 | -6.4925 | -8.5203 | -9.878 | -11.0708 | -12.9845
20146 | 2014 | 6 | H22 | 0% | 100% | 1388.168 | 1398.046 | -9.878 | 76 | -6.4925 | -8.5203 | -9.878 | -11.0708 | -12.9845
20146 | 2014 | 6 | H23 | 0% | 100% | 1153.0746 | 1162.9526 | -9.878 | 72.8 | -6.4925 | -8.5203 | -9.878 | -11.0708 | -12.9845
20146 | 2014 | 6 | H24 | 0% | 100% | 980.8309 | 990.7089 | -9.878 | 70.5 | -6.4925 | -8.5203 | -9.878 | -11.0708 | -12.9845
20146 | 2014 | 6 | H1 | 0% | 100% | 998.8373 | 1008.7153 | -9.878 | 73.3 | -6.4925 | -8.5203 | -9.878 | -11.0708 | -12.9845
20147 | 2014 | 7 | H2 | 0% | 100% | 893.0773 | 903.9857 | -10.9084 | 73.6 | -7.1697 | -9.4091 | -10.9084 | -12.2256 | -14.3389
20147 | 2014 | 7 | H3 | 0% | 100% | 849.6861 | 860.5945 | -10.9084 | 73.5 | -7.1697 | -9.4091 | -10.9084 | -12.2256 | -14.3389
20147 | 2014 | 7 | H4 | 0% | 100% | 819.9616 | 830.87 | -10.9084 | 73.8 | -7.1697 | -9.4091 | -10.9084 | -12.2256 | -14.3389
20147 | 2014 | 7 | H5 | 0% | 100% | 847.9562 | 858.8646 | -10.9084 | 74.8 | -7.1697 | -9.4091 | -10.9084 | -12.2256 | -14.3389
20147 | 2014 | 7 | H6 | 0% | 100% | 880.6614 | 891.5698 | -10.9084 | 75.4 | -7.1697 | -9.4091 | -10.9084 | -12.2256 | -14.3389
20147 | 2014 | 7 | H7 | 0% | 100% | 981.8391 | 992.7474 | -10.9084 | 77.1 | -7.1697 | -9.4091 | -10.9084 | -12.2256 | -14.3389
20147 | 2014 | 7 | H8 | 0% | 100% | 1041.6378 | 1052.5462 | -10.9084 | 79.6 | -7.1697 | -9.4091 | -10.9084 | -12.2256 | -14.3389
20147 | 2014 | 7 | H9 | 0% | 100% | 1102.4981 | 1113.4065 | -10.9084 | 84.8 | -7.1697 | -9.4091 | -10.9084 | -12.2256 | -14.3389
20147 | 2014 | 7 | H10 | 0% | 100% | 1195.2499 | 1206.1583 | -10.9084 | 89.8 | -7.1697 | -9.4091 | -10.9084 | -12.2256 | -14.3389
20147 | 2014 | 7 | H11 | 0% | 100% | 1268.6483 | 1279.5567 | -10.9084 | 95.6 | -7.1697 | -9.4091 | -10.9084 | -12.2256 | -14.3389
20147 | 2014 | 7 | H12 | 80.45% | 0% | 1404.4427 | 1299.1782 | 105.2644 | 98.5 | 69.1866 | 90.7963 | 105.2644 | 117.9753 | 138.3686
20147 | 2014 | 7 | H13 | 80.67% | 0% | 1591.2822 | 1485.7235 | 105.5586 | 100.6 | 69.38 | 91.0501 | 105.5586 | 118.305 | 138.7553
20147 | 2014 | 7 | H14 | 106% | 0% | 1683.3837 | 1544.6773 | 138.7064 | 99.8 | 91.1669 | 119.6418 | 138.7064 | 155.4554 | 182.3275
20147 | 2014 | 7 | H15 | 106.5% | 0% | 1650.0396 | 1510.6372 | 139.4024 | 97 | 91.6243 | 120.2422 | 139.4024 | 156.2355 | 183.2425
20147 | 2014 | 7 | H16 | 124% | 0% | 1635.263 | 1472.9649 | 162.2981 | 91.8 | 106.6729 | 139.9909 | 162.2981 | 181.8959 | 213.3385
20147 | 2014 | 7 | H17 | 106.1% | 0% | 1715.0129 | 1576.2478 | 138.7652 | 88.7 | 91.2055 | 119.6925 | 138.7652 | 155.5213 | 182.4048
20147 | 2014 | 7 | H18 | 96.24% | 0% | 1774.3275 | 1648.3949 | 125.9326 | 87.1 | 82.7711 | 108.6237 | 125.9326 | 141.1392 | 165.5366
20147 | 2014 | 7 | H19 | 0% | 100% | 1799.8535 | 1810.7618 | -10.9084 | 86.3 | -7.1697 | -9.4091 | -10.9084 | -12.2256 | -14.3389
20147 | 2014 | 7 | H20 | 0% | 100% | 1914.7969 | 1925.7052 | -10.9084 | 81.3 | -7.1697 | -9.4091 | -10.9084 | -12.2256 | -14.3389
20147 | 2014 | 7 | H21 | 0% | 100% | 1773.2706 | 1784.1789 | -10.9084 | 78.3 | -7.1697 | -9.4091 | -10.9084 | -12.2256 | -14.3389
20147 | 2014 | 7 | H22 | 0% | 100% | 1526.6483 | 1537.5567 | -10.9084 | 77.2 | -7.1697 | -9.4091 | -10.9084 | -12.2256 | -14.3389
20147 | 2014 | 7 | H23 | 0% | 100% | 1273.8513 | 1284.7597 | -10.9084 | 76.2 | -7.1697 | -9.4091 | -10.9084 | -12.2256 | -14.3389
20147 | 2014 | 7 | H24 | 0% | 100% | 1118.9985 | 1129.9069 | -10.9084 | 75.8 | -7.1697 | -9.4091 | -10.9084 | -12.2256 | -14.3389
20148 | 2014 | 8 | H1 | 0% | 100% | 790.3297 | 801.3226 | -10.993 | 72.1 | -7.2253 | -9.482 | -10.993 | -12.3204 | -14.4501
20148 | 2014 | 8 | H2 | 0% | 100% | 731.2288 | 742.2217 | -10.993 | 71.9 | -7.2253 | -9.482 | -10.993 | -12.3204 | -14.4501
20148 | 2014 | 8 | H3 | 0% | 100% | 709.7444 | 720.7374 | -10.993 | 71.2 | -7.2253 | -9.482 | -10.993 | -12.3204 | -14.4501
20148 | 2014 | 8 | H4 | 0% | 100% | 712.8649 | 723.8579 | -10.993 | 70.7 | -7.2253 | -9.482 | -10.993 | -12.3204 | -14.4501
20148 | 2014 | 8 | H5 | 0% | 100% | 751.6354 | 762.6284 | -10.993 | 70.8 | -7.2253 | -9.482 | -10.993 | -12.3204 | -14.4501
20148 | 2014 | 8 | H6 | 0% | 100% | 830.4839 | 841.4768 | -10.993 | 71.2 | -7.2253 | -9.482 | -10.993 | -12.3204 | -14.4501
20148 | 2014 | 8 | H7 | 0% | 100% | 851.2117 | 862.2047 | -10.993 | 71.5 | -7.2253 | -9.482 | -10.993 | -12.3204 | -14.4501
20148 | 2014 | 8 | H8 | 0% | 100% | 893.7235 | 904.7165 | -10.993 | 74.7 | -7.2253 | -9.482 | -10.993 | -12.3204 | -14.4501
20148 | 2014 | 8 | H9 | 0% | 100% | 998.1251 | 1009.118 | -10.993 | 79.3 | -7.2253 | -9.482 | -10.993 | -12.3204 | -14.4501
20148 | 2014 | 8 | H10 | 0% | 100% | 1141.3813 | 1152.3742 | -10.993 | 85.7 | -7.2253 | -9.482 | -10.993 | -12.3204 | -14.4501
20148 | 2014 | 8 | H11 | 0% | 100% | 1310.6883 | 1321.6812 | -10.993 | 88.4 | -7.2253 | -9.482 | -10.993 | -12.3204 | -14.4501
20148 | 2014 | 8 | H12 | 80.45% | 0% | 1461.6973 | 1355.6167 | 106.0805 | 90.9 | 69.723 | 91.5002 | 106.0805 | 118.8899 | 139.4413
20148 | 2014 | 8 | H13 | 80.67% | 0% | 1536.0002 | 1429.6231 | 106.377 | 90.3 | 69.9179 | 91.756 | 106.377 | 119.2222 | 139.8311
20148 | 2014 | 8 | H14 | 106% | 0% | 1609.4909 | 1469.7092 | 139.7817 | 89.3 | 91.8737 | 120.5693 | 139.7817 | 156.6606 | 183.7411
20148 | 2014 | 8 | H15 | 106.5% | 0% | 1671.8638 | 1531.3806 | 140.4831 | 87.8 | 92.3347 | 121.1744 | 140.4831 | 157.4467 | 184.6631
20148 | 2014 | 8 | H16 | 124% | 0% | 1708.3803 | 1544.8239 | 163.5563 | 87.3 | 107.4999 | 141.0762 | 163.5563 | 183.306 | 214.9925
20148 | 2014 | 8 | H17 | 106.1% | 0% | 1734.8283 | 1594.9874 | 139.841 | 85.5 | 91.9126 | 120.6204 | 139.841 | 156.727 | 183.8189
20148 | 2014 | 8 | H18 | 96.24% | 0% | 1695.6947 | 1568.7857 | 126.9089 | 83.5 | 83.4128 | 109.4658 | 126.9089 | 142.2334 | 166.82
20148 | 2014 | 8 | H19 | 0% | 100% | 1680.9852 | 1691.9781 | -10.993 | 81.2 | -7.2253 | -9.482 | -10.993 | -12.3204 | -14.4501
20148 | 2014 | 8 | H20 | 0% | 100% | 1657.1886 | 1668.1816 | -10.993 | 78.8 | -7.2253 | -9.482 | -10.993 | -12.3204 | -14.4501
20148 | 2014 | 8 | H21 | 0% | 100% | 1571.0577 | 1582.0507 | -10.993 | 77.4 | -7.2253 | -9.482 | -10.993 | -12.3204 | -14.4501
20148 | 2014 | 8 | H22 | 0% | 100% | 1407.084 | 1418.077 | -10.993 | 75.7 | -7.2253 | -9.482 | -10.993 | -12.3204 | -14.4501
20148 | 2014 | 8 | H23 | 0% | 100% | 1189.6246 | 1200.6176 | -10.993 | 74.3 | -7.2253 | -9.482 | -10.993 | -12.3204 | -14.4501
20148 | 2014 | 8 | H24 | 0% | 100% | 1002.7072 | 1013.7002 | -10.993 | 73 | -7.2253 | -9.482 | -10.993 | -12.3204 | -14.4501
20149 | 2014 | 9 | H1 | 0% | 100% | 979.9309 | 991.0912 | -11.1603 | 76.4 | -7.3353 | -9.6264 | -11.1603 | -12.508 | -14.6701
20149 | 2014 | 9 | H2 | 0% | 100% | 907.359 | 918.5193 | -11.1603 | 75.7 | -7.3353 | -9.6264 | -11.1603 | -12.508 | -14.6701
20149 | 2014 | 9 | H3 | 0% | 100% | 871.7395 | 882.8999 | -11.1603 | 75.5 | -7.3353 | -9.6264 | -11.1603 | -12.508 | -14.6701
20149 | 2014 | 9 | H4 | 0% | 100% | 869.2075 | 880.3678 | -11.1603 | 74.9 | -7.3353 | -9.6264 | -11.1603 | -12.508 | -14.6701
20149 | 2014 | 9 | H5 | 0% | 100% | 903.2122 | 914.3726 | -11.1603 | 74.6 | -7.3353 | -9.6264 | -11.1603 | -12.508 | -14.6701
20149 | 2014 | 9 | H6 | 0% | 100% | 977.2062 | 988.3665 | -11.1603 | 74.8 | -7.3353 | -9.6264 | -11.1603 | -12.508 | -14.6701
20149 | 2014 | 9 | H7 | 0% | 100% | 952.4047 | 963.565 | -11.1603 | 75.4 | -7.3353 | -9.6264 | -11.1603 | -12.508 | -14.6701
20149 | 2014 | 9 | H8 | 0% | 100% | 1000.5347 | 1011.6951 | -11.1603 | 80.8 | -7.3353 | -9.6264 | -11.1603 | -12.508 | -14.6701
20149 | 2014 | 9 | H9 | 0% | 100% | 1107.431 | 1118.5913 | -11.1603 | 86.6 | -7.3353 | -9.6264 | -11.1603 | -12.508 | -14.6701
20149 | 2014 | 9 | H10 | 0% | 100% | 1221.5715 | 1232.7318 | -11.1603 | 91.5 | -7.3353 | -9.6264 | -11.1603 | -12.508 | -14.6701
20149 | 2014 | 9 | H11 | 0% | 100% | 1335.6348 | 1346.7951 | -11.1603 | 95.9 | -7.3353 | -9.6264 | -11.1603 | -12.508 | -14.6701
20149 | 2014 | 9 | H12 | 80.45% | 0% | 1477.6998 | 1370.0041 | 107.6958 | 98.6 | 70.7847 | 92.8935 | 107.6958 | 120.7002 | 141.5645
20149 | 2014 | 9 | H13 | 80.67% | 0% | 1534.1846 | 1426.1878 | 107.9968 | 96.3 | 70.9825 | 93.1531 | 107.9968 | 121.0375 | 141.9602
20149 | 2014 | 9 | H14 | 106% | 0% | 1609.0071 | 1467.097 | 141.9101 | 93.6 | 93.2726 | 122.4052 | 141.9101 | 159.046 | 186.5388
20149 | 2014 | 9 | H15 | 106.5% | 0% | 1701.701 | 1559.0787 | 142.6222 | 93.7 | 93.7406 | 123.0194 | 142.6222 | 159.8441 | 187.4749
20149 | 2014 | 9 | H16 | 124% | 0% | 1750.196 | 1584.1493 | 166.0467 | 92.5 | 109.1367 | 143.2243 | 166.0467 | 186.0972 | 218.2661
20149 | 2014 | 9 | H17 | 106.1% | 0% | 1792.5197 | 1650.5494 | 141.9703 | 90.8 | 93.3121 | 122.4571 | 141.9703 | 159.1134 | 186.6179
20149 | 2014 | 9 | H18 | 96.24% | 0% | 1754.9396 | 1626.0983 | 128.8413 | 88.8 | 84.6829 | 111.1326 | 128.8413 | 144.3991 | 169.3601
20149 | 2014 | 9 | H19 | 0% | 100% | 1728.6792 | 1739.8396 | -11.1603 | 85.4 | -7.3353 | -9.6264 | -11.1603 | -12.508 | -14.6701
20149 | 2014 | 9 | H20 | 0% | 100% | 1704.7812 | 1715.9416 | -11.1603 | 81.6 | -7.3353 | -9.6264 | -11.1603 | -12.508 | -14.6701
20149 | 2014 | 9 | H21 | 0% | 100% | 1545.1814 | 1556.3418 | -11.1603 | 80.3 | -7.3353 | -9.6264 | -11.1603 | -12.508 | -14.6701
20149 | 2014 | 9 | H22 | 0% | 100% | 1304.2263 | 1315.3866 | -11.1603 | 78.1 | -7.3353 | -9.6264 | -11.1603 | -12.508 | -14.6701
20149 | 2014 | 9 | H23 | 0% | 100% | 1049.2763 | 1060.4366 | -11.1603 | 76.1 | -7.3353 | -9.6264 | -11.1603 | -12.508 | -14.6701
20149 | 2014 | 9 | H24 | 0% | 100% | 861.8749 | 873.0353 | -11.1603 | 75.3 | -7.3353 | -9.6264 | -11.1603 | -12.508 | -14.6701
201410 | 2014 | 10 | H1 | 0% | 100% | 755.7304 | 765.6286 | -9.8982 | 65.8 | -6.5057 | -8.5377 | -9.8982 | -11.0934 | -13.011
201410 | 2014 | 10 | H2 | 0% | 100% | 713.0991 | 722.9973 | -9.8982 | 64.1 | -6.5057 | -8.5377 | -9.8982 | -11.0934 | -13.011
201410 | 2014 | 10 | H3 | 0% | 100% | 693.2137 | 703.1119 | -9.8982 | 64 | -6.5057 | -8.5377 | -9.8982 | -11.0934 | -13.011
201410 | 2014 | 10 | H4 | 0% | 100% | 706.1656 | 716.0638 | -9.8982 | 63 | -6.5057 | -8.5377 | -9.8982 | -11.0934 | -13.011
201410 | 2014 | 10 | H5 | 0% | 100% | 769.9367 | 779.8349 | -9.8982 | 62.5 | -6.5057 | -8.5377 | -9.8982 | -11.0934 | -13.011
201410 | 2014 | 10 | H6 | 0% | 100% | 874.0912 | 883.9893 | -9.8982 | 62.6 | -6.5057 | -8.5377 | -9.8982 | -11.0934 | -13.011
201410 | 2014 | 10 | H7 | 0% | 100% | 904.224 | 914.1222 | -9.8982 | 61.7 | -6.5057 | -8.5377 | -9.8982 | -11.0934 | -13.011
201410 | 2014 | 10 | H8 | 0% | 100% | 944.681 | 954.5792 | -9.8982 | 69.6 | -6.5057 | -8.5377 | -9.8982 | -11.0934 | -13.011
201410 | 2014 | 10 | H9 | 0% | 100% | 980.4042 | 990.3024 | -9.8982 | 79.5 | -6.5057 | -8.5377 | -9.8982 | -11.0934 | -13.011
201410 | 2014 | 10 | H10 | 0% | 100% | 1048.6055 | 1058.5036 | -9.8982 | 86.4 | -6.5057 | -8.5377 | -9.8982 | -11.0934 | -13.011
201410 | 2014 | 10 | H11 | 0% | 100% | 1155.5463 | 1165.4444 | -9.8982 | 91 | -6.5057 | -8.5377 | -9.8982 | -11.0934 | -13.011
201410 | 2014 | 10 | H12 | 80.45% | 0% | 1277.8151 | 1182.2992 | 95.5159 | 93.8 | 62.7792 | 82.3876 | 95.5159 | 107.0496 | 125.5542
201410 | 2014 | 10 | H13 | 80.67% | 0% | 1355.5117 | 1259.7288 | 95.7828 | 94.4 | 62.9547 | 82.6179 | 95.7828 | 107.3488 | 125.9052
201410 | 2014 | 10 | H14 | 106% | 0% | 1420.7909 | 1294.9302 | 125.8607 | 91.8 | 82.7239 | 108.5617 | 125.8607 | 141.0586 | 165.4421
201410 | 2014 | 10 | H15 | 106.5% | 0% | 1517.5839 | 1391.0916 | 126.4923 | 90 | 83.139 | 109.1065 | 126.4923 | 141.7664 | 166.2723
201410 | 2014 | 10 | H16 | 124% | 0% | 1575.6284 | 1428.3607 | 147.2676 | 88.4 | 96.7939 | 127.0263 | 147.2676 | 165.0504 | 193.5812
201410 | 2014 | 10 | H17 | 106.1% | 0% | 1631.2912 | 1505.3772 | 125.9141 | 86.9 | 82.7589 | 108.6077 | 125.9141 | 141.1184 | 165.5122
201410 | 2014 | 10 | H18 | 96.24% | 0% | 1660.1348 | 1545.8648 | 114.2699 | 83.1 | 75.1057 | 98.564 | 114.2699 | 128.0682 | 150.2062
201410 | 2014 | 10 | H19 | 0% | 100% | 1771.0797 | 1780.9779 | -9.8982 | 77 | -6.5057 | -8.5377 | -9.8982 | -11.0934 | -13.011
201410 | 2014 | 10 | H20 | 0% | 100% | 1675.1338 | 1685.032 | -9.8982 | 72.7 | -6.5057 | -8.5377 | -9.8982 | -11.0934 | -13.011
201410 | 2014 | 10 | H21 | 0% | 100% | 1481.5273 | 1491.4254 | -9.8982 | 70.2 | -6.5057 | -8.5377 | -9.8982 | -11.0934 | -13.011
201410 | 2014 | 10 | H22 | 0% | 100% | 1247.0624 | 1256.9605 | -9.8982 | 67.8 | -6.5057 | -8.5377 | -9.8982 | -11.0934 | -13.011
201410 | 2014 | 10 | H23 | 0% | 100% | 1020.8921 | 1030.7903 | -9.8982 | 66.7 | -6.5057 | -8.5377 | -9.8982 | -11.0934 | -13.011
201411 | 2014 | 11 | H24 | 0% | 100% | 870.0913 | 877.0317 | -6.9404 | 64.5 | -4.5617 | -5.9865 | -6.9404 | -7.7785 | -9.123
201411 | 2014 | 11 | H1 | 0% | 100% | 681.1597 | 688.1001 | -6.9404 | 65.8 | -4.5617 | -5.9865 | -6.9404 | -7.7785 | -9.123
201411 | 2014 | 11 | H2 | 0% | 100% | 619.0372 | 625.9776 | -6.9404 | 65.4 | -4.5617 | -5.9865 | -6.9404 | -7.7785 | -9.123
201411 | 2014 | 11 | H3 | 0% | 100% | 596.1058 | 603.0462 | -6.9404 | 65.3 | -4.5617 | -5.9865 | -6.9404 | -7.7785 | -9.123
201411 | 2014 | 11 | H4 | 0% | 100% | 585.9051 | 592.8455 | -6.9404 | 64.5 | -4.5617 | -5.9865 | -6.9404 | -7.7785 | -9.123
201411 | 2014 | 11 | H5 | 0% | 100% | 604.81 | 611.7504 | -6.9404 | 63.3 | -4.5617 | -5.9865 | -6.9404 | -7.7785 | -9.123
201411 | 2014 | 11 | H6 | 0% | 100% | 676.2477 | 683.1881 | -6.9404 | 61.8 | -4.5617 | -5.9865 | -6.9404 | -7.7785 | -9.123
201411 | 2014 | 11 | H7 | 0% | 100% | 798.862 | 805.8024 | -6.9404 | 64.4 | -4.5617 | -5.9865 | -6.9404 | -7.7785 | -9.123
201411 | 2014 | 11 | H8 | 0% | 100% | 826.7759 | 833.7163 | -6.9404 | 65.1 | -4.5617 | -5.9865 | -6.9404 | -7.7785 | -9.123
201411 | 2014 | 11 | H9 | 0% | 100% | 806.2036 | 813.144 | -6.9404 | 71.7 | -4.5617 | -5.9865 | -6.9404 | -7.7785 | -9.123
201411 | 2014 | 11 | H10 | 0% | 100% | 790.8123 | 797.7527 | -6.9404 | 78.8 | -4.5617 | -5.9865 | -6.9404 | -7.7785 | -9.123
201411 | 2014 | 11 | H11 | 0% | 100% | 823.203 | 830.1434 | -6.9404 | 81.9 | -4.5617 | -5.9865 | -6.9404 | -7.7785 | -9.123
201411 | 2014 | 11 | H12 | 80.45% | 0% | 847.0416 | 780.0678 | 66.9739 | 85.9 | 44.0196 | 57.7686 | 66.9739 | 75.0611 | 88.0362
201411 | 2014 | 11 | H13 | 80.67% | 0% | 875.5711 | 808.4101 | 67.1611 | 87.8 | 44.1426 | 57.9301 | 67.1611 | 75.2709 | 88.2823
201411 | 2014 | 11 | H14 | 106% | 0% | 906.7332 | 818.4821 | 88.2511 | 87.7 | 58.0044 | 76.1214 | 88.2511 | 98.9076 | 116.0048
201411 | 2014 | 11 | H15 | 106.5% | 0% | 919.0724 | 830.3784 | 88.6939 | 87.6 | 58.2954 | 76.5034 | 88.6939 | 99.4039 | 116.5869
201411 | 2014 | 11 | H16 | 124% | 0% | 972.5124 | 869.2512 | 103.2612 | 85.8 | 67.87 | 89.0684 | 103.2612 | 115.7301 | 135.7354
201411 | 2014 | 11 | H17 | 106.1% | 0% | 1091.2111 | 1002.9226 | 88.2885 | 83.2 | 58.029 | 76.1536 | 88.2885 | 98.9495 | 116.054
201411 | 2014 | 11 | H18 | 96.24% | 0% | 1353.5037 | 1273.3799 | 80.1239 | 77.6 | 52.6626 | 69.1112 | 80.1239 | 89.799 | 105.3217
201411 | 2014 | 11 | H19 | 0% | 100% | 1422.4526 | 1429.393 | -6.9404 | 72.7 | -4.5617 | -5.9865 | -6.9404 | -7.7785 | -9.123
201411 | 2014 | 11 | H20 | 0% | 100% | 1368.0399 | 1374.9803 | -6.9404 | 71 | -4.5617 | -5.9865 | -6.9404 | -7.7785 | -9.123
201411 | 2014 | 11 | H21 | 0% | 100% | 1287.4341 | 1294.3744 | -6.9404 | 67.6 | -4.5617 | -5.9865 | -6.9404 | -7.7785 | -9.123
201411 | 2014 | 11 | H22 | 0% | 100% | 1127.3234 | 1134.2638 | -6.9404 | 66 | -4.5617 | -5.9865 | -6.9404 | -7.7785 | -9.123
201411 | 2014 | 11 | H23 | 0% | 100% | 947.2181 | 954.1585 | -6.9404 | 64.9 | -4.5617 | -5.9865 | -6.9404 | -7.7785 | -9.123
201411 | 2014 | 11 | H24 | 0% | 100% | 783.9923 | 790.9327 | -6.9404 | 63.2 | -4.5617 | -5.9865 | -6.9404 | -7.7785 | -9.123
201412 | 2014 | 12 | H1 | 0% | 100% | 728.0477 | 734.0714 | -6.0237 | 57.6 | -3.9592 | -5.1958 | -6.0237 | -6.7511 | -7.9181
201412 | 2014 | 12 | H2 | 0% | 100% | 651.7955 | 657.8192 | -6.0237 | 56.5 | -3.9592 | -5.1958 | -6.0237 | -6.7511 | -7.9181
201412 | 2014 | 12 | H3 | 0% | 100% | 621.3907 | 627.4144 | -6.0237 | 56 | -3.9592 | -5.1958 | -6.0237 | -6.7511 | -7.9181
201412 | 2014 | 12 | H4 | 0% | 100% | 624.0464 | 630.0701 | -6.0237 | 56.6 | -3.9592 | -5.1958 | -6.0237 | -6.7511 | -7.9181
201412 | 2014 | 12 | H5 | 0% | 100% | 644.9461 | 650.9698 | -6.0237 | 56.1 | -3.9592 | -5.1958 | -6.0237 | -6.7511 | -7.9181
201412 | 2014 | 12 | H6 | 0% | 100% | 747.0485 | 753.0722 | -6.0237 | 56.5 | -3.9592 | -5.1958 | -6.0237 | -6.7511 | -7.9181
201412 | 2014 | 12 | H7 | 0% | 100% | 946.4572 | 952.4809 | -6.0237 | 55.3 | -3.9592 | -5.1958 | -6.0237 | -6.7511 | -7.9181
201412 | 2014 | 12 | H8 | 0% | 100% | 980.3472 | 986.3709 | -6.0237 | 55.3 | -3.9592 | -5.1958 | -6.0237 | -6.7511 | -7.9181
201412 | 2014 | 12 | H9 | 0% | 100% | 880.9397 | 886.9634 | -6.0237 | 57.6 | -3.9592 | -5.1958 | -6.0237 | -6.7511 | -7.9181
201412 | 2014 | 12 | H10 | 0% | 100% | 838.6357 | 844.6594 | -6.0237 | 61.9 | -3.9592 | -5.1958 | -6.0237 | -6.7511 | -7.9181
201412 | 2014 | 12 | H11 | 0% | 100% | 797.4701 | 803.4938 | -6.0237 | 66.2 | -3.9592 | -5.1958 | -6.0237 | -6.7511 | -7.9181
201412 | 2014 | 12 | H12 | 80.45% | 0% | 804.4227 | 746.2947 | 58.128 | 72.9 | 38.2055 | 50.1385 | 58.128 | 65.147 | 76.4084
201412 | 2014 | 12 | H13 | 80.67% | 0% | 766.7111 | 708.4207 | 58.2904 | 77.5 | 38.3123 | 50.2787 | 58.2904 | 65.3291 | 76.6219
201412 | 2014 | 12 | H14 | 106% | 0% | 712.4392 | 635.8444 | 76.5949 | 78.2 | 50.3432 | 66.0673 | 76.5949 | 85.8438 | 100.6829
201412 | 2014 | 12 | H15 | 106.5% | 0% | 701.8772 | 624.898 | 76.9792 | 76.3 | 50.5958 | 66.3988 | 76.9792 | 86.2746 | 101.1881
201412 | 2014 | 12 | H16 | 124% | 0% | 737.0359 | 647.4134 | 89.6224 | 73.6 | 58.9057 | 77.3042 | 89.6224 | 100.4445 | 117.8074
201412 | 2014 | 12 | H17 | 106.1% | 0% | 925.5922 | 848.9648 | 76.6274 | 71.3 | 50.3645 | 66.0953 | 76.6274 | 85.8802 | 100.7256
201412 | 2014 | 12 | H18 | 96.24% | 0% | 1397.5443 | 1328.0032 | 69.5411 | 66.1 | 45.7069 | 59.983 | 69.5411 | 77.9383 | 91.4108
201412 | 2014 | 12 | H19 | 0% | 100% | 1531.222 | 1537.2457 | -6.0237 | 62.9 | -3.9592 | -5.1958 | -6.0237 | -6.7511 | -7.9181
201412 | 2014 | 12 | H20 | 0% | 100% | 1557.206 | 1563.2297 | -6.0237 | 60 | -3.9592 | -5.1958 | -6.0237 | -6.7511 | -7.9181
201412 | 2014 | 12 | H21 | 0% | 100% | 1531.995 | 1538.0187 | -6.0237 | 58.1 | -3.9592 | -5.1958 | -6.0237 | -6.7511 | -7.9181
201412 | 2014 | 12 | H22 | 0% | 100% | 1378.0827 | 1384.1065 | -6.0237 | 55.6 | -3.9592 | -5.1958 | -6.0237 | -6.7511 | -7.9181
201412 | 2014 | 12 | H23 | 0% | 100% | 1140.2267 | 1146.2504 | -6.0237 | 55.1 | -3.9592 | -5.1958 | -6.0237 | -6.7511 | -7.9181
201412 | 2014 | 12 | H24 | 0% | 100% | 902.4263 | 908.4501 | -6.0237 | 54.8 | -3.9592 | -5.1958 | -6.0237 | -6.7511 | -7.9181
20151 | 2015 | 1 | H1 | 0% | 100% | 803.1829 | 809.7693 | -6.5864 | 61.1 | -4.329 | -5.6811 | -6.5864 | -7.3817 | -8.6577
20151 | 2015 | 1 | H2 | 0% | 100% | 738.3342 | 744.9206 | -6.5864 | 60.5 | -4.329 | -5.6811 | -6.5864 | -7.3817 | -8.6577
20151 | 2015 | 1 | H3 | 0% | 100% | 722.6717 | 729.2581 | -6.5864 | 60 | -4.329 | -5.6811 | -6.5864 | -7.3817 | -8.6577
20151 | 2015 | 1 | H4 | 0% | 100% | 725.3782 | 731.9646 | -6.5864 | 57.8 | -4.329 | -5.6811 | -6.5864 | -7.3817 | -8.6577
20151 | 2015 | 1 | H5 | 0% | 100% | 759.1363 | 765.7227 | -6.5864 | 56.9 | -4.329 | -5.6811 | -6.5864 | -7.3817 | -8.6577
20151 | 2015 | 1 | H6 | 0% | 100% | 876.1569 | 882.7433 | -6.5864 | 57.3 | -4.329 | -5.6811 | -6.5864 | -7.3817 | -8.6577
20151 | 2015 | 1 | H7 | 0% | 100% | 1068.7067 | 1075.2931 | -6.5864 | 55.5 | -4.329 | -5.6811 | -6.5864 | -7.3817 | -8.6577
20151 | 2015 | 1 | H8 | 0% | 100% | 1105.1298 | 1111.7162 | -6.5864 | 57.8 | -4.329 | -5.6811 | -6.5864 | -7.3817 | -8.6577
20151 | 2015 | 1 | H9 | 0% | 100% | 1024.1814 | 1030.7678 | -6.5864 | 62.5 | -4.329 | -5.6811 | -6.5864 | -7.3817 | -8.6577
20151 | 2015 | 1 | H10 | 0% | 100% | 956.4649 | 963.0513 | -6.5864 | 68.6 | -4.329 | -5.6811 | -6.5864 | -7.3817 | -8.6577
20151 | 2015 | 1 | H11 | 0% | 100% | 871.8514 | 878.4378 | -6.5864 | 74.1 | -4.329 | -5.6811 | -6.5864 | -7.3817 | -8.6577
20151 | 2015 | 1 | H12 | 80.45% | 0% | 880.7913 | 817.2797 | 63.5116 | 78.4 | 41.7439 | 54.7822 | 63.5116 | 71.1807 | 83.4851
20151 | 2015 | 1 | H13 | 80.67% | 0% | 848.9079 | 785.2188 | 63.6891 | 80.9 | 41.8606 | 54.9353 | 63.6891 | 71.3797 | 83.7184
20151 | 2015 | 1 | H14 | 106% | 0% | 805.4222 | 721.7334 | 83.6889 | 81.6 | 55.0058 | 72.1862 | 83.6889 | 93.7944 | 110.0078
20151 | 2015 | 1 | H15 | 106.5% | 0% | 794.4092 | 710.3004 | 84.1088 | 81.1 | 55.2818 | 72.5484 | 84.1088 | 94.2651 | 110.5598
20151 | 2015 | 1 | H16 | 124% | 0% | 843.1416 | 745.2186 | 97.923 | 79 | 64.3614 | 84.4639 | 97.923 | 109.7473 | 128.7184
20151 | 2015 | 1 | H17 | 106.1% | 0% | 983.2348 | 899.5105 | 83.7243 | 76.4 | 55.0291 | 72.2168 | 83.7243 | 93.8342 | 110.0544
20151 | 2015 | 1 | H18 | 96.24% | 0% | 1349.7121 | 1273.7303 | 75.9818 | 72.1 | 49.9402 | 65.5384 | 75.9818 | 85.1567 | 99.877
20151 | 2015 | 1 | H19 | 0% | 100% | 1542.6309 | 1549.2173 | -6.5864 | 67.4 | -4.329 | -5.6811 | -6.5864 | -7.3817 | -8.6577
20151 | 2015 | 1 | H20 | 0% | 100% | 1542.3072 | 1548.8936 | -6.5864 | 63.8 | -4.329 | -5.6811 | -6.5864 | -7.3817 | -8.6577
20151 | 2015 | 1 | H21 | 0% | 100% | 1492.9418 | 1499.5282 | -6.5864 | 62.1 | -4.329 | -5.6811 | -6.5864 | -7.3817 | -8.6577
20151 | 2015 | 1 | H22 | 0% | 100% | 1354.3772 | 1360.9636 | -6.5864 | 61.6 | -4.329 | -5.6811 | -6.5864 | -7.3817 | -8.6577
20151 | 2015 | 1 | H23 | 0% | 100% | 1150.3015 | 1156.8879 | -6.5864 | 61.8 | -4.329 | -5.6811 | -6.5864 | -7.3817 | -8.6577
20151 | 2015 | 1 | H24 | 0% | 100% | 922.8215 | 929.4079 | -6.5864 | 60 | -4.329 | -5.6811 | -6.5864 | -7.3817 | -8.6577
20152 | 2015 | 2 | H1 | 0% | 100% | 676.223 | 682.8016 | -6.5786 | 53.4 | -4.3239 | -5.6744 | -6.5786 | -7.3729 | -8.6474
20152 | 2015 | 2 | H2 | 0% | 100% | 634.7643 | 641.3429 | -6.5786 | 53.2 | -4.3239 | -5.6744 | -6.5786 | -7.3729 | -8.6474
20152 | 2015 | 2 | H3 | 0% | 100% | 625.1194 | 631.698 | -6.5786 | 51.9 | -4.3239 | -5.6744 | -6.5786 | -7.3729 | -8.6474
20152 | 2015 | 2 | H4 | 0% | 100% | 636.8301 | 643.4086 | -6.5786 | 50.8 | -4.3239 | -5.6744 | -6.5786 | -7.3729 | -8.6474
20152 | 2015 | 2 | H5 | 0% | 100% | 699.2782 | 705.8568 | -6.5786 | 52 | -4.3239 | -5.6744 | -6.5786 | -7.3729 | -8.6474
20152 | 2015 | 2 | H6 | 0% | 100% | 763.9221 | 770.5006 | -6.5786 | 51 | -4.3239 | -5.6744 | -6.5786 | -7.3729 | -8.6474
20152 | 2015 | 2 | H7 | 0% | 100% | 887.4845 | 894.0631 | -6.5786 | 49 | -4.3239 | -5.6744 | -6.5786 | -7.3729 | -8.6474
20152 | 2015 | 2 | H8 | 0% | 100% | 1040.29 | 1046.8685 | -6.5786 | 49.3 | -4.3239 | -5.6744 | -6.5786 | -7.3729 | -8.6474
20152 | 2015 | 2 | H9 | 0% | 100% | 1017.4357 | 1024.0142 | -6.5786 | 58.1 | -4.3239 | -5.6744 | -6.5786 | -7.3729 | -8.6474
20152 | 2015 | 2 | H10 | 0% | 100% | 994.4705 | 1001.049 | -6.5786 | 68.7 | -4.3239 | -5.6744 | -6.5786 | -7.3729 | -8.6474
20152 | 2015 | 2 | H11 | 0% | 100% | 940.5333 | 947.1118 | -6.5786 | 73.4 | -4.3239 | -5.6744 | -6.5786 | -7.3729 | -8.6474
20152 | 2015 | 2 | H12 | 80.45% | 0% | 967.8843 | 904.4483 | 63.436 | 77.7 | 41.6943 | 54.717 | 63.436 | 71.096 | 83.3857
20152 | 2015 | 2 | H13 | 80.67% | 0% | 909.6635 | 846.0502 | 63.6133 | 80.5 | 41.8108 | 54.8699 | 63.6133 | 71.2947 | 83.6188
20152 | 2015 | 2 | H14 | 106% | 0% | 854.5716 | 770.9824 | 83.5893 | 80.9 | 54.9403 | 72.1003 | 83.5893 | 93.6828 | 109.8769
20152 | 2015 | 2 | H15 | 106.5% | 0% | 845.1457 | 761.137 | 84.0087 | 80.4 | 55.216 | 72.4621 | 84.0087 | 94.1529 | 110.4283
20152 | 2015 | 2 | H16 | 124% | 0% | 861.087 | 763.2806 | 97.8065 | 77.9 | 64.2848 | 84.3634 | 97.8065 | 109.6167 | 128.5652
20152 | 2015 | 2 | H17 | 106.1% | 0% | 921.7614 | 838.1367 | 83.6247 | 76.5 | 54.9636 | 72.1308 | 83.6247 | 93.7225 | 109.9235
20152 | 2015 | 2 | H18 | 96.24% | 0% | 1137.7636 | 1061.8723 | 75.8914 | 73.9 | 49.8807 | 65.4604 | 75.8914 | 85.0554 | 99.7581
20152 | 2015 | 2 | H19 | 0% | 100% | 1451.5067 | 1458.0853 | -6.5786 | 69.1 | -4.3239 | -5.6744 | -6.5786 | -7.3729 | -8.6474
20152 | 2015 | 2 | H20 | 0% | 100% | 1442.7008 | 1449.2793 | -6.5786 | 63 | -4.3239 | -5.6744 | -6.5786 | -7.3729 | -8.6474
20152 | 2015 | 2 | H21 | 0% | 100% | 1396.6843 | 1403.2628 | -6.5786 | 59.9 | -4.3239 | -5.6744 | -6.5786 | -7.3729 | -8.6474
20152 | 2015 | 2 | H22 | 0% | 100% | 1230.4139 | 1236.9924 | -6.5786 | 57.2 | -4.3239 | -5.6744 | -6.5786 | -7.3729 | -8.6474
20152 | 2015 | 2 | H23 | 0% | 100% | 1007.0914 | 1013.67 | -6.5786 | 55.6 | -4.3239 | -5.6744 | -6.5786 | -7.3729 | -8.6474
20152 | 2015 | 2 | H24 | 0% | 100% | 827.7847 | 834.3633 | -6.5786 | 54.5 | -4.3239 | -5.6744 | -6.5786 | -7.3729 | -8.6474
20153 | 2015 | 3 | H1 | 0% | 100% | 664.8234 | 669.8844 | -5.061 | 57.3 | -3.3264 | -4.3654 | -5.061 | -5.6721 | -6.6526
20153 | 2015 | 3 | H2 | 0% | 100% | 639.2693 | 644.3303 | -5.061 | 55.5 | -3.3264 | -4.3654 | -5.061 | -5.6721 | -6.6526
20153 | 2015 | 3 | H3 | 0% | 100% | 610.4887 | 615.5497 | -5.061 | 54.3 | -3.3264 | -4.3654 | -5.061 | -5.6721 | -6.6526
20153 | 2015 | 3 | H4 | 0% | 100% | 597.2813 | 602.3423 | -5.061 | 53.8 | -3.3264 | -4.3654 | -5.061 | -5.6721 | -6.6526
20153 | 2015 | 3 | H5 | 0% | 100% | 640.3499 | 645.4108 | -5.061 | 52.9 | -3.3264 | -4.3654 | -5.061 | -5.6721 | -6.6526
20153 | 2015 | 3 | H6 | 0% | 100% | 738.8737 | 743.9347 | -5.061 | 52.7 | -3.3264 | -4.3654 | -5.061 | -5.6721 | -6.6526
20153 | 2015 | 3 | H7 | 0% | 100% | 906.2739 | 911.3349 | -5.061 | 52.7 | -3.3264 | -4.3654 | -5.061 | -5.6721 | -6.6526
20153 | 2015 | 3 | H8 | 0% | 100% | 918.0363 | 923.0972 | -5.061 | 58.6 | -3.3264 | -4.3654 | -5.061 | -5.6721 | -6.6526
20153 | 2015 | 3 | H9 | 0% | 100% | 816.2626 | 821.3236 | -5.061 | 67.4 | -3.3264 | -4.3654 | -5.061 | -5.6721 | -6.6526
20153 | 2015 | 3 | H10 | 0% | 100% | 762.6404 | 767.7014 | -5.061 | 74.9 | -3.3264 | -4.3654 | -5.061 | -5.6721 | -6.6526
20153 | 2015 | 3 | H11 | 0% | 100% | 750.605 | 755.666 | -5.061 | 80.9 | -3.3264 | -4.3654 | -5.061 | -5.6721 | -6.6526
20153 | 2015 | 3 | H12 | 80.45% | 0% | 707.0517 | 658.2496 | 48.8021 | 83.4 | 32.0759 | 42.0945 | 48.8021 | 54.695 | 64.1497
20153 | 2015 | 3 | H13 | 80.67% | 0% | 682.7832 | 633.8447 | 48.9385 | 84.9 | 32.1656 | 42.2121 | 48.9385 | 54.8479 | 64.329
20153 | 2015 | 3 | H14 | 106% | 0% | 658.2084 | 593.9021 | 64.3063 | 84.8 | 42.2663 | 55.4676 | 64.3063 | 72.0713 | 84.5297
20153 | 2015 | 3 | H15 | 106.5% | 0% | 640.919 | 576.2901 | 64.6289 | 84.3 | 42.4784 | 55.746 | 64.6289 | 72.433 | 84.9538
20153 | 2015 | 3 | H16 | 124% | 0% | 647.0685 | 571.8248 | 75.2437 | 82.7 | 49.4551 | 64.9018 | 75.2437 | 84.3295 | 98.9068
20153 | 2015 | 3 | H17 | 106.1% | 0% | 717.9165 | 653.583 | 64.3335 | 81 | 42.2842 | 55.4912 | 64.3335 | 72.1019 | 84.5655
20153 | 2015 | 3 | H18 | 96.24% | 0% | 944.9502 | 886.566 | 58.3842 | 78 | 38.3739 | 50.3595 | 58.3842 | 65.4341 | 76.7451
20153 | 2015 | 3 | H19 | 0% | 100% | 1251.2151 | 1256.276 | -5.061 | 73.4 | -3.3264 | -4.3654 | -5.061 | -5.6721 | -6.6526
20153 | 2015 | 3 | H20 | 0% | 100% | 1287.2067 | 1292.2677 | -5.061 | 67.6 | -3.3264 | -4.3654 | -5.061 | -5.6721 | -6.6526
20153 | 2015 | 3 | H21 | 0% | 100% | 1269.1492 | 1274.2102 | -5.061 | 63.9 | -3.3264 | -4.3654 | -5.061 | -5.6721 | -6.6526
20153 | 2015 | 3 | H22 | 0% | 100% | 1155.4319 | 1160.4929 | -5.061 | 61.8 | -3.3264 | -4.3654 | -5.061 | -5.6721 | -6.6526
20153 | 2015 | 3 | H23 | 0% | 100% | 966.3873 | 971.4483 | -5.061 | 59.9 | -3.3264 | -4.3654 | -5.061 | -5.6721 | -6.6526
20153 | 2015 | 3 | H24 | 0% | 100% | 784.218 | 789.2789 | -5.061 | 58 | -3.3264 | -4.3654 | -5.061 | -5.6721 | -6.6526
20154 | 2015 | 4 | H1 | 0% | 100% | 673.0927 | 681.7712 | -8.6785 | 63.1 | -5.7041 | -7.4857 | -8.6785 | -9.7264 | -11.4078
20154 | 2015 | 4 | H2 | 0% | 100% | 631.8535 | 640.532 | -8.6785 | 62.7 | -5.7041 | -7.4857 | -8.6785 | -9.7264 | -11.4078
20154 | 2015 | 4 | H3 | 0% | 100% | 614.55 | 623.2285 | -8.6785 | 62.7 | -5.7041 | -7.4857 | -8.6785 | -9.7264 | -11.4078
20154 | 2015 | 4 | H4 | 0% | 100% | 630.8909 | 639.5694 | -8.6785 | 62.3 | -5.7041 | -7.4857 | -8.6785 | -9.7264 | -11.4078
20154 | 2015 | 4 | H5 | 0% | 100% | 693.6345 | 702.313 | -8.6785 | 64.4 | -5.7041 | -7.4857 | -8.6785 | -9.7264 | -11.4078
20154 | 2015 | 4 | H6 | 0% | 100% | 785.4496 | 794.1281 | -8.6785 | 64.6 | -5.7041 | -7.4857 | -8.6785 | -9.7264 | -11.4078
20154 | 2015 | 4 | H7 | 0% | 100% | 847.4515 | 856.13 | -8.6785 | 65.9 | -5.7041 | -7.4857 | -8.6785 | -9.7264 | -11.4078
20154 | 2015 | 4 | H8 | 0% | 100% | 876.544 | 885.2225 | -8.6785 | 73.5 | -5.7041 | -7.4857 | -8.6785 | -9.7264 | -11.4078
20154 | 2015 | 4 | H9 | 0% | 100% | 885.6146 | 894.2931 | -8.6785 | 81 | -5.7041 | -7.4857 | -8.6785 | -9.7264 | -11.4078
20154 | 2015 | 4 | H10 | 0% | 100% | 926.7133 | 935.3918 | -8.6785 | 87 | -5.7041 | -7.4857 | -8.6785 | -9.7264 | -11.4078
20154 | 2015 | 4 | H11 | 0% | 100% | 999.2502 | 1007.9287 | -8.6785 | 90.1 | -5.7041 | -7.4857 | -8.6785 | -9.7264 | -11.4078
20154 | 2015 | 4 | H12 | 80.45% | 0% | 1083.4839 | 999.7985 | 83.6854 | 91.9 | 55.0035 | 72.1832 | 83.6854 | 93.7906 | 110.0033
20154 | 2015 | 4 | H13 | 80.67% | 0% | 1117.8576 | 1033.9382 | 83.9193 | 93.7 | 55.1573 | 72.385 | 83.9193 | 94.0527 | 110.3108
20154 | 2015 | 4 | H14 | 106% | 0% | 1139.9053 | 1029.6335 | 110.2718 | 92 | 72.4778 | 95.1155 | 110.2718 | 123.5873 | 144.9507
20154 | 2015 | 4 | H15 | 106.5% | 0% | 1223.7523 | 1112.9272 | 110.8252 | 90.9 | 72.8415 | 95.5927 | 110.8252 | 124.2075 | 145.6781
20154 | 2015 | 4 | H16 | 124% | 0% | 1307.6355 | 1178.6082 | 129.0273 | 89.4 | 84.8051 | 111.2931 | 129.0273 | 144.6076 | 169.6045
20154 | 2015 | 4 | H17 | 106.1% | 0% | 1365.2778 | 1254.9592 | 110.3186 | 88.7 | 72.5086 | 95.1558 | 110.3186 | 123.6397 | 145.0122
20154 | 2015 | 4 | H18 | 96.24% | 0% | 1334.1553 | 1234.0386 | 100.1167 | 87.1 | 65.8032 | 86.3561 | 100.1167 | 112.2059 | 131.6019
20154 | 2015 | 4 | H19 | 0% | 100% | 1438.2793 | 1446.9577 | -8.6785 | 83.4 | -5.7041 | -7.4857 | -8.6785 | -9.7264 | -11.4078
20154 | 2015 | 4 | H20 | 0% | 100% | 1476.9238 | 1485.6023 | -8.6785 | 78.4 | -5.7041 | -7.4857 | -8.6785 | -9.7264 | -11.4078
20154 | 2015 | 4 | H21 | 0% | 100% | 1302.9745 | 1311.6529 | -8.6785 | 75.5 | -5.7041 | -7.4857 | -8.6785 | -9.7264 | -11.4078
20154 | 2015 | 4 | H22 | 0% | 100% | 1085.64 | 1094.3185 | -8.6785 | 70 | -5.7041 | -7.4857 | -8.6785 | -9.7264 | -11.4078
20154 | 2015 | 4 | H23 | 0% | 100% | 859.0629 | 867.7414 | -8.6785 | 67.6 | -5.7041 | -7.4857 | -8.6785 | -9.7264 | -11.4078
20154 | 2015 | 4 | H24 | 0% | 100% | 718.7852 | 727.4637 | -8.6785 | 64.6 | -5.7041 | -7.4857 | -8.6785 | -9.7264 | -11.4078
20155 | 2015 | 5 | H1 | 0% | 100% | 671.567 | 681.6152 | -10.0482 | 66.5 | -6.6043 | -8.6671 | -10.0482 | -11.2615 | -13.2082
20155 | 2015 | 5 | H2 | 0% | 100% | 623.8498 | 633.898 | -10.0482 | 66.1 | -6.6043 | -8.6671 | -10.0482 | -11.2615 | -13.2082
20155 | 2015 | 5 | H3 | 0% | 100% | 596.4851 | 606.5333 | -10.0482 | 66.7 | -6.6043 | -8.6671 | -10.0482 | -11.2615 | -13.2082
20155 | 2015 | 5 | H4 | 0% | 100% | 605.2981 | 615.3463 | -10.0482 | 65.6 | -6.6043 | -8.6671 | -10.0482 | -11.2615 | -13.2082
20155 | 2015 | 5 | H5 | 0% | 100% | 668.9958 | 679.044 | -10.0482 | 64.5 | -6.6043 | -8.6671 | -10.0482 | -11.2615 | -13.2082
20155 | 2015 | 5 | H6 | 0% | 100% | 772.9088 | 782.957 | -10.0482 | 63.9 | -6.6043 | -8.6671 | -10.0482 | -11.2615 | -13.2082
20155 | 2015 | 5 | H7 | 0% | 100% | 806.6125 | 816.6607 | -10.0482 | 65.7 | -6.6043 | -8.6671 | -10.0482 | -11.2615 | -13.2082
20155 | 2015 | 5 | H8 | 0% | 100% | 831.3484 | 841.3965 | -10.0482 | 76.5 | -6.6043 | -8.6671 | -10.0482 | -11.2615 | -13.2082
20155 | 2015 | 5 | H9 | 0% | 100% | 908.266 | 918.3142 | -10.0482 | 84.8 | -6.6043 | -8.6671 | -10.0482 | -11.2615 | -13.2082
20155 | 2015 | 5 | H10 | 0% | 100% | 1039.3659 | 1049.4141 | -10.0482 | 91.6 | -6.6043 | -8.6671 | -10.0482 | -11.2615 | -13.2082
20155 | 2015 | 5 | H11 | 0% | 100% | 1143.496 | 1153.5441 | -10.0482 | 95.1 | -6.6043 | -8.6671 | -10.0482 | -11.2615 | -13.2082
20155 | 2015 | 5 | H12 | 80.45% | 0% | 1250.7764 | 1153.8834 | 96.893 | 95.1 | 63.6844 | 83.5755 | 96.893 | 108.593 | 127.3645
20155 | 2015 | 5 | H13 | 80.67% | 0% | 1344.3245 | 1247.1606 | 97.1638 | 93.9 | 63.8624 | 83.8091 | 97.1638 | 108.8965 | 127.7204
20155 | 2015 | 5 | H14 | 106% | 0% | 1407.1854 | 1279.51 | 127.6754 | 94.1 | 83.9166 | 110.1269 | 127.6754 | 143.0924 | 167.8274
20155 | 2015 | 5 | H15 | 106.5% | 0% | 1544.405 | 1416.0889 | 128.316 | 92.4 | 84.3377 | 110.6796 | 128.316 | 143.8104 | 168.6696
20155 | 2015 | 5 | H16 | 124% | 0% | 1595.3221 | 1445.9312 | 149.3909 | 90.9 | 98.1894 | 128.8578 | 149.3909 | 167.4301 | 196.3722
20155 | 2015 | 5 | H17 | 106.1% | 0% | 1639.4358 | 1511.7064 | 127.7295 | 90 | 83.9521 | 110.1736 | 127.7295 | 143.153 | 167.8986
20155 | 2015 | 5 | H18 | 96.24% | 0% | 1618.7477 | 1502.8302 | 115.9175 | 86.5 | 76.1885 | 99.9851 | 115.9175 | 129.9147 | 152.3719
20155 | 2015 | 5 | H19 | 0% | 100% | 1623.2289 | 1633.2771 | -10.0482 | 82.1 | -6.6043 | -8.6671 | -10.0482 | -11.2615 | -13.2082
20155 | 2015 | 5 | H20 | 0% | 100% | 1651.234 | 1661.2822 | -10.0482 | 77 | -6.6043 | -8.6671 | -10.0482 | -11.2615 | -13.2082
20155 | 2015 | 5 | H21 | 0% | 100% | 1499.761 | 1509.8091 | -10.0482 | 73 | -6.6043 | -8.6671 | -10.0482 | -11.2615 | -13.2082
20155 | 2015 | 5 | H22 | 0% | 100% | 1232.8161 | 1242.8643 | -10.0482 | 72.1 | -6.6043 | -8.6671 | -10.0482 | -11.2615 | -13.2082
20155 | 2015 | 5 | H23 | 0% | 100% | 990.5701 | 1000.6182 | -10.0482 | 69.3 | -6.6043 | -8.6671 | -10.0482 | -11.2615 | -13.2082
20155 | 2015 | 5 | H24 | 0% | 100% | 814.9517 | 824.9999 | -10.0482 | 67.1 | -6.6043 | -8.6671 | -10.0482 | -11.2615 | -13.2082
20156 | 2015 | 6 | H1 | 0% | 100% | 682.8425 | 692.9397 | -10.0972 | 70.5 | -6.6366 | -8.7094 | -10.0972 | -11.3165 | -13.2727
20156 | 2015 | 6 | H2 | 0% | 100% | 640.3247 | 650.422 | -10.0972 | 69.8 | -6.6366 | -8.7094 | -10.0972 | -11.3165 | -13.2727
20156 | 2015 | 6 | H3 | 0% | 100% | 613.2659 | 623.3632 | -10.0972 | 67.3 | -6.6366 | -8.7094 | -10.0972 | -11.3165 | -13.2727
20156 | 2015 | 6 | H4 | 0% | 100% | 618.9869 | 629.0842 | -10.0972 | 66.1 | -6.6366 | -8.7094 | -10.0972 | -11.3165 | -13.2727
20156 | 2015 | 6 | H5 | 0% | 100% | 683.0013 | 693.0986 | -10.0972 | 65.8 | -6.6366 | -8.7094 | -10.0972 | -11.3165 | -13.2727
20156 | 2015 | 6 | H6 | 0% | 100% | 751.5559 | 761.6532 | -10.0972 | 65.7 | -6.6366 | -8.7094 | -10.0972 | -11.3165 | -13.2727
20156 | 2015 | 6 | H7 | 0% | 100% | 813.5755 | 823.6727 | -10.0972 | 71.3 | -6.6366 | -8.7094 | -10.0972 | -11.3165 | -13.2727
20156 | 2015 | 6 | H8 | 0% | 100% | 870.6089 | 880.7061 | -10.0972 | 78.2 | -6.6366 | -8.7094 | -10.0972 | -11.3165 | -13.2727
20156 | 2015 | 6 | H9 | 0% | 100% | 948.7441 | 958.8414 | -10.0972 | 84 | -6.6366 | -8.7094 | -10.0972 | -11.3165 | -13.2727
20156 | 2015 | 6 | H10 | 0% | 100% | 1036.3703 | 1046.4675 | -10.0972 | 90.4 | -6.6366 | -8.7094 | -10.0972 | -11.3165 | -13.2727
20156 | 2015 | 6 | H11 | 0% | 100% | 1144.4425 | 1154.5397 | -10.0972 | 92.7 | -6.6366 | -8.7094 | -10.0972 | -11.3165 | -13.2727
20156 | 2015 | 6 | H12 | 80.45% | 0% | 1245.667 | 1148.3009 | 97.3662 | 93.6 | 63.9954 | 83.9836 | 97.3662 | 109.1233 | 127.9864
20156 | 2015 | 6 | H13 | 80.67% | 0% | 1326.2065 | 1228.5682 | 97.6383 | 93.3 | 64.1743 | 84.2183 | 97.6383 | 109.4283 | 128.3441
20156 | 2015 | 6 | H14 | 106% | 0% | 1369.3514 | 1241.0525 | 128.2989 | 93.3 | 84.3264 | 110.6647 | 128.2989 | 143.7912 | 168.647
20156 | 2015 | 6 | H15 | 106.5% | 0% | 1486.5485 | 1357.6058 | 128.9427 | 94.7 | 84.7495 | 111.2201 | 128.9427 | 144.5127 | 169.4933
20156 | 2015 | 6 | H16 | 124% | 0% | 1570.9265 | 1420.8061 | 150.1204 | 95.4 | 98.6689 | 129.487 | 150.1204 | 168.2477 | 197.3312
20156 | 2015 | 6 | H17 | 106.1% | 0% | 1615.0998 | 1486.7465 | 128.3532 | 94.1 | 84.3621 | 110.7117 | 128.3532 | 143.8521 | 168.7185
20156 | 2015 | 6 | H18 | 96.24% | 0% | 1639.944 | 1523.4604 | 116.4836 | 92.5 | 76.5606 | 100.4734 | 116.4836 | 130.5491 | 153.116
20156 | 2015 | 6 | H19 | 0% | 100% | 1663.955 | 1674.0523 | -10.0972 | 86.1 | -6.6366 | -8.7094 | -10.0972 | -11.3165 | -13.2727
20156 | 2015 | 6 | H20 | 0% | 100% | 1702.0023 | 1712.0995 | -10.0972 | 81.2 | -6.6366 | -8.7094 | -10.0972 | -11.3165 | -13.2727
20156 | 2015 | 6 | H21 | 0% | 100% | 1586.8298 | 1596.927 | -10.0972 | 77.6 | -6.6366 | -8.7094 | -10.0972 | -11.3165 | -13.2727
20156 | 2015 | 6 | H22 | 0% | 100% | 1396.497 | 1406.5943 | -10.0972 | 76 | -6.6366 | -8.7094 | -10.0972 | -11.3165 | -13.2727
20156 | 2015 | 6 | H23 | 0% | 100% | 1159.993 | 1170.0903 | -10.0972 | 72.8 | -6.6366 | -8.7094 | -10.0972 | -11.3165 | -13.2727
20156 | 2015 | 6 | H24 | 0% | 100% | 986.7159 | 996.8132 | -10.0972 | 70.5 | -6.6366 | -8.7094 | -10.0972 | -11.3165 | -13.2727
20156 | 2015 | 6 | H1 | 0% | 100% | 1004.8303 | 1014.9275 | -10.0972 | 73.3 | -6.6366 | -8.7094 | -10.0972 | -11.3165 | -13.2727
20157 | 2015 | 7 | H2 | 0% | 100% | 898.4358 | 909.5863 | -11.1505 | 73.6 | -7.3288 | -9.6179 | -11.1505 | -12.4969 | -14.6572
20157 | 2015 | 7 | H3 | 0% | 100% | 854.7842 | 865.9348 | -11.1505 | 73.5 | -7.3288 | -9.6179 | -11.1505 | -12.4969 | -14.6572
20157 | 2015 | 7 | H4 | 0% | 100% | 824.8814 | 836.0319 | -11.1505 | 73.8 | -7.3288 | -9.6179 | -11.1505 | -12.4969 | -14.6572
20157 | 2015 | 7 | H5 | 0% | 100% | 853.0439 | 864.1944 | -11.1505 | 74.8 | -7.3288 | -9.6179 | -11.1505 | -12.4969 | -14.6572
20157 | 2015 | 7 | H6 | 0% | 100% | 885.9454 | 897.0959 | -11.1505 | 75.4 | -7.3288 | -9.6179 | -11.1505 | -12.4969 | -14.6572
20157 | 2015 | 7 | H7 | 0% | 100% | 987.7301 | 998.8806 | -11.1505 | 77.1 | -7.3288 | -9.6179 | -11.1505 | -12.4969 | -14.6572
20157 | 2015 | 7 | H8 | 0% | 100% | 1047.8876 | 1059.0381 | -11.1505 | 79.6 | -7.3288 | -9.6179 | -11.1505 | -12.4969 | -14.6572
20157 | 2015 | 7 | H9 | 0% | 100% | 1109.1131 | 1120.2636 | -11.1505 | 84.8 | -7.3288 | -9.6179 | -11.1505 | -12.4969 | -14.6572
20157 | 2015 | 7 | H10 | 0% | 100% | 1202.4214 | 1213.5719 | -11.1505 | 89.8 | -7.3288 | -9.6179 | -11.1505 | -12.4969 | -14.6572
20157 | 2015 | 7 | H11 | 0% | 100% | 1276.2602 | 1287.4107 | -11.1505 | 95.6 | -7.3288 | -9.6179 | -11.1505 | -12.4969 | -14.6572
20157 | 2015 | 7 | H12 | 80.45% | 0% | 1412.8693 | 1305.3467 | 107.5226 | 98.5 | 70.6709 | 92.7441 | 107.5226 | 120.5062 | 141.337
20157 | 2015 | 7 | H13 | 80.67% | 0% | 1600.8298 | 1493.0067 | 107.8232 | 100.6 | 70.8684 | 93.0033 | 107.8232 | 120.843 | 141.732
20157 | 2015 | 7 | H14 | 106% | 0% | 1693.484 | 1551.802 | 141.682 | 99.8 | 93.1226 | 122.2084 | 141.682 | 158.7903 | 186.2389
20157 | 2015 | 7 | H15 | 106.5% | 0% | 1659.9398 | 1517.5468 | 142.393 | 97 | 93.5899 | 122.8217 | 142.393 | 159.5871 | 187.1735
20157 | 2015 | 7 | H16 | 124% | 0% | 1645.0746 | 1479.2947 | 165.7798 | 91.8 | 108.9613 | 142.9941 | 165.7798 | 185.798 | 217.9152
20157 | 2015 | 7 | H17 | 106.1% | 0% | 1725.303 | 1583.561 | 141.742 | 88.7 | 93.1621 | 122.2602 | 141.742 | 158.8576 | 186.3179
20157 | 2015 | 7 | H18 | 96.24% | 0% | 1784.9734 | 1656.3392 | 128.6342 | 87.1 | 84.5468 | 110.954 | 128.6342 | 144.167 | 169.0878
20157 | 2015 | 7 | H19 | 0% | 100% | 1810.6526 | 1821.8031 | -11.1505 | 86.3 | -7.3288 | -9.6179 | -11.1505 | -12.4969 | -14.6572
20157 | 2015 | 7 | H20 | 0% | 100% | 1926.2856 | 1937.4361 | -11.1505 | 81.3 | -7.3288 | -9.6179 | -11.1505 | -12.4969 | -14.6572
20157 | 2015 | 7 | H21 | 0% | 100% | 1783.9102 | 1795.0607 | -11.1505 | 78.3 | -7.3288 | -9.6179 | -11.1505 | -12.4969 | -14.6572
20157 | 2015 | 7 | H22 | 0% | 100% | 1535.8082 | 1546.9587 | -11.1505 | 77.2 | -7.3288 | -9.6179 | -11.1505 | -12.4969 | -14.6572
20157 | 2015 | 7 | H23 | 0% | 100% | 1281.4944 | 1292.6449 | -11.1505 | 76.2 | -7.3288 | -9.6179 | -11.1505 | -12.4969 | -14.6572
20157 | 2015 | 7 | H24 | 0% | 100% | 1125.7125 | 1136.863 | -11.1505 | 75.8 | -7.3288 | -9.6179 | -11.1505 | -12.4969 | -14.6572
20158 | 2015 | 8 | H1 | 0% | 100% | 795.0717 | 806.3086 | -11.237 | 72.1 | -7.3857 | -9.6925 | -11.237 | -12.5938 | -14.7708
20158 | 2015 | 8 | H2 | 0% | 100% | 735.6162 | 746.8531 | -11.237 | 71.9 | -7.3857 | -9.6925 | -11.237 | -12.5938 | -14.7708
20158 | 2015 | 8 | H3 | 0% | 100% | 714.0029 | 725.2398 | -11.237 | 71.2 | -7.3857 | -9.6925 | -11.237 | -12.5938 | -14.7708
20158 | 2015 | 8 | H4 | 0% | 100% | 717.1421 | 728.3791 | -11.237 | 70.7 | -7.3857 | -9.6925 | -11.237 | -12.5938 | -14.7708
20158 | 2015 | 8 | H5 | 0% | 100% | 756.1452 | 767.3822 | -11.237 | 70.8 | -7.3857 | -9.6925 | -11.237 | -12.5938 | -14.7708
20158 | 2015 | 8 | H6 | 0% | 100% | 835.4668 | 846.7037 | -11.237 | 71.2 | -7.3857 | -9.6925 | -11.237 | -12.5938 | -14.7708
20158 | 2015 | 8 | H7 | 0% | 100% | 856.319 | 867.556 | -11.237 | 71.5 | -7.3857 | -9.6925 | -11.237 | -12.5938 | -14.7708
20158 | 2015 | 8 | H8 | 0% | 100% | 899.0859 | 910.3228 | -11.237 | 74.7 | -7.3857 | -9.6925 | -11.237 | -12.5938 | -14.7708
20158 | 2015 | 8 | H9 | 0% | 100% | 1004.1138 | 1015.3508 | -11.237 | 79.3 | -7.3857 | -9.6925 | -11.237 | -12.5938 | -14.7708
20158 | 2015 | 8 | H10 | 0% | 100% | 1148.2296 | 1159.4665 | -11.237 | 85.7 | -7.3857 | -9.6925 | -11.237 | -12.5938 | -14.7708
20158 | 2015 | 8 | H11 | 0% | 100% | 1318.5524 | 1329.7893 | -11.237 | 88.4 | -7.3857 | -9.6925 | -11.237 | -12.5938 | -14.7708
20158 | 2015 | 8 | H12 | 80.45% | 0% | 1470.4674 | 1362.1112 | 108.3562 | 90.9 | 71.2188 | 93.4631 | 108.3562 | 121.4404 | 142.4327
20158 | 2015 | 8 | H13 | 80.67% | 0% | 1545.2162 | 1436.5571 | 108.6591 | 90.3 | 71.4178 | 93.7244 | 108.6591 | 121.7798 | 142.8308
20158 | 2015 | 8 | H14 | 106% | 0% | 1619.1479 | 1476.3675 | 142.7804 | 89.3 | 93.8446 | 123.1559 | 142.7804 | 160.0214 | 187.6828
20158 | 2015 | 8 | H15 | 106.5% | 0% | 1681.8949 | 1538.3981 | 143.4969 | 87.8 | 94.3155 | 123.7739 | 143.4969 | 160.8244 | 188.6246
20158 | 2015 | 8 | H16 | 124% | 0% | 1718.6306 | 1551.5655 | 167.0651 | 87.3 | 109.806 | 144.1027 | 167.0651 | 187.2384 | 219.6046
20158 | 2015 | 8 | H17 | 106.1% | 0% | 1745.2373 | 1602.3964 | 142.8409 | 85.5 | 93.8844 | 123.2081 | 142.8409 | 160.0892 | 187.7623
20158 | 2015 | 8 | H18 | 96.24% | 0% | 1705.8688 | 1576.2374 | 129.6315 | 83.5 | 85.2022 | 111.8142 | 129.6315 | 145.2847 | 170.3987
20158 | 2015 | 8 | H19 | 0% | 100% | 1691.0711 | 1702.3081 | -11.237 | 81.2 | -7.3857 | -9.6925 | -11.237 | -12.5938 | -14.7708
20158 | 2015 | 8 | H20 | 0% | 100% | 1667.1317 | 1678.3687 | -11.237 | 78.8 | -7.3857 | -9.6925 | -11.237 | -12.5938 | -14.7708
20158 | 2015 | 8 | H21 | 0% | 100% | 1580.4841 | 1591.721 | -11.237 | 77.4 | -7.3857 | -9.6925 | -11.237 | -12.5938 | -14.7708
20158 | 2015 | 8 | H22 | 0% | 100% | 1415.5265 | 1426.7635 | -11.237 | 75.7 | -7.3857 | -9.6925 | -11.237 | -12.5938 | -14.7708
20158 | 2015 | 8 | H23 | 0% | 100% | 1196.7624 | 1207.9993 | -11.237 | 74.3 | -7.3857 | -9.6925 | -11.237 | -12.5938 | -14.7708
20158 | 2015 | 8 | H24 | 0% | 100% | 1008.7235 | 1019.9604 | -11.237 | 73 | -7.3857 | -9.6925 | -11.237 | -12.5938 | -14.7708
20159 | 2015 | 9 | H1 | 0% | 100% | 985.8105 | 997.2185 | -11.4081 | 76.4 | -7.4981 | -9.8401 | -11.4081 | -12.7856 | -14.9957
20159 | 2015 | 9 | H2 | 0% | 100% | 912.8031 | 924.2112 | -11.4081 | 75.7 | -7.4981 | -9.8401 | -11.4081 | -12.7856 | -14.9957
20159 | 2015 | 9 | H3 | 0% | 100% | 876.97 | 888.378 | -11.4081 | 75.5 | -7.4981 | -9.8401 | -11.4081 | -12.7856 | -14.9957
20159 | 2015 | 9 | H4 | 0% | 100% | 874.4227 | 885.8308 | -11.4081 | 74.9 | -7.4981 | -9.8401 | -11.4081 | -12.7856 | -14.9957
20159 | 2015 | 9 | H5 | 0% | 100% | 908.6315 | 920.0396 | -11.4081 | 74.6 | -7.4981 | -9.8401 | -11.4081 | -12.7856 | -14.9957
20159 | 2015 | 9 | H6 | 0% | 100% | 983.0694 | 994.4775 | -11.4081 | 74.8 | -7.4981 | -9.8401 | -11.4081 | -12.7856 | -14.9957
20159 | 2015 | 9 | H7 | 0% | 100% | 958.1191 | 969.5272 | -11.4081 | 75.4 | -7.4981 | -9.8401 | -11.4081 | -12.7856 | -14.9957
20159 | 2015 | 9 | H8 | 0% | 100% | 1006.5379 | 1017.946 | -11.4081 | 80.8 | -7.4981 | -9.8401 | -11.4081 | -12.7856 | -14.9957
20159 | 2015 | 9 | H9 | 0% | 100% | 1114.0756 | 1125.4836 | -11.4081 | 86.6 | -7.4981 | -9.8401 | -11.4081 | -12.7856 | -14.9957
20159 | 2015 | 9 | H10 | 0% | 100% | 1228.9009 | 1240.309 | -11.4081 | 91.5 | -7.4981 | -9.8401 | -11.4081 | -12.7856 | -14.9957
20159 | 2015 | 9 | H11 | 0% | 100% | 1343.6486 | 1355.0566 | -11.4081 | 95.9 | -7.4981 | -9.8401 | -11.4081 | -12.7856 | -14.9957
20159 | 2015 | 9 | H12 | 80.45% | 0% | 1486.566 | 1376.5599 | 110.0061 | 98.6 | 72.3032 | 94.8863 | 110.0061 | 123.2895 | 144.6015
20159 | 2015 | 9 | H13 | 80.67% | 0% | 1543.3897 | 1433.0761 | 110.3136 | 96.3 | 72.5053 | 95.1515 | 110.3136 | 123.6341 | 145.0056
20159 | 2015 | 9 | H14 | 106% | 0% | 1618.6611 | 1473.7067 | 144.9545 | 93.6 | 95.2735 | 125.0311 | 144.9545 | 162.4579 | 190.5406
20159 | 2015 | 9 | H15 | 106.5% | 0% | 1711.9112 | 1566.2293 | 145.6818 | 93.7 | 95.7516 | 125.6585 | 145.6818 | 163.2732 | 191.4967
20159 | 2015 | 9 | H16 | 124% | 0% | 1760.6972 | 1591.0883 | 169.6089 | 92.5 | 111.478 | 146.2969 | 169.6089 | 190.0894 | 222.9484
20159 | 2015 | 9 | H17 | 106.1% | 0% | 1803.2748 | 1658.2589 | 145.0159 | 90.8 | 95.3139 | 125.0841 | 145.0159 | 162.5268 | 190.6213
20159 | 2015 | 9 | H18 | 96.24% | 0% | 1765.4692 | 1633.8639 | 131.6053 | 88.8 | 86.4996 | 113.5167 | 131.6053 | 147.4968 | 172.9933
20159 | 2015 | 9 | H19 | 0% | 100% | 1739.0513 | 1750.4594 | -11.4081 | 85.4 | -7.4981 | -9.8401 | -11.4081 | -12.7856 | -14.9957
20159 | 2015 | 9 | H20 | 0% | 100% | 1715.0099 | 1726.418 | -11.4081 | 81.6 | -7.4981 | -9.8401 | -11.4081 | -12.7856 | -14.9957
20159 | 2015 | 9 | H21 | 0% | 100% | 1554.4525 | 1565.8606 | -11.4081 | 80.3 | -7.4981 | -9.8401 | -11.4081 | -12.7856 | -14.9957
20159 | 2015 | 9 | H22 | 0% | 100% | 1312.0517 | 1323.4597 | -11.4081 | 78.1 | -7.4981 | -9.8401 | -11.4081 | -12.7856 | -14.9957
20159 | 2015 | 9 | H23 | 0% | 100% | 1055.5719 | 1066.98 | -11.4081 | 76.1 | -7.4981 | -9.8401 | -11.4081 | -12.7856 | -14.9957
20159 | 2015 | 9 | H24 | 0% | 100% | 867.0462 | 878.4542 | -11.4081 | 75.3 | -7.4981 | -9.8401 | -11.4081 | -12.7856 | -14.9957
201510 | 2015 | 10 | H1 | 0% | 100% | 760.2648 | 770.3827 | -10.1179 | 65.8 | -6.6501 | -8.7272 | -10.1179 | -11.3396 | -13.2998
201510 | 2015 | 10 | H2 | 0% | 100% | 717.3777 | 727.4956 | -10.1179 | 64.1 | -6.6501 | -8.7272 | -10.1179 | -11.3396 | -13.2998
201510 | 2015 | 10 | H3 | 0% | 100% | 697.373 | 707.4909 | -10.1179 | 64 | -6.6501 | -8.7272 | -10.1179 | -11.3396 | -13.2998
201510 | 2015 | 10 | H4 | 0% | 100% | 710.4026 | 720.5205 | -10.1179 | 63 | -6.6501 | -8.7272 | -10.1179 | -11.3396 | -13.2998
201510 | 2015 | 10 | H5 | 0% | 100% | 774.5564 | 784.6742 | -10.1179 | 62.5 | -6.6501 | -8.7272 | -10.1179 | -11.3396 | -13.2998
201510 | 2015 | 10 | H6 | 0% | 100% | 879.3357 | 889.4536 | -10.1179 | 62.6 | -6.6501 | -8.7272 | -10.1179 | -11.3396 | -13.2998
201510 | 2015 | 10 | H7 | 0% | 100% | 909.6494 | 919.7672 | -10.1179 | 61.7 | -6.6501 | -8.7272 | -10.1179 | -11.3396 | -13.2998
201510 | 2015 | 10 | H8 | 0% | 100% | 950.3491 | 960.467 | -10.1179 | 69.6 | -6.6501 | -8.7272 | -10.1179 | -11.3396 | -13.2998
201510 | 2015 | 10 | H9 | 0% | 100% | 986.2866 | 996.4045 | -10.1179 | 79.5 | -6.6501 | -8.7272 | -10.1179 | -11.3396 | -13.2998
201510 | 2015 | 10 | H10 | 0% | 100% | 1054.8971 | 1065.0149 | -10.1179 | 86.4 | -6.6501 | -8.7272 | -10.1179 | -11.3396 | -13.2998
201510 | 2015 | 10 | H11 | 0% | 100% | 1162.4796 | 1172.5974 | -10.1179 | 91 | -6.6501 | -8.7272 | -10.1179 | -11.3396 | -13.2998
201510 | 2015 | 10 | H12 | 80.45% | 0% | 1285.482 | 1187.917 | 97.5649 | 93.8 | 64.126 | 84.1551 | 97.5649 | 109.3461 | 128.2477
201510 | 2015 | 10 | H13 | 80.67% | 0% | 1363.6447 | 1265.8071 | 97.8376 | 94.4 | 64.3053 | 84.3903 | 97.8376 | 109.6517 | 128.6061
201510 | 2015 | 10 | H14 | 106% | 0% | 1429.3157 | 1300.7549 | 128.5608 | 91.8 | 84.4985 | 110.8907 | 128.5608 | 144.0847 | 168.9913
201510 | 2015 | 10 | H15 | 106.5% | 0% | 1526.6894 | 1397.4835 | 129.2059 | 90 | 84.9225 | 111.4471 | 129.2059 | 144.8077 | 169.8393
201510 | 2015 | 10 | H16 | 124% | 0% | 1585.0821 | 1434.6552 | 150.4269 | 88.4 | 98.8704 | 129.7514 | 150.4269 | 168.5912 | 197.734
201510 | 2015 | 10 | H17 | 106.1% | 0% | 1641.079 | 1512.4637 | 128.6153 | 86.9 | 84.5343 | 110.9377 | 128.6153 | 144.1458 | 169.0629
201510 | 2015 | 10 | H18 | 96.24% | 0% | 1670.0956 | 1553.3742 | 116.7213 | 83.1 | 76.7169 | 100.6785 | 116.7213 | 130.8156 | 153.4285
201510 | 2015 | 10 | H19 | 0% | 100% | 1781.7062 | 1791.8241 | -10.1179 | 77 | -6.6501 | -8.7272 | -10.1179 | -11.3396 | -13.2998
201510 | 2015 | 10 | H20 | 0% | 100% | 1685.1846 | 1695.3025 | -10.1179 | 72.7 | -6.6501 | -8.7272 | -10.1179 | -11.3396 | -13.2998
201510 | 2015 | 10 | H21 | 0% | 100% | 1490.4164 | 1500.5343 | -10.1179 | 70.2 | -6.6501 | -8.7272 | -10.1179 | -11.3396 | -13.2998
201510 | 2015 | 10 | H22 | 0% | 100% | 1254.5448 | 1264.6626 | -10.1179 | 67.8 | -6.6501 | -8.7272 | -10.1179 | -11.3396 | -13.2998
201510 | 2015 | 10 | H23 | 0% | 100% | 1027.0175 | 1037.1353 | -10.1179 | 66.7 | -6.6501 | -8.7272 | -10.1179 | -11.3396 | -13.2998
201511 | 2015 | 11 | H24 | 0% | 100% | 875.3118 | 882.4062 | -7.0944 | 64.5 | -4.6629 | -6.1193 | -7.0944 | -7.9511 | -9.3255
201511 | 2015 | 11 | H1 | 0% | 100% | 685.2467 | 692.3411 | -7.0944 | 65.8 | -4.6629 | -6.1193 | -7.0944 | -7.9511 | -9.3255
201511 | 2015 | 11 | H2 | 0% | 100% | 622.7514 | 629.8459 | -7.0944 | 65.4 | -4.6629 | -6.1193 | -7.0944 | -7.9511 | -9.3255
201511 | 2015 | 11 | H3 | 0% | 100% | 599.6824 | 606.7769 | -7.0944 | 65.3 | -4.6629 | -6.1193 | -7.0944 | -7.9511 | -9.3255
201511 | 2015 | 11 | H4 | 0% | 100% | 589.4205 | 596.5149 | -7.0944 | 64.5 | -4.6629 | -6.1193 | -7.0944 | -7.9511 | -9.3255
201511 | 2015 | 11 | H5 | 0% | 100% | 608.4389 | 615.5333 | -7.0944 | 63.3 | -4.6629 | -6.1193 | -7.0944 | -7.9511 | -9.3255
201511 | 2015 | 11 | H6 | 0% | 100% | 680.3052 | 687.3997 | -7.0944 | 61.8 | -4.6629 | -6.1193 | -7.0944 | -7.9511 | -9.3255
201511 | 2015 | 11 | H7 | 0% | 100% | 803.6552 | 810.7496 | -7.0944 | 64.4 | -4.6629 | -6.1193 | -7.0944 | -7.9511 | -9.3255
201511 | 2015 | 11 | H8 | 0% | 100% | 831.7366 | 838.831 | -7.0944 | 65.1 | -4.6629 | -6.1193 | -7.0944 | -7.9511 | -9.3255
201511 | 2015 | 11 | H9 | 0% | 100% | 811.0408 | 818.1352 | -7.0944 | 71.7 | -4.6629 | -6.1193 | -7.0944 | -7.9511 | -9.3255
201511 | 2015 | 11 | H10 | 0% | 100% | 795.5571 | 802.6516 | -7.0944 | 78.8 | -4.6629 | -6.1193 | -7.0944 | -7.9511 | -9.3255
201511 | 2015 | 11 | H11 | 0% | 100% | 828.1423 | 835.2367 | -7.0944 | 81.9 | -4.6629 | -6.1193 | -7.0944 | -7.9511 | -9.3255
201511 | 2015 | 11 | H12 | 80.45% | 0% | 852.1239 | 783.7132 | 68.4106 | 85.9 | 44.9639 | 59.0079 | 68.4106 | 76.6713 | 89.9248
201511 | 2015 | 11 | H13 | 80.67% | 0% | 880.8246 | 812.2227 | 68.6018 | 87.8 | 45.0896 | 59.1728 | 68.6018 | 76.8856 | 90.1761
201511 | 2015 | 11 | H14 | 106% | 0% | 912.1736 | 822.0293 | 90.1443 | 87.7 | 59.2487 | 77.7544 | 90.1443 | 101.0294 | 118.4934
201511 | 2015 | 11 | H15 | 106.5% | 0% | 924.5868 | 833.9901 | 90.5967 | 87.6 | 59.546 | 78.1445 | 90.5967 | 101.5364 | 119.088
201511 | 2015 | 11 | H16 | 124% | 0% | 978.3475 | 872.8711 | 105.4764 | 85.8 | 69.326 | 90.9791 | 105.4764 | 118.2129 | 138.6472
201511 | 2015 | 11 | H17 | 106.1% | 0% | 1097.7584 | 1007.5759 | 90.1825 | 83.2 | 59.2738 | 77.7873 | 90.1825 | 101.0722 | 118.5436
201511 | 2015 | 11 | H18 | 96.24% | 0% | 1361.6247 | 1279.782 | 81.8427 | 77.6 | 53.7924 | 70.5938 | 81.8427 | 91.7254 | 107.5811
201511 | 2015 | 11 | H19 | 0% | 100% | 1430.9873 | 1438.0817 | -7.0944 | 72.7 | -4.6629 | -6.1193 | -7.0944 | -7.9511 | -9.3255
201511 | 2015 | 11 | H20 | 0% | 100% | 1376.2481 | 1383.3426 | -7.0944 | 71 | -4.6629 | -6.1193 | -7.0944 | -7.9511 | -9.3255
201511 | 2015 | 11 | H21 | 0% | 100% | 1295.1587 | 1302.2531 | -7.0944 | 67.6 | -4.6629 | -6.1193 | -7.0944 | -7.9511 | -9.3255
201511 | 2015 | 11 | H22 | 0% | 100% | 1134.0873 | 1141.1818 | -7.0944 | 66 | -4.6629 | -6.1193 | -7.0944 | -7.9511 | -9.3255
201511 | 2015 | 11 | H23 | 0% | 100% | 952.9015 | 959.9959 | -7.0944 | 64.9 | -4.6629 | -6.1193 | -7.0944 | -7.9511 | -9.3255
201511 | 2015 | 11 | H24 | 0% | 100% | 788.6962 | 795.7907 | -7.0944 | 63.2 | -4.6629 | -6.1193 | -7.0944 | -7.9511 | -9.3255
201512 | 2015 | 12 | H1 | 0% | 100% | 732.416 | 738.5734 | -6.1574 | 57.6 | -4.0471 | -5.3111 | -6.1574 | -6.9009 | -8.0938
201512 | 2015 | 12 | H2 | 0% | 100% | 655.7062 | 661.8637 | -6.1574 | 56.5 | -4.0471 | -5.3111 | -6.1574 | -6.9009 | -8.0938
201512 | 2015 | 12 | H3 | 0% | 100% | 625.119 | 631.2764 | -6.1574 | 56 | -4.0471 | -5.3111 | -6.1574 | -6.9009 | -8.0938
201512 | 2015 | 12 | H4 | 0% | 100% | 627.7907 | 633.9481 | -6.1574 | 56.6 | -4.0471 | -5.3111 | -6.1574 | -6.9009 | -8.0938
201512 | 2015 | 12 | H5 | 0% | 100% | 648.8158 | 654.9732 | -6.1574 | 56.1 | -4.0471 | -5.3111 | -6.1574 | -6.9009 | -8.0938
201512 | 2015 | 12 | H6 | 0% | 100% | 751.5308 | 757.6882 | -6.1574 | 56.5 | -4.0471 | -5.3111 | -6.1574 | -6.9009 | -8.0938
201512 | 2015 | 12 | H7 | 0% | 100% | 952.1359 | 958.2933 | -6.1574 | 55.3 | -4.0471 | -5.3111 | -6.1574 | -6.9009 | -8.0938
201512 | 2015 | 12 | H8 | 0% | 100% | 986.2293 | 992.3867 | -6.1574 | 55.3 | -4.0471 | -5.3111 | -6.1574 | -6.9009 | -8.0938
201512 | 2015 | 12 | H9 | 0% | 100% | 886.2253 | 892.3827 | -6.1574 | 57.6 | -4.0471 | -5.3111 | -6.1574 | -6.9009 | -8.0938
201512 | 2015 | 12 | H10 | 0% | 100% | 843.6675 | 849.8249 | -6.1574 | 61.9 | -4.0471 | -5.3111 | -6.1574 | -6.9009 | -8.0938
201512 | 2015 | 12 | H11 | 0% | 100% | 802.2549 | 808.4123 | -6.1574 | 66.2 | -4.0471 | -5.3111 | -6.1574 | -6.9009 | -8.0938
201512 | 2015 | 12 | H12 | 80.45% | 0% | 809.2492 | 749.8743 | 59.375 | 72.9 | 39.0251 | 51.2141 | 59.375 | 66.5446 | 78.0475
201512 | 2015 | 12 | H13 | 80.67% | 0% | 771.3114 | 711.7705 | 59.5409 | 77.5 | 39.1342 | 51.3573 | 59.5409 | 66.7306 | 78.2657
201512 | 2015 | 12 | H14 | 106% | 0% | 716.7139 | 638.4758 | 78.2381 | 78.2 | 51.4231 | 67.4846 | 78.2381 | 87.6854 | 102.8428
201512 | 2015 | 12 | H15 | 106.5% | 0% | 706.0885 | 627.4578 | 78.6307 | 76.3 | 51.6812 | 67.8232 | 78.6307 | 88.1254 | 103.3589
201512 | 2015 | 12 | H16 | 124% | 0% | 741.4581 | 649.913 | 91.5451 | 73.6 | 60.1694 | 78.9626 | 91.5451 | 102.5993 | 120.3347
201512 | 2015 | 12 | H17 | 106.1% | 0% | 931.1457 | 852.8745 | 78.2712 | 71.3 | 51.4449 | 67.5132 | 78.2712 | 87.7226 | 102.8864
201512 | 2015 | 12 | H18 | 96.24% | 0% | 1405.9296 | 1334.8966 | 71.0329 | 66.1 | 46.6875 | 61.2698 | 71.0329 | 79.6103 | 93.3718
201512 | 2015 | 12 | H19 | 0% | 100% | 1540.4093 | 1546.5667 | -6.1574 | 62.9 | -4.0471 | -5.3111 | -6.1574 | -6.9009 | -8.0938
201512 | 2015 | 12 | H20 | 0% | 100% | 1566.5493 | 1572.7067 | -6.1574 | 60 | -4.0471 | -5.3111 | -6.1574 | -6.9009 | -8.0938
201512 | 2015 | 12 | H21 | 0% | 100% | 1541.187 | 1547.3444 | -6.1574 | 58.1 | -4.0471 | -5.3111 | -6.1574 | -6.9009 | -8.0938
201512 | 2015 | 12 | H22 | 0% | 100% | 1386.3512 | 1392.5087 | -6.1574 | 55.6 | -4.0471 | -5.3111 | -6.1574 | -6.9009 | -8.0938
201512 | 2015 | 12 | H23 | 0% | 100% | 1147.068 | 1153.2254 | -6.1574 | 55.1 | -4.0471 | -5.3111 | -6.1574 | -6.9009 | -8.0938
201512 | 2015 | 12 | H24 | 0% | 100% | 907.8409 | 913.9983 | -6.1574 | 54.8 | -4.0471 | -5.3111 | -6.1574 | -6.9009 | -8.0938
20161 | 2016 | 1 | H1 | 0% | 100% | 808.002 | 814.7346 | -6.7326 | 61.1 | -4.4251 | -5.8072 | -6.7326 | -7.5456 | -8.8499
20161 | 2016 | 1 | H2 | 0% | 100% | 742.7642 | 749.4968 | -6.7326 | 60.5 | -4.4251 | -5.8072 | -6.7326 | -7.5456 | -8.8499
20161 | 2016 | 1 | H3 | 0% | 100% | 727.0077 | 733.7403 | -6.7326 | 60 | -4.4251 | -5.8072 | -6.7326 | -7.5456 | -8.8499
20161 | 2016 | 1 | H4 | 0% | 100% | 729.7304 | 736.463 | -6.7326 | 57.8 | -4.4251 | -5.8072 | -6.7326 | -7.5456 | -8.8499
20161 | 2016 | 1 | H5 | 0% | 100% | 763.6911 | 770.4237 | -6.7326 | 56.9 | -4.4251 | -5.8072 | -6.7326 | -7.5456 | -8.8499
20161 | 2016 | 1 | H6 | 0% | 100% | 881.4139 | 888.1465 | -6.7326 | 57.3 | -4.4251 | -5.8072 | -6.7326 | -7.5456 | -8.8499
20161 | 2016 | 1 | H7 | 0% | 100% | 1075.119 | 1081.8516 | -6.7326 | 55.5 | -4.4251 | -5.8072 | -6.7326 | -7.5456 | -8.8499
20161 | 2016 | 1 | H8 | 0% | 100% | 1111.7606 | 1118.4932 | -6.7326 | 57.8 | -4.4251 | -5.8072 | -6.7326 | -7.5456 | -8.8499
20161 | 2016 | 1 | H9 | 0% | 100% | 1030.3265 | 1037.059 | -6.7326 | 62.5 | -4.4251 | -5.8072 | -6.7326 | -7.5456 | -8.8499
20161 | 2016 | 1 | H10 | 0% | 100% | 962.2037 | 968.9363 | -6.7326 | 68.6 | -4.4251 | -5.8072 | -6.7326 | -7.5456 | -8.8499
20161 | 2016 | 1 | H11 | 0% | 100% | 877.0825 | 883.8151 | -6.7326 | 74.1 | -4.4251 | -5.8072 | -6.7326 | -7.5456 | -8.8499
20161 | 2016 | 1 | H12 | 80.45% | 0% | 886.076 | 821.2018 | 64.8742 | 78.4 | 42.6395 | 55.9575 | 64.8742 | 72.7079 | 85.2762
20161 | 2016 | 1 | H13 | 80.67% | 0% | 854.0014 | 788.9459 | 65.0555 | 80.9 | 42.7587 | 56.1139 | 65.0555 | 72.9111 | 85.5145
20161 | 2016 | 1 | H14 | 106% | 0% | 810.2548 | 724.7704 | 85.4844 | 81.6 | 56.1859 | 73.7349 | 85.4844 | 95.8067 | 112.368
20161 | 2016 | 1 | H15 | 106.5% | 0% | 799.1756 | 713.2623 | 85.9133 | 81.1 | 56.4678 | 74.1049 | 85.9133 | 96.2875 | 112.9318
20161 | 2016 | 1 | H16 | 124% | 0% | 848.2005 | 748.1766 | 100.0239 | 79 | 65.7422 | 86.276 | 100.0239 | 112.1019 | 131.48
20161 | 2016 | 1 | H17 | 106.1% | 0% | 989.1343 | 903.6136 | 85.5206 | 76.4 | 56.2097 | 73.7662 | 85.5206 | 95.8474 | 112.4156
20161 | 2016 | 1 | H18 | 96.24% | 0% | 1357.8104 | 1280.1984 | 77.6119 | 72.1 | 51.0116 | 66.9445 | 77.6119 | 86.9837 | 102.0198
20161 | 2016 | 1 | H19 | 0% | 100% | 1551.8866 | 1558.6192 | -6.7326 | 67.4 | -4.4251 | -5.8072 | -6.7326 | -7.5456 | -8.8499
20161 | 2016 | 1 | H20 | 0% | 100% | 1551.561 | 1558.2936 | -6.7326 | 63.8 | -4.4251 | -5.8072 | -6.7326 | -7.5456 | -8.8499
20161 | 2016 | 1 | H21 | 0% | 100% | 1501.8995 | 1508.6321 | -6.7326 | 62.1 | -4.4251 | -5.8072 | -6.7326 | -7.5456 | -8.8499
20161 | 2016 | 1 | H22 | 0% | 100% | 1362.5034 | 1369.236 | -6.7326 | 61.6 | -4.4251 | -5.8072 | -6.7326 | -7.5456 | -8.8499
20161 | 2016 | 1 | H23 | 0% | 100% | 1157.2033 | 1163.9359 | -6.7326 | 61.8 | -4.4251 | -5.8072 | -6.7326 | -7.5456 | -8.8499
20161 | 2016 | 1 | H24 | 0% | 100% | 928.3585 | 935.0911 | -6.7326 | 60 | -4.4251 | -5.8072 | -6.7326 | -7.5456 | -8.8499
20162 | 2016 | 2 | H1 | 0% | 100% | 680.2803 | 687.0049 | -6.7246 | 53.4 | -4.4198 | -5.8003 | -6.7246 | -7.5366 | -8.8394
20162 | 2016 | 2 | H2 | 0% | 100% | 638.5729 | 645.2975 | -6.7246 | 53.2 | -4.4198 | -5.8003 | -6.7246 | -7.5366 | -8.8394
20162 | 2016 | 2 | H3 | 0% | 100% | 628.8701 | 635.5947 | -6.7246 | 51.9 | -4.4198 | -5.8003 | -6.7246 | -7.5366 | -8.8394
20162 | 2016 | 2 | H4 | 0% | 100% | 640.6511 | 647.3756 | -6.7246 | 50.8 | -4.4198 | -5.8003 | -6.7246 | -7.5366 | -8.8394
20162 | 2016 | 2 | H5 | 0% | 100% | 703.4739 | 710.1985 | -6.7246 | 52 | -4.4198 | -5.8003 | -6.7246 | -7.5366 | -8.8394
20162 | 2016 | 2 | H6 | 0% | 100% | 768.5056 | 775.2302 | -6.7246 | 51 | -4.4198 | -5.8003 | -6.7246 | -7.5366 | -8.8394
20162 | 2016 | 2 | H7 | 0% | 100% | 892.8094 | 899.534 | -6.7246 | 49 | -4.4198 | -5.8003 | -6.7246 | -7.5366 | -8.8394
20162 | 2016 | 2 | H8 | 0% | 100% | 1046.5317 | 1053.2563 | -6.7246 | 49.3 | -4.4198 | -5.8003 | -6.7246 | -7.5366 | -8.8394
20162 | 2016 | 2 | H9 | 0% | 100% | 1023.5403 | 1030.2648 | -6.7246 | 58.1 | -4.4198 | -5.8003 | -6.7246 | -7.5366 | -8.8394
20162 | 2016 | 2 | H10 | 0% | 100% | 1000.4373 | 1007.1619 | -6.7246 | 68.7 | -4.4198 | -5.8003 | -6.7246 | -7.5366 | -8.8394
20162 | 2016 | 2 | H11 | 0% | 100% | 946.1765 | 952.9011 | -6.7246 | 73.4 | -4.4198 | -5.8003 | -6.7246 | -7.5366 | -8.8394
20162 | 2016 | 2 | H12 | 80.45% | 0% | 973.6916 | 908.8946 | 64.797 | 77.7 | 42.5888 | 55.8909 | 64.797 | 72.6213 | 85.1747
20162 | 2016 | 2 | H13 | 80.67% | 0% | 915.1215 | 850.1434 | 64.9781 | 80.5 | 42.7078 | 56.0471 | 64.9781 | 72.8243 | 85.4128
20162 | 2016 | 2 | H14 | 106% | 0% | 859.6991 | 774.3164 | 85.3826 | 80.9 | 56.119 | 73.6472 | 85.3826 | 95.6927 | 112.2343
20162 | 2016 | 2 | H15 | 106.5% | 0% | 850.2166 | 764.4055 | 85.8111 | 80.4 | 56.4006 | 74.0167 | 85.8111 | 96.1729 | 112.7975
20162 | 2016 | 2 | H16 | 124% | 0% | 866.2536 | 766.3487 | 99.9049 | 77.9 | 65.664 | 86.1734 | 99.9049 | 111.9685 | 131.3235
20162 | 2016 | 2 | H17 | 106.1% | 0% | 927.292 | 841.8731 | 85.4188 | 76.5 | 56.1428 | 73.6784 | 85.4188 | 95.7333 | 112.2818
20162 | 2016 | 2 | H18 | 96.24% | 0% | 1144.5902 | 1067.0707 | 77.5196 | 73.9 | 50.9509 | 66.8648 | 77.5196 | 86.8802 | 101.8984
20162 | 2016 | 2 | H19 | 0% | 100% | 1460.2158 | 1466.9404 | -6.7246 | 69.1 | -4.4198 | -5.8003 | -6.7246 | -7.5366 | -8.8394
20162 | 2016 | 2 | H20 | 0% | 100% | 1451.357 | 1458.0815 | -6.7246 | 63 | -4.4198 | -5.8003 | -6.7246 | -7.5366 | -8.8394
20162 | 2016 | 2 | H21 | 0% | 100% | 1405.0644 | 1411.7889 | -6.7246 | 59.9 | -4.4198 | -5.8003 | -6.7246 | -7.5366 | -8.8394
20162 | 2016 | 2 | H22 | 0% | 100% | 1237.7963 | 1244.5209 | -6.7246 | 57.2 | -4.4198 | -5.8003 | -6.7246 | -7.5366 | -8.8394
20162 | 2016 | 2 | H23 | 0% | 100% | 1013.134 | 1019.8585 | -6.7246 | 55.6 | -4.4198 | -5.8003 | -6.7246 | -7.5366 | -8.8394
20162 | 2016 | 2 | H24 | 0% | 100% | 832.7514 | 839.476 | -6.7246 | 54.5 | -4.4198 | -5.8003 | -6.7246 | -7.5366 | -8.8394
20163 | 2016 | 3 | H1 | 0% | 100% | 668.8124 | 673.9857 | -5.1733 | 57.3 | -3.4002 | -4.4623 | -5.1733 | -5.798 | -6.8002
20163 | 2016 | 3 | H2 | 0% | 100% | 643.1049 | 648.2782 | -5.1733 | 55.5 | -3.4002 | -4.4623 | -5.1733 | -5.798 | -6.8002
20163 | 2016 | 3 | H3 | 0% | 100% | 614.1516 | 619.3249 | -5.1733 | 54.3 | -3.4002 | -4.4623 | -5.1733 | -5.798 | -6.8002
20163 | 2016 | 3 | H4 | 0% | 100% | 600.865 | 606.0383 | -5.1733 | 53.8 | -3.4002 | -4.4623 | -5.1733 | -5.798 | -6.8002
20163 | 2016 | 3 | H5 | 0% | 100% | 644.192 | 649.3653 | -5.1733 | 52.9 | -3.4002 | -4.4623 | -5.1733 | -5.798 | -6.8002
20163 | 2016 | 3 | H6 | 0% | 100% | 743.3069 | 748.4802 | -5.1733 | 52.7 | -3.4002 | -4.4623 | -5.1733 | -5.798 | -6.8002
20163 | 2016 | 3 | H7 | 0% | 100% | 911.7115 | 916.8848 | -5.1733 | 52.7 | -3.4002 | -4.4623 | -5.1733 | -5.798 | -6.8002
20163 | 2016 | 3 | H8 | 0% | 100% | 923.5445 | 928.7178 | -5.1733 | 58.6 | -3.4002 | -4.4623 | -5.1733 | -5.798 | -6.8002
20163 | 2016 | 3 | H9 | 0% | 100% | 821.1602 | 826.3335 | -5.1733 | 67.4 | -3.4002 | -4.4623 | -5.1733 | -5.798 | -6.8002
20163 | 2016 | 3 | H10 | 0% | 100% | 767.2163 | 772.3896 | -5.1733 | 74.9 | -3.4002 | -4.4623 | -5.1733 | -5.798 | -6.8002
20163 | 2016 | 3 | H11 | 0% | 100% | 755.1086 | 760.2819 | -5.1733 | 80.9 | -3.4002 | -4.4623 | -5.1733 | -5.798 | -6.8002
20163 | 2016 | 3 | H12 | 80.45% | 0% | 711.294 | 661.4449 | 49.8491 | 83.4 | 32.7641 | 42.9976 | 49.8491 | 55.8685 | 65.526
20163 | 2016 | 3 | H13 | 80.67% | 0% | 686.8799 | 636.8915 | 49.9885 | 84.9 | 32.8557 | 43.1178 | 49.9885 | 56.0246 | 65.7091
20163 | 2016 | 3 | H14 | 106% | 0% | 662.1576 | 596.4717 | 65.6859 | 84.8 | 43.1731 | 56.6577 | 65.6859 | 73.6176 | 86.3432
20163 | 2016 | 3 | H15 | 106.5% | 0% | 644.7645 | 578.749 | 66.0155 | 84.3 | 43.3897 | 56.942 | 66.0155 | 73.987 | 86.7765
20163 | 2016 | 3 | H16 | 124% | 0% | 650.9509 | 574.0929 | 76.858 | 82.7 | 50.5161 | 66.2942 | 76.858 | 86.1388 | 101.0288
20163 | 2016 | 3 | H17 | 106.1% | 0% | 722.224 | 656.5102 | 65.7138 | 81 | 43.1914 | 56.6817 | 65.7138 | 73.6488 | 86.3798
20163 | 2016 | 3 | H18 | 96.24% | 0% | 950.6199 | 890.9831 | 59.6368 | 78 | 39.1972 | 51.44 | 59.6368 | 66.838 | 78.3917
20163 | 2016 | 3 | H19 | 0% | 100% | 1258.7223 | 1263.8956 | -5.1733 | 73.4 | -3.4002 | -4.4623 | -5.1733 | -5.798 | -6.8002
20163 | 2016 | 3 | H20 | 0% | 100% | 1294.93 | 1300.1033 | -5.1733 | 67.6 | -3.4002 | -4.4623 | -5.1733 | -5.798 | -6.8002
20163 | 2016 | 3 | H21 | 0% | 100% | 1276.7641 | 1281.9374 | -5.1733 | 63.9 | -3.4002 | -4.4623 | -5.1733 | -5.798 | -6.8002
20163 | 2016 | 3 | H22 | 0% | 100% | 1162.3645 | 1167.5378 | -5.1733 | 61.8 | -3.4002 | -4.4623 | -5.1733 | -5.798 | -6.8002
20163 | 2016 | 3 | H23 | 0% | 100% | 972.1856 | 977.3589 | -5.1733 | 59.9 | -3.4002 | -4.4623 | -5.1733 | -5.798 | -6.8002
20163 | 2016 | 3 | H24 | 0% | 100% | 788.9233 | 794.0966 | -5.1733 | 58 | -3.4002 | -4.4623 | -5.1733 | -5.798 | -6.8002
20164 | 2016 | 4 | H1 | 0% | 100% | 677.1313 | 686.0024 | -8.8711 | 63.1 | -5.8307 | -7.6518 | -8.8711 | -9.9423 | -11.661
20164 | 2016 | 4 | H2 | 0% | 100% | 635.6446 | 644.5157 | -8.8711 | 62.7 | -5.8307 | -7.6518 | -8.8711 | -9.9423 | -11.661
20164 | 2016 | 4 | H3 | 0% | 100% | 618.2373 | 627.1084 | -8.8711 | 62.7 | -5.8307 | -7.6518 | -8.8711 | -9.9423 | -11.661
20164 | 2016 | 4 | H4 | 0% | 100% | 634.6762 | 643.5474 | -8.8711 | 62.3 | -5.8307 | -7.6518 | -8.8711 | -9.9423 | -11.661
20164 | 2016 | 4 | H5 | 0% | 100% | 697.7963 | 706.6675 | -8.8711 | 64.4 | -5.8307 | -7.6518 | -8.8711 | -9.9423 | -11.661
20164 | 2016 | 4 | H6 | 0% | 100% | 790.1623 | 799.0335 | -8.8711 | 64.6 | -5.8307 | -7.6518 | -8.8711 | -9.9423 | -11.661
20164 | 2016 | 4 | H7 | 0% | 100% | 852.5362 | 861.4073 | -8.8711 | 65.9 | -5.8307 | -7.6518 | -8.8711 | -9.9423 | -11.661
20164 | 2016 | 4 | H8 | 0% | 100% | 881.8033 | 890.6744 | -8.8711 | 73.5 | -5.8307 | -7.6518 | -8.8711 | -9.9423 | -11.661
20164 | 2016 | 4 | H9 | 0% | 100% | 890.9283 | 899.7994 | -8.8711 | 81 | -5.8307 | -7.6518 | -8.8711 | -9.9423 | -11.661
20164 | 2016 | 4 | H10 | 0% | 100% | 932.2736 | 941.1448 | -8.8711 | 87 | -5.8307 | -7.6518 | -8.8711 | -9.9423 | -11.661
20164 | 2016 | 4 | H11 | 0% | 100% | 1005.2457 | 1014.1169 | -8.8711 | 90.1 | -5.8307 | -7.6518 | -8.8711 | -9.9423 | -11.661
20164 | 2016 | 4 | H12 | 80.45% | 0% | 1089.9848 | 1004.504 | 85.4809 | 91.9 | 56.1836 | 73.7319 | 85.4809 | 95.8028 | 112.3634
20164 | 2016 | 4 | H13 | 80.67% | 0% | 1124.5647 | 1038.8449 | 85.7198 | 93.7 | 56.3406 | 73.938 | 85.7198 | 96.0706 | 112.6774
20164 | 2016 | 4 | H14 | 106% | 0% | 1146.7448 | 1034.1071 | 112.6377 | 92 | 74.0328 | 97.1561 | 112.6377 | 126.2389 | 148.0606
20164 | 2016 | 4 | H15 | 106.5% | 0% | 1231.0949 | 1117.892 | 113.2029 | 90.9 | 74.4043 | 97.6437 | 113.2029 | 126.8723 | 148.8036
20164 | 2016 | 4 | H16 | 124% | 0% | 1315.4813 | 1183.6858 | 131.7955 | 89.4 | 86.6246 | 113.6808 | 131.7955 | 147.7101 | 173.2433
20164 | 2016 | 4 | H17 | 106.1% | 0% | 1373.4695 | 1260.7841 | 112.6854 | 88.7 | 74.0642 | 97.1973 | 112.6854 | 126.2924 | 148.1234
20164 | 2016 | 4 | H18 | 96.24% | 0% | 1342.1602 | 1239.8956 | 102.2646 | 87.1 | 67.215 | 88.2088 | 102.2646 | 114.6133 | 134.4254
20164 | 2016 | 4 | H19 | 0% | 100% | 1446.9089 | 1455.7801 | -8.8711 | 83.4 | -5.8307 | -7.6518 | -8.8711 | -9.9423 | -11.661
20164 | 2016 | 4 | H20 | 0% | 100% | 1485.7854 | 1494.6565 | -8.8711 | 78.4 | -5.8307 | -7.6518 | -8.8711 | -9.9423 | -11.661
20164 | 2016 | 4 | H21 | 0% | 100% | 1310.7923 | 1319.6634 | -8.8711 | 75.5 | -5.8307 | -7.6518 | -8.8711 | -9.9423 | -11.661
20164 | 2016 | 4 | H22 | 0% | 100% | 1092.1539 | 1101.025 | -8.8711 | 70 | -5.8307 | -7.6518 | -8.8711 | -9.9423 | -11.661
20164 | 2016 | 4 | H23 | 0% | 100% | 864.2172 | 873.0884 | -8.8711 | 67.6 | -5.8307 | -7.6518 | -8.8711 | -9.9423 | -11.661
20164 | 2016 | 4 | H24 | 0% | 100% | 723.0979 | 731.969 | -8.8711 | 64.6 | -5.8307 | -7.6518 | -8.8711 | -9.9423 | -11.661
20165 | 2016 | 5 | H1 | 0% | 100% | 675.5964 | 685.8677 | -10.2712 | 66.5 | -6.7509 | -8.8595 | -10.2712 | -11.5115 | -13.5014
20165 | 2016 | 5 | H2 | 0% | 100% | 627.5929 | 637.8641 | -10.2712 | 66.1 | -6.7509 | -8.8595 | -10.2712 | -11.5115 | -13.5014
20165 | 2016 | 5 | H3 | 0% | 100% | 600.064 | 610.3352 | -10.2712 | 66.7 | -6.7509 | -8.8595 | -10.2712 | -11.5115 | -13.5014
20165 | 2016 | 5 | H4 | 0% | 100% | 608.9299 | 619.2011 | -10.2712 | 65.6 | -6.7509 | -8.8595 | -10.2712 | -11.5115 | -13.5014
20165 | 2016 | 5 | H5 | 0% | 100% | 673.0098 | 683.281 | -10.2712 | 64.5 | -6.7509 | -8.8595 | -10.2712 | -11.5115 | -13.5014
20165 | 2016 | 5 | H6 | 0% | 100% | 777.5463 | 787.8175 | -10.2712 | 63.9 | -6.7509 | -8.8595 | -10.2712 | -11.5115 | -13.5014
20165 | 2016 | 5 | H7 | 0% | 100% | 811.4522 | 821.7234 | -10.2712 | 65.7 | -6.7509 | -8.8595 | -10.2712 | -11.5115 | -13.5014
20165 | 2016 | 5 | H8 | 0% | 100% | 836.3365 | 846.6077 | -10.2712 | 76.5 | -6.7509 | -8.8595 | -10.2712 | -11.5115 | -13.5014
20165 | 2016 | 5 | H9 | 0% | 100% | 913.7156 | 923.9868 | -10.2712 | 84.8 | -6.7509 | -8.8595 | -10.2712 | -11.5115 | -13.5014
20165 | 2016 | 5 | H10 | 0% | 100% | 1045.6021 | 1055.8733 | -10.2712 | 91.6 | -6.7509 | -8.8595 | -10.2712 | -11.5115 | -13.5014
20165 | 2016 | 5 | H11 | 0% | 100% | 1150.3569 | 1160.6282 | -10.2712 | 95.1 | -6.7509 | -8.8595 | -10.2712 | -11.5115 | -13.5014
20165 | 2016 | 5 | H12 | 80.45% | 0% | 1258.2811 | 1159.3093 | 98.9718 | 95.1 | 65.0507 | 85.3686 | 98.9718 | 110.9228 | 130.097
20165 | 2016 | 5 | H13 | 80.67% | 0% | 1352.3904 | 1253.142 | 99.2484 | 93.9 | 65.2325 | 85.6072 | 99.2484 | 111.2328 | 130.4606
20165 | 2016 | 5 | H14 | 106% | 0% | 1415.6285 | 1285.2139 | 130.4146 | 94.1 | 85.717 | 112.4897 | 130.4146 | 146.1624 | 171.4281
20165 | 2016 | 5 | H15 | 106.5% | 0% | 1553.6714 | 1422.6024 | 131.069 | 92.4 | 86.1471 | 113.0542 | 131.069 | 146.8958 | 172.2884
20165 | 2016 | 5 | H16 | 124% | 0% | 1604.894 | 1452.298 | 152.596 | 90.9 | 100.296 | 131.6224 | 152.596 | 171.0222 | 200.5853
20165 | 2016 | 5 | H17 | 106.1% | 0% | 1649.2725 | 1518.8026 | 130.4699 | 90 | 85.7533 | 112.5374 | 130.4699 | 146.2243 | 171.5008
20165 | 2016 | 5 | H18 | 96.24% | 0% | 1628.4602 | 1510.0558 | 118.4044 | 86.5 | 77.8231 | 102.1303 | 118.4044 | 132.702 | 155.6409
20165 | 2016 | 5 | H19 | 0% | 100% | 1632.9683 | 1643.2395 | -10.2712 | 82.1 | -6.7509 | -8.8595 | -10.2712 | -11.5115 | -13.5014
20165 | 2016 | 5 | H20 | 0% | 100% | 1661.1414 | 1671.4126 | -10.2712 | 77 | -6.7509 | -8.8595 | -10.2712 | -11.5115 | -13.5014
20165 | 2016 | 5 | H21 | 0% | 100% | 1508.7595 | 1519.0308 | -10.2712 | 73 | -6.7509 | -8.8595 | -10.2712 | -11.5115 | -13.5014
20165 | 2016 | 5 | H22 | 0% | 100% | 1240.213 | 1250.4842 | -10.2712 | 72.1 | -6.7509 | -8.8595 | -10.2712 | -11.5115 | -13.5014
20165 | 2016 | 5 | H23 | 0% | 100% | 996.5135 | 1006.7847 | -10.2712 | 69.3 | -6.7509 | -8.8595 | -10.2712 | -11.5115 | -13.5014
20165 | 2016 | 5 | H24 | 0% | 100% | 819.8414 | 830.1126 | -10.2712 | 67.1 | -6.7509 | -8.8595 | -10.2712 | -11.5115 | -13.5014
20166 | 2016 | 6 | H1 | 0% | 100% | 686.9395 | 697.2609 | -10.3214 | 70.5 | -6.7839 | -8.9027 | -10.3214 | -11.5677 | -13.5673
20166 | 2016 | 6 | H2 | 0% | 100% | 644.1667 | 654.488 | -10.3214 | 69.8 | -6.7839 | -8.9027 | -10.3214 | -11.5677 | -13.5673
20166 | 2016 | 6 | H3 | 0% | 100% | 616.9455 | 627.2669 | -10.3214 | 67.3 | -6.7839 | -8.9027 | -10.3214 | -11.5677 | -13.5673
20166 | 2016 | 6 | H4 | 0% | 100% | 622.7008 | 633.0222 | -10.3214 | 66.1 | -6.7839 | -8.9027 | -10.3214 | -11.5677 | -13.5673
20166 | 2016 | 6 | H5 | 0% | 100% | 687.0993 | 697.4207 | -10.3214 | 65.8 | -6.7839 | -8.9027 | -10.3214 | -11.5677 | -13.5673
20166 | 2016 | 6 | H6 | 0% | 100% | 756.0653 | 766.3866 | -10.3214 | 65.7 | -6.7839 | -8.9027 | -10.3214 | -11.5677 | -13.5673
20166 | 2016 | 6 | H7 | 0% | 100% | 818.4569 | 828.7783 | -10.3214 | 71.3 | -6.7839 | -8.9027 | -10.3214 | -11.5677 | -13.5673
20166 | 2016 | 6 | H8 | 0% | 100% | 875.8325 | 886.1539 | -10.3214 | 78.2 | -6.7839 | -8.9027 | -10.3214 | -11.5677 | -13.5673
20166 | 2016 | 6 | H9 | 0% | 100% | 954.4366 | 964.758 | -10.3214 | 84 | -6.7839 | -8.9027 | -10.3214 | -11.5677 | -13.5673
20166 | 2016 | 6 | H10 | 0% | 100% | 1042.5885 | 1052.9099 | -10.3214 | 90.4 | -6.7839 | -8.9027 | -10.3214 | -11.5677 | -13.5673
20166 | 2016 | 6 | H11 | 0% | 100% | 1151.3091 | 1161.6305 | -10.3214 | 92.7 | -6.7839 | -8.9027 | -10.3214 | -11.5677 | -13.5673
20166 | 2016 | 6 | H12 | 80.45% | 0% | 1253.141 | 1153.6859 | 99.4551 | 93.6 | 65.3684 | 85.7855 | 99.4551 | 111.4645 | 130.7323
20166 | 2016 | 6 | H13 | 80.67% | 0% | 1334.1638 | 1234.4307 | 99.7331 | 93.3 | 65.5511 | 86.0252 | 99.7331 | 111.776 | 131.0977
20166 | 2016 | 6 | H14 | 106% | 0% | 1377.5675 | 1246.516 | 131.0515 | 93.3 | 86.1356 | 113.039 | 131.0515 | 146.8761 | 172.2653
20166 | 2016 | 6 | H15 | 106.5% | 0% | 1495.4678 | 1363.7587 | 131.7091 | 94.7 | 86.5678 | 113.6063 | 131.7091 | 147.6132 | 173.1297
20166 | 2016 | 6 | H16 | 124% | 0% | 1580.3521 | 1427.0109 | 153.3412 | 95.4 | 100.7858 | 132.2651 | 153.3412 | 171.8574 | 201.5648
20166 | 2016 | 6 | H17 | 106.1% | 0% | 1624.7904 | 1493.6834 | 131.107 | 94.1 | 86.1721 | 113.0869 | 131.107 | 146.9384 | 172.3383
20166 | 2016 | 6 | H18 | 96.24% | 0% | 1649.7836 | 1530.801 | 118.9827 | 92.5 | 78.2032 | 102.629 | 118.9827 | 133.35 | 156.401
20166 | 2016 | 6 | H19 | 0% | 100% | 1673.9388 | 1684.2601 | -10.3214 | 86.1 | -6.7839 | -8.9027 | -10.3214 | -11.5677 | -13.5673
20166 | 2016 | 6 | H20 | 0% | 100% | 1712.2143 | 1722.5356 | -10.3214 | 81.2 | -6.7839 | -8.9027 | -10.3214 | -11.5677 | -13.5673
20166 | 2016 | 6 | H21 | 0% | 100% | 1596.3508 | 1606.6721 | -10.3214 | 77.6 | -6.7839 | -8.9027 | -10.3214 | -11.5677 | -13.5673
20166 | 2016 | 6 | H22 | 0% | 100% | 1404.876 | 1415.1974 | -10.3214 | 76 | -6.7839 | -8.9027 | -10.3214 | -11.5677 | -13.5673
20166 | 2016 | 6 | H23 | 0% | 100% | 1166.953 | 1177.2744 | -10.3214 | 72.8 | -6.7839 | -8.9027 | -10.3214 | -11.5677 | -13.5673
20166 | 2016 | 6 | H24 | 0% | 100% | 992.6362 | 1002.9576 | -10.3214 | 70.5 | -6.7839 | -8.9027 | -10.3214 | -11.5677 | -13.5673
20166 | 2016 | 6 | H1 | 0% | 100% | 1010.8593 | 1021.1807 | -10.3214 | 73.3 | -6.7839 | -8.9027 | -10.3214 | -11.5677 | -13.5673
20167 | 2016 | 7 | H2 | 0% | 100% | 903.8264 | 915.2244 | -11.398 | 73.6 | -7.4915 | -9.8314 | -11.398 | -12.7743 | -14.9825
20167 | 2016 | 7 | H3 | 0% | 100% | 859.913 | 871.311 | -11.398 | 73.5 | -7.4915 | -9.8314 | -11.398 | -12.7743 | -14.9825
20167 | 2016 | 7 | H4 | 0% | 100% | 829.8306 | 841.2287 | -11.398 | 73.8 | -7.4915 | -9.8314 | -11.398 | -12.7743 | -14.9825
20167 | 2016 | 7 | H5 | 0% | 100% | 858.1622 | 869.5602 | -11.398 | 74.8 | -7.4915 | -9.8314 | -11.398 | -12.7743 | -14.9825
20167 | 2016 | 7 | H6 | 0% | 100% | 891.2611 | 902.6591 | -11.398 | 75.4 | -7.4915 | -9.8314 | -11.398 | -12.7743 | -14.9825
20167 | 2016 | 7 | H7 | 0% | 100% | 993.6565 | 1005.0545 | -11.398 | 77.1 | -7.4915 | -9.8314 | -11.398 | -12.7743 | -14.9825
20167 | 2016 | 7 | H8 | 0% | 100% | 1054.175 | 1065.573 | -11.398 | 79.6 | -7.4915 | -9.8314 | -11.398 | -12.7743 | -14.9825
20167 | 2016 | 7 | H9 | 0% | 100% | 1115.7678 | 1127.1658 | -11.398 | 84.8 | -7.4915 | -9.8314 | -11.398 | -12.7743 | -14.9825
20167 | 2016 | 7 | H10 | 0% | 100% | 1209.6359 | 1221.0339 | -11.398 | 89.8 | -7.4915 | -9.8314 | -11.398 | -12.7743 | -14.9825
20167 | 2016 | 7 | H11 | 0% | 100% | 1283.9177 | 1295.3157 | -11.398 | 95.6 | -7.4915 | -9.8314 | -11.398 | -12.7743 | -14.9825
20167 | 2016 | 7 | H12 | 80.45% | 0% | 1421.3465 | 1311.517 | 109.8295 | 98.5 | 72.1871 | 94.7339 | 109.8295 | 123.0916 | 144.3693
20167 | 2016 | 7 | H13 | 80.67% | 0% | 1610.4348 | 1500.2984 | 110.1365 | 100.6 | 72.3889 | 94.9987 | 110.1365 | 123.4356 | 144.7728
20167 | 2016 | 7 | H14 | 106% | 0% | 1703.6449 | 1558.9232 | 144.7217 | 99.8 | 95.1205 | 124.8304 | 144.7217 | 162.1971 | 190.2346
20167 | 2016 | 7 | H15 | 106.5% | 0% | 1669.8994 | 1524.4515 | 145.4479 | 97 | 95.5979 | 125.4568 | 145.4479 | 163.011 | 191.1892
20167 | 2016 | 7 | H16 | 124% | 0% | 1654.945 | 1485.6084 | 169.3366 | 91.8 | 111.299 | 146.062 | 169.3366 | 189.7842 | 222.5905
20167 | 2016 | 7 | H17 | 106.1% | 0% | 1735.6548 | 1590.8718 | 144.7831 | 88.7 | 95.1609 | 124.8833 | 144.7831 | 162.2659 | 190.3153
20167 | 2016 | 7 | H18 | 96.24% | 0% | 1795.6833 | 1664.2893 | 131.394 | 87.1 | 86.3607 | 113.3345 | 131.394 | 147.26 | 172.7155
20167 | 2016 | 7 | H19 | 0% | 100% | 1821.5165 | 1832.9145 | -11.398 | 86.3 | -7.4915 | -9.8314 | -11.398 | -12.7743 | -14.9825
20167 | 2016 | 7 | H20 | 0% | 100% | 1937.8433 | 1949.2414 | -11.398 | 81.3 | -7.4915 | -9.8314 | -11.398 | -12.7743 | -14.9825
20167 | 2016 | 7 | H21 | 0% | 100% | 1794.6137 | 1806.0117 | -11.398 | 78.3 | -7.4915 | -9.8314 | -11.398 | -12.7743 | -14.9825
20167 | 2016 | 7 | H22 | 0% | 100% | 1545.0231 | 1556.4211 | -11.398 | 77.2 | -7.4915 | -9.8314 | -11.398 | -12.7743 | -14.9825
20167 | 2016 | 7 | H23 | 0% | 100% | 1289.1834 | 1300.5814 | -11.398 | 76.2 | -7.4915 | -9.8314 | -11.398 | -12.7743 | -14.9825
20167 | 2016 | 7 | H24 | 0% | 100% | 1132.4668 | 1143.8648 | -11.398 | 75.8 | -7.4915 | -9.8314 | -11.398 | -12.7743 | -14.9825
20168 | 2016 | 8 | H1 | 0% | 100% | 799.8421 | 811.3285 | -11.4864 | 72.1 | -7.5496 | -9.9076 | -11.4864 | -12.8734 | -15.0987
20168 | 2016 | 8 | H2 | 0% | 100% | 740.0299 | 751.5162 | -11.4864 | 71.9 | -7.5496 | -9.9076 | -11.4864 | -12.8734 | -15.0987
20168 | 2016 | 8 | H3 | 0% | 100% | 718.2869 | 729.7733 | -11.4864 | 71.2 | -7.5496 | -9.9076 | -11.4864 | -12.8734 | -15.0987
20168 | 2016 | 8 | H4 | 0% | 100% | 721.445 | 732.9314 | -11.4864 | 70.7 | -7.5496 | -9.9076 | -11.4864 | -12.8734 | -15.0987
20168 | 2016 | 8 | H5 | 0% | 100% | 760.6821 | 772.1685 | -11.4864 | 70.8 | -7.5496 | -9.9076 | -11.4864 | -12.8734 | -15.0987
20168 | 2016 | 8 | H6 | 0% | 100% | 840.4796 | 851.966 | -11.4864 | 71.2 | -7.5496 | -9.9076 | -11.4864 | -12.8734 | -15.0987
20168 | 2016 | 8 | H7 | 0% | 100% | 861.4569 | 872.9433 | -11.4864 | 71.5 | -7.5496 | -9.9076 | -11.4864 | -12.8734 | -15.0987
20168 | 2016 | 8 | H8 | 0% | 100% | 904.4804 | 915.9668 | -11.4864 | 74.7 | -7.5496 | -9.9076 | -11.4864 | -12.8734 | -15.0987
20168 | 2016 | 8 | H9 | 0% | 100% | 1010.1385 | 1021.6249 | -11.4864 | 79.3 | -7.5496 | -9.9076 | -11.4864 | -12.8734 | -15.0987
20168 | 2016 | 8 | H10 | 0% | 100% | 1155.1189 | 1166.6053 | -11.4864 | 85.7 | -7.5496 | -9.9076 | -11.4864 | -12.8734 | -15.0987
20168 | 2016 | 8 | H11 | 0% | 100% | 1326.4637 | 1337.9501 | -11.4864 | 88.4 | -7.5496 | -9.9076 | -11.4864 | -12.8734 | -15.0987
20168 | 2016 | 8 | H12 | 80.45% | 0% | 1479.2902 | 1368.6093 | 110.681 | 90.9 | 72.7467 | 95.4684 | 110.681 | 124.0459 | 145.4885
20168 | 2016 | 8 | H13 | 80.67% | 0% | 1554.4874 | 1443.4971 | 110.9903 | 90.3 | 72.9501 | 95.7352 | 110.9903 | 124.3926 | 145.8952
20168 | 2016 | 8 | H14 | 106% | 0% | 1628.8628 | 1483.0191 | 145.8437 | 89.3 | 95.858 | 125.7981 | 145.8437 | 163.4546 | 191.7095
20168 | 2016 | 8 | H15 | 106.5% | 0% | 1691.9863 | 1545.4108 | 146.5756 | 87.8 | 96.339 | 126.4294 | 146.5756 | 164.2748 | 192.6715
20168 | 2016 | 8 | H16 | 124% | 0% | 1728.9423 | 1558.293 | 170.6494 | 87.3 | 112.1619 | 147.1944 | 170.6494 | 191.2556 | 224.3162
20168 | 2016 | 8 | H17 | 106.1% | 0% | 1755.7087 | 1609.8032 | 145.9055 | 85.5 | 95.8986 | 125.8514 | 145.9055 | 163.5238 | 191.7907
20168 | 2016 | 8 | H18 | 96.24% | 0% | 1716.104 | 1583.6914 | 132.4127 | 83.5 | 87.0302 | 114.2131 | 132.4127 | 148.4017 | 174.0545
20168 | 2016 | 8 | H19 | 0% | 100% | 1701.2175 | 1712.7039 | -11.4864 | 81.2 | -7.5496 | -9.9076 | -11.4864 | -12.8734 | -15.0987
20168 | 2016 | 8 | H20 | 0% | 100% | 1677.1345 | 1688.6209 | -11.4864 | 78.8 | -7.5496 | -9.9076 | -11.4864 | -12.8734 | -15.0987
20168 | 2016 | 8 | H21 | 0% | 100% | 1589.967 | 1601.4534 | -11.4864 | 77.4 | -7.5496 | -9.9076 | -11.4864 | -12.8734 | -15.0987
20168 | 2016 | 8 | H22 | 0% | 100% | 1424.0197 | 1435.5061 | -11.4864 | 75.7 | -7.5496 | -9.9076 | -11.4864 | -12.8734 | -15.0987
20168 | 2016 | 8 | H23 | 0% | 100% | 1203.943 | 1215.4293 | -11.4864 | 74.3 | -7.5496 | -9.9076 | -11.4864 | -12.8734 | -15.0987
20168 | 2016 | 8 | H24 | 0% | 100% | 1014.7758 | 1026.2622 | -11.4864 | 73 | -7.5496 | -9.9076 | -11.4864 | -12.8734 | -15.0987
20169 | 2016 | 9 | H1 | 0% | 100% | 991.7253 | 1003.3866 | -11.6613 | 76.4 | -7.6646 | -10.0585 | -11.6613 | -13.0694 | -15.3286
20169 | 2016 | 9 | H2 | 0% | 100% | 918.28 | 929.9412 | -11.6613 | 75.7 | -7.6646 | -10.0585 | -11.6613 | -13.0694 | -15.3286
20169 | 2016 | 9 | H3 | 0% | 100% | 882.2318 | 893.8931 | -11.6613 | 75.5 | -7.6646 | -10.0585 | -11.6613 | -13.0694 | -15.3286
20169 | 2016 | 9 | H4 | 0% | 100% | 879.6693 | 891.3306 | -11.6613 | 74.9 | -7.6646 | -10.0585 | -11.6613 | -13.0694 | -15.3286
20169 | 2016 | 9 | H5 | 0% | 100% | 914.0833 | 925.7446 | -11.6613 | 74.6 | -7.6646 | -10.0585 | -11.6613 | -13.0694 | -15.3286
20169 | 2016 | 9 | H6 | 0% | 100% | 988.9678 | 1000.6291 | -11.6613 | 74.8 | -7.6646 | -10.0585 | -11.6613 | -13.0694 | -15.3286
20169 | 2016 | 9 | H7 | 0% | 100% | 963.8678 | 975.5291 | -11.6613 | 75.4 | -7.6646 | -10.0585 | -11.6613 | -13.0694 | -15.3286
20169 | 2016 | 9 | H8 | 0% | 100% | 1012.5772 | 1024.2384 | -11.6613 | 80.8 | -7.6646 | -10.0585 | -11.6613 | -13.0694 | -15.3286
20169 | 2016 | 9 | H9 | 0% | 100% | 1120.76 | 1132.4213 | -11.6613 | 86.6 | -7.6646 | -10.0585 | -11.6613 | -13.0694 | -15.3286
20169 | 2016 | 9 | H10 | 0% | 100% | 1236.2743 | 1247.9356 | -11.6613 | 91.5 | -7.6646 | -10.0585 | -11.6613 | -13.0694 | -15.3286
20169 | 2016 | 9 | H11 | 0% | 100% | 1351.7105 | 1363.3718 | -11.6613 | 95.9 | -7.6646 | -10.0585 | -11.6613 | -13.0694 | -15.3286
20169 | 2016 | 9 | H12 | 80.45% | 0% | 1495.4854 | 1383.1192 | 112.3663 | 98.6 | 73.8544 | 96.922 | 112.3663 | 125.9347 | 147.7038
20169 | 2016 | 9 | H13 | 80.67% | 0% | 1552.65 | 1439.9697 | 112.6803 | 96.3 | 74.0608 | 97.1929 | 112.6803 | 126.2866 | 148.1167
20169 | 2016 | 9 | H14 | 106% | 0% | 1628.3731 | 1480.3087 | 148.0644 | 93.6 | 97.3176 | 127.7136 | 148.0644 | 165.9434 | 194.6285
20169 | 2016 | 9 | H15 | 106.5% | 0% | 1722.1826 | 1573.3752 | 148.8074 | 93.7 | 97.8059 | 128.3545 | 148.8074 | 166.7761 | 195.6052
20169 | 2016 | 9 | H16 | 124% | 0% | 1771.2614 | 1598.0136 | 173.2478 | 92.5 | 113.8697 | 149.4356 | 173.2478 | 194.1677 | 227.7317
20169 | 2016 | 9 | H17 | 106.1% | 0% | 1814.0945 | 1665.9673 | 148.1272 | 90.8 | 97.3588 | 127.7677 | 148.1272 | 166.0138 | 194.711
20169 | 2016 | 9 | H18 | 96.24% | 0% | 1776.062 | 1641.6332 | 134.4288 | 88.8 | 88.3554 | 115.9522 | 134.4288 | 150.6613 | 176.7048
20169 | 2016 | 9 | H19 | 0% | 100% | 1749.4856 | 1761.1469 | -11.6613 | 85.4 | -7.6646 | -10.0585 | -11.6613 | -13.0694 | -15.3286
20169 | 2016 | 9 | H20 | 0% | 100% | 1725.3 | 1736.9612 | -11.6613 | 81.6 | -7.6646 | -10.0585 | -11.6613 | -13.0694 | -15.3286
20169 | 2016 | 9 | H21 | 0% | 100% | 1563.7792 | 1575.4405 | -11.6613 | 80.3 | -7.6646 | -10.0585 | -11.6613 | -13.0694 | -15.3286
20169 | 2016 | 9 | H22 | 0% | 100% | 1319.924 | 1331.5853 | -11.6613 | 78.1 | -7.6646 | -10.0585 | -11.6613 | -13.0694 | -15.3286
20169 | 2016 | 9 | H23 | 0% | 100% | 1061.9054 | 1073.5666 | -11.6613 | 76.1 | -7.6646 | -10.0585 | -11.6613 | -13.0694 | -15.3286
20169 | 2016 | 9 | H24 | 0% | 100% | 872.2484 | 883.9097 | -11.6613 | 75.3 | -7.6646 | -10.0585 | -11.6613 | -13.0694 | -15.3286
201610 | 2016 | 10 | H1 | 0% | 100% | 764.8264 | 775.1689 | -10.3424 | 65.8 | -6.7977 | -8.9209 | -10.3424 | -11.5913 | -13.595
201610 | 2016 | 10 | H2 | 0% | 100% | 721.682 | 732.0244 | -10.3424 | 64.1 | -6.7977 | -8.9209 | -10.3424 | -11.5913 | -13.595
201610 | 2016 | 10 | H3 | 0% | 100% | 701.5572 | 711.8997 | -10.3424 | 64 | -6.7977 | -8.9209 | -10.3424 | -11.5913 | -13.595
201610 | 2016 | 10 | H4 | 0% | 100% | 714.6651 | 725.0075 | -10.3424 | 63 | -6.7977 | -8.9209 | -10.3424 | -11.5913 | -13.595
201610 | 2016 | 10 | H5 | 0% | 100% | 779.2037 | 789.5461 | -10.3424 | 62.5 | -6.7977 | -8.9209 | -10.3424 | -11.5913 | -13.595
201610 | 2016 | 10 | H6 | 0% | 100% | 884.6117 | 894.9542 | -10.3424 | 62.6 | -6.7977 | -8.9209 | -10.3424 | -11.5913 | -13.595
201610 | 2016 | 10 | H7 | 0% | 100% | 915.1073 | 925.4497 | -10.3424 | 61.7 | -6.7977 | -8.9209 | -10.3424 | -11.5913 | -13.595
201610 | 2016 | 10 | H8 | 0% | 100% | 956.0512 | 966.3937 | -10.3424 | 69.6 | -6.7977 | -8.9209 | -10.3424 | -11.5913 | -13.595
201610 | 2016 | 10 | H9 | 0% | 100% | 992.2044 | 1002.5468 | -10.3424 | 79.5 | -6.7977 | -8.9209 | -10.3424 | -11.5913 | -13.595
201610 | 2016 | 10 | H10 | 0% | 100% | 1061.2265 | 1071.5689 | -10.3424 | 86.4 | -6.7977 | -8.9209 | -10.3424 | -11.5913 | -13.595
201610 | 2016 | 10 | H11 | 0% | 100% | 1169.4544 | 1179.7969 | -10.3424 | 91 | -6.7977 | -8.9209 | -10.3424 | -11.5913 | -13.595
201610 | 2016 | 10 | H12 | 80.45% | 0% | 1293.1949 | 1193.5367 | 99.6582 | 93.8 | 65.5018 | 85.9606 | 99.6582 | 111.692 | 130.9992
201610 | 2016 | 10 | H13 | 80.67% | 0% | 1371.8266 | 1271.8899 | 99.9367 | 94.4 | 65.6849 | 86.2008 | 99.9367 | 112.0042 | 131.3653
201610 | 2016 | 10 | H14 | 106% | 0% | 1437.8916 | 1306.5726 | 131.319 | 91.8 | 86.3114 | 113.2698 | 131.319 | 147.176 | 172.6169
201610 | 2016 | 10 | H15 | 106.5% | 0% | 1535.8496 | 1403.8716 | 131.978 | 90 | 86.7445 | 113.8382 | 131.978 | 147.9145 | 173.4831
201610 | 2016 | 10 | H16 | 124% | 0% | 1594.5926 | 1440.9384 | 153.6542 | 88.4 | 100.9916 | 132.5351 | 153.6542 | 172.2082 | 201.9763
201610 | 2016 | 10 | H17 | 106.1% | 0% | 1650.9255 | 1519.5508 | 131.3747 | 86.9 | 86.348 | 113.3178 | 131.3747 | 147.2384 | 172.6901
201610 | 2016 | 10 | H18 | 96.24% | 0% | 1680.1161 | 1560.8906 | 119.2256 | 83.1 | 78.3628 | 102.8385 | 119.2256 | 133.6222 | 156.7203
201610 | 2016 | 10 | H19 | 0% | 100% | 1792.3965 | 1802.7389 | -10.3424 | 77 | -6.7977 | -8.9209 | -10.3424 | -11.5913 | -13.595
201610 | 2016 | 10 | H20 | 0% | 100% | 1695.2957 | 1705.6382 | -10.3424 | 72.7 | -6.7977 | -8.9209 | -10.3424 | -11.5913 | -13.595
201610 | 2016 | 10 | H21 | 0% | 100% | 1499.3589 | 1509.7014 | -10.3424 | 70.2 | -6.7977 | -8.9209 | -10.3424 | -11.5913 | -13.595
201610 | 2016 | 10 | H22 | 0% | 100% | 1262.072 | 1272.4145 | -10.3424 | 67.8 | -6.7977 | -8.9209 | -10.3424 | -11.5913 | -13.595
201610 | 2016 | 10 | H23 | 0% | 100% | 1033.1796 | 1043.522 | -10.3424 | 66.7 | -6.7977 | -8.9209 | -10.3424 | -11.5913 | -13.595
201611 | 2016 | 11 | H24 | 0% | 100% | 880.5637 | 887.8156 | -7.2519 | 64.5 | -4.7664 | -6.2552 | -7.2519 | -8.1276 | -9.5325
201611 | 2016 | 11 | H1 | 0% | 100% | 689.3581 | 696.6101 | -7.2519 | 65.8 | -4.7664 | -6.2552 | -7.2519 | -8.1276 | -9.5325
201611 | 2016 | 11 | H2 | 0% | 100% | 626.4879 | 633.7398 | -7.2519 | 65.4 | -4.7664 | -6.2552 | -7.2519 | -8.1276 | -9.5325
201611 | 2016 | 11 | H3 | 0% | 100% | 603.2805 | 610.5324 | -7.2519 | 65.3 | -4.7664 | -6.2552 | -7.2519 | -8.1276 | -9.5325
201611 | 2016 | 11 | H4 | 0% | 100% | 592.957 | 600.2089 | -7.2519 | 64.5 | -4.7664 | -6.2552 | -7.2519 | -8.1276 | -9.5325
201611 | 2016 | 11 | H5 | 0% | 100% | 612.0895 | 619.3414 | -7.2519 | 63.3 | -4.7664 | -6.2552 | -7.2519 | -8.1276 | -9.5325
201611 | 2016 | 11 | H6 | 0% | 100% | 684.387 | 691.639 | -7.2519 | 61.8 | -4.7664 | -6.2552 | -7.2519 | -8.1276 | -9.5325
201611 | 2016 | 11 | H7 | 0% | 100% | 808.4771 | 815.729 | -7.2519 | 64.4 | -4.7664 | -6.2552 | -7.2519 | -8.1276 | -9.5325
201611 | 2016 | 11 | H8 | 0% | 100% | 836.727 | 843.9789 | -7.2519 | 65.1 | -4.7664 | -6.2552 | -7.2519 | -8.1276 | -9.5325
201611 | 2016 | 11 | H9 | 0% | 100% | 815.907 | 823.1589 | -7.2519 | 71.7 | -4.7664 | -6.2552 | -7.2519 | -8.1276 | -9.5325
201611 | 2016 | 11 | H10 | 0% | 100% | 800.3305 | 807.5824 | -7.2519 | 78.8 | -4.7664 | -6.2552 | -7.2519 | -8.1276 | -9.5325
201611 | 2016 | 11 | H11 | 0% | 100% | 833.1111 | 840.363 | -7.2519 | 81.9 | -4.7664 | -6.2552 | -7.2519 | -8.1276 | -9.5325
201611 | 2016 | 11 | H12 | 80.45% | 0% | 857.2366 | 787.3583 | 69.8784 | 85.9 | 45.9286 | 60.2739 | 69.8784 | 78.3163 | 91.8541
201611 | 2016 | 11 | H13 | 80.67% | 0% | 886.1095 | 816.0358 | 70.0737 | 87.8 | 46.057 | 60.4423 | 70.0737 | 78.5352 | 92.1108
201611 | 2016 | 11 | H14 | 106% | 0% | 917.6466 | 825.5683 | 92.0783 | 87.7 | 60.5199 | 79.4226 | 92.0783 | 103.1969 | 121.0356
201611 | 2016 | 11 | H15 | 106.5% | 0% | 930.1343 | 837.5939 | 92.5404 | 87.6 | 60.8236 | 79.8211 | 92.5404 | 103.7148 | 121.643
201611 | 2016 | 11 | H16 | 124% | 0% | 984.2176 | 876.4782 | 107.7394 | 85.8 | 70.8133 | 92.9311 | 107.7394 | 120.7491 | 141.6219
201611 | 2016 | 11 | H17 | 106.1% | 0% | 1104.345 | 1012.2276 | 92.1174 | 83.2 | 60.5455 | 79.4562 | 92.1174 | 103.2407 | 121.087
201611 | 2016 | 11 | H18 | 96.24% | 0% | 1369.7945 | 1286.1958 | 83.5986 | 77.6 | 54.9465 | 72.1084 | 83.5986 | 93.6933 | 109.8892
201611 | 2016 | 11 | H19 | 0% | 100% | 1439.5732 | 1446.8251 | -7.2519 | 72.7 | -4.7664 | -6.2552 | -7.2519 | -8.1276 | -9.5325
201611 | 2016 | 11 | H20 | 0% | 100% | 1384.5056 | 1391.7575 | -7.2519 | 71 | -4.7664 | -6.2552 | -7.2519 | -8.1276 | -9.5325
201611 | 2016 | 11 | H21 | 0% | 100% | 1302.9296 | 1310.1815 | -7.2519 | 67.6 | -4.7664 | -6.2552 | -7.2519 | -8.1276 | -9.5325
201611 | 2016 | 11 | H22 | 0% | 100% | 1140.8919 | 1148.1438 | -7.2519 | 66 | -4.7664 | -6.2552 | -7.2519 | -8.1276 | -9.5325
201611 | 2016 | 11 | H23 | 0% | 100% | 958.6189 | 965.8708 | -7.2519 | 64.9 | -4.7664 | -6.2552 | -7.2519 | -8.1276 | -9.5325
201611 | 2016 | 11 | H24 | 0% | 100% | 793.4284 | 800.6803 | -7.2519 | 63.2 | -4.7664 | -6.2552 | -7.2519 | -8.1276 | -9.5325
201612 | 2016 | 12 | H1 | 0% | 100% | 736.8105 | 743.1046 | -6.2941 | 57.6 | -4.1369 | -5.429 | -6.2941 | -7.0541 | -8.2735
201612 | 2016 | 12 | H2 | 0% | 100% | 659.6405 | 665.9346 | -6.2941 | 56.5 | -4.1369 | -5.429 | -6.2941 | -7.0541 | -8.2735
201612 | 2016 | 12 | H3 | 0% | 100% | 628.8697 | 635.1638 | -6.2941 | 56 | -4.1369 | -5.429 | -6.2941 | -7.0541 | -8.2735
201612 | 2016 | 12 | H4 | 0% | 100% | 631.5574 | 637.8515 | -6.2941 | 56.6 | -4.1369 | -5.429 | -6.2941 | -7.0541 | -8.2735
201612 | 2016 | 12 | H5 | 0% | 100% | 652.7087 | 659.0028 | -6.2941 | 56.1 | -4.1369 | -5.429 | -6.2941 | -7.0541 | -8.2735
201612 | 2016 | 12 | H6 | 0% | 100% | 756.04 | 762.3341 | -6.2941 | 56.5 | -4.1369 | -5.429 | -6.2941 | -7.0541 | -8.2735
201612 | 2016 | 12 | H7 | 0% | 100% | 957.8487 | 964.1428 | -6.2941 | 55.3 | -4.1369 | -5.429 | -6.2941 | -7.0541 | -8.2735
201612 | 2016 | 12 | H8 | 0% | 100% | 992.1467 | 998.4408 | -6.2941 | 55.3 | -4.1369 | -5.429 | -6.2941 | -7.0541 | -8.2735
201612 | 2016 | 12 | H9 | 0% | 100% | 891.5427 | 897.8368 | -6.2941 | 57.6 | -4.1369 | -5.429 | -6.2941 | -7.0541 | -8.2735
201612 | 2016 | 12 | H10 | 0% | 100% | 848.7295 | 855.0236 | -6.2941 | 61.9 | -4.1369 | -5.429 | -6.2941 | -7.0541 | -8.2735
201612 | 2016 | 12 | H11 | 0% | 100% | 807.0685 | 813.3625 | -6.2941 | 66.2 | -4.1369 | -5.429 | -6.2941 | -7.0541 | -8.2735
201612 | 2016 | 12 | H12 | 80.45% | 0% | 814.1047 | 753.4559 | 60.6488 | 72.9 | 39.8624 | 52.3129 | 60.6488 | 67.9723 | 79.722
201612 | 2016 | 12 | H13 | 80.67% | 0% | 775.9393 | 715.1209 | 60.8183 | 77.5 | 39.9738 | 52.4591 | 60.8183 | 68.1622 | 79.9448
201612 | 2016 | 12 | H14 | 106% | 0% | 721.0142 | 641.0975 | 79.9166 | 78.2 | 52.5264 | 68.9324 | 79.9166 | 89.5667 | 105.0493
201612 | 2016 | 12 | H15 | 106.5% | 0% | 710.325 | 630.0074 | 80.3176 | 76.3 | 52.79 | 69.2783 | 80.3176 | 90.0161 | 105.5764
201612 | 2016 | 12 | H16 | 124% | 0% | 745.9068 | 652.3977 | 93.5092 | 73.6 | 61.4603 | 80.6567 | 93.5092 | 104.8005 | 122.9164
201612 | 2016 | 12 | H17 | 106.1% | 0% | 936.7326 | 856.7821 | 79.9505 | 71.3 | 52.5487 | 68.9616 | 79.9505 | 89.6046 | 105.0938
201612 | 2016 | 12 | H18 | 96.24% | 0% | 1414.3652 | 1341.8082 | 72.5569 | 66.1 | 47.6891 | 62.5843 | 72.5569 | 81.3183 | 95.375
201612 | 2016 | 12 | H19 | 0% | 100% | 1549.6518 | 1555.9459 | -6.2941 | 62.9 | -4.1369 | -5.429 | -6.2941 | -7.0541 | -8.2735
201612 | 2016 | 12 | H20 | 0% | 100% | 1575.9485 | 1582.2426 | -6.2941 | 60 | -4.1369 | -5.429 | -6.2941 | -7.0541 | -8.2735
201612 | 2016 | 12 | H21 | 0% | 100% | 1550.4341 | 1556.7282 | -6.2941 | 58.1 | -4.1369 | -5.429 | -6.2941 | -7.0541 | -8.2735
201612 | 2016 | 12 | H22 | 0% | 100% | 1394.6694 | 1400.9634 | -6.2941 | 55.6 | -4.1369 | -5.429 | -6.2941 | -7.0541 | -8.2735
201612 | 2016 | 12 | H23 | 0% | 100% | 1153.9504 | 1160.2445 | -6.2941 | 55.1 | -4.1369 | -5.429 | -6.2941 | -7.0541 | -8.2735
201612 | 2016 | 12 | H24 | 0% | 100% | 913.288 | 919.582 | -6.2941 | 54.8 | -4.1369 | -5.429 | -6.2941 | -7.0541 | -8.2735
20171 | 2017 | 1 | H1 | 0% | 100% | 812.85 | 819.7321 | -6.882 | 61.1 | -4.5233 | -5.9361 | -6.882 | -7.7131 | -9.0463
20171 | 2017 | 1 | H2 | 0% | 100% | 747.2208 | 754.1028 | -6.882 | 60.5 | -4.5233 | -5.9361 | -6.882 | -7.7131 | -9.0463
20171 | 2017 | 1 | H3 | 0% | 100% | 731.3697 | 738.2518 | -6.882 | 60 | -4.5233 | -5.9361 | -6.882 | -7.7131 | -9.0463
20171 | 2017 | 1 | H4 | 0% | 100% | 734.1088 | 740.9909 | -6.882 | 57.8 | -4.5233 | -5.9361 | -6.882 | -7.7131 | -9.0463
20171 | 2017 | 1 | H5 | 0% | 100% | 768.2732 | 775.1553 | -6.882 | 56.9 | -4.5233 | -5.9361 | -6.882 | -7.7131 | -9.0463
20171 | 2017 | 1 | H6 | 0% | 100% | 886.7023 | 893.5844 | -6.882 | 57.3 | -4.5233 | -5.9361 | -6.882 | -7.7131 | -9.0463
20171 | 2017 | 1 | H7 | 0% | 100% | 1081.5697 | 1088.4517 | -6.882 | 55.5 | -4.5233 | -5.9361 | -6.882 | -7.7131 | -9.0463
20171 | 2017 | 1 | H8 | 0% | 100% | 1118.4312 | 1125.3132 | -6.882 | 57.8 | -4.5233 | -5.9361 | -6.882 | -7.7131 | -9.0463
20171 | 2017 | 1 | H9 | 0% | 100% | 1036.5084 | 1043.3905 | -6.882 | 62.5 | -4.5233 | -5.9361 | -6.882 | -7.7131 | -9.0463
20171 | 2017 | 1 | H10 | 0% | 100% | 967.977 | 974.859 | -6.882 | 68.6 | -4.5233 | -5.9361 | -6.882 | -7.7131 | -9.0463
20171 | 2017 | 1 | H11 | 0% | 100% | 882.345 | 889.2271 | -6.882 | 74.1 | -4.5233 | -5.9361 | -6.882 | -7.7131 | -9.0463
20171 | 2017 | 1 | H12 | 80.45% | 0% | 891.3925 | 825.1263 | 66.2662 | 78.4 | 43.5545 | 57.1582 | 66.2662 | 74.2679 | 87.1059
20171 | 2017 | 1 | H13 | 80.67% | 0% | 859.1254 | 792.674 | 66.4514 | 80.9 | 43.6762 | 57.3179 | 66.4514 | 74.4755 | 87.3494
20171 | 2017 | 1 | H14 | 106% | 0% | 815.1163 | 727.7977 | 87.3186 | 81.6 | 57.3915 | 75.317 | 87.3186 | 97.8624 | 114.779
20171 | 2017 | 1 | H15 | 106.5% | 0% | 803.9707 | 716.2139 | 87.7568 | 81.1 | 57.6795 | 75.695 | 87.7568 | 98.3535 | 115.355
20171 | 2017 | 1 | H16 | 124% | 0% | 853.2897 | 751.1196 | 102.1701 | 79 | 67.1528 | 88.1272 | 102.1701 | 114.5073 | 134.3011
20171 | 2017 | 1 | H17 | 106.1% | 0% | 995.0691 | 907.7135 | 87.3556 | 76.4 | 57.4158 | 75.349 | 87.3556 | 97.9039 | 114.8277
20171 | 2017 | 1 | H18 | 96.24% | 0% | 1365.9572 | 1286.68 | 79.2772 | 72.1 | 52.1062 | 68.3809 | 79.2772 | 88.8501 | 104.2088
20171 | 2017 | 1 | H19 | 0% | 100% | 1561.198 | 1568.08 | -6.882 | 67.4 | -4.5233 | -5.9361 | -6.882 | -7.7131 | -9.0463
20171 | 2017 | 1 | H20 | 0% | 100% | 1560.8704 | 1567.7524 | -6.882 | 63.8 | -4.5233 | -5.9361 | -6.882 | -7.7131 | -9.0463
20171 | 2017 | 1 | H21 | 0% | 100% | 1510.9109 | 1517.7929 | -6.882 | 62.1 | -4.5233 | -5.9361 | -6.882 | -7.7131 | -9.0463
20171 | 2017 | 1 | H22 | 0% | 100% | 1370.6785 | 1377.5605 | -6.882 | 61.6 | -4.5233 | -5.9361 | -6.882 | -7.7131 | -9.0463
20171 | 2017 | 1 | H23 | 0% | 100% | 1164.1465 | 1171.0286 | -6.882 | 61.8 | -4.5233 | -5.9361 | -6.882 | -7.7131 | -9.0463
20171 | 2017 | 1 | H24 | 0% | 100% | 933.9286 | 940.8107 | -6.882 | 60 | -4.5233 | -5.9361 | -6.882 | -7.7131 | -9.0463
20172 | 2017 | 2 | H1 | 0% | 100% | 684.362 | 691.2359 | -6.8739 | 53.4 | -4.5179 | -5.9291 | -6.8739 | -7.7039 | -9.0356
20172 | 2017 | 2 | H2 | 0% | 100% | 642.4044 | 649.2782 | -6.8739 | 53.2 | -4.5179 | -5.9291 | -6.8739 | -7.7039 | -9.0356
20172 | 2017 | 2 | H3 | 0% | 100% | 632.6433 | 639.5172 | -6.8739 | 51.9 | -4.5179 | -5.9291 | -6.8739 | -7.7039 | -9.0356
20172 | 2017 | 2 | H4 | 0% | 100% | 644.495 | 651.3688 | -6.8739 | 50.8 | -4.5179 | -5.9291 | -6.8739 | -7.7039 | -9.0356
20172 | 2017 | 2 | H5 | 0% | 100% | 707.6947 | 714.5686 | -6.8739 | 52 | -4.5179 | -5.9291 | -6.8739 | -7.7039 | -9.0356
20172 | 2017 | 2 | H6 | 0% | 100% | 773.1166 | 779.9905 | -6.8739 | 51 | -4.5179 | -5.9291 | -6.8739 | -7.7039 | -9.0356
20172 | 2017 | 2 | H7 | 0% | 100% | 898.1663 | 905.0401 | -6.8739 | 49 | -4.5179 | -5.9291 | -6.8739 | -7.7039 | -9.0356
20172 | 2017 | 2 | H8 | 0% | 100% | 1052.8109 | 1059.6848 | -6.8739 | 49.3 | -4.5179 | -5.9291 | -6.8739 | -7.7039 | -9.0356
20172 | 2017 | 2 | H9 | 0% | 100% | 1029.6815 | 1036.5554 | -6.8739 | 58.1 | -4.5179 | -5.9291 | -6.8739 | -7.7039 | -9.0356
20172 | 2017 | 2 | H10 | 0% | 100% | 1006.4399 | 1013.3138 | -6.8739 | 68.7 | -4.5179 | -5.9291 | -6.8739 | -7.7039 | -9.0356
20172 | 2017 | 2 | H11 | 0% | 100% | 951.8535 | 958.7274 | -6.8739 | 73.4 | -4.5179 | -5.9291 | -6.8739 | -7.7039 | -9.0356
20172 | 2017 | 2 | H12 | 80.45% | 0% | 979.5338 | 913.3464 | 66.1873 | 77.7 | 43.5026 | 57.0902 | 66.1873 | 74.1796 | 87.0023
20172 | 2017 | 2 | H13 | 80.67% | 0% | 920.6122 | 854.2399 | 66.3723 | 80.5 | 43.6242 | 57.2497 | 66.3723 | 74.3869 | 87.2455
20172 | 2017 | 2 | H14 | 106% | 0% | 864.8573 | 777.6426 | 87.2147 | 80.9 | 57.3232 | 75.2274 | 87.2147 | 97.746 | 114.6424
20172 | 2017 | 2 | H15 | 106.5% | 0% | 855.3179 | 767.6656 | 87.6523 | 80.4 | 57.6108 | 75.6049 | 87.6523 | 98.2365 | 115.2177
20172 | 2017 | 2 | H16 | 124% | 0% | 871.4511 | 769.4026 | 102.0485 | 77.9 | 67.0729 | 88.0224 | 102.0485 | 114.371 | 134.1413
20172 | 2017 | 2 | H17 | 106.1% | 0% | 932.8557 | 845.6041 | 87.2516 | 76.5 | 57.3475 | 75.2593 | 87.2516 | 97.7874 | 114.691
20172 | 2017 | 2 | H18 | 96.24% | 0% | 1151.4578 | 1072.2749 | 79.1829 | 73.9 | 52.0442 | 68.2995 | 79.1829 | 88.7444 | 104.0848
20172 | 2017 | 2 | H19 | 0% | 100% | 1468.9771 | 1475.8509 | -6.8739 | 69.1 | -4.5179 | -5.9291 | -6.8739 | -7.7039 | -9.0356
20172 | 2017 | 2 | H20 | 0% | 100% | 1460.0651 | 1466.939 | -6.8739 | 63 | -4.5179 | -5.9291 | -6.8739 | -7.7039 | -9.0356
20172 | 2017 | 2 | H21 | 0% | 100% | 1413.4947 | 1420.3686 | -6.8739 | 59.9 | -4.5179 | -5.9291 | -6.8739 | -7.7039 | -9.0356
20172 | 2017 | 2 | H22 | 0% | 100% | 1245.2231 | 1252.097 | -6.8739 | 57.2 | -4.5179 | -5.9291 | -6.8739 | -7.7039 | -9.0356
20172 | 2017 | 2 | H23 | 0% | 100% | 1019.2128 | 1026.0866 | -6.8739 | 55.6 | -4.5179 | -5.9291 | -6.8739 | -7.7039 | -9.0356
20172 | 2017 | 2 | H24 | 0% | 100% | 837.7479 | 844.6218 | -6.8739 | 54.5 | -4.5179 | -5.9291 | -6.8739 | -7.7039 | -9.0356
20173 | 2017 | 3 | H1 | 0% | 100% | 672.8252 | 678.1134 | -5.2881 | 57.3 | -3.4757 | -4.5613 | -5.2881 | -5.9267 | -6.9512
20173 | 2017 | 3 | H2 | 0% | 100% | 646.9636 | 652.2517 | -5.2881 | 55.5 | -3.4757 | -4.5613 | -5.2881 | -5.9267 | -6.9512
20173 | 2017 | 3 | H3 | 0% | 100% | 617.8365 | 623.1247 | -5.2881 | 54.3 | -3.4757 | -4.5613 | -5.2881 | -5.9267 | -6.9512
20173 | 2017 | 3 | H4 | 0% | 100% | 604.4702 | 609.7584 | -5.2881 | 53.8 | -3.4757 | -4.5613 | -5.2881 | -5.9267 | -6.9512
20173 | 2017 | 3 | H5 | 0% | 100% | 648.0571 | 653.3453 | -5.2881 | 52.9 | -3.4757 | -4.5613 | -5.2881 | -5.9267 | -6.9512
20173 | 2017 | 3 | H6 | 0% | 100% | 747.7668 | 753.0549 | -5.2881 | 52.7 | -3.4757 | -4.5613 | -5.2881 | -5.9267 | -6.9512
20173 | 2017 | 3 | H7 | 0% | 100% | 917.1818 | 922.47 | -5.2881 | 52.7 | -3.4757 | -4.5613 | -5.2881 | -5.9267 | -6.9512
20173 | 2017 | 3 | H8 | 0% | 100% | 929.0858 | 934.3739 | -5.2881 | 58.6 | -3.4757 | -4.5613 | -5.2881 | -5.9267 | -6.9512
20173 | 2017 | 3 | H9 | 0% | 100% | 826.0871 | 831.3753 | -5.2881 | 67.4 | -3.4757 | -4.5613 | -5.2881 | -5.9267 | -6.9512
20173 | 2017 | 3 | H10 | 0% | 100% | 771.8196 | 777.1077 | -5.2881 | 74.9 | -3.4757 | -4.5613 | -5.2881 | -5.9267 | -6.9512
20173 | 2017 | 3 | H11 | 0% | 100% | 759.6393 | 764.9274 | -5.2881 | 80.9 | -3.4757 | -4.5613 | -5.2881 | -5.9267 | -6.9512
20173 | 2017 | 3 | H12 | 80.45% | 0% | 715.5617 | 664.643 | 50.9187 | 83.4 | 33.4671 | 43.9202 | 50.9187 | 57.0672 | 66.9319
20173 | 2017 | 3 | H13 | 80.67% | 0% | 691.0012 | 639.9402 | 51.061 | 84.9 | 33.5606 | 44.0429 | 51.061 | 57.2267 | 67.119
20173 | 2017 | 3 | H14 | 106% | 0% | 666.1306 | 599.0353 | 67.0953 | 84.8 | 44.0994 | 57.8734 | 67.0953 | 75.1972 | 88.1958
20173 | 2017 | 3 | H15 | 106.5% | 0% | 648.6331 | 581.2011 | 67.432 | 84.3 | 44.3207 | 58.1638 | 67.432 | 75.5745 | 88.6384
20173 | 2017 | 3 | H16 | 124% | 0% | 654.8566 | 576.3495 | 78.5072 | 82.7 | 51.6 | 67.7167 | 78.5072 | 87.987 | 103.1965
20173 | 2017 | 3 | H17 | 106.1% | 0% | 726.5573 | 659.4336 | 67.1238 | 81 | 44.1181 | 57.8979 | 67.1238 | 75.2291 | 88.2332
20173 | 2017 | 3 | H18 | 96.24% | 0% | 956.3236 | 895.4072 | 60.9164 | 78 | 40.0382 | 52.5437 | 60.9164 | 68.2721 | 80.0737
20173 | 2017 | 3 | H19 | 0% | 100% | 1266.2747 | 1271.5628 | -5.2881 | 73.4 | -3.4757 | -4.5613 | -5.2881 | -5.9267 | -6.9512
20173 | 2017 | 3 | H20 | 0% | 100% | 1302.6995 | 1307.9877 | -5.2881 | 67.6 | -3.4757 | -4.5613 | -5.2881 | -5.9267 | -6.9512
20173 | 2017 | 3 | H21 | 0% | 100% | 1284.4247 | 1289.7129 | -5.2881 | 63.9 | -3.4757 | -4.5613 | -5.2881 | -5.9267 | -6.9512
20173 | 2017 | 3 | H22 | 0% | 100% | 1169.3387 | 1174.6268 | -5.2881 | 61.8 | -3.4757 | -4.5613 | -5.2881 | -5.9267 | -6.9512
20173 | 2017 | 3 | H23 | 0% | 100% | 978.0187 | 983.3069 | -5.2881 | 59.9 | -3.4757 | -4.5613 | -5.2881 | -5.9267 | -6.9512
20173 | 2017 | 3 | H24 | 0% | 100% | 793.6568 | 798.945 | -5.2881 | 58 | -3.4757 | -4.5613 | -5.2881 | -5.9267 | -6.9512
20174 | 2017 | 4 | H1 | 0% | 100% | 681.1941 | 690.2621 | -9.0681 | 63.1 | -5.9601 | -7.8217 | -9.0681 | -10.163 | -11.9198
20174 | 2017 | 4 | H2 | 0% | 100% | 639.4585 | 648.5265 | -9.0681 | 62.7 | -5.9601 | -7.8217 | -9.0681 | -10.163 | -11.9198
20174 | 2017 | 4 | H3 | 0% | 100% | 621.9467 | 631.0147 | -9.0681 | 62.7 | -5.9601 | -7.8217 | -9.0681 | -10.163 | -11.9198
20174 | 2017 | 4 | H4 | 0% | 100% | 638.4843 | 647.5524 | -9.0681 | 62.3 | -5.9601 | -7.8217 | -9.0681 | -10.163 | -11.9198
20174 | 2017 | 4 | H5 | 0% | 100% | 701.9831 | 711.0512 | -9.0681 | 64.4 | -5.9601 | -7.8217 | -9.0681 | -10.163 | -11.9198
20174 | 2017 | 4 | H6 | 0% | 100% | 794.9033 | 803.9714 | -9.0681 | 64.6 | -5.9601 | -7.8217 | -9.0681 | -10.163 | -11.9198
20174 | 2017 | 4 | H7 | 0% | 100% | 857.6514 | 866.7195 | -9.0681 | 65.9 | -5.9601 | -7.8217 | -9.0681 | -10.163 | -11.9198
20174 | 2017 | 4 | H8 | 0% | 100% | 887.0941 | 896.1622 | -9.0681 | 73.5 | -5.9601 | -7.8217 | -9.0681 | -10.163 | -11.9198
20174 | 2017 | 4 | H9 | 0% | 100% | 896.2738 | 905.3419 | -9.0681 | 81 | -5.9601 | -7.8217 | -9.0681 | -10.163 | -11.9198
20174 | 2017 | 4 | H10 | 0% | 100% | 937.8673 | 946.9353 | -9.0681 | 87 | -5.9601 | -7.8217 | -9.0681 | -10.163 | -11.9198
20174 | 2017 | 4 | H11 | 0% | 100% | 1011.2772 | 1020.3453 | -9.0681 | 90.1 | -5.9601 | -7.8217 | -9.0681 | -10.163 | -11.9198
20174 | 2017 | 4 | H12 | 80.45% | 0% | 1096.5248 | 1009.2097 | 87.315 | 91.9 | 57.3891 | 75.3139 | 87.315 | 97.8584 | 114.7743
20174 | 2017 | 4 | H13 | 80.67% | 0% | 1131.3121 | 1043.753 | 87.5591 | 93.7 | 57.5495 | 75.5244 | 87.5591 | 98.1319 | 115.0951
20174 | 2017 | 4 | H14 | 106% | 0% | 1153.6252 | 1038.5707 | 115.0545 | 92 | 75.6213 | 99.2408 | 115.0545 | 128.9475 | 151.2375
20174 | 2017 | 4 | H15 | 106.5% | 0% | 1238.4814 | 1122.8496 | 115.6319 | 90.9 | 76.0008 | 99.7388 | 115.6319 | 129.5946 | 151.9964
20174 | 2017 | 4 | H16 | 124% | 0% | 1323.3742 | 1188.7508 | 134.6234 | 89.4 | 88.4833 | 116.12 | 134.6234 | 150.8794 | 176.9606
20174 | 2017 | 4 | H17 | 106.1% | 0% | 1381.7103 | 1266.607 | 115.1033 | 88.7 | 75.6534 | 99.2828 | 115.1033 | 129.0022 | 151.3016
20174 | 2017 | 4 | H18 | 96.24% | 0% | 1350.2132 | 1245.7543 | 104.4589 | 87.1 | 68.6572 | 90.1015 | 104.4589 | 117.0725 | 137.3097
20174 | 2017 | 4 | H19 | 0% | 100% | 1455.5904 | 1464.6584 | -9.0681 | 83.4 | -5.9601 | -7.8217 | -9.0681 | -10.163 | -11.9198
20174 | 2017 | 4 | H20 | 0% | 100% | 1494.7001 | 1503.7682 | -9.0681 | 78.4 | -5.9601 | -7.8217 | -9.0681 | -10.163 | -11.9198
20174 | 2017 | 4 | H21 | 0% | 100% | 1318.6571 | 1327.7251 | -9.0681 | 75.5 | -5.9601 | -7.8217 | -9.0681 | -10.163 | -11.9198
20174 | 2017 | 4 | H22 | 0% | 100% | 1098.7068 | 1107.7749 | -9.0681 | 70 | -5.9601 | -7.8217 | -9.0681 | -10.163 | -11.9198
20174 | 2017 | 4 | H23 | 0% | 100% | 869.4026 | 878.4706 | -9.0681 | 67.6 | -5.9601 | -7.8217 | -9.0681 | -10.163 | -11.9198
20174 | 2017 | 4 | H24 | 0% | 100% | 727.4365 | 736.5045 | -9.0681 | 64.6 | -5.9601 | -7.8217 | -9.0681 | -10.163 | -11.9198
20175 | 2017 | 5 | H1 | 0% | 100% | 679.65 | 690.1492 | -10.4992 | 66.5 | -6.9008 | -9.0561 | -10.4992 | -11.767 | -13.8011
20175 | 2017 | 5 | H2 | 0% | 100% | 631.3585 | 641.8577 | -10.4992 | 66.1 | -6.9008 | -9.0561 | -10.4992 | -11.767 | -13.8011
20175 | 2017 | 5 | H3 | 0% | 100% | 603.6644 | 614.1636 | -10.4992 | 66.7 | -6.9008 | -9.0561 | -10.4992 | -11.767 | -13.8011
20175 | 2017 | 5 | H4 | 0% | 100% | 612.5835 | 623.0827 | -10.4992 | 65.6 | -6.9008 | -9.0561 | -10.4992 | -11.767 | -13.8011
20175 | 2017 | 5 | H5 | 0% | 100% | 677.0479 | 687.5471 | -10.4992 | 64.5 | -6.9008 | -9.0561 | -10.4992 | -11.767 | -13.8011
20175 | 2017 | 5 | H6 | 0% | 100% | 782.2116 | 792.7108 | -10.4992 | 63.9 | -6.9008 | -9.0561 | -10.4992 | -11.767 | -13.8011
20175 | 2017 | 5 | H7 | 0% | 100% | 816.3209 | 826.8201 | -10.4992 | 65.7 | -6.9008 | -9.0561 | -10.4992 | -11.767 | -13.8011
20175 | 2017 | 5 | H8 | 0% | 100% | 841.3545 | 851.8537 | -10.4992 | 76.5 | -6.9008 | -9.0561 | -10.4992 | -11.767 | -13.8011
20175 | 2017 | 5 | H9 | 0% | 100% | 919.1979 | 929.6971 | -10.4992 | 84.8 | -6.9008 | -9.0561 | -10.4992 | -11.767 | -13.8011
20175 | 2017 | 5 | H10 | 0% | 100% | 1051.8757 | 1062.3749 | -10.4992 | 91.6 | -6.9008 | -9.0561 | -10.4992 | -11.767 | -13.8011
20175 | 2017 | 5 | H11 | 0% | 100% | 1157.2591 | 1167.7583 | -10.4992 | 95.1 | -6.9008 | -9.0561 | -10.4992 | -11.767 | -13.8011
20175 | 2017 | 5 | H12 | 80.45% | 0% | 1265.8308 | 1164.7354 | 101.0954 | 95.1 | 66.4465 | 87.2003 | 101.0954 | 113.3028 | 132.8885
20175 | 2017 | 5 | H13 | 80.67% | 0% | 1360.5047 | 1259.1268 | 101.378 | 93.9 | 66.6322 | 87.444 | 101.378 | 113.6195 | 133.2599
20175 | 2017 | 5 | H14 | 106% | 0% | 1424.1222 | 1290.9094 | 133.2129 | 94.1 | 87.5562 | 114.9033 | 133.2129 | 149.2985 | 175.1064
20175 | 2017 | 5 | H15 | 106.5% | 0% | 1562.9934 | 1429.1121 | 133.8813 | 92.4 | 87.9955 | 115.4799 | 133.8813 | 150.0477 | 175.9851
20175 | 2017 | 5 | H16 | 124% | 0% | 1614.5234 | 1458.6532 | 155.8702 | 90.9 | 102.4481 | 134.4465 | 155.8702 | 174.6918 | 204.8892
20175 | 2017 | 5 | H17 | 106.1% | 0% | 1659.1681 | 1525.8988 | 133.2693 | 90 | 87.5933 | 114.952 | 133.2693 | 149.3618 | 175.1806
20175 | 2017 | 5 | H18 | 96.24% | 0% | 1638.231 | 1517.286 | 120.945 | 86.5 | 79.4929 | 104.3216 | 120.945 | 135.5493 | 158.9805
20175 | 2017 | 5 | H19 | 0% | 100% | 1642.7661 | 1653.2653 | -10.4992 | 82.1 | -6.9008 | -9.0561 | -10.4992 | -11.767 | -13.8011
20175 | 2017 | 5 | H20 | 0% | 100% | 1671.1083 | 1681.6075 | -10.4992 | 77 | -6.9008 | -9.0561 | -10.4992 | -11.767 | -13.8011
20175 | 2017 | 5 | H21 | 0% | 100% | 1517.8121 | 1528.3113 | -10.4992 | 73 | -6.9008 | -9.0561 | -10.4992 | -11.767 | -13.8011
20175 | 2017 | 5 | H22 | 0% | 100% | 1247.6543 | 1258.1535 | -10.4992 | 72.1 | -6.9008 | -9.0561 | -10.4992 | -11.767 | -13.8011
20175 | 2017 | 5 | H23 | 0% | 100% | 1002.4926 | 1012.9918 | -10.4992 | 69.3 | -6.9008 | -9.0561 | -10.4992 | -11.767 | -13.8011
20175 | 2017 | 5 | H24 | 0% | 100% | 824.7605 | 835.2597 | -10.4992 | 67.1 | -6.9008 | -9.0561 | -10.4992 | -11.767 | -13.8011
20176 | 2017 | 6 | H1 | 0% | 100% | 691.0612 | 701.6116 | -10.5505 | 70.5 | -6.9345 | -9.1004 | -10.5505 | -11.8245 | -13.8685
20176 | 2017 | 6 | H2 | 0% | 100% | 648.0317 | 658.5822 | -10.5505 | 69.8 | -6.9345 | -9.1004 | -10.5505 | -11.8245 | -13.8685
20176 | 2017 | 6 | H3 | 0% | 100% | 620.6472 | 631.1977 | -10.5505 | 67.3 | -6.9345 | -9.1004 | -10.5505 | -11.8245 | -13.8685
20176 | 2017 | 6 | H4 | 0% | 100% | 626.437 | 636.9875 | -10.5505 | 66.1 | -6.9345 | -9.1004 | -10.5505 | -11.8245 | -13.8685
20176 | 2017 | 6 | H5 | 0% | 100% | 691.2219 | 701.7724 | -10.5505 | 65.8 | -6.9345 | -9.1004 | -10.5505 | -11.8245 | -13.8685
20176 | 2017 | 6 | H6 | 0% | 100% | 760.6017 | 771.1522 | -10.5505 | 65.7 | -6.9345 | -9.1004 | -10.5505 | -11.8245 | -13.8685
20176 | 2017 | 6 | H7 | 0% | 100% | 823.3677 | 833.9182 | -10.5505 | 71.3 | -6.9345 | -9.1004 | -10.5505 | -11.8245 | -13.8685
20176 | 2017 | 6 | H8 | 0% | 100% | 881.0875 | 891.638 | -10.5505 | 78.2 | -6.9345 | -9.1004 | -10.5505 | -11.8245 | -13.8685
20176 | 2017 | 6 | H9 | 0% | 100% | 960.1632 | 970.7137 | -10.5505 | 84 | -6.9345 | -9.1004 | -10.5505 | -11.8245 | -13.8685
20176 | 2017 | 6 | H10 | 0% | 100% | 1048.844 | 1059.3945 | -10.5505 | 90.4 | -6.9345 | -9.1004 | -10.5505 | -11.8245 | -13.8685
20176 | 2017 | 6 | H11 | 0% | 100% | 1158.217 | 1168.7675 | -10.5505 | 92.7 | -6.9345 | -9.1004 | -10.5505 | -11.8245 | -13.8685
20176 | 2017 | 6 | H12 | 80.45% | 0% | 1260.6599 | 1159.0708 | 101.5891 | 93.6 | 66.771 | 87.6261 | 101.5891 | 113.8562 | 133.5374
20176 | 2017 | 6 | H13 | 80.67% | 0% | 1342.1688 | 1240.2957 | 101.873 | 93.3 | 66.9576 | 87.871 | 101.873 | 114.1744 | 133.9106
20176 | 2017 | 6 | H14 | 106% | 0% | 1385.8329 | 1251.9695 | 133.8634 | 93.3 | 87.9837 | 115.4645 | 133.8634 | 150.0276 | 175.9615
20176 | 2017 | 6 | H15 | 106.5% | 0% | 1504.4406 | 1369.9055 | 134.5351 | 94.7 | 88.4253 | 116.0439 | 134.5351 | 150.7805 | 176.8445
20176 | 2017 | 6 | H16 | 124% | 0% | 1589.8342 | 1433.2028 | 156.6314 | 95.4 | 102.9484 | 135.1031 | 156.6314 | 175.5449 | 205.8897
20176 | 2017 | 6 | H17 | 106.1% | 0% | 1634.5391 | 1500.619 | 133.9201 | 94.1 | 88.021 | 115.5134 | 133.9201 | 150.0912 | 176.0361
20176 | 2017 | 6 | H18 | 96.24% | 0% | 1659.6823 | 1538.1467 | 121.5356 | 92.5 | 79.8811 | 104.8311 | 121.5356 | 136.2113 | 159.7569
20176 | 2017 | 6 | H19 | 0% | 100% | 1683.9824 | 1694.5329 | -10.5505 | 86.1 | -6.9345 | -9.1004 | -10.5505 | -11.8245 | -13.8685
20176 | 2017 | 6 | H20 | 0% | 100% | 1722.4876 | 1733.0381 | -10.5505 | 81.2 | -6.9345 | -9.1004 | -10.5505 | -11.8245 | -13.8685
20176 | 2017 | 6 | H21 | 0% | 100% | 1605.9289 | 1616.4794 | -10.5505 | 77.6 | -6.9345 | -9.1004 | -10.5505 | -11.8245 | -13.8685
20176 | 2017 | 6 | H22 | 0% | 100% | 1413.3053 | 1423.8558 | -10.5505 | 76 | -6.9345 | -9.1004 | -10.5505 | -11.8245 | -13.8685
20176 | 2017 | 6 | H23 | 0% | 100% | 1173.9547 | 1184.5052 | -10.5505 | 72.8 | -6.9345 | -9.1004 | -10.5505 | -11.8245 | -13.8685
20176 | 2017 | 6 | H24 | 0% | 100% | 998.592 | 1009.1425 | -10.5505 | 70.5 | -6.9345 | -9.1004 | -10.5505 | -11.8245 | -13.8685
20176 | 2017 | 6 | H1 | 0% | 100% | 1016.9244 | 1027.4749 | -10.5505 | 73.3 | -6.9345 | -9.1004 | -10.5505 | -11.8245 | -13.8685
20177 | 2017 | 7 | H2 | 0% | 100% | 909.2494 | 920.9004 | -11.651 | 73.6 | -7.6578 | -10.0497 | -11.651 | -13.0579 | -15.3151
20177 | 2017 | 7 | H3 | 0% | 100% | 865.0724 | 876.7235 | -11.651 | 73.5 | -7.6578 | -10.0497 | -11.651 | -13.0579 | -15.3151
20177 | 2017 | 7 | H4 | 0% | 100% | 834.8096 | 846.4607 | -11.651 | 73.8 | -7.6578 | -10.0497 | -11.651 | -13.0579 | -15.3151
20177 | 2017 | 7 | H5 | 0% | 100% | 863.3112 | 874.9622 | -11.651 | 74.8 | -7.6578 | -10.0497 | -11.651 | -13.0579 | -15.3151
20177 | 2017 | 7 | H6 | 0% | 100% | 896.6086 | 908.2597 | -11.651 | 75.4 | -7.6578 | -10.0497 | -11.651 | -13.0579 | -15.3151
20177 | 2017 | 7 | H7 | 0% | 100% | 999.6184 | 1011.2694 | -11.651 | 77.1 | -7.6578 | -10.0497 | -11.651 | -13.0579 | -15.3151
20177 | 2017 | 7 | H8 | 0% | 100% | 1060.5 | 1072.151 | -11.651 | 79.6 | -7.6578 | -10.0497 | -11.651 | -13.0579 | -15.3151
20177 | 2017 | 7 | H9 | 0% | 100% | 1122.4624 | 1134.1134 | -11.651 | 84.8 | -7.6578 | -10.0497 | -11.651 | -13.0579 | -15.3151
20177 | 2017 | 7 | H10 | 0% | 100% | 1216.8937 | 1228.5448 | -11.651 | 89.8 | -7.6578 | -10.0497 | -11.651 | -13.0579 | -15.3151
20177 | 2017 | 7 | H11 | 0% | 100% | 1291.6212 | 1303.2723 | -11.651 | 95.6 | -7.6578 | -10.0497 | -11.651 | -13.0579 | -15.3151
20177 | 2017 | 7 | H12 | 80.45% | 0% | 1429.8746 | 1317.6885 | 112.1861 | 98.5 | 73.736 | 96.7666 | 112.1861 | 125.7327 | 147.467
20177 | 2017 | 7 | H13 | 80.67% | 0% | 1620.0974 | 1507.5978 | 112.4996 | 100.6 | 73.9421 | 97.037 | 112.4996 | 126.0841 | 147.8792
20177 | 2017 | 7 | H14 | 106% | 0% | 1713.8668 | 1566.0398 | 147.827 | 99.8 | 97.1615 | 127.5088 | 147.827 | 165.6773 | 194.3164
20177 | 2017 | 7 | H15 | 106.5% | 0% | 1679.9188 | 1531.3501 | 148.5688 | 97 | 97.6491 | 128.1486 | 148.5688 | 166.5087 | 195.2915
20177 | 2017 | 7 | H16 | 124% | 0% | 1664.8747 | 1491.9047 | 172.97 | 91.8 | 113.6871 | 149.196 | 172.97 | 193.8564 | 227.3665
20177 | 2017 | 7 | H17 | 106.1% | 0% | 1746.0688 | 1598.1791 | 147.8896 | 88.7 | 97.2027 | 127.5628 | 147.8896 | 165.7475 | 194.3988
20177 | 2017 | 7 | H18 | 96.24% | 0% | 1806.4574 | 1672.2441 | 134.2133 | 87.1 | 88.2137 | 115.7662 | 134.2133 | 150.4197 | 176.4214
20177 | 2017 | 7 | H19 | 0% | 100% | 1832.4456 | 1844.0966 | -11.651 | 86.3 | -7.6578 | -10.0497 | -11.651 | -13.0579 | -15.3151
20177 | 2017 | 7 | H20 | 0% | 100% | 1949.4704 | 1961.1214 | -11.651 | 81.3 | -7.6578 | -10.0497 | -11.651 | -13.0579 | -15.3151
20177 | 2017 | 7 | H21 | 0% | 100% | 1805.3813 | 1817.0324 | -11.651 | 78.3 | -7.6578 | -10.0497 | -11.651 | -13.0579 | -15.3151
20177 | 2017 | 7 | H22 | 0% | 100% | 1554.2932 | 1565.9442 | -11.651 | 77.2 | -7.6578 | -10.0497 | -11.651 | -13.0579 | -15.3151
20177 | 2017 | 7 | H23 | 0% | 100% | 1296.9185 | 1308.5695 | -11.651 | 76.2 | -7.6578 | -10.0497 | -11.651 | -13.0579 | -15.3151
20177 | 2017 | 7 | H24 | 0% | 100% | 1139.2616 | 1150.9126 | -11.651 | 75.8 | -7.6578 | -10.0497 | -11.651 | -13.0579 | -15.3151
20178 | 2017 | 8 | H1 | 0% | 100% | 804.6411 | 816.3825 | -11.7414 | 72.1 | -7.7172 | -10.1276 | -11.7414 | -13.1592 | -15.4339
20178 | 2017 | 8 | H2 | 0% | 100% | 744.47 | 756.2114 | -11.7414 | 71.9 | -7.7172 | -10.1276 | -11.7414 | -13.1592 | -15.4339
20178 | 2017 | 8 | H3 | 0% | 100% | 722.5966 | 734.338 | -11.7414 | 71.2 | -7.7172 | -10.1276 | -11.7414 | -13.1592 | -15.4339
20178 | 2017 | 8 | H4 | 0% | 100% | 725.7736 | 737.515 | -11.7414 | 70.7 | -7.7172 | -10.1276 | -11.7414 | -13.1592 | -15.4339
20178 | 2017 | 8 | H5 | 0% | 100% | 765.2462 | 776.9876 | -11.7414 | 70.8 | -7.7172 | -10.1276 | -11.7414 | -13.1592 | -15.4339
20178 | 2017 | 8 | H6 | 0% | 100% | 845.5225 | 857.2638 | -11.7414 | 71.2 | -7.7172 | -10.1276 | -11.7414 | -13.1592 | -15.4339
20178 | 2017 | 8 | H7 | 0% | 100% | 866.6257 | 878.367 | -11.7414 | 71.5 | -7.7172 | -10.1276 | -11.7414 | -13.1592 | -15.4339
20178 | 2017 | 8 | H8 | 0% | 100% | 909.9073 | 921.6486 | -11.7414 | 74.7 | -7.7172 | -10.1276 | -11.7414 | -13.1592 | -15.4339
20178 | 2017 | 8 | H9 | 0% | 100% | 1016.1993 | 1027.9407 | -11.7414 | 79.3 | -7.7172 | -10.1276 | -11.7414 | -13.1592 | -15.4339
20178 | 2017 | 8 | H10 | 0% | 100% | 1162.0496 | 1173.791 | -11.7414 | 85.7 | -7.7172 | -10.1276 | -11.7414 | -13.1592 | -15.4339
20178 | 2017 | 8 | H11 | 0% | 100% | 1334.4225 | 1346.1639 | -11.7414 | 88.4 | -7.7172 | -10.1276 | -11.7414 | -13.1592 | -15.4339
20178 | 2017 | 8 | H12 | 80.45% | 0% | 1488.166 | 1375.1102 | 113.0558 | 90.9 | 74.3076 | 97.5168 | 113.0558 | 126.7075 | 148.6103
20178 | 2017 | 8 | H13 | 80.67% | 0% | 1563.8144 | 1450.4426 | 113.3718 | 90.3 | 74.5153 | 97.7893 | 113.3718 | 127.0616 | 149.0256
20178 | 2017 | 8 | H14 | 106% | 0% | 1638.6359 | 1489.6629 | 148.973 | 89.3 | 97.9148 | 128.4973 | 148.973 | 166.9618 | 195.8229
20178 | 2017 | 8 | H15 | 106.5% | 0% | 1702.1382 | 1552.4177 | 149.7206 | 87.8 | 98.4061 | 129.1421 | 149.7206 | 167.7996 | 196.8056
20178 | 2017 | 8 | H16 | 124% | 0% | 1739.316 | 1565.005 | 174.3109 | 87.3 | 114.5685 | 150.3527 | 174.3109 | 195.3593 | 229.1292
20178 | 2017 | 8 | H17 | 106.1% | 0% | 1766.243 | 1617.2068 | 149.0362 | 85.5 | 97.9563 | 128.5518 | 149.0362 | 167.0325 | 195.9059
20178 | 2017 | 8 | H18 | 96.24% | 0% | 1726.4007 | 1591.1469 | 135.2538 | 83.5 | 88.8976 | 116.6637 | 135.2538 | 151.5859 | 177.7892
20178 | 2017 | 8 | H19 | 0% | 100% | 1711.4248 | 1723.1662 | -11.7414 | 81.2 | -7.7172 | -10.1276 | -11.7414 | -13.1592 | -15.4339
20178 | 2017 | 8 | H20 | 0% | 100% | 1687.1973 | 1698.9387 | -11.7414 | 78.8 | -7.7172 | -10.1276 | -11.7414 | -13.1592 | -15.4339
20178 | 2017 | 8 | H21 | 0% | 100% | 1599.5068 | 1611.2481 | -11.7414 | 77.4 | -7.7172 | -10.1276 | -11.7414 | -13.1592 | -15.4339
20178 | 2017 | 8 | H22 | 0% | 100% | 1432.5638 | 1444.3052 | -11.7414 | 75.7 | -7.7172 | -10.1276 | -11.7414 | -13.1592 | -15.4339
20178 | 2017 | 8 | H23 | 0% | 100% | 1211.1666 | 1222.908 | -11.7414 | 74.3 | -7.7172 | -10.1276 | -11.7414 | -13.1592 | -15.4339
20178 | 2017 | 8 | H24 | 0% | 100% | 1020.8645 | 1032.6058 | -11.7414 | 73 | -7.7172 | -10.1276 | -11.7414 | -13.1592 | -15.4339
20179 | 2017 | 9 | H1 | 0% | 100% | 997.6757 | 1009.5958 | -11.9201 | 76.4 | -7.8347 | -10.2818 | -11.9201 | -13.3595 | -15.6689
20179 | 2017 | 9 | H2 | 0% | 100% | 923.7896 | 935.7098 | -11.9201 | 75.7 | -7.8347 | -10.2818 | -11.9201 | -13.3595 | -15.6689
20179 | 2017 | 9 | H3 | 0% | 100% | 887.5252 | 899.4453 | -11.9201 | 75.5 | -7.8347 | -10.2818 | -11.9201 | -13.3595 | -15.6689
20179 | 2017 | 9 | H4 | 0% | 100% | 884.9473 | 896.8674 | -11.9201 | 74.9 | -7.8347 | -10.2818 | -11.9201 | -13.3595 | -15.6689
20179 | 2017 | 9 | H5 | 0% | 100% | 919.5678 | 931.4879 | -11.9201 | 74.6 | -7.8347 | -10.2818 | -11.9201 | -13.3595 | -15.6689
20179 | 2017 | 9 | H6 | 0% | 100% | 994.9016 | 1006.8218 | -11.9201 | 74.8 | -7.8347 | -10.2818 | -11.9201 | -13.3595 | -15.6689
20179 | 2017 | 9 | H7 | 0% | 100% | 969.651 | 981.5712 | -11.9201 | 75.4 | -7.8347 | -10.2818 | -11.9201 | -13.3595 | -15.6689
20179 | 2017 | 9 | H8 | 0% | 100% | 1018.6526 | 1030.5728 | -11.9201 | 80.8 | -7.8347 | -10.2818 | -11.9201 | -13.3595 | -15.6689
20179 | 2017 | 9 | H9 | 0% | 100% | 1127.4846 | 1139.4047 | -11.9201 | 86.6 | -7.8347 | -10.2818 | -11.9201 | -13.3595 | -15.6689
20179 | 2017 | 9 | H10 | 0% | 100% | 1243.692 | 1255.6121 | -11.9201 | 91.5 | -7.8347 | -10.2818 | -11.9201 | -13.3595 | -15.6689
20179 | 2017 | 9 | H11 | 0% | 100% | 1359.8207 | 1371.7409 | -11.9201 | 95.9 | -7.8347 | -10.2818 | -11.9201 | -13.3595 | -15.6689
20179 | 2017 | 9 | H12 | 80.45% | 0% | 1504.4583 | 1389.6811 | 114.7773 | 98.6 | 75.4391 | 99.0016 | 114.7773 | 128.6368 | 150.8731
20179 | 2017 | 9 | H13 | 80.67% | 0% | 1561.9659 | 1446.8679 | 115.0981 | 96.3 | 75.6499 | 99.2783 | 115.0981 | 128.9963 | 151.2948
20179 | 2017 | 9 | H14 | 106% | 0% | 1638.1433 | 1486.9019 | 151.2414 | 93.6 | 99.4057 | 130.4539 | 151.2414 | 169.504 | 198.8046
20179 | 2017 | 9 | H15 | 106.5% | 0% | 1732.5157 | 1580.5154 | 152.0003 | 93.7 | 99.9045 | 131.1085 | 152.0003 | 170.3546 | 199.8022
20179 | 2017 | 9 | H16 | 124% | 0% | 1781.8889 | 1604.9238 | 176.9651 | 92.5 | 116.313 | 152.642 | 176.9651 | 198.3339 | 232.6181
20179 | 2017 | 9 | H17 | 106.1% | 0% | 1824.979 | 1673.6736 | 151.3055 | 90.8 | 99.4478 | 130.5092 | 151.3055 | 169.5759 | 198.8889
20179 | 2017 | 9 | H18 | 96.24% | 0% | 1786.7184 | 1649.4052 | 137.3132 | 88.8 | 90.2512 | 118.4401 | 137.3132 | 153.894 | 180.4963
20179 | 2017 | 9 | H19 | 0% | 100% | 1759.9825 | 1771.9027 | -11.9201 | 85.4 | -7.8347 | -10.2818 | -11.9201 | -13.3595 | -15.6689
20179 | 2017 | 9 | H20 | 0% | 100% | 1735.6518 | 1747.5719 | -11.9201 | 81.6 | -7.8347 | -10.2818 | -11.9201 | -13.3595 | -15.6689
20179 | 2017 | 9 | H21 | 0% | 100% | 1573.1619 | 1585.082 | -11.9201 | 80.3 | -7.8347 | -10.2818 | -11.9201 | -13.3595 | -15.6689
20179 | 2017 | 9 | H22 | 0% | 100% | 1327.8435 | 1339.7637 | -11.9201 | 78.1 | -7.8347 | -10.2818 | -11.9201 | -13.3595 | -15.6689
20179 | 2017 | 9 | H23 | 0% | 100% | 1068.2768 | 1080.1969 | -11.9201 | 76.1 | -7.8347 | -10.2818 | -11.9201 | -13.3595 | -15.6689
20179 | 2017 | 9 | H24 | 0% | 100% | 877.4819 | 889.4021 | -11.9201 | 75.3 | -7.8347 | -10.2818 | -11.9201 | -13.3595 | -15.6689
201710 | 2017 | 10 | H1 | 0% | 100% | 769.4154 | 779.9874 | -10.572 | 65.8 | -6.9486 | -9.1189 | -10.572 | -11.8486 | -13.8968
201710 | 2017 | 10 | H2 | 0% | 100% | 726.0121 | 736.5841 | -10.572 | 64.1 | -6.9486 | -9.1189 | -10.572 | -11.8486 | -13.8968
201710 | 2017 | 10 | H3 | 0% | 100% | 705.7666 | 716.3386 | -10.572 | 64 | -6.9486 | -9.1189 | -10.572 | -11.8486 | -13.8968
201710 | 2017 | 10 | H4 | 0% | 100% | 718.953 | 729.5251 | -10.572 | 63 | -6.9486 | -9.1189 | -10.572 | -11.8486 | -13.8968
201710 | 2017 | 10 | H5 | 0% | 100% | 783.8789 | 794.4509 | -10.572 | 62.5 | -6.9486 | -9.1189 | -10.572 | -11.8486 | -13.8968
201710 | 2017 | 10 | H6 | 0% | 100% | 889.9194 | 900.4914 | -10.572 | 62.6 | -6.9486 | -9.1189 | -10.572 | -11.8486 | -13.8968
201710 | 2017 | 10 | H7 | 0% | 100% | 920.5979 | 931.17 | -10.572 | 61.7 | -6.9486 | -9.1189 | -10.572 | -11.8486 | -13.8968
201710 | 2017 | 10 | H8 | 0% | 100% | 961.7875 | 972.3595 | -10.572 | 69.6 | -6.9486 | -9.1189 | -10.572 | -11.8486 | -13.8968
201710 | 2017 | 10 | H9 | 0% | 100% | 998.1576 | 1008.7296 | -10.572 | 79.5 | -6.9486 | -9.1189 | -10.572 | -11.8486 | -13.8968
201710 | 2017 | 10 | H10 | 0% | 100% | 1067.5938 | 1078.1659 | -10.572 | 86.4 | -6.9486 | -9.1189 | -10.572 | -11.8486 | -13.8968
201710 | 2017 | 10 | H11 | 0% | 100% | 1176.4712 | 1187.0432 | -10.572 | 91 | -6.9486 | -9.1189 | -10.572 | -11.8486 | -13.8968
201710 | 2017 | 10 | H12 | 80.45% | 0% | 1300.954 | 1199.1575 | 101.7965 | 93.8 | 66.9073 | 87.805 | 101.7965 | 114.0886 | 133.81
201710 | 2017 | 10 | H13 | 80.67% | 0% | 1380.0576 | 1277.9766 | 102.081 | 94.4 | 67.0943 | 88.0504 | 102.081 | 114.4074 | 134.184
201710 | 2017 | 10 | H14 | 106% | 0% | 1446.5189 | 1312.3823 | 134.1367 | 91.8 | 88.1634 | 115.7002 | 134.1367 | 150.3339 | 176.3207
201710 | 2017 | 10 | H15 | 106.5% | 0% | 1545.0646 | 1410.2549 | 134.8098 | 90 | 88.6058 | 116.2808 | 134.8098 | 151.0883 | 177.2055
201710 | 2017 | 10 | H16 | 124% | 0% | 1604.1602 | 1447.209 | 156.9512 | 88.4 | 103.1585 | 135.3789 | 156.9512 | 175.9033 | 206.31
201710 | 2017 | 10 | H17 | 106.1% | 0% | 1660.831 | 1526.6375 | 134.1935 | 86.9 | 88.2007 | 115.7492 | 134.1935 | 150.3976 | 176.3955
201710 | 2017 | 10 | H18 | 96.24% | 0% | 1690.1968 | 1568.4131 | 121.7837 | 83.1 | 80.0442 | 105.0451 | 121.7837 | 136.4893 | 160.083
201710 | 2017 | 10 | H19 | 0% | 100% | 1803.1508 | 1813.7229 | -10.572 | 77 | -6.9486 | -9.1189 | -10.572 | -11.8486 | -13.8968
201710 | 2017 | 10 | H20 | 0% | 100% | 1705.4675 | 1716.0395 | -10.572 | 72.7 | -6.9486 | -9.1189 | -10.572 | -11.8486 | -13.8968
201710 | 2017 | 10 | H21 | 0% | 100% | 1508.3551 | 1518.9271 | -10.572 | 70.2 | -6.9486 | -9.1189 | -10.572 | -11.8486 | -13.8968
201710 | 2017 | 10 | H22 | 0% | 100% | 1269.6445 | 1280.2165 | -10.572 | 67.8 | -6.9486 | -9.1189 | -10.572 | -11.8486 | -13.8968
201710 | 2017 | 10 | H23 | 0% | 100% | 1039.3786 | 1049.9507 | -10.572 | 66.7 | -6.9486 | -9.1189 | -10.572 | -11.8486 | -13.8968
201711 | 2017 | 11 | H24 | 0% | 100% | 885.8471 | 893.26 | -7.4129 | 64.5 | -4.8722 | -6.394 | -7.4129 | -8.308 | -9.7442
201711 | 2017 | 11 | H1 | 0% | 100% | 693.4943 | 700.9072 | -7.4129 | 65.8 | -4.8722 | -6.394 | -7.4129 | -8.308 | -9.7442
201711 | 2017 | 11 | H2 | 0% | 100% | 630.2469 | 637.6598 | -7.4129 | 65.4 | -4.8722 | -6.394 | -7.4129 | -8.308 | -9.7442
201711 | 2017 | 11 | H3 | 0% | 100% | 606.9002 | 614.3131 | -7.4129 | 65.3 | -4.8722 | -6.394 | -7.4129 | -8.308 | -9.7442
201711 | 2017 | 11 | H4 | 0% | 100% | 596.5148 | 603.9277 | -7.4129 | 64.5 | -4.8722 | -6.394 | -7.4129 | -8.308 | -9.7442
201711 | 2017 | 11 | H5 | 0% | 100% | 615.762 | 623.1749 | -7.4129 | 63.3 | -4.8722 | -6.394 | -7.4129 | -8.308 | -9.7442
201711 | 2017 | 11 | H6 | 0% | 100% | 688.4934 | 695.9063 | -7.4129 | 61.8 | -4.8722 | -6.394 | -7.4129 | -8.308 | -9.7442
201711 | 2017 | 11 | H7 | 0% | 100% | 813.328 | 820.7409 | -7.4129 | 64.4 | -4.8722 | -6.394 | -7.4129 | -8.308 | -9.7442
201711 | 2017 | 11 | H8 | 0% | 100% | 841.7474 | 849.1603 | -7.4129 | 65.1 | -4.8722 | -6.394 | -7.4129 | -8.308 | -9.7442
201711 | 2017 | 11 | H9 | 0% | 100% | 820.8025 | 828.2154 | -7.4129 | 71.7 | -4.8722 | -6.394 | -7.4129 | -8.308 | -9.7442
201711 | 2017 | 11 | H10 | 0% | 100% | 805.1325 | 812.5454 | -7.4129 | 78.8 | -4.8722 | -6.394 | -7.4129 | -8.308 | -9.7442
201711 | 2017 | 11 | H11 | 0% | 100% | 838.1098 | 845.5227 | -7.4129 | 81.9 | -4.8722 | -6.394 | -7.4129 | -8.308 | -9.7442
201711 | 2017 | 11 | H12 | 80.45% | 0% | 862.38 | 791.0023 | 71.3777 | 85.9 | 46.9141 | 61.5672 | 71.3777 | 79.9967 | 93.825
201711 | 2017 | 11 | H13 | 80.67% | 0% | 891.4262 | 819.849 | 71.5772 | 87.8 | 47.0452 | 61.7392 | 71.5772 | 80.2203 | 94.0872
201711 | 2017 | 11 | H14 | 106% | 0% | 923.1525 | 829.0985 | 94.054 | 87.7 | 61.8184 | 81.1267 | 94.054 | 105.4112 | 123.6327
201711 | 2017 | 11 | H15 | 106.5% | 0% | 935.7151 | 841.1891 | 94.526 | 87.6 | 62.1286 | 81.5338 | 94.526 | 105.9402 | 124.2531
201711 | 2017 | 11 | H16 | 124% | 0% | 990.1229 | 880.0718 | 110.0511 | 85.8 | 72.3328 | 94.9251 | 110.0511 | 123.34 | 144.6606
201711 | 2017 | 11 | H17 | 106.1% | 0% | 1110.971 | 1016.8771 | 94.0939 | 83.2 | 61.8446 | 81.1611 | 94.0939 | 105.4559 | 123.6851
201711 | 2017 | 11 | H18 | 96.24% | 0% | 1378.0133 | 1292.6209 | 85.3924 | 77.6 | 56.1254 | 73.6556 | 85.3924 | 95.7037 | 112.2471
201711 | 2017 | 11 | H19 | 0% | 100% | 1448.2107 | 1455.6236 | -7.4129 | 72.7 | -4.8722 | -6.394 | -7.4129 | -8.308 | -9.7442
201711 | 2017 | 11 | H20 | 0% | 100% | 1392.8126 | 1400.2255 | -7.4129 | 71 | -4.8722 | -6.394 | -7.4129 | -8.308 | -9.7442
201711 | 2017 | 11 | H21 | 0% | 100% | 1310.7472 | 1318.1601 | -7.4129 | 67.6 | -4.8722 | -6.394 | -7.4129 | -8.308 | -9.7442
201711 | 2017 | 11 | H22 | 0% | 100% | 1147.7372 | 1155.1501 | -7.4129 | 66 | -4.8722 | -6.394 | -7.4129 | -8.308 | -9.7442
201711 | 2017 | 11 | H23 | 0% | 100% | 964.3706 | 971.7835 | -7.4129 | 64.9 | -4.8722 | -6.394 | -7.4129 | -8.308 | -9.7442
201711 | 2017 | 11 | H24 | 0% | 100% | 798.189 | 805.6019 | -7.4129 | 63.2 | -4.8722 | -6.394 | -7.4129 | -8.308 | -9.7442
201712 | 2017 | 12 | H1 | 0% | 100% | 741.2314 | 747.6652 | -6.4338 | 57.6 | -4.2287 | -5.5495 | -6.4338 | -7.2107 | -8.4571
201712 | 2017 | 12 | H2 | 0% | 100% | 663.5983 | 670.0321 | -6.4338 | 56.5 | -4.2287 | -5.5495 | -6.4338 | -7.2107 | -8.4571
201712 | 2017 | 12 | H3 | 0% | 100% | 632.6429 | 639.0767 | -6.4338 | 56 | -4.2287 | -5.5495 | -6.4338 | -7.2107 | -8.4571
201712 | 2017 | 12 | H4 | 0% | 100% | 635.3468 | 641.7806 | -6.4338 | 56.6 | -4.2287 | -5.5495 | -6.4338 | -7.2107 | -8.4571
201712 | 2017 | 12 | H5 | 0% | 100% | 656.6249 | 663.0588 | -6.4338 | 56.1 | -4.2287 | -5.5495 | -6.4338 | -7.2107 | -8.4571
201712 | 2017 | 12 | H6 | 0% | 100% | 760.5762 | 767.01 | -6.4338 | 56.5 | -4.2287 | -5.5495 | -6.4338 | -7.2107 | -8.4571
201712 | 2017 | 12 | H7 | 0% | 100% | 963.5958 | 970.0296 | -6.4338 | 55.3 | -4.2287 | -5.5495 | -6.4338 | -7.2107 | -8.4571
201712 | 2017 | 12 | H8 | 0% | 100% | 998.0996 | 1004.5334 | -6.4338 | 55.3 | -4.2287 | -5.5495 | -6.4338 | -7.2107 | -8.4571
201712 | 2017 | 12 | H9 | 0% | 100% | 896.8919 | 903.3257 | -6.4338 | 57.6 | -4.2287 | -5.5495 | -6.4338 | -7.2107 | -8.4571
201712 | 2017 | 12 | H10 | 0% | 100% | 853.8219 | 860.2557 | -6.4338 | 61.9 | -4.2287 | -5.5495 | -6.4338 | -7.2107 | -8.4571
201712 | 2017 | 12 | H11 | 0% | 100% | 811.9109 | 818.3447 | -6.4338 | 66.2 | -4.2287 | -5.5495 | -6.4338 | -7.2107 | -8.4571
201712 | 2017 | 12 | H12 | 80.45% | 0% | 818.9894 | 757.0392 | 61.9501 | 72.9 | 40.7177 | 53.4354 | 61.9501 | 69.4307 | 81.4326
201712 | 2017 | 12 | H13 | 80.67% | 0% | 780.5949 | 718.4716 | 62.1233 | 77.5 | 40.8315 | 53.5847 | 62.1233 | 69.6248 | 81.6602
201712 | 2017 | 12 | H14 | 106% | 0% | 725.3403 | 643.7089 | 81.6314 | 78.2 | 53.6535 | 70.4115 | 81.6314 | 91.4885 | 107.3033
201712 | 2017 | 12 | H15 | 106.5% | 0% | 714.587 | 632.546 | 82.041 | 76.3 | 53.9227 | 70.7648 | 82.041 | 91.9476 | 107.8417
201712 | 2017 | 12 | H16 | 124% | 0% | 750.3823 | 654.8667 | 95.5156 | 73.6 | 62.779 | 82.3874 | 95.5156 | 107.0492 | 125.5538
201712 | 2017 | 12 | H17 | 106.1% | 0% | 942.353 | 860.6871 | 81.666 | 71.3 | 53.6762 | 70.4413 | 81.666 | 91.5273 | 107.3487
201712 | 2017 | 12 | H18 | 96.24% | 0% | 1422.8513 | 1348.7376 | 74.1138 | 66.1 | 48.7124 | 63.9272 | 74.1138 | 83.0631 | 97.4215
201712 | 2017 | 12 | H19 | 0% | 100% | 1558.9497 | 1565.3835 | -6.4338 | 62.9 | -4.2287 | -5.5495 | -6.4338 | -7.2107 | -8.4571
201712 | 2017 | 12 | H20 | 0% | 100% | 1585.4042 | 1591.838 | -6.4338 | 60 | -4.2287 | -5.5495 | -6.4338 | -7.2107 | -8.4571
201712 | 2017 | 12 | H21 | 0% | 100% | 1559.7367 | 1566.1705 | -6.4338 | 58.1 | -4.2287 | -5.5495 | -6.4338 | -7.2107 | -8.4571
201712 | 2017 | 12 | H22 | 0% | 100% | 1403.0374 | 1409.4712 | -6.4338 | 55.6 | -4.2287 | -5.5495 | -6.4338 | -7.2107 | -8.4571
201712 | 2017 | 12 | H23 | 0% | 100% | 1160.8741 | 1167.3079 | -6.4338 | 55.1 | -4.2287 | -5.5495 | -6.4338 | -7.2107 | -8.4571
201712 | 2017 | 12 | H24 | 0% | 100% | 918.7677 | 925.2015 | -6.4338 | 54.8 | -4.2287 | -5.5495 | -6.4338 | -7.2107 | -8.4571
20181 | 2018 | 1 | H1 | 0% | 100% | 817.7271 | 824.762 | -7.0348 | 61.1 | -4.6237 | -6.0679 | -7.0348 | -7.8843 | -9.2472
20181 | 2018 | 1 | H2 | 0% | 100% | 751.7041 | 758.7389 | -7.0348 | 60.5 | -4.6237 | -6.0679 | -7.0348 | -7.8843 | -9.2472
20181 | 2018 | 1 | H3 | 0% | 100% | 735.758 | 742.7928 | -7.0348 | 60 | -4.6237 | -6.0679 | -7.0348 | -7.8843 | -9.2472
20181 | 2018 | 1 | H4 | 0% | 100% | 738.5135 | 745.5483 | -7.0348 | 57.8 | -4.6237 | -6.0679 | -7.0348 | -7.8843 | -9.2472
20181 | 2018 | 1 | H5 | 0% | 100% | 772.8829 | 779.9177 | -7.0348 | 56.9 | -4.6237 | -6.0679 | -7.0348 | -7.8843 | -9.2472
20181 | 2018 | 1 | H6 | 0% | 100% | 892.0226 | 899.0574 | -7.0348 | 57.3 | -4.6237 | -6.0679 | -7.0348 | -7.8843 | -9.2472
20181 | 2018 | 1 | H7 | 0% | 100% | 1088.0591 | 1095.0939 | -7.0348 | 55.5 | -4.6237 | -6.0679 | -7.0348 | -7.8843 | -9.2472
20181 | 2018 | 1 | H8 | 0% | 100% | 1125.1418 | 1132.1766 | -7.0348 | 57.8 | -4.6237 | -6.0679 | -7.0348 | -7.8843 | -9.2472
20181 | 2018 | 1 | H9 | 0% | 100% | 1042.7275 | 1049.7623 | -7.0348 | 62.5 | -4.6237 | -6.0679 | -7.0348 | -7.8843 | -9.2472
20181 | 2018 | 1 | H10 | 0% | 100% | 973.7848 | 980.8196 | -7.0348 | 68.6 | -4.6237 | -6.0679 | -7.0348 | -7.8843 | -9.2472
20181 | 2018 | 1 | H11 | 0% | 100% | 887.6391 | 894.6739 | -7.0348 | 74.1 | -4.6237 | -6.0679 | -7.0348 | -7.8843 | -9.2472
20181 | 2018 | 1 | H12 | 80.45% | 0% | 896.7408 | 829.0527 | 67.6882 | 78.4 | 44.4891 | 58.3847 | 67.6882 | 75.8616 | 88.9751
20181 | 2018 | 1 | H13 | 80.67% | 0% | 864.2801 | 796.4028 | 67.8774 | 80.9 | 44.6134 | 58.5479 | 67.8774 | 76.0737 | 89.2238
20181 | 2018 | 1 | H14 | 106% | 0% | 820.007 | 730.8147 | 89.1923 | 81.6 | 58.623 | 76.9332 | 89.1923 | 99.9624 | 117.242
20181 | 2018 | 1 | H15 | 106.5% | 0% | 808.7945 | 719.1546 | 89.6399 | 81.1 | 58.9172 | 77.3193 | 89.6399 | 100.4641 | 117.8304
20181 | 2018 | 1 | H16 | 124% | 0% | 858.4094 | 754.0469 | 104.3625 | 79 | 68.5938 | 90.0183 | 104.3625 | 116.9645 | 137.183
20181 | 2018 | 1 | H17 | 106.1% | 0% | 1001.0395 | 911.8093 | 89.2301 | 76.4 | 58.6479 | 76.9658 | 89.2301 | 100.0048 | 117.2917
20181 | 2018 | 1 | H18 | 96.24% | 0% | 1374.153 | 1293.1745 | 80.9784 | 72.1 | 53.2243 | 69.8483 | 80.9784 | 90.7567 | 106.445
20181 | 2018 | 1 | H19 | 0% | 100% | 1570.5652 | 1577.6 | -7.0348 | 67.4 | -4.6237 | -6.0679 | -7.0348 | -7.8843 | -9.2472
20181 | 2018 | 1 | H20 | 0% | 100% | 1570.2356 | 1577.2704 | -7.0348 | 63.8 | -4.6237 | -6.0679 | -7.0348 | -7.8843 | -9.2472
20181 | 2018 | 1 | H21 | 0% | 100% | 1519.9763 | 1527.0111 | -7.0348 | 62.1 | -4.6237 | -6.0679 | -7.0348 | -7.8843 | -9.2472
20181 | 2018 | 1 | H22 | 0% | 100% | 1378.9025 | 1385.9373 | -7.0348 | 61.6 | -4.6237 | -6.0679 | -7.0348 | -7.8843 | -9.2472
20181 | 2018 | 1 | H23 | 0% | 100% | 1171.1314 | 1178.1662 | -7.0348 | 61.8 | -4.6237 | -6.0679 | -7.0348 | -7.8843 | -9.2472
20181 | 2018 | 1 | H24 | 0% | 100% | 939.5322 | 946.567 | -7.0348 | 60 | -4.6237 | -6.0679 | -7.0348 | -7.8843 | -9.2472
20182 | 2018 | 2 | H1 | 0% | 100% | 688.4682 | 695.4947 | -7.0265 | 53.4 | -4.6182 | -6.0607 | -7.0265 | -7.8749 | -9.2362
20182 | 2018 | 2 | H2 | 0% | 100% | 646.2588 | 653.2852 | -7.0265 | 53.2 | -4.6182 | -6.0607 | -7.0265 | -7.8749 | -9.2362
20182 | 2018 | 2 | H3 | 0% | 100% | 636.4392 | 643.4657 | -7.0265 | 51.9 | -4.6182 | -6.0607 | -7.0265 | -7.8749 | -9.2362
20182 | 2018 | 2 | H4 | 0% | 100% | 648.3619 | 655.3884 | -7.0265 | 50.8 | -4.6182 | -6.0607 | -7.0265 | -7.8749 | -9.2362
20182 | 2018 | 2 | H5 | 0% | 100% | 711.9409 | 718.9674 | -7.0265 | 52 | -4.6182 | -6.0607 | -7.0265 | -7.8749 | -9.2362
20182 | 2018 | 2 | H6 | 0% | 100% | 777.7553 | 784.7818 | -7.0265 | 51 | -4.6182 | -6.0607 | -7.0265 | -7.8749 | -9.2362
20182 | 2018 | 2 | H7 | 0% | 100% | 903.5553 | 910.5817 | -7.0265 | 49 | -4.6182 | -6.0607 | -7.0265 | -7.8749 | -9.2362
20182 | 2018 | 2 | H8 | 0% | 100% | 1059.1278 | 1066.1542 | -7.0265 | 49.3 | -4.6182 | -6.0607 | -7.0265 | -7.8749 | -9.2362
20182 | 2018 | 2 | H9 | 0% | 100% | 1035.8596 | 1042.8861 | -7.0265 | 58.1 | -4.6182 | -6.0607 | -7.0265 | -7.8749 | -9.2362
20182 | 2018 | 2 | H10 | 0% | 100% | 1012.4785 | 1019.505 | -7.0265 | 68.7 | -4.6182 | -6.0607 | -7.0265 | -7.8749 | -9.2362
20182 | 2018 | 2 | H11 | 0% | 100% | 957.5647 | 964.5911 | -7.0265 | 73.4 | -4.6182 | -6.0607 | -7.0265 | -7.8749 | -9.2362
20182 | 2018 | 2 | H12 | 80.45% | 0% | 985.411 | 917.8033 | 67.6076 | 77.7 | 44.4361 | 58.3152 | 67.6076 | 75.7713 | 88.8692
20182 | 2018 | 2 | H13 | 80.67% | 0% | 926.1359 | 858.3393 | 67.7966 | 80.5 | 44.5603 | 58.4782 | 67.7966 | 75.9831 | 89.1176
20182 | 2018 | 2 | H14 | 106% | 0% | 870.0464 | 780.9602 | 89.0862 | 80.9 | 58.5532 | 76.8417 | 89.0862 | 99.8435 | 117.1025
20182 | 2018 | 2 | H15 | 106.5% | 0% | 860.4498 | 770.9166 | 89.5332 | 80.4 | 58.8471 | 77.2273 | 89.5332 | 100.3445 | 117.6901
20182 | 2018 | 2 | H16 | 124% | 0% | 876.6798 | 772.4415 | 104.2383 | 77.9 | 68.5122 | 89.9112 | 104.2383 | 116.8253 | 137.0198
20182 | 2018 | 2 | H17 | 106.1% | 0% | 938.4528 | 849.3289 | 89.124 | 76.5 | 58.5781 | 76.8743 | 89.124 | 99.8858 | 117.1522
20182 | 2018 | 2 | H18 | 96.24% | 0% | 1158.3665 | 1077.4845 | 80.8821 | 73.9 | 53.161 | 69.7652 | 80.8821 | 90.6487 | 106.3183
20182 | 2018 | 2 | H19 | 0% | 100% | 1477.7909 | 1484.8174 | -7.0265 | 69.1 | -4.6182 | -6.0607 | -7.0265 | -7.8749 | -9.2362
20182 | 2018 | 2 | H20 | 0% | 100% | 1468.8255 | 1475.8519 | -7.0265 | 63 | -4.6182 | -6.0607 | -7.0265 | -7.8749 | -9.2362
20182 | 2018 | 2 | H21 | 0% | 100% | 1421.9757 | 1429.0022 | -7.0265 | 59.9 | -4.6182 | -6.0607 | -7.0265 | -7.8749 | -9.2362
20182 | 2018 | 2 | H22 | 0% | 100% | 1252.6945 | 1259.7209 | -7.0265 | 57.2 | -4.6182 | -6.0607 | -7.0265 | -7.8749 | -9.2362
20182 | 2018 | 2 | H23 | 0% | 100% | 1025.328 | 1032.3545 | -7.0265 | 55.6 | -4.6182 | -6.0607 | -7.0265 | -7.8749 | -9.2362
20182 | 2018 | 2 | H24 | 0% | 100% | 842.7744 | 849.8009 | -7.0265 | 54.5 | -4.6182 | -6.0607 | -7.0265 | -7.8749 | -9.2362
20183 | 2018 | 3 | H1 | 0% | 100% | 676.8622 | 682.2677 | -5.4055 | 57.3 | -3.5529 | -4.6626 | -5.4055 | -6.0583 | -7.1055
20183 | 2018 | 3 | H2 | 0% | 100% | 650.8454 | 656.2509 | -5.4055 | 55.5 | -3.5529 | -4.6626 | -5.4055 | -6.0583 | -7.1055
20183 | 2018 | 3 | H3 | 0% | 100% | 621.5436 | 626.9491 | -5.4055 | 54.3 | -3.5529 | -4.6626 | -5.4055 | -6.0583 | -7.1055
20183 | 2018 | 3 | H4 | 0% | 100% | 608.097 | 613.5026 | -5.4055 | 53.8 | -3.5529 | -4.6626 | -5.4055 | -6.0583 | -7.1055
20183 | 2018 | 3 | H5 | 0% | 100% | 651.9455 | 657.351 | -5.4055 | 52.9 | -3.5529 | -4.6626 | -5.4055 | -6.0583 | -7.1055
20183 | 2018 | 3 | H6 | 0% | 100% | 752.2534 | 757.6589 | -5.4055 | 52.7 | -3.5529 | -4.6626 | -5.4055 | -6.0583 | -7.1055
20183 | 2018 | 3 | H7 | 0% | 100% | 922.6849 | 928.0904 | -5.4055 | 52.7 | -3.5529 | -4.6626 | -5.4055 | -6.0583 | -7.1055
20183 | 2018 | 3 | H8 | 0% | 100% | 934.6603 | 940.0658 | -5.4055 | 58.6 | -3.5529 | -4.6626 | -5.4055 | -6.0583 | -7.1055
20183 | 2018 | 3 | H9 | 0% | 100% | 831.0437 | 836.4492 | -5.4055 | 67.4 | -3.5529 | -4.6626 | -5.4055 | -6.0583 | -7.1055
20183 | 2018 | 3 | H10 | 0% | 100% | 776.4505 | 781.856 | -5.4055 | 74.9 | -3.5529 | -4.6626 | -5.4055 | -6.0583 | -7.1055
20183 | 2018 | 3 | H11 | 0% | 100% | 764.1971 | 769.6027 | -5.4055 | 80.9 | -3.5529 | -4.6626 | -5.4055 | -6.0583 | -7.1055
20183 | 2018 | 3 | H12 | 80.45% | 0% | 719.8551 | 667.8437 | 52.0114 | 83.4 | 34.1853 | 44.8626 | 52.0114 | 58.2918 | 68.3682
20183 | 2018 | 3 | H13 | 80.67% | 0% | 695.1472 | 642.9905 | 52.1567 | 84.9 | 34.2808 | 44.988 | 52.1567 | 58.4548 | 68.5593
20183 | 2018 | 3 | H14 | 106% | 0% | 670.1274 | 601.5923 | 68.5351 | 84.8 | 45.0457 | 59.1153 | 68.5351 | 76.8108 | 90.0884
20183 | 2018 | 3 | H15 | 106.5% | 0% | 652.5249 | 583.6459 | 68.879 | 84.3 | 45.2718 | 59.4119 | 68.879 | 77.1963 | 90.5405
20183 | 2018 | 3 | H16 | 124% | 0% | 658.7858 | 578.5939 | 80.1918 | 82.7 | 52.7073 | 69.1698 | 80.1918 | 89.8751 | 105.411
20183 | 2018 | 3 | H17 | 106.1% | 0% | 730.9167 | 662.3525 | 68.5642 | 81 | 45.0648 | 59.1403 | 68.5642 | 76.8434 | 90.1266
20183 | 2018 | 3 | H18 | 96.24% | 0% | 962.0616 | 899.838 | 62.2236 | 78 | 40.8974 | 53.6712 | 62.2236 | 69.7372 | 81.792
20183 | 2018 | 3 | H19 | 0% | 100% | 1273.8723 | 1279.2779 | -5.4055 | 73.4 | -3.5529 | -4.6626 | -5.4055 | -6.0583 | -7.1055
20183 | 2018 | 3 | H20 | 0% | 100% | 1310.5157 | 1315.9213 | -5.4055 | 67.6 | -3.5529 | -4.6626 | -5.4055 | -6.0583 | -7.1055
20183 | 2018 | 3 | H21 | 0% | 100% | 1292.1313 | 1297.5368 | -5.4055 | 63.9 | -3.5529 | -4.6626 | -5.4055 | -6.0583 | -7.1055
20183 | 2018 | 3 | H22 | 0% | 100% | 1176.3547 | 1181.7603 | -5.4055 | 61.8 | -3.5529 | -4.6626 | -5.4055 | -6.0583 | -7.1055
20183 | 2018 | 3 | H23 | 0% | 100% | 983.8868 | 989.2924 | -5.4055 | 59.9 | -3.5529 | -4.6626 | -5.4055 | -6.0583 | -7.1055
20183 | 2018 | 3 | H24 | 0% | 100% | 798.4188 | 803.8243 | -5.4055 | 58 | -3.5529 | -4.6626 | -5.4055 | -6.0583 | -7.1055
20184 | 2018 | 4 | H1 | 0% | 100% | 685.2812 | 694.5506 | -9.2694 | 63.1 | -6.0924 | -7.9953 | -9.2694 | -10.3887 | -12.1845
20184 | 2018 | 4 | H2 | 0% | 100% | 643.2952 | 652.5646 | -9.2694 | 62.7 | -6.0924 | -7.9953 | -9.2694 | -10.3887 | -12.1845
20184 | 2018 | 4 | H3 | 0% | 100% | 625.6784 | 634.9477 | -9.2694 | 62.7 | -6.0924 | -7.9953 | -9.2694 | -10.3887 | -12.1845
20184 | 2018 | 4 | H4 | 0% | 100% | 642.3152 | 651.5846 | -9.2694 | 62.3 | -6.0924 | -7.9953 | -9.2694 | -10.3887 | -12.1845
20184 | 2018 | 4 | H5 | 0% | 100% | 706.195 | 715.4644 | -9.2694 | 64.4 | -6.0924 | -7.9953 | -9.2694 | -10.3887 | -12.1845
20184 | 2018 | 4 | H6 | 0% | 100% | 799.6727 | 808.9421 | -9.2694 | 64.6 | -6.0924 | -7.9953 | -9.2694 | -10.3887 | -12.1845
20184 | 2018 | 4 | H7 | 0% | 100% | 862.7973 | 872.0667 | -9.2694 | 65.9 | -6.0924 | -7.9953 | -9.2694 | -10.3887 | -12.1845
20184 | 2018 | 4 | H8 | 0% | 100% | 892.4167 | 901.6861 | -9.2694 | 73.5 | -6.0924 | -7.9953 | -9.2694 | -10.3887 | -12.1845
20184 | 2018 | 4 | H9 | 0% | 100% | 901.6515 | 910.9209 | -9.2694 | 81 | -6.0924 | -7.9953 | -9.2694 | -10.3887 | -12.1845
20184 | 2018 | 4 | H10 | 0% | 100% | 943.4945 | 952.7638 | -9.2694 | 87 | -6.0924 | -7.9953 | -9.2694 | -10.3887 | -12.1845
20184 | 2018 | 4 | H11 | 0% | 100% | 1017.3449 | 1026.6143 | -9.2694 | 90.1 | -6.0924 | -7.9953 | -9.2694 | -10.3887 | -12.1845
20184 | 2018 | 4 | H12 | 80.45% | 0% | 1103.1039 | 1013.9152 | 89.1887 | 91.9 | 58.6206 | 76.9301 | 89.1887 | 99.9584 | 117.2372
20184 | 2018 | 4 | H13 | 80.67% | 0% | 1138.1 | 1048.662 | 89.438 | 93.7 | 58.7845 | 77.1451 | 89.438 | 100.2377 | 117.5649
20184 | 2018 | 4 | H14 | 106% | 0% | 1160.547 | 1043.0236 | 117.5234 | 92 | 77.2441 | 101.3704 | 117.5234 | 131.7146 | 154.4829
20184 | 2018 | 4 | H15 | 106.5% | 0% | 1245.9123 | 1127.7991 | 118.1132 | 90.9 | 77.6317 | 101.879 | 118.1132 | 132.3755 | 155.2581
20184 | 2018 | 4 | H16 | 124% | 0% | 1331.3144 | 1193.8022 | 137.5123 | 89.4 | 90.382 | 118.6118 | 137.5123 | 154.1171 | 180.7579
20184 | 2018 | 4 | H17 | 106.1% | 0% | 1390.0006 | 1272.4273 | 117.5732 | 88.7 | 77.2768 | 101.4133 | 117.5732 | 131.7704 | 154.5483
20184 | 2018 | 4 | H18 | 96.24% | 0% | 1358.3144 | 1251.614 | 106.7005 | 87.1 | 70.1305 | 92.0349 | 106.7005 | 119.5847 | 140.2562
20184 | 2018 | 4 | H19 | 0% | 100% | 1464.3239 | 1473.5933 | -9.2694 | 83.4 | -6.0924 | -7.9953 | -9.2694 | -10.3887 | -12.1845
20184 | 2018 | 4 | H20 | 0% | 100% | 1503.6683 | 1512.9377 | -9.2694 | 78.4 | -6.0924 | -7.9953 | -9.2694 | -10.3887 | -12.1845
20184 | 2018 | 4 | H21 | 0% | 100% | 1326.569 | 1335.8384 | -9.2694 | 75.5 | -6.0924 | -7.9953 | -9.2694 | -10.3887 | -12.1845
20184 | 2018 | 4 | H22 | 0% | 100% | 1105.2991 | 1114.5684 | -9.2694 | 70 | -6.0924 | -7.9953 | -9.2694 | -10.3887 | -12.1845
20184 | 2018 | 4 | H23 | 0% | 100% | 874.619 | 883.8883 | -9.2694 | 67.6 | -6.0924 | -7.9953 | -9.2694 | -10.3887 | -12.1845
20184 | 2018 | 4 | H24 | 0% | 100% | 731.8011 | 741.0705 | -9.2694 | 64.6 | -6.0924 | -7.9953 | -9.2694 | -10.3887 | -12.1845
20185 | 2018 | 5 | H1 | 0% | 100% | 683.7279 | 694.4602 | -10.7323 | 66.5 | -7.054 | -9.2572 | -10.7323 | -12.0282 | -14.1075
20185 | 2018 | 5 | H2 | 0% | 100% | 635.1466 | 645.8789 | -10.7323 | 66.1 | -7.054 | -9.2572 | -10.7323 | -12.0282 | -14.1075
20185 | 2018 | 5 | H3 | 0% | 100% | 607.2864 | 618.0187 | -10.7323 | 66.7 | -7.054 | -9.2572 | -10.7323 | -12.0282 | -14.1075
20185 | 2018 | 5 | H4 | 0% | 100% | 616.259 | 626.9913 | -10.7323 | 65.6 | -7.054 | -9.2572 | -10.7323 | -12.0282 | -14.1075
20185 | 2018 | 5 | H5 | 0% | 100% | 681.1102 | 691.8425 | -10.7323 | 64.5 | -7.054 | -9.2572 | -10.7323 | -12.0282 | -14.1075
20185 | 2018 | 5 | H6 | 0% | 100% | 786.9048 | 797.6371 | -10.7323 | 63.9 | -7.054 | -9.2572 | -10.7323 | -12.0282 | -14.1075
20185 | 2018 | 5 | H7 | 0% | 100% | 821.2189 | 831.9512 | -10.7323 | 65.7 | -7.054 | -9.2572 | -10.7323 | -12.0282 | -14.1075
20185 | 2018 | 5 | H8 | 0% | 100% | 846.4026 | 857.1349 | -10.7323 | 76.5 | -7.054 | -9.2572 | -10.7323 | -12.0282 | -14.1075
20185 | 2018 | 5 | H9 | 0% | 100% | 924.7131 | 935.4454 | -10.7323 | 84.8 | -7.054 | -9.2572 | -10.7323 | -12.0282 | -14.1075
20185 | 2018 | 5 | H10 | 0% | 100% | 1058.1869 | 1068.9192 | -10.7323 | 91.6 | -7.054 | -9.2572 | -10.7323 | -12.0282 | -14.1075
20185 | 2018 | 5 | H11 | 0% | 100% | 1164.2026 | 1174.9349 | -10.7323 | 95.1 | -7.054 | -9.2572 | -10.7323 | -12.0282 | -14.1075
20185 | 2018 | 5 | H12 | 80.45% | 0% | 1273.4258 | 1170.161 | 103.2648 | 95.1 | 67.8723 | 89.0715 | 103.2648 | 115.7342 | 135.7401
20185 | 2018 | 5 | H13 | 80.67% | 0% | 1368.6678 | 1265.1144 | 103.5534 | 93.9 | 68.062 | 89.3204 | 103.5534 | 116.0576 | 136.1195
20185 | 2018 | 5 | H14 | 106% | 0% | 1432.667 | 1296.5955 | 136.0714 | 94.1 | 89.435 | 117.369 | 136.0714 | 152.5023 | 178.864
20185 | 2018 | 5 | H15 | 106.5% | 0% | 1572.3714 | 1435.6172 | 136.7543 | 92.4 | 89.8838 | 117.958 | 136.7543 | 153.2676 | 179.7615
20185 | 2018 | 5 | H16 | 124% | 0% | 1624.2106 | 1464.9955 | 159.215 | 90.9 | 104.6465 | 137.3316 | 159.215 | 178.4405 | 209.2858
20185 | 2018 | 5 | H17 | 106.1% | 0% | 1669.1231 | 1532.994 | 136.1291 | 90 | 89.4729 | 117.4188 | 136.1291 | 152.5669 | 178.9398
20185 | 2018 | 5 | H18 | 96.24% | 0% | 1648.0604 | 1524.52 | 123.5403 | 86.5 | 81.1988 | 106.5603 | 123.5403 | 138.458 | 162.392
20185 | 2018 | 5 | H19 | 0% | 100% | 1652.6227 | 1663.355 | -10.7323 | 82.1 | -7.054 | -9.2572 | -10.7323 | -12.0282 | -14.1075
20185 | 2018 | 5 | H20 | 0% | 100% | 1681.1349 | 1691.8672 | -10.7323 | 77 | -7.054 | -9.2572 | -10.7323 | -12.0282 | -14.1075
20185 | 2018 | 5 | H21 | 0% | 100% | 1526.919 | 1537.6513 | -10.7323 | 73 | -7.054 | -9.2572 | -10.7323 | -12.0282 | -14.1075
20185 | 2018 | 5 | H22 | 0% | 100% | 1255.1402 | 1265.8725 | -10.7323 | 72.1 | -7.054 | -9.2572 | -10.7323 | -12.0282 | -14.1075
20185 | 2018 | 5 | H23 | 0% | 100% | 1008.5075 | 1019.2398 | -10.7323 | 69.3 | -7.054 | -9.2572 | -10.7323 | -12.0282 | -14.1075
20185 | 2018 | 5 | H24 | 0% | 100% | 829.709 | 840.4413 | -10.7323 | 67.1 | -7.054 | -9.2572 | -10.7323 | -12.0282 | -14.1075
20186 | 2018 | 6 | H1 | 0% | 100% | 695.2075 | 705.9922 | -10.7847 | 70.5 | -7.0884 | -9.3024 | -10.7847 | -12.087 | -14.1763
20186 | 2018 | 6 | H2 | 0% | 100% | 651.9199 | 662.7046 | -10.7847 | 69.8 | -7.0884 | -9.3024 | -10.7847 | -12.087 | -14.1763
20186 | 2018 | 6 | H3 | 0% | 100% | 624.3711 | 635.1558 | -10.7847 | 67.3 | -7.0884 | -9.3024 | -10.7847 | -12.087 | -14.1763
20186 | 2018 | 6 | H4 | 0% | 100% | 630.1957 | 640.9804 | -10.7847 | 66.1 | -7.0884 | -9.3024 | -10.7847 | -12.087 | -14.1763
20186 | 2018 | 6 | H5 | 0% | 100% | 695.3693 | 706.154 | -10.7847 | 65.8 | -7.0884 | -9.3024 | -10.7847 | -12.087 | -14.1763
20186 | 2018 | 6 | H6 | 0% | 100% | 765.1653 | 775.95 | -10.7847 | 65.7 | -7.0884 | -9.3024 | -10.7847 | -12.087 | -14.1763
20186 | 2018 | 6 | H7 | 0% | 100% | 828.3079 | 839.0926 | -10.7847 | 71.3 | -7.0884 | -9.3024 | -10.7847 | -12.087 | -14.1763
20186 | 2018 | 6 | H8 | 0% | 100% | 886.374 | 897.1587 | -10.7847 | 78.2 | -7.0884 | -9.3024 | -10.7847 | -12.087 | -14.1763
20186 | 2018 | 6 | H9 | 0% | 100% | 965.9242 | 976.7089 | -10.7847 | 84 | -7.0884 | -9.3024 | -10.7847 | -12.087 | -14.1763
20186 | 2018 | 6 | H10 | 0% | 100% | 1055.1371 | 1065.9218 | -10.7847 | 90.4 | -7.0884 | -9.3024 | -10.7847 | -12.087 | -14.1763
20186 | 2018 | 6 | H11 | 0% | 100% | 1165.1663 | 1175.951 | -10.7847 | 92.7 | -7.0884 | -9.3024 | -10.7847 | -12.087 | -14.1763
20186 | 2018 | 6 | H12 | 80.45% | 0% | 1268.2238 | 1164.4548 | 103.7691 | 93.6 | 68.2038 | 89.5065 | 103.7691 | 116.2994 | 136.403
20186 | 2018 | 6 | H13 | 80.67% | 0% | 1350.2218 | 1246.1627 | 104.0591 | 93.3 | 68.3944 | 89.7566 | 104.0591 | 116.6244 | 136.7842
20186 | 2018 | 6 | H14 | 106% | 0% | 1394.1479 | 1257.412 | 136.7359 | 93.3 | 89.8718 | 117.9422 | 136.7359 | 153.247 | 179.7374
20186 | 2018 | 6 | H15 | 106.5% | 0% | 1513.4672 | 1376.0451 | 137.4221 | 94.7 | 90.3227 | 118.534 | 137.4221 | 154.016 | 180.6394
20186 | 2018 | 6 | H16 | 124% | 0% | 1599.3732 | 1439.3807 | 159.9925 | 95.4 | 105.1575 | 138.0022 | 159.9925 | 179.3119 | 210.3079
20186 | 2018 | 6 | H17 | 106.1% | 0% | 1644.3464 | 1507.5525 | 136.7939 | 94.1 | 89.9099 | 117.9922 | 136.7939 | 153.312 | 179.8136
20186 | 2018 | 6 | H18 | 96.24% | 0% | 1669.6404 | 1545.4968 | 124.1436 | 92.5 | 81.5953 | 107.0806 | 124.1436 | 139.1342 | 163.185
20186 | 2018 | 6 | H19 | 0% | 100% | 1694.0863 | 1704.871 | -10.7847 | 86.1 | -7.0884 | -9.3024 | -10.7847 | -12.087 | -14.1763
20186 | 2018 | 6 | H20 | 0% | 100% | 1732.8225 | 1743.6072 | -10.7847 | 81.2 | -7.0884 | -9.3024 | -10.7847 | -12.087 | -14.1763
20186 | 2018 | 6 | H21 | 0% | 100% | 1615.5644 | 1626.3491 | -10.7847 | 77.6 | -7.0884 | -9.3024 | -10.7847 | -12.087 | -14.1763
20186 | 2018 | 6 | H22 | 0% | 100% | 1421.7851 | 1432.5698 | -10.7847 | 76 | -7.0884 | -9.3024 | -10.7847 | -12.087 | -14.1763
20186 | 2018 | 6 | H23 | 0% | 100% | 1180.9984 | 1191.7831 | -10.7847 | 72.8 | -7.0884 | -9.3024 | -10.7847 | -12.087 | -14.1763
20186 | 2018 | 6 | H24 | 0% | 100% | 1004.5836 | 1015.3683 | -10.7847 | 70.5 | -7.0884 | -9.3024 | -10.7847 | -12.087 | -14.1763
20186 | 2018 | 6 | H1 | 0% | 100% | 1023.026 | 1033.8107 | -10.7847 | 73.3 | -7.0884 | -9.3024 | -10.7847 | -12.087 | -14.1763
20187 | 2018 | 7 | H2 | 0% | 100% | 914.7049 | 926.6145 | -11.9097 | 73.6 | -7.8278 | -10.2728 | -11.9097 | -13.3478 | -15.6551
20187 | 2018 | 7 | H3 | 0% | 100% | 870.2629 | 882.1726 | -11.9097 | 73.5 | -7.8278 | -10.2728 | -11.9097 | -13.3478 | -15.6551
20187 | 2018 | 7 | H4 | 0% | 100% | 839.8185 | 851.7282 | -11.9097 | 73.8 | -7.8278 | -10.2728 | -11.9097 | -13.3478 | -15.6551
20187 | 2018 | 7 | H5 | 0% | 100% | 868.491 | 880.4007 | -11.9097 | 74.8 | -7.8278 | -10.2728 | -11.9097 | -13.3478 | -15.6551
20187 | 2018 | 7 | H6 | 0% | 100% | 901.9883 | 913.898 | -11.9097 | 75.4 | -7.8278 | -10.2728 | -11.9097 | -13.3478 | -15.6551
20187 | 2018 | 7 | H7 | 0% | 100% | 1005.6161 | 1017.5258 | -11.9097 | 77.1 | -7.8278 | -10.2728 | -11.9097 | -13.3478 | -15.6551
20187 | 2018 | 7 | H8 | 0% | 100% | 1066.863 | 1078.7727 | -11.9097 | 79.6 | -7.8278 | -10.2728 | -11.9097 | -13.3478 | -15.6551
20187 | 2018 | 7 | H9 | 0% | 100% | 1129.1972 | 1141.1069 | -11.9097 | 84.8 | -7.8278 | -10.2728 | -11.9097 | -13.3478 | -15.6551
20187 | 2018 | 7 | H10 | 0% | 100% | 1224.1951 | 1236.1048 | -11.9097 | 89.8 | -7.8278 | -10.2728 | -11.9097 | -13.3478 | -15.6551
20187 | 2018 | 7 | H11 | 0% | 100% | 1299.371 | 1311.2806 | -11.9097 | 95.6 | -7.8278 | -10.2728 | -11.9097 | -13.3478 | -15.6551
20187 | 2018 | 7 | H12 | 80.45% | 0% | 1438.4539 | 1323.8604 | 114.5934 | 98.5 | 75.3183 | 98.8431 | 114.5934 | 128.4308 | 150.6314
20187 | 2018 | 7 | H13 | 80.67% | 0% | 1629.818 | 1514.9043 | 114.9137 | 100.6 | 75.5288 | 99.1193 | 114.9137 | 128.7897 | 151.0524
20187 | 2018 | 7 | H14 | 106% | 0% | 1724.15 | 1573.1508 | 150.9992 | 99.8 | 99.2465 | 130.245 | 150.9992 | 169.2325 | 198.4862
20187 | 2018 | 7 | H15 | 106.5% | 0% | 1689.9983 | 1538.2415 | 151.7569 | 97 | 99.7445 | 130.8986 | 151.7569 | 170.0818 | 199.4822
20187 | 2018 | 7 | H16 | 124% | 0% | 1674.8639 | 1498.1822 | 176.6817 | 91.8 | 116.1267 | 152.3976 | 176.6817 | 198.0163 | 232.2455
20187 | 2018 | 7 | H17 | 106.1% | 0% | 1756.5452 | 1605.482 | 151.0632 | 88.7 | 99.2885 | 130.3002 | 151.0632 | 169.3043 | 198.5704
20187 | 2018 | 7 | H18 | 96.24% | 0% | 1817.2961 | 1680.2028 | 137.0933 | 87.1 | 90.1067 | 118.2504 | 137.0933 | 153.6476 | 180.2072
20187 | 2018 | 7 | H19 | 0% | 100% | 1843.4403 | 1855.3499 | -11.9097 | 86.3 | -7.8278 | -10.2728 | -11.9097 | -13.3478 | -15.6551
20187 | 2018 | 7 | H20 | 0% | 100% | 1961.1672 | 1973.0769 | -11.9097 | 81.3 | -7.8278 | -10.2728 | -11.9097 | -13.3478 | -15.6551
20187 | 2018 | 7 | H21 | 0% | 100% | 1816.2136 | 1828.1233 | -11.9097 | 78.3 | -7.8278 | -10.2728 | -11.9097 | -13.3478 | -15.6551
20187 | 2018 | 7 | H22 | 0% | 100% | 1563.619 | 1575.5286 | -11.9097 | 77.2 | -7.8278 | -10.2728 | -11.9097 | -13.3478 | -15.6551
20187 | 2018 | 7 | H23 | 0% | 100% | 1304.7 | 1316.6097 | -11.9097 | 76.2 | -7.8278 | -10.2728 | -11.9097 | -13.3478 | -15.6551
20187 | 2018 | 7 | H24 | 0% | 100% | 1146.0972 | 1158.0068 | -11.9097 | 75.8 | -7.8278 | -10.2728 | -11.9097 | -13.3478 | -15.6551
20188 | 2018 | 8 | H1 | 0% | 100% | 809.469 | 821.471 | -12.002 | 72.1 | -7.8885 | -10.3524 | -12.002 | -13.4513 | -15.7765
20188 | 2018 | 8 | H2 | 0% | 100% | 748.9369 | 760.9389 | -12.002 | 71.9 | -7.8885 | -10.3524 | -12.002 | -13.4513 | -15.7765
20188 | 2018 | 8 | H3 | 0% | 100% | 726.9322 | 738.9342 | -12.002 | 71.2 | -7.8885 | -10.3524 | -12.002 | -13.4513 | -15.7765
20188 | 2018 | 8 | H4 | 0% | 100% | 730.1283 | 742.1303 | -12.002 | 70.7 | -7.8885 | -10.3524 | -12.002 | -13.4513 | -15.7765
20188 | 2018 | 8 | H5 | 0% | 100% | 769.8377 | 781.8397 | -12.002 | 70.8 | -7.8885 | -10.3524 | -12.002 | -13.4513 | -15.7765
20188 | 2018 | 8 | H6 | 0% | 100% | 850.5956 | 862.5976 | -12.002 | 71.2 | -7.8885 | -10.3524 | -12.002 | -13.4513 | -15.7765
20188 | 2018 | 8 | H7 | 0% | 100% | 871.8254 | 883.8274 | -12.002 | 71.5 | -7.8885 | -10.3524 | -12.002 | -13.4513 | -15.7765
20188 | 2018 | 8 | H8 | 0% | 100% | 915.3667 | 927.3687 | -12.002 | 74.7 | -7.8885 | -10.3524 | -12.002 | -13.4513 | -15.7765
20188 | 2018 | 8 | H9 | 0% | 100% | 1022.2965 | 1034.2985 | -12.002 | 79.3 | -7.8885 | -10.3524 | -12.002 | -13.4513 | -15.7765
20188 | 2018 | 8 | H10 | 0% | 100% | 1169.0219 | 1181.024 | -12.002 | 85.7 | -7.8885 | -10.3524 | -12.002 | -13.4513 | -15.7765
20188 | 2018 | 8 | H11 | 0% | 100% | 1342.429 | 1354.431 | -12.002 | 88.4 | -7.8885 | -10.3524 | -12.002 | -13.4513 | -15.7765
20188 | 2018 | 8 | H12 | 80.45% | 0% | 1497.095 | 1381.6131 | 115.4819 | 90.9 | 75.9022 | 99.6094 | 115.4819 | 129.4265 | 151.7992
20188 | 2018 | 8 | H13 | 80.67% | 0% | 1573.1973 | 1457.3926 | 115.8046 | 90.3 | 76.1143 | 99.8878 | 115.8046 | 129.7882 | 152.2235
20188 | 2018 | 8 | H14 | 106% | 0% | 1648.4678 | 1496.298 | 152.1698 | 89.3 | 100.0159 | 131.2547 | 152.1698 | 170.5445 | 200.025
20188 | 2018 | 8 | H15 | 106.5% | 0% | 1712.3511 | 1559.4177 | 152.9334 | 87.8 | 100.5178 | 131.9134 | 152.9334 | 171.4003 | 201.0287
20188 | 2018 | 8 | H16 | 124% | 0% | 1749.7519 | 1571.7005 | 178.0514 | 87.3 | 117.027 | 153.579 | 178.0514 | 199.5514 | 234.0461
20188 | 2018 | 8 | H17 | 106.1% | 0% | 1776.8404 | 1624.6061 | 152.2343 | 85.5 | 100.0583 | 131.3104 | 152.2343 | 170.6168 | 200.1098
20188 | 2018 | 8 | H18 | 96.24% | 0% | 1736.7591 | 1598.6029 | 138.1562 | 83.5 | 90.8052 | 119.1672 | 138.1562 | 154.8387 | 181.6043
20188 | 2018 | 8 | H19 | 0% | 100% | 1721.6934 | 1733.6954 | -12.002 | 81.2 | -7.8885 | -10.3524 | -12.002 | -13.4513 | -15.7765
20188 | 2018 | 8 | H20 | 0% | 100% | 1697.3205 | 1709.3225 | -12.002 | 78.8 | -7.8885 | -10.3524 | -12.002 | -13.4513 | -15.7765
20188 | 2018 | 8 | H21 | 0% | 100% | 1609.1038 | 1621.1058 | -12.002 | 77.4 | -7.8885 | -10.3524 | -12.002 | -13.4513 | -15.7765
20188 | 2018 | 8 | H22 | 0% | 100% | 1441.1592 | 1453.1612 | -12.002 | 75.7 | -7.8885 | -10.3524 | -12.002 | -13.4513 | -15.7765
20188 | 2018 | 8 | H23 | 0% | 100% | 1218.4336 | 1230.4356 | -12.002 | 74.3 | -7.8885 | -10.3524 | -12.002 | -13.4513 | -15.7765
20188 | 2018 | 8 | H24 | 0% | 100% | 1026.9896 | 1038.9917 | -12.002 | 73 | -7.8885 | -10.3524 | -12.002 | -13.4513 | -15.7765
20189 | 2018 | 9 | H1 | 0% | 100% | 1003.6617 | 1015.8465 | -12.1848 | 76.4 | -8.0086 | -10.51 | -12.1848 | -13.6561 | -16.0167
20189 | 2018 | 9 | H2 | 0% | 100% | 929.3324 | 941.5171 | -12.1848 | 75.7 | -8.0086 | -10.51 | -12.1848 | -13.6561 | -16.0167
20189 | 2018 | 9 | H3 | 0% | 100% | 892.8503 | 905.0351 | -12.1848 | 75.5 | -8.0086 | -10.51 | -12.1848 | -13.6561 | -16.0167
20189 | 2018 | 9 | H4 | 0% | 100% | 890.257 | 902.4417 | -12.1848 | 74.9 | -8.0086 | -10.51 | -12.1848 | -13.6561 | -16.0167
20189 | 2018 | 9 | H5 | 0% | 100% | 925.0852 | 937.27 | -12.1848 | 74.6 | -8.0086 | -10.51 | -12.1848 | -13.6561 | -16.0167
20189 | 2018 | 9 | H6 | 0% | 100% | 1000.871 | 1013.0558 | -12.1848 | 74.8 | -8.0086 | -10.51 | -12.1848 | -13.6561 | -16.0167
20189 | 2018 | 9 | H7 | 0% | 100% | 975.4689 | 987.6537 | -12.1848 | 75.4 | -8.0086 | -10.51 | -12.1848 | -13.6561 | -16.0167
20189 | 2018 | 9 | H8 | 0% | 100% | 1024.7645 | 1036.9493 | -12.1848 | 80.8 | -8.0086 | -10.51 | -12.1848 | -13.6561 | -16.0167
20189 | 2018 | 9 | H9 | 0% | 100% | 1134.2495 | 1146.4343 | -12.1848 | 86.6 | -8.0086 | -10.51 | -12.1848 | -13.6561 | -16.0167
20189 | 2018 | 9 | H10 | 0% | 100% | 1251.1541 | 1263.3389 | -12.1848 | 91.5 | -8.0086 | -10.51 | -12.1848 | -13.6561 | -16.0167
20189 | 2018 | 9 | H11 | 0% | 100% | 1367.9797 | 1380.1644 | -12.1848 | 95.9 | -8.0086 | -10.51 | -12.1848 | -13.6561 | -16.0167
20189 | 2018 | 9 | H12 | 80.45% | 0% | 1513.4851 | 1396.2449 | 117.2402 | 98.6 | 77.0579 | 101.1261 | 117.2402 | 131.3972 | 154.1106
20189 | 2018 | 9 | H13 | 80.67% | 0% | 1571.3377 | 1453.7698 | 117.5679 | 96.3 | 77.2733 | 101.4087 | 117.5679 | 131.7644 | 154.5413
20189 | 2018 | 9 | H14 | 106% | 0% | 1647.9722 | 1493.4854 | 154.4868 | 93.6 | 101.5388 | 133.2533 | 154.4868 | 173.1414 | 203.0707
20189 | 2018 | 9 | H15 | 106.5% | 0% | 1742.9108 | 1587.6488 | 155.262 | 93.7 | 102.0483 | 133.922 | 155.262 | 174.0102 | 204.0897
20189 | 2018 | 9 | H16 | 124% | 0% | 1792.5803 | 1611.8177 | 180.7625 | 92.5 | 118.8089 | 155.9175 | 180.7625 | 202.5899 | 237.6098
20189 | 2018 | 9 | H17 | 106.1% | 0% | 1835.9289 | 1681.3766 | 154.5523 | 90.8 | 101.5818 | 133.3098 | 154.5523 | 173.2147 | 203.1568
20189 | 2018 | 9 | H18 | 96.24% | 0% | 1797.4387 | 1657.1789 | 140.2598 | 88.8 | 92.1879 | 120.9817 | 140.2598 | 157.1964 | 184.3695
20189 | 2018 | 9 | H19 | 0% | 100% | 1770.5424 | 1782.7272 | -12.1848 | 85.4 | -8.0086 | -10.51 | -12.1848 | -13.6561 | -16.0167
20189 | 2018 | 9 | H20 | 0% | 100% | 1746.0657 | 1758.2504 | -12.1848 | 81.6 | -8.0086 | -10.51 | -12.1848 | -13.6561 | -16.0167
20189 | 2018 | 9 | H21 | 0% | 100% | 1582.6009 | 1594.7856 | -12.1848 | 80.3 | -8.0086 | -10.51 | -12.1848 | -13.6561 | -16.0167
20189 | 2018 | 9 | H22 | 0% | 100% | 1335.8106 | 1347.9953 | -12.1848 | 78.1 | -8.0086 | -10.51 | -12.1848 | -13.6561 | -16.0167
20189 | 2018 | 9 | H23 | 0% | 100% | 1074.6864 | 1086.8712 | -12.1848 | 76.1 | -8.0086 | -10.51 | -12.1848 | -13.6561 | -16.0167
20189 | 2018 | 9 | H24 | 0% | 100% | 882.7468 | 894.9316 | -12.1848 | 75.3 | -8.0086 | -10.51 | -12.1848 | -13.6561 | -16.0167
201810 | 2018 | 10 | H1 | 0% | 100% | 774.0319 | 784.8386 | -10.8067 | 65.8 | -7.1029 | -9.3214 | -10.8067 | -12.1117 | -14.2053
201810 | 2018 | 10 | H2 | 0% | 100% | 730.3681 | 741.1749 | -10.8067 | 64.1 | -7.1029 | -9.3214 | -10.8067 | -12.1117 | -14.2053
201810 | 2018 | 10 | H3 | 0% | 100% | 710.0012 | 720.8079 | -10.8067 | 64 | -7.1029 | -9.3214 | -10.8067 | -12.1117 | -14.2053
201810 | 2018 | 10 | H4 | 0% | 100% | 723.2668 | 734.0735 | -10.8067 | 63 | -7.1029 | -9.3214 | -10.8067 | -12.1117 | -14.2053
201810 | 2018 | 10 | H5 | 0% | 100% | 788.5822 | 799.3889 | -10.8067 | 62.5 | -7.1029 | -9.3214 | -10.8067 | -12.1117 | -14.2053
201810 | 2018 | 10 | H6 | 0% | 100% | 895.2589 | 906.0656 | -10.8067 | 62.6 | -7.1029 | -9.3214 | -10.8067 | -12.1117 | -14.2053
201810 | 2018 | 10 | H7 | 0% | 100% | 926.1215 | 936.9282 | -10.8067 | 61.7 | -7.1029 | -9.3214 | -10.8067 | -12.1117 | -14.2053
201810 | 2018 | 10 | H8 | 0% | 100% | 967.5582 | 978.365 | -10.8067 | 69.6 | -7.1029 | -9.3214 | -10.8067 | -12.1117 | -14.2053
201810 | 2018 | 10 | H9 | 0% | 100% | 1004.1465 | 1014.9533 | -10.8067 | 79.5 | -7.1029 | -9.3214 | -10.8067 | -12.1117 | -14.2053
201810 | 2018 | 10 | H10 | 0% | 100% | 1073.9994 | 1084.8061 | -10.8067 | 86.4 | -7.1029 | -9.3214 | -10.8067 | -12.1117 | -14.2053
201810 | 2018 | 10 | H11 | 0% | 100% | 1183.53 | 1194.3367 | -10.8067 | 91 | -7.1029 | -9.3214 | -10.8067 | -12.1117 | -14.2053
201810 | 2018 | 10 | H12 | 80.45% | 0% | 1308.7598 | 1204.7788 | 103.9809 | 93.8 | 68.343 | 89.6892 | 103.9809 | 116.5368 | 136.6814
201810 | 2018 | 10 | H13 | 80.67% | 0% | 1388.3379 | 1284.0664 | 104.2715 | 94.4 | 68.534 | 89.9399 | 104.2715 | 116.8625 | 137.0634
201810 | 2018 | 10 | H14 | 106% | 0% | 1455.198 | 1318.183 | 137.0151 | 91.8 | 90.0552 | 118.1829 | 137.0151 | 153.5599 | 180.1043
201810 | 2018 | 10 | H15 | 106.5% | 0% | 1554.335 | 1416.6324 | 137.7026 | 90 | 90.5071 | 118.776 | 137.7026 | 154.3304 | 181.0081
201810 | 2018 | 10 | H16 | 124% | 0% | 1613.7851 | 1453.466 | 160.3191 | 88.4 | 105.3722 | 138.284 | 160.3191 | 179.6779 | 210.7372
201810 | 2018 | 10 | H17 | 106.1% | 0% | 1670.796 | 1533.7229 | 137.0731 | 86.9 | 90.0934 | 118.233 | 137.0731 | 153.6249 | 180.1807
201810 | 2018 | 10 | H18 | 96.24% | 0% | 1700.338 | 1575.9409 | 124.3971 | 83.1 | 81.7619 | 107.2992 | 124.3971 | 139.4182 | 163.5182
201810 | 2018 | 10 | H19 | 0% | 100% | 1813.9697 | 1824.7765 | -10.8067 | 77 | -7.1029 | -9.3214 | -10.8067 | -12.1117 | -14.2053
201810 | 2018 | 10 | H20 | 0% | 100% | 1715.7003 | 1726.5071 | -10.8067 | 72.7 | -7.1029 | -9.3214 | -10.8067 | -12.1117 | -14.2053
201810 | 2018 | 10 | H21 | 0% | 100% | 1517.4052 | 1528.2119 | -10.8067 | 70.2 | -7.1029 | -9.3214 | -10.8067 | -12.1117 | -14.2053
201810 | 2018 | 10 | H22 | 0% | 100% | 1277.2623 | 1288.069 | -10.8067 | 67.8 | -7.1029 | -9.3214 | -10.8067 | -12.1117 | -14.2053
201810 | 2018 | 10 | H23 | 0% | 100% | 1045.6149 | 1056.4216 | -10.8067 | 66.7 | -7.1029 | -9.3214 | -10.8067 | -12.1117 | -14.2053
201811 | 2018 | 11 | H24 | 0% | 100% | 891.1621 | 898.7396 | -7.5775 | 64.5 | -4.9804 | -6.536 | -7.5775 | -8.4925 | -9.9605
201811 | 2018 | 11 | H1 | 0% | 100% | 697.6552 | 705.2327 | -7.5775 | 65.8 | -4.9804 | -6.536 | -7.5775 | -8.4925 | -9.9605
201811 | 2018 | 11 | H2 | 0% | 100% | 634.0283 | 641.6058 | -7.5775 | 65.4 | -4.9804 | -6.536 | -7.5775 | -8.4925 | -9.9605
201811 | 2018 | 11 | H3 | 0% | 100% | 610.5416 | 618.1191 | -7.5775 | 65.3 | -4.9804 | -6.536 | -7.5775 | -8.4925 | -9.9605
201811 | 2018 | 11 | H4 | 0% | 100% | 600.0939 | 607.6713 | -7.5775 | 64.5 | -4.9804 | -6.536 | -7.5775 | -8.4925 | -9.9605
201811 | 2018 | 11 | H5 | 0% | 100% | 619.4566 | 627.0341 | -7.5775 | 63.3 | -4.9804 | -6.536 | -7.5775 | -8.4925 | -9.9605
201811 | 2018 | 11 | H6 | 0% | 100% | 692.6243 | 700.2018 | -7.5775 | 61.8 | -4.9804 | -6.536 | -7.5775 | -8.4925 | -9.9605
201811 | 2018 | 11 | H7 | 0% | 100% | 818.2079 | 825.7854 | -7.5775 | 64.4 | -4.9804 | -6.536 | -7.5775 | -8.4925 | -9.9605
201811 | 2018 | 11 | H8 | 0% | 100% | 846.7979 | 854.3753 | -7.5775 | 65.1 | -4.9804 | -6.536 | -7.5775 | -8.4925 | -9.9605
201811 | 2018 | 11 | H9 | 0% | 100% | 825.7273 | 833.3047 | -7.5775 | 71.7 | -4.9804 | -6.536 | -7.5775 | -8.4925 | -9.9605
201811 | 2018 | 11 | H10 | 0% | 100% | 809.9633 | 817.5407 | -7.5775 | 78.8 | -4.9804 | -6.536 | -7.5775 | -8.4925 | -9.9605
201811 | 2018 | 11 | H11 | 0% | 100% | 843.1384 | 850.7159 | -7.5775 | 81.9 | -4.9804 | -6.536 | -7.5775 | -8.4925 | -9.9605
201811 | 2018 | 11 | H12 | 80.45% | 0% | 867.5543 | 794.6449 | 72.9094 | 85.9 | 47.9208 | 62.8883 | 72.9094 | 81.7133 | 95.8384
201811 | 2018 | 11 | H13 | 80.67% | 0% | 896.7747 | 823.6616 | 73.1132 | 87.8 | 48.0547 | 63.0641 | 73.1132 | 81.9417 | 96.1062
201811 | 2018 | 11 | H14 | 106% | 0% | 928.6914 | 832.6191 | 96.0723 | 87.7 | 63.145 | 82.8676 | 96.0723 | 107.6732 | 126.2857
201811 | 2018 | 11 | H15 | 106.5% | 0% | 941.3294 | 844.775 | 96.5544 | 87.6 | 63.4618 | 83.2834 | 96.5544 | 108.2135 | 126.9194
201811 | 2018 | 11 | H16 | 124% | 0% | 996.0636 | 883.651 | 112.4127 | 85.8 | 73.8849 | 96.962 | 112.4127 | 125.9867 | 147.7648
201811 | 2018 | 11 | H17 | 106.1% | 0% | 1117.6369 | 1021.5238 | 96.113 | 83.2 | 63.1717 | 82.9027 | 96.113 | 107.7188 | 126.3392
201811 | 2018 | 11 | H18 | 96.24% | 0% | 1386.2813 | 1299.0565 | 87.2248 | 77.6 | 57.3298 | 75.2361 | 87.2248 | 97.7573 | 114.6558
201811 | 2018 | 11 | H19 | 0% | 100% | 1456.8999 | 1464.4774 | -7.5775 | 72.7 | -4.9804 | -6.536 | -7.5775 | -8.4925 | -9.9605
201811 | 2018 | 11 | H20 | 0% | 100% | 1401.1695 | 1408.747 | -7.5775 | 71 | -4.9804 | -6.536 | -7.5775 | -8.4925 | -9.9605
201811 | 2018 | 11 | H21 | 0% | 100% | 1318.6117 | 1326.1891 | -7.5775 | 67.6 | -4.9804 | -6.536 | -7.5775 | -8.4925 | -9.9605
201811 | 2018 | 11 | H22 | 0% | 100% | 1154.6236 | 1162.2011 | -7.5775 | 66 | -4.9804 | -6.536 | -7.5775 | -8.4925 | -9.9605
201811 | 2018 | 11 | H23 | 0% | 100% | 970.1568 | 977.7343 | -7.5775 | 64.9 | -4.9804 | -6.536 | -7.5775 | -8.4925 | -9.9605
201811 | 2018 | 11 | H24 | 0% | 100% | 802.9781 | 810.5556 | -7.5775 | 63.2 | -4.9804 | -6.536 | -7.5775 | -8.4925 | -9.9605
201812 | 2018 | 12 | H1 | 0% | 100% | 745.6788 | 752.2554 | -6.5766 | 57.6 | -4.3226 | -5.6727 | -6.5766 | -7.3708 | -8.6449
201812 | 2018 | 12 | H2 | 0% | 100% | 667.5799 | 674.1565 | -6.5766 | 56.5 | -4.3226 | -5.6727 | -6.5766 | -7.3708 | -8.6449
201812 | 2018 | 12 | H3 | 0% | 100% | 636.4388 | 643.0154 | -6.5766 | 56 | -4.3226 | -5.6727 | -6.5766 | -7.3708 | -8.6449
201812 | 2018 | 12 | H4 | 0% | 100% | 639.1589 | 645.7355 | -6.5766 | 56.6 | -4.3226 | -5.6727 | -6.5766 | -7.3708 | -8.6449
201812 | 2018 | 12 | H5 | 0% | 100% | 660.5647 | 667.1413 | -6.5766 | 56.1 | -4.3226 | -5.6727 | -6.5766 | -7.3708 | -8.6449
201812 | 2018 | 12 | H6 | 0% | 100% | 765.1397 | 771.7163 | -6.5766 | 56.5 | -4.3226 | -5.6727 | -6.5766 | -7.3708 | -8.6449
201812 | 2018 | 12 | H7 | 0% | 100% | 969.3774 | 975.954 | -6.5766 | 55.3 | -4.3226 | -5.6727 | -6.5766 | -7.3708 | -8.6449
201812 | 2018 | 12 | H8 | 0% | 100% | 1004.0882 | 1010.6648 | -6.5766 | 55.3 | -4.3226 | -5.6727 | -6.5766 | -7.3708 | -8.6449
201812 | 2018 | 12 | H9 | 0% | 100% | 902.2733 | 908.8499 | -6.5766 | 57.6 | -4.3226 | -5.6727 | -6.5766 | -7.3708 | -8.6449
201812 | 2018 | 12 | H10 | 0% | 100% | 858.9448 | 865.5214 | -6.5766 | 61.9 | -4.3226 | -5.6727 | -6.5766 | -7.3708 | -8.6449
201812 | 2018 | 12 | H11 | 0% | 100% | 816.7823 | 823.359 | -6.5766 | 66.2 | -4.3226 | -5.6727 | -6.5766 | -7.3708 | -8.6449
201812 | 2018 | 12 | H12 | 80.45% | 0% | 823.9033 | 760.6238 | 63.2795 | 72.9 | 41.5914 | 54.582 | 63.2795 | 70.9206 | 83.18
201812 | 2018 | 12 | H13 | 80.67% | 0% | 785.2785 | 721.8221 | 63.4564 | 77.5 | 41.7077 | 54.7346 | 63.4564 | 71.1188 | 83.4125
201812 | 2018 | 12 | H14 | 106% | 0% | 729.6923 | 646.3092 | 83.3831 | 78.2 | 54.8048 | 71.9224 | 83.3831 | 93.4517 | 109.6059
201812 | 2018 | 12 | H15 | 106.5% | 0% | 718.8745 | 635.073 | 83.8015 | 76.3 | 55.0798 | 72.2833 | 83.8015 | 93.9207 | 110.1559
201812 | 2018 | 12 | H16 | 124% | 0% | 754.8846 | 657.3194 | 97.5652 | 73.6 | 64.1262 | 84.1553 | 97.5652 | 109.3463 | 128.248
201812 | 2018 | 12 | H17 | 106.1% | 0% | 948.0071 | 864.5887 | 83.4184 | 71.3 | 54.828 | 71.9529 | 83.4184 | 93.4913 | 109.6523
201812 | 2018 | 12 | H18 | 96.24% | 0% | 1431.3885 | 1355.6843 | 75.7042 | 66.1 | 49.7577 | 65.2989 | 75.7042 | 84.8455 | 99.512
201812 | 2018 | 12 | H19 | 0% | 100% | 1568.3034 | 1574.88 | -6.5766 | 62.9 | -4.3226 | -5.6727 | -6.5766 | -7.3708 | -8.6449
201812 | 2018 | 12 | H20 | 0% | 100% | 1594.9167 | 1601.4933 | -6.5766 | 60 | -4.3226 | -5.6727 | -6.5766 | -7.3708 | -8.6449
201812 | 2018 | 12 | H21 | 0% | 100% | 1569.0951 | 1575.6718 | -6.5766 | 58.1 | -4.3226 | -5.6727 | -6.5766 | -7.3708 | -8.6449
201812 | 2018 | 12 | H22 | 0% | 100% | 1411.4556 | 1418.0322 | -6.5766 | 55.6 | -4.3226 | -5.6727 | -6.5766 | -7.3708 | -8.6449
201812 | 2018 | 12 | H23 | 0% | 100% | 1167.8394 | 1174.416 | -6.5766 | 55.1 | -4.3226 | -5.6727 | -6.5766 | -7.3708 | -8.6449
201812 | 2018 | 12 | H24 | 0% | 100% | 924.2803 | 930.8569 | -6.5766 | 54.8 | -4.3226 | -5.6727 | -6.5766 | -7.3708 | -8.6449
20191 | 2019 | 1 | H1 | 0% | 100% | 822.6335 | 829.8245 | -7.191 | 61.1 | -4.7264 | -6.2026 | -7.191 | -8.0593 | -9.4525
20191 | 2019 | 1 | H2 | 0% | 100% | 756.2143 | 763.4053 | -7.191 | 60.5 | -4.7264 | -6.2026 | -7.191 | -8.0593 | -9.4525
20191 | 2019 | 1 | H3 | 0% | 100% | 740.1725 | 747.3635 | -7.191 | 60 | -4.7264 | -6.2026 | -7.191 | -8.0593 | -9.4525
20191 | 2019 | 1 | H4 | 0% | 100% | 742.9446 | 750.1356 | -7.191 | 57.8 | -4.7264 | -6.2026 | -7.191 | -8.0593 | -9.4525
20191 | 2019 | 1 | H5 | 0% | 100% | 777.5202 | 784.7112 | -7.191 | 56.9 | -4.7264 | -6.2026 | -7.191 | -8.0593 | -9.4525
20191 | 2019 | 1 | H6 | 0% | 100% | 897.3747 | 904.5657 | -7.191 | 57.3 | -4.7264 | -6.2026 | -7.191 | -8.0593 | -9.4525
20191 | 2019 | 1 | H7 | 0% | 100% | 1094.5875 | 1101.7785 | -7.191 | 55.5 | -4.7264 | -6.2026 | -7.191 | -8.0593 | -9.4525
20191 | 2019 | 1 | H8 | 0% | 100% | 1131.8926 | 1139.0836 | -7.191 | 57.8 | -4.7264 | -6.2026 | -7.191 | -8.0593 | -9.4525
20191 | 2019 | 1 | H9 | 0% | 100% | 1048.9838 | 1056.1748 | -7.191 | 62.5 | -4.7264 | -6.2026 | -7.191 | -8.0593 | -9.4525
20191 | 2019 | 1 | H10 | 0% | 100% | 979.6275 | 986.8185 | -7.191 | 68.6 | -4.7264 | -6.2026 | -7.191 | -8.0593 | -9.4525
20191 | 2019 | 1 | H11 | 0% | 100% | 892.9649 | 900.1559 | -7.191 | 74.1 | -4.7264 | -6.2026 | -7.191 | -8.0593 | -9.4525
20191 | 2019 | 1 | H12 | 80.45% | 0% | 902.1213 | 832.9805 | 69.1408 | 78.4 | 45.4438 | 59.6377 | 69.1408 | 77.4897 | 90.8846
20191 | 2019 | 1 | H13 | 80.67% | 0% | 869.4658 | 800.1318 | 69.3341 | 80.9 | 45.5709 | 59.8044 | 69.3341 | 77.7063 | 91.1386
20191 | 2019 | 1 | H14 | 106% | 0% | 824.927 | 733.8206 | 91.1065 | 81.6 | 59.8811 | 78.5843 | 91.1065 | 102.1077 | 119.7581
20191 | 2019 | 1 | H15 | 106.5% | 0% | 813.6473 | 722.0836 | 91.5636 | 81.1 | 60.1816 | 78.9786 | 91.5636 | 102.6201 | 120.3591
20191 | 2019 | 1 | H16 | 124% | 0% | 863.5599 | 756.9576 | 106.6022 | 79 | 70.0659 | 91.9502 | 106.6022 | 119.4746 | 140.1271
20191 | 2019 | 1 | H17 | 106.1% | 0% | 1007.0457 | 915.9006 | 91.1451 | 76.4 | 59.9065 | 78.6176 | 91.1451 | 102.151 | 119.8089
20191 | 2019 | 1 | H18 | 96.24% | 0% | 1382.3979 | 1299.6816 | 82.7163 | 72.1 | 54.3665 | 71.3473 | 82.7163 | 92.7044 | 108.7294
20191 | 2019 | 1 | H19 | 0% | 100% | 1579.9885 | 1587.1795 | -7.191 | 67.4 | -4.7264 | -6.2026 | -7.191 | -8.0593 | -9.4525
20191 | 2019 | 1 | H20 | 0% | 100% | 1579.657 | 1586.848 | -7.191 | 63.8 | -4.7264 | -6.2026 | -7.191 | -8.0593 | -9.4525
20191 | 2019 | 1 | H21 | 0% | 100% | 1529.0962 | 1536.2872 | -7.191 | 62.1 | -4.7264 | -6.2026 | -7.191 | -8.0593 | -9.4525
20191 | 2019 | 1 | H22 | 0% | 100% | 1387.1759 | 1394.3669 | -7.191 | 61.6 | -4.7264 | -6.2026 | -7.191 | -8.0593 | -9.4525
20191 | 2019 | 1 | H23 | 0% | 100% | 1178.1582 | 1185.3492 | -7.191 | 61.8 | -4.7264 | -6.2026 | -7.191 | -8.0593 | -9.4525
20191 | 2019 | 1 | H24 | 0% | 100% | 945.1694 | 952.3604 | -7.191 | 60 | -4.7264 | -6.2026 | -7.191 | -8.0593 | -9.4525
20192 | 2019 | 2 | H1 | 0% | 100% | 692.599 | 699.7815 | -7.1824 | 53.4 | -4.7208 | -6.1953 | -7.1824 | -8.0497 | -9.4412
20192 | 2019 | 2 | H2 | 0% | 100% | 650.1363 | 657.3188 | -7.1824 | 53.2 | -4.7208 | -6.1953 | -7.1824 | -8.0497 | -9.4412
20192 | 2019 | 2 | H3 | 0% | 100% | 640.2578 | 647.4403 | -7.1824 | 51.9 | -4.7208 | -6.1953 | -7.1824 | -8.0497 | -9.4412
20192 | 2019 | 2 | H4 | 0% | 100% | 652.2521 | 659.4345 | -7.1824 | 50.8 | -4.7208 | -6.1953 | -7.1824 | -8.0497 | -9.4412
20192 | 2019 | 2 | H5 | 0% | 100% | 716.2126 | 723.395 | -7.1824 | 52 | -4.7208 | -6.1953 | -7.1824 | -8.0497 | -9.4412
20192 | 2019 | 2 | H6 | 0% | 100% | 782.4219 | 789.6043 | -7.1824 | 51 | -4.7208 | -6.1953 | -7.1824 | -8.0497 | -9.4412
20192 | 2019 | 2 | H7 | 0% | 100% | 908.9766 | 916.1591 | -7.1824 | 49 | -4.7208 | -6.1953 | -7.1824 | -8.0497 | -9.4412
20192 | 2019 | 2 | H8 | 0% | 100% | 1065.4826 | 1072.665 | -7.1824 | 49.3 | -4.7208 | -6.1953 | -7.1824 | -8.0497 | -9.4412
20192 | 2019 | 2 | H9 | 0% | 100% | 1042.0748 | 1049.2572 | -7.1824 | 58.1 | -4.7208 | -6.1953 | -7.1824 | -8.0497 | -9.4412
20192 | 2019 | 2 | H10 | 0% | 100% | 1018.5534 | 1025.7359 | -7.1824 | 68.7 | -4.7208 | -6.1953 | -7.1824 | -8.0497 | -9.4412
20192 | 2019 | 2 | H11 | 0% | 100% | 963.3101 | 970.4925 | -7.1824 | 73.4 | -4.7208 | -6.1953 | -7.1824 | -8.0497 | -9.4412
20192 | 2019 | 2 | H12 | 80.45% | 0% | 991.3234 | 922.2649 | 69.0585 | 77.7 | 45.3898 | 59.5667 | 69.0585 | 77.3975 | 90.7764
20192 | 2019 | 2 | H13 | 80.67% | 0% | 931.6927 | 862.4412 | 69.2515 | 80.5 | 45.5166 | 59.7332 | 69.2515 | 77.6138 | 91.0302
20192 | 2019 | 2 | H14 | 106% | 0% | 875.2667 | 784.2686 | 90.998 | 80.9 | 59.8098 | 78.4908 | 90.998 | 101.9862 | 119.6156
20192 | 2019 | 2 | H15 | 106.5% | 0% | 865.6125 | 774.1578 | 91.4547 | 80.4 | 60.11 | 78.8846 | 91.4547 | 102.498 | 120.2159
20192 | 2019 | 2 | H16 | 124% | 0% | 881.9399 | 775.4645 | 106.4754 | 77.9 | 69.9825 | 91.8408 | 106.4754 | 119.3324 | 139.9603
20192 | 2019 | 2 | H17 | 106.1% | 0% | 944.0836 | 853.0469 | 91.0366 | 76.5 | 59.8352 | 78.524 | 91.0366 | 102.0294 | 119.6663
20192 | 2019 | 2 | H18 | 96.24% | 0% | 1165.3167 | 1082.6989 | 82.6178 | 73.9 | 54.3018 | 71.2624 | 82.6178 | 92.5941 | 108.6
20192 | 2019 | 2 | H19 | 0% | 100% | 1486.6577 | 1493.8401 | -7.1824 | 69.1 | -4.7208 | -6.1953 | -7.1824 | -8.0497 | -9.4412
20192 | 2019 | 2 | H20 | 0% | 100% | 1477.6384 | 1484.8209 | -7.1824 | 63 | -4.7208 | -6.1953 | -7.1824 | -8.0497 | -9.4412
20192 | 2019 | 2 | H21 | 0% | 100% | 1430.5076 | 1437.69 | -7.1824 | 59.9 | -4.7208 | -6.1953 | -7.1824 | -8.0497 | -9.4412
20192 | 2019 | 2 | H22 | 0% | 100% | 1260.2106 | 1267.3931 | -7.1824 | 57.2 | -4.7208 | -6.1953 | -7.1824 | -8.0497 | -9.4412
20192 | 2019 | 2 | H23 | 0% | 100% | 1031.48 | 1038.6625 | -7.1824 | 55.6 | -4.7208 | -6.1953 | -7.1824 | -8.0497 | -9.4412
20192 | 2019 | 2 | H24 | 0% | 100% | 847.8311 | 855.0135 | -7.1824 | 54.5 | -4.7208 | -6.1953 | -7.1824 | -8.0497 | -9.4412
20193 | 2019 | 3 | H1 | 0% | 100% | 680.9234 | 686.4489 | -5.5255 | 57.3 | -3.6317 | -4.7661 | -5.5255 | -6.1928 | -7.2632
20193 | 2019 | 3 | H2 | 0% | 100% | 654.7504 | 660.276 | -5.5255 | 55.5 | -3.6317 | -4.7661 | -5.5255 | -6.1928 | -7.2632
20193 | 2019 | 3 | H3 | 0% | 100% | 625.2728 | 630.7984 | -5.5255 | 54.3 | -3.6317 | -4.7661 | -5.5255 | -6.1928 | -7.2632
20193 | 2019 | 3 | H4 | 0% | 100% | 611.7456 | 617.2712 | -5.5255 | 53.8 | -3.6317 | -4.7661 | -5.5255 | -6.1928 | -7.2632
20193 | 2019 | 3 | H5 | 0% | 100% | 655.8571 | 661.3827 | -5.5255 | 52.9 | -3.6317 | -4.7661 | -5.5255 | -6.1928 | -7.2632
20193 | 2019 | 3 | H6 | 0% | 100% | 756.7669 | 762.2924 | -5.5255 | 52.7 | -3.6317 | -4.7661 | -5.5255 | -6.1928 | -7.2632
20193 | 2019 | 3 | H7 | 0% | 100% | 928.221 | 933.7466 | -5.5255 | 52.7 | -3.6317 | -4.7661 | -5.5255 | -6.1928 | -7.2632
20193 | 2019 | 3 | H8 | 0% | 100% | 940.2682 | 945.7938 | -5.5255 | 58.6 | -3.6317 | -4.7661 | -5.5255 | -6.1928 | -7.2632
20193 | 2019 | 3 | H9 | 0% | 100% | 836.0299 | 841.5555 | -5.5255 | 67.4 | -3.6317 | -4.7661 | -5.5255 | -6.1928 | -7.2632
20193 | 2019 | 3 | H10 | 0% | 100% | 781.1092 | 786.6347 | -5.5255 | 74.9 | -3.6317 | -4.7661 | -5.5255 | -6.1928 | -7.2632
20193 | 2019 | 3 | H11 | 0% | 100% | 768.7823 | 774.3079 | -5.5255 | 80.9 | -3.6317 | -4.7661 | -5.5255 | -6.1928 | -7.2632
20193 | 2019 | 3 | H12 | 80.45% | 0% | 724.1742 | 671.0467 | 53.1276 | 83.4 | 34.9189 | 45.8254 | 53.1276 | 59.5428 | 69.8354
20193 | 2019 | 3 | H13 | 80.67% | 0% | 699.3181 | 646.042 | 53.2761 | 84.9 | 35.0165 | 45.9535 | 53.2761 | 59.7092 | 70.0306
20193 | 2019 | 3 | H14 | 106% | 0% | 674.1481 | 604.1422 | 70.0059 | 84.8 | 46.0125 | 60.3839 | 70.0059 | 78.4593 | 92.0218
20193 | 2019 | 3 | H15 | 106.5% | 0% | 656.4401 | 586.0828 | 70.3572 | 84.3 | 46.2433 | 60.6869 | 70.3572 | 78.853 | 92.4836
20193 | 2019 | 3 | H16 | 124% | 0% | 662.7385 | 580.8257 | 81.9128 | 82.7 | 53.8384 | 70.6542 | 81.9128 | 91.8039 | 107.6732
20193 | 2019 | 3 | H17 | 106.1% | 0% | 735.3022 | 665.2666 | 70.0356 | 81 | 46.032 | 60.4095 | 70.0356 | 78.4925 | 92.0608
20193 | 2019 | 3 | H18 | 96.24% | 0% | 967.8339 | 904.275 | 63.5589 | 78 | 41.7751 | 54.823 | 63.5589 | 71.2338 | 83.5473
20193 | 2019 | 3 | H19 | 0% | 100% | 1281.5156 | 1287.0411 | -5.5255 | 73.4 | -3.6317 | -4.7661 | -5.5255 | -6.1928 | -7.2632
20193 | 2019 | 3 | H20 | 0% | 100% | 1318.3788 | 1323.9044 | -5.5255 | 67.6 | -3.6317 | -4.7661 | -5.5255 | -6.1928 | -7.2632
20193 | 2019 | 3 | H21 | 0% | 100% | 1299.8841 | 1305.4096 | -5.5255 | 63.9 | -3.6317 | -4.7661 | -5.5255 | -6.1928 | -7.2632
20193 | 2019 | 3 | H22 | 0% | 100% | 1183.4128 | 1188.9384 | -5.5255 | 61.8 | -3.6317 | -4.7661 | -5.5255 | -6.1928 | -7.2632
20193 | 2019 | 3 | H23 | 0% | 100% | 989.7902 | 995.3157 | -5.5255 | 59.9 | -3.6317 | -4.7661 | -5.5255 | -6.1928 | -7.2632
20193 | 2019 | 3 | H24 | 0% | 100% | 803.2093 | 808.7348 | -5.5255 | 58 | -3.6317 | -4.7661 | -5.5255 | -6.1928 | -7.2632
20194 | 2019 | 4 | H1 | 0% | 100% | 689.3929 | 698.8681 | -9.4752 | 63.1 | -6.2277 | -8.1728 | -9.4752 | -10.6193 | -12.455
20194 | 2019 | 4 | H2 | 0% | 100% | 647.155 | 656.6302 | -9.4752 | 62.7 | -6.2277 | -8.1728 | -9.4752 | -10.6193 | -12.455
20194 | 2019 | 4 | H3 | 0% | 100% | 629.4324 | 638.9076 | -9.4752 | 62.7 | -6.2277 | -8.1728 | -9.4752 | -10.6193 | -12.455
20194 | 2019 | 4 | H4 | 0% | 100% | 646.1691 | 655.6443 | -9.4752 | 62.3 | -6.2277 | -8.1728 | -9.4752 | -10.6193 | -12.455
20194 | 2019 | 4 | H5 | 0% | 100% | 710.4322 | 719.9073 | -9.4752 | 64.4 | -6.2277 | -8.1728 | -9.4752 | -10.6193 | -12.455
20194 | 2019 | 4 | H6 | 0% | 100% | 804.4708 | 813.9459 | -9.4752 | 64.6 | -6.2277 | -8.1728 | -9.4752 | -10.6193 | -12.455
20194 | 2019 | 4 | H7 | 0% | 100% | 867.9741 | 877.4493 | -9.4752 | 65.9 | -6.2277 | -8.1728 | -9.4752 | -10.6193 | -12.455
20194 | 2019 | 4 | H8 | 0% | 100% | 897.7712 | 907.2463 | -9.4752 | 73.5 | -6.2277 | -8.1728 | -9.4752 | -10.6193 | -12.455
20194 | 2019 | 4 | H9 | 0% | 100% | 907.0614 | 916.5366 | -9.4752 | 81 | -6.2277 | -8.1728 | -9.4752 | -10.6193 | -12.455
20194 | 2019 | 4 | H10 | 0% | 100% | 949.1554 | 958.6306 | -9.4752 | 87 | -6.2277 | -8.1728 | -9.4752 | -10.6193 | -12.455
20194 | 2019 | 4 | H11 | 0% | 100% | 1023.449 | 1032.9241 | -9.4752 | 90.1 | -6.2277 | -8.1728 | -9.4752 | -10.6193 | -12.455
20194 | 2019 | 4 | H12 | 80.45% | 0% | 1109.7225 | 1018.6198 | 91.1027 | 91.9 | 59.8787 | 78.5811 | 91.1027 | 102.1035 | 119.7532
20194 | 2019 | 4 | H13 | 80.67% | 0% | 1144.9286 | 1053.5712 | 91.3574 | 93.7 | 60.046 | 78.8007 | 91.3574 | 102.3889 | 120.0879
20194 | 2019 | 4 | H14 | 106% | 0% | 1167.5103 | 1047.4647 | 120.0456 | 92 | 78.9018 | 103.5458 | 120.0456 | 134.5413 | 157.7982
20194 | 2019 | 4 | H15 | 106.5% | 0% | 1253.3878 | 1132.7398 | 120.648 | 90.9 | 79.2977 | 104.0654 | 120.648 | 135.2164 | 158.59
20194 | 2019 | 4 | H16 | 124% | 0% | 1339.3023 | 1198.8389 | 140.4634 | 89.4 | 92.3217 | 121.1573 | 140.4634 | 157.4246 | 184.6371
20194 | 2019 | 4 | H17 | 106.1% | 0% | 1398.3406 | 1278.2441 | 120.0965 | 88.7 | 78.9352 | 103.5897 | 120.0965 | 134.5983 | 157.8651
20194 | 2019 | 4 | H18 | 96.24% | 0% | 1366.4643 | 1257.474 | 108.9903 | 87.1 | 71.6355 | 94.0101 | 108.9903 | 122.1511 | 143.2662
20194 | 2019 | 4 | H19 | 0% | 100% | 1473.1099 | 1482.585 | -9.4752 | 83.4 | -6.2277 | -8.1728 | -9.4752 | -10.6193 | -12.455
20194 | 2019 | 4 | H20 | 0% | 100% | 1512.6903 | 1522.1655 | -9.4752 | 78.4 | -6.2277 | -8.1728 | -9.4752 | -10.6193 | -12.455
20194 | 2019 | 4 | H21 | 0% | 100% | 1334.5284 | 1344.0036 | -9.4752 | 75.5 | -6.2277 | -8.1728 | -9.4752 | -10.6193 | -12.455
20194 | 2019 | 4 | H22 | 0% | 100% | 1111.9308 | 1121.406 | -9.4752 | 70 | -6.2277 | -8.1728 | -9.4752 | -10.6193 | -12.455
20194 | 2019 | 4 | H23 | 0% | 100% | 879.8667 | 889.3418 | -9.4752 | 67.6 | -6.2277 | -8.1728 | -9.4752 | -10.6193 | -12.455
20194 | 2019 | 4 | H24 | 0% | 100% | 736.1919 | 745.6671 | -9.4752 | 64.6 | -6.2277 | -8.1728 | -9.4752 | -10.6193 | -12.455
20195 | 2019 | 5 | H1 | 0% | 100% | 687.8303 | 698.8009 | -10.9706 | 66.5 | -7.2106 | -9.4627 | -10.9706 | -12.2953 | -14.4206
20195 | 2019 | 5 | H2 | 0% | 100% | 638.9575 | 649.9281 | -10.9706 | 66.1 | -7.2106 | -9.4627 | -10.9706 | -12.2953 | -14.4206
20195 | 2019 | 5 | H3 | 0% | 100% | 610.9301 | 621.9007 | -10.9706 | 66.7 | -7.2106 | -9.4627 | -10.9706 | -12.2953 | -14.4206
20195 | 2019 | 5 | H4 | 0% | 100% | 619.9566 | 630.9271 | -10.9706 | 65.6 | -7.2106 | -9.4627 | -10.9706 | -12.2953 | -14.4206
20195 | 2019 | 5 | H5 | 0% | 100% | 685.1968 | 696.1674 | -10.9706 | 64.5 | -7.2106 | -9.4627 | -10.9706 | -12.2953 | -14.4206
20195 | 2019 | 5 | H6 | 0% | 100% | 791.6263 | 802.5968 | -10.9706 | 63.9 | -7.2106 | -9.4627 | -10.9706 | -12.2953 | -14.4206
20195 | 2019 | 5 | H7 | 0% | 100% | 826.1462 | 837.1167 | -10.9706 | 65.7 | -7.2106 | -9.4627 | -10.9706 | -12.2953 | -14.4206
20195 | 2019 | 5 | H8 | 0% | 100% | 851.481 | 862.4516 | -10.9706 | 76.5 | -7.2106 | -9.4627 | -10.9706 | -12.2953 | -14.4206
20195 | 2019 | 5 | H9 | 0% | 100% | 930.2613 | 941.2319 | -10.9706 | 84.8 | -7.2106 | -9.4627 | -10.9706 | -12.2953 | -14.4206
20195 | 2019 | 5 | H10 | 0% | 100% | 1064.5361 | 1075.5066 | -10.9706 | 91.6 | -7.2106 | -9.4627 | -10.9706 | -12.2953 | -14.4206
20195 | 2019 | 5 | H11 | 0% | 100% | 1171.1879 | 1182.1584 | -10.9706 | 95.1 | -7.2106 | -9.4627 | -10.9706 | -12.2953 | -14.4206
20195 | 2019 | 5 | H12 | 80.45% | 0% | 1281.0663 | 1175.5854 | 105.4809 | 95.1 | 69.3289 | 90.983 | 105.4809 | 118.2179 | 138.6532
20195 | 2019 | 5 | H13 | 80.67% | 0% | 1376.8798 | 1271.104 | 105.7757 | 93.9 | 69.5227 | 91.2373 | 105.7757 | 118.5483 | 139.0407
20195 | 2019 | 5 | H14 | 106% | 0% | 1441.263 | 1302.2713 | 138.9916 | 94.1 | 91.3544 | 119.8878 | 138.9916 | 155.7751 | 182.7025
20195 | 2019 | 5 | H15 | 106.5% | 0% | 1581.8056 | 1442.1165 | 139.6891 | 92.4 | 91.8128 | 120.4894 | 139.6891 | 156.5568 | 183.6193
20195 | 2019 | 5 | H16 | 124% | 0% | 1633.9558 | 1471.3239 | 162.6319 | 90.9 | 106.8923 | 140.2788 | 162.6319 | 182.2699 | 213.7773
20195 | 2019 | 5 | H17 | 106.1% | 0% | 1679.1378 | 1540.0873 | 139.0506 | 90 | 91.3931 | 119.9387 | 139.0506 | 155.8411 | 182.78
20195 | 2019 | 5 | H18 | 96.24% | 0% | 1657.9487 | 1531.7571 | 126.1916 | 86.5 | 82.9413 | 108.8471 | 126.1916 | 141.4294 | 165.8771
20195 | 2019 | 5 | H19 | 0% | 100% | 1662.5384 | 1673.509 | -10.9706 | 82.1 | -7.2106 | -9.4627 | -10.9706 | -12.2953 | -14.4206
20195 | 2019 | 5 | H20 | 0% | 100% | 1691.2217 | 1702.1923 | -10.9706 | 77 | -7.2106 | -9.4627 | -10.9706 | -12.2953 | -14.4206
20195 | 2019 | 5 | H21 | 0% | 100% | 1536.0805 | 1547.051 | -10.9706 | 73 | -7.2106 | -9.4627 | -10.9706 | -12.2953 | -14.4206
20195 | 2019 | 5 | H22 | 0% | 100% | 1262.671 | 1273.6416 | -10.9706 | 72.1 | -7.2106 | -9.4627 | -10.9706 | -12.2953 | -14.4206
20195 | 2019 | 5 | H23 | 0% | 100% | 1014.5586 | 1025.5291 | -10.9706 | 69.3 | -7.2106 | -9.4627 | -10.9706 | -12.2953 | -14.4206
20195 | 2019 | 5 | H24 | 0% | 100% | 834.6873 | 845.6578 | -10.9706 | 67.1 | -7.2106 | -9.4627 | -10.9706 | -12.2953 | -14.4206
20196 | 2019 | 6 | H1 | 0% | 100% | 699.3788 | 710.4029 | -11.0241 | 70.5 | -7.2458 | -9.5089 | -11.0241 | -12.3553 | -14.4911
20196 | 2019 | 6 | H2 | 0% | 100% | 655.8314 | 666.8555 | -11.0241 | 69.8 | -7.2458 | -9.5089 | -11.0241 | -12.3553 | -14.4911
20196 | 2019 | 6 | H3 | 0% | 100% | 628.1173 | 639.1415 | -11.0241 | 67.3 | -7.2458 | -9.5089 | -11.0241 | -12.3553 | -14.4911
20196 | 2019 | 6 | H4 | 0% | 100% | 633.9768 | 645.001 | -11.0241 | 66.1 | -7.2458 | -9.5089 | -11.0241 | -12.3553 | -14.4911
20196 | 2019 | 6 | H5 | 0% | 100% | 699.5415 | 710.5656 | -11.0241 | 65.8 | -7.2458 | -9.5089 | -11.0241 | -12.3553 | -14.4911
20196 | 2019 | 6 | H6 | 0% | 100% | 769.7563 | 780.7804 | -11.0241 | 65.7 | -7.2458 | -9.5089 | -11.0241 | -12.3553 | -14.4911
20196 | 2019 | 6 | H7 | 0% | 100% | 833.2777 | 844.3019 | -11.0241 | 71.3 | -7.2458 | -9.5089 | -11.0241 | -12.3553 | -14.4911
20196 | 2019 | 6 | H8 | 0% | 100% | 891.6923 | 902.7164 | -11.0241 | 78.2 | -7.2458 | -9.5089 | -11.0241 | -12.3553 | -14.4911
20196 | 2019 | 6 | H9 | 0% | 100% | 971.7197 | 982.7439 | -11.0241 | 84 | -7.2458 | -9.5089 | -11.0241 | -12.3553 | -14.4911
20196 | 2019 | 6 | H10 | 0% | 100% | 1061.4679 | 1072.4921 | -11.0241 | 90.4 | -7.2458 | -9.5089 | -11.0241 | -12.3553 | -14.4911
20196 | 2019 | 6 | H11 | 0% | 100% | 1172.1573 | 1183.1814 | -11.0241 | 92.7 | -7.2458 | -9.5089 | -11.0241 | -12.3553 | -14.4911
20196 | 2019 | 6 | H12 | 80.45% | 0% | 1275.8332 | 1169.8371 | 105.996 | 93.6 | 69.6675 | 91.4273 | 105.996 | 118.7952 | 139.3303
20196 | 2019 | 6 | H13 | 80.67% | 0% | 1358.3231 | 1252.0308 | 106.2923 | 93.3 | 69.8622 | 91.6829 | 106.2923 | 119.1273 | 139.7197
20196 | 2019 | 6 | H14 | 106% | 0% | 1402.5128 | 1262.8424 | 139.6704 | 93.3 | 91.8005 | 120.4733 | 139.6704 | 156.5358 | 183.5947
20196 | 2019 | 6 | H15 | 106.5% | 0% | 1522.548 | 1382.1768 | 140.3713 | 94.7 | 92.2611 | 121.0778 | 140.3713 | 157.3213 | 184.516
20196 | 2019 | 6 | H16 | 124% | 0% | 1608.9694 | 1445.5434 | 163.4261 | 95.4 | 107.4143 | 140.9639 | 163.4261 | 183.16 | 214.8212
20196 | 2019 | 6 | H17 | 106.1% | 0% | 1654.2124 | 1514.4828 | 139.7296 | 94.1 | 91.8394 | 120.5244 | 139.7296 | 156.6022 | 183.6726
20196 | 2019 | 6 | H18 | 96.24% | 0% | 1679.6583 | 1552.8504 | 126.8079 | 92.5 | 83.3464 | 109.3787 | 126.8079 | 142.1201 | 166.6871
20196 | 2019 | 6 | H19 | 0% | 100% | 1704.2508 | 1715.2749 | -11.0241 | 86.1 | -7.2458 | -9.5089 | -11.0241 | -12.3553 | -14.4911
20196 | 2019 | 6 | H20 | 0% | 100% | 1743.2194 | 1754.2436 | -11.0241 | 81.2 | -7.2458 | -9.5089 | -11.0241 | -12.3553 | -14.4911
20196 | 2019 | 6 | H21 | 0% | 100% | 1625.2578 | 1636.282 | -11.0241 | 77.6 | -7.2458 | -9.5089 | -11.0241 | -12.3553 | -14.4911
20196 | 2019 | 6 | H22 | 0% | 100% | 1430.3158 | 1441.34 | -11.0241 | 76 | -7.2458 | -9.5089 | -11.0241 | -12.3553 | -14.4911
20196 | 2019 | 6 | H23 | 0% | 100% | 1188.0844 | 1199.1086 | -11.0241 | 72.8 | -7.2458 | -9.5089 | -11.0241 | -12.3553 | -14.4911
20196 | 2019 | 6 | H24 | 0% | 100% | 1010.6111 | 1021.6352 | -11.0241 | 70.5 | -7.2458 | -9.5089 | -11.0241 | -12.3553 | -14.4911
20196 | 2019 | 6 | H1 | 0% | 100% | 1029.1641 | 1040.1883 | -11.0241 | 73.3 | -7.2458 | -9.5089 | -11.0241 | -12.3553 | -14.4911
20197 | 2019 | 7 | H2 | 0% | 100% | 920.1931 | 932.3672 | -12.1741 | 73.6 | -8.0016 | -10.5008 | -12.1741 | -13.6441 | -16.0027
20197 | 2019 | 7 | H3 | 0% | 100% | 875.4844 | 887.6585 | -12.1741 | 73.5 | -8.0016 | -10.5008 | -12.1741 | -13.6441 | -16.0027
20197 | 2019 | 7 | H4 | 0% | 100% | 844.8574 | 857.0315 | -12.1741 | 73.8 | -8.0016 | -10.5008 | -12.1741 | -13.6441 | -16.0027
20197 | 2019 | 7 | H5 | 0% | 100% | 873.702 | 885.8761 | -12.1741 | 74.8 | -8.0016 | -10.5008 | -12.1741 | -13.6441 | -16.0027
20197 | 2019 | 7 | H6 | 0% | 100% | 907.4002 | 919.5743 | -12.1741 | 75.4 | -8.0016 | -10.5008 | -12.1741 | -13.6441 | -16.0027
20197 | 2019 | 7 | H7 | 0% | 100% | 1011.6498 | 1023.8239 | -12.1741 | 77.1 | -8.0016 | -10.5008 | -12.1741 | -13.6441 | -16.0027
20197 | 2019 | 7 | H8 | 0% | 100% | 1073.2642 | 1085.4383 | -12.1741 | 79.6 | -8.0016 | -10.5008 | -12.1741 | -13.6441 | -16.0027
20197 | 2019 | 7 | H9 | 0% | 100% | 1135.9724 | 1148.1465 | -12.1741 | 84.8 | -8.0016 | -10.5008 | -12.1741 | -13.6441 | -16.0027
20197 | 2019 | 7 | H10 | 0% | 100% | 1231.5403 | 1243.7143 | -12.1741 | 89.8 | -8.0016 | -10.5008 | -12.1741 | -13.6441 | -16.0027
20197 | 2019 | 7 | H11 | 0% | 100% | 1307.1672 | 1319.3413 | -12.1741 | 95.6 | -8.0016 | -10.5008 | -12.1741 | -13.6441 | -16.0027
20197 | 2019 | 7 | H12 | 80.45% | 0% | 1447.0846 | 1330.0319 | 117.0527 | 98.5 | 76.9347 | 100.9643 | 117.0527 | 131.187 | 153.8641
20197 | 2019 | 7 | H13 | 80.67% | 0% | 1639.5969 | 1522.2171 | 117.3799 | 100.6 | 77.1497 | 101.2465 | 117.3799 | 131.5537 | 154.2941
20197 | 2019 | 7 | H14 | 106% | 0% | 1734.4949 | 1580.2551 | 154.2397 | 99.8 | 101.3764 | 133.0401 | 154.2397 | 172.8644 | 202.7459
20197 | 2019 | 7 | H15 | 106.5% | 0% | 1700.1383 | 1545.1246 | 155.0137 | 97 | 101.8851 | 133.7077 | 155.0137 | 173.7318 | 203.7633
20197 | 2019 | 7 | H16 | 124% | 0% | 1684.9131 | 1504.4397 | 180.4734 | 91.8 | 118.6189 | 155.6681 | 180.4734 | 202.2659 | 237.2297
20197 | 2019 | 7 | H17 | 106.1% | 0% | 1767.0844 | 1612.7794 | 154.3051 | 88.7 | 101.4194 | 133.0965 | 154.3051 | 172.9377 | 202.8318
20197 | 2019 | 7 | H18 | 96.24% | 0% | 1828.1999 | 1688.1644 | 140.0355 | 87.1 | 92.0404 | 120.7882 | 140.0355 | 156.945 | 184.0746
20197 | 2019 | 7 | H19 | 0% | 100% | 1854.5009 | 1866.675 | -12.1741 | 86.3 | -8.0016 | -10.5008 | -12.1741 | -13.6441 | -16.0027
20197 | 2019 | 7 | H20 | 0% | 100% | 1972.9342 | 1985.1083 | -12.1741 | 81.3 | -8.0016 | -10.5008 | -12.1741 | -13.6441 | -16.0027
20197 | 2019 | 7 | H21 | 0% | 100% | 1827.1109 | 1839.285 | -12.1741 | 78.3 | -8.0016 | -10.5008 | -12.1741 | -13.6441 | -16.0027
20197 | 2019 | 7 | H22 | 0% | 100% | 1573.0007 | 1585.1748 | -12.1741 | 77.2 | -8.0016 | -10.5008 | -12.1741 | -13.6441 | -16.0027
20197 | 2019 | 7 | H23 | 0% | 100% | 1312.5282 | 1324.7023 | -12.1741 | 76.2 | -8.0016 | -10.5008 | -12.1741 | -13.6441 | -16.0027
20197 | 2019 | 7 | H24 | 0% | 100% | 1152.9737 | 1165.1478 | -12.1741 | 75.8 | -8.0016 | -10.5008 | -12.1741 | -13.6441 | -16.0027
20198 | 2019 | 8 | H1 | 0% | 100% | 814.3258 | 826.5943 | -12.2685 | 72.1 | -8.0636 | -10.5822 | -12.2685 | -13.7499 | -16.1267
20198 | 2019 | 8 | H2 | 0% | 100% | 753.4305 | 765.699 | -12.2685 | 71.9 | -8.0636 | -10.5822 | -12.2685 | -13.7499 | -16.1267
20198 | 2019 | 8 | H3 | 0% | 100% | 731.2938 | 743.5623 | -12.2685 | 71.2 | -8.0636 | -10.5822 | -12.2685 | -13.7499 | -16.1267
20198 | 2019 | 8 | H4 | 0% | 100% | 734.5091 | 746.7775 | -12.2685 | 70.7 | -8.0636 | -10.5822 | -12.2685 | -13.7499 | -16.1267
20198 | 2019 | 8 | H5 | 0% | 100% | 774.4567 | 786.7252 | -12.2685 | 70.8 | -8.0636 | -10.5822 | -12.2685 | -13.7499 | -16.1267
20198 | 2019 | 8 | H6 | 0% | 100% | 855.6992 | 867.9676 | -12.2685 | 71.2 | -8.0636 | -10.5822 | -12.2685 | -13.7499 | -16.1267
20198 | 2019 | 8 | H7 | 0% | 100% | 877.0564 | 889.3248 | -12.2685 | 71.5 | -8.0636 | -10.5822 | -12.2685 | -13.7499 | -16.1267
20198 | 2019 | 8 | H8 | 0% | 100% | 920.8589 | 933.1274 | -12.2685 | 74.7 | -8.0636 | -10.5822 | -12.2685 | -13.7499 | -16.1267
20198 | 2019 | 8 | H9 | 0% | 100% | 1028.4303 | 1040.6988 | -12.2685 | 79.3 | -8.0636 | -10.5822 | -12.2685 | -13.7499 | -16.1267
20198 | 2019 | 8 | H10 | 0% | 100% | 1176.0361 | 1188.3045 | -12.2685 | 85.7 | -8.0636 | -10.5822 | -12.2685 | -13.7499 | -16.1267
20198 | 2019 | 8 | H11 | 0% | 100% | 1350.4836 | 1362.7521 | -12.2685 | 88.4 | -8.0636 | -10.5822 | -12.2685 | -13.7499 | -16.1267
20198 | 2019 | 8 | H12 | 80.45% | 0% | 1506.0775 | 1388.1174 | 117.9602 | 90.9 | 77.5311 | 101.7471 | 117.9602 | 132.2041 | 155.057
20198 | 2019 | 8 | H13 | 80.67% | 0% | 1582.6364 | 1464.3466 | 118.2899 | 90.3 | 77.7478 | 102.0314 | 118.2899 | 132.5736 | 155.4903
20198 | 2019 | 8 | H14 | 106% | 0% | 1658.3586 | 1502.9231 | 155.4355 | 89.3 | 102.1623 | 134.0716 | 155.4355 | 174.2046 | 204.3177
20198 | 2019 | 8 | H15 | 106.5% | 0% | 1722.6252 | 1566.4097 | 156.2155 | 87.8 | 102.675 | 134.7443 | 156.2155 | 175.0787 | 205.343
20198 | 2019 | 8 | H16 | 124% | 0% | 1760.2504 | 1578.3778 | 181.8726 | 87.3 | 119.5385 | 156.875 | 181.8726 | 203.834 | 239.0689
20198 | 2019 | 8 | H17 | 106.1% | 0% | 1787.5015 | 1632.0001 | 155.5014 | 85.5 | 102.2056 | 134.1284 | 155.5014 | 174.2784 | 204.4043
20198 | 2019 | 8 | H18 | 96.24% | 0% | 1747.1796 | 1606.0585 | 141.1211 | 83.5 | 92.754 | 121.7246 | 141.1211 | 158.1617 | 185.5017
20198 | 2019 | 8 | H19 | 0% | 100% | 1732.0235 | 1744.292 | -12.2685 | 81.2 | -8.0636 | -10.5822 | -12.2685 | -13.7499 | -16.1267
20198 | 2019 | 8 | H20 | 0% | 100% | 1707.5044 | 1719.7729 | -12.2685 | 78.8 | -8.0636 | -10.5822 | -12.2685 | -13.7499 | -16.1267
20198 | 2019 | 8 | H21 | 0% | 100% | 1618.7584 | 1631.0269 | -12.2685 | 77.4 | -8.0636 | -10.5822 | -12.2685 | -13.7499 | -16.1267
20198 | 2019 | 8 | H22 | 0% | 100% | 1449.8061 | 1462.0746 | -12.2685 | 75.7 | -8.0636 | -10.5822 | -12.2685 | -13.7499 | -16.1267
20198 | 2019 | 8 | H23 | 0% | 100% | 1225.7442 | 1238.0127 | -12.2685 | 74.3 | -8.0636 | -10.5822 | -12.2685 | -13.7499 | -16.1267
20198 | 2019 | 8 | H24 | 0% | 100% | 1033.1516 | 1045.42 | -12.2685 | 73 | -8.0636 | -10.5822 | -12.2685 | -13.7499 | -16.1267
20199 | 2019 | 9 | H1 | 0% | 100% | 1009.6837 | 1022.139 | -12.4553 | 76.4 | -8.1864 | -10.7434 | -12.4553 | -13.9593 | -16.3723
20199 | 2019 | 9 | H2 | 0% | 100% | 934.9084 | 947.3636 | -12.4553 | 75.7 | -8.1864 | -10.7434 | -12.4553 | -13.9593 | -16.3723
20199 | 2019 | 9 | H3 | 0% | 100% | 898.2075 | 910.6627 | -12.4553 | 75.5 | -8.1864 | -10.7434 | -12.4553 | -13.9593 | -16.3723
20199 | 2019 | 9 | H4 | 0% | 100% | 895.5985 | 908.0538 | -12.4553 | 74.9 | -8.1864 | -10.7434 | -12.4553 | -13.9593 | -16.3723
20199 | 2019 | 9 | H5 | 0% | 100% | 930.6357 | 943.091 | -12.4553 | 74.6 | -8.1864 | -10.7434 | -12.4553 | -13.9593 | -16.3723
20199 | 2019 | 9 | H6 | 0% | 100% | 1006.8763 | 1019.3315 | -12.4553 | 74.8 | -8.1864 | -10.7434 | -12.4553 | -13.9593 | -16.3723
20199 | 2019 | 9 | H7 | 0% | 100% | 981.3217 | 993.777 | -12.4553 | 75.4 | -8.1864 | -10.7434 | -12.4553 | -13.9593 | -16.3723
20199 | 2019 | 9 | H8 | 0% | 100% | 1030.9131 | 1043.3684 | -12.4553 | 80.8 | -8.1864 | -10.7434 | -12.4553 | -13.9593 | -16.3723
20199 | 2019 | 9 | H9 | 0% | 100% | 1141.055 | 1153.5103 | -12.4553 | 86.6 | -8.1864 | -10.7434 | -12.4553 | -13.9593 | -16.3723
20199 | 2019 | 9 | H10 | 0% | 100% | 1258.6611 | 1271.1163 | -12.4553 | 91.5 | -8.1864 | -10.7434 | -12.4553 | -13.9593 | -16.3723
20199 | 2019 | 9 | H11 | 0% | 100% | 1376.1875 | 1388.6428 | -12.4553 | 95.9 | -8.1864 | -10.7434 | -12.4553 | -13.9593 | -16.3723
20199 | 2019 | 9 | H12 | 80.45% | 0% | 1522.566 | 1402.8097 | 119.7563 | 98.6 | 78.7116 | 103.2963 | 119.7563 | 134.2171 | 157.418
20199 | 2019 | 9 | H13 | 80.67% | 0% | 1580.7658 | 1460.6747 | 120.091 | 96.3 | 78.9316 | 103.585 | 120.091 | 134.5922 | 157.8579
20199 | 2019 | 9 | H14 | 106% | 0% | 1657.86 | 1500.0578 | 157.8022 | 93.6 | 103.7179 | 136.113 | 157.8022 | 176.8571 | 207.4288
20199 | 2019 | 9 | H15 | 106.5% | 0% | 1753.3683 | 1594.7742 | 158.5941 | 93.7 | 104.2384 | 136.796 | 158.5941 | 177.7446 | 208.4697
20199 | 2019 | 9 | H16 | 124% | 0% | 1803.3358 | 1618.6939 | 184.6419 | 92.5 | 121.3587 | 159.2636 | 184.6419 | 206.9376 | 242.7091
20199 | 2019 | 9 | H17 | 106.1% | 0% | 1846.9445 | 1689.0754 | 157.8691 | 90.8 | 103.7619 | 136.1707 | 157.8691 | 176.9321 | 207.5167
20199 | 2019 | 9 | H18 | 96.24% | 0% | 1808.2233 | 1664.9535 | 143.2699 | 88.8 | 94.1663 | 123.5781 | 143.2699 | 160.57 | 188.3262
20199 | 2019 | 9 | H19 | 0% | 100% | 1781.1657 | 1793.621 | -12.4553 | 85.4 | -8.1864 | -10.7434 | -12.4553 | -13.9593 | -16.3723
20199 | 2019 | 9 | H20 | 0% | 100% | 1756.5421 | 1768.9973 | -12.4553 | 81.6 | -8.1864 | -10.7434 | -12.4553 | -13.9593 | -16.3723
20199 | 2019 | 9 | H21 | 0% | 100% | 1592.0965 | 1604.5517 | -12.4553 | 80.3 | -8.1864 | -10.7434 | -12.4553 | -13.9593 | -16.3723
20199 | 2019 | 9 | H22 | 0% | 100% | 1343.8254 | 1356.2807 | -12.4553 | 78.1 | -8.1864 | -10.7434 | -12.4553 | -13.9593 | -16.3723
20199 | 2019 | 9 | H23 | 0% | 100% | 1081.1346 | 1093.5898 | -12.4553 | 76.1 | -8.1864 | -10.7434 | -12.4553 | -13.9593 | -16.3723
20199 | 2019 | 9 | H24 | 0% | 100% | 888.0433 | 900.4986 | -12.4553 | 75.3 | -8.1864 | -10.7434 | -12.4553 | -13.9593 | -16.3723
201910 | 2019 | 10 | H1 | 0% | 100% | 778.6761 | 789.7227 | -11.0466 | 65.8 | -7.2606 | -9.5283 | -11.0466 | -12.3805 | -14.5207
201910 | 2019 | 10 | H2 | 0% | 100% | 734.7504 | 745.797 | -11.0466 | 64.1 | -7.2606 | -9.5283 | -11.0466 | -12.3805 | -14.5207
201910 | 2019 | 10 | H3 | 0% | 100% | 714.2612 | 725.3078 | -11.0466 | 64 | -7.2606 | -9.5283 | -11.0466 | -12.3805 | -14.5207
201910 | 2019 | 10 | H4 | 0% | 100% | 727.6064 | 738.653 | -11.0466 | 63 | -7.2606 | -9.5283 | -11.0466 | -12.3805 | -14.5207
201910 | 2019 | 10 | H5 | 0% | 100% | 793.3137 | 804.3603 | -11.0466 | 62.5 | -7.2606 | -9.5283 | -11.0466 | -12.3805 | -14.5207
201910 | 2019 | 10 | H6 | 0% | 100% | 900.6305 | 911.6771 | -11.0466 | 62.6 | -7.2606 | -9.5283 | -11.0466 | -12.3805 | -14.5207
201910 | 2019 | 10 | H7 | 0% | 100% | 931.6782 | 942.7249 | -11.0466 | 61.7 | -7.2606 | -9.5283 | -11.0466 | -12.3805 | -14.5207
201910 | 2019 | 10 | H8 | 0% | 100% | 973.3636 | 984.4102 | -11.0466 | 69.6 | -7.2606 | -9.5283 | -11.0466 | -12.3805 | -14.5207
201910 | 2019 | 10 | H9 | 0% | 100% | 1010.1714 | 1021.2181 | -11.0466 | 79.5 | -7.2606 | -9.5283 | -11.0466 | -12.3805 | -14.5207
201910 | 2019 | 10 | H10 | 0% | 100% | 1080.4434 | 1091.49 | -11.0466 | 86.4 | -7.2606 | -9.5283 | -11.0466 | -12.3805 | -14.5207
201910 | 2019 | 10 | H11 | 0% | 100% | 1190.6312 | 1201.6778 | -11.0466 | 91 | -7.2606 | -9.5283 | -11.0466 | -12.3805 | -14.5207
201910 | 2019 | 10 | H12 | 80.45% | 0% | 1316.6123 | 1210.3999 | 106.2124 | 93.8 | 69.8097 | 91.614 | 106.2124 | 119.0377 | 139.6147
201910 | 2019 | 10 | H13 | 80.67% | 0% | 1396.6679 | 1290.1587 | 106.5093 | 94.4 | 70.0048 | 91.87 | 106.5093 | 119.3704 | 140.0049
201910 | 2019 | 10 | H14 | 106% | 0% | 1463.9292 | 1323.9737 | 139.9555 | 91.8 | 91.9879 | 120.7192 | 139.9555 | 156.8554 | 183.9695
201910 | 2019 | 10 | H15 | 106.5% | 0% | 1563.661 | 1423.0032 | 140.6578 | 90 | 92.4495 | 121.325 | 140.6578 | 157.6425 | 184.8927
201910 | 2019 | 10 | H16 | 124% | 0% | 1623.4678 | 1459.7081 | 163.7597 | 88.4 | 107.6335 | 141.2516 | 163.7597 | 183.5339 | 215.2598
201910 | 2019 | 10 | H17 | 106.1% | 0% | 1680.8208 | 1540.8059 | 140.0148 | 86.9 | 92.0269 | 120.7704 | 140.0148 | 156.9219 | 184.0475
201910 | 2019 | 10 | H18 | 96.24% | 0% | 1710.54 | 1583.4733 | 127.0667 | 83.1 | 83.5165 | 109.602 | 127.0667 | 142.4102 | 167.0274
201910 | 2019 | 10 | H19 | 0% | 100% | 1824.8536 | 1835.9002 | -11.0466 | 77 | -7.2606 | -9.5283 | -11.0466 | -12.3805 | -14.5207
201910 | 2019 | 10 | H20 | 0% | 100% | 1725.9945 | 1737.0412 | -11.0466 | 72.7 | -7.2606 | -9.5283 | -11.0466 | -12.3805 | -14.5207
201910 | 2019 | 10 | H21 | 0% | 100% | 1526.5096 | 1537.5563 | -11.0466 | 70.2 | -7.2606 | -9.5283 | -11.0466 | -12.3805 | -14.5207
201910 | 2019 | 10 | H22 | 0% | 100% | 1284.9259 | 1295.9725 | -11.0466 | 67.8 | -7.2606 | -9.5283 | -11.0466 | -12.3805 | -14.5207
201910 | 2019 | 10 | H23 | 0% | 100% | 1051.8886 | 1062.9352 | -11.0466 | 66.7 | -7.2606 | -9.5283 | -11.0466 | -12.3805 | -14.5207
201911 | 2019 | 11 | H24 | 0% | 100% | 896.5091 | 904.2548 | -7.7457 | 64.5 | -5.091 | -6.6811 | -7.7457 | -8.681 | -10.1816
201911 | 2019 | 11 | H1 | 0% | 100% | 701.8412 | 709.5869 | -7.7457 | 65.8 | -5.091 | -6.6811 | -7.7457 | -8.681 | -10.1816
201911 | 2019 | 11 | H2 | 0% | 100% | 637.8325 | 645.5782 | -7.7457 | 65.4 | -5.091 | -6.6811 | -7.7457 | -8.681 | -10.1816
201911 | 2019 | 11 | H3 | 0% | 100% | 614.2048 | 621.9505 | -7.7457 | 65.3 | -5.091 | -6.6811 | -7.7457 | -8.681 | -10.1816
201911 | 2019 | 11 | H4 | 0% | 100% | 603.6944 | 611.4401 | -7.7457 | 64.5 | -5.091 | -6.6811 | -7.7457 | -8.681 | -10.1816
201911 | 2019 | 11 | H5 | 0% | 100% | 623.1733 | 630.919 | -7.7457 | 63.3 | -5.091 | -6.6811 | -7.7457 | -8.681 | -10.1816
201911 | 2019 | 11 | H6 | 0% | 100% | 696.7801 | 704.5258 | -7.7457 | 61.8 | -5.091 | -6.6811 | -7.7457 | -8.681 | -10.1816
201911 | 2019 | 11 | H7 | 0% | 100% | 823.1172 | 830.8629 | -7.7457 | 64.4 | -5.091 | -6.6811 | -7.7457 | -8.681 | -10.1816
201911 | 2019 | 11 | H8 | 0% | 100% | 851.8787 | 859.6243 | -7.7457 | 65.1 | -5.091 | -6.6811 | -7.7457 | -8.681 | -10.1816
201911 | 2019 | 11 | H9 | 0% | 100% | 830.6816 | 838.4273 | -7.7457 | 71.7 | -5.091 | -6.6811 | -7.7457 | -8.681 | -10.1816
201911 | 2019 | 11 | H10 | 0% | 100% | 814.823 | 822.5687 | -7.7457 | 78.8 | -5.091 | -6.6811 | -7.7457 | -8.681 | -10.1816
201911 | 2019 | 11 | H11 | 0% | 100% | 848.1973 | 855.943 | -7.7457 | 81.9 | -5.091 | -6.6811 | -7.7457 | -8.681 | -10.1816
201911 | 2019 | 11 | H12 | 80.45% | 0% | 872.7596 | 798.2856 | 74.4741 | 85.9 | 48.9492 | 64.238 | 74.4741 | 83.467 | 97.8951
201911 | 2019 | 11 | H13 | 80.67% | 0% | 902.1554 | 827.4731 | 74.6822 | 87.8 | 49.086 | 64.4175 | 74.6822 | 83.7002 | 98.1687
201911 | 2019 | 11 | H14 | 106% | 0% | 934.2636 | 836.1295 | 98.1341 | 87.7 | 64.5001 | 84.646 | 98.1341 | 109.9839 | 128.9959
201911 | 2019 | 11 | H15 | 106.5% | 0% | 946.9774 | 848.3509 | 98.6265 | 87.6 | 64.8238 | 85.0707 | 98.6265 | 110.5358 | 129.6432
201911 | 2019 | 11 | H16 | 124% | 0% | 1002.04 | 887.2149 | 114.8251 | 85.8 | 75.4706 | 99.0429 | 114.8251 | 128.6904 | 150.936
201911 | 2019 | 11 | H17 | 106.1% | 0% | 1124.3427 | 1026.167 | 98.1757 | 83.2 | 64.5275 | 84.6819 | 98.1757 | 110.0306 | 129.0505
201911 | 2019 | 11 | H18 | 96.24% | 0% | 1394.599 | 1305.5023 | 89.0967 | 77.6 | 58.5602 | 76.8508 | 89.0967 | 99.8553 | 117.1164
201911 | 2019 | 11 | H19 | 0% | 100% | 1465.6413 | 1473.387 | -7.7457 | 72.7 | -5.091 | -6.6811 | -7.7457 | -8.681 | -10.1816
201911 | 2019 | 11 | H20 | 0% | 100% | 1409.5765 | 1417.3222 | -7.7457 | 71 | -5.091 | -6.6811 | -7.7457 | -8.681 | -10.1816
201911 | 2019 | 11 | H21 | 0% | 100% | 1326.5233 | 1334.269 | -7.7457 | 67.6 | -5.091 | -6.6811 | -7.7457 | -8.681 | -10.1816
201911 | 2019 | 11 | H22 | 0% | 100% | 1161.5514 | 1169.2971 | -7.7457 | 66 | -5.091 | -6.6811 | -7.7457 | -8.681 | -10.1816
201911 | 2019 | 11 | H23 | 0% | 100% | 975.9777 | 983.7234 | -7.7457 | 64.9 | -5.091 | -6.6811 | -7.7457 | -8.681 | -10.1816
201911 | 2019 | 11 | H24 | 0% | 100% | 807.796 | 815.5417 | -7.7457 | 63.2 | -5.091 | -6.6811 | -7.7457 | -8.681 | -10.1816
201912 | 2019 | 12 | H1 | 0% | 100% | 750.1528 | 756.8755 | -6.7226 | 57.6 | -4.4186 | -5.7986 | -6.7226 | -7.5344 | -8.8368
201912 | 2019 | 12 | H2 | 0% | 100% | 671.5854 | 678.308 | -6.7226 | 56.5 | -4.4186 | -5.7986 | -6.7226 | -7.5344 | -8.8368
201912 | 2019 | 12 | H3 | 0% | 100% | 640.2574 | 646.9801 | -6.7226 | 56 | -4.4186 | -5.7986 | -6.7226 | -7.5344 | -8.8368
201912 | 2019 | 12 | H4 | 0% | 100% | 642.9938 | 649.7164 | -6.7226 | 56.6 | -4.4186 | -5.7986 | -6.7226 | -7.5344 | -8.8368
201912 | 2019 | 12 | H5 | 0% | 100% | 664.5281 | 671.2507 | -6.7226 | 56.1 | -4.4186 | -5.7986 | -6.7226 | -7.5344 | -8.8368
201912 | 2019 | 12 | H6 | 0% | 100% | 769.7305 | 776.4532 | -6.7226 | 56.5 | -4.4186 | -5.7986 | -6.7226 | -7.5344 | -8.8368
201912 | 2019 | 12 | H7 | 0% | 100% | 975.1937 | 981.9163 | -6.7226 | 55.3 | -4.4186 | -5.7986 | -6.7226 | -7.5344 | -8.8368
201912 | 2019 | 12 | H8 | 0% | 100% | 1010.1127 | 1016.8353 | -6.7226 | 55.3 | -4.4186 | -5.7986 | -6.7226 | -7.5344 | -8.8368
201912 | 2019 | 12 | H9 | 0% | 100% | 907.6869 | 914.4096 | -6.7226 | 57.6 | -4.4186 | -5.7986 | -6.7226 | -7.5344 | -8.8368
201912 | 2019 | 12 | H10 | 0% | 100% | 864.0985 | 870.8211 | -6.7226 | 61.9 | -4.4186 | -5.7986 | -6.7226 | -7.5344 | -8.8368
201912 | 2019 | 12 | H11 | 0% | 100% | 821.683 | 828.4057 | -6.7226 | 66.2 | -4.4186 | -5.7986 | -6.7226 | -7.5344 | -8.8368
201912 | 2019 | 12 | H12 | 80.45% | 0% | 828.8467 | 764.2092 | 64.6375 | 72.9 | 42.484 | 55.7534 | 64.6375 | 72.4426 | 84.9651
201912 | 2019 | 12 | H13 | 80.67% | 0% | 789.9902 | 725.1719 | 64.8182 | 77.5 | 42.6027 | 55.9092 | 64.8182 | 72.6451 | 85.2026
201912 | 2019 | 12 | H14 | 106% | 0% | 734.0704 | 648.8979 | 85.1725 | 78.2 | 55.9809 | 73.4659 | 85.1725 | 95.4573 | 111.9581
201912 | 2019 | 12 | H15 | 106.5% | 0% | 723.1877 | 637.5878 | 85.5999 | 76.3 | 56.2619 | 73.8346 | 85.5999 | 95.9363 | 112.5199
201912 | 2019 | 12 | H16 | 124% | 0% | 759.4139 | 659.7549 | 99.659 | 73.6 | 65.5024 | 85.9613 | 99.659 | 111.693 | 131.0003
201912 | 2019 | 12 | H17 | 106.1% | 0% | 953.6952 | 868.4865 | 85.2086 | 71.3 | 56.0047 | 73.4971 | 85.2086 | 95.4977 | 112.0055
201912 | 2019 | 12 | H18 | 96.24% | 0% | 1439.9768 | 1362.648 | 77.3288 | 66.1 | 50.8255 | 66.7003 | 77.3288 | 86.6664 | 101.6476
201912 | 2019 | 12 | H19 | 0% | 100% | 1577.7132 | 1584.4359 | -6.7226 | 62.9 | -4.4186 | -5.7986 | -6.7226 | -7.5344 | -8.8368
201912 | 2019 | 12 | H20 | 0% | 100% | 1604.4862 | 1611.2088 | -6.7226 | 60 | -4.4186 | -5.7986 | -6.7226 | -7.5344 | -8.8368
201912 | 2019 | 12 | H21 | 0% | 100% | 1578.5097 | 1585.2324 | -6.7226 | 58.1 | -4.4186 | -5.7986 | -6.7226 | -7.5344 | -8.8368
201912 | 2019 | 12 | H22 | 0% | 100% | 1419.9243 | 1426.647 | -6.7226 | 55.6 | -4.4186 | -5.7986 | -6.7226 | -7.5344 | -8.8368
201912 | 2019 | 12 | H23 | 0% | 100% | 1174.8464 | 1181.569 | -6.7226 | 55.1 | -4.4186 | -5.7986 | -6.7226 | -7.5344 | -8.8368
201912 | 2019 | 12 | H24 | 0% | 100% | 929.826 | 936.5486 | -6.7226 | 54.8 | -4.4186 | -5.7986 | -6.7226 | -7.5344 | -8.8368
20201 | 2020 | 1 | H1 | 0% | 100% | 827.5693 | 834.8035 | -7.2341 | 61.1 | -4.7548 | -6.2398 | -7.2341 | -8.1077 | -9.5092
20201 | 2020 | 1 | H2 | 0% | 100% | 760.7516 | 767.9857 | -7.2341 | 60.5 | -4.7548 | -6.2398 | -7.2341 | -8.1077 | -9.5092
20201 | 2020 | 1 | H3 | 0% | 100% | 744.6135 | 751.8477 | -7.2341 | 60 | -4.7548 | -6.2398 | -7.2341 | -8.1077 | -9.5092
20201 | 2020 | 1 | H4 | 0% | 100% | 747.4022 | 754.6364 | -7.2341 | 57.8 | -4.7548 | -6.2398 | -7.2341 | -8.1077 | -9.5092
20201 | 2020 | 1 | H5 | 0% | 100% | 782.1853 | 789.4194 | -7.2341 | 56.9 | -4.7548 | -6.2398 | -7.2341 | -8.1077 | -9.5092
20201 | 2020 | 1 | H6 | 0% | 100% | 902.7589 | 909.9931 | -7.2341 | 57.3 | -4.7548 | -6.2398 | -7.2341 | -8.1077 | -9.5092
20201 | 2020 | 1 | H7 | 0% | 100% | 1101.155 | 1108.3891 | -7.2341 | 55.5 | -4.7548 | -6.2398 | -7.2341 | -8.1077 | -9.5092
20201 | 2020 | 1 | H8 | 0% | 100% | 1138.684 | 1145.9181 | -7.2341 | 57.8 | -4.7548 | -6.2398 | -7.2341 | -8.1077 | -9.5092
20201 | 2020 | 1 | H9 | 0% | 100% | 1055.2777 | 1062.5119 | -7.2341 | 62.5 | -4.7548 | -6.2398 | -7.2341 | -8.1077 | -9.5092
20201 | 2020 | 1 | H10 | 0% | 100% | 985.5053 | 992.7394 | -7.2341 | 68.6 | -4.7548 | -6.2398 | -7.2341 | -8.1077 | -9.5092
20201 | 2020 | 1 | H11 | 0% | 100% | 898.3227 | 905.5569 | -7.2341 | 74.1 | -4.7548 | -6.2398 | -7.2341 | -8.1077 | -9.5092
20201 | 2020 | 1 | H12 | 80.45% | 0% | 907.534 | 837.9783 | 69.5557 | 78.4 | 45.7165 | 59.9955 | 69.5557 | 77.9546 | 91.4299
20201 | 2020 | 1 | H13 | 80.67% | 0% | 874.6826 | 804.9326 | 69.7501 | 80.9 | 45.8443 | 60.1632 | 69.7501 | 78.1725 | 91.6855
20201 | 2020 | 1 | H14 | 106% | 0% | 829.8766 | 738.2235 | 91.6531 | 81.6 | 60.2404 | 79.0558 | 91.6531 | 102.7204 | 120.4767
20201 | 2020 | 1 | H15 | 106.5% | 0% | 818.5292 | 726.4161 | 92.113 | 81.1 | 60.5427 | 79.4525 | 92.113 | 103.2358 | 121.0812
20201 | 2020 | 1 | H16 | 124% | 0% | 868.7412 | 761.4994 | 107.2418 | 79 | 70.4863 | 92.5019 | 107.2418 | 120.1914 | 140.9678
20201 | 2020 | 1 | H17 | 106.1% | 0% | 1013.088 | 921.396 | 91.692 | 76.4 | 60.2659 | 79.0893 | 91.692 | 102.7639 | 120.5278
20201 | 2020 | 1 | H18 | 96.24% | 0% | 1390.6923 | 1307.4797 | 83.2126 | 72.1 | 54.6927 | 71.7754 | 83.2126 | 93.2606 | 109.3817
20201 | 2020 | 1 | H19 | 0% | 100% | 1589.4685 | 1596.7026 | -7.2341 | 67.4 | -4.7548 | -6.2398 | -7.2341 | -8.1077 | -9.5092
20201 | 2020 | 1 | H20 | 0% | 100% | 1589.135 | 1596.3691 | -7.2341 | 63.8 | -4.7548 | -6.2398 | -7.2341 | -8.1077 | -9.5092
20201 | 2020 | 1 | H21 | 0% | 100% | 1538.2708 | 1545.5049 | -7.2341 | 62.1 | -4.7548 | -6.2398 | -7.2341 | -8.1077 | -9.5092
20201 | 2020 | 1 | H22 | 0% | 100% | 1395.499 | 1402.7331 | -7.2341 | 61.6 | -4.7548 | -6.2398 | -7.2341 | -8.1077 | -9.5092
20201 | 2020 | 1 | H23 | 0% | 100% | 1185.2272 | 1192.4613 | -7.2341 | 61.8 | -4.7548 | -6.2398 | -7.2341 | -8.1077 | -9.5092
20201 | 2020 | 1 | H24 | 0% | 100% | 950.8404 | 958.0746 | -7.2341 | 60 | -4.7548 | -6.2398 | -7.2341 | -8.1077 | -9.5092
20202 | 2020 | 2 | H1 | 0% | 100% | 696.7546 | 703.9801 | -7.2255 | 53.4 | -4.7491 | -6.2324 | -7.2255 | -8.098 | -9.4979
20202 | 2020 | 2 | H2 | 0% | 100% | 654.0371 | 661.2627 | -7.2255 | 53.2 | -4.7491 | -6.2324 | -7.2255 | -8.098 | -9.4979
20202 | 2020 | 2 | H3 | 0% | 100% | 644.0994 | 651.3249 | -7.2255 | 51.9 | -4.7491 | -6.2324 | -7.2255 | -8.098 | -9.4979
20202 | 2020 | 2 | H4 | 0% | 100% | 656.1656 | 663.3912 | -7.2255 | 50.8 | -4.7491 | -6.2324 | -7.2255 | -8.098 | -9.4979
20202 | 2020 | 2 | H5 | 0% | 100% | 720.5098 | 727.7354 | -7.2255 | 52 | -4.7491 | -6.2324 | -7.2255 | -8.098 | -9.4979
20202 | 2020 | 2 | H6 | 0% | 100% | 787.1164 | 794.342 | -7.2255 | 51 | -4.7491 | -6.2324 | -7.2255 | -8.098 | -9.4979
20202 | 2020 | 2 | H7 | 0% | 100% | 914.4305 | 921.656 | -7.2255 | 49 | -4.7491 | -6.2324 | -7.2255 | -8.098 | -9.4979
20202 | 2020 | 2 | H8 | 0% | 100% | 1071.8755 | 1079.101 | -7.2255 | 49.3 | -4.7491 | -6.2324 | -7.2255 | -8.098 | -9.4979
20202 | 2020 | 2 | H9 | 0% | 100% | 1048.3272 | 1055.5527 | -7.2255 | 58.1 | -4.7491 | -6.2324 | -7.2255 | -8.098 | -9.4979
20202 | 2020 | 2 | H10 | 0% | 100% | 1024.6647 | 1031.8903 | -7.2255 | 68.7 | -4.7491 | -6.2324 | -7.2255 | -8.098 | -9.4979
20202 | 2020 | 2 | H11 | 0% | 100% | 969.0899 | 976.3155 | -7.2255 | 73.4 | -4.7491 | -6.2324 | -7.2255 | -8.098 | -9.4979
20202 | 2020 | 2 | H12 | 80.45% | 0% | 997.2714 | 927.7985 | 69.4729 | 77.7 | 45.6621 | 59.9241 | 69.4729 | 77.8618 | 91.3211
20202 | 2020 | 2 | H13 | 80.67% | 0% | 937.2829 | 867.6158 | 69.6671 | 80.5 | 45.7897 | 60.0916 | 69.6671 | 78.0795 | 91.5763
20202 | 2020 | 2 | H14 | 106% | 0% | 880.5183 | 788.9742 | 91.544 | 80.9 | 60.1687 | 78.9617 | 91.544 | 102.5981 | 120.3333
20202 | 2020 | 2 | H15 | 106.5% | 0% | 870.8062 | 778.8028 | 92.0034 | 80.4 | 60.4706 | 79.3579 | 92.0034 | 103.113 | 120.9372
20202 | 2020 | 2 | H16 | 124% | 0% | 887.2315 | 780.1173 | 107.1142 | 77.9 | 70.4024 | 92.3918 | 107.1142 | 120.0484 | 140.8001
20202 | 2020 | 2 | H17 | 106.1% | 0% | 949.7481 | 858.1652 | 91.5828 | 76.5 | 60.1942 | 78.9952 | 91.5828 | 102.6416 | 120.3843
20202 | 2020 | 2 | H18 | 96.24% | 0% | 1172.3086 | 1089.1951 | 83.1136 | 73.9 | 54.6276 | 71.69 | 83.1136 | 93.1496 | 109.2516
20202 | 2020 | 2 | H19 | 0% | 100% | 1495.5776 | 1502.8032 | -7.2255 | 69.1 | -4.7491 | -6.2324 | -7.2255 | -8.098 | -9.4979
20202 | 2020 | 2 | H20 | 0% | 100% | 1486.5043 | 1493.7298 | -7.2255 | 63 | -4.7491 | -6.2324 | -7.2255 | -8.098 | -9.4979
20202 | 2020 | 2 | H21 | 0% | 100% | 1439.0906 | 1446.3162 | -7.2255 | 59.9 | -4.7491 | -6.2324 | -7.2255 | -8.098 | -9.4979
20202 | 2020 | 2 | H22 | 0% | 100% | 1267.7719 | 1274.9974 | -7.2255 | 57.2 | -4.7491 | -6.2324 | -7.2255 | -8.098 | -9.4979
20202 | 2020 | 2 | H23 | 0% | 100% | 1037.6689 | 1044.8944 | -7.2255 | 55.6 | -4.7491 | -6.2324 | -7.2255 | -8.098 | -9.4979
20202 | 2020 | 2 | H24 | 0% | 100% | 852.9181 | 860.1436 | -7.2255 | 54.5 | -4.7491 | -6.2324 | -7.2255 | -8.098 | -9.4979
20203 | 2020 | 3 | H1 | 0% | 100% | 685.0089 | 690.5676 | -5.5587 | 57.3 | -3.6535 | -4.7947 | -5.5587 | -6.2299 | -7.3068
20203 | 2020 | 3 | H2 | 0% | 100% | 658.6789 | 664.2376 | -5.5587 | 55.5 | -3.6535 | -4.7947 | -5.5587 | -6.2299 | -7.3068
20203 | 2020 | 3 | H3 | 0% | 100% | 629.0245 | 634.5832 | -5.5587 | 54.3 | -3.6535 | -4.7947 | -5.5587 | -6.2299 | -7.3068
20203 | 2020 | 3 | H4 | 0% | 100% | 615.4161 | 620.9748 | -5.5587 | 53.8 | -3.6535 | -4.7947 | -5.5587 | -6.2299 | -7.3068
20203 | 2020 | 3 | H5 | 0% | 100% | 659.7923 | 665.351 | -5.5587 | 52.9 | -3.6535 | -4.7947 | -5.5587 | -6.2299 | -7.3068
20203 | 2020 | 3 | H6 | 0% | 100% | 761.3075 | 766.8662 | -5.5587 | 52.7 | -3.6535 | -4.7947 | -5.5587 | -6.2299 | -7.3068
20203 | 2020 | 3 | H7 | 0% | 100% | 933.7903 | 939.349 | -5.5587 | 52.7 | -3.6535 | -4.7947 | -5.5587 | -6.2299 | -7.3068
20203 | 2020 | 3 | H8 | 0% | 100% | 945.9098 | 951.4685 | -5.5587 | 58.6 | -3.6535 | -4.7947 | -5.5587 | -6.2299 | -7.3068
20203 | 2020 | 3 | H9 | 0% | 100% | 841.0461 | 846.6048 | -5.5587 | 67.4 | -3.6535 | -4.7947 | -5.5587 | -6.2299 | -7.3068
20203 | 2020 | 3 | H10 | 0% | 100% | 785.7958 | 791.3545 | -5.5587 | 74.9 | -3.6535 | -4.7947 | -5.5587 | -6.2299 | -7.3068
20203 | 2020 | 3 | H11 | 0% | 100% | 773.395 | 778.9537 | -5.5587 | 80.9 | -3.6535 | -4.7947 | -5.5587 | -6.2299 | -7.3068
20203 | 2020 | 3 | H12 | 80.45% | 0% | 728.5193 | 675.0729 | 53.4464 | 83.4 | 35.1284 | 46.1004 | 53.4464 | 59.9001 | 70.2545
20203 | 2020 | 3 | H13 | 80.67% | 0% | 703.514 | 649.9183 | 53.5957 | 84.9 | 35.2266 | 46.2292 | 53.5957 | 60.0675 | 70.4508
20203 | 2020 | 3 | H14 | 106% | 0% | 678.193 | 607.7671 | 70.426 | 84.8 | 46.2885 | 60.7462 | 70.426 | 78.93 | 92.5739
20203 | 2020 | 3 | H15 | 106.5% | 0% | 660.3787 | 589.5993 | 70.7794 | 84.3 | 46.5208 | 61.051 | 70.7794 | 79.3261 | 93.0385
20203 | 2020 | 3 | H16 | 124% | 0% | 666.7149 | 584.3106 | 82.4043 | 82.7 | 54.1615 | 71.0782 | 82.4043 | 92.3547 | 108.3192
20203 | 2020 | 3 | H17 | 106.1% | 0% | 739.714 | 669.2582 | 70.4558 | 81 | 46.3082 | 60.772 | 70.4558 | 78.9635 | 92.6132
20203 | 2020 | 3 | H18 | 96.24% | 0% | 973.6409 | 909.7007 | 63.9403 | 78 | 42.0257 | 55.152 | 63.9403 | 71.6612 | 84.0486
20203 | 2020 | 3 | H19 | 0% | 100% | 1289.2047 | 1294.7633 | -5.5587 | 73.4 | -3.6535 | -4.7947 | -5.5587 | -6.2299 | -7.3068
20203 | 2020 | 3 | H20 | 0% | 100% | 1326.2891 | 1331.8478 | -5.5587 | 67.6 | -3.6535 | -4.7947 | -5.5587 | -6.2299 | -7.3068
20203 | 2020 | 3 | H21 | 0% | 100% | 1307.6834 | 1313.2421 | -5.5587 | 63.9 | -3.6535 | -4.7947 | -5.5587 | -6.2299 | -7.3068
20203 | 2020 | 3 | H22 | 0% | 100% | 1190.5133 | 1196.072 | -5.5587 | 61.8 | -3.6535 | -4.7947 | -5.5587 | -6.2299 | -7.3068
20203 | 2020 | 3 | H23 | 0% | 100% | 995.7289 | 1001.2876 | -5.5587 | 59.9 | -3.6535 | -4.7947 | -5.5587 | -6.2299 | -7.3068
20203 | 2020 | 3 | H24 | 0% | 100% | 808.0285 | 813.5872 | -5.5587 | 58 | -3.6535 | -4.7947 | -5.5587 | -6.2299 | -7.3068
20204 | 2020 | 4 | H1 | 0% | 100% | 693.5293 | 703.0613 | -9.532 | 63.1 | -6.2651 | -8.2219 | -9.532 | -10.683 | -12.5297
20204 | 2020 | 4 | H2 | 0% | 100% | 651.0379 | 660.5699 | -9.532 | 62.7 | -6.2651 | -8.2219 | -9.532 | -10.683 | -12.5297
20204 | 2020 | 4 | H3 | 0% | 100% | 633.209 | 642.741 | -9.532 | 62.7 | -6.2651 | -8.2219 | -9.532 | -10.683 | -12.5297
20204 | 2020 | 4 | H4 | 0% | 100% | 650.0461 | 659.5781 | -9.532 | 62.3 | -6.2651 | -8.2219 | -9.532 | -10.683 | -12.5297
20204 | 2020 | 4 | H5 | 0% | 100% | 714.6948 | 724.2268 | -9.532 | 64.4 | -6.2651 | -8.2219 | -9.532 | -10.683 | -12.5297
20204 | 2020 | 4 | H6 | 0% | 100% | 809.2976 | 818.8296 | -9.532 | 64.6 | -6.2651 | -8.2219 | -9.532 | -10.683 | -12.5297
20204 | 2020 | 4 | H7 | 0% | 100% | 873.182 | 882.714 | -9.532 | 65.9 | -6.2651 | -8.2219 | -9.532 | -10.683 | -12.5297
20204 | 2020 | 4 | H8 | 0% | 100% | 903.1578 | 912.6898 | -9.532 | 73.5 | -6.2651 | -8.2219 | -9.532 | -10.683 | -12.5297
20204 | 2020 | 4 | H9 | 0% | 100% | 912.5038 | 922.0358 | -9.532 | 81 | -6.2651 | -8.2219 | -9.532 | -10.683 | -12.5297
20204 | 2020 | 4 | H10 | 0% | 100% | 954.8504 | 964.3824 | -9.532 | 87 | -6.2651 | -8.2219 | -9.532 | -10.683 | -12.5297
20204 | 2020 | 4 | H11 | 0% | 100% | 1029.5896 | 1039.1217 | -9.532 | 90.1 | -6.2651 | -8.2219 | -9.532 | -10.683 | -12.5297
20204 | 2020 | 4 | H12 | 80.45% | 0% | 1116.3809 | 1024.7315 | 91.6494 | 91.9 | 60.2379 | 79.0526 | 91.6494 | 102.7162 | 120.4718
20204 | 2020 | 4 | H13 | 80.67% | 0% | 1151.7981 | 1059.8926 | 91.9055 | 93.7 | 60.4063 | 79.2735 | 91.9055 | 103.0032 | 120.8085
20204 | 2020 | 4 | H14 | 106% | 0% | 1174.5153 | 1053.7495 | 120.7659 | 92 | 79.3752 | 104.1671 | 120.7659 | 135.3485 | 158.745
20204 | 2020 | 4 | H15 | 106.5% | 0% | 1260.9081 | 1139.5363 | 121.3719 | 90.9 | 79.7735 | 104.6898 | 121.3719 | 136.0277 | 159.5416
20204 | 2020 | 4 | H16 | 124% | 0% | 1347.3381 | 1206.032 | 141.3062 | 89.4 | 92.8756 | 121.8843 | 141.3062 | 158.3691 | 185.7449
20204 | 2020 | 4 | H17 | 106.1% | 0% | 1406.7306 | 1285.9136 | 120.817 | 88.7 | 79.4088 | 104.2113 | 120.817 | 135.4059 | 158.8123
20204 | 2020 | 4 | H18 | 96.24% | 0% | 1374.6631 | 1265.0188 | 109.6443 | 87.1 | 72.0654 | 94.5741 | 109.6443 | 122.884 | 144.1258
20204 | 2020 | 4 | H19 | 0% | 100% | 1481.9485 | 1491.4805 | -9.532 | 83.4 | -6.2651 | -8.2219 | -9.532 | -10.683 | -12.5297
20204 | 2020 | 4 | H20 | 0% | 100% | 1521.7665 | 1531.2985 | -9.532 | 78.4 | -6.2651 | -8.2219 | -9.532 | -10.683 | -12.5297
20204 | 2020 | 4 | H21 | 0% | 100% | 1342.5356 | 1352.0676 | -9.532 | 75.5 | -6.2651 | -8.2219 | -9.532 | -10.683 | -12.5297
20204 | 2020 | 4 | H22 | 0% | 100% | 1118.6024 | 1128.1344 | -9.532 | 70 | -6.2651 | -8.2219 | -9.532 | -10.683 | -12.5297
20204 | 2020 | 4 | H23 | 0% | 100% | 885.1459 | 894.6779 | -9.532 | 67.6 | -6.2651 | -8.2219 | -9.532 | -10.683 | -12.5297
20204 | 2020 | 4 | H24 | 0% | 100% | 740.6091 | 750.1411 | -9.532 | 64.6 | -6.2651 | -8.2219 | -9.532 | -10.683 | -12.5297
20205 | 2020 | 5 | H1 | 0% | 100% | 691.9573 | 702.9937 | -11.0364 | 66.5 | -7.2538 | -9.5195 | -11.0364 | -12.369 | -14.5072
20205 | 2020 | 5 | H2 | 0% | 100% | 642.7913 | 653.8277 | -11.0364 | 66.1 | -7.2538 | -9.5195 | -11.0364 | -12.369 | -14.5072
20205 | 2020 | 5 | H3 | 0% | 100% | 614.5957 | 625.6321 | -11.0364 | 66.7 | -7.2538 | -9.5195 | -11.0364 | -12.369 | -14.5072
20205 | 2020 | 5 | H4 | 0% | 100% | 623.6763 | 634.7127 | -11.0364 | 65.6 | -7.2538 | -9.5195 | -11.0364 | -12.369 | -14.5072
20205 | 2020 | 5 | H5 | 0% | 100% | 689.308 | 700.3444 | -11.0364 | 64.5 | -7.2538 | -9.5195 | -11.0364 | -12.369 | -14.5072
20205 | 2020 | 5 | H6 | 0% | 100% | 796.376 | 807.4124 | -11.0364 | 63.9 | -7.2538 | -9.5195 | -11.0364 | -12.369 | -14.5072
20205 | 2020 | 5 | H7 | 0% | 100% | 831.103 | 842.1394 | -11.0364 | 65.7 | -7.2538 | -9.5195 | -11.0364 | -12.369 | -14.5072
20205 | 2020 | 5 | H8 | 0% | 100% | 856.5899 | 867.6263 | -11.0364 | 76.5 | -7.2538 | -9.5195 | -11.0364 | -12.369 | -14.5072
20205 | 2020 | 5 | H9 | 0% | 100% | 935.8429 | 946.8793 | -11.0364 | 84.8 | -7.2538 | -9.5195 | -11.0364 | -12.369 | -14.5072
20205 | 2020 | 5 | H10 | 0% | 100% | 1070.9233 | 1081.9597 | -11.0364 | 91.6 | -7.2538 | -9.5195 | -11.0364 | -12.369 | -14.5072
20205 | 2020 | 5 | H11 | 0% | 100% | 1178.215 | 1189.2514 | -11.0364 | 95.1 | -7.2538 | -9.5195 | -11.0364 | -12.369 | -14.5072
20205 | 2020 | 5 | H12 | 80.45% | 0% | 1288.7527 | 1182.6389 | 106.1138 | 95.1 | 69.7449 | 91.5289 | 106.1138 | 118.9272 | 139.4851
20205 | 2020 | 5 | H13 | 80.67% | 0% | 1385.1411 | 1278.7307 | 106.4104 | 93.9 | 69.9398 | 91.7848 | 106.4104 | 119.2596 | 139.8749
20205 | 2020 | 5 | H14 | 106% | 0% | 1449.9105 | 1310.085 | 139.8256 | 94.1 | 91.9025 | 120.6072 | 139.8256 | 156.7098 | 183.7987
20205 | 2020 | 5 | H15 | 106.5% | 0% | 1591.2965 | 1450.7692 | 140.5272 | 92.4 | 92.3637 | 121.2124 | 140.5272 | 157.4961 | 184.721
20205 | 2020 | 5 | H16 | 124% | 0% | 1643.7596 | 1480.1519 | 163.6077 | 90.9 | 107.5336 | 141.1205 | 163.6077 | 183.3636 | 215.0599
20205 | 2020 | 5 | H17 | 106.1% | 0% | 1689.2127 | 1549.3278 | 139.8849 | 90 | 91.9414 | 120.6583 | 139.8849 | 156.7762 | 183.8766
20205 | 2020 | 5 | H18 | 96.24% | 0% | 1667.8964 | 1540.9476 | 126.9488 | 86.5 | 83.439 | 109.5002 | 126.9488 | 142.278 | 166.8723
20205 | 2020 | 5 | H19 | 0% | 100% | 1672.5137 | 1683.5501 | -11.0364 | 82.1 | -7.2538 | -9.5195 | -11.0364 | -12.369 | -14.5072
20205 | 2020 | 5 | H20 | 0% | 100% | 1701.3691 | 1712.4055 | -11.0364 | 77 | -7.2538 | -9.5195 | -11.0364 | -12.369 | -14.5072
20205 | 2020 | 5 | H21 | 0% | 100% | 1545.297 | 1556.3334 | -11.0364 | 73 | -7.2538 | -9.5195 | -11.0364 | -12.369 | -14.5072
20205 | 2020 | 5 | H22 | 0% | 100% | 1270.2471 | 1281.2834 | -11.0364 | 72.1 | -7.2538 | -9.5195 | -11.0364 | -12.369 | -14.5072
20205 | 2020 | 5 | H23 | 0% | 100% | 1020.6459 | 1031.6823 | -11.0364 | 69.3 | -7.2538 | -9.5195 | -11.0364 | -12.369 | -14.5072
20205 | 2020 | 5 | H24 | 0% | 100% | 839.6954 | 850.7318 | -11.0364 | 67.1 | -7.2538 | -9.5195 | -11.0364 | -12.369 | -14.5072
20206 | 2020 | 6 | H1 | 0% | 100% | 703.575 | 714.6653 | -11.0903 | 70.5 | -7.2893 | -9.566 | -11.0903 | -12.4295 | -14.578
20206 | 2020 | 6 | H2 | 0% | 100% | 659.7664 | 670.8566 | -11.0903 | 69.8 | -7.2893 | -9.566 | -11.0903 | -12.4295 | -14.578
20206 | 2020 | 6 | H3 | 0% | 100% | 631.886 | 642.9763 | -11.0903 | 67.3 | -7.2893 | -9.566 | -11.0903 | -12.4295 | -14.578
20206 | 2020 | 6 | H4 | 0% | 100% | 637.7807 | 648.871 | -11.0903 | 66.1 | -7.2893 | -9.566 | -11.0903 | -12.4295 | -14.578
20206 | 2020 | 6 | H5 | 0% | 100% | 703.7387 | 714.829 | -11.0903 | 65.8 | -7.2893 | -9.566 | -11.0903 | -12.4295 | -14.578
20206 | 2020 | 6 | H6 | 0% | 100% | 774.3748 | 785.4651 | -11.0903 | 65.7 | -7.2893 | -9.566 | -11.0903 | -12.4295 | -14.578
20206 | 2020 | 6 | H7 | 0% | 100% | 838.2774 | 849.3677 | -11.0903 | 71.3 | -7.2893 | -9.566 | -11.0903 | -12.4295 | -14.578
20206 | 2020 | 6 | H8 | 0% | 100% | 897.0424 | 908.1327 | -11.0903 | 78.2 | -7.2893 | -9.566 | -11.0903 | -12.4295 | -14.578
20206 | 2020 | 6 | H9 | 0% | 100% | 977.5501 | 988.6404 | -11.0903 | 84 | -7.2893 | -9.566 | -11.0903 | -12.4295 | -14.578
20206 | 2020 | 6 | H10 | 0% | 100% | 1067.8367 | 1078.927 | -11.0903 | 90.4 | -7.2893 | -9.566 | -11.0903 | -12.4295 | -14.578
20206 | 2020 | 6 | H11 | 0% | 100% | 1179.1902 | 1190.2805 | -11.0903 | 92.7 | -7.2893 | -9.566 | -11.0903 | -12.4295 | -14.578
20206 | 2020 | 6 | H12 | 80.45% | 0% | 1283.4882 | 1176.8562 | 106.632 | 93.6 | 70.0855 | 91.9759 | 106.632 | 119.508 | 140.1663
20206 | 2020 | 6 | H13 | 80.67% | 0% | 1366.473 | 1259.543 | 106.93 | 93.3 | 70.2814 | 92.233 | 106.93 | 119.842 | 140.558
20206 | 2020 | 6 | H14 | 106% | 0% | 1410.9279 | 1270.4195 | 140.5084 | 93.3 | 92.3513 | 121.1962 | 140.5084 | 157.475 | 184.6963
20206 | 2020 | 6 | H15 | 106.5% | 0% | 1531.6833 | 1390.4698 | 141.2135 | 94.7 | 92.8147 | 121.8043 | 141.2135 | 158.2653 | 185.6231
20206 | 2020 | 6 | H16 | 124% | 0% | 1618.6233 | 1454.2166 | 164.4066 | 95.4 | 108.0588 | 141.8097 | 164.4066 | 184.259 | 216.1102
20206 | 2020 | 6 | H17 | 106.1% | 0% | 1664.1377 | 1523.5697 | 140.568 | 94.1 | 92.3904 | 121.2475 | 140.568 | 157.5418 | 184.7746
20206 | 2020 | 6 | H18 | 96.24% | 0% | 1689.7362 | 1562.1675 | 127.5687 | 92.5 | 83.8465 | 110.0349 | 127.5687 | 142.9728 | 167.6872
20206 | 2020 | 6 | H19 | 0% | 100% | 1714.4763 | 1725.5666 | -11.0903 | 86.1 | -7.2893 | -9.566 | -11.0903 | -12.4295 | -14.578
20206 | 2020 | 6 | H20 | 0% | 100% | 1753.6787 | 1764.769 | -11.0903 | 81.2 | -7.2893 | -9.566 | -11.0903 | -12.4295 | -14.578
20206 | 2020 | 6 | H21 | 0% | 100% | 1635.0094 | 1646.0997 | -11.0903 | 77.6 | -7.2893 | -9.566 | -11.0903 | -12.4295 | -14.578
20206 | 2020 | 6 | H22 | 0% | 100% | 1438.8977 | 1449.988 | -11.0903 | 76 | -7.2893 | -9.566 | -11.0903 | -12.4295 | -14.578
20206 | 2020 | 6 | H23 | 0% | 100% | 1195.2129 | 1206.3032 | -11.0903 | 72.8 | -7.2893 | -9.566 | -11.0903 | -12.4295 | -14.578
20206 | 2020 | 6 | H24 | 0% | 100% | 1016.6748 | 1027.765 | -11.0903 | 70.5 | -7.2893 | -9.566 | -11.0903 | -12.4295 | -14.578
20206 | 2020 | 6 | H1 | 0% | 100% | 1035.3391 | 1046.4294 | -11.0903 | 73.3 | -7.2893 | -9.566 | -11.0903 | -12.4295 | -14.578
20207 | 2020 | 7 | H2 | 0% | 100% | 925.7142 | 937.9614 | -12.2471 | 73.6 | -8.0496 | -10.5638 | -12.2471 | -13.726 | -16.0987
20207 | 2020 | 7 | H3 | 0% | 100% | 880.7374 | 892.9845 | -12.2471 | 73.5 | -8.0496 | -10.5638 | -12.2471 | -13.726 | -16.0987
20207 | 2020 | 7 | H4 | 0% | 100% | 849.9265 | 862.1737 | -12.2471 | 73.8 | -8.0496 | -10.5638 | -12.2471 | -13.726 | -16.0987
20207 | 2020 | 7 | H5 | 0% | 100% | 878.9442 | 891.1913 | -12.2471 | 74.8 | -8.0496 | -10.5638 | -12.2471 | -13.726 | -16.0987
20207 | 2020 | 7 | H6 | 0% | 100% | 912.8446 | 925.0917 | -12.2471 | 75.4 | -8.0496 | -10.5638 | -12.2471 | -13.726 | -16.0987
20207 | 2020 | 7 | H7 | 0% | 100% | 1017.7197 | 1029.9668 | -12.2471 | 77.1 | -8.0496 | -10.5638 | -12.2471 | -13.726 | -16.0987
20207 | 2020 | 7 | H8 | 0% | 100% | 1079.7038 | 1091.9509 | -12.2471 | 79.6 | -8.0496 | -10.5638 | -12.2471 | -13.726 | -16.0987
20207 | 2020 | 7 | H9 | 0% | 100% | 1142.7882 | 1155.0353 | -12.2471 | 84.8 | -8.0496 | -10.5638 | -12.2471 | -13.726 | -16.0987
20207 | 2020 | 7 | H10 | 0% | 100% | 1238.9295 | 1251.1766 | -12.2471 | 89.8 | -8.0496 | -10.5638 | -12.2471 | -13.726 | -16.0987
20207 | 2020 | 7 | H11 | 0% | 100% | 1315.0102 | 1327.2573 | -12.2471 | 95.6 | -8.0496 | -10.5638 | -12.2471 | -13.726 | -16.0987
20207 | 2020 | 7 | H12 | 80.45% | 0% | 1455.7671 | 1338.0121 | 117.755 | 98.5 | 77.3963 | 101.5701 | 117.755 | 131.9741 | 154.7873
20207 | 2020 | 7 | H13 | 80.67% | 0% | 1649.4345 | 1531.3504 | 118.0841 | 100.6 | 77.6126 | 101.854 | 118.0841 | 132.343 | 155.2199
20207 | 2020 | 7 | H14 | 106% | 0% | 1744.9018 | 1589.7367 | 155.1652 | 99.8 | 101.9846 | 133.8384 | 155.1652 | 173.9016 | 203.9624
20207 | 2020 | 7 | H15 | 106.5% | 0% | 1710.3392 | 1554.3954 | 155.9438 | 97 | 102.4964 | 134.51 | 155.9438 | 174.7742 | 204.9859
20207 | 2020 | 7 | H16 | 124% | 0% | 1695.0226 | 1513.4663 | 181.5562 | 91.8 | 119.3306 | 156.6021 | 181.5562 | 203.4795 | 238.6531
20207 | 2020 | 7 | H17 | 106.1% | 0% | 1777.687 | 1622.456 | 155.2309 | 88.7 | 102.0279 | 133.8951 | 155.2309 | 173.9753 | 204.0488
20207 | 2020 | 7 | H18 | 96.24% | 0% | 1839.1691 | 1698.2934 | 140.8757 | 87.1 | 92.5927 | 121.5129 | 140.8757 | 157.8866 | 185.179
20207 | 2020 | 7 | H19 | 0% | 100% | 1865.6279 | 1877.875 | -12.2471 | 86.3 | -8.0496 | -10.5638 | -12.2471 | -13.726 | -16.0987
20207 | 2020 | 7 | H20 | 0% | 100% | 1984.7718 | 1997.019 | -12.2471 | 81.3 | -8.0496 | -10.5638 | -12.2471 | -13.726 | -16.0987
20207 | 2020 | 7 | H21 | 0% | 100% | 1838.0736 | 1850.3207 | -12.2471 | 78.3 | -8.0496 | -10.5638 | -12.2471 | -13.726 | -16.0987
20207 | 2020 | 7 | H22 | 0% | 100% | 1582.4387 | 1594.6858 | -12.2471 | 77.2 | -8.0496 | -10.5638 | -12.2471 | -13.726 | -16.0987
20207 | 2020 | 7 | H23 | 0% | 100% | 1320.4034 | 1332.6505 | -12.2471 | 76.2 | -8.0496 | -10.5638 | -12.2471 | -13.726 | -16.0987
20207 | 2020 | 7 | H24 | 0% | 100% | 1159.8916 | 1172.1387 | -12.2471 | 75.8 | -8.0496 | -10.5638 | -12.2471 | -13.726 | -16.0987
20208 | 2020 | 8 | H1 | 0% | 100% | 819.2118 | 831.5538 | -12.3421 | 72.1 | -8.112 | -10.6457 | -12.3421 | -13.8324 | -16.2235
20208 | 2020 | 8 | H2 | 0% | 100% | 757.9511 | 770.2932 | -12.3421 | 71.9 | -8.112 | -10.6457 | -12.3421 | -13.8324 | -16.2235
20208 | 2020 | 8 | H3 | 0% | 100% | 735.6816 | 748.0236 | -12.3421 | 71.2 | -8.112 | -10.6457 | -12.3421 | -13.8324 | -16.2235
20208 | 2020 | 8 | H4 | 0% | 100% | 738.9161 | 751.2582 | -12.3421 | 70.7 | -8.112 | -10.6457 | -12.3421 | -13.8324 | -16.2235
20208 | 2020 | 8 | H5 | 0% | 100% | 779.1034 | 791.4455 | -12.3421 | 70.8 | -8.112 | -10.6457 | -12.3421 | -13.8324 | -16.2235
20208 | 2020 | 8 | H6 | 0% | 100% | 860.8334 | 873.1754 | -12.3421 | 71.2 | -8.112 | -10.6457 | -12.3421 | -13.8324 | -16.2235
20208 | 2020 | 8 | H7 | 0% | 100% | 882.3187 | 894.6608 | -12.3421 | 71.5 | -8.112 | -10.6457 | -12.3421 | -13.8324 | -16.2235
20208 | 2020 | 8 | H8 | 0% | 100% | 926.3841 | 938.7261 | -12.3421 | 74.7 | -8.112 | -10.6457 | -12.3421 | -13.8324 | -16.2235
20208 | 2020 | 8 | H9 | 0% | 100% | 1034.6009 | 1046.943 | -12.3421 | 79.3 | -8.112 | -10.6457 | -12.3421 | -13.8324 | -16.2235
20208 | 2020 | 8 | H10 | 0% | 100% | 1183.0923 | 1195.4344 | -12.3421 | 85.7 | -8.112 | -10.6457 | -12.3421 | -13.8324 | -16.2235
20208 | 2020 | 8 | H11 | 0% | 100% | 1358.5865 | 1370.9286 | -12.3421 | 88.4 | -8.112 | -10.6457 | -12.3421 | -13.8324 | -16.2235
20208 | 2020 | 8 | H12 | 80.45% | 0% | 1515.114 | 1396.4461 | 118.6679 | 90.9 | 77.9963 | 102.3576 | 118.6679 | 132.9973 | 155.9873
20208 | 2020 | 8 | H13 | 80.67% | 0% | 1592.1323 | 1473.1326 | 118.9996 | 90.3 | 78.2143 | 102.6436 | 118.9996 | 133.369 | 156.4233
20208 | 2020 | 8 | H14 | 106% | 0% | 1668.3087 | 1511.9406 | 156.3681 | 89.3 | 102.7753 | 134.876 | 156.3681 | 175.2498 | 205.5436
20208 | 2020 | 8 | H15 | 106.5% | 0% | 1732.9609 | 1575.8082 | 157.1528 | 87.8 | 103.291 | 135.5528 | 157.1528 | 176.1292 | 206.575
20208 | 2020 | 8 | H16 | 124% | 0% | 1770.8119 | 1587.8481 | 182.9638 | 87.3 | 120.2557 | 157.8162 | 182.9638 | 205.057 | 240.5033
20208 | 2020 | 8 | H17 | 106.1% | 0% | 1798.2265 | 1641.7921 | 156.4344 | 85.5 | 102.8189 | 134.9332 | 156.4344 | 175.3241 | 205.6307
20208 | 2020 | 8 | H18 | 96.24% | 0% | 1757.6627 | 1615.6949 | 141.9678 | 83.5 | 93.3105 | 122.455 | 141.9678 | 159.1107 | 186.6147
20208 | 2020 | 8 | H19 | 0% | 100% | 1742.4157 | 1754.7578 | -12.3421 | 81.2 | -8.112 | -10.6457 | -12.3421 | -13.8324 | -16.2235
20208 | 2020 | 8 | H20 | 0% | 100% | 1717.7495 | 1730.0915 | -12.3421 | 78.8 | -8.112 | -10.6457 | -12.3421 | -13.8324 | -16.2235
20208 | 2020 | 8 | H21 | 0% | 100% | 1628.471 | 1640.8131 | -12.3421 | 77.4 | -8.112 | -10.6457 | -12.3421 | -13.8324 | -16.2235
20208 | 2020 | 8 | H22 | 0% | 100% | 1458.505 | 1470.8471 | -12.3421 | 75.7 | -8.112 | -10.6457 | -12.3421 | -13.8324 | -16.2235
20208 | 2020 | 8 | H23 | 0% | 100% | 1233.0987 | 1245.4408 | -12.3421 | 74.3 | -8.112 | -10.6457 | -12.3421 | -13.8324 | -16.2235
20208 | 2020 | 8 | H24 | 0% | 100% | 1039.3505 | 1051.6926 | -12.3421 | 73 | -8.112 | -10.6457 | -12.3421 | -13.8324 | -16.2235
20209 | 2020 | 9 | H1 | 0% | 100% | 1015.7418 | 1028.2718 | -12.53 | 76.4 | -8.2355 | -10.8078 | -12.53 | -14.043 | -16.4705
20209 | 2020 | 9 | H2 | 0% | 100% | 940.5178 | 953.0478 | -12.53 | 75.7 | -8.2355 | -10.8078 | -12.53 | -14.043 | -16.4705
20209 | 2020 | 9 | H3 | 0% | 100% | 903.5967 | 916.1267 | -12.53 | 75.5 | -8.2355 | -10.8078 | -12.53 | -14.043 | -16.4705
20209 | 2020 | 9 | H4 | 0% | 100% | 900.9721 | 913.5021 | -12.53 | 74.9 | -8.2355 | -10.8078 | -12.53 | -14.043 | -16.4705
20209 | 2020 | 9 | H5 | 0% | 100% | 936.2195 | 948.7495 | -12.53 | 74.6 | -8.2355 | -10.8078 | -12.53 | -14.043 | -16.4705
20209 | 2020 | 9 | H6 | 0% | 100% | 1012.9175 | 1025.4475 | -12.53 | 74.8 | -8.2355 | -10.8078 | -12.53 | -14.043 | -16.4705
20209 | 2020 | 9 | H7 | 0% | 100% | 987.2097 | 999.7397 | -12.53 | 75.4 | -8.2355 | -10.8078 | -12.53 | -14.043 | -16.4705
20209 | 2020 | 9 | H8 | 0% | 100% | 1037.0986 | 1049.6286 | -12.53 | 80.8 | -8.2355 | -10.8078 | -12.53 | -14.043 | -16.4705
20209 | 2020 | 9 | H9 | 0% | 100% | 1147.9013 | 1160.4313 | -12.53 | 86.6 | -8.2355 | -10.8078 | -12.53 | -14.043 | -16.4705
20209 | 2020 | 9 | H10 | 0% | 100% | 1266.213 | 1278.743 | -12.53 | 91.5 | -8.2355 | -10.8078 | -12.53 | -14.043 | -16.4705
20209 | 2020 | 9 | H11 | 0% | 100% | 1384.4447 | 1396.9747 | -12.53 | 95.9 | -8.2355 | -10.8078 | -12.53 | -14.043 | -16.4705
20209 | 2020 | 9 | H12 | 80.45% | 0% | 1531.7014 | 1411.2266 | 120.4748 | 98.6 | 79.1839 | 103.9161 | 120.4748 | 135.0224 | 158.3625
20209 | 2020 | 9 | H13 | 80.67% | 0% | 1590.2504 | 1469.4388 | 120.8116 | 96.3 | 79.4052 | 104.2065 | 120.8116 | 135.3998 | 158.8051
20209 | 2020 | 9 | H14 | 106% | 0% | 1667.8072 | 1509.0581 | 158.749 | 93.6 | 104.3402 | 136.9297 | 158.749 | 177.9182 | 208.6733
20209 | 2020 | 9 | H15 | 106.5% | 0% | 1763.8885 | 1604.3429 | 159.5457 | 93.7 | 104.8638 | 137.6168 | 159.5457 | 178.811 | 209.7205
20209 | 2020 | 9 | H16 | 124% | 0% | 1814.1558 | 1628.4061 | 185.7497 | 92.5 | 122.0868 | 160.2192 | 185.7497 | 208.1793 | 244.1653
20209 | 2020 | 9 | H17 | 106.1% | 0% | 1858.0262 | 1699.2098 | 158.8163 | 90.8 | 104.3844 | 136.9877 | 158.8163 | 177.9937 | 208.7618
20209 | 2020 | 9 | H18 | 96.24% | 0% | 1819.0727 | 1674.9432 | 144.1295 | 88.8 | 94.7313 | 124.3195 | 144.1295 | 161.5334 | 189.4562
20209 | 2020 | 9 | H19 | 0% | 100% | 1791.8527 | 1804.3827 | -12.53 | 85.4 | -8.2355 | -10.8078 | -12.53 | -14.043 | -16.4705
20209 | 2020 | 9 | H20 | 0% | 100% | 1767.0813 | 1779.6113 | -12.53 | 81.6 | -8.2355 | -10.8078 | -12.53 | -14.043 | -16.4705
20209 | 2020 | 9 | H21 | 0% | 100% | 1601.649 | 1614.1791 | -12.53 | 80.3 | -8.2355 | -10.8078 | -12.53 | -14.043 | -16.4705
20209 | 2020 | 9 | H22 | 0% | 100% | 1351.8884 | 1364.4184 | -12.53 | 78.1 | -8.2355 | -10.8078 | -12.53 | -14.043 | -16.4705
20209 | 2020 | 9 | H23 | 0% | 100% | 1087.6214 | 1100.1514 | -12.53 | 76.1 | -8.2355 | -10.8078 | -12.53 | -14.043 | -16.4705
20209 | 2020 | 9 | H24 | 0% | 100% | 893.3716 | 905.9016 | -12.53 | 75.3 | -8.2355 | -10.8078 | -12.53 | -14.043 | -16.4705
202010 | 2020 | 10 | H1 | 0% | 100% | 783.3481 | 794.461 | -11.1129 | 65.8 | -7.3041 | -9.5855 | -11.1129 | -12.4548 | -14.6078
202010 | 2020 | 10 | H2 | 0% | 100% | 739.1589 | 750.2718 | -11.1129 | 64.1 | -7.3041 | -9.5855 | -11.1129 | -12.4548 | -14.6078
202010 | 2020 | 10 | H3 | 0% | 100% | 718.5468 | 729.6597 | -11.1129 | 64 | -7.3041 | -9.5855 | -11.1129 | -12.4548 | -14.6078
202010 | 2020 | 10 | H4 | 0% | 100% | 731.972 | 743.0849 | -11.1129 | 63 | -7.3041 | -9.5855 | -11.1129 | -12.4548 | -14.6078
202010 | 2020 | 10 | H5 | 0% | 100% | 798.0736 | 809.1865 | -11.1129 | 62.5 | -7.3041 | -9.5855 | -11.1129 | -12.4548 | -14.6078
202010 | 2020 | 10 | H6 | 0% | 100% | 906.0343 | 917.1472 | -11.1129 | 62.6 | -7.3041 | -9.5855 | -11.1129 | -12.4548 | -14.6078
202010 | 2020 | 10 | H7 | 0% | 100% | 937.2683 | 948.3812 | -11.1129 | 61.7 | -7.3041 | -9.5855 | -11.1129 | -12.4548 | -14.6078
202010 | 2020 | 10 | H8 | 0% | 100% | 979.2038 | 990.3167 | -11.1129 | 69.6 | -7.3041 | -9.5855 | -11.1129 | -12.4548 | -14.6078
202010 | 2020 | 10 | H9 | 0% | 100% | 1016.2324 | 1027.3454 | -11.1129 | 79.5 | -7.3041 | -9.5855 | -11.1129 | -12.4548 | -14.6078
202010 | 2020 | 10 | H10 | 0% | 100% | 1086.926 | 1098.039 | -11.1129 | 86.4 | -7.3041 | -9.5855 | -11.1129 | -12.4548 | -14.6078
202010 | 2020 | 10 | H11 | 0% | 100% | 1197.775 | 1208.8879 | -11.1129 | 91 | -7.3041 | -9.5855 | -11.1129 | -12.4548 | -14.6078
202010 | 2020 | 10 | H12 | 80.45% | 0% | 1324.512 | 1217.6623 | 106.8497 | 93.8 | 70.2286 | 92.1637 | 106.8497 | 119.752 | 140.4524
202010 | 2020 | 10 | H13 | 80.67% | 0% | 1405.0479 | 1297.8996 | 107.1483 | 94.4 | 70.4249 | 92.4213 | 107.1483 | 120.0867 | 140.8449
202010 | 2020 | 10 | H14 | 106% | 0% | 1472.7128 | 1331.9175 | 140.7953 | 91.8 | 92.5398 | 121.4436 | 140.7953 | 157.7965 | 185.0733
202010 | 2020 | 10 | H15 | 106.5% | 0% | 1573.043 | 1431.5412 | 141.5018 | 90 | 93.0042 | 122.053 | 141.5018 | 158.5883 | 186.002
202010 | 2020 | 10 | H16 | 124% | 0% | 1633.2086 | 1468.4664 | 164.7423 | 88.4 | 108.2793 | 142.0992 | 164.7423 | 184.6351 | 216.5513
202010 | 2020 | 10 | H17 | 106.1% | 0% | 1690.9057 | 1550.0508 | 140.8549 | 86.9 | 92.579 | 121.495 | 140.8549 | 157.8634 | 185.1518
202010 | 2020 | 10 | H18 | 96.24% | 0% | 1720.8033 | 1592.9742 | 127.8291 | 83.1 | 84.0176 | 110.2596 | 127.8291 | 143.2647 | 168.0295
202010 | 2020 | 10 | H19 | 0% | 100% | 1835.8027 | 1846.9156 | -11.1129 | 77 | -7.3041 | -9.5855 | -11.1129 | -12.4548 | -14.6078
202010 | 2020 | 10 | H20 | 0% | 100% | 1736.3505 | 1747.4634 | -11.1129 | 72.7 | -7.3041 | -9.5855 | -11.1129 | -12.4548 | -14.6078
202010 | 2020 | 10 | H21 | 0% | 100% | 1535.6687 | 1546.7816 | -11.1129 | 70.2 | -7.3041 | -9.5855 | -11.1129 | -12.4548 | -14.6078
202010 | 2020 | 10 | H22 | 0% | 100% | 1292.6354 | 1303.7484 | -11.1129 | 67.8 | -7.3041 | -9.5855 | -11.1129 | -12.4548 | -14.6078
202010 | 2020 | 10 | H23 | 0% | 100% | 1058.1999 | 1069.3129 | -11.1129 | 66.7 | -7.3041 | -9.5855 | -11.1129 | -12.4548 | -14.6078
202011 | 2020 | 11 | H24 | 0% | 100% | 901.8882 | 909.6803 | -7.7922 | 64.5 | -5.1215 | -6.7212 | -7.7922 | -8.7331 | -10.2427
202011 | 2020 | 11 | H1 | 0% | 100% | 706.0522 | 713.8444 | -7.7922 | 65.8 | -5.1215 | -6.7212 | -7.7922 | -8.7331 | -10.2427
202011 | 2020 | 11 | H2 | 0% | 100% | 641.6595 | 649.4517 | -7.7922 | 65.4 | -5.1215 | -6.7212 | -7.7922 | -8.7331 | -10.2427
202011 | 2020 | 11 | H3 | 0% | 100% | 617.8901 | 625.6822 | -7.7922 | 65.3 | -5.1215 | -6.7212 | -7.7922 | -8.7331 | -10.2427
202011 | 2020 | 11 | H4 | 0% | 100% | 607.3166 | 615.1088 | -7.7922 | 64.5 | -5.1215 | -6.7212 | -7.7922 | -8.7331 | -10.2427
202011 | 2020 | 11 | H5 | 0% | 100% | 626.9124 | 634.7046 | -7.7922 | 63.3 | -5.1215 | -6.7212 | -7.7922 | -8.7331 | -10.2427
202011 | 2020 | 11 | H6 | 0% | 100% | 700.9608 | 708.7529 | -7.7922 | 61.8 | -5.1215 | -6.7212 | -7.7922 | -8.7331 | -10.2427
202011 | 2020 | 11 | H7 | 0% | 100% | 828.0559 | 835.8481 | -7.7922 | 64.4 | -5.1215 | -6.7212 | -7.7922 | -8.7331 | -10.2427
202011 | 2020 | 11 | H8 | 0% | 100% | 856.9899 | 864.7821 | -7.7922 | 65.1 | -5.1215 | -6.7212 | -7.7922 | -8.7331 | -10.2427
202011 | 2020 | 11 | H9 | 0% | 100% | 835.6657 | 843.4579 | -7.7922 | 71.7 | -5.1215 | -6.7212 | -7.7922 | -8.7331 | -10.2427
202011 | 2020 | 11 | H10 | 0% | 100% | 819.712 | 827.5041 | -7.7922 | 78.8 | -5.1215 | -6.7212 | -7.7922 | -8.7331 | -10.2427
202011 | 2020 | 11 | H11 | 0% | 100% | 853.2865 | 861.0786 | -7.7922 | 81.9 | -5.1215 | -6.7212 | -7.7922 | -8.7331 | -10.2427
202011 | 2020 | 11 | H12 | 80.45% | 0% | 877.9962 | 803.0753 | 74.9209 | 85.9 | 49.2429 | 64.6234 | 74.9209 | 83.9678 | 98.4825
202011 | 2020 | 11 | H13 | 80.67% | 0% | 907.5683 | 832.438 | 75.1303 | 87.8 | 49.3805 | 64.804 | 75.1303 | 84.2024 | 98.7577
202011 | 2020 | 11 | H14 | 106% | 0% | 939.8692 | 841.1463 | 98.7229 | 87.7 | 64.8871 | 85.1539 | 98.7229 | 110.6438 | 129.7698
202011 | 2020 | 11 | H15 | 106.5% | 0% | 952.6593 | 853.441 | 99.2183 | 87.6 | 65.2127 | 85.5812 | 99.2183 | 111.1991 | 130.421
202011 | 2020 | 11 | H16 | 124% | 0% | 1008.0523 | 892.5382 | 115.5141 | 85.8 | 75.9234 | 99.6372 | 115.5141 | 129.4626 | 151.8416
202011 | 2020 | 11 | H17 | 106.1% | 0% | 1131.0887 | 1032.324 | 98.7647 | 83.2 | 64.9146 | 85.19 | 98.7647 | 110.6907 | 129.8248
202011 | 2020 | 11 | H18 | 96.24% | 0% | 1402.9666 | 1313.3353 | 89.6313 | 77.6 | 58.9115 | 77.3119 | 89.6313 | 100.4544 | 117.8191
202011 | 2020 | 11 | H19 | 0% | 100% | 1474.4352 | 1482.2273 | -7.7922 | 72.7 | -5.1215 | -6.7212 | -7.7922 | -8.7331 | -10.2427
202011 | 2020 | 11 | H20 | 0% | 100% | 1418.034 | 1425.8262 | -7.7922 | 71 | -5.1215 | -6.7212 | -7.7922 | -8.7331 | -10.2427
202011 | 2020 | 11 | H21 | 0% | 100% | 1334.4825 | 1342.2746 | -7.7922 | 67.6 | -5.1215 | -6.7212 | -7.7922 | -8.7331 | -10.2427
202011 | 2020 | 11 | H22 | 0% | 100% | 1168.5207 | 1176.3129 | -7.7922 | 66 | -5.1215 | -6.7212 | -7.7922 | -8.7331 | -10.2427
202011 | 2020 | 11 | H23 | 0% | 100% | 981.8336 | 989.6258 | -7.7922 | 64.9 | -5.1215 | -6.7212 | -7.7922 | -8.7331 | -10.2427
202011 | 2020 | 11 | H24 | 0% | 100% | 812.6428 | 820.4349 | -7.7922 | 63.2 | -5.1215 | -6.7212 | -7.7922 | -8.7331 | -10.2427
202012 | 2020 | 12 | H1 | 0% | 100% | 754.6538 | 761.4167 | -6.763 | 57.6 | -4.4451 | -5.8334 | -6.763 | -7.5796 | -8.8898
202012 | 2020 | 12 | H2 | 0% | 100% | 675.6149 | 682.3779 | -6.763 | 56.5 | -4.4451 | -5.8334 | -6.763 | -7.5796 | -8.8898
202012 | 2020 | 12 | H3 | 0% | 100% | 644.099 | 650.8619 | -6.763 | 56 | -4.4451 | -5.8334 | -6.763 | -7.5796 | -8.8898
202012 | 2020 | 12 | H4 | 0% | 100% | 646.8518 | 653.6147 | -6.763 | 56.6 | -4.4451 | -5.8334 | -6.763 | -7.5796 | -8.8898
202012 | 2020 | 12 | H5 | 0% | 100% | 668.5153 | 675.2782 | -6.763 | 56.1 | -4.4451 | -5.8334 | -6.763 | -7.5796 | -8.8898
202012 | 2020 | 12 | H6 | 0% | 100% | 774.3489 | 781.1119 | -6.763 | 56.5 | -4.4451 | -5.8334 | -6.763 | -7.5796 | -8.8898
202012 | 2020 | 12 | H7 | 0% | 100% | 981.0448 | 987.8078 | -6.763 | 55.3 | -4.4451 | -5.8334 | -6.763 | -7.5796 | -8.8898
202012 | 2020 | 12 | H8 | 0% | 100% | 1016.1734 | 1022.9363 | -6.763 | 55.3 | -4.4451 | -5.8334 | -6.763 | -7.5796 | -8.8898
202012 | 2020 | 12 | H9 | 0% | 100% | 913.133 | 919.896 | -6.763 | 57.6 | -4.4451 | -5.8334 | -6.763 | -7.5796 | -8.8898
202012 | 2020 | 12 | H10 | 0% | 100% | 869.2831 | 876.046 | -6.763 | 61.9 | -4.4451 | -5.8334 | -6.763 | -7.5796 | -8.8898
202012 | 2020 | 12 | H11 | 0% | 100% | 826.6131 | 833.3761 | -6.763 | 66.2 | -4.4451 | -5.8334 | -6.763 | -7.5796 | -8.8898
202012 | 2020 | 12 | H12 | 80.45% | 0% | 833.8198 | 768.7944 | 65.0254 | 72.9 | 42.7389 | 56.0879 | 65.0254 | 72.8773 | 85.4749
202012 | 2020 | 12 | H13 | 80.67% | 0% | 794.7301 | 729.523 | 65.2071 | 77.5 | 42.8584 | 56.2447 | 65.2071 | 73.081 | 85.7138
202012 | 2020 | 12 | H14 | 106% | 0% | 738.4749 | 652.7913 | 85.6836 | 78.2 | 56.3168 | 73.9067 | 85.6836 | 96.03 | 112.6298
202012 | 2020 | 12 | H15 | 106.5% | 0% | 727.5269 | 641.4133 | 86.1135 | 76.3 | 56.5994 | 74.2776 | 86.1135 | 96.5119 | 113.195
202012 | 2020 | 12 | H16 | 124% | 0% | 763.9704 | 663.7134 | 100.257 | 73.6 | 65.8954 | 86.4771 | 100.257 | 112.3632 | 131.7863
202012 | 2020 | 12 | H17 | 106.1% | 0% | 959.4174 | 873.6975 | 85.7199 | 71.3 | 56.3407 | 73.9381 | 85.7199 | 96.0707 | 112.6776
202012 | 2020 | 12 | H18 | 96.24% | 0% | 1448.6166 | 1370.8239 | 77.7928 | 66.1 | 51.1305 | 67.1005 | 77.7928 | 87.1864 | 102.2575
202012 | 2020 | 12 | H19 | 0% | 100% | 1587.1795 | 1593.9425 | -6.763 | 62.9 | -4.4451 | -5.8334 | -6.763 | -7.5796 | -8.8898
202012 | 2020 | 12 | H20 | 0% | 100% | 1614.1131 | 1620.8761 | -6.763 | 60 | -4.4451 | -5.8334 | -6.763 | -7.5796 | -8.8898
202012 | 2020 | 12 | H21 | 0% | 100% | 1587.9808 | 1594.7438 | -6.763 | 58.1 | -4.4451 | -5.8334 | -6.763 | -7.5796 | -8.8898
202012 | 2020 | 12 | H22 | 0% | 100% | 1428.4439 | 1435.2068 | -6.763 | 55.6 | -4.4451 | -5.8334 | -6.763 | -7.5796 | -8.8898
202012 | 2020 | 12 | H23 | 0% | 100% | 1181.8955 | 1188.6585 | -6.763 | 55.1 | -4.4451 | -5.8334 | -6.763 | -7.5796 | -8.8898
202012 | 2020 | 12 | H24 | 0% | 100% | 935.4049 | 942.1679 | -6.763 | 54.8 | -4.4451 | -5.8334 | -6.763 | -7.5796 | -8.8898

## Summary
Year | month | Avearge PTR imapct 1 in 2 | Average of Avearge PTR imapct 1 in 2 | month
2010 | 1 | 0 | Year | 1 | 2 | 3 | 4 | 5 | 6 | 7 | 8 | 9 | 10 | 11 | 12 | (blank) | Grand Total
2010 | 2 | 0 | 2010 | 0 | 0 | 0 | 0 | 19.8014 | 21.2882 | 38.1421 | 42.9434 | 44.8877 | 41.5782 | 34.6648 | 43.6287 |  | 23.9112
2010 | 3 | 0 | 2011 | 56.2907 | 57.3608 | 49.6041 | 55.6753 | 68.2798 | 61.8935 | 95.462 | 93.4353 | 86.011 | 71.1761 | 53.6243 | 61.5604 |  | 67.5311
2010 | 4 | 0 | 2012 | 73.0109 | 68.8384 | 55.6663 | 59.2273 | 70.1463 | 63.2214 | 97.5101 | 95.4399 | 87.8563 | 72.7031 | 54.7748 | 62.8811 |  | 71.773
2010 | 5 | 19.8014 | 2013 | 74.5775 | 70.3154 | 56.8607 | 60.4981 | 71.6514 | 64.5779 | 99.6024 | 97.4877 | 89.7414 | 74.2631 | 55.9501 | 64.2303 |  | 73.313
2010 | 6 | 21.2882 | 2014 | 76.1778 | 71.8243 | 58.0809 | 61.7963 | 73.1889 | 65.9637 | 101.7397 | 99.5797 | 91.6671 | 75.8567 | 57.1507 | 65.6086 |  | 74.8862
2010 | 7 | 38.1421 | 2015 | 77.8127 | 73.3657 | 59.3273 | 63.1225 | 74.7596 | 67.3793 | 103.9231 | 101.7167 | 93.6343 | 77.4846 | 58.3772 | 67.0166 |  | 76.4933
2010 | 8 | 42.9434 | 2016 | 79.4827 | 74.9403 | 60.6007 | 64.4772 | 76.3641 | 68.8255 | 106.1536 | 103.8998 | 95.644 | 79.1476 | 59.6301 | 68.455 |  | 78.1351
2010 | 9 | 44.8877 | 2017 | 81.1888 | 76.5489 | 61.9014 | 65.8612 | 78.0033 | 70.3028 | 108.4321 | 106.13 | 97.697 | 80.8465 | 60.91 | 69.9243 |  | 79.8122
2010 | 10 | 41.5782 | 2018 | 82.9317 | 78.1922 | 63.2303 | 67.2751 | 79.6778 | 71.812 | 110.7598 | 108.4083 | 99.7942 | 82.582 | 62.2176 | 71.4254 |  | 81.5255
2010 | 11 | 34.6648 | 2019 | 84.7121 | 79.8708 | 64.5877 | 68.7194 | 81.3883 | 73.3537 | 113.1377 | 110.7357 | 101.9366 | 84.3549 | 63.5533 | 72.9588 |  | 83.2758
2010 | 12 | 43.6287 | 2020 | month 1: 85.2204; month 2: 80.3501 |  | 82.7852
2011 | 1 | 56.2907 | (blank)
2011 | 2 | 57.3608 | Grand Total | 70.1278 | 66.5097 | 52.986 | 56.6652 | 69.3261 | 62.8618 | 97.4863 | 95.9777 | 88.8869 | 73.9993 | 56.0853 | 64.7689 |  | 71.2578
2011 | 3 | 49.6041
2011 | 4 | 55.6753
2011 | 5 | 68.2798 | PTR Average On-peak reduction for mothly peaks in a 1 in 2 weather year
2011 | 6 | 61.8935 | Year | January | February | March | April | May | June | July | August | September | October | November | December
2011 | 7 | 95.462 | 2010 | 0 | 0 | 0 | 0 | 19.8014 | 21.2882 | 38.1421 | 42.9434 | 44.8877 | 41.5782 | 34.6648 | 43.6287
2011 | 8 | 93.4353 | 2011 | 56.2907 | 57.3608 | 49.6041 | 55.6753 | 68.2798 | 61.8935 | 95.462 | 93.4353 | 86.011 | 71.1761 | 53.6243 | 61.5604
2011 | 9 | 86.011 | 2012 | 73.0109 | 68.8384 | 55.6663 | 59.2273 | 70.1463 | 63.2214 | 97.5101 | 95.4399 | 87.8563 | 72.7031 | 54.7748 | 62.8811
2011 | 10 | 71.1761 | 2013 | 74.5775 | 70.3154 | 56.8607 | 60.4981 | 71.6514 | 64.5779 | 99.6024 | 97.4877 | 89.7414 | 74.2631 | 55.9501 | 64.2303
2011 | 11 | 53.6243 | 2014 | 76.1778 | 71.8243 | 58.0809 | 61.7963 | 73.1889 | 65.9637 | 101.7397 | 99.5797 | 91.6671 | 75.8567 | 57.1507 | 65.6086
2011 | 12 | 61.5604 | 2015 | 77.8127 | 73.3657 | 59.3273 | 63.1225 | 74.7596 | 67.3793 | 103.9231 | 101.7167 | 93.6343 | 77.4846 | 58.3772 | 67.0166
2012 | 1 | 73.0109 | 2016 | 79.4827 | 74.9403 | 60.6007 | 64.4772 | 76.3641 | 68.8255 | 106.1536 | 103.8998 | 95.644 | 79.1476 | 59.6301 | 68.455
2012 | 2 | 68.8384 | 2017 | 81.1888 | 76.5489 | 61.9014 | 65.8612 | 78.0033 | 70.3028 | 108.4321 | 106.13 | 97.697 | 80.8465 | 60.91 | 69.9243
2012 | 3 | 55.6663 | 2018 | 82.9317 | 78.1922 | 63.2303 | 67.2751 | 79.6778 | 71.812 | 110.7598 | 108.4083 | 99.7942 | 82.582 | 62.2176 | 71.4254
2012 | 4 | 59.2273 | 2019 | 84.7121 | 79.8708 | 64.5877 | 68.7194 | 81.3883 | 73.3537 | 113.1377 | 110.7357 | 101.9366 | 84.3549 | 63.5533 | 72.9588
2012 | 5 | 70.1463
2012 | 6 | 63.2214
2012 | 7 | 97.5101
2012 | 8 | 95.4399
2012 | 9 | 87.8563
2012 | 10 | 72.7031
2012 | 11 | 54.7748
2012 | 12 | 62.8811
2013 | 1 | 74.5775
2013 | 2 | 70.3154
2013 | 3 | 56.8607
2013 | 4 | 60.4981
2013 | 5 | 71.6514
2013 | 6 | 64.5779
2013 | 7 | 99.6024
2013 | 8 | 97.4877
2013 | 9 | 89.7414
2013 | 10 | 74.2631
2013 | 11 | 55.9501
2013 | 12 | 64.2303
2014 | 1 | 76.1778
2014 | 2 | 71.8243
2014 | 3 | 58.0809
2014 | 4 | 61.7963
2014 | 5 | 73.1889
2014 | 6 | 65.9637
2014 | 7 | 101.7397
2014 | 8 | 99.5797
2014 | 9 | 91.6671
2014 | 10 | 75.8567
2014 | 11 | 57.1507
2014 | 12 | 65.6086
2015 | 1 | 77.8127
2015 | 2 | 73.3657
2015 | 3 | 59.3273
2015 | 4 | 63.1225
2015 | 5 | 74.7596
2015 | 6 | 67.3793
2015 | 7 | 103.9231
2015 | 8 | 101.7167
2015 | 9 | 93.6343
2015 | 10 | 77.4846
2015 | 11 | 58.3772
2015 | 12 | 67.0166
2016 | 1 | 79.4827
2016 | 2 | 74.9403
2016 | 3 | 60.6007
2016 | 4 | 64.4772
2016 | 5 | 76.3641
2016 | 6 | 68.8255
2016 | 7 | 106.1536
2016 | 8 | 103.8998
2016 | 9 | 95.644
2016 | 10 | 79.1476
2016 | 11 | 59.6301
2016 | 12 | 68.455
2017 | 1 | 81.1888
2017 | 2 | 76.5489
2017 | 3 | 61.9014
2017 | 4 | 65.8612
2017 | 5 | 78.0033
2017 | 6 | 70.3028
2017 | 7 | 108.4321
2017 | 8 | 106.13
2017 | 9 | 97.697
2017 | 10 | 80.8465
2017 | 11 | 60.91
2017 | 12 | 69.9243
2018 | 1 | 82.9317
2018 | 2 | 78.1922
2018 | 3 | 63.2303
2018 | 4 | 67.2751
2018 | 5 | 79.6778
2018 | 6 | 71.812
2018 | 7 | 110.7598
2018 | 8 | 108.4083
2018 | 9 | 99.7942
2018 | 10 | 82.582
2018 | 11 | 62.2176
2018 | 12 | 71.4254
2019 | 1 | 84.7121
2019 | 2 | 79.8708
2019 | 3 | 64.5877
2019 | 4 | 68.7194
2019 | 5 | 81.3883
2019 | 6 | 73.3537
2019 | 7 | 113.1377
2019 | 8 | 110.7357
2019 | 9 | 101.9366
2019 | 10 | 84.3549
2019 | 11 | 63.5533
2019 | 12 | 72.9588
2020 | 1 | 85.2204
2020 | 2 | 80.3501

## monthly inputs
yearmo | Year | month | Meter Deployment Rate | PTR enrollment rate zone2 | PTR enrollement rate zone3 | Participation Rate zone 2 | Participation Rate zone3 | Customer zone2 | Customer zone3 | 1 in 2 AverageOn-peak Impact Per Customer zone2 | 1 in 2 Average On-Peak Impact per Customer zone3 | 1 in 10 Average On-peak Impact Per Customer zone2 | 1 in 10 Average On-Peak Impact per Customer zone3 | 1 in 2 Average On-peak Total Impact (MW) zone2 | 1 in 2 Average On-Peak Total Imapct (MW) zone3 | 1 in 10 Average On-peak Total Impact (MW) zone2 | 1 in 10 Average On-Peak Total Impact (MW) zone3 | Total Monthly Average on-peak 1 in 2 | Total Monthly Average On-peak 1 in10 | 1 in 2 AverageOff-peak Impact Per Customer zone2 | 1 in 2 Average Off-peak Impact per Customer zone3 | 1 in 10 Average Off-peak Impact Per Customer zone2 | 1 in 10 Average Off-peak Impact per Customer zone3 | 1 in 2 Average Off-peak Total Impact (MW) zone2 | 1 in 2 Average Off-peak Total Imapct (MW) zone3 | 1 in 10 Average Off-peak Total Impact (MW) zone2 | 1 in 10 Average Off-peak Total Impact (MW) zone3 | Total Average Off-peak (MW) 1 in 2 | Total Average Off-peak (MW) 1 in10 | Total on-peak MW Typical 1 in 2 event day | Total off-peak MW Typcial 1 in 2 event day | Total on-peak MW Typical 1 in 10 event day | Total off-peak MW Typcial 1 in 10 event day
20101 | 2010 | 1 | 29.45% | 0% | 0% | 50% | 50% | 720822.6613 | 525585.8321 | 0.082996 | 0.15245 | 0.084753 | 0.15394 | 0 | 0 | 0 | 0 | 0 | 0 | 0.00022737 | -0.015205 | -0.002853 | -0.018545 | 0 | 0 | 0 | 0 | 0 | 0 | 0 | 0 | 0 | 0
20102 | 2010 | 2 | 35.13% | 0% | 0% | 50% | 50% | 720822.6613 | 525585.8321 | 0.078253 | 0.14374 | 0.084652 | 0.15375 | 0 | 0 | 0 | 0 | 0 | 0 | 0.00021438 | -0.014336 | -0.0028496 | -0.018523 | 0 | 0 | 0 | 0 | 0 | 0 | 0 | 0 | 0 | 0
20103 | 2010 | 3 | 40.81% | 0% | 0% | 50% | 50% | 720822.6613 | 525585.8321 | 0.06328 | 0.11624 | 0.065124 | 0.11828 | 0 | 0 | 0 | 0 | 0 | 0 | 0.00017336 | -0.011593 | -0.0021922 | -0.01425 | 0 | 0 | 0 | 0 | 0 | 0 | 0 | 0 | 0 | 0
20104 | 2010 | 4 | 46.95% | 0% | 0% | 50% | 50% | 720822.6613 | 525585.8321 | 0.067328 | 0.12367 | 0.11167 | 0.20283 | 0 | 0 | 0 | 0 | 0 | 0 | 0.00018445 | -0.012334 | -0.0037592 | -0.024436 | 0 | 0 | 0 | 0 | 0 | 0 | 0 | 0 | 0 | 0
20105 | 2010 | 5 | 53.31% | 29.45% | 29.45% | 50% | 50% | 720822.6613 | 525585.8321 | 0.07974 | 0.14647 | 0.1293 | 0.23484 | 8.4645 | 11.3369 | 13.7252 | 18.1769 | 19.8014 | 31.9021 | 0.00021845 | -0.014608 | -0.0043525 | -0.028292 | 0.023189 | -1.1307 | -0.46202 | -2.1898 | -1.1075 | -2.6519 | 24.4749 | -0.26646 | 27.9474 | -2.3231
20106 | 2010 | 6 | 59.67% | 35.13% | 35.13% | 50% | 50% | 720822.6613 | 525585.8321 | 0.071868 | 0.13201 | 0.12993 | 0.23599 | 9.1001 | 12.1881 | 16.452 | 21.788 | 21.2882 | 38.24 | 0.00019689 | -0.013166 | -0.0043737 | -0.02843 | 0.02493 | -1.2156 | -0.55381 | -2.6249 | -1.1907 | -3.1787 | 29.1947 | -0.31784 | 33.3369 | -2.7711
20107 | 2010 | 7 | 66.03% | 40.81% | 40.81% | 50% | 50% | 720822.6613 | 525585.8321 | 0.11085 | 0.20361 | 0.14348 | 0.26061 | 16.3047 | 21.8375 | 21.1053 | 27.9506 | 38.1421 | 49.0559 | 0.00030367 | -0.020307 | -0.0048299 | -0.031396 | 0.044668 | -2.178 | -0.71045 | -3.3673 | -2.1333 | -4.0778 | 33.9145 | -0.36923 | 38.7263 | -3.2191
20108 | 2010 | 8 | 72.39% | 46.95% | 46.95% | 50% | 50% | 720822.6613 | 525585.8321 | 0.10849 | 0.19929 | 0.1446 | 0.26263 | 18.3571 | 24.5863 | 24.4657 | 32.4009 | 42.9434 | 56.8665 | 0.00029722 | -0.019876 | -0.0048674 | -0.03164 | 0.050291 | -2.4521 | -0.82357 | -3.9034 | -2.4019 | -4.727 | 39.0118 | -0.42472 | 44.5469 | -3.7029
20109 | 2010 | 9 | 78.75% | 53.31% | 53.31% | 50% | 50% | 720822.6613 | 525585.8321 | 0.099872 | 0.18345 | 0.1468 | 0.26663 | 19.1882 | 25.6995 | 28.2038 | 37.3514 | 44.8877 | 65.5552 | 0.00027361 | -0.018297 | -0.0049415 | -0.032121 | 0.052568 | -2.5632 | -0.9494 | -4.4999 | -2.5106 | -5.4493 | 44.298 | -0.48227 | 50.583 | -4.2047
201010 | 2010 | 10 | 85.11% | 59.67% | 59.67% | 50% | 50% | 720822.6613 | 525585.8321 | 0.082647 | 0.15181 | 0.1302 | 0.23647 | 17.7735 | 23.8047 | 27.9991 | 37.0803 | 41.5782 | 65.0793 | 0.00022642 | -0.015141 | -0.0043826 | -0.028489 | 0.048692 | -2.3742 | -0.94251 | -4.4672 | -2.3255 | -5.4097 | 49.5841 | -0.53982 | 56.6192 | -4.7064
201011 | 2010 | 11 | 91.02% | 66.03% | 66.03% | 50% | 50% | 720822.6613 | 525585.8321 | 0.062266 | 0.11437 | 0.09129 | 0.16581 | 14.8182 | 19.8466 | 21.7254 | 28.7718 | 34.6648 | 50.4972 | 0.00017058 | -0.011407 | -0.003073 | -0.019976 | 0.040596 | -1.9794 | -0.73132 | -3.4662 | -1.9388 | -4.1976 | 54.8703 | -0.59737 | 62.6554 | -5.2082
201012 | 2010 | 12 | 96.02% | 72.39% | 72.39% | 50% | 50% | 720822.6613 | 525585.8321 | 0.071481 | 0.1313 | 0.079233 | 0.14391 | 18.65 | 24.9787 | 20.6725 | 27.3774 | 43.6287 | 48.0499 | 0.00019583 | -0.013095 | -0.0026671 | -0.017337 | 0.051093 | -2.4913 | -0.69588 | -3.2982 | -2.4402 | -3.9941 | 60.1565 | -0.65492 | 68.6915 | -5.71
20111 | 2011 | 1 | 99.43% | 78.75% | 78.75% | 50% | 50% | 730697.9317 | 534310.5569 | 0.083494 | 0.15337 | 0.085261 | 0.15486 | 24.0233 | 32.2674 | 24.5317 | 32.5813 | 56.2907 | 57.113 | 0.00022874 | -0.015296 | -0.0028701 | -0.018656 | 0.065814 | -3.2182 | -0.82579 | -3.9252 | -3.1524 | -4.751 | 66.4478 | -0.72452 | 75.8749 | -6.3117
20112 | 2011 | 2 | 100% | 85.11% | 85.11% | 50% | 50% | 730697.9317 | 534310.5569 | 0.078723 | 0.1446 | 0.08516 | 0.15467 | 24.48 | 32.8808 | 26.4817 | 35.1711 | 57.3608 | 61.6528 | 0.00021567 | -0.014422 | -0.0028667 | -0.018634 | 0.067065 | -3.2794 | -0.89143 | -4.2372 | -3.2123 | -5.1286 | 71.8152 | -0.78305 | 82.0038 | -6.8215
20113 | 2011 | 3 | 100% | 91.02% | 91.02% | 50% | 50% | 730697.9317 | 534310.5569 | 0.063659 | 0.11693 | 0.065514 | 0.11899 | 21.1697 | 28.4344 | 21.7866 | 28.9354 | 49.6041 | 50.722 | 0.0001744 | -0.011662 | -0.0022054 | -0.014336 | 0.057996 | -2.8359 | -0.73338 | -3.4859 | -2.7779 | -4.2193 | 76.7992 | -0.83739 | 87.6948 | -7.2949
20114 | 2011 | 4 | 100% | 96.02% | 96.02% | 50% | 50% | 730697.9317 | 534310.5569 | 0.067732 | 0.12441 | 0.11234 | 0.20405 | 23.7607 | 31.9146 | 39.4109 | 52.3428 | 55.6753 | 91.7537 | 0.00018556 | -0.012408 | -0.0037817 | -0.024582 | 0.065094 | -3.183 | -1.3267 | -6.3059 | -3.1179 | -7.6326 | 81.0164 | -0.88337 | 92.5103 | -7.6955
20115 | 2011 | 5 | 100% | 99.43% | 99.43% | 50% | 50% | 730697.9317 | 534310.5569 | 0.080218 | 0.14735 | 0.13007 | 0.23625 | 29.1399 | 39.1398 | 47.2504 | 62.7546 | 68.2798 | 110.0051 | 0.00021976 | -0.014696 | -0.0043786 | -0.028462 | 0.079831 | -3.9037 | -1.5905 | -7.5603 | -3.8238 | -9.1508 | 83.8917 | -0.91472 | 95.7936 | -7.9686
20116 | 2011 | 6 | 100% | 100% | 100% | 50% | 50% | 730697.9317 | 534310.5569 | 0.072299 | 0.1328 | 0.13071 | 0.23741 | 26.4145 | 35.4791 | 47.7546 | 63.4242 | 61.8935 | 111.1788 | 0.00019807 | -0.013245 | -0.0044 | -0.028601 | 0.072364 | -3.5385 | -1.6075 | -7.6409 | -3.4662 | -9.2484 | 84.3748 | -0.91999 | 96.3452 | -8.0145
20117 | 2011 | 7 | 100% | 100% | 100% | 50% | 50% | 730697.9317 | 534310.5569 | 0.11151 | 0.20483 | 0.14434 | 0.26217 | 40.7406 | 54.7215 | 52.7359 | 70.0401 | 95.462 | 122.7761 | 0.00030549 | -0.020429 | -0.0048589 | -0.031585 | 0.11161 | -5.4577 | -1.7752 | -8.438 | -5.3461 | -10.2132 | 84.3748 | -0.91999 | 96.3452 | -8.0145
20118 | 2011 | 8 | 100% | 100% | 100% | 50% | 50% | 730697.9317 | 534310.5569 | 0.10914 | 0.20048 | 0.14546 | 0.2642 | 39.8756 | 53.5597 | 53.1448 | 70.5831 | 93.4353 | 123.7279 | 0.00029901 | -0.019995 | -0.0048966 | -0.031829 | 0.10924 | -5.3418 | -1.789 | -8.5034 | -5.2326 | -10.2924 | 84.3748 | -0.91999 | 96.3452 | -8.0145
20119 | 2011 | 9 | 100% | 100% | 100% | 50% | 50% | 730697.9317 | 534310.5569 | 0.10047 | 0.18455 | 0.14768 | 0.26823 | 36.7071 | 49.3038 | 53.954 | 71.6579 | 86.011 | 125.6119 | 0.00027525 | -0.018406 | -0.0049712 | -0.032314 | 0.10056 | -4.9174 | -1.8162 | -8.6329 | -4.8168 | -10.4491 | 84.3748 | -0.91999 | 96.3452 | -8.0145
201110 | 2011 | 10 | 100% | 100% | 100% | 50% | 50% | 730697.9317 | 534310.5569 | 0.083142 | 0.15272 | 0.13098 | 0.23789 | 30.376 | 40.8001 | 47.852 | 63.5537 | 71.1761 | 111.4057 | 0.00022777 | -0.015232 | -0.0044089 | -0.028659 | 0.083217 | -4.0692 | -1.6108 | -7.6565 | -3.986 | -9.2673 | 84.3748 | -0.91999 | 96.3452 | -8.0145
201111 | 2011 | 11 | 100% | 100% | 100% | 50% | 50% | 730697.9317 | 534310.5569 | 0.06264 | 0.11506 | 0.091838 | 0.1668 | 22.8854 | 30.7389 | 33.5529 | 44.5626 | 53.6243 | 78.1155 | 0.00017161 | -0.011476 | -0.0030915 | -0.020095 | 0.062696 | -3.0658 | -1.1295 | -5.3686 | -3.0031 | -6.4981 | 84.3748 | -0.91999 | 96.3452 | -8.0145
201112 | 2011 | 12 | 100% | 100% | 100% | 50% | 50% | 730697.9317 | 534310.5569 | 0.07191 | 0.13209 | 0.079708 | 0.14477 | 26.2723 | 35.2881 | 29.1213 | 38.6768 | 61.5604 | 67.798 | 0.000197 | -0.013174 | -0.0026831 | -0.017441 | 0.071975 | -3.5195 | -0.98028 | -4.6595 | -3.4475 | -5.6398 | 84.3748 | -0.91999 | 96.3452 | -8.0145
20121 | 2012 | 1 | 100% | 100% | 100% | 50% | 50% | 740708.4934 | 543180.1122 | 0.083995 | 0.15429 | 0.085773 | 0.15579 | 31.1081 | 41.9029 | 31.7663 | 42.3105 | 73.0109 | 74.0768 | 0.00023011 | -0.015388 | -0.0028873 | -0.018768 | 0.085223 | -4.1792 | -1.0693 | -5.0973 | -4.094 | -6.1666 | 85.671 | -0.93555 | 97.8245 | -8.1435
20122 | 2012 | 2 | 100% | 100% | 100% | 50% | 50% | 740708.4934 | 543180.1122 | 0.079195 | 0.14547 | 0.085671 | 0.1556 | 29.3302 | 39.5082 | 31.7285 | 42.2601 | 68.8384 | 73.9887 | 0.00021696 | -0.014509 | -0.0028839 | -0.018746 | 0.080352 | -3.9404 | -1.068 | -5.0912 | -3.86 | -6.1593 | 85.671 | -0.93555 | 97.8245 | -8.1435
20123 | 2012 | 3 | 100% | 100% | 100% | 50% | 50% | 740708.4934 | 543180.1122 | 0.064041 | 0.11763 | 0.065908 | 0.11971 | 23.718 | 31.9484 | 24.4092 | 32.5112 | 55.6663 | 56.9204 | 0.00017545 | -0.011732 | -0.0022186 | -0.014422 | 0.064977 | -3.1864 | -0.82166 | -3.9167 | -3.1214 | -4.7384 | 85.671 | -0.93555 | 97.8245 | -8.1435
20124 | 2012 | 4 | 100% | 100% | 100% | 50% | 50% | 740708.4934 | 543180.1122 | 0.068138 | 0.12516 | 0.11302 | 0.20527 | 25.2352 | 33.9921 | 41.8566 | 55.75 | 59.2273 | 97.6066 | 0.00018667 | -0.012483 | -0.0038044 | -0.02473 | 0.069134 | -3.3902 | -1.409 | -6.7164 | -3.3211 | -8.1254 | 85.671 | -0.93555 | 97.8245 | -8.1435
20125 | 2012 | 5 | 100% | 100% | 100% | 50% | 50% | 740708.4934 | 543180.1122 | 0.0807 | 0.14823 | 0.13085 | 0.23767 | 29.8875 | 40.2588 | 48.4626 | 64.5487 | 70.1463 | 113.0113 | 0.00022108 | -0.014784 | -0.0044048 | -0.028633 | 0.081879 | -4.0152 | -1.6314 | -7.7764 | -3.9334 | -9.4078 | 85.671 | -0.93555 | 97.8245 | -8.1435
20126 | 2012 | 6 | 100% | 100% | 100% | 50% | 50% | 740708.4934 | 543180.1122 | 0.072733 | 0.1336 | 0.13149 | 0.23883 | 26.937 | 36.2844 | 48.6992 | 64.8639 | 63.2214 | 113.5632 | 0.00019926 | -0.013325 | -0.0044264 | -0.028773 | 0.073796 | -3.6189 | -1.6393 | -7.8144 | -3.5451 | -9.4537 | 85.671 | -0.93555 | 97.8245 | -8.1435
20127 | 2012 | 7 | 100% | 100% | 100% | 50% | 50% | 740708.4934 | 543180.1122 | 0.11218 | 0.20606 | 0.14521 | 0.26374 | 41.5465 | 55.9636 | 53.7792 | 71.63 | 97.5101 | 125.4092 | 0.00030733 | -0.020552 | -0.0048881 | -0.031774 | 0.11382 | -5.5816 | -1.8103 | -8.6295 | -5.4678 | -10.4398 | 85.671 | -0.93555 | 97.8245 | -8.1435
20128 | 2012 | 8 | 100% | 100% | 100% | 50% | 50% | 740708.4934 | 543180.1122 | 0.1098 | 0.20168 | 0.14634 | 0.26579 | 40.6645 | 54.7755 | 54.1961 | 72.1853 | 95.4399 | 126.3814 | 0.0003008 | -0.020115 | -0.004926 | -0.03202 | 0.1114 | -5.4631 | -1.8244 | -8.6964 | -5.3517 | -10.5208 | 85.671 | -0.93555 | 97.8245 | -8.1435
20129 | 2012 | 9 | 100% | 100% | 100% | 50% | 50% | 740708.4934 | 543180.1122 | 0.10107 | 0.18566 | 0.14856 | 0.26983 | 37.4333 | 50.423 | 55.0213 | 73.2845 | 87.8563 | 128.3058 | 0.0002769 | -0.018517 | -0.005001 | -0.032508 | 0.10255 | -5.029 | -1.8521 | -8.8288 | -4.9264 | -10.681 | 85.671 | -0.93555 | 97.8245 | -8.1435
201210 | 2012 | 10 | 100% | 100% | 100% | 50% | 50% | 740708.4934 | 543180.1122 | 0.083641 | 0.15364 | 0.13176 | 0.23932 | 30.9769 | 41.7262 | 48.7987 | 64.9963 | 72.7031 | 113.795 | 0.00022914 | -0.015323 | -0.0044354 | -0.028831 | 0.084864 | -4.1616 | -1.6427 | -7.8303 | -4.0767 | -9.473 | 85.671 | -0.93555 | 97.8245 | -8.1435
201211 | 2012 | 11 | 100% | 100% | 100% | 50% | 50% | 740708.4934 | 543180.1122 | 0.063016 | 0.11575 | 0.092389 | 0.16781 | 23.3381 | 31.4367 | 34.2167 | 45.5742 | 54.7748 | 79.7908 | 0.00017264 | -0.011544 | -0.00311 | -0.020216 | 0.063936 | -3.1354 | -1.1518 | -5.4905 | -3.0714 | -6.6423 | 85.671 | -0.93555 | 97.8245 | -8.1435
201212 | 2012 | 12 | 100% | 100% | 100% | 50% | 50% | 740708.4934 | 543180.1122 | 0.072342 | 0.13288 | 0.080186 | 0.14564 | 26.792 | 36.0891 | 29.6973 | 39.5547 | 62.8811 | 69.2521 | 0.00019819 | -0.013253 | -0.0026992 | -0.017546 | 0.073399 | -3.5994 | -0.99968 | -4.7653 | -3.526 | -5.765 | 85.671 | -0.93555 | 97.8245 | -8.1435
20131 | 2013 | 1 | 100% | 100% | 100% | 50% | 50% | 750856.1998 | 552196.902 | 0.084499 | 0.15521 | 0.086287 | 0.15672 | 31.7234 | 42.8541 | 32.3947 | 43.2709 | 74.5775 | 75.6657 | 0.00023149 | -0.01548 | -0.0029046 | -0.018881 | 0.086909 | -4.2741 | -1.0905 | -5.213 | -4.1872 | -6.3035 | 86.9873 | -0.95137 | 99.3268 | -8.2746
20132 | 2013 | 2 | 100% | 100% | 100% | 50% | 50% | 750856.1998 | 552196.902 | 0.07967 | 0.14634 | 0.086185 | 0.15654 | 29.9105 | 40.405 | 32.3562 | 43.2194 | 70.3154 | 75.5756 | 0.00021826 | -0.014596 | -0.0029012 | -0.018858 | 0.081942 | -4.0298 | -1.0892 | -5.2068 | -3.9479 | -6.296 | 86.9873 | -0.95137 | 99.3268 | -8.2746
20133 | 2013 | 3 | 100% | 100% | 100% | 50% | 50% | 750856.1998 | 552196.902 | 0.064426 | 0.11834 | 0.066303 | 0.12043 | 24.1872 | 32.6736 | 24.892 | 33.2492 | 56.8607 | 58.1413 | 0.0001765 | -0.011803 | -0.0022319 | -0.014508 | 0.066263 | -3.2587 | -0.83792 | -4.0056 | -3.1925 | -4.8436 | 86.9873 | -0.95137 | 99.3268 | -8.2746
20134 | 2013 | 4 | 100% | 100% | 100% | 50% | 50% | 750856.1998 | 552196.902 | 0.068547 | 0.12591 | 0.1137 | 0.2065 | 25.7344 | 34.7637 | 42.6846 | 57.0155 | 60.4981 | 99.7001 | 0.00018779 | -0.012558 | -0.0038272 | -0.024878 | 0.070501 | -3.4672 | -1.4369 | -6.8689 | -3.3967 | -8.3057 | 86.9873 | -0.95137 | 99.3268 | -8.2746
20135 | 2013 | 5 | 100% | 100% | 100% | 50% | 50% | 750856.1998 | 552196.902 | 0.081184 | 0.14912 | 0.13164 | 0.2391 | 30.4787 | 41.1726 | 49.4213 | 66.0139 | 71.6514 | 115.4352 | 0.00022241 | -0.014873 | -0.0044313 | -0.028805 | 0.083499 | -4.1064 | -1.6636 | -7.9529 | -4.0229 | -9.6165 | 86.9873 | -0.95137 | 99.3268 | -8.2746
20136 | 2013 | 6 | 100% | 100% | 100% | 50% | 50% | 750856.1998 | 552196.902 | 0.073169 | 0.1344 | 0.13228 | 0.24026 | 27.4699 | 37.1081 | 49.6626 | 66.3363 | 64.5779 | 115.9989 | 0.00020045 | -0.013405 | -0.0044529 | -0.028945 | 0.075256 | -3.701 | -1.6717 | -7.9918 | -3.6258 | -9.6635 | 86.9873 | -0.95137 | 99.3268 | -8.2746
20137 | 2013 | 7 | 100% | 100% | 100% | 50% | 50% | 750856.1998 | 552196.902 | 0.11285 | 0.2073 | 0.14608 | 0.26533 | 42.3684 | 57.234 | 54.843 | 73.256 | 99.6024 | 128.099 | 0.00030917 | -0.020675 | -0.0049174 | -0.031965 | 0.11607 | -5.7083 | -1.8461 | -8.8254 | -5.5922 | -10.6715 | 86.9873 | -0.95137 | 99.3268 | -8.2746
20138 | 2013 | 8 | 100% | 100% | 100% | 50% | 50% | 750856.1998 | 552196.902 | 0.11046 | 0.20289 | 0.14721 | 0.26738 | 41.4689 | 56.0188 | 55.2682 | 73.8239 | 97.4877 | 129.0921 | 0.00030261 | -0.020236 | -0.0049555 | -0.032212 | 0.11361 | -5.5871 | -1.8604 | -8.8938 | -5.4735 | -10.7543 | 86.9873 | -0.95137 | 99.3268 | -8.2746
20139 | 2013 | 9 | 100% | 100% | 100% | 50% | 50% | 750856.1998 | 552196.902 | 0.10168 | 0.18677 | 0.14946 | 0.27145 | 38.1738 | 51.5676 | 56.1098 | 74.948 | 89.7414 | 131.0578 | 0.00027856 | -0.018628 | -0.005031 | -0.032703 | 0.10458 | -5.1431 | -1.8888 | -9.0292 | -5.0386 | -10.918 | 86.9873 | -0.95137 | 99.3268 | -8.2746
201310 | 2013 | 10 | 100% | 100% | 100% | 50% | 50% | 750856.1998 | 552196.902 | 0.084143 | 0.15456 | 0.13255 | 0.24075 | 31.5897 | 42.6734 | 49.764 | 66.4717 | 74.2631 | 116.2357 | 0.00023052 | -0.015415 | -0.004462 | -0.029004 | 0.086542 | -4.2561 | -1.6752 | -8.0081 | -4.1695 | -9.6832 | 86.9873 | -0.95137 | 99.3268 | -8.2746
201311 | 2013 | 11 | 100% | 100% | 100% | 50% | 50% | 750856.1998 | 552196.902 | 0.063394 | 0.11644 | 0.092943 | 0.16881 | 23.7998 | 32.1503 | 34.8936 | 46.6087 | 55.9501 | 81.5022 | 0.00017367 | -0.011614 | -0.0031287 | -0.020337 | 0.065201 | -3.2065 | -1.1746 | -5.6151 | -3.1413 | -6.7897 | 86.9873 | -0.95137 | 99.3268 | -8.2746
201312 | 2013 | 12 | 100% | 100% | 100% | 50% | 50% | 750856.1998 | 552196.902 | 0.072776 | 0.13368 | 0.080667 | 0.14652 | 27.322 | 36.9083 | 30.2848 | 40.4526 | 64.2303 | 70.7374 | 0.00019937 | -0.013333 | -0.0027154 | -0.017651 | 0.074851 | -3.6811 | -1.0195 | -4.8735 | -3.6062 | -5.8929 | 86.9873 | -0.95137 | 99.3268 | -8.2746
20141 | 2014 | 1 | 100% | 100% | 100% | 50% | 50% | 761142.9297 | 561363.3706 | 0.085006 | 0.15614 | 0.086805 | 0.15766 | 32.351 | 43.8268 | 33.0356 | 44.2532 | 76.1778 | 77.2887 | 0.00023288 | -0.015573 | -0.002922 | -0.018994 | 0.088628 | -4.3711 | -1.112 | -5.3313 | -4.2825 | -6.4434 | 88.324 | -0.96746 | 100.8523 | -8.4078
20142 | 2014 | 2 | 100% | 100% | 100% | 50% | 50% | 761142.9297 | 561363.3706 | 0.080148 | 0.14722 | 0.086702 | 0.15748 | 30.5022 | 41.3221 | 32.9963 | 44.2005 | 71.8243 | 77.1968 | 0.00021957 | -0.014683 | -0.0029186 | -0.018972 | 0.083563 | -4.1213 | -1.1107 | -5.325 | -4.0377 | -6.4357 | 88.324 | -0.96746 | 100.8523 | -8.4078
20143 | 2014 | 3 | 100% | 100% | 100% | 50% | 50% | 761142.9297 | 561363.3706 | 0.064812 | 0.11905 | 0.066701 | 0.12115 | 24.6656 | 33.4153 | 25.3844 | 34.004 | 58.0809 | 59.3884 | 0.00017756 | -0.011874 | -0.0022453 | -0.014595 | 0.067573 | -3.3327 | -0.85449 | -4.0966 | -3.2651 | -4.9511 | 88.324 | -0.96746 | 100.8523 | -8.4078
20144 | 2014 | 4 | 100% | 100% | 100% | 50% | 50% | 761142.9297 | 561363.3706 | 0.068958 | 0.12667 | 0.11438 | 0.20774 | 26.2435 | 35.5528 | 43.529 | 58.3097 | 61.7963 | 101.8388 | 0.00018892 | -0.012633 | -0.0038502 | -0.025028 | 0.071896 | -3.5459 | -1.4653 | -7.0248 | -3.474 | -8.4901 | 88.324 | -0.96746 | 100.8523 | -8.4078
20145 | 2014 | 5 | 100% | 100% | 100% | 50% | 50% | 761142.9297 | 561363.3706 | 0.081671 | 0.15002 | 0.13243 | 0.24053 | 31.0817 | 42.1072 | 50.3989 | 67.5124 | 73.1889 | 117.9114 | 0.00022374 | -0.014962 | -0.0044579 | -0.028977 | 0.085151 | -4.1996 | -1.6965 | -8.1335 | -4.1145 | -9.83 | 88.324 | -0.96746 | 100.8523 | -8.4078
20146 | 2014 | 6 | 100% | 100% | 100% | 50% | 50% | 761142.9297 | 561363.3706 | 0.073608 | 0.13521 | 0.13308 | 0.2417 | 28.0133 | 37.9504 | 50.6451 | 67.8421 | 65.9637 | 118.4872 | 0.00020166 | -0.013485 | -0.0044796 | -0.029119 | 0.076744 | -3.785 | -1.7048 | -8.1732 | -3.7083 | -9.878 | 88.324 | -0.96746 | 100.8523 | -8.4078
20147 | 2014 | 7 | 100% | 100% | 100% | 50% | 50% | 761142.9297 | 561363.3706 | 0.11353 | 0.20854 | 0.14696 | 0.26692 | 43.2065 | 58.5331 | 55.928 | 74.9189 | 101.7397 | 130.8468 | 0.00031103 | -0.020799 | -0.0049469 | -0.032156 | 0.11837 | -5.8379 | -1.8827 | -9.0257 | -5.7195 | -10.9084 | 88.324 | -0.96746 | 100.8523 | -8.4078
20148 | 2014 | 8 | 100% | 100% | 100% | 50% | 50% | 761142.9297 | 561363.3706 | 0.11112 | 0.20411 | 0.1481 | 0.26899 | 42.2892 | 57.2905 | 56.3615 | 75.4997 | 99.5797 | 131.8612 | 0.00030442 | -0.020357 | -0.0049853 | -0.032406 | 0.11585 | -5.7139 | -1.8972 | -9.0957 | -5.5981 | -10.993 | 88.324 | -0.96746 | 100.8523 | -8.4078
20149 | 2014 | 9 | 100% | 100% | 100% | 50% | 50% | 761142.9297 | 561363.3706 | 0.10229 | 0.18789 | 0.15035 | 0.27308 | 38.9289 | 52.7382 | 57.2197 | 76.6493 | 91.6671 | 133.869 | 0.00028023 | -0.01874 | -0.0050612 | -0.032899 | 0.10665 | -5.2599 | -1.9261 | -9.2342 | -5.1532 | -11.1603 | 88.324 | -0.96746 | 100.8523 | -8.4078
201410 | 2014 | 10 | 100% | 100% | 100% | 50% | 50% | 761142.9297 | 561363.3706 | 0.084648 | 0.15549 | 0.13335 | 0.2422 | 32.2146 | 43.642 | 50.7484 | 67.9806 | 75.8567 | 118.7291 | 0.0002319 | -0.015508 | -0.0044888 | -0.029178 | 0.088254 | -4.3527 | -1.7083 | -8.1899 | -4.2644 | -9.8982 | 88.324 | -0.96746 | 100.8523 | -8.4078
201411 | 2014 | 11 | 100% | 100% | 100% | 50% | 50% | 761142.9297 | 561363.3706 | 0.063774 | 0.11714 | 0.093501 | 0.16982 | 24.2706 | 32.8801 | 35.5838 | 47.6667 | 57.1507 | 83.2505 | 0.00017471 | -0.011683 | -0.0031474 | -0.020459 | 0.066491 | -3.2793 | -1.1978 | -5.7426 | -3.2128 | -6.9404 | 88.324 | -0.96746 | 100.8523 | -8.4078
201412 | 2014 | 12 | 100% | 100% | 100% | 50% | 50% | 761142.9297 | 561363.3706 | 0.073212 | 0.13448 | 0.081151 | 0.14739 | 27.8625 | 37.7461 | 30.8839 | 41.3709 | 65.6086 | 72.2548 | 0.00020057 | -0.013413 | -0.0027317 | -0.017757 | 0.076331 | -3.7646 | -1.0396 | -4.9841 | -3.6883 | -6.0237 | 88.324 | -0.96746 | 100.8523 | -8.4078
20151 | 2015 | 1 | 100% | 100% | 100% | 50% | 50% | 771570.5878 | 570682.0026 | 0.085516 | 0.15708 | 0.087326 | 0.15861 | 32.991 | 44.8217 | 33.6891 | 45.2577 | 77.8127 | 78.9468 | 0.00023428 | -0.015667 | -0.0029396 | -0.019108 | 0.090381 | -4.4703 | -1.134 | -5.4523 | -4.38 | -6.5864 | 89.6814 | -0.98381 | 102.4014 | -8.5432
20152 | 2015 | 2 | 100% | 100% | 100% | 50% | 50% | 771570.5878 | 570682.0026 | 0.080629 | 0.1481 | 0.087222 | 0.15842 | 31.1056 | 42.2601 | 33.649 | 45.2038 | 73.3657 | 78.8528 | 0.00022089 | -0.014771 | -0.0029361 | -0.019085 | 0.085216 | -4.2149 | -1.1327 | -5.4459 | -4.1296 | -6.5786 | 89.6814 | -0.98381 | 102.4014 | -8.5432
20153 | 2015 | 3 | 100% | 100% | 100% | 50% | 50% | 771570.5878 | 570682.0026 | 0.065201 | 0.11976 | 0.067101 | 0.12187 | 25.1536 | 34.1738 | 25.8866 | 34.7759 | 59.3273 | 60.6625 | 0.00017862 | -0.011945 | -0.0022588 | -0.014683 | 0.06891 | -3.4084 | -0.8714 | -4.1896 | -3.3394 | -5.061 | 89.6814 | -0.98381 | 102.4014 | -8.5432
20154 | 2015 | 4 | 100% | 100% | 100% | 50% | 50% | 771570.5878 | 570682.0026 | 0.069372 | 0.12743 | 0.11506 | 0.20899 | 26.7626 | 36.3598 | 44.3901 | 59.6334 | 63.1225 | 104.0235 | 0.00019005 | -0.012709 | -0.0038733 | -0.025178 | 0.073318 | -3.6264 | -1.4943 | -7.1842 | -3.5531 | -8.6785 | 89.6814 | -0.98381 | 102.4014 | -8.5432
20155 | 2015 | 5 | 100% | 100% | 100% | 50% | 50% | 771570.5878 | 570682.0026 | 0.082161 | 0.15092 | 0.13322 | 0.24197 | 31.6965 | 43.0631 | 51.3959 | 69.0449 | 74.7596 | 120.4409 | 0.00022509 | -0.015052 | -0.0044846 | -0.029151 | 0.086835 | -4.2949 | -1.7301 | -8.3181 | -4.2081 | -10.0482 | 89.6814 | -0.98381 | 102.4014 | -8.5432
20156 | 2015 | 6 | 100% | 100% | 100% | 50% | 50% | 771570.5878 | 570682.0026 | 0.07405 | 0.13602 | 0.13387 | 0.24316 | 28.5675 | 38.8119 | 51.6469 | 69.3821 | 67.3793 | 121.029 | 0.00020287 | -0.013566 | -0.0045065 | -0.029294 | 0.078263 | -3.8709 | -1.7385 | -8.3587 | -3.7927 | -10.0972 | 89.6814 | -0.98381 | 102.4014 | -8.5432
20157 | 2015 | 7 | 100% | 100% | 100% | 50% | 50% | 771570.5878 | 570682.0026 | 0.11421 | 0.20979 | 0.14784 | 0.26852 | 44.0613 | 59.8618 | 57.0343 | 76.6195 | 103.9231 | 133.6538 | 0.00031289 | -0.020924 | -0.0049766 | -0.032349 | 0.12071 | -5.9704 | -1.9199 | -9.2306 | -5.8497 | -11.1505 | 89.6814 | -0.98381 | 102.4014 | -8.5432
20158 | 2015 | 8 | 100% | 100% | 100% | 50% | 50% | 771570.5878 | 570682.0026 | 0.11179 | 0.20534 | 0.14899 | 0.2706 | 43.1258 | 58.5909 | 57.4765 | 77.2135 | 101.7167 | 134.69 | 0.00030625 | -0.020479 | -0.0050152 | -0.0326 | 0.11815 | -5.8436 | -1.9348 | -9.3022 | -5.7255 | -11.237 | 89.6814 | -0.98381 | 102.4014 | -8.5432
20159 | 2015 | 9 | 100% | 100% | 100% | 50% | 50% | 771570.5878 | 570682.0026 | 0.1029 | 0.18902 | 0.15125 | 0.27472 | 39.699 | 53.9353 | 58.3517 | 78.3892 | 93.6343 | 136.7409 | 0.00028191 | -0.018852 | -0.0050915 | -0.033097 | 0.10876 | -5.3793 | -1.9642 | -9.4438 | -5.2705 | -11.4081 | 89.6814 | -0.98381 | 102.4014 | -8.5432
201510 | 2015 | 10 | 100% | 100% | 100% | 50% | 50% | 771570.5878 | 570682.0026 | 0.085156 | 0.15642 | 0.13415 | 0.24365 | 32.8519 | 44.6327 | 51.7524 | 69.5237 | 77.4846 | 121.2761 | 0.00023329 | -0.015601 | -0.0045157 | -0.029354 | 0.09 | -4.4515 | -1.7421 | -8.3758 | -4.3615 | -10.1179 | 89.6814 | -0.98381 | 102.4014 | -8.5432
201511 | 2015 | 11 | 100% | 100% | 100% | 50% | 50% | 771570.5878 | 570682.0026 | 0.064157 | 0.11785 | 0.094062 | 0.17084 | 24.7507 | 33.6264 | 36.2878 | 48.7487 | 58.3772 | 85.0365 | 0.00017576 | -0.011754 | -0.0031663 | -0.020582 | 0.067806 | -3.3538 | -1.2215 | -5.8729 | -3.286 | -7.0944 | 89.6814 | -0.98381 | 102.4014 | -8.5432
201512 | 2015 | 12 | 100% | 100% | 100% | 50% | 50% | 771570.5878 | 570682.0026 | 0.073652 | 0.13529 | 0.081638 | 0.14828 | 28.4137 | 38.6029 | 31.4949 | 42.31 | 67.0166 | 73.8048 | 0.00020177 | -0.013493 | -0.0027481 | -0.017864 | 0.077841 | -3.8501 | -1.0602 | -5.0972 | -3.7723 | -6.1574 | 89.6814 | -0.98381 | 102.4014 | -8.5432
20161 | 2016 | 1 | 100% | 100% | 100% | 50% | 50% | 782141.1049 | 580155.3238 | 0.08603 | 0.15802 | 0.08785 | 0.15956 | 33.6436 | 45.8391 | 34.3555 | 46.285 | 79.4827 | 80.6406 | 0.00023568 | -0.015761 | -0.0029572 | -0.019223 | 0.092169 | -4.5718 | -1.1565 | -5.5761 | -4.4796 | -6.7326 | 91.0598 | -1.0004 | 103.9746 | -8.6807
20162 | 2016 | 2 | 100% | 100% | 100% | 50% | 50% | 782141.1049 | 580155.3238 | 0.081113 | 0.14899 | 0.087745 | 0.15937 | 31.7209 | 43.2194 | 34.3147 | 46.2299 | 74.9403 | 80.5446 | 0.00022221 | -0.01486 | -0.0029537 | -0.0192 | 0.086902 | -4.3105 | -1.1551 | -5.5695 | -4.2236 | -6.7246 | 91.0598 | -1.0004 | 103.9746 | -8.6807
20163 | 2016 | 3 | 100% | 100% | 100% | 50% | 50% | 782141.1049 | 580155.3238 | 0.065592 | 0.12048 | 0.067504 | 0.12261 | 25.6512 | 34.9495 | 26.3987 | 35.5653 | 60.6007 | 61.9639 | 0.00017969 | -0.012017 | -0.0022723 | -0.014771 | 0.070273 | -3.4857 | -0.88864 | -4.2847 | -3.4154 | -5.1733 | 91.0598 | -1.0004 | 103.9746 | -8.6807
20164 | 2016 | 4 | 100% | 100% | 100% | 50% | 50% | 782141.1049 | 580155.3238 | 0.069788 | 0.12819 | 0.11575 | 0.21024 | 27.2921 | 37.1852 | 45.2683 | 60.987 | 64.4772 | 106.2553 | 0.00019119 | -0.012785 | -0.0038965 | -0.025329 | 0.074769 | -3.7087 | -1.5238 | -7.3473 | -3.6339 | -8.8711 | 91.0598 | -1.0004 | 103.9746 | -8.6807
20165 | 2016 | 5 | 100% | 100% | 100% | 50% | 50% | 782141.1049 | 580155.3238 | 0.082654 | 0.15182 | 0.13402 | 0.24343 | 32.3236 | 44.0406 | 52.4127 | 70.6122 | 76.3641 | 123.0249 | 0.00022644 | -0.015142 | -0.0045115 | -0.029326 | 0.088553 | -4.3924 | -1.7643 | -8.5069 | -4.3039 | -10.2712 | 91.0598 | -1.0004 | 103.9746 | -8.6807
20166 | 2016 | 6 | 100% | 100% | 100% | 50% | 50% | 782141.1049 | 580155.3238 | 0.074494 | 0.13684 | 0.13468 | 0.24461 | 29.1326 | 39.6929 | 52.6686 | 70.9571 | 68.8255 | 123.6257 | 0.00020408 | -0.013647 | -0.0045335 | -0.029469 | 0.079811 | -3.9588 | -1.7729 | -8.5484 | -3.879 | -10.3214 | 91.0598 | -1.0004 | 103.9746 | -8.6807
20167 | 2016 | 7 | 100% | 100% | 100% | 50% | 50% | 782141.1049 | 580155.3238 | 0.1149 | 0.21105 | 0.14873 | 0.27013 | 44.9329 | 61.2207 | 58.1626 | 78.3587 | 106.1536 | 136.5213 | 0.00031477 | -0.021049 | -0.0050065 | -0.032543 | 0.1231 | -6.1059 | -1.9579 | -9.4401 | -5.9828 | -11.398 | 91.0598 | -1.0004 | 103.9746 | -8.6807
20168 | 2016 | 8 | 100% | 100% | 100% | 50% | 50% | 782141.1049 | 580155.3238 | 0.11246 | 0.20657 | 0.14988 | 0.27222 | 43.9789 | 59.9209 | 58.6135 | 78.9662 | 103.8998 | 137.5797 | 0.00030809 | -0.020602 | -0.0050453 | -0.032796 | 0.12048 | -5.9763 | -1.9731 | -9.5133 | -5.8558 | -11.4864 | 91.0598 | -1.0004 | 103.9746 | -8.6807
20169 | 2016 | 9 | 100% | 100% | 100% | 50% | 50% | 782141.1049 | 580155.3238 | 0.10352 | 0.19015 | 0.15216 | 0.27637 | 40.4844 | 55.1596 | 59.506 | 80.1686 | 95.644 | 139.6746 | 0.00028361 | -0.018965 | -0.0051221 | -0.033295 | 0.11091 | -5.5014 | -2.0031 | -9.6582 | -5.3905 | -11.6613 | 91.0598 | -1.0004 | 103.9746 | -8.6807
201610 | 2016 | 10 | 100% | 100% | 100% | 50% | 50% | 782141.1049 | 580155.3238 | 0.085667 | 0.15736 | 0.13495 | 0.24511 | 33.5018 | 45.6459 | 52.7761 | 71.1019 | 79.1476 | 123.878 | 0.00023469 | -0.015694 | -0.0045428 | -0.02953 | 0.091781 | -4.5525 | -1.7766 | -8.5659 | -4.4608 | -10.3424 | 91.0598 | -1.0004 | 103.9746 | -8.6807
201611 | 2016 | 11 | 100% | 100% | 100% | 50% | 50% | 782141.1049 | 580155.3238 | 0.064542 | 0.11855 | 0.094626 | 0.17187 | 25.2403 | 34.3898 | 37.0056 | 49.8553 | 59.6301 | 86.8609 | 0.00017682 | -0.011824 | -0.0031853 | -0.020706 | 0.069148 | -3.4299 | -1.2457 | -6.0062 | -3.3607 | -7.2519 | 91.0598 | -1.0004 | 103.9746 | -8.6807
201612 | 2016 | 12 | 100% | 100% | 100% | 50% | 50% | 782141.1049 | 580155.3238 | 0.074093 | 0.1361 | 0.082128 | 0.14917 | 28.9758 | 39.4792 | 32.1179 | 43.2704 | 68.455 | 75.3883 | 0.00020298 | -0.013574 | -0.0027646 | -0.017971 | 0.079381 | -3.9375 | -1.0812 | -5.2129 | -3.8581 | -6.2941 | 91.0598 | -1.0004 | 103.9746 | -8.6807
20171 | 2017 | 1 | 100% | 100% | 100% | 50% | 50% | 792856.438 | 589785.9022 | 0.086546 | 0.15897 | 0.088377 | 0.16052 | 34.3092 | 46.8796 | 35.0352 | 47.3357 | 81.1888 | 82.3708 | 0.0002371 | -0.015855 | -0.002975 | -0.019338 | 0.093992 | -4.6756 | -1.1794 | -5.7027 | -4.5816 | -6.882 | 92.4596 | -1.0174 | 105.5721 | -8.8205
20172 | 2017 | 2 | 100% | 100% | 100% | 50% | 50% | 792856.438 | 589785.9022 | 0.0816 | 0.14989 | 0.088272 | 0.16033 | 32.3484 | 44.2005 | 34.9935 | 47.2793 | 76.5489 | 82.2728 | 0.00022355 | -0.014949 | -0.0029714 | -0.019315 | 0.088621 | -4.4084 | -1.178 | -5.6959 | -4.3198 | -6.8739 | 92.4596 | -1.0174 | 105.5721 | -8.8205
20173 | 2017 | 3 | 100% | 100% | 100% | 50% | 50% | 792856.438 | 589785.9022 | 0.065986 | 0.12121 | 0.067909 | 0.12334 | 26.1586 | 35.7428 | 26.9209 | 36.3726 | 61.9014 | 63.2935 | 0.00018077 | -0.012089 | -0.0022859 | -0.014859 | 0.071663 | -3.5648 | -0.90621 | -4.3819 | -3.4932 | -5.2881 | 92.4596 | -1.0174 | 105.5721 | -8.8205
20174 | 2017 | 4 | 100% | 100% | 100% | 50% | 50% | 792856.438 | 589785.9022 | 0.070207 | 0.12896 | 0.11645 | 0.21151 | 27.832 | 38.0293 | 46.1638 | 62.3714 | 65.8612 | 108.5351 | 0.00019234 | -0.012862 | -0.0039199 | -0.025481 | 0.076248 | -3.7929 | -1.554 | -7.5141 | -3.7166 | -9.0681 | 92.4596 | -1.0174 | 105.5721 | -8.8205
20175 | 2017 | 5 | 100% | 100% | 100% | 50% | 50% | 792856.438 | 589785.9022 | 0.08315 | 0.15273 | 0.13483 | 0.24489 | 32.963 | 45.0403 | 53.4495 | 72.2151 | 78.0033 | 125.6646 | 0.0002278 | -0.015233 | -0.0045386 | -0.029502 | 0.090305 | -4.4921 | -1.7992 | -8.7 | -4.4018 | -10.4992 | 92.4596 | -1.0174 | 105.5721 | -8.8205
20176 | 2017 | 6 | 100% | 100% | 100% | 50% | 50% | 792856.438 | 589785.9022 | 0.074941 | 0.13766 | 0.13549 | 0.24608 | 29.7089 | 40.5939 | 53.7105 | 72.5677 | 70.3028 | 126.2783 | 0.00020531 | -0.013729 | -0.0045607 | -0.029646 | 0.08139 | -4.0487 | -1.808 | -8.7425 | -3.9673 | -10.5505 | 92.4596 | -1.0174 | 105.5721 | -8.8205
20177 | 2017 | 7 | 100% | 100% | 100% | 50% | 50% | 792856.438 | 589785.9022 | 0.11559 | 0.21232 | 0.14962 | 0.27175 | 45.8218 | 62.6104 | 59.3132 | 80.1374 | 108.4321 | 139.4506 | 0.00031666 | -0.021176 | -0.0050365 | -0.032739 | 0.12553 | -6.2445 | -1.9966 | -9.6544 | -6.119 | -11.651 | 92.4596 | -1.0174 | 105.5721 | -8.8205
20178 | 2017 | 8 | 100% | 100% | 100% | 50% | 50% | 792856.438 | 589785.9022 | 0.11313 | 0.20781 | 0.15078 | 0.27386 | 44.8489 | 61.2811 | 59.773 | 80.7587 | 106.13 | 140.5317 | 0.00030994 | -0.020726 | -0.0050755 | -0.032993 | 0.12287 | -6.1119 | -2.0121 | -9.7293 | -5.9891 | -11.7414 | 92.4596 | -1.0174 | 105.5721 | -8.8205
20179 | 2017 | 9 | 100% | 100% | 100% | 50% | 50% | 792856.438 | 589785.9022 | 0.10414 | 0.1913 | 0.15307 | 0.27803 | 41.2852 | 56.4117 | 60.6832 | 81.9884 | 97.697 | 142.6716 | 0.00028531 | -0.019079 | -0.0051528 | -0.033495 | 0.1131 | -5.6263 | -2.0427 | -9.8774 | -5.5132 | -11.9201 | 92.4596 | -1.0174 | 105.5721 | -8.8205
201710 | 2017 | 10 | 100% | 100% | 100% | 50% | 50% | 792856.438 | 589785.9022 | 0.086181 | 0.1583 | 0.13576 | 0.24658 | 34.1645 | 46.682 | 53.8202 | 72.7159 | 80.8465 | 126.536 | 0.0002361 | -0.015788 | -0.0045701 | -0.029707 | 0.093596 | -4.6559 | -1.8117 | -8.7603 | -4.5623 | -10.572 | 92.4596 | -1.0174 | 105.5721 | -8.8205
201711 | 2017 | 11 | 100% | 100% | 100% | 50% | 50% | 792856.438 | 589785.9022 | 0.064929 | 0.11926 | 0.095194 | 0.1729 | 25.7397 | 35.1704 | 37.7377 | 50.987 | 60.91 | 88.7246 | 0.00017788 | -0.011895 | -0.0032044 | -0.02083 | 0.070516 | -3.5078 | -1.2703 | -6.1426 | -3.4372 | -7.4129 | 92.4596 | -1.0174 | 105.5721 | -8.8205
201712 | 2017 | 12 | 100% | 100% | 100% | 50% | 50% | 792856.438 | 589785.9022 | 0.074538 | 0.13692 | 0.082621 | 0.15006 | 29.549 | 40.3754 | 32.7533 | 44.2526 | 69.9243 | 77.0059 | 0.0002042 | -0.013655 | -0.0027812 | -0.018079 | 0.080952 | -4.0269 | -1.1025 | -5.3313 | -3.9459 | -6.4338 | 92.4596 | -1.0174 | 105.5721 | -8.8205
20181 | 2018 | 1 | 100% | 100% | 100% | 50% | 50% | 803718.5712 | 599576.3482 | 0.087065 | 0.15993 | 0.088907 | 0.16148 | 34.9879 | 47.9438 | 35.7282 | 48.4102 | 82.9317 | 84.1384 | 0.00023852 | -0.01595 | -0.0029928 | -0.019454 | 0.095852 | -4.7817 | -1.2027 | -5.8321 | -4.6859 | -7.0348 | 93.8811 | -1.0346 | 107.1944 | -8.9625
20182 | 2018 | 2 | 100% | 100% | 100% | 50% | 50% | 803718.5712 | 599576.3482 | 0.082089 | 0.15079 | 0.088802 | 0.16129 | 32.9883 | 45.2038 | 35.6857 | 48.3526 | 78.1922 | 84.0383 | 0.00022489 | -0.015039 | -0.0029892 | -0.019431 | 0.090374 | -4.5084 | -1.2013 | -5.8252 | -4.4181 | -7.0265 | 93.8811 | -1.0346 | 107.1944 | -8.9625
20183 | 2018 | 3 | 100% | 100% | 100% | 50% | 50% | 803718.5712 | 599576.3482 | 0.066382 | 0.12193 | 0.068316 | 0.12408 | 26.6761 | 36.5542 | 27.4535 | 37.1982 | 63.2303 | 64.6517 | 0.00018186 | -0.012161 | -0.0022997 | -0.014949 | 0.073081 | -3.6458 | -0.92414 | -4.4814 | -3.5727 | -5.4055 | 93.8811 | -1.0346 | 107.1944 | -8.9625
20184 | 2018 | 4 | 100% | 100% | 100% | 50% | 50% | 803718.5712 | 599576.3482 | 0.070628 | 0.12973 | 0.11715 | 0.21277 | 28.3825 | 38.8925 | 47.077 | 63.7872 | 67.2751 | 110.8642 | 0.00019349 | -0.012939 | -0.0039434 | -0.025634 | 0.077756 | -3.879 | -1.5847 | -7.6847 | -3.8012 | -9.2694 | 93.8811 | -1.0346 | 107.1944 | -8.9625
20185 | 2018 | 5 | 100% | 100% | 100% | 50% | 50% | 803718.5712 | 599576.3482 | 0.083649 | 0.15365 | 0.13564 | 0.24636 | 33.6151 | 46.0627 | 54.5069 | 73.8543 | 79.6778 | 128.3612 | 0.00022916 | -0.015325 | -0.0045658 | -0.029679 | 0.092091 | -4.5941 | -1.8348 | -8.8975 | -4.502 | -10.7323 | 93.8811 | -1.0346 | 107.1944 | -8.9625
20186 | 2018 | 6 | 100% | 100% | 100% | 50% | 50% | 803718.5712 | 599576.3482 | 0.075391 | 0.13848 | 0.1363 | 0.24756 | 30.2966 | 41.5154 | 54.773 | 74.215 | 71.812 | 128.988 | 0.00020654 | -0.013812 | -0.0045881 | -0.029824 | 0.083 | -4.1406 | -1.8438 | -8.9409 | -4.0576 | -10.7847 | 93.8811 | -1.0346 | 107.1944 | -8.9625
20187 | 2018 | 7 | 100% | 100% | 100% | 50% | 50% | 803718.5712 | 599576.3482 | 0.11628 | 0.21359 | 0.15052 | 0.27338 | 46.7282 | 64.0316 | 60.4865 | 81.9565 | 110.7598 | 142.4431 | 0.00031856 | -0.021303 | -0.0050667 | -0.032935 | 0.12802 | -6.3863 | -2.0361 | -9.8736 | -6.2582 | -11.9097 | 93.8811 | -1.0346 | 107.1944 | -8.9625
20188 | 2018 | 8 | 100% | 100% | 100% | 50% | 50% | 803718.5712 | 599576.3482 | 0.11381 | 0.20905 | 0.15168 | 0.2755 | 45.7361 | 62.6721 | 60.9555 | 82.5919 | 108.4083 | 143.5474 | 0.00031179 | -0.02085 | -0.005106 | -0.033191 | 0.1253 | -6.2507 | -2.0519 | -9.9501 | -6.1254 | -12.002 | 93.8811 | -1.0346 | 107.1944 | -8.9625
20189 | 2018 | 9 | 100% | 100% | 100% | 50% | 50% | 803718.5712 | 599576.3482 | 0.10477 | 0.19244 | 0.15399 | 0.2797 | 42.102 | 57.6922 | 61.8836 | 83.8495 | 99.7942 | 145.7331 | 0.00028702 | -0.019194 | -0.0051837 | -0.033696 | 0.11534 | -5.754 | -2.0831 | -10.1016 | -5.6387 | -12.1848 | 93.8811 | -1.0346 | 107.1944 | -8.9625
201810 | 2018 | 10 | 100% | 100% | 100% | 50% | 50% | 803718.5712 | 599576.3482 | 0.086698 | 0.15925 | 0.13658 | 0.24806 | 34.8403 | 47.7417 | 54.8848 | 74.3665 | 82.582 | 129.2514 | 0.00023752 | -0.015883 | -0.0045975 | -0.029885 | 0.095448 | -4.7616 | -1.8475 | -8.9592 | -4.6661 | -10.8067 | 93.8811 | -1.0346 | 107.1944 | -8.9625
201811 | 2018 | 11 | 100% | 100% | 100% | 50% | 50% | 803718.5712 | 599576.3482 | 0.065318 | 0.11998 | 0.095765 | 0.17394 | 26.2488 | 35.9687 | 38.4842 | 52.1444 | 62.2176 | 90.6285 | 0.00017894 | -0.011966 | -0.0032237 | -0.020955 | 0.071911 | -3.5874 | -1.2955 | -6.282 | -3.5155 | -7.5775 | 93.8811 | -1.0346 | 107.1944 | -8.9625
201812 | 2018 | 12 | 100% | 100% | 100% | 50% | 50% | 803718.5712 | 599576.3482 | 0.074985 | 0.13774 | 0.083117 | 0.15096 | 30.1335 | 41.2919 | 33.4012 | 45.2571 | 71.4254 | 78.6583 | 0.00020543 | -0.013737 | -0.0027979 | -0.018187 | 0.082553 | -4.1183 | -1.1244 | -5.4523 | -4.0357 | -6.5766 | 93.8811 | -1.0346 | 107.1944 | -8.9625
20191 | 2019 | 1 | 100% | 100% | 100% | 50% | 50% | 814729.5157 | 609529.3155 | 0.087587 | 0.16089 | 0.089441 | 0.16245 | 35.68 | 49.0321 | 36.435 | 49.5091 | 84.7121 | 85.9441 | 0.00023995 | -0.016046 | -0.0030108 | -0.019571 | 0.097748 | -4.8903 | -1.2265 | -5.9645 | -4.7925 | -7.191 | 95.3247 | -1.052 | 108.8418 | -9.1069
20192 | 2019 | 2 | 100% | 100% | 100% | 50% | 50% | 814729.5157 | 609529.3155 | 0.082582 | 0.15169 | 0.089334 | 0.16226 | 33.6409 | 46.2299 | 36.3917 | 49.4501 | 79.8708 | 85.8418 | 0.00022624 | -0.015129 | -0.0030072 | -0.019548 | 0.092162 | -4.6108 | -1.225 | -5.9574 | -4.5186 | -7.1824 | 95.3247 | -1.052 | 108.8418 | -9.1069
20193 | 2019 | 3 | 100% | 100% | 100% | 50% | 50% | 814729.5157 | 609529.3155 | 0.06678 | 0.12266 | 0.068726 | 0.12483 | 27.2038 | 37.3839 | 27.9966 | 38.0426 | 64.5877 | 66.0392 | 0.00018295 | -0.012234 | -0.0023135 | -0.015038 | 0.074527 | -3.7285 | -0.94242 | -4.5831 | -3.654 | -5.5255 | 95.3247 | -1.052 | 108.8418 | -9.1069
20194 | 2019 | 4 | 100% | 100% | 100% | 50% | 50% | 814729.5157 | 609529.3155 | 0.071052 | 0.13051 | 0.11785 | 0.21405 | 28.944 | 39.7754 | 48.0083 | 65.2351 | 68.7194 | 113.2434 | 0.00019465 | -0.013017 | -0.0039671 | -0.025787 | 0.079294 | -3.967 | -1.6161 | -7.8591 | -3.8877 | -9.4752 | 95.3247 | -1.052 | 108.8418 | -9.1069
20195 | 2019 | 5 | 100% | 100% | 100% | 50% | 50% | 814729.5157 | 609529.3155 | 0.084151 | 0.15457 | 0.13645 | 0.24783 | 34.2801 | 47.1083 | 55.5851 | 75.5308 | 81.3883 | 131.1159 | 0.00023054 | -0.015416 | -0.0045932 | -0.029857 | 0.093913 | -4.6984 | -1.8711 | -9.0995 | -4.6045 | -10.9706 | 95.3247 | -1.052 | 108.8418 | -9.1069
20196 | 2019 | 6 | 100% | 100% | 100% | 50% | 50% | 814729.5157 | 609529.3155 | 0.075843 | 0.13931 | 0.13712 | 0.24904 | 30.8959 | 42.4577 | 55.8566 | 75.8997 | 73.3537 | 131.7562 | 0.00020778 | -0.013895 | -0.0046156 | -0.030003 | 0.084642 | -4.2346 | -1.8803 | -9.1439 | -4.1499 | -11.0241 | 95.3247 | -1.052 | 108.8418 | -9.1069
20197 | 2019 | 7 | 100% | 100% | 100% | 50% | 50% | 814729.5157 | 609529.3155 | 0.11698 | 0.21487 | 0.15142 | 0.27502 | 47.6526 | 65.4851 | 61.6831 | 83.8169 | 113.1377 | 145.5 | 0.00032047 | -0.02143 | -0.0050971 | -0.033133 | 0.13055 | -6.5312 | -2.0764 | -10.0977 | -6.4007 | -12.1741 | 95.3247 | -1.052 | 108.8418 | -9.1069
20198 | 2019 | 8 | 100% | 100% | 100% | 50% | 50% | 814729.5157 | 609529.3155 | 0.11449 | 0.21031 | 0.15259 | 0.27715 | 46.6409 | 64.0948 | 62.1613 | 84.4667 | 110.7357 | 146.628 | 0.00031367 | -0.020975 | -0.0051366 | -0.03339 | 0.12778 | -6.3926 | -2.0925 | -10.176 | -6.2648 | -12.2685 | 95.3247 | -1.052 | 108.8418 | -9.1069
20199 | 2019 | 9 | 100% | 100% | 100% | 50% | 50% | 814729.5157 | 609529.3155 | 0.1054 | 0.1936 | 0.15492 | 0.28137 | 42.9348 | 59.0018 | 63.1078 | 85.7529 | 101.9366 | 148.8606 | 0.00028874 | -0.019309 | -0.0052148 | -0.033898 | 0.11762 | -5.8846 | -2.1243 | -10.3309 | -5.767 | -12.4553 | 95.3247 | -1.052 | 108.8418 | -9.1069
201910 | 2019 | 10 | 100% | 100% | 100% | 50% | 50% | 814729.5157 | 609529.3155 | 0.087218 | 0.16021 | 0.1374 | 0.24955 | 35.5296 | 48.8254 | 55.9706 | 76.0546 | 84.3549 | 132.0252 | 0.00023894 | -0.015978 | -0.0046251 | -0.030064 | 0.097336 | -4.8696 | -1.8841 | -9.1626 | -4.7723 | -11.0466 | 95.3247 | -1.052 | 108.8418 | -9.1069
201911 | 2019 | 11 | 100% | 100% | 100% | 50% | 50% | 814729.5157 | 609529.3155 | 0.06571 | 0.1207 | 0.09634 | 0.17498 | 26.7681 | 36.7852 | 39.2455 | 53.328 | 63.5533 | 92.5735 | 0.00018002 | -0.012038 | -0.003243 | -0.021081 | 0.073333 | -3.6688 | -1.3211 | -6.4246 | -3.5955 | -7.7457 | 95.3247 | -1.052 | 108.8418 | -9.1069
201912 | 2019 | 12 | 100% | 100% | 100% | 50% | 50% | 814729.5157 | 609529.3155 | 0.075435 | 0.13856 | 0.083615 | 0.15187 | 30.7296 | 42.2292 | 34.0619 | 46.2844 | 72.9588 | 80.3464 | 0.00020666 | -0.01382 | -0.0028147 | -0.018296 | 0.084186 | -4.2118 | -1.1466 | -5.576 | -4.1276 | -6.7226 | 95.3247 | -1.052 | 108.8418 | -9.1069
20201 | 2020 | 1 | 100% | 100% | 100% | 50% | 50% | 814729.5157 | 609529.3155 | 0.088113 | 0.16185 | 0.089977 | 0.16342 | 35.8941 | 49.3263 | 36.6536 | 49.8061 | 85.2204 | 86.4597 | 0.00024139 | -0.016142 | -0.0030288 | -0.019688 | 0.098335 | -4.9196 | -1.2338 | -6.0003 | -4.8213 | -7.2341 | 95.3247 | -1.052 | 108.8418 | -9.1069
20202 | 2020 | 2 | 100% | 100% | 100% | 50% | 50% | 814729.5157 | 609529.3155 | 0.083077 | 0.1526 | 0.08987 | 0.16323 | 33.8427 | 46.5073 | 36.61 | 49.7468 | 80.3501 | 86.3569 | 0.0002276 | -0.01522 | -0.0030252 | -0.019665 | 0.092715 | -4.6385 | -1.2324 | -5.9932 | -4.5457 | -7.2255 | 95.3247 | -1.052 | 108.8418 | -9.1069
20203 | 2020 | 3 | 100% | 100% | 100% | 50% | 50% | 814729.5157 | 609529.3155 | 0.067181 | 0.1234 | 0.069138 | 0.12558 | 27.367 | 37.6083 | 28.1645 | 38.2709 | 64.9753 | 66.4354 | 0.00018405 | -0.012308 | -0.0023273 | -0.015128 | 0.074974 | -3.7509 | -0.94808 | -4.6106 | -3.6759 | -5.5587 | 95.3247 | -1.052 | 108.8418 | -9.1069
20204 | 2020 | 4 | 100% | 100% | 100% | 50% | 50% | 814729.5157 | 609529.3155 | 0.071478 | 0.13129 | 0.11856 | 0.21534 | 29.1177 | 40.014 | 48.2963 | 65.6266 | 69.1317 | 113.9229 | 0.00019582 | -0.013095 | -0.0039909 | -0.025942 | 0.07977 | -3.9908 | -1.6258 | -7.9063 | -3.9111 | -9.532 | 95.3247 | -1.052 | 108.8418 | -9.1069
20205 | 2020 | 5 | 100% | 100% | 100% | 50% | 50% | 814729.5157 | 609529.3155 | 0.084656 | 0.1555 | 0.13727 | 0.24932 | 34.4857 | 47.3909 | 55.9186 | 75.984 | 81.8767 | 131.9026 | 0.00023192 | -0.015509 | -0.0046208 | -0.030036 | 0.094476 | -4.7266 | -1.8823 | -9.154 | -4.6321 | -11.0364 | 95.3247 | -1.052 | 108.8418 | -9.1069
20206 | 2020 | 6 | 100% | 100% | 100% | 50% | 50% | 814729.5157 | 609529.3155 | 0.076298 | 0.14015 | 0.13794 | 0.25054 | 31.0813 | 42.7125 | 56.1917 | 76.3551 | 73.7938 | 132.5468 | 0.00020903 | -0.013978 | -0.0046433 | -0.030183 | 0.08515 | -4.26 | -1.8915 | -9.1988 | -4.1748 | -11.0903 | 95.3247 | -1.052 | 108.8418 | -9.1069
20207 | 2020 | 7 | 100% | 100% | 100% | 50% | 50% | 814729.5157 | 609529.3155 | 0.11768 | 0.21616 | 0.15233 | 0.27667 | 47.9385 | 65.878 | 62.0532 | 84.3198 | 113.8165 | 146.373 | 0.00032239 | -0.021559 | -0.0051277 | -0.033332 | 0.13133 | -6.5704 | -2.0888 | -10.1583 | -6.4391 | -12.2471 | 95.3247 | -1.052 | 108.8418 | -9.1069
20208 | 2020 | 8 | 100% | 100% | 100% | 50% | 50% | 814729.5157 | 609529.3155 | 0.11518 | 0.21157 | 0.15351 | 0.27882 | 46.9208 | 64.4794 | 62.5343 | 84.9735 | 111.4001 | 147.5078 | 0.00031555 | -0.021101 | -0.0051674 | -0.03359 | 0.12854 | -6.4309 | -2.105 | -10.237 | -6.3024 | -12.3421 | 95.3247 | -1.052 | 108.8418 | -9.1069
20209 | 2020 | 9 | 100% | 100% | 100% | 50% | 50% | 814729.5157 | 609529.3155 | 0.10603 | 0.19476 | 0.15585 | 0.28306 | 43.1924 | 59.3558 | 63.4864 | 86.2674 | 102.5483 | 149.7538 | 0.00029047 | -0.019425 | -0.0052461 | -0.034101 | 0.11833 | -5.9199 | -2.1371 | -10.3929 | -5.8016 | -12.53 | 95.3247 | -1.052 | 108.8418 | -9.1069
202010 | 2020 | 10 | 100% | 100% | 100% | 50% | 50% | 814729.5157 | 609529.3155 | 0.087741 | 0.16117 | 0.13822 | 0.25105 | 35.7427 | 49.1183 | 56.3064 | 76.5109 | 84.8611 | 132.8173 | 0.00024037 | -0.016074 | -0.0046528 | -0.030245 | 0.09792 | -4.8989 | -1.8954 | -9.2175 | -4.8009 | -11.1129 | 95.3247 | -1.052 | 108.8418 | -9.1069
202011 | 2020 | 11 | 100% | 100% | 100% | 50% | 50% | 814729.5157 | 609529.3155 | 0.066105 | 0.12142 | 0.096918 | 0.17603 | 26.9287 | 37.0059 | 39.481 | 53.648 | 63.9346 | 93.1289 | 0.0001811 | -0.01211 | -0.0032625 | -0.021207 | 0.073773 | -3.6908 | -1.329 | -6.4632 | -3.617 | -7.7922 | 95.3247 | -1.052 | 108.8418 | -9.1069
202012 | 2020 | 12 | 100% | 100% | 100% | 50% | 50% | 814729.5157 | 609529.3155 | 0.075888 | 0.13939 | 0.084117 | 0.15278 | 30.914 | 42.4826 | 34.2663 | 46.5621 | 73.3966 | 80.8285 | 0.0002079 | -0.013903 | -0.0028316 | -0.018406 | 0.084691 | -4.237 | -1.1535 | -5.6095 | -4.1524 | -6.763 | 95.3247 | -1.052 | 108.8418 | -9.1069

## Annual inputs
| Month | 1 in 2 Average On-peak Impact Per Customer zone2 (kw) | 1 in 2 Average On-Peak Impact per Customer zone3 (kw) | 1 in 10 Average On-peak Impact Per Customer zone2 (kw) | 1 in 10 Average On-Peak Impact per Customer zone3 (kw) | Avearge DLP Res Onpeak 1 in 2 Usage | Average DLP res onpeak 1 in 10 usage | 1 in 2 Average Off-Peak Impact Per Customer zone2 (kw) | 1 in 2 Average Off-Peak Impact per Customer zone3 (kw) | 1 in 10 Average Off-peak Impact Per Customer zone2 (kw) | 1 in 10 Average Off-Peak Impact per Customer zone3 (kw)
2010 | average | 0.09856 | 0.18104 | 0.11327 | 0.20573 | 1205485.9841 | 1205485.9841 | 0.00027001 | -0.018056 | -0.0038129 | -0.024785
| 1 | 0.082996 | 0.15245 | 0.084753 | 0.15394 | 1015126.8486 | 901987.86 | 0.00022737 | -0.015205 | -0.002853 | -0.018545
| 2 | 0.078253 | 0.14374 | 0.084652 | 0.15375 | 957112.8071 | 900914.4643 | 0.00021438 | -0.014336 | -0.0028496 | -0.018523
| 3 | 0.06328 | 0.11624 | 0.065124 | 0.11828 | 773971.5271 | 693084.6657 | 0.00017336 | -0.011593 | -0.0021922 | -0.01425
| 4 | 0.067328 | 0.12367 | 0.11167 | 0.20283 | 823481.8471 | 1188495.8014 | 0.00018445 | -0.012334 | -0.0037592 | -0.024436
| 5 | 0.07974 | 0.14647 | 0.1293 | 0.23484 | 975297.3771 | 1376068.8786 | 0.00021845 | -0.014608 | -0.0043525 | -0.028292
| 6 | 0.071868 | 0.13201 | 0.12993 | 0.23599 | 879015.8225 | 1382788.815 | 0.00019689 | -0.013166 | -0.0043737 | -0.02843
| 7 | 0.11085 | 0.20361 | 0.14348 | 0.26061 | 1355757.7786 | 1527030.4314 | 0.00030367 | -0.020307 | -0.0048299 | -0.031396
| 8 | 0.10849 | 0.19929 | 0.1446 | 0.26263 | 1326974.1786 | 1538868.9829 | 0.00029722 | -0.019876 | -0.0048674 | -0.03164
| 9 | 0.099872 | 0.18345 | 0.1468 | 0.26663 | 1221532.9929 | 1562300.6871 | 0.00027361 | -0.018297 | -0.0049415 | -0.032121
| 10 | 0.082647 | 0.15181 | 0.1302 | 0.23647 | 1010846.8614 | 1385611.6114 | 0.00022642 | -0.015141 | -0.0043826 | -0.028489
| 11 | 0.062266 | 0.11437 | 0.09129 | 0.16581 | 761575.7586 | 971564.0014 | 0.00017058 | -0.011407 | -0.003073 | -0.019976
| 12 | 0.071481 | 0.1313 | 0.079233 | 0.14391 | 874284.1229 | 843239.7586 | 0.00019583 | -0.013095 | -0.0026671 | -0.017337

## ReferenceLoad
WEATHER_MONTH | READHOUR | 1 in 2 monthly KWH | 1 in 10 monthly KWH
1 | 1 | 826214.02 | 779515.17
1 | 2 | 778894.53 | 716577.33
1 | 3 | 746497.71 | 701376.36
1 | 4 | 741426.23 | 704003.11
1 | 5 | 782443.11 | 736766.45
1 | 6 | 863987.01 | 850338.79
1 | 7 | 977902.82 | 1037214.64
1 | 8 | 1086075.59 | 1072564.45
1 | 9 | 1085780.01 | 994001.33
1 | 10 | 1073517.02 | 928280.34
1 | 11 | 1078605.4 | 846160.15
1 | 12 | 1020975.34 | 854836.58
1 | 13 | 993644.89 | 823892.77
1 | 14 | 915760.96 | 781688.47
1 | 15 | 895145.35 | 770999.95
1 | 16 | 903393.06 | 818296.36
1 | 17 | 1021654.39 | 954261.4
1 | 18 | 1355313.95 | 1309939.49
1 | 19 | 1550383.18 | 1497173.43
1 | 20 | 1582967.17 | 1496859.3
1 | 21 | 1513481.05 | 1448948.59
1 | 22 | 1351997.66 | 1314467.1
1 | 23 | 1132922.82 | 1116405.03
1 | 24 | 953446.69 | 895628.33
2 | 1 | 626323.29 | 656296.43
2 | 2 | 556615.76 | 616059.43
2 | 3 | 532257.04 | 606698.72
2 | 4 | 525708.71 | 618064.3
2 | 5 | 541741.76 | 678672.27
2 | 6 | 576783.11 | 741411.23
2 | 7 | 699662.9 | 861332.6
2 | 8 | 809545.45 | 1009635.28
2 | 9 | 918700.43 | 987454.4
2 | 10 | 994028.21 | 965165.93
2 | 11 | 1035664.6 | 912818.15
2 | 12 | 1006614.63 | 939363.21
2 | 13 | 986007.73 | 882858.02
2 | 14 | 925343.1 | 829389.57
2 | 15 | 864616.31 | 820241.42
2 | 16 | 882006.33 | 835712.99
2 | 17 | 919712.39 | 894599.41
2 | 18 | 1115489.16 | 1104236.63
2 | 19 | 1358345.57 | 1408734.51
2 | 20 | 1338956.61 | 1400188.01
2 | 21 | 1279961.72 | 1355527.5
2 | 22 | 1122386.16 | 1194156.67
2 | 23 | 922123.11 | 977414.98
2 | 24 | 737103.18 | 803392.01
3 | 1 | 660143.4 | 645232.76
3 | 2 | 607164.9 | 620431.68
3 | 3 | 581583.35 | 592499.15
3 | 4 | 593370.84 | 579680.96
3 | 5 | 628420.09 | 621480.39
3 | 6 | 732855.55 | 717100.95
3 | 7 | 917584.18 | 879568.3
3 | 8 | 901651.06 | 890984.07
3 | 9 | 819984.68 | 792209.41
3 | 10 | 782167.47 | 740167.34
3 | 11 | 770345.15 | 728486.58
3 | 12 | 744985.23 | 686216.65
3 | 13 | 726600.14 | 662663.34
3 | 14 | 723795.2 | 638812.66
3 | 15 | 719789.83 | 622032.75
3 | 16 | 729463.19 | 628001.04
3 | 17 | 800214.09 | 696761.31
3 | 18 | 972953.01 | 917104.91
3 | 19 | 1250280.48 | 1214344.91
3 | 20 | 1307524.22 | 1249275.99
3 | 21 | 1271817.39 | 1231750.63
3 | 22 | 1136391.21 | 1121384.25
3 | 23 | 942605.81 | 937910.31
3 | 24 | 759848.13 | 761109.05
4 | 1 | 511747.68 | 653258.37
4 | 2 | 480542.54 | 613234.36
4 | 3 | 475286.69 | 596440.72
4 | 4 | 493278.16 | 612300.14
4 | 5 | 547276.66 | 673194.88
4 | 6 | 681960.95 | 762304.43
4 | 7 | 726305.31 | 822479.25
4 | 8 | 711220.43 | 850714.5
4 | 9 | 729186.41 | 859517.77
4 | 10 | 753977.65 | 899405.44
4 | 11 | 744300.23 | 969804.87
4 | 12 | 745770.46 | 1051556.41
4 | 13 | 730050.97 | 1084917.13
4 | 14 | 736692.7 | 1106315.21
4 | 15 | 765878.2 | 1187691.46
4 | 16 | 832691.74 | 1269102.78
4 | 17 | 918114.26 | 1325046.54
4 | 18 | 1035174.6 | 1294841.08
4 | 19 | 1160256.56 | 1395896.8
4 | 20 | 1144925.7 | 1433402.64
4 | 21 | 1028586.36 | 1264579.09
4 | 22 | 852416.04 | 1053648.98
4 | 23 | 682649.47 | 833748.46
4 | 24 | 566665.22 | 697604.4
5 | 1 | 582763.66 | 651777.66
5 | 2 | 533123.07 | 605466.56
5 | 3 | 509458.49 | 578908.19
5 | 4 | 504987.54 | 587461.54
5 | 5 | 524980.91 | 649282.23
5 | 6 | 588890.29 | 750133.18
5 | 7 | 658833.89 | 782843.71
5 | 8 | 787905.75 | 806850.63
5 | 9 | 895015.26 | 881501.69
5 | 10 | 964080.71 | 1008738.4
5 | 11 | 998429.59 | 1109800.04
5 | 12 | 988926.28 | 1213919.23
5 | 13 | 980489.25 | 1304710.61
5 | 14 | 946859.24 | 1365719.16
5 | 15 | 959274.51 | 1498895.28
5 | 16 | 961019.23 | 1548312.01
5 | 17 | 992083.54 | 1591125.82
5 | 18 | 1025376.98 | 1571047.32
5 | 19 | 1090183.92 | 1575396.47
5 | 20 | 1205810.5 | 1602576.34
5 | 21 | 1107682.93 | 1455566.81
5 | 22 | 908365.86 | 1196488.12
5 | 23 | 723475.72 | 961380.46
5 | 24 | 577405.26 | 790937.14
6 | 1 | 541657.23 | 662720.82
6 | 2 | 496115.19 | 621455.97
6 | 3 | 485275.6 | 595194.55
6 | 4 | 504501.77 | 600746.94
6 | 5 | 557530.49 | 662875.01
6 | 6 | 639162.78 | 729409.48
6 | 7 | 675363.56 | 789601.48
6 | 8 | 678153.27 | 844954.22
6 | 9 | 676288.38 | 920787.05
6 | 10 | 716771.42 | 1005831.07
6 | 11 | 743000.3 | 1110718.66
6 | 12 | 778975.35 | 1208960.38
6 | 13 | 814912.23 | 1287126.58
6 | 14 | 819711.14 | 1329000.08
6 | 15 | 888176.79 | 1442743.67
6 | 16 | 953755.67 | 1524635.3
6 | 17 | 1007522.5 | 1567506.88
6 | 18 | 1026072.6 | 1591618.97
6 | 19 | 1058337.03 | 1614922.49
6 | 20 | 1147080.04 | 1651848.56
6 | 21 | 1110486.72 | 1540069.92
6 | 22 | 945379.65 | 1355345.8
6 | 23 | 749771.72 | 1125810.97
6 | 24 | 614906.97 | 957639.9
7 | 1 | 734747.96 | 975220.49
7 | 2 | 668815.57 | 871961.16
7 | 3 | 645202.8 | 829595.92
7 | 4 | 638374.8 | 800574.19
7 | 5 | 667535.38 | 827906.87
7 | 6 | 735544.67 | 859838.81
7 | 7 | 777247.76 | 958624.18
7 | 8 | 848138.78 | 1017009.04
7 | 9 | 942034.47 | 1076430.37
7 | 10 | 1031698.65 | 1166989.06
7 | 11 | 1112968.76 | 1238652.01
7 | 12 | 1208591.43 | 1371235.64
7 | 13 | 1303521.67 | 1553657.44
7 | 14 | 1365437.7 | 1643581.29
7 | 15 | 1453741.22 | 1611025.57
7 | 16 | 1501642.38 | 1596598.37
7 | 17 | 1544401.29 | 1674462.7
7 | 18 | 1513338.71 | 1732374.78
7 | 19 | 1464601.09 | 1757297.22
7 | 20 | 1509592.84 | 1869522.87
7 | 21 | 1434894.15 | 1731342.87
7 | 22 | 1249681.38 | 1490551.83
7 | 23 | 1019766.06 | 1243732.03
7 | 24 | 825133.47 | 1092540.61
8 | 1 | 708620.02 | 771642.91
8 | 2 | 653850.16 | 713939.42
8 | 3 | 632114.73 | 692963.02
8 | 4 | 642818.67 | 696009.76
8 | 5 | 689450.43 | 733863.55
8 | 6 | 761142.38 | 810847.68
8 | 7 | 787347.22 | 831085.45
8 | 8 | 811847.68 | 872592.07
8 | 9 | 887348.7 | 974525.12
8 | 10 | 1002296.81 | 1114394.13
8 | 11 | 1101875.07 | 1279697.99
8 | 12 | 1188681.99 | 1427136.48
8 | 13 | 1273059.12 | 1499682.54
8 | 14 | 1332532.91 | 1571435.69
8 | 15 | 1395148.5 | 1632333.76
8 | 16 | 1468896.24 | 1667986.86
8 | 17 | 1528625.42 | 1693809.56
8 | 18 | 1504872.84 | 1655601.19
8 | 19 | 1502711.73 | 1641239.52
8 | 20 | 1565745.89 | 1618005.58
8 | 21 | 1443983.3 | 1533911.2
8 | 22 | 1219383.91 | 1373814.54
8 | 23 | 991830.28 | 1161496.82
8 | 24 | 812919.07 | 978998.93
9 | 1 | 636232.09 | 956761.12
9 | 2 | 606227.59 | 885905.14
9 | 3 | 600739.12 | 851127.9
9 | 4 | 621489.39 | 848655.72
9 | 5 | 690481.38 | 881856.44
9 | 6 | 792477.44 | 954100.84
9 | 7 | 831572.15 | 929885.76
9 | 8 | 832423.5 | 976877.8
9 | 9 | 825847.79 | 1081246.58
9 | 10 | 878840.43 | 1192688.33
9 | 11 | 947217.72 | 1304054.66
9 | 12 | 1042192.31 | 1442760.7
9 | 13 | 1125317.76 | 1497909.92
9 | 14 | 1218625.74 | 1570963.27
9 | 15 | 1335332.93 | 1661465.48
9 | 16 | 1415113.88 | 1708813.9
9 | 17 | 1466930.61 | 1750136.88
9 | 18 | 1568740.41 | 1713445.3
9 | 19 | 1640967.99 | 1687805.86
9 | 20 | 1547612.05 | 1664472.9
9 | 21 | 1380538.82 | 1508646.72
9 | 22 | 1159697.44 | 1273388.82
9 | 23 | 953179.64 | 1024466.89
9 | 24 | 815586.88 | 841496.51
10 | 1 | 543002.91 | 737861.75
10 | 2 | 513963.58 | 696238.41
10 | 3 | 507739.45 | 676823.19
10 | 4 | 509174.59 | 689468.87
10 | 5 | 567852.83 | 751732.14
10 | 6 | 720049.23 | 853423.92
10 | 7 | 722239.46 | 882844.32
10 | 8 | 691604.51 | 922344.73
10 | 9 | 717113.9 | 957223.27
10 | 10 | 777562.89 | 1023811.94
10 | 11 | 826315.41 | 1128224.23
10 | 12 | 879794.77 | 1247602.07
10 | 13 | 946454.04 | 1323461.58
10 | 14 | 1033461.2 | 1387197.36
10 | 15 | 1098707.73 | 1481701.74
10 | 16 | 1137082.16 | 1538373.76
10 | 17 | 1154112.72 | 1592720.54
10 | 18 | 1235703.79 | 1620882.07
10 | 19 | 1327743.53 | 1729203.84
10 | 20 | 1285240.61 | 1635526.51
10 | 21 | 1165092.52 | 1446497.62
10 | 22 | 951879.61 | 1217576.49
10 | 23 | 764052.29 | 996753.85
10 | 24 | 637260.38 | 849518.58
11 | 1 | 609521.75 | 665054.17
11 | 2 | 547089.12 | 604400.51
11 | 3 | 523964.05 | 582011.29
11 | 4 | 520783.01 | 572051.77
11 | 5 | 547000.71 | 590509.71
11 | 6 | 640834.55 | 660258.34
11 | 7 | 795645 | 779973.5
11 | 8 | 808306.27 | 807227.43
11 | 9 | 762914.8 | 787141.46
11 | 10 | 737710.77 | 772114.08
11 | 11 | 704924.28 | 803739.01
11 | 12 | 692036.65 | 827013.94
11 | 13 | 675535.76 | 854868.9
11 | 14 | 660504.18 | 885294.15
11 | 15 | 650042.64 | 897341.57
11 | 16 | 680363.93 | 949518.09
11 | 17 | 818625.47 | 1065410.25
11 | 18 | 1153921.68 | 1321501.11
11 | 19 | 1278971.07 | 1388819.72
11 | 20 | 1306350.36 | 1335693.57
11 | 21 | 1259495.19 | 1256993.61
11 | 22 | 1120940.67 | 1100668.66
11 | 23 | 912770.76 | 924821.86
11 | 24 | 736865.12 | 765455.35
12 | 1 | 778906.35 | 710833.57
12 | 2 | 697228.81 | 636384.24
12 | 3 | 668034.71 | 606698.33
12 | 4 | 667454.12 | 609291.28
12 | 5 | 697333.38 | 629696.84
12 | 6 | 795190.04 | 729385.09
12 | 7 | 982916.52 | 924078.89
12 | 8 | 984707.62 | 957167.62
12 | 9 | 895030.71 | 860110.51
12 | 10 | 833766.69 | 818806.75
12 | 11 | 799299.54 | 778614.5
12 | 12 | 785512.11 | 785402.7
12 | 13 | 764918.64 | 748582.81
12 | 14 | 771173.33 | 695594.14
12 | 15 | 739922.33 | 685281.84
12 | 16 | 740149.18 | 719609.19
12 | 17 | 939717.04 | 903707.24
12 | 18 | 1378596.23 | 1364500.39
12 | 19 | 1561274.9 | 1495017.37
12 | 20 | 1548720.52 | 1520387.01
12 | 21 | 1498272.14 | 1495772.12
12 | 22 | 1355674.31 | 1345498.98
12 | 23 | 1112375.02 | 1113266.82
12 | 24 | 902252.82 | 881089.13

## temperatures
month | WEATHER_HOUR_OF_DAY | _TYPE_ | _FREQ_ | TEMP_FAHR monthly 1 in 2 | TEMP_FAHR monthly 1 in 10 | Temp_fahr 1 in 2 typical event day | Temp_fahr 1 in 10 typical event day
1 | 0 | 3 | 10 | 52.1 | 61.1
1 | 1 | 3 | 10 | 53 | 60.5
1 | 2 | 3 | 10 | 52.9 | 60
1 | 3 | 3 | 10 | 51.5 | 57.8
1 | 4 | 3 | 10 | 51.6 | 56.9
1 | 5 | 3 | 10 | 53.2 | 57.3
1 | 6 | 3 | 10 | 52.2 | 55.5
1 | 7 | 3 | 10 | 51.8 | 57.8
1 | 8 | 3 | 10 | 55.6 | 62.5
1 | 9 | 3 | 10 | 63.1 | 68.6
1 | 10 | 3 | 10 | 69 | 74.1
1 | 11 | 3 | 10 | 73.1 | 78.4
1 | 12 | 3 | 10 | 74.8 | 80.9
1 | 13 | 3 | 10 | 77 | 81.6
1 | 14 | 3 | 10 | 77.2 | 81.1
1 | 15 | 3 | 10 | 76.7 | 79
1 | 16 | 3 | 10 | 75.1 | 76.4
1 | 17 | 3 | 10 | 69.8 | 72.1
1 | 18 | 3 | 10 | 64.5 | 67.4
1 | 19 | 3 | 10 | 64.3 | 63.8
1 | 20 | 3 | 10 | 61.6 | 62.1
1 | 21 | 3 | 10 | 61 | 61.6
1 | 22 | 3 | 10 | 58.3 | 61.8
1 | 23 | 3 | 10 | 55.3 | 60
2 | 0 | 3 | 10 | 54.9 | 53.4
2 | 1 | 3 | 10 | 52.3 | 53.2
2 | 2 | 3 | 10 | 51.7 | 51.9
2 | 3 | 3 | 10 | 49.4 | 50.8
2 | 4 | 3 | 10 | 49.2 | 52
2 | 5 | 3 | 10 | 49.4 | 51
2 | 6 | 3 | 10 | 47.6 | 49
2 | 7 | 3 | 10 | 49.9 | 49.3
2 | 8 | 3 | 10 | 54.8 | 58.1
2 | 9 | 3 | 10 | 62.4 | 68.7
2 | 10 | 3 | 10 | 66.7 | 73.4
2 | 11 | 3 | 10 | 70.9 | 77.7
2 | 12 | 3 | 10 | 72.5 | 80.5
2 | 13 | 3 | 10 | 71.8 | 80.9
2 | 14 | 3 | 10 | 72.1 | 80.4
2 | 15 | 3 | 10 | 71.3 | 77.9
2 | 16 | 3 | 10 | 70.5 | 76.5
2 | 17 | 3 | 10 | 68 | 73.9
2 | 18 | 3 | 10 | 63.5 | 69.1
2 | 19 | 3 | 10 | 60.9 | 63
2 | 20 | 3 | 10 | 57.3 | 59.9
2 | 21 | 3 | 10 | 55.3 | 57.2
2 | 22 | 3 | 10 | 52.8 | 55.6
2 | 23 | 3 | 10 | 51.5 | 54.5
3 | 0 | 3 | 10 | 54.3 | 57.3
3 | 1 | 3 | 10 | 54.9 | 55.5
3 | 2 | 3 | 10 | 55.3 | 54.3
3 | 3 | 3 | 10 | 54.2 | 53.8
3 | 4 | 3 | 10 | 52.4 | 52.9
3 | 5 | 3 | 10 | 52.9 | 52.7
3 | 6 | 3 | 10 | 53.4 | 52.7
3 | 7 | 3 | 10 | 58.5 | 58.6
3 | 8 | 3 | 10 | 66.9 | 67.4
3 | 9 | 3 | 10 | 73.6 | 74.9
3 | 10 | 3 | 10 | 79.5 | 80.9
3 | 11 | 3 | 10 | 82.4 | 83.4
3 | 12 | 3 | 10 | 82.6 | 84.9
3 | 13 | 3 | 10 | 82.7 | 84.8
3 | 14 | 3 | 10 | 82 | 84.3
3 | 15 | 3 | 10 | 81.2 | 82.7
3 | 16 | 3 | 10 | 79.2 | 81
3 | 17 | 3 | 10 | 76.7 | 78
3 | 18 | 3 | 10 | 72.3 | 73.4
3 | 19 | 3 | 10 | 68.7 | 67.6
3 | 20 | 3 | 10 | 63 | 63.9
3 | 21 | 3 | 10 | 60.5 | 61.8
3 | 22 | 3 | 10 | 57.4 | 59.9
3 | 23 | 3 | 10 | 56 | 58
4 | 0 | 3 | 10 | 52.7 | 63.1
4 | 1 | 3 | 10 | 53.1 | 62.7
4 | 2 | 3 | 10 | 52.8 | 62.7
4 | 3 | 3 | 10 | 51.6 | 62.3
4 | 4 | 3 | 10 | 50.6 | 64.4
4 | 5 | 3 | 10 | 50.6 | 64.6
4 | 6 | 3 | 10 | 50.2 | 65.9
4 | 7 | 3 | 10 | 58.5 | 73.5
4 | 8 | 3 | 10 | 66.4 | 81
4 | 9 | 3 | 10 | 72.6 | 87
4 | 10 | 3 | 10 | 77.8 | 90.1
4 | 11 | 3 | 10 | 78.4 | 91.9
4 | 12 | 3 | 10 | 79.2 | 93.7
4 | 13 | 3 | 10 | 79.5 | 92
4 | 14 | 3 | 10 | 79.2 | 90.9
4 | 15 | 3 | 10 | 78.4 | 89.4
4 | 16 | 3 | 10 | 77.7 | 88.7
4 | 17 | 3 | 10 | 75.1 | 87.1
4 | 18 | 3 | 10 | 70.2 | 83.4
4 | 19 | 3 | 10 | 65.5 | 78.4
4 | 20 | 3 | 10 | 62.5 | 75.5
4 | 21 | 3 | 10 | 59.4 | 70
4 | 22 | 3 | 10 | 57.8 | 67.6
4 | 23 | 3 | 10 | 56.3 | 64.6
5 | 0 | 3 | 10 | 60.5 | 66.5
5 | 1 | 3 | 10 | 59.8 | 66.1
5 | 2 | 3 | 10 | 59 | 66.7
5 | 3 | 3 | 10 | 58.1 | 65.6
5 | 4 | 3 | 10 | 57.8 | 64.5
5 | 5 | 3 | 10 | 57.5 | 63.9
5 | 6 | 3 | 10 | 60.4 | 65.7
5 | 7 | 3 | 10 | 66.3 | 76.5
5 | 8 | 3 | 10 | 72.1 | 84.8
5 | 9 | 3 | 10 | 77.1 | 91.6
5 | 10 | 3 | 10 | 81 | 95.1
5 | 11 | 3 | 10 | 82.1 | 95.1
5 | 12 | 3 | 10 | 82.9 | 93.9
5 | 13 | 3 | 10 | 82.4 | 94.1
5 | 14 | 3 | 10 | 81.9 | 92.4
5 | 15 | 3 | 10 | 80.7 | 90.9
5 | 16 | 3 | 10 | 79.9 | 90
5 | 17 | 3 | 10 | 77.7 | 86.5
5 | 18 | 3 | 10 | 75 | 82.1
5 | 19 | 3 | 10 | 70.2 | 77
5 | 20 | 3 | 10 | 65.7 | 73
5 | 21 | 3 | 10 | 63.9 | 72.1
5 | 22 | 3 | 10 | 62 | 69.3
5 | 23 | 3 | 10 | 60.5 | 67.1
6 | 0 | 3 | 10 | 62.1 | 70.5
6 | 1 | 3 | 10 | 61.6 | 69.8
6 | 2 | 3 | 10 | 61 | 67.3
6 | 3 | 3 | 10 | 60.3 | 66.1
6 | 4 | 3 | 10 | 60 | 65.8
6 | 5 | 3 | 10 | 59.8 | 65.7
6 | 6 | 3 | 10 | 60.3 | 71.3
6 | 7 | 3 | 10 | 64 | 78.2
6 | 8 | 3 | 10 | 69.8 | 84
6 | 9 | 3 | 10 | 74.6 | 90.4
6 | 10 | 3 | 10 | 77.5 | 92.7
6 | 11 | 3 | 10 | 79.1 | 93.6
6 | 12 | 3 | 10 | 80.2 | 93.3
6 | 13 | 3 | 10 | 79.8 | 93.3
6 | 14 | 3 | 10 | 80.7 | 94.7
6 | 15 | 3 | 10 | 80.4 | 95.4
6 | 16 | 3 | 10 | 80 | 94.1
6 | 17 | 3 | 10 | 78.4 | 92.5
6 | 18 | 3 | 10 | 75.6 | 86.1
6 | 19 | 3 | 10 | 70.3 | 81.2
6 | 20 | 3 | 10 | 68.5 | 77.6
6 | 21 | 3 | 10 | 66.2 | 76
6 | 22 | 3 | 10 | 64.6 | 72.8
6 | 23 | 3 | 10 | 64 | 70.5
7 | 0 | 3 | 10 | 69.3 | 73.3
7 | 1 | 3 | 10 | 68.2 | 73.6
7 | 2 | 3 | 10 | 68.1 | 73.5
7 | 3 | 3 | 10 | 68.3 | 73.8
7 | 4 | 3 | 10 | 68.1 | 74.8
7 | 5 | 3 | 10 | 67.7 | 75.4
7 | 6 | 3 | 10 | 69 | 77.1
7 | 7 | 3 | 10 | 72.5 | 79.6
7 | 8 | 3 | 10 | 76.3 | 84.8
7 | 9 | 3 | 10 | 80.6 | 89.8
7 | 10 | 3 | 10 | 83.4 | 95.6
7 | 11 | 3 | 10 | 84.7 | 98.5
7 | 12 | 3 | 10 | 85.5 | 100.6
7 | 13 | 3 | 10 | 85.4 | 99.8
7 | 14 | 3 | 10 | 84 | 97
7 | 15 | 3 | 10 | 82.6 | 91.8
7 | 16 | 3 | 10 | 81.5 | 88.7
7 | 17 | 3 | 10 | 80.9 | 87.1
7 | 18 | 3 | 10 | 78.5 | 86.3
7 | 19 | 3 | 10 | 73.9 | 81.3
7 | 20 | 3 | 10 | 71.1 | 78.3
7 | 21 | 3 | 10 | 69.8 | 77.2
7 | 22 | 3 | 10 | 68.5 | 76.2
7 | 23 | 3 | 10 | 67.5 | 75.8
8 | 0 | 3 | 10 | 69 | 72.1
8 | 1 | 3 | 10 | 68.2 | 71.9
8 | 2 | 3 | 10 | 68 | 71.2
8 | 3 | 3 | 10 | 67.3 | 70.7
8 | 4 | 3 | 10 | 66.8 | 70.8
8 | 5 | 3 | 10 | 66.4 | 71.2
8 | 6 | 3 | 10 | 67.4 | 71.5
8 | 7 | 3 | 10 | 71.3 | 74.7
8 | 8 | 3 | 10 | 76.7 | 79.3
8 | 9 | 3 | 10 | 80.5 | 85.7
8 | 10 | 3 | 10 | 83.4 | 88.4
8 | 11 | 3 | 10 | 84.8 | 90.9
8 | 12 | 3 | 10 | 85.1 | 90.3
8 | 13 | 3 | 10 | 85.7 | 89.3
8 | 14 | 3 | 10 | 86.8 | 87.8
8 | 15 | 3 | 10 | 86.4 | 87.3
8 | 16 | 3 | 10 | 84.5 | 85.5
8 | 17 | 3 | 10 | 81.2 | 83.5
8 | 18 | 3 | 10 | 77.3 | 81.2
8 | 19 | 3 | 10 | 73.5 | 78.8
8 | 20 | 3 | 10 | 72.2 | 77.4
8 | 21 | 3 | 10 | 70.6 | 75.7
8 | 22 | 3 | 10 | 70.3 | 74.3
8 | 23 | 3 | 10 | 68.9 | 73
9 | 0 | 3 | 10 | 65.3 | 76.4
9 | 1 | 3 | 10 | 64.6 | 75.7
9 | 2 | 3 | 10 | 64.5 | 75.5
9 | 3 | 3 | 10 | 64 | 74.9
9 | 4 | 3 | 10 | 64.1 | 74.6
9 | 5 | 3 | 10 | 63.7 | 74.8
9 | 6 | 3 | 10 | 64.3 | 75.4
9 | 7 | 3 | 10 | 69.6 | 80.8
9 | 8 | 3 | 10 | 77.9 | 86.6
9 | 9 | 3 | 10 | 84.5 | 91.5
9 | 10 | 3 | 10 | 87.7 | 95.9
9 | 11 | 3 | 10 | 89.6 | 98.6
9 | 12 | 3 | 10 | 89.3 | 96.3
9 | 13 | 3 | 10 | 89 | 93.6
9 | 14 | 3 | 10 | 88.9 | 93.7
9 | 15 | 3 | 10 | 89 | 92.5
9 | 16 | 3 | 10 | 87.3 | 90.8
9 | 17 | 3 | 10 | 85 | 88.8
9 | 18 | 3 | 10 | 81.6 | 85.4
9 | 19 | 3 | 10 | 79.2 | 81.6
9 | 20 | 3 | 10 | 76.6 | 80.3
9 | 21 | 3 | 10 | 75.2 | 78.1
9 | 22 | 3 | 10 | 72.4 | 76.1
9 | 23 | 3 | 10 | 72 | 75.3
10 | 0 | 3 | 10 | 66.5 | 65.8
10 | 1 | 3 | 10 | 65.4 | 64.1
10 | 2 | 3 | 10 | 64.9 | 64
10 | 3 | 3 | 10 | 64.3 | 63
10 | 4 | 3 | 10 | 63.8 | 62.5
10 | 5 | 3 | 10 | 62.8 | 62.6
10 | 6 | 3 | 10 | 61.4 | 61.7
10 | 7 | 3 | 10 | 68.1 | 69.6
10 | 8 | 3 | 10 | 76.2 | 79.5
10 | 9 | 3 | 10 | 82.5 | 86.4
10 | 10 | 3 | 10 | 87.1 | 91
10 | 11 | 3 | 10 | 89.1 | 93.8
10 | 12 | 3 | 10 | 89.4 | 94.4
10 | 13 | 3 | 10 | 89.2 | 91.8
10 | 14 | 3 | 10 | 88.4 | 90
10 | 15 | 3 | 10 | 87.1 | 88.4
10 | 16 | 3 | 10 | 84 | 86.9
10 | 17 | 3 | 10 | 81.2 | 83.1
10 | 18 | 3 | 10 | 75.5 | 77
10 | 19 | 3 | 10 | 71 | 72.7
10 | 20 | 3 | 10 | 68.3 | 70.2
10 | 21 | 3 | 10 | 66.2 | 67.8
10 | 22 | 3 | 10 | 63.7 | 66.7
10 | 23 | 3 | 10 | 62.1 | 64.5
11 | 0 | 3 | 10 | 60 | 65.8
11 | 1 | 3 | 10 | 58.9 | 65.4
11 | 2 | 3 | 10 | 58.5 | 65.3
11 | 3 | 3 | 10 | 57.1 | 64.5
11 | 4 | 3 | 10 | 57.2 | 63.3
11 | 5 | 3 | 10 | 56.7 | 61.8
11 | 6 | 3 | 10 | 55.4 | 64.4
11 | 7 | 3 | 10 | 57.8 | 65.1
11 | 8 | 3 | 10 | 68.4 | 71.7
11 | 9 | 3 | 10 | 75.5 | 78.8
11 | 10 | 3 | 10 | 80.7 | 81.9
11 | 11 | 3 | 10 | 83 | 85.9
11 | 12 | 3 | 10 | 84.5 | 87.8
11 | 13 | 3 | 10 | 83.6 | 87.7
11 | 14 | 3 | 10 | 82.2 | 87.6
11 | 15 | 3 | 10 | 81.8 | 85.8
11 | 16 | 3 | 10 | 78.3 | 83.2
11 | 17 | 3 | 10 | 72.6 | 77.6
11 | 18 | 3 | 10 | 69.4 | 72.7
11 | 19 | 3 | 10 | 66 | 71
11 | 20 | 3 | 10 | 64.6 | 67.6
11 | 21 | 3 | 10 | 63.6 | 66
11 | 22 | 3 | 10 | 62 | 64.9
11 | 23 | 3 | 10 | 60.2 | 63.2
12 | 0 | 3 | 10 | 52.8 | 57.6
12 | 1 | 3 | 10 | 52.1 | 56.5
12 | 2 | 3 | 10 | 50.9 | 56
12 | 3 | 3 | 10 | 49.2 | 56.6
12 | 4 | 3 | 10 | 47.7 | 56.1
12 | 5 | 3 | 10 | 47.3 | 56.5
12 | 6 | 3 | 10 | 48.1 | 55.3
12 | 7 | 3 | 10 | 46.3 | 55.3
12 | 8 | 3 | 10 | 51.6 | 57.6
12 | 9 | 3 | 10 | 60.8 | 61.9
12 | 10 | 3 | 10 | 66.3 | 66.2
12 | 11 | 3 | 10 | 70.7 | 72.9
12 | 12 | 3 | 10 | 73 | 77.5
12 | 13 | 3 | 10 | 71.3 | 78.2
12 | 14 | 3 | 10 | 69.7 | 76.3
12 | 15 | 3 | 10 | 68.7 | 73.6
12 | 16 | 3 | 10 | 67.9 | 71.3
12 | 17 | 3 | 10 | 62.3 | 66.1
12 | 18 | 3 | 10 | 57 | 62.9
12 | 19 | 3 | 10 | 54.7 | 60
12 | 20 | 3 | 10 | 51.5 | 58.1
12 | 21 | 3 | 10 | 50.1 | 55.6
12 | 22 | 3 | 10 | 48.3 | 55.1
12 | 23 | 3 | 10 | 47.5 | 54.8

## Participation
Percentiles
10% | 30% | 50% | 70% | 90%
32.86% | 43.13% | 50.17% | 56.04% | 65.72%