23733 | 16E17G10H10D07M01W03 | 65.26 | 3.45 | 0.65 | 13.97 | 83.33 | 0.46667 | 1326.9851 | 982.38 | 0.76626 | 0.058737
23734 | 16E17G10H10D07M01W04 | 65.26 | 3.45 | 0.65 | 10.04 | 79.4 | 0.46667 | 1326.9851 | 927.99 | 0.76626 | 0.10313
23735 | 16E17G10H10D07M02W02 | 65.53 | 2.4 | 0.65 | 18.71 | 87.29 | 0.23333 | 1267.5066 | 1051.05 | 0.8374 | 0.014007
23736 | 16E17G10H11D05M01W02 | 64.16 | 3.21 | 0.65 | 18.71 | 86.73 | 0.38889 | 1296.2203 | 1034.88 | 0.78252 | 0.020332
23737 | 16E17G10H11D05M01W03 | 64.16 | 3.21 | 0.65 | 13.97 | 81.99 | 0.38889 | 1296.2203 | 968.94 | 0.78252 | 0.073873
23738 | 16E17G10H11D06M01W02 | 59.74 | 2.66 | 0.65 | 18.71 | 81.76 | 0.31111 | 1193.6713 | 981.54 | 0.81978 | 0.076471
23739 | 16E17G10H11D06M01W03 | 59.74 | 2.66 | 0.65 | 13.97 | 77.02 | 0.31111 | 1193.6713 | 915.6 | 0.81978 | 0.13001
23740 | 16E17G10H11D07M01W02 | 65.26 | 3.38 | 0.65 | 18.71 | 88 | 0.46667 | 1324.9341 | 1048.32 | 0.771 | 0.0059867
23741 | 16E17G10H11D07M01W03 | 65.26 | 3.38 | 0.65 | 13.97 | 83.26 | 0.46667 | 1324.9341 | 982.38 | 0.771 | 0.059528
23742 | 16E17G10H11D07M01W04 | 65.26 | 3.38 | 0.65 | 10.04 | 79.33 | 0.46667 | 1324.9341 | 927.99 | 0.771 | 0.10392
23743 | 16E17G10H11D07M02W02 | 65.53 | 2.35 | 0.65 | 18.71 | 87.24 | 0.23333 | 1265.4556 | 1051.05 | 0.84079 | 0.014571
23744 | 16E17G10H12D05M01W02 | 55.75 | 2.68 | 0.65 | 18.71 | 77.79 | 0.38889 | 990.6241 | 943.74 | 0.81843 | 0.12131
23745 | 16E17G10H12D05M01W03 | 55.75 | 2.68 | 0.65 | 13.97 | 73.05 | 0.38889 | 990.6241 | 877.8 | 0.81843 | 0.17486 | 1
23746 | 16E17G10H12D07M01W02 | 56.72 | 2.82 | 0.65 | 18.71 | 78.9 | 0.38889 | 1011.1339 | 955.71 | 0.80894 | 0.10878
23747 | 16E17G10H12D07M01W03 | 56.72 | 2.82 | 0.65 | 13.97 | 74.16 | 0.38889 | 1011.1339 | 889.77 | 0.80894 | 0.16232 | 1
23748 | 16E17G10H12D07M01W04 | 56.72 | 2.82 | 0.65 | 10.04 | 70.23 | 0.38889 | 1011.1339 | 835.38 | 0.80894 | 0.20671 | 1
23749 | 16E17G10H12D07M02W02 | 56.95 | 1.96 | 0.65 | 18.71 | 78.27 | 0.23333 | 961.9103 | 958.23 | 0.86721 | 0.11589
23750 | 16E17G10H13D05M01W02 | 55.75 | 2.41 | 0.65 | 18.71 | 77.52 | 0.31111 | 972.1653 | 943.74 | 0.83672 | 0.12436
23751 | 16E17G10H13D05M01W03 | 55.75 | 2.41 | 0.65 | 13.97 | 72.78 | 0.31111 | 972.1653 | 877.8 | 0.83672 | 0.17791 | 1
23752 | 16E17G10H13D07M01W02 | 56.72 | 2.54 | 0.65 | 18.71 | 78.62 | 0.31111 | 992.6751 | 955.71 | 0.82791 | 0.11194
23753 | 16E17G10H13D07M01W03 | 56.72 | 2.54 | 0.65 | 13.97 | 73.88 | 0.31111 | 992.6751 | 889.77 | 0.82791 | 0.16548 | 1
23754 | 16E17G10H13D07M01W04 | 56.72 | 2.54 | 0.65 | 10.04 | 69.95 | 0.31111 | 992.6751 | 835.38 | 0.82791 | 0.20987 | 1
23755 | 16E17G10H13D07M02W02 | 56.95 | 1.77 | 0.65 | 18.71 | 78.08 | 0.15556 | 947.5535 | 958.23 | 0.88008 | 0.11804
23756 | 16E17G10H14D05M01W02 | 64.16 | 2.9 | 0.65 | 18.71 | 86.42 | 0.38889 | 1273.6595 | 1034.88 | 0.80352 | 0.023834
23757 | 16E17G10H14D05M01W03 | 64.16 | 2.9 | 0.65 | 13.97 | 81.68 | 0.38889 | 1273.6595 | 968.94 | 0.80352 | 0.077375
23758 | 16E17G10H14D07M01W02 | 65.26 | 3.06 | 0.65 | 18.71 | 87.68 | 0.38889 | 1302.3733 | 1048.32 | 0.79268 | 0.0096013
23759 | 16E17G10H14D07M01W03 | 65.26 | 3.06 | 0.65 | 13.97 | 82.94 | 0.38889 | 1302.3733 | 982.38 | 0.79268 | 0.063142
23760 | 16E17G10H14D07M01W04 | 65.26 | 3.06 | 0.65 | 10.04 | 79.01 | 0.38889 | 1302.3733 | 927.99 | 0.79268 | 0.10753
23761 | 16E17G10H14D07M02W02 | 65.53 | 2.13 | 0.65 | 18.71 | 87.02 | 0.23333 | 1249.0478 | 1051.05 | 0.85569 | 0.017056
23762 | 16E17G12H07D04M01W02 | 71.37 | 18.05 | 0.65 | 18.71 | 108.78 | 3.1889 | 2227.366 | 1120.14 | -0.2229 | -0.22874
23763 | 16E17G12H07D05M01W02 | 60.5 | 14.38 | 0.65 | 18.71 | 94.24 | 2.4889 | 1862.2912 | 988.89 | 0.025745 | -0.064498
23764 | 16E17G12H07D05M01W03 | 60.5 | 14.37 | 0.65 | 13.97 | 89.49 | 2.4889 | 1862.2912 | 922.95 | 0.026423 | -0.010844
23765 | 16E17G12H07D06M01W02 | 56.52 | 12.52 | 0.65 | 18.71 | 88.4 | 2.1 | 1700.2637 | 940.8 | 0.15176 | 0.0014684
23766 | 16E17G12H07D06M01W03 | 56.52 | 12.52 | 0.65 | 13.97 | 83.66 | 2.1 | 1700.2637 | 874.86 | 0.15176 | 0.05501
23767 | 16E17G12H07D07M01W02 | 61.51 | 14.92 | 0.65 | 18.71 | 95.79 | 2.5667 | 1907.4128 | 1000.86 | -0.01084 | -0.082006
23768 | 16E17G12H07D07M01W03 | 61.51 | 14.92 | 0.65 | 13.97 | 91.05 | 2.5667 | 1907.4128 | 934.92 | -0.01084 | -0.028465
23769 | 16E17G12H07D07M01W04 | 61.51 | 14.92 | 0.65 | 10.04 | 87.12 | 2.5667 | 1907.4128 | 880.53 | -0.01084 | 0.015927
23770 | 16E17G12H07D07M02W02 | 61.46 | 12.34 | 0.65 | 18.71 | 93.16 | 2.1778 | 1761.7931 | 999.6 | 0.16396 | -0.052299
23771 | 16E17G12H08D05M01W02 | 53.28 | 14.37 | 0.65 | 18.71 | 87.01 | 2.4889 | 1862.2912 | 893.76 | 0.026423 | 0.017169
23772 | 16E17G12H08D05M01W03 | 53.28 | 14.37 | 0.65 | 13.97 | 82.27 | 2.4889 | 1862.2912 | 827.82 | 0.026423 | 0.07071
23773 | 16E17G12H08D06M01W02 | 49.78 | 12.52 | 0.65 | 18.71 | 81.66 | 2.1 | 1700.2637 | 851.97 | 0.15176 | 0.077601
23774 | 16E17G12H08D06M01W03 | 49.78 | 12.52 | 0.65 | 13.97 | 76.92 | 2.1 | 1700.2637 | 786.03 | 0.15176 | 0.13114
23775 | 16E17G12H08D07M01W02 | 54.17 | 14.92 | 0.65 | 18.71 | 88.45 | 2.5667 | 1907.4128 | 904.26 | -0.01084 | 0.00090365
23776 | 16E17G12H08D07M01W03 | 54.17 | 14.92 | 0.65 | 13.97 | 83.71 | 2.5667 | 1907.4128 | 838.32 | -0.01084 | 0.054445
23777 | 16E17G12H08D07M01W04 | 54.17 | 14.92 | 0.65 | 10.04 | 79.78 | 2.5667 | 1907.4128 | 783.93 | -0.01084 | 0.098837
23778 | 16E17G12H08D07M02W02 | 54.13 | 12.34 | 0.65 | 18.71 | 85.83 | 2.1778 | 1761.7931 | 903.21 | 0.16396 | 0.030498
23779 | 16E17G12H09D05M01W02 | 51.27 | 14.37 | 0.65 | 18.71 | 85 | 2.4889 | 1862.2912 | 867.3 | 0.026423 | 0.039873
23780 | 16E17G12H09D05M01W03 | 51.27 | 14.37 | 0.65 | 13.97 | 80.26 | 2.4889 | 1862.2912 | 801.36 | 0.026423 | 0.093415
23781 | 16E17G12H09D07M01W02 | 52.13 | 14.92 | 0.65 | 18.71 | 86.41 | 2.5667 | 1907.4128 | 877.38 | -0.01084 | 0.023947
23782 | 16E17G12H09D07M01W03 | 52.13 | 14.92 | 0.65 | 13.97 | 81.67 | 2.5667 | 1907.4128 | 811.44 | -0.01084 | 0.077488
23783 | 16E17G12H09D07M01W04 | 52.13 | 14.92 | 0.65 | 10.04 | 77.74 | 2.5667 | 1907.4128 | 757.05 | -0.01084 | 0.12188
23784 | 16E17G12H09D07M02W02 | 52.09 | 12.34 | 0.65 | 18.71 | 83.79 | 2.1778 | 1761.7931 | 876.33 | 0.16396 | 0.053541
23785 | 16E17G12H10D05M01W02 | 60.5 | 13.12 | 0.65 | 18.71 | 92.98 | 2.2556 | 1796.6598 | 988.89 | 0.11111 | -0.050265
23786 | 16E17G12H10D05M01W03 | 60.5 | 13.12 | 0.65 | 13.97 | 88.24 | 2.2556 | 1796.6598 | 922.95 | 0.11111 | 0.0032757
23787 | 16E17G12H10D07M01W02 | 61.51 | 13.61 | 0.65 | 18.71 | 94.48 | 2.3333 | 1837.6795 | 1000.86 | 0.077913 | -0.067209
23788 | 16E17G12H10D07M01W03 | 61.51 | 13.61 | 0.65 | 13.97 | 89.74 | 2.3333 | 1837.6795 | 934.92 | 0.077913 | -0.013668
23789 | 16E17G12H10D07M01W04 | 61.51 | 13.61 | 0.65 | 10.04 | 85.81 | 2.3333 | 1837.6795 | 880.53 | 0.077913 | 0.030724
23790 | 16E17G12H10D07M02W02 | 61.46 | 11.26 | 0.65 | 18.71 | 92.08 | 1.9444 | 1704.3657 | 999.6 | 0.23713 | -0.040099
23791 | 16E17G12H11D05M01W02 | 60.5 | 12.85 | 0.65 | 18.71 | 92.71 | 2.1778 | 1784.3539 | 988.89 | 0.1294 | -0.047216
23792 | 16E17G12H11D05M01W03 | 60.5 | 12.85 | 0.65 | 13.97 | 87.97 | 2.1778 | 1784.3539 | 922.95 | 0.1294 | 0.0063255
23793 | 16E17G12H11D06M01W02 | 56.52 | 11.2 | 0.65 | 18.71 | 87.08 | 1.8667 | 1632.5813 | 940.8 | 0.24119 | 0.016379
23794 | 16E17G12H11D06M01W03 | 56.52 | 11.2 | 0.65 | 13.97 | 82.34 | 1.8667 | 1632.5813 | 874.86 | 0.24119 | 0.06992
23795 | 16E17G12H11D07M01W02 | 61.51 | 13.33 | 0.65 | 18.71 | 94.2 | 2.2556 | 1825.3736 | 1000.86 | 0.096883 | -0.064046
23796 | 16E17G12H11D07M01W03 | 61.51 | 13.33 | 0.65 | 13.97 | 89.46 | 2.2556 | 1825.3736 | 934.92 | 0.096883 | -0.010505
23797 | 16E17G12H11D07M01W04 | 61.51 | 13.33 | 0.65 | 10.04 | 85.53 | 2.2556 | 1825.3736 | 880.53 | 0.096883 | 0.033887
23798 | 16E17G12H11D07M02W02 | 61.46 | 11.03 | 0.65 | 18.71 | 91.85 | 1.8667 | 1694.1108 | 999.6 | 0.25271 | -0.037501
23799 | 16E17G12H12D05M01W02 | 52.59 | 10.72 | 0.65 | 18.71 | 82.67 | 1.7889 | 1402.8714 | 903.21 | 0.27371 | 0.066192
23800 | 16E17G12H12D05M01W03 | 52.59 | 10.72 | 0.65 | 13.97 | 77.93 | 1.7889 | 1402.8714 | 837.27 | 0.27371 | 0.11973
23801 | 16E17G12H12D07M01W02 | 53.46 | 11.12 | 0.65 | 18.71 | 83.94 | 1.8667 | 1435.6871 | 913.92 | 0.24661 | 0.051847
23802 | 16E17G12H12D07M01W03 | 53.46 | 11.12 | 0.65 | 13.97 | 79.2 | 1.8667 | 1435.6871 | 847.98 | 0.24661 | 0.10539
23803 | 16E17G12H12D07M01W04 | 53.46 | 11.12 | 0.65 | 10.04 | 75.27 | 1.8667 | 1435.6871 | 793.59 | 0.24661 | 0.14978
23804 | 16E17G12H12D07M02W02 | 53.42 | 9.2 | 0.65 | 18.71 | 81.98 | 1.5556 | 1326.9851 | 912.87 | 0.37669 | 0.073986
23805 | 16E17G12H13D05M01W02 | 52.59 | 9.69 | 0.65 | 18.71 | 81.64 | 1.6333 | 1337.24 | 903.21 | 0.3435 | 0.077827
23806 | 16E17G12H13D05M01W03 | 52.59 | 9.69 | 0.65 | 13.97 | 76.9 | 1.6333 | 1337.24 | 837.27 | 0.3435 | 0.13137
23807 | 16E17G12H13D07M01W02 | 53.46 | 10.06 | 0.65 | 18.71 | 82.88 | 1.7111 | 1368.0047 | 913.92 | 0.31843 | 0.06382
23808 | 16E17G12H13D07M01W03 | 53.46 | 10.06 | 0.65 | 13.97 | 78.14 | 1.7111 | 1368.0047 | 847.98 | 0.31843 | 0.11736
23809 | 16E17G12H13D07M01W04 | 53.46 | 10.06 | 0.65 | 10.04 | 74.21 | 1.7111 | 1368.0047 | 793.59 | 0.31843 | 0.16175 | 1
23810 | 16E17G12H13D07M02W02 | 53.42 | 8.32 | 0.65 | 18.71 | 81.1 | 1.4778 | 1269.5576 | 912.87 | 0.43631 | 0.083926
23811 | 16E17G12H14D05M01W02 | 60.5 | 11.66 | 0.65 | 18.71 | 91.52 | 2.0222 | 1708.4676 | 988.89 | 0.21003 | -0.033774
23812 | 16E17G12H14D05M01W03 | 60.5 | 11.66 | 0.65 | 13.97 | 86.78 | 2.0222 | 1708.4676 | 922.95 | 0.21003 | 0.019767
23813 | 16E17G12H14D07M01W02 | 61.51 | 12.09 | 0.65 | 18.71 | 92.96 | 2.1 | 1745.3853 | 1000.86 | 0.18089 | -0.05004
23814 | 16E17G12H14D07M01W03 | 61.51 | 12.09 | 0.65 | 13.97 | 88.22 | 2.1 | 1745.3853 | 934.92 | 0.18089 | 0.0035016
23815 | 16E17G12H14D07M01W04 | 61.51 | 12.09 | 0.65 | 10.04 | 84.29 | 2.1 | 1745.3853 | 880.53 | 0.18089 | 0.047893
23816 | 16E17G12H14D07M02W02 | 61.46 | 10.01 | 0.65 | 18.71 | 90.83 | 1.7111 | 1628.4793 | 999.6 | 0.32182 | -0.02598
23817 | 16E18G09H07D04M01W02 | 60.73 | 11.6 | 0.65 | 18.71 | 91.69 | 2.0222 | 1712.5696 | 990.78 | 0.21409 | -0.035694
23818 | 16E18G09H07D05M01W02 | 51.05 | 9.18 | 0.65 | 18.71 | 79.59 | 1.5556 | 1427.4832 | 874.02 | 0.37805 | 0.10098
23819 | 16E18G09H07D05M01W03 | 51.05 | 9.18 | 0.65 | 13.97 | 74.85 | 1.5556 | 1427.4832 | 808.08 | 0.37805 | 0.15452 | 1
23820 | 16E18G09H07D06M01W02 | 47.17 | 7.89 | 0.65 | 18.71 | 74.42 | 1.3222 | 1296.2203 | 827.4 | 0.46545 | 0.15938 | 1
23821 | 16E18G09H07D06M01W03 | 47.17 | 7.89 | 0.65 | 13.97 | 69.68 | 1.3222 | 1296.2203 | 761.46 | 0.46545 | 0.21292 | 1
23822 | 16E18G09H07D07M01W02 | 52.05 | 9.56 | 0.65 | 18.71 | 80.97 | 1.6333 | 1466.4518 | 885.78 | 0.3523 | 0.085395
23823 | 16E18G09H07D07M01W03 | 52.05 | 9.56 | 0.65 | 13.97 | 76.23 | 1.6333 | 1466.4518 | 819.84 | 0.3523 | 0.13894
23824 | 16E18G09H07D07M01W04 | 52.05 | 9.56 | 0.65 | 10.04 | 72.3 | 1.6333 | 1466.4518 | 765.45 | 0.3523 | 0.18333 | 1
23825 | 16E18G09H07D07M02W02 | 52.13 | 7.54 | 0.65 | 18.71 | 79.03 | 1.2444 | 1351.5968 | 886.41 | 0.48916 | 0.10731
23826 | 16E18G09H08D05M01W02 | 44.96 | 9.18 | 0.65 | 18.71 | 73.5 | 1.5556 | 1427.4832 | 793.8 | 0.37805 | 0.16977 | 1
23827 | 16E18G09H08D05M01W03 | 44.96 | 9.18 | 0.65 | 13.97 | 68.76 | 1.5556 | 1427.4832 | 727.86 | 0.37805 | 0.22331 | 1
23828 | 16E18G09H08D06M01W02 | 41.54 | 7.89 | 0.65 | 18.71 | 68.79 | 1.3222 | 1296.2203 | 753.27 | 0.46545 | 0.22298 | 1
23829 | 16E18G09H08D06M01W03 | 41.54 | 7.89 | 0.65 | 13.97 | 64.05 | 1.3222 | 1296.2203 | 687.33 | 0.46545 | 0.27652 | 1
23830 | 16E18G09H08D07M01W02 | 45.83 | 9.56 | 0.65 | 18.71 | 74.75 | 1.6333 | 1466.4518 | 804.09 | 0.3523 | 0.15565 | 1
23831 | 16E18G09H08D07M01W03 | 45.83 | 9.56 | 0.65 | 13.97 | 70.01 | 1.6333 | 1466.4518 | 738.15 | 0.3523 | 0.20919 | 1
23832 | 16E18G09H08D07M01W04 | 45.83 | 9.56 | 0.65 | 10.04 | 66.08 | 1.6333 | 1466.4518 | 683.76 | 0.3523 | 0.25359 | 1
23833 | 16E18G09H08D07M02W02 | 45.91 | 7.54 | 0.65 | 18.71 | 72.81 | 1.2444 | 1351.5968 | 804.51 | 0.48916 | 0.17757 | 1
23834 | 16E18G09H09D05M01W02 | 43.27 | 9.18 | 0.65 | 18.71 | 71.81 | 1.5556 | 1427.4832 | 771.54 | 0.37805 | 0.18886 | 1
23835 | 16E18G09H09D05M01W03 | 43.27 | 9.18 | 0.65 | 13.97 | 67.07 | 1.5556 | 1427.4832 | 705.6 | 0.37805 | 0.2424 | 1
23836 | 16E18G09H09D07M01W02 | 44.11 | 9.56 | 0.65 | 18.71 | 73.03 | 1.6333 | 1466.4518 | 781.41 | 0.3523 | 0.17508 | 1
23837 | 16E18G09H09D07M01W03 | 44.11 | 9.56 | 0.65 | 13.97 | 68.29 | 1.6333 | 1466.4518 | 715.47 | 0.3523 | 0.22862 | 1
23838 | 16E18G09H09D07M01W04 | 44.11 | 9.56 | 0.65 | 10.04 | 64.36 | 1.6333 | 1466.4518 | 661.08 | 0.3523 | 0.27301 | 1
23839 | 16E18G09H09D07M02W02 | 44.18 | 7.54 | 0.65 | 18.71 | 71.08 | 1.2444 | 1351.5968 | 781.83 | 0.48916 | 0.19711 | 1
23840 | 16E18G09H10D05M01W02 | 51.05 | 8.39 | 0.65 | 18.71 | 78.8 | 1.4778 | 1384.4125 | 874.02 | 0.43157 | 0.10991
23841 | 16E18G09H10D05M01W03 | 51.05 | 8.39 | 0.65 | 13.97 | 74.06 | 1.4778 | 1384.4125 | 808.08 | 0.43157 | 0.16345 | 1
23842 | 16E18G09H10D07M01W02 | 52.05 | 8.73 | 0.65 | 18.71 | 80.14 | 1.4778 | 1421.3302 | 885.78 | 0.40854 | 0.09477
23843 | 16E18G09H10D07M01W03 | 52.05 | 8.73 | 0.65 | 13.97 | 75.4 | 1.4778 | 1421.3302 | 819.84 | 0.40854 | 0.14831
23844 | 16E18G09H10D07M01W04 | 52.05 | 8.73 | 0.65 | 10.04 | 71.47 | 1.4778 | 1421.3302 | 765.45 | 0.40854 | 0.1927 | 1
23845 | 16E18G09H10D07M02W02 | 52.13 | 6.89 | 0.65 | 18.71 | 78.38 | 1.1667 | 1314.6792 | 886.41 | 0.5332 | 0.11465
23846 | 16E18G09H11D05M01W02 | 51.05 | 8.22 | 0.65 | 18.71 | 78.63 | 1.4 | 1378.2596 | 874.02 | 0.44309 | 0.11183
23847 | 16E18G09H11D05M01W03 | 51.05 | 8.22 | 0.65 | 13.97 | 73.89 | 1.4 | 1378.2596 | 808.08 | 0.44309 | 0.16537 | 1
23848 | 16E18G09H11D06M01W02 | 47.17 | 7.07 | 0.65 | 18.71 | 73.6 | 1.1667 | 1253.1497 | 827.4 | 0.521 | 0.16864 | 1
23849 | 16E18G09H11D06M01W03 | 47.17 | 7.07 | 0.65 | 13.97 | 68.86 | 1.1667 | 1253.1497 | 761.46 | 0.521 | 0.22218 | 1
23850 | 16E18G09H11D07M01W02 | 52.05 | 8.56 | 0.65 | 18.71 | 79.97 | 1.4778 | 1413.1263 | 885.78 | 0.42005 | 0.09669
23851 | 16E18G09H11D07M01W03 | 52.05 | 8.56 | 0.65 | 13.97 | 75.23 | 1.4778 | 1413.1263 | 819.84 | 0.42005 | 0.15023 | 1
23852 | 16E18G09H11D07M01W04 | 52.05 | 8.56 | 0.65 | 10.04 | 71.3 | 1.4778 | 1413.1263 | 765.45 | 0.42005 | 0.19462 | 1
23853 | 16E18G09H11D07M02W02 | 52.13 | 6.75 | 0.65 | 18.71 | 78.24 | 1.0889 | 1310.5772 | 886.41 | 0.54268 | 0.11623
23854 | 16E18G09H12D05M01W02 | 44.38 | 6.86 | 0.65 | 18.71 | 70.6 | 1.1667 | 1080.8673 | 801.78 | 0.53523 | 0.20253 | 1
23855 | 16E18G09H12D05M01W03 | 44.38 | 6.86 | 0.65 | 13.97 | 65.86 | 1.1667 | 1080.8673 | 735.84 | 0.53523 | 0.25607 | 1
23856 | 16E18G09H12D07M01W02 | 45.24 | 7.14 | 0.65 | 18.71 | 71.74 | 1.2444 | 1107.53 | 812.28 | 0.51626 | 0.18965 | 1
23857 | 16E18G09H12D07M01W03 | 45.24 | 7.14 | 0.65 | 13.97 | 67 | 1.2444 | 1107.53 | 746.34 | 0.51626 | 0.24319 | 1
23858 | 16E18G09H12D07M01W04 | 45.24 | 7.14 | 0.65 | 10.04 | 63.07 | 1.2444 | 1107.53 | 691.95 | 0.51626 | 0.28759 | 1
23859 | 16E18G09H12D07M02W02 | 45.31 | 5.63 | 0.65 | 18.71 | 70.3 | 0.93333 | 1021.3888 | 812.7 | 0.61856 | 0.20592 | 1
23860 | 16E18G09H13D05M01W02 | 44.38 | 6.19 | 0.65 | 18.71 | 69.93 | 1.0889 | 1035.7457 | 801.78 | 0.58062 | 0.2101 | 1
23861 | 16E18G09H13D05M01W03 | 44.38 | 6.19 | 0.65 | 13.97 | 65.19 | 1.0889 | 1035.7457 | 735.84 | 0.58062 | 0.26364 | 1
23862 | 16E18G09H13D07M01W02 | 45.24 | 6.45 | 0.65 | 18.71 | 71.05 | 1.0889 | 1060.3575 | 812.28 | 0.56301 | 0.19745 | 1
23863 | 16E18G09H13D07M01W03 | 45.24 | 6.45 | 0.65 | 13.97 | 66.31 | 1.0889 | 1060.3575 | 746.34 | 0.56301 | 0.25099 | 1
23864 | 16E18G09H13D07M01W04 | 45.24 | 6.45 | 0.65 | 10.04 | 62.38 | 1.0889 | 1060.3575 | 691.95 | 0.56301 | 0.29538 | 1
23865 | 16E18G09H13D07M02W02 | 45.31 | 5.09 | 0.65 | 18.71 | 69.76 | 0.85556 | 984.4711 | 812.7 | 0.65515 | 0.21202 | 1
23866 | 16E18G09H14D05M01W02 | 51.05 | 7.45 | 0.65 | 18.71 | 77.86 | 1.3222 | 1326.9851 | 874.02 | 0.49526 | 0.12052
23867 | 16E18G09H14D05M01W03 | 51.05 | 7.45 | 0.65 | 13.97 | 73.12 | 1.3222 | 1326.9851 | 808.08 | 0.49526 | 0.17407 | 1
23868 | 16E18G09H14D07M01W02 | 52.05 | 7.75 | 0.65 | 18.71 | 79.16 | 1.3222 | 1359.8008 | 885.78 | 0.47493 | 0.10584
23869 | 16E18G09H14D07M01W03 | 52.05 | 7.75 | 0.65 | 13.97 | 74.42 | 1.3222 | 1359.8008 | 819.84 | 0.47493 | 0.15938 | 1
23870 | 16E18G09H14D07M01W04 | 52.05 | 7.75 | 0.65 | 10.04 | 70.49 | 1.3222 | 1359.8008 | 765.45 | 0.47493 | 0.20377 | 1
23871 | 16E18G09H14D07M02W02 | 52.13 | 6.12 | 0.65 | 18.71 | 77.61 | 1.0111 | 1267.5066 | 886.41 | 0.58537 | 0.12335
23872 | 16E18G10H07D04M01W02 | 68.1 | 3.14 | 0.65 | 18.71 | 90.6 | 0.31111 | 1353.6478 | 1082.13 | 0.78726 | -0.023382
23873 | 16E18G10H07D05M01W02 | 57.69 | 2.41 | 0.65 | 18.71 | 79.46 | 0.23333 | 1146.4987 | 956.13 | 0.83672 | 0.10245
23874 | 16E18G10H07D05M01W03 | 57.69 | 2.41 | 0.65 | 13.97 | 74.72 | 0.23333 | 1146.4987 | 890.19 | 0.83672 | 0.15599 | 1
23875 | 16E18G10H07D06M01W02 | 53.37 | 1.99 | 0.65 | 18.71 | 74.72 | 0.15556 | 1054.2045 | 904.05 | 0.86518 | 0.15599 | 1
23876 | 16E18G10H07D06M01W03 | 53.37 | 1.99 | 0.65 | 13.97 | 69.98 | 0.15556 | 1054.2045 | 838.11 | 0.86518 | 0.20953 | 1
23877 | 16E18G10H07D07M01W02 | 58.78 | 2.54 | 0.65 | 18.71 | 80.68 | 0.23333 | 1173.1614 | 969.36 | 0.82791 | 0.088671
23878 | 16E18G10H07D07M01W03 | 58.78 | 2.54 | 0.65 | 13.97 | 75.94 | 0.23333 | 1173.1614 | 903.42 | 0.82791 | 0.14221
23879 | 16E18G10H07D07M01W04 | 58.78 | 2.54 | 0.65 | 10.04 | 72.01 | 0.23333 | 1173.1614 | 849.03 | 0.82791 | 0.1866 | 1
23880 | 16E18G10H07D07M02W02 | 59.1 | 1.58 | 0.65 | 18.71 | 80.04 | 0 | 1119.8359 | 972.72 | 0.89295 | 0.0959
23881 | 16E18G10H08D05M01W02 | 50.81 | 2.41 | 0.65 | 18.71 | 72.58 | 0.23333 | 1146.4987 | 865.2 | 0.83672 | 0.18016 | 1
23882 | 16E18G10H08D05M01W03 | 50.81 | 2.41 | 0.65 | 13.97 | 67.84 | 0.23333 | 1146.4987 | 799.26 | 0.83672 | 0.23371 | 1
23883 | 16E18G10H08D06M01W02 | 47.01 | 1.99 | 0.65 | 18.71 | 68.36 | 0.15556 | 1054.2045 | 820.05 | 0.86518 | 0.22783 | 1
23884 | 16E18G10H08D06M01W03 | 47.01 | 1.99 | 0.65 | 13.97 | 63.62 | 0.15556 | 1054.2045 | 754.11 | 0.86518 | 0.28137 | 1
23885 | 16E18G10H08D07M01W02 | 51.77 | 2.54 | 0.65 | 18.71 | 73.67 | 0.23333 | 1173.1614 | 876.75 | 0.82791 | 0.16785 | 1
23886 | 16E18G10H08D07M01W03 | 51.77 | 2.54 | 0.65 | 13.97 | 68.93 | 0.23333 | 1173.1614 | 810.81 | 0.82791 | 0.22139 | 1
23887 | 16E18G10H08D07M01W04 | 51.77 | 2.54 | 0.65 | 10.04 | 65 | 0.23333 | 1173.1614 | 756.42 | 0.82791 | 0.26579 | 1
23888 | 16E18G10H08D07M02W02 | 52.05 | 1.58 | 0.65 | 18.71 | 72.99 | 0 | 1119.8359 | 879.69 | 0.89295 | 0.17553 | 1
23889 | 16E18G10H09D05M01W02 | 48.9 | 2.41 | 0.65 | 18.71 | 70.67 | 0.23333 | 1146.4987 | 840 | 0.83672 | 0.20174 | 1
23890 | 16E18G10H09D05M01W03 | 48.9 | 2.41 | 0.65 | 13.97 | 65.93 | 0.23333 | 1146.4987 | 774.06 | 0.83672 | 0.25528 | 1
23891 | 16E18G10H09D07M01W02 | 49.82 | 2.54 | 0.65 | 18.71 | 71.72 | 0.23333 | 1173.1614 | 850.92 | 0.82791 | 0.18988 | 1
23892 | 16E18G10H09D07M01W03 | 49.82 | 2.54 | 0.65 | 13.97 | 66.98 | 0.23333 | 1173.1614 | 784.98 | 0.82791 | 0.24342 | 1
23893 | 16E18G10H09D07M01W04 | 49.82 | 2.54 | 0.65 | 10.04 | 63.05 | 0.23333 | 1173.1614 | 730.59 | 0.82791 | 0.28781 | 1
23894 | 16E18G10H09D07M02W02 | 50.1 | 1.58 | 0.65 | 18.71 | 71.04 | 0 | 1119.8359 | 853.86 | 0.89295 | 0.19756 | 1
23895 | 16E18G10H10D05M01W02 | 57.69 | 2.21 | 0.65 | 18.71 | 79.26 | 0.23333 | 1134.1928 | 956.13 | 0.85027 | 0.10471
23896 | 16E18G10H10D05M01W03 | 57.69 | 2.21 | 0.65 | 13.97 | 74.52 | 0.23333 | 1134.1928 | 890.19 | 0.85027 | 0.15825 | 1
23897 | 16E18G10H10D07M01W02 | 58.78 | 2.32 | 0.65 | 18.71 | 80.46 | 0.23333 | 1160.8556 | 969.36 | 0.84282 | 0.091156
23898 | 16E18G10H10D07M01W03 | 58.78 | 2.32 | 0.65 | 13.97 | 75.72 | 0.23333 | 1160.8556 | 903.42 | 0.84282 | 0.1447
23899 | 16E18G10H10D07M01W04 | 58.78 | 2.32 | 0.65 | 10.04 | 71.79 | 0.23333 | 1160.8556 | 849.03 | 0.84282 | 0.18909 | 1
23900 | 16E18G10H10D07M02W02 | 59.1 | 1.44 | 0.65 | 18.71 | 79.9 | 0 | 1111.632 | 972.72 | 0.90244 | 0.097481
23901 | 16E18G10H11D05M01W02 | 57.69 | 2.17 | 0.65 | 18.71 | 79.22 | 0.23333 | 1132.1418 | 956.13 | 0.85298 | 0.10516
23902 | 16E18G10H11D05M01W03 | 57.69 | 2.17 | 0.65 | 13.97 | 74.48 | 0.23333 | 1132.1418 | 890.19 | 0.85298 | 0.1587 | 1
23903 | 16E18G10H11D06M01W02 | 53.37 | 1.78 | 0.65 | 18.71 | 74.51 | 0.15556 | 1041.8986 | 904.05 | 0.8794 | 0.15836 | 1
23904 | 16E18G10H11D06M01W03 | 53.37 | 1.78 | 0.65 | 13.97 | 69.77 | 0.15556 | 1041.8986 | 838.11 | 0.8794 | 0.21191 | 1
23905 | 16E18G10H11D07M01W02 | 58.78 | 2.28 | 0.65 | 18.71 | 80.42 | 0.23333 | 1158.8046 | 969.36 | 0.84553 | 0.091607
23906 | 16E18G10H11D07M01W03 | 58.78 | 2.28 | 0.65 | 13.97 | 75.68 | 0.23333 | 1158.8046 | 903.42 | 0.84553 | 0.14515
23907 | 16E18G10H11D07M01W04 | 58.78 | 2.28 | 0.65 | 10.04 | 71.75 | 0.23333 | 1158.8046 | 849.03 | 0.84553 | 0.18954 | 1
23908 | 16E18G10H11D07M02W02 | 59.1 | 1.41 | 0.65 | 18.71 | 79.87 | 0 | 1109.581 | 972.72 | 0.90447 | 0.09782
23909 | 16E18G10H12D05M01W02 | 50.14 | 1.81 | 0.65 | 18.71 | 71.31 | 0.15556 | 865.5142 | 874.44 | 0.87737 | 0.19451 | 1
23910 | 16E18G10H12D05M01W03 | 50.14 | 1.81 | 0.65 | 13.97 | 66.57 | 0.15556 | 865.5142 | 808.5 | 0.87737 | 0.24805 | 1
23911 | 16E18G10H12D07M01W02 | 51.08 | 1.9 | 0.65 | 18.71 | 72.34 | 0.15556 | 883.973 | 885.99 | 0.87127 | 0.18288 | 1
23912 | 16E18G10H12D07M01W03 | 51.08 | 1.9 | 0.65 | 13.97 | 67.6 | 0.15556 | 883.973 | 820.05 | 0.87127 | 0.23642 | 1
23913 | 16E18G10H12D07M01W04 | 51.08 | 1.9 | 0.65 | 10.04 | 63.67 | 0.15556 | 883.973 | 765.66 | 0.87127 | 0.28081 | 1
23914 | 16E18G10H12D07M02W02 | 51.36 | 1.18 | 0.65 | 18.71 | 71.9 | 0 | 840.9024 | 888.93 | 0.92005 | 0.18785 | 1
23915 | 16E18G10H13D05M01W02 | 50.14 | 1.63 | 0.65 | 18.71 | 71.13 | 0.15556 | 851.1573 | 874.44 | 0.88957 | 0.19654 | 1
23916 | 16E18G10H13D05M01W03 | 50.14 | 1.63 | 0.65 | 13.97 | 66.39 | 0.15556 | 851.1573 | 808.5 | 0.88957 | 0.25008 | 1
23917 | 16E18G10H13D07M01W02 | 51.08 | 1.72 | 0.65 | 18.71 | 72.16 | 0.15556 | 869.6162 | 885.99 | 0.88347 | 0.18491 | 1
23918 | 16E18G10H13D07M01W03 | 51.08 | 1.72 | 0.65 | 13.97 | 67.42 | 0.15556 | 869.6162 | 820.05 | 0.88347 | 0.23845 | 1
23919 | 16E18G10H13D07M01W04 | 51.08 | 1.72 | 0.65 | 10.04 | 63.49 | 0.15556 | 869.6162 | 765.66 | 0.88347 | 0.28284 | 1
23920 | 16E18G10H13D07M02W02 | 51.36 | 1.07 | 0.65 | 18.71 | 71.79 | 0 | 832.6985 | 888.93 | 0.92751 | 0.18909 | 1
23921 | 16E18G10H14D05M01W02 | 57.69 | 1.96 | 0.65 | 18.71 | 79.01 | 0.15556 | 1117.7849 | 956.13 | 0.86721 | 0.10753
23922 | 16E18G10H14D05M01W03 | 57.69 | 1.96 | 0.65 | 13.97 | 74.27 | 0.15556 | 1117.7849 | 890.19 | 0.86721 | 0.16108 | 1
23923 | 16E18G10H14D07M01W02 | 58.78 | 2.06 | 0.65 | 18.71 | 80.2 | 0.23333 | 1142.3967 | 969.36 | 0.86043 | 0.094092
23924 | 16E18G10H14D07M01W03 | 58.78 | 2.06 | 0.65 | 13.97 | 75.46 | 0.23333 | 1142.3967 | 903.42 | 0.86043 | 0.14763
23925 | 16E18G10H14D07M01W04 | 58.78 | 2.06 | 0.65 | 10.04 | 71.53 | 0.23333 | 1142.3967 | 849.03 | 0.86043 | 0.19203 | 1
23926 | 16E18G10H14D07M02W02 | 59.1 | 1.28 | 0.65 | 18.71 | 79.74 | 0 | 1099.3261 | 972.72 | 0.91328 | 0.099288
23927 | 16E18G12H07D04M01W02 | 64 | 15.8 | 0.65 | 18.71 | 99.16 | 2.8 | 1991.5031 | 1030.26 | -0.070461 | -0.12007
23928 | 16E18G12H07D05M01W02 | 53.95 | 12.51 | 0.65 | 18.71 | 85.82 | 2.1778 | 1659.2441 | 909.09 | 0.15244 | 0.030611
23929 | 16E18G12H07D05M01W03 | 53.95 | 12.51 | 0.65 | 13.97 | 81.08 | 2.1778 | 1659.2441 | 843.15 | 0.15244 | 0.084152
23930 | 16E18G12H07D06M01W02 | 50.1 | 10.86 | 0.65 | 18.71 | 80.32 | 1.8667 | 1509.5224 | 862.68 | 0.26423 | 0.092737
23931 | 16E18G12H07D06M01W03 | 50.1 | 10.86 | 0.65 | 13.97 | 75.58 | 1.8667 | 1509.5224 | 796.74 | 0.26423 | 0.14628
23932 | 16E18G12H07D07M01W02 | 54.92 | 13 | 0.65 | 18.71 | 87.28 | 2.2556 | 1700.2637 | 920.85 | 0.11924 | 0.01412
23933 | 16E18G12H07D07M01W03 | 54.92 | 13 | 0.65 | 13.97 | 82.54 | 2.2556 | 1700.2637 | 854.91 | 0.11924 | 0.067661
23934 | 16E18G12H07D07M01W04 | 54.92 | 13 | 0.65 | 10.04 | 78.61 | 2.2556 | 1700.2637 | 800.52 | 0.11924 | 0.11205
23935 | 16E18G12H07D07M02W02 | 54.93 | 10.45 | 0.65 | 18.71 | 84.74 | 1.7889 | 1560.797 | 920.22 | 0.29201 | 0.04281
23936 | 16E18G12H08D05M01W02 | 47.51 | 12.51 | 0.65 | 18.71 | 79.38 | 2.1778 | 1659.2441 | 824.25 | 0.15244 | 0.10335
23937 | 16E18G12H08D05M01W03 | 47.51 | 12.51 | 0.65 | 13.97 | 74.64 | 2.1778 | 1659.2441 | 758.31 | 0.15244 | 0.1569 | 1
23938 | 16E18G12H08D06M01W02 | 44.12 | 10.86 | 0.65 | 18.71 | 74.34 | 1.8667 | 1509.5224 | 783.93 | 0.26423 | 0.16028 | 1
23939 | 16E18G12H08D06M01W03 | 44.12 | 10.86 | 0.65 | 13.97 | 69.6 | 1.8667 | 1509.5224 | 717.99 | 0.26423 | 0.21383 | 1
23940 | 16E18G12H08D07M01W02 | 48.37 | 13 | 0.65 | 18.71 | 80.73 | 2.2556 | 1700.2637 | 834.54 | 0.11924 | 0.088106
23941 | 16E18G12H08D07M01W03 | 48.37 | 13 | 0.65 | 13.97 | 75.99 | 2.2556 | 1700.2637 | 768.6 | 0.11924 | 0.14165
23942 | 16E18G12H08D07M01W04 | 48.37 | 13 | 0.65 | 10.04 | 72.06 | 2.2556 | 1700.2637 | 714.21 | 0.11924 | 0.18604 | 1
23943 | 16E18G12H08D07M02W02 | 48.38 | 10.45 | 0.65 | 18.71 | 78.19 | 1.7889 | 1560.797 | 833.91 | 0.29201 | 0.1168
23944 | 16E18G12H09D05M01W02 | 45.72 | 12.51 | 0.65 | 18.71 | 77.59 | 2.1778 | 1659.2441 | 800.73 | 0.15244 | 0.12357
23945 | 16E18G12H09D05M01W03 | 45.72 | 12.51 | 0.65 | 13.97 | 72.85 | 2.1778 | 1659.2441 | 734.79 | 0.15244 | 0.17712 | 1
23946 | 16E18G12H09D07M01W02 | 46.55 | 13 | 0.65 | 18.71 | 78.91 | 2.2556 | 1700.2637 | 810.6 | 0.11924 | 0.10866
23947 | 16E18G12H09D07M01W03 | 46.55 | 13 | 0.65 | 13.97 | 74.17 | 2.2556 | 1700.2637 | 744.66 | 0.11924 | 0.1622 | 1
23948 | 16E18G12H09D07M01W04 | 46.55 | 13 | 0.65 | 10.04 | 70.24 | 2.2556 | 1700.2637 | 690.27 | 0.11924 | 0.2066 | 1
23949 | 16E18G12H09D07M02W02 | 46.56 | 10.45 | 0.65 | 18.71 | 76.37 | 1.7889 | 1560.797 | 809.97 | 0.29201 | 0.13735
23950 | 16E18G12H10D05M01W02 | 53.95 | 11.42 | 0.65 | 18.71 | 84.73 | 1.9444 | 1601.8166 | 909.09 | 0.22629 | 0.042923
23951 | 16E18G12H10D05M01W03 | 53.95 | 11.42 | 0.65 | 13.97 | 79.99 | 1.9444 | 1601.8166 | 843.15 | 0.22629 | 0.096464
23952 | 16E18G12H10D07M01W02 | 54.92 | 11.87 | 0.65 | 18.71 | 86.15 | 2.0222 | 1640.7852 | 920.85 | 0.1958 | 0.026884
23953 | 16E18G12H10D07M01W03 | 54.92 | 11.87 | 0.65 | 13.97 | 81.41 | 2.0222 | 1640.7852 | 854.91 | 0.1958 | 0.080425
23954 | 16E18G12H10D07M01W04 | 54.92 | 11.87 | 0.65 | 10.04 | 77.48 | 2.0222 | 1640.7852 | 800.52 | 0.1958 | 0.12482
23955 | 16E18G12H10D07M02W02 | 54.93 | 9.54 | 0.65 | 18.71 | 83.83 | 1.6333 | 1511.5734 | 920.22 | 0.35366 | 0.053089
23956 | 16E18G12H11D05M01W02 | 53.95 | 11.19 | 0.65 | 18.71 | 84.5 | 1.8667 | 1591.5617 | 909.09 | 0.24187 | 0.045521
23957 | 16E18G12H11D05M01W03 | 53.95 | 11.19 | 0.65 | 13.97 | 79.76 | 1.8667 | 1591.5617 | 843.15 | 0.24187 | 0.099062
23958 | 16E18G12H11D06M01W02 | 50.1 | 9.72 | 0.65 | 18.71 | 79.18 | 1.6333 | 1450.0439 | 862.68 | 0.34146 | 0.10561
23959 | 16E18G12H11D06M01W03 | 50.1 | 9.72 | 0.65 | 13.97 | 74.44 | 1.6333 | 1450.0439 | 796.74 | 0.34146 | 0.15916 | 1
23960 | 16E18G12H11D07M01W02 | 54.92 | 11.63 | 0.65 | 18.71 | 85.91 | 1.9444 | 1630.5303 | 920.85 | 0.21206 | 0.029594
23961 | 16E18G12H11D07M01W03 | 54.92 | 11.63 | 0.65 | 13.97 | 81.17 | 1.9444 | 1630.5303 | 854.91 | 0.21206 | 0.083136
23962 | 16E18G12H11D07M01W04 | 54.92 | 11.63 | 0.65 | 10.04 | 77.24 | 1.9444 | 1630.5303 | 800.52 | 0.21206 | 0.12753
23963 | 16E18G12H11D07M02W02 | 54.93 | 9.35 | 0.65 | 18.71 | 83.64 | 1.5556 | 1503.3695 | 920.22 | 0.36653 | 0.055236
23964 | 16E18G12H12D05M01W02 | 46.9 | 9.34 | 0.65 | 18.71 | 75.6 | 1.5556 | 1255.2007 | 832.86 | 0.36721 | 0.14605
23965 | 16E18G12H12D05M01W03 | 46.9 | 9.34 | 0.65 | 13.97 | 70.86 | 1.5556 | 1255.2007 | 766.92 | 0.36721 | 0.19959 | 1
23966 | 16E18G12H12D07M01W02 | 47.74 | 9.7 | 0.65 | 18.71 | 76.8 | 1.6333 | 1285.9654 | 843.15 | 0.34282 | 0.1325
23967 | 16E18G12H12D07M01W03 | 47.74 | 9.7 | 0.65 | 13.97 | 72.06 | 1.6333 | 1285.9654 | 777.21 | 0.34282 | 0.18604 | 1
23968 | 16E18G12H12D07M01W04 | 47.74 | 9.7 | 0.65 | 10.04 | 68.13 | 1.6333 | 1285.9654 | 722.82 | 0.34282 | 0.23043 | 1
23969 | 16E18G12H12D07M02W02 | 47.74 | 7.8 | 0.65 | 18.71 | 74.9 | 1.3222 | 1179.3144 | 842.52 | 0.47154 | 0.15396 | 1
23970 | 16E18G12H13D05M01W02 | 46.9 | 8.44 | 0.65 | 18.71 | 74.7 | 1.4778 | 1195.7222 | 832.86 | 0.42818 | 0.15622 | 1
23971 | 16E18G12H13D05M01W03 | 46.9 | 8.44 | 0.65 | 13.97 | 69.96 | 1.4778 | 1195.7222 | 766.92 | 0.42818 | 0.20976 | 1
23972 | 16E18G12H13D07M01W02 | 47.74 | 8.76 | 0.65 | 18.71 | 75.86 | 1.4778 | 1224.436 | 843.15 | 0.4065 | 0.14312
23973 | 16E18G12H13D07M01W03 | 47.74 | 8.76 | 0.65 | 13.97 | 71.12 | 1.4778 | 1224.436 | 777.21 | 0.4065 | 0.19666 | 1
23974 | 16E18G12H13D07M01W04 | 47.74 | 8.76 | 0.65 | 10.04 | 67.19 | 1.4778 | 1224.436 | 722.82 | 0.4065 | 0.24105 | 1
23975 | 16E18G12H13D07M02W02 | 47.74 | 7.05 | 0.65 | 18.71 | 74.15 | 1.2444 | 1130.0908 | 842.52 | 0.52236 | 0.16243 | 1
23976 | 16E18G12H14D05M01W02 | 53.95 | 10.14 | 0.65 | 18.71 | 83.45 | 1.7111 | 1523.8793 | 909.09 | 0.31301 | 0.057382
23977 | 16E18G12H14D05M01W03 | 53.95 | 10.14 | 0.65 | 13.97 | 78.71 | 1.7111 | 1523.8793 | 843.15 | 0.31301 | 0.11092
23978 | 16E18G12H14D07M01W02 | 54.92 | 10.54 | 0.65 | 18.71 | 84.82 | 1.7889 | 1560.797 | 920.85 | 0.28591 | 0.041907
23979 | 16E18G12H14D07M01W03 | 54.92 | 10.54 | 0.65 | 13.97 | 80.08 | 1.7889 | 1560.797 | 854.91 | 0.28591 | 0.095448
23980 | 16E18G12H14D07M01W04 | 54.92 | 10.54 | 0.65 | 10.04 | 76.15 | 1.7889 | 1560.797 | 800.52 | 0.28591 | 0.13984
23981 | 16E18G12H14D07M02W02 | 54.93 | 8.47 | 0.65 | 18.71 | 82.76 | 1.4778 | 1445.942 | 920.22 | 0.42615 | 0.065176
23982 | 16E19G09H07D04M01W02 | 61.73 | 6.4 | 0.65 | 18.71 | 87.49 | 1.0889 | 1437.7381 | 1003.17 | 0.5664 | 0.011747
23983 | 16E19G09H07D05M01W02 | 51.78 | 5.33 | 0.65 | 18.71 | 76.47 | 0.85556 | 1222.385 | 883.05 | 0.63889 | 0.13623
23984 | 16E19G09H07D05M01W03 | 51.78 | 5.33 | 0.65 | 13.97 | 71.73 | 0.85556 | 1222.385 | 817.11 | 0.63889 | 0.18977 | 1
23985 | 16E19G09H07D06M01W02 | 47.96 | 4.78 | 0.65 | 18.71 | 72.1 | 0.77778 | 1132.1418 | 837.06 | 0.67615 | 0.18559 | 1
23986 | 16E19G09H07D06M01W03 | 47.96 | 4.78 | 0.65 | 13.97 | 67.36 | 0.77778 | 1132.1418 | 771.12 | 0.67615 | 0.23913 | 1
23987 | 16E19G09H07D07M01W02 | 52.73 | 5.48 | 0.65 | 18.71 | 77.57 | 0.93333 | 1246.9968 | 894.6 | 0.62873 | 0.1238
23988 | 16E19G09H07D07M01W03 | 52.73 | 5.48 | 0.65 | 13.97 | 72.83 | 0.93333 | 1246.9968 | 828.66 | 0.62873 | 0.17734 | 1
23989 | 16E19G09H07D07M01W04 | 52.73 | 5.48 | 0.65 | 10.04 | 68.9 | 0.93333 | 1246.9968 | 774.27 | 0.62873 | 0.22173 | 1
23990 | 16E19G09H07D07M02W02 | 52.89 | 4.04 | 0.65 | 18.71 | 76.29 | 0.54444 | 1169.0595 | 896.07 | 0.72629 | 0.13826
23991 | 16E19G09H08D05M01W02 | 45.6 | 5.33 | 0.65 | 18.71 | 70.29 | 0.85556 | 1222.385 | 801.78 | 0.63889 | 0.20603 | 1
23992 | 16E19G09H08D05M01W03 | 45.6 | 5.33 | 0.65 | 13.97 | 65.55 | 0.85556 | 1222.385 | 735.84 | 0.63889 | 0.25957 | 1
23993 | 16E19G09H08D06M01W02 | 42.24 | 4.78 | 0.65 | 18.71 | 66.38 | 0.77778 | 1132.1418 | 761.67 | 0.67615 | 0.2502 | 1
23994 | 16E19G09H08D06M01W03 | 42.24 | 4.78 | 0.65 | 13.97 | 61.64 | 0.77778 | 1132.1418 | 695.73 | 0.67615 | 0.30374 | 1
23995 | 16E19G09H08D07M01W02 | 46.44 | 5.48 | 0.65 | 18.71 | 71.28 | 0.93333 | 1246.9968 | 811.65 | 0.62873 | 0.19485 | 1
23996 | 16E19G09H08D07M01W03 | 46.44 | 5.48 | 0.65 | 13.97 | 66.54 | 0.93333 | 1246.9968 | 745.71 | 0.62873 | 0.24839 | 1
23997 | 16E19G09H08D07M01W04 | 46.44 | 5.48 | 0.65 | 10.04 | 62.61 | 0.93333 | 1246.9968 | 691.32 | 0.62873 | 0.29278 | 1
23998 | 16E19G09H08D07M02W02 | 46.58 | 4.04 | 0.65 | 18.71 | 69.98 | 0.54444 | 1169.0595 | 812.91 | 0.72629 | 0.20953 | 1
23999 | 16E19G09H09D05M01W02 | 43.88 | 5.33 | 0.65 | 18.71 | 68.57 | 0.85556 | 1222.385 | 779.1 | 0.63889 | 0.22546 | 1
24000 | 16E19G09H09D05M01W03 | 43.88 | 5.33 | 0.65 | 13.97 | 63.83 | 0.85556 | 1222.385 | 713.16 | 0.63889 | 0.279 | 1
24001 | 16E19G09H09D07M01W02 | 44.69 | 5.48 | 0.65 | 18.71 | 69.53 | 0.93333 | 1246.9968 | 788.76 | 0.62873 | 0.21462 | 1
24002 | 16E19G09H09D07M01W03 | 44.69 | 5.48 | 0.65 | 13.97 | 64.79 | 0.93333 | 1246.9968 | 722.82 | 0.62873 | 0.26816 | 1
24003 | 16E19G09H09D07M01W04 | 44.69 | 5.48 | 0.65 | 10.04 | 60.86 | 0.93333 | 1246.9968 | 668.43 | 0.62873 | 0.31255 | 1
24004 | 16E19G09H09D07M02W02 | 44.83 | 4.04 | 0.65 | 18.71 | 68.23 | 0.54444 | 1169.0595 | 789.81 | 0.72629 | 0.2293 | 1
24005 | 16E19G09H10D05M01W02 | 51.78 | 4.87 | 0.65 | 18.71 | 76.01 | 0.77778 | 1197.7732 | 883.05 | 0.67005 | 0.14142
24006 | 16E19G09H10D05M01W03 | 51.78 | 4.87 | 0.65 | 13.97 | 71.27 | 0.77778 | 1197.7732 | 817.11 | 0.67005 | 0.19496 | 1
24007 | 16E19G09H10D07M01W02 | 52.73 | 5.01 | 0.65 | 18.71 | 77.1 | 0.85556 | 1220.334 | 894.6 | 0.66057 | 0.12911
24008 | 16E19G09H10D07M01W03 | 52.73 | 5.01 | 0.65 | 13.97 | 72.36 | 0.85556 | 1220.334 | 828.66 | 0.66057 | 0.18265 | 1
24009 | 16E19G09H10D07M01W04 | 52.73 | 5.01 | 0.65 | 10.04 | 68.43 | 0.85556 | 1220.334 | 774.27 | 0.66057 | 0.22704 | 1
24010 | 16E19G09H10D07M02W02 | 52.89 | 3.7 | 0.65 | 18.71 | 75.95 | 0.54444 | 1148.5497 | 896.07 | 0.74932 | 0.1421
24011 | 16E19G09H11D05M01W02 | 51.78 | 4.78 | 0.65 | 18.71 | 75.92 | 0.77778 | 1193.6713 | 883.05 | 0.67615 | 0.14244
24012 | 16E19G09H11D05M01W03 | 51.78 | 4.78 | 0.65 | 13.97 | 71.18 | 0.77778 | 1193.6713 | 817.11 | 0.67615 | 0.19598 | 1
24013 | 16E19G09H11D06M01W02 | 47.96 | 4.29 | 0.65 | 18.71 | 71.61 | 0.7 | 1105.4791 | 837.06 | 0.70935 | 0.19112 | 1
24014 | 16E19G09H11D06M01W03 | 47.96 | 4.29 | 0.65 | 13.97 | 66.87 | 0.7 | 1105.4791 | 771.12 | 0.70935 | 0.24466 | 1
24015 | 16E19G09H11D07M01W02 | 52.73 | 4.91 | 0.65 | 18.71 | 77 | 0.77778 | 1216.2321 | 894.6 | 0.66734 | 0.13024
24016 | 16E19G09H11D07M01W03 | 52.73 | 4.91 | 0.65 | 13.97 | 72.26 | 0.77778 | 1216.2321 | 828.66 | 0.66734 | 0.18378 | 1
24017 | 16E19G09H11D07M01W04 | 52.73 | 4.91 | 0.65 | 10.04 | 68.33 | 0.77778 | 1216.2321 | 774.27 | 0.66734 | 0.22817 | 1
24018 | 16E19G09H11D07M02W02 | 52.89 | 3.63 | 0.65 | 18.71 | 75.88 | 0.54444 | 1144.4477 | 896.07 | 0.75407 | 0.14289
24019 | 16E19G09H12D05M01W02 | 45.01 | 3.98 | 0.65 | 18.71 | 68.35 | 0.62222 | 924.9927 | 809.76 | 0.73035 | 0.22795 | 1
24020 | 16E19G09H12D05M01W03 | 45.01 | 3.98 | 0.65 | 13.97 | 63.61 | 0.62222 | 924.9927 | 743.82 | 0.73035 | 0.28149 | 1
24021 | 16E19G09H12D07M01W02 | 45.84 | 4.1 | 0.65 | 18.71 | 69.3 | 0.7 | 941.4005 | 820.05 | 0.72222 | 0.21721 | 1
24022 | 16E19G09H12D07M01W03 | 45.84 | 4.1 | 0.65 | 13.97 | 64.56 | 0.7 | 941.4005 | 754.11 | 0.72222 | 0.27076 | 1
24023 | 16E19G09H12D07M01W04 | 45.84 | 4.1 | 0.65 | 10.04 | 60.63 | 0.7 | 941.4005 | 699.72 | 0.72222 | 0.31515 | 1
24024 | 16E19G09H12D07M02W02 | 45.97 | 3.03 | 0.65 | 18.71 | 68.36 | 0.38889 | 883.973 | 821.31 | 0.79472 | 0.22783 | 1
24025 | 16E19G09H13D05M01W02 | 45.01 | 3.59 | 0.65 | 18.71 | 67.96 | 0.62222 | 898.3299 | 809.76 | 0.75678 | 0.23235 | 1
24026 | 16E19G09H13D05M01W03 | 45.01 | 3.59 | 0.65 | 13.97 | 63.22 | 0.62222 | 898.3299 | 743.82 | 0.75678 | 0.28589 | 1
24027 | 16E19G09H13D07M01W02 | 45.84 | 3.7 | 0.65 | 18.71 | 68.9 | 0.62222 | 914.7378 | 820.05 | 0.74932 | 0.22173 | 1
24028 | 16E19G09H13D07M01W03 | 45.84 | 3.7 | 0.65 | 13.97 | 64.16 | 0.62222 | 914.7378 | 754.11 | 0.74932 | 0.27527 | 1
24029 | 16E19G09H13D07M01W04 | 45.84 | 3.7 | 0.65 | 10.04 | 60.23 | 0.62222 | 914.7378 | 699.72 | 0.74932 | 0.31967 | 1
24030 | 16E19G09H13D07M02W02 | 45.97 | 2.73 | 0.65 | 18.71 | 68.06 | 0.38889 | 861.4122 | 821.31 | 0.81504 | 0.23122 | 1
24031 | 16E19G09H14D05M01W02 | 51.78 | 4.32 | 0.65 | 18.71 | 75.46 | 0.7 | 1162.9065 | 883.05 | 0.70732 | 0.14763
24032 | 16E19G09H14D05M01W03 | 51.78 | 4.32 | 0.65 | 13.97 | 70.72 | 0.7 | 1162.9065 | 817.11 | 0.70732 | 0.20117 | 1
24033 | 16E19G09H14D07M01W02 | 52.73 | 4.45 | 0.65 | 18.71 | 76.54 | 0.7 | 1183.4163 | 894.6 | 0.69851 | 0.13543
24034 | 16E19G09H14D07M01W03 | 52.73 | 4.45 | 0.65 | 13.97 | 71.8 | 0.7 | 1183.4163 | 828.66 | 0.69851 | 0.18898 | 1
24035 | 16E19G09H14D07M01W04 | 52.73 | 4.45 | 0.65 | 10.04 | 67.87 | 0.7 | 1183.4163 | 774.27 | 0.69851 | 0.23337 | 1
24036 | 16E19G09H14D07M02W02 | 52.89 | 3.28 | 0.65 | 18.71 | 75.53 | 0.46667 | 1119.8359 | 896.07 | 0.77778 | 0.14684
24037 | 16E19G10H07D04M01W02 | 69.54 | 0.96 | 0.65 | 18.71 | 89.86 | 0 | 1238.7929 | 1099.98 | 0.93496 | -0.015023
24038 | 16E19G10H07D05M01W02 | 58.76 | 0.76 | 0.65 | 18.71 | 78.88 | 0 | 1060.3575 | 969.57 | 0.94851 | 0.109
24039 | 16E19G10H07D05M01W03 | 58.76 | 0.76 | 0.65 | 13.97 | 74.14 | 0 | 1060.3575 | 903.63 | 0.94851 | 0.16254 | 1
24040 | 16E19G10H07D06M01W02 | 54.47 | 0.66 | 0.65 | 18.71 | 74.49 | 0 | 988.5731 | 917.91 | 0.95528 | 0.15859 | 1
24041 | 16E19G10H07D06M01W03 | 54.47 | 0.65 | 0.65 | 13.97 | 69.74 | 0 | 988.5731 | 851.97 | 0.95596 | 0.21224 | 1
24042 | 16E19G10H07D07M01W02 | 59.83 | 0.79 | 0.65 | 18.71 | 79.98 | 0 | 1078.8163 | 982.59 | 0.94648 | 0.096577
24043 | 16E19G10H07D07M01W03 | 59.83 | 0.79 | 0.65 | 13.97 | 75.24 | 0 | 1078.8163 | 916.65 | 0.94648 | 0.15012 | 1
24044 | 16E19G10H07D07M01W04 | 59.83 | 0.79 | 0.65 | 10.04 | 71.31 | 0 | 1078.8163 | 862.26 | 0.94648 | 0.19451 | 1
24045 | 16E19G10H07D07M02W02 | 60.2 | 0.38 | 0.65 | 18.71 | 79.94 | 0 | 1056.2555 | 986.58 | 0.97425 | 0.097029
24046 | 16E19G10H08D05M01W02 | 51.75 | 0.76 | 0.65 | 18.71 | 71.87 | 0 | 1060.3575 | 876.96 | 0.94851 | 0.18818 | 1
24047 | 16E19G10H08D05M01W03 | 51.75 | 0.76 | 0.65 | 13.97 | 67.13 | 0 | 1060.3575 | 811.02 | 0.94851 | 0.24173 | 1
24048 | 16E19G10H08D06M01W02 | 47.98 | 0.66 | 0.65 | 18.71 | 68 | 0 | 988.5731 | 832.02 | 0.95528 | 0.2319 | 1
24049 | 16E19G10H08D06M01W03 | 47.98 | 0.66 | 0.65 | 13.97 | 63.26 | 0 | 988.5731 | 766.08 | 0.95528 | 0.28544 | 1
24050 | 16E19G10H08D07M01W02 | 52.7 | 0.79 | 0.65 | 18.71 | 72.85 | 0 | 1078.8163 | 888.09 | 0.94648 | 0.17712 | 1
24051 | 16E19G10H08D07M01W03 | 52.7 | 0.79 | 0.65 | 13.97 | 68.11 | 0 | 1078.8163 | 822.15 | 0.94648 | 0.23066 | 1
24052 | 16E19G10H08D07M01W04 | 52.7 | 0.79 | 0.65 | 10.04 | 64.18 | 0 | 1078.8163 | 767.76 | 0.94648 | 0.27505 | 1
24053 | 16E19G10H08D07M02W02 | 53.02 | 0.38 | 0.65 | 18.71 | 72.76 | 0 | 1056.2555 | 891.66 | 0.97425 | 0.17813 | 1
24054 | 16E19G10H09D05M01W02 | 49.8 | 0.76 | 0.65 | 18.71 | 69.92 | 0 | 1060.3575 | 851.34 | 0.94851 | 0.21021 | 1
24055 | 16E19G10H09D05M01W03 | 49.8 | 0.76 | 0.65 | 13.97 | 65.18 | 0 | 1060.3575 | 785.4 | 0.94851 | 0.26375 | 1
24056 | 16E19G10H09D07M01W02 | 50.72 | 0.79 | 0.65 | 18.71 | 70.87 | 0 | 1078.8163 | 862.05 | 0.94648 | 0.19948 | 1
24057 | 16E19G10H09D07M01W03 | 50.72 | 0.79 | 0.65 | 13.97 | 66.13 | 0 | 1078.8163 | 796.11 | 0.94648 | 0.25302 | 1
24058 | 16E19G10H09D07M01W04 | 50.72 | 0.79 | 0.65 | 10.04 | 62.2 | 0 | 1078.8163 | 741.72 | 0.94648 | 0.29741 | 1
24059 | 16E19G10H09D07M02W02 | 51.03 | 0.38 | 0.65 | 18.71 | 70.77 | 0 | 1056.2555 | 865.41 | 0.97425 | 0.20061 | 1
24060 | 16E19G10H10D05M01W02 | 58.76 | 0.69 | 0.65 | 18.71 | 78.81 | 0 | 1056.2555 | 969.57 | 0.95325 | 0.10979
24061 | 16E19G10H10D05M01W03 | 58.76 | 0.69 | 0.65 | 13.97 | 74.07 | 0 | 1056.2555 | 903.63 | 0.95325 | 0.16333 | 1
24062 | 16E19G10H10D07M01W02 | 59.83 | 0.72 | 0.65 | 18.71 | 79.91 | 0 | 1074.7143 | 982.59 | 0.95122 | 0.097368
24063 | 16E19G10H10D07M01W03 | 59.83 | 0.72 | 0.65 | 13.97 | 75.17 | 0 | 1074.7143 | 916.65 | 0.95122 | 0.15091 | 1
24064 | 16E19G10H10D07M01W04 | 59.83 | 0.72 | 0.65 | 10.04 | 71.24 | 0 | 1074.7143 | 862.26 | 0.95122 | 0.1953 | 1
24065 | 16E19G10H10D07M02W02 | 60.2 | 0.35 | 0.65 | 18.71 | 79.91 | 0 | 1054.2045 | 986.58 | 0.97629 | 0.097368
24066 | 16E19G10H11D05M01W02 | 58.76 | 0.68 | 0.65 | 18.71 | 78.8 | 0 | 1054.2045 | 969.57 | 0.95393 | 0.10991
24067 | 16E19G10H11D05M01W03 | 58.76 | 0.68 | 0.65 | 13.97 | 74.06 | 0 | 1054.2045 | 903.63 | 0.95393 | 0.16345 | 1
24068 | 16E19G10H11D06M01W02 | 54.47 | 0.59 | 0.65 | 18.71 | 74.42 | 0 | 982.4202 | 917.91 | 0.96003 | 0.15938 | 1
24069 | 16E19G10H11D06M01W03 | 54.47 | 0.59 | 0.65 | 13.97 | 69.68 | 0 | 982.4202 | 851.97 | 0.96003 | 0.21292 | 1
24070 | 16E19G10H11D07M01W02 | 59.83 | 0.71 | 0.65 | 18.71 | 79.9 | 0 | 1072.6633 | 982.59 | 0.9519 | 0.097481
24071 | 16E19G10H11D07M01W03 | 59.83 | 0.71 | 0.65 | 13.97 | 75.16 | 0 | 1072.6633 | 916.44 | 0.9519 | 0.15102 | 1
24072 | 16E19G10H11D07M01W04 | 59.83 | 0.71 | 0.65 | 10.04 | 71.23 | 0 | 1072.6633 | 862.05 | 0.9519 | 0.19541 | 1
24073 | 16E19G10H11D07M02W02 | 60.2 | 0.34 | 0.65 | 18.71 | 79.9 | 0 | 1054.2045 | 986.58 | 0.97696 | 0.097481
24074 | 16E19G10H12D05M01W02 | 51.06 | 0.57 | 0.65 | 18.71 | 70.99 | 0 | 797.8318 | 886.2 | 0.96138 | 0.19812 | 1
24075 | 16E19G10H12D05M01W03 | 51.06 | 0.57 | 0.65 | 13.97 | 66.25 | 0 | 797.8318 | 820.26 | 0.96138 | 0.25167 | 1
24076 | 16E19G10H12D07M01W02 | 51.99 | 0.59 | 0.65 | 18.71 | 71.94 | 0 | 810.1377 | 897.54 | 0.96003 | 0.18739 | 1
24077 | 16E19G10H12D07M01W03 | 51.99 | 0.59 | 0.65 | 13.97 | 67.2 | 0 | 810.1377 | 831.6 | 0.96003 | 0.24094 | 1
24078 | 16E19G10H12D07M01W04 | 51.99 | 0.59 | 0.65 | 10.04 | 63.27 | 0 | 810.1377 | 777.21 | 0.96003 | 0.28533 | 1
24079 | 16E19G10H12D07M02W02 | 52.31 | 0.29 | 0.65 | 18.71 | 71.96 | 0 | 795.7808 | 901.11 | 0.98035 | 0.18717 | 1
24080 | 16E19G10H13D05M01W02 | 51.06 | 0.51 | 0.65 | 18.71 | 70.93 | 0 | 791.6789 | 886.2 | 0.96545 | 0.1988 | 1
24081 | 16E19G10H13D05M01W03 | 51.06 | 0.51 | 0.65 | 13.97 | 66.19 | 0 | 791.6789 | 820.26 | 0.96545 | 0.25234 | 1
24082 | 16E19G10H13D07M01W02 | 51.99 | 0.53 | 0.65 | 18.71 | 71.88 | 0 | 806.0357 | 897.54 | 0.96409 | 0.18807 | 1
24083 | 16E19G10H13D07M01W03 | 51.99 | 0.53 | 0.65 | 13.97 | 67.14 | 0 | 806.0357 | 831.6 | 0.96409 | 0.24161 | 1
24084 | 16E19G10H13D07M01W04 | 51.99 | 0.53 | 0.65 | 10.04 | 63.21 | 0 | 806.0357 | 777.21 | 0.96409 | 0.286 | 1
24085 | 16E19G10H13D07M02W02 | 52.31 | 0.26 | 0.65 | 18.71 | 71.93 | 0 | 793.7299 | 901.11 | 0.98238 | 0.18751 | 1
24086 | 16E19G10H14D05M01W02 | 58.76 | 0.62 | 0.65 | 18.71 | 78.74 | 0 | 1050.1025 | 969.57 | 0.95799 | 0.11058
24087 | 16E19G10H14D05M01W03 | 58.76 | 0.62 | 0.65 | 13.97 | 74 | 0 | 1050.1025 | 903.63 | 0.95799 | 0.16413 | 1
24088 | 16E19G10H14D07M01W02 | 59.83 | 0.64 | 0.65 | 18.71 | 79.83 | 0 | 1068.5614 | 982.38 | 0.95664 | 0.098272
24089 | 16E19G10H14D07M01W03 | 59.83 | 0.64 | 0.65 | 13.97 | 75.09 | 0 | 1068.5614 | 916.44 | 0.95664 | 0.15181 | 1
24090 | 16E19G10H14D07M01W04 | 59.83 | 0.64 | 0.65 | 10.04 | 71.16 | 0 | 1068.5614 | 862.05 | 0.95664 | 0.1962 | 1
24091 | 16E19G10H14D07M02W02 | 60.2 | 0.31 | 0.65 | 18.71 | 79.87 | 0 | 1052.1535 | 986.58 | 0.979 | 0.09782
24092 | 16E19G12H07D04M01W02 | 64.94 | 9.37 | 0.65 | 18.71 | 93.67 | 1.6333 | 1653.0911 | 1042.02 | 0.36518 | -0.058059
24093 | 16E19G12H07D05M01W02 | 54.61 | 7.84 | 0.65 | 18.71 | 81.81 | 1.3222 | 1406.9733 | 917.28 | 0.46883 | 0.075906
24094 | 16E19G12H07D05M01W03 | 54.61 | 7.84 | 0.65 | 13.97 | 77.07 | 1.3222 | 1406.9733 | 851.34 | 0.46883 | 0.12945
24095 | 16E19G12H07D06M01W02 | 50.82 | 7.08 | 0.65 | 18.71 | 77.26 | 1.1667 | 1308.5262 | 871.71 | 0.52033 | 0.1273
24096 | 16E19G12H07D06M01W03 | 50.82 | 7.08 | 0.65 | 13.97 | 72.52 | 1.1667 | 1308.5262 | 805.77 | 0.52033 | 0.18084 | 1
24097 | 16E19G12H07D07M01W02 | 55.55 | 8.05 | 0.65 | 18.71 | 82.96 | 1.4 | 1433.6361 | 928.62 | 0.45461 | 0.062917
24098 | 16E19G12H07D07M01W03 | 55.55 | 8.05 | 0.65 | 13.97 | 78.22 | 1.4 | 1433.6361 | 862.68 | 0.45461 | 0.11646
24099 | 16E19G12H07D07M01W04 | 55.55 | 8.05 | 0.65 | 10.04 | 74.29 | 1.4 | 1433.6361 | 808.29 | 0.45461 | 0.16085 | 1
24100 | 16E19G12H07D07M02W02 | 55.63 | 6.31 | 0.65 | 18.71 | 81.3 | 1.0111 | 1337.24 | 928.83 | 0.57249 | 0.081667
24101 | 16E19G12H08D05M01W02 | 48.09 | 7.84 | 0.65 | 18.71 | 75.29 | 1.3222 | 1406.9733 | 831.39 | 0.46883 | 0.14955
24102 | 16E19G12H08D05M01W03 | 48.09 | 7.84 | 0.65 | 13.97 | 70.55 | 1.3222 | 1406.9733 | 765.45 | 0.46883 | 0.20309 | 1
24103 | 16E19G12H08D06M01W02 | 44.75 | 7.08 | 0.65 | 18.71 | 71.19 | 1.1667 | 1308.5262 | 791.7 | 0.52033 | 0.19587 | 1
24104 | 16E19G12H08D06M01W03 | 44.75 | 7.08 | 0.65 | 13.97 | 66.45 | 1.1667 | 1308.5262 | 725.76 | 0.52033 | 0.24941 | 1
24105 | 16E19G12H08D07M01W02 | 48.92 | 8.05 | 0.65 | 18.71 | 76.33 | 1.4 | 1433.6361 | 841.26 | 0.45461 | 0.13781
24106 | 16E19G12H08D07M01W03 | 48.92 | 8.05 | 0.65 | 13.97 | 71.59 | 1.4 | 1433.6361 | 775.32 | 0.45461 | 0.19135 | 1
24107 | 16E19G12H08D07M01W04 | 48.92 | 8.05 | 0.65 | 10.04 | 67.66 | 1.4 | 1433.6361 | 720.93 | 0.45461 | 0.23574 | 1
24108 | 16E19G12H08D07M02W02 | 48.99 | 6.31 | 0.65 | 18.71 | 74.66 | 1.0111 | 1337.24 | 841.47 | 0.57249 | 0.15667 | 1
24109 | 16E19G12H09D05M01W02 | 46.28 | 7.84 | 0.65 | 18.71 | 73.48 | 1.3222 | 1406.9733 | 807.66 | 0.46883 | 0.17 | 1
24110 | 16E19G12H09D05M01W03 | 46.28 | 7.84 | 0.65 | 13.97 | 68.74 | 1.3222 | 1406.9733 | 741.72 | 0.46883 | 0.22354 | 1
24111 | 16E19G12H09D07M01W02 | 47.08 | 8.05 | 0.65 | 18.71 | 74.49 | 1.4 | 1433.6361 | 817.11 | 0.45461 | 0.15859 | 1
24112 | 16E19G12H09D07M01W03 | 47.08 | 8.05 | 0.65 | 13.97 | 69.75 | 1.4 | 1433.6361 | 751.17 | 0.45461 | 0.21213 | 1
24113 | 16E19G12H09D07M01W04 | 47.08 | 8.05 | 0.65 | 10.04 | 65.82 | 1.4 | 1433.6361 | 696.78 | 0.45461 | 0.25652 | 1
24114 | 16E19G12H09D07M02W02 | 47.15 | 6.31 | 0.65 | 18.71 | 72.82 | 1.0111 | 1337.24 | 817.32 | 0.57249 | 0.17745 | 1
24115 | 16E19G12H10D05M01W02 | 54.6 | 7.16 | 0.65 | 18.71 | 81.12 | 1.2444 | 1370.0557 | 917.28 | 0.51491 | 0.0837
24116 | 16E19G12H10D05M01W03 | 54.6 | 7.16 | 0.65 | 13.97 | 76.38 | 1.2444 | 1370.0557 | 851.34 | 0.51491 | 0.13724
24117 | 16E19G12H10D07M01W02 | 55.55 | 7.35 | 0.65 | 18.71 | 82.26 | 1.2444 | 1394.6674 | 928.62 | 0.50203 | 0.070823
24118 | 16E19G12H10D07M01W03 | 55.55 | 7.35 | 0.65 | 13.97 | 77.52 | 1.2444 | 1394.6674 | 862.68 | 0.50203 | 0.12436
24119 | 16E19G12H10D07M01W04 | 55.55 | 7.35 | 0.65 | 10.04 | 73.59 | 1.2444 | 1394.6674 | 808.29 | 0.50203 | 0.16876 | 1
24120 | 16E19G12H10D07M02W02 | 55.63 | 5.77 | 0.65 | 18.71 | 80.76 | 0.93333 | 1306.4752 | 928.83 | 0.60908 | 0.087767
24121 | 16E19G12H11D05M01W02 | 54.6 | 7.02 | 0.65 | 18.71 | 80.98 | 1.1667 | 1363.9027 | 917.28 | 0.52439 | 0.085282
24122 | 16E19G12H11D05M01W03 | 54.6 | 7.02 | 0.65 | 13.97 | 76.24 | 1.1667 | 1363.9027 | 851.34 | 0.52439 | 0.13882
24123 | 16E19G12H11D06M01W02 | 50.82 | 6.35 | 0.65 | 18.71 | 76.53 | 1.0889 | 1269.5576 | 871.71 | 0.56978 | 0.13555
24124 | 16E19G12H11D06M01W03 | 50.82 | 6.35 | 0.65 | 13.97 | 71.79 | 1.0889 | 1269.5576 | 805.77 | 0.56978 | 0.18909 | 1
24125 | 16E19G12H11D07M01W02 | 55.55 | 7.2 | 0.65 | 18.71 | 82.11 | 1.2444 | 1388.5145 | 928.62 | 0.5122 | 0.072518
24126 | 16E19G12H11D07M01W03 | 55.55 | 7.2 | 0.65 | 13.97 | 77.37 | 1.2444 | 1388.5145 | 862.68 | 0.5122 | 0.12606
24127 | 16E19G12H11D07M01W04 | 55.55 | 7.2 | 0.65 | 10.04 | 73.44 | 1.2444 | 1388.5145 | 808.29 | 0.5122 | 0.17045 | 1
24128 | 16E19G12H11D07M02W02 | 55.63 | 5.65 | 0.65 | 18.71 | 80.64 | 0.93333 | 1302.3733 | 928.83 | 0.61721 | 0.089122
24129 | 16E19G12H12D05M01W02 | 47.47 | 5.86 | 0.65 | 18.71 | 72.69 | 1.0111 | 1062.4084 | 840 | 0.60298 | 0.17892 | 1
24130 | 16E19G12H12D05M01W03 | 47.47 | 5.86 | 0.65 | 13.97 | 67.95 | 1.0111 | 1062.4084 | 774.06 | 0.60298 | 0.23246 | 1
24131 | 16E19G12H12D07M01W02 | 48.28 | 6.01 | 0.65 | 18.71 | 73.65 | 1.0111 | 1080.8673 | 850.08 | 0.59282 | 0.16808 | 1
24132 | 16E19G12H12D07M01W03 | 48.28 | 6.01 | 0.65 | 13.97 | 68.91 | 1.0111 | 1080.8673 | 784.14 | 0.59282 | 0.22162 | 1
24133 | 16E19G12H12D07M01W04 | 48.28 | 6.01 | 0.65 | 10.04 | 64.98 | 1.0111 | 1080.8673 | 729.75 | 0.59282 | 0.26601 | 1
24134 | 16E19G12H12D07M02W02 | 48.34 | 4.72 | 0.65 | 18.71 | 72.42 | 0.77778 | 1011.1339 | 850.29 | 0.68022 | 0.18197 | 1
24135 | 16E19G12H13D05M01W02 | 47.47 | 5.29 | 0.65 | 18.71 | 72.12 | 0.93333 | 1023.4398 | 840 | 0.6416 | 0.18536 | 1
24136 | 16E19G12H13D05M01W03 | 47.47 | 5.29 | 0.65 | 13.97 | 67.38 | 0.93333 | 1023.4398 | 774.06 | 0.6416 | 0.2389 | 1
24137 | 16E19G12H13D07M01W02 | 48.28 | 5.43 | 0.65 | 18.71 | 73.07 | 0.93333 | 1041.8986 | 850.08 | 0.63211 | 0.17463 | 1
24138 | 16E19G12H13D07M01W03 | 48.28 | 5.43 | 0.65 | 13.97 | 68.33 | 0.93333 | 1041.8986 | 784.14 | 0.63211 | 0.22817 | 1
24139 | 16E19G12H13D07M01W04 | 48.28 | 5.43 | 0.65 | 10.04 | 64.4 | 0.93333 | 1041.8986 | 729.75 | 0.63211 | 0.27256 | 1
24140 | 16E19G12H13D07M02W02 | 48.34 | 4.26 | 0.65 | 18.71 | 71.96 | 0.7 | 978.3182 | 850.29 | 0.71138 | 0.18717 | 1
24141 | 16E19G12H14D05M01W02 | 54.6 | 6.36 | 0.65 | 18.71 | 80.32 | 1.0889 | 1320.8321 | 917.28 | 0.56911 | 0.092737
24142 | 16E19G12H14D05M01W03 | 54.6 | 6.36 | 0.65 | 13.97 | 75.58 | 1.0889 | 1320.8321 | 851.34 | 0.56911 | 0.14628
24143 | 16E19G12H14D07M01W02 | 55.55 | 6.53 | 0.65 | 18.71 | 81.44 | 1.0889 | 1343.3929 | 928.62 | 0.55759 | 0.080086
24144 | 16E19G12H14D07M01W03 | 55.55 | 6.53 | 0.65 | 13.97 | 76.7 | 1.0889 | 1343.3929 | 862.68 | 0.55759 | 0.13363
24145 | 16E19G12H14D07M01W04 | 55.55 | 6.53 | 0.65 | 10.04 | 72.77 | 1.0889 | 1343.3929 | 808.29 | 0.55759 | 0.17802 | 1
24146 | 16E19G12H14D07M02W02 | 55.63 | 5.12 | 0.65 | 18.71 | 80.11 | 0.85556 | 1265.4556 | 928.83 | 0.65312 | 0.095109
24147 | 16E20G09H07D04M01W02 | 56.87 | 11.44 | 0.65 | 18.71 | 87.67 | 2.0222 | 1646.9382 | 943.74 | 0.22493 | 0.0097142
24148 | 16E20G09H07D05M01W02 | 49.36 | 9.1 | 0.65 | 18.71 | 77.82 | 1.5556 | 1398.7694 | 853.44 | 0.38347 | 0.12098
24149 | 16E20G09H07D05M01W03 | 49.36 | 9.1 | 0.65 | 13.97 | 73.08 | 1.5556 | 1398.7694 | 787.5 | 0.38347 | 0.17452 | 1
24150 | 16E20G09H07D06M01W02 | 45.47 | 7.82 | 0.65 | 18.71 | 72.65 | 1.3222 | 1267.5066 | 806.4 | 0.47019 | 0.17937 | 1
24151 | 16E20G09H07D06M01W03 | 45.47 | 7.82 | 0.65 | 13.97 | 67.91 | 1.3222 | 1267.5066 | 740.46 | 0.47019 | 0.23292 | 1
24152 | 16E20G09H07D07M01W02 | 50.35 | 9.48 | 0.65 | 18.71 | 79.19 | 1.6333 | 1435.6871 | 865.2 | 0.35772 | 0.1055
24153 | 16E20G09H07D07M01W03 | 50.35 | 9.48 | 0.65 | 13.97 | 74.45 | 1.6333 | 1435.6871 | 799.26 | 0.35772 | 0.15904 | 1
24154 | 16E20G09H07D07M01W04 | 50.35 | 9.48 | 0.65 | 10.04 | 70.52 | 1.6333 | 1435.6871 | 744.87 | 0.35772 | 0.20343 | 1
24155 | 16E20G09H07D07M02W02 | 50.45 | 7.48 | 0.65 | 18.71 | 77.29 | 1.2444 | 1322.8831 | 865.83 | 0.49322 | 0.12696
24156 | 16E20G09H08D05M01W02 | 43.47 | 9.1 | 0.65 | 18.71 | 71.93 | 1.5556 | 1398.7694 | 775.95 | 0.38347 | 0.18751 | 1
24157 | 16E20G09H08D05M01W03 | 43.47 | 9.1 | 0.65 | 13.97 | 67.19 | 1.5556 | 1398.7694 | 710.01 | 0.38347 | 0.24105 | 1
24158 | 16E20G09H08D06M01W02 | 40.04 | 7.82 | 0.65 | 18.71 | 67.22 | 1.3222 | 1267.5066 | 735.21 | 0.47019 | 0.24071 | 1
24159 | 16E20G09H08D06M01W03 | 40.04 | 7.82 | 0.65 | 13.97 | 62.48 | 1.3222 | 1267.5066 | 669.27 | 0.47019 | 0.29425 | 1
24160 | 16E20G09H08D07M01W02 | 44.34 | 9.48 | 0.65 | 18.71 | 73.18 | 1.6333 | 1435.6871 | 786.24 | 0.35772 | 0.17339 | 1
24161 | 16E20G09H08D07M01W03 | 44.34 | 9.48 | 0.65 | 13.97 | 68.44 | 1.6333 | 1435.6871 | 720.3 | 0.35772 | 0.22693 | 1
24162 | 16E20G09H08D07M01W04 | 44.34 | 9.48 | 0.65 | 10.04 | 64.51 | 1.6333 | 1435.6871 | 665.91 | 0.35772 | 0.27132 | 1
24163 | 16E20G09H08D07M02W02 | 44.43 | 7.48 | 0.65 | 18.71 | 71.27 | 1.2444 | 1322.8831 | 786.66 | 0.49322 | 0.19496 | 1
24164 | 16E20G09H09D05M01W02 | 41.84 | 9.1 | 0.65 | 18.71 | 70.3 | 1.5556 | 1398.7694 | 754.32 | 0.38347 | 0.20592 | 1
24165 | 16E20G09H09D05M01W03 | 41.84 | 9.1 | 0.65 | 13.97 | 65.56 | 1.5556 | 1398.7694 | 688.38 | 0.38347 | 0.25946 | 1
24166 | 16E20G09H09D07M01W02 | 42.67 | 9.48 | 0.65 | 18.71 | 71.51 | 1.6333 | 1435.6871 | 764.19 | 0.35772 | 0.19225 | 1
24167 | 16E20G09H09D07M01W03 | 42.67 | 9.48 | 0.65 | 13.97 | 66.77 | 1.6333 | 1435.6871 | 698.25 | 0.35772 | 0.24579 | 1
24168 | 16E20G09H09D07M01W04 | 42.67 | 9.48 | 0.65 | 10.04 | 62.84 | 1.6333 | 1435.6871 | 643.86 | 0.35772 | 0.29018 | 1
24169 | 16E20G09H09D07M02W02 | 42.76 | 7.48 | 0.65 | 18.71 | 69.6 | 1.2444 | 1322.8831 | 764.61 | 0.49322 | 0.21383 | 1
24170 | 16E20G09H10D05M01W02 | 49.36 | 8.32 | 0.65 | 18.71 | 77.04 | 1.4 | 1355.6988 | 853.44 | 0.43631 | 0.12979
24171 | 16E20G09H10D05M01W03 | 49.36 | 8.32 | 0.65 | 13.97 | 72.3 | 1.4 | 1355.6988 | 787.5 | 0.43631 | 0.18333 | 1
24172 | 16E20G09H10D07M01W02 | 50.35 | 8.66 | 0.65 | 18.71 | 78.37 | 1.4778 | 1390.5655 | 865.2 | 0.41328 | 0.11476
24173 | 16E20G09H10D07M01W03 | 50.35 | 8.66 | 0.65 | 13.97 | 73.63 | 1.4778 | 1390.5655 | 799.26 | 0.41328 | 0.1683 | 1
24174 | 16E20G09H10D07M01W04 | 50.35 | 8.66 | 0.65 | 10.04 | 69.7 | 1.4778 | 1390.5655 | 744.87 | 0.41328 | 0.2127 | 1
24175 | 16E20G09H10D07M02W02 | 50.45 | 6.83 | 0.65 | 18.71 | 76.64 | 1.0889 | 1285.9654 | 865.83 | 0.53726 | 0.1343
24176 | 16E20G09H11D05M01W02 | 49.36 | 8.15 | 0.65 | 18.71 | 76.87 | 1.4 | 1349.5459 | 853.44 | 0.44783 | 0.13171
24177 | 16E20G09H11D05M01W03 | 49.36 | 8.15 | 0.65 | 13.97 | 72.13 | 1.4 | 1349.5459 | 787.5 | 0.44783 | 0.18525 | 1
24178 | 16E20G09H11D06M01W02 | 45.47 | 7.01 | 0.65 | 18.71 | 71.84 | 1.1667 | 1224.436 | 806.4 | 0.52507 | 0.18852 | 1
24179 | 16E20G09H11D06M01W03 | 45.47 | 7.01 | 0.65 | 13.97 | 67.1 | 1.1667 | 1224.436 | 740.46 | 0.52507 | 0.24206 | 1
24180 | 16E20G09H11D07M01W02 | 50.35 | 8.49 | 0.65 | 18.71 | 78.2 | 1.4778 | 1384.4125 | 865.2 | 0.4248 | 0.11668
24181 | 16E20G09H11D07M01W03 | 50.35 | 8.49 | 0.65 | 13.97 | 73.46 | 1.4778 | 1384.4125 | 799.26 | 0.4248 | 0.17022 | 1
24182 | 16E20G09H11D07M01W04 | 50.35 | 8.49 | 0.65 | 10.04 | 69.53 | 1.4778 | 1384.4125 | 744.87 | 0.4248 | 0.21462 | 1
24183 | 16E20G09H11D07M02W02 | 50.45 | 6.69 | 0.65 | 18.71 | 76.5 | 1.0889 | 1281.8635 | 865.83 | 0.54675 | 0.13589
24184 | 16E20G09H12D05M01W02 | 42.9 | 6.8 | 0.65 | 18.71 | 69.06 | 1.1667 | 1058.3065 | 783.51 | 0.5393 | 0.21993 | 1
24185 | 16E20G09H12D05M01W03 | 42.9 | 6.8 | 0.65 | 13.97 | 64.32 | 1.1667 | 1058.3065 | 717.57 | 0.5393 | 0.27347 | 1
24186 | 16E20G09H12D07M01W02 | 43.76 | 7.08 | 0.65 | 18.71 | 70.2 | 1.2444 | 1087.0202 | 794.22 | 0.52033 | 0.20705 | 1
24187 | 16E20G09H12D07M01W03 | 43.76 | 7.08 | 0.65 | 13.97 | 65.46 | 1.2444 | 1087.0202 | 728.28 | 0.52033 | 0.26059 | 1
24188 | 16E20G09H12D07M01W04 | 43.76 | 7.08 | 0.65 | 10.04 | 61.53 | 1.2444 | 1087.0202 | 673.89 | 0.52033 | 0.30498 | 1
24189 | 16E20G09H12D07M02W02 | 43.84 | 5.58 | 0.65 | 18.71 | 68.78 | 0.93333 | 1000.879 | 794.64 | 0.62195 | 0.22309 | 1
24190 | 16E20G09H13D05M01W02 | 42.9 | 6.14 | 0.65 | 18.71 | 68.4 | 1.0889 | 1013.1849 | 783.51 | 0.58401 | 0.22738 | 1
24191 | 16E20G09H13D05M01W03 | 42.9 | 6.14 | 0.65 | 13.97 | 63.66 | 1.0889 | 1013.1849 | 717.57 | 0.58401 | 0.28092 | 1
24192 | 16E20G09H13D07M01W02 | 43.76 | 6.4 | 0.65 | 18.71 | 69.52 | 1.0889 | 1039.8476 | 794.22 | 0.5664 | 0.21473 | 1
24193 | 16E20G09H13D07M01W03 | 43.76 | 6.4 | 0.65 | 13.97 | 64.78 | 1.0889 | 1039.8476 | 728.28 | 0.5664 | 0.26827 | 1
24194 | 16E20G09H13D07M01W04 | 43.76 | 6.4 | 0.65 | 10.04 | 60.85 | 1.0889 | 1039.8476 | 673.89 | 0.5664 | 0.31266 | 1
24195 | 16E20G09H13D07M02W02 | 43.84 | 5.04 | 0.65 | 18.71 | 68.24 | 0.85556 | 963.9613 | 794.64 | 0.65854 | 0.22919 | 1
24196 | 16E20G09H14D05M01W02 | 49.36 | 7.38 | 0.65 | 18.71 | 76.1 | 1.2444 | 1298.2713 | 853.44 | 0.5 | 0.1404
24197 | 16E20G09H14D05M01W03 | 49.36 | 7.38 | 0.65 | 13.97 | 71.36 | 1.2444 | 1298.2713 | 787.5 | 0.5 | 0.19395 | 1
24198 | 16E20G09H14D07M01W02 | 50.35 | 7.69 | 0.65 | 18.71 | 77.4 | 1.3222 | 1331.087 | 865.2 | 0.479 | 0.12572
24199 | 16E20G09H14D07M01W03 | 50.35 | 7.69 | 0.65 | 13.97 | 72.66 | 1.3222 | 1331.087 | 799.26 | 0.479 | 0.17926 | 1
24200 | 16E20G09H14D07M01W04 | 50.35 | 7.69 | 0.65 | 10.04 | 68.73 | 1.3222 | 1331.087 | 744.87 | 0.479 | 0.22365 | 1
24201 | 16E20G09H14D07M02W02 | 50.45 | 6.06 | 0.65 | 18.71 | 75.87 | 1.0111 | 1238.7929 | 865.83 | 0.58943 | 0.143
24202 | 16E20G10H07D04M01W02 | 64.21 | 3 | 0.65 | 18.71 | 86.57 | 0.31111 | 1285.9654 | 1034.67 | 0.79675 | 0.022139
24203 | 16E20G10H07D05M01W02 | 55.97 | 2.36 | 0.65 | 18.71 | 77.69 | 0.23333 | 1117.7849 | 935.13 | 0.84011 | 0.12244
24204 | 16E20G10H07D05M01W03 | 55.97 | 2.36 | 0.65 | 13.97 | 72.95 | 0.23333 | 1117.7849 | 869.19 | 0.84011 | 0.17599 | 1
24205 | 16E20G10H07D06M01W02 | 51.62 | 1.94 | 0.65 | 18.71 | 72.92 | 0.15556 | 1025.4908 | 882.63 | 0.86856 | 0.17632 | 1
24206 | 16E20G10H07D06M01W03 | 51.62 | 1.94 | 0.65 | 13.97 | 68.18 | 0.15556 | 1025.4908 | 816.69 | 0.86856 | 0.22987 | 1
24207 | 16E20G10H07D07M01W02 | 57.06 | 2.49 | 0.65 | 18.71 | 78.91 | 0.23333 | 1144.4477 | 948.36 | 0.8313 | 0.10866
24208 | 16E20G10H07D07M01W03 | 57.06 | 2.49 | 0.65 | 13.97 | 74.17 | 0.23333 | 1144.4477 | 882.42 | 0.8313 | 0.1622 | 1
24209 | 16E20G10H07D07M01W04 | 57.06 | 2.49 | 0.65 | 10.04 | 70.24 | 0.23333 | 1144.4477 | 828.03 | 0.8313 | 0.2066 | 1
24210 | 16E20G10H07D07M02W02 | 57.38 | 1.54 | 0.65 | 18.71 | 78.28 | 0 | 1091.1222 | 951.93 | 0.89566 | 0.11578
24211 | 16E20G10H08D05M01W02 | 49.29 | 2.36 | 0.65 | 18.71 | 71.01 | 0.23333 | 1117.7849 | 846.93 | 0.84011 | 0.1979 | 1
24212 | 16E20G10H08D05M01W03 | 49.29 | 2.36 | 0.65 | 13.97 | 66.27 | 0.23333 | 1117.7849 | 780.99 | 0.84011 | 0.25144 | 1
24213 | 16E20G10H08D06M01W02 | 45.46 | 1.94 | 0.65 | 18.71 | 66.76 | 0.15556 | 1025.4908 | 801.36 | 0.86856 | 0.24591 | 1
24214 | 16E20G10H08D06M01W03 | 45.46 | 1.94 | 0.65 | 13.97 | 62.02 | 0.15556 | 1025.4908 | 735.42 | 0.86856 | 0.29945 | 1
24215 | 16E20G10H08D07M01W02 | 50.26 | 2.49 | 0.65 | 18.71 | 72.11 | 0.23333 | 1144.4477 | 858.48 | 0.8313 | 0.18547 | 1
24216 | 16E20G10H08D07M01W03 | 50.26 | 2.49 | 0.65 | 13.97 | 67.37 | 0.23333 | 1144.4477 | 792.54 | 0.8313 | 0.23902 | 1
24217 | 16E20G10H08D07M01W04 | 50.26 | 2.49 | 0.65 | 10.04 | 63.44 | 0.23333 | 1144.4477 | 738.15 | 0.8313 | 0.28341 | 1
24218 | 16E20G10H08D07M02W02 | 50.54 | 1.54 | 0.65 | 18.71 | 71.44 | 0 | 1091.1222 | 861.42 | 0.89566 | 0.19304 | 1
24219 | 16E20G10H09D05M01W02 | 47.44 | 2.36 | 0.65 | 18.71 | 69.16 | 0.23333 | 1117.7849 | 822.57 | 0.84011 | 0.2188 | 1
24220 | 16E20G10H09D05M01W03 | 47.44 | 2.36 | 0.65 | 13.97 | 64.42 | 0.23333 | 1117.7849 | 756.63 | 0.84011 | 0.27234 | 1
24221 | 16E20G10H09D07M01W02 | 48.37 | 2.49 | 0.65 | 18.71 | 70.22 | 0.23333 | 1144.4477 | 833.49 | 0.8313 | 0.20682 | 1
24222 | 16E20G10H09D07M01W03 | 48.37 | 2.49 | 0.65 | 13.97 | 65.48 | 0.23333 | 1144.4477 | 767.55 | 0.8313 | 0.26036 | 1
24223 | 16E20G10H09D07M01W04 | 48.37 | 2.49 | 0.65 | 10.04 | 61.55 | 0.23333 | 1144.4477 | 713.16 | 0.8313 | 0.30476 | 1
24224 | 16E20G10H09D07M02W02 | 48.64 | 1.54 | 0.65 | 18.71 | 69.54 | 0 | 1091.1222 | 836.43 | 0.89566 | 0.2145 | 1
24225 | 16E20G10H10D05M01W02 | 55.97 | 2.16 | 0.65 | 18.71 | 77.49 | 0.23333 | 1105.4791 | 935.13 | 0.85366 | 0.1247
24226 | 16E20G10H10D05M01W03 | 55.97 | 2.16 | 0.65 | 13.97 | 72.75 | 0.23333 | 1105.4791 | 869.19 | 0.85366 | 0.17824 | 1
24227 | 16E20G10H10D07M01W02 | 57.06 | 2.27 | 0.65 | 18.71 | 78.69 | 0.23333 | 1130.0908 | 948.36 | 0.84621 | 0.11115
24228 | 16E20G10H10D07M01W03 | 57.06 | 2.27 | 0.65 | 13.97 | 73.95 | 0.23333 | 1130.0908 | 882.42 | 0.84621 | 0.16469 | 1
24229 | 16E20G10H10D07M01W04 | 57.06 | 2.27 | 0.65 | 10.04 | 70.02 | 0.23333 | 1130.0908 | 828.03 | 0.84621 | 0.20908 | 1
24230 | 16E20G10H10D07M02W02 | 57.38 | 1.41 | 0.65 | 18.71 | 78.15 | 0 | 1082.9183 | 951.93 | 0.90447 | 0.11725
24231 | 16E20G10H11D05M01W02 | 55.97 | 2.12 | 0.65 | 18.71 | 77.45 | 0.23333 | 1103.4281 | 935.13 | 0.85637 | 0.12516
24232 | 16E20G10H11D05M01W03 | 55.97 | 2.12 | 0.65 | 13.97 | 72.71 | 0.23333 | 1103.4281 | 869.19 | 0.85637 | 0.1787 | 1
24233 | 16E20G10H11D06M01W02 | 51.62 | 1.75 | 0.65 | 18.71 | 72.73 | 0.15556 | 1013.1849 | 882.63 | 0.88144 | 0.17847 | 1
24234 | 16E20G10H11D06M01W03 | 51.62 | 1.75 | 0.65 | 13.97 | 67.99 | 0.15556 | 1013.1849 | 816.69 | 0.88144 | 0.23201 | 1
24235 | 16E20G10H11D07M01W02 | 57.06 | 2.23 | 0.65 | 18.71 | 78.65 | 0.23333 | 1128.0398 | 948.36 | 0.84892 | 0.1116
24236 | 16E20G10H11D07M01W03 | 57.06 | 2.23 | 0.65 | 13.97 | 73.91 | 0.23333 | 1128.0398 | 882.42 | 0.84892 | 0.16514 | 1
24237 | 16E20G10H11D07M01W04 | 57.06 | 2.23 | 0.65 | 10.04 | 69.98 | 0.23333 | 1128.0398 | 828.03 | 0.84892 | 0.20953 | 1
24238 | 16E20G10H11D07M02W02 | 57.38 | 1.38 | 0.65 | 18.71 | 78.12 | 0 | 1080.8673 | 951.93 | 0.9065 | 0.11759
24239 | 16E20G10H12D05M01W02 | 48.64 | 1.77 | 0.65 | 18.71 | 69.77 | 0.15556 | 840.9024 | 855.75 | 0.88008 | 0.21191 | 1
24240 | 16E20G10H12D05M01W03 | 48.64 | 1.77 | 0.65 | 13.97 | 65.03 | 0.15556 | 840.9024 | 789.81 | 0.88008 | 0.26545 | 1
24241 | 16E20G10H12D07M01W02 | 49.6 | 1.86 | 0.65 | 18.71 | 70.82 | 0.15556 | 859.3613 | 867.51 | 0.87398 | 0.20005 | 1
24242 | 16E20G10H12D07M01W03 | 49.6 | 1.86 | 0.65 | 13.97 | 66.08 | 0.15556 | 859.3613 | 801.57 | 0.87398 | 0.25359 | 1
24243 | 16E20G10H12D07M01W04 | 49.6 | 1.86 | 0.65 | 10.04 | 62.15 | 0.15556 | 859.3613 | 747.18 | 0.87398 | 0.29798 | 1
24244 | 16E20G10H12D07M02W02 | 49.87 | 1.15 | 0.65 | 18.71 | 70.38 | 0 | 820.3926 | 870.45 | 0.92209 | 0.20502 | 1
24245 | 16E20G10H13D05M01W02 | 48.64 | 1.59 | 0.65 | 18.71 | 69.59 | 0.15556 | 828.5965 | 855.75 | 0.89228 | 0.21394 | 1
24246 | 16E20G10H13D05M01W03 | 48.64 | 1.59 | 0.65 | 13.97 | 64.85 | 0.15556 | 828.5965 | 789.81 | 0.89228 | 0.26748 | 1
24247 | 16E20G10H13D07M01W02 | 49.6 | 1.68 | 0.65 | 18.71 | 70.64 | 0.15556 | 847.0554 | 867.51 | 0.88618 | 0.20208 | 1
24248 | 16E20G10H13D07M01W03 | 49.6 | 1.68 | 0.65 | 13.97 | 65.9 | 0.15556 | 847.0554 | 801.57 | 0.88618 | 0.25562 | 1
24249 | 16E20G10H13D07M01W04 | 49.6 | 1.68 | 0.65 | 10.04 | 61.97 | 0.15556 | 847.0554 | 747.18 | 0.88618 | 0.30001 | 1
24250 | 16E20G10H13D07M02W02 | 49.87 | 1.04 | 0.65 | 18.71 | 70.27 | 0 | 812.1887 | 870.45 | 0.92954 | 0.20626 | 1
24251 | 16E20G10H14D05M01W02 | 55.97 | 1.91 | 0.65 | 18.71 | 77.24 | 0.15556 | 1089.0712 | 935.13 | 0.8706 | 0.12753
24252 | 16E20G10H14D05M01W03 | 55.97 | 1.91 | 0.65 | 13.97 | 72.5 | 0.15556 | 1089.0712 | 869.19 | 0.8706 | 0.18107 | 1
24253 | 16E20G10H14D07M01W02 | 57.06 | 2.02 | 0.65 | 18.71 | 78.44 | 0.15556 | 1113.683 | 948.36 | 0.86314 | 0.11397
24254 | 16E20G10H14D07M01W03 | 57.06 | 2.02 | 0.65 | 13.97 | 73.7 | 0.15556 | 1113.683 | 882.42 | 0.86314 | 0.16751 | 1
24255 | 16E20G10H14D07M01W04 | 57.06 | 2.02 | 0.65 | 10.04 | 69.77 | 0.15556 | 1113.683 | 828.03 | 0.86314 | 0.21191 | 1
24256 | 16E20G10H14D07M02W02 | 57.38 | 1.25 | 0.65 | 18.71 | 77.99 | 0 | 1070.6124 | 951.93 | 0.91531 | 0.11906
24257 | 16E20G12H07D04M01W02 | 60.16 | 15.66 | 0.65 | 18.71 | 95.18 | 2.7222 | 1927.9226 | 983.64 | -0.060976 | -0.075116
24258 | 16E20G12H07D05M01W02 | 52.27 | 12.44 | 0.65 | 18.71 | 84.07 | 2.1 | 1630.5303 | 888.51 | 0.15718 | 0.050378
24259 | 16E20G12H07D05M01W03 | 52.27 | 12.44 | 0.65 | 13.97 | 79.33 | 2.1 | 1630.5303 | 822.57 | 0.15718 | 0.10392
24260 | 16E20G12H07D06M01W02 | 48.4 | 10.78 | 0.65 | 18.71 | 78.54 | 1.7889 | 1480.8087 | 841.89 | 0.26965 | 0.11284
24261 | 16E20G12H07D06M01W03 | 48.4 | 10.78 | 0.65 | 13.97 | 73.8 | 1.7889 | 1480.8087 | 775.95 | 0.26965 | 0.16638 | 1
24262 | 16E20G12H07D07M01W02 | 53.25 | 12.93 | 0.65 | 18.71 | 85.54 | 2.2556 | 1675.6519 | 900.27 | 0.12398 | 0.033774
24263 | 16E20G12H07D07M01W03 | 53.25 | 12.93 | 0.65 | 13.97 | 80.8 | 2.2556 | 1675.6519 | 834.33 | 0.12398 | 0.087315
24264 | 16E20G12H07D07M01W04 | 53.25 | 12.93 | 0.65 | 10.04 | 76.87 | 2.2556 | 1675.6519 | 779.94 | 0.12398 | 0.13171
24265 | 16E20G12H07D07M02W02 | 53.25 | 10.38 | 0.65 | 18.71 | 82.99 | 1.7889 | 1532.0832 | 899.64 | 0.29675 | 0.062578
24266 | 16E20G12H08D05M01W02 | 46.03 | 12.44 | 0.65 | 18.71 | 77.83 | 2.1 | 1630.5303 | 806.4 | 0.15718 | 0.12086
24267 | 16E20G12H08D05M01W03 | 46.03 | 12.44 | 0.65 | 13.97 | 73.09 | 2.1 | 1630.5303 | 740.46 | 0.15718 | 0.1744 | 1
24268 | 16E20G12H08D06M01W02 | 42.62 | 10.78 | 0.65 | 18.71 | 72.76 | 1.7889 | 1480.8087 | 765.87 | 0.26965 | 0.17813 | 1
24269 | 16E20G12H08D06M01W03 | 42.62 | 10.78 | 0.65 | 13.97 | 68.02 | 1.7889 | 1480.8087 | 699.93 | 0.26965 | 0.23167 | 1
24270 | 16E20G12H08D07M01W02 | 46.89 | 12.93 | 0.65 | 18.71 | 79.18 | 2.2556 | 1675.6519 | 816.69 | 0.12398 | 0.10561
24271 | 16E20G12H08D07M01W03 | 46.89 | 12.93 | 0.65 | 13.97 | 74.44 | 2.2556 | 1675.6519 | 750.75 | 0.12398 | 0.15916 | 1
24272 | 16E20G12H08D07M01W04 | 46.89 | 12.93 | 0.65 | 10.04 | 70.51 | 2.2556 | 1675.6519 | 696.36 | 0.12398 | 0.20355 | 1
24273 | 16E20G12H08D07M02W02 | 46.9 | 10.38 | 0.65 | 18.71 | 76.64 | 1.7889 | 1532.0832 | 816.06 | 0.29675 | 0.1343
24274 | 16E20G12H09D05M01W02 | 44.3 | 12.44 | 0.65 | 18.71 | 76.1 | 2.1 | 1630.5303 | 783.72 | 0.15718 | 0.1404
24275 | 16E20G12H09D05M01W03 | 44.3 | 12.44 | 0.65 | 13.97 | 71.36 | 2.1 | 1630.5303 | 717.78 | 0.15718 | 0.19395 | 1
24276 | 16E20G12H09D07M01W02 | 45.13 | 12.93 | 0.65 | 18.71 | 77.42 | 2.2556 | 1675.6519 | 793.38 | 0.12398 | 0.12549
24277 | 16E20G12H09D07M01W03 | 45.13 | 12.93 | 0.65 | 13.97 | 72.68 | 2.2556 | 1675.6519 | 727.44 | 0.12398 | 0.17904 | 1
24278 | 16E20G12H09D07M01W04 | 45.13 | 12.93 | 0.65 | 10.04 | 68.75 | 2.2556 | 1675.6519 | 673.05 | 0.12398 | 0.22343 | 1
24279 | 16E20G12H09D07M02W02 | 45.13 | 10.38 | 0.65 | 18.71 | 74.87 | 1.7889 | 1532.0832 | 792.96 | 0.29675 | 0.1543 | 1
24280 | 16E20G12H10D05M01W02 | 52.27 | 11.36 | 0.65 | 18.71 | 82.99 | 1.9444 | 1573.1028 | 888.51 | 0.23035 | 0.062578
24281 | 16E20G12H10D05M01W03 | 52.27 | 11.36 | 0.65 | 13.97 | 78.25 | 1.9444 | 1573.1028 | 822.57 | 0.23035 | 0.11612
24282 | 16E20G12H10D07M01W02 | 53.25 | 11.8 | 0.65 | 18.71 | 84.41 | 2.0222 | 1614.1225 | 900.27 | 0.20054 | 0.046538
24283 | 16E20G12H10D07M01W03 | 53.25 | 11.8 | 0.65 | 13.97 | 79.67 | 2.0222 | 1614.1225 | 834.33 | 0.20054 | 0.10008
24284 | 16E20G12H10D07M01W04 | 53.25 | 11.8 | 0.65 | 10.04 | 75.74 | 2.0222 | 1614.1225 | 779.94 | 0.20054 | 0.14447
24285 | 16E20G12H10D07M02W02 | 53.25 | 9.48 | 0.65 | 18.71 | 82.09 | 1.6333 | 1482.8597 | 899.64 | 0.35772 | 0.072744
24286 | 16E20G12H11D05M01W02 | 52.27 | 11.13 | 0.65 | 18.71 | 82.76 | 1.8667 | 1564.8989 | 888.51 | 0.24593 | 0.065176
24287 | 16E20G12H11D05M01W03 | 52.27 | 11.13 | 0.65 | 13.97 | 78.02 | 1.8667 | 1564.8989 | 822.57 | 0.24593 | 0.11872
24288 | 16E20G12H11D06M01W02 | 48.4 | 9.66 | 0.65 | 18.71 | 77.42 | 1.6333 | 1421.3302 | 841.89 | 0.34553 | 0.12549
24289 | 16E20G12H11D06M01W03 | 48.4 | 9.66 | 0.65 | 13.97 | 72.68 | 1.6333 | 1421.3302 | 775.95 | 0.34553 | 0.17904 | 1
24290 | 16E20G12H11D07M01W02 | 53.25 | 11.56 | 0.65 | 18.71 | 84.17 | 1.9444 | 1603.8676 | 900.27 | 0.2168 | 0.049249
24291 | 16E20G12H11D07M01W03 | 53.25 | 11.56 | 0.65 | 13.97 | 79.43 | 1.9444 | 1603.8676 | 834.33 | 0.2168 | 0.10279
24292 | 16E20G12H11D07M01W04 | 53.25 | 11.56 | 0.65 | 10.04 | 75.5 | 1.9444 | 1603.8676 | 779.94 | 0.2168 | 0.14718
24293 | 16E20G12H11D07M02W02 | 53.25 | 9.29 | 0.65 | 18.71 | 81.9 | 1.5556 | 1474.6557 | 899.64 | 0.3706 | 0.07489
24294 | 16E20G12H12D05M01W02 | 45.44 | 9.28 | 0.65 | 18.71 | 74.08 | 1.5556 | 1232.6399 | 814.59 | 0.37127 | 0.16322 | 1
24295 | 16E20G12H12D05M01W03 | 45.44 | 9.28 | 0.65 | 13.97 | 69.34 | 1.5556 | 1232.6399 | 748.65 | 0.37127 | 0.21676 | 1
24296 | 16E20G12H12D07M01W02 | 46.29 | 9.65 | 0.65 | 18.71 | 75.3 | 1.6333 | 1265.4556 | 825.09 | 0.34621 | 0.14944
24297 | 16E20G12H12D07M01W03 | 46.29 | 9.65 | 0.65 | 13.97 | 70.56 | 1.6333 | 1265.4556 | 759.15 | 0.34621 | 0.20298 | 1
24298 | 16E20G12H12D07M01W04 | 46.29 | 9.65 | 0.65 | 10.04 | 66.63 | 1.6333 | 1265.4556 | 704.76 | 0.34621 | 0.24737 | 1
24299 | 16E20G12H12D07M02W02 | 46.29 | 7.75 | 0.65 | 18.71 | 73.4 | 1.3222 | 1156.7536 | 824.46 | 0.47493 | 0.1709 | 1
24300 | 16E20G12H13D05M01W02 | 45.44 | 8.39 | 0.65 | 18.71 | 73.19 | 1.4 | 1173.1614 | 814.59 | 0.43157 | 0.17327 | 1
24301 | 16E20G12H13D05M01W03 | 45.44 | 8.39 | 0.65 | 13.97 | 68.45 | 1.4 | 1173.1614 | 748.65 | 0.43157 | 0.22682 | 1
24302 | 16E20G12H13D07M01W02 | 46.29 | 8.72 | 0.65 | 18.71 | 74.37 | 1.4778 | 1203.9262 | 825.09 | 0.40921 | 0.15995 | 1
24303 | 16E20G12H13D07M01W03 | 46.29 | 8.72 | 0.65 | 13.97 | 69.63 | 1.4778 | 1203.9262 | 759.15 | 0.40921 | 0.21349 | 1
24304 | 16E20G12H13D07M01W04 | 46.29 | 8.72 | 0.65 | 10.04 | 65.7 | 1.4778 | 1203.9262 | 704.76 | 0.40921 | 0.25788 | 1
24305 | 16E20G12H13D07M02W02 | 46.29 | 7 | 0.65 | 18.71 | 72.65 | 1.1667 | 1107.53 | 824.46 | 0.52575 | 0.17937 | 1
24306 | 16E20G12H14D05M01W02 | 52.27 | 10.09 | 0.65 | 18.71 | 81.72 | 1.7111 | 1495.1655 | 888.51 | 0.3164 | 0.076923
24307 | 16E20G12H14D05M01W03 | 52.27 | 10.09 | 0.65 | 13.97 | 76.98 | 1.7111 | 1495.1655 | 822.57 | 0.3164 | 0.13046
24308 | 16E20G12H14D07M01W02 | 53.25 | 10.48 | 0.65 | 18.71 | 83.09 | 1.7889 | 1534.1342 | 900.27 | 0.28997 | 0.061448
24309 | 16E20G12H14D07M01W03 | 53.25 | 10.48 | 0.65 | 13.97 | 78.35 | 1.7889 | 1534.1342 | 834.33 | 0.28997 | 0.11499
24310 | 16E20G12H14D07M01W04 | 53.25 | 10.48 | 0.65 | 10.04 | 74.42 | 1.7889 | 1534.1342 | 779.94 | 0.28997 | 0.15938 | 1
24311 | 16E20G12H14D07M02W02 | 53.25 | 8.42 | 0.65 | 18.71 | 81.03 | 1.4 | 1417.2282 | 899.64 | 0.42954 | 0.084717
24312 | 16E21G09H07D04M01W02 | 52.97 | 10.32 | 0.65 | 18.71 | 82.65 | 1.8667 | 1523.8793 | 896.28 | 0.30081 | 0.066418
24313 | 16E21G09H07D05M01W02 | 45.74 | 8.17 | 0.65 | 18.71 | 73.27 | 1.4 | 1290.0674 | 809.13 | 0.44648 | 0.17237 | 1
24314 | 16E21G09H07D05M01W03 | 45.74 | 8.17 | 0.65 | 13.97 | 68.53 | 1.4 | 1290.0674 | 743.19 | 0.44648 | 0.22591 | 1
24315 | 16E21G09H07D06M01W02 | 41.83 | 6.99 | 0.65 | 18.71 | 68.18 | 1.1667 | 1164.9575 | 762.3 | 0.52642 | 0.22987 | 1
24316 | 16E21G09H07D06M01W03 | 41.83 | 6.99 | 0.65 | 13.97 | 63.44 | 1.1667 | 1164.9575 | 696.36 | 0.52642 | 0.28341 | 1
24317 | 16E21G09H07D07M01W02 | 46.74 | 8.52 | 0.65 | 18.71 | 74.62 | 1.4778 | 1324.9341 | 821.31 | 0.42276 | 0.15712 | 1
24318 | 16E21G09H07D07M01W03 | 46.74 | 8.52 | 0.65 | 13.97 | 69.88 | 1.4778 | 1324.9341 | 755.37 | 0.42276 | 0.21066 | 1
24319 | 16E21G09H07D07M01W04 | 46.74 | 8.52 | 0.65 | 10.04 | 65.95 | 1.4778 | 1324.9341 | 700.98 | 0.42276 | 0.25505 | 1
24320 | 16E21G09H07D07M02W02 | 46.86 | 6.63 | 0.65 | 18.71 | 72.85 | 1.0111 | 1220.334 | 822.15 | 0.55081 | 0.17712 | 1
24321 | 16E21G09H08D05M01W02 | 40.28 | 8.17 | 0.65 | 18.71 | 67.81 | 1.4 | 1290.0674 | 737.52 | 0.44648 | 0.23404 | 1
24322 | 16E21G09H08D05M01W03 | 40.28 | 8.17 | 0.65 | 13.97 | 63.07 | 1.4 | 1290.0674 | 671.58 | 0.44648 | 0.28759 | 1
24323 | 16E21G09H08D06M01W02 | 36.84 | 6.99 | 0.65 | 18.71 | 63.19 | 1.1667 | 1164.9575 | 696.78 | 0.52642 | 0.28623 | 1
24324 | 16E21G09H08D06M01W03 | 36.84 | 6.99 | 0.65 | 13.97 | 58.45 | 1.1667 | 1164.9575 | 630.84 | 0.52642 | 0.33977 | 1
24325 | 16E21G09H08D07M01W02 | 41.16 | 8.52 | 0.65 | 18.71 | 69.04 | 1.4778 | 1324.9341 | 748.02 | 0.42276 | 0.22015 | 1
24326 | 16E21G09H08D07M01W03 | 41.16 | 8.52 | 0.65 | 13.97 | 64.3 | 1.4778 | 1324.9341 | 682.08 | 0.42276 | 0.27369 | 1
24327 | 16E21G09H08D07M01W04 | 41.16 | 8.52 | 0.65 | 10.04 | 60.37 | 1.4778 | 1324.9341 | 627.69 | 0.42276 | 0.31808 | 1
24328 | 16E21G09H08D07M02W02 | 41.27 | 6.63 | 0.65 | 18.71 | 67.26 | 1.0111 | 1220.334 | 748.86 | 0.55081 | 0.24026 | 1
24329 | 16E21G09H09D05M01W02 | 38.76 | 8.17 | 0.65 | 18.71 | 66.29 | 1.4 | 1290.0674 | 717.57 | 0.44648 | 0.25121 | 1
24330 | 16E21G09H09D05M01W03 | 38.76 | 8.17 | 0.65 | 13.97 | 61.55 | 1.4 | 1290.0674 | 651.63 | 0.44648 | 0.30476 | 1
24331 | 16E21G09H09D07M01W02 | 39.61 | 8.52 | 0.65 | 18.71 | 67.49 | 1.4778 | 1324.9341 | 727.65 | 0.42276 | 0.23766 | 1
24332 | 16E21G09H09D07M01W03 | 39.61 | 8.52 | 0.65 | 13.97 | 62.75 | 1.4778 | 1324.9341 | 661.71 | 0.42276 | 0.2912 | 1
24333 | 16E21G09H09D07M01W04 | 39.61 | 8.52 | 0.65 | 10.04 | 58.82 | 1.4778 | 1324.9341 | 607.32 | 0.42276 | 0.33559 | 1
24334 | 16E21G09H09D07M02W02 | 39.72 | 6.63 | 0.65 | 18.71 | 65.71 | 1.0111 | 1220.334 | 728.28 | 0.55081 | 0.25777 | 1
24335 | 16E21G09H10D05M01W02 | 45.74 | 7.46 | 0.65 | 18.71 | 72.56 | 1.2444 | 1251.0987 | 809.13 | 0.49458 | 0.18039 | 1
24336 | 16E21G09H10D05M01W03 | 45.74 | 7.46 | 0.65 | 13.97 | 67.82 | 1.2444 | 1251.0987 | 743.19 | 0.49458 | 0.23393 | 1
24337 | 16E21G09H10D07M01W02 | 46.74 | 7.78 | 0.65 | 18.71 | 73.88 | 1.3222 | 1283.9144 | 821.31 | 0.4729 | 0.16548 | 1
24338 | 16E21G09H10D07M01W03 | 46.74 | 7.78 | 0.65 | 13.97 | 69.14 | 1.3222 | 1283.9144 | 755.37 | 0.4729 | 0.21902 | 1
24339 | 16E21G09H10D07M01W04 | 46.74 | 7.78 | 0.65 | 10.04 | 65.21 | 1.3222 | 1283.9144 | 700.98 | 0.4729 | 0.26341 | 1
24340 | 16E21G09H10D07M02W02 | 46.86 | 6.06 | 0.65 | 18.71 | 72.28 | 0.93333 | 1189.5693 | 822.15 | 0.58943 | 0.18355 | 1
24341 | 16E21G09H11D05M01W02 | 45.74 | 7.32 | 0.65 | 18.71 | 72.42 | 1.2444 | 1244.9458 | 809.13 | 0.50407 | 0.18197 | 1
24342 | 16E21G09H11D05M01W03 | 45.74 | 7.32 | 0.65 | 13.97 | 67.68 | 1.2444 | 1244.9458 | 743.19 | 0.50407 | 0.23551 | 1
24343 | 16E21G09H11D06M01W02 | 41.83 | 6.27 | 0.65 | 18.71 | 67.46 | 1.0111 | 1125.9889 | 762.3 | 0.5752 | 0.238 | 1
24344 | 16E21G09H11D06M01W03 | 41.83 | 6.27 | 0.65 | 13.97 | 62.72 | 1.0111 | 1125.9889 | 696.36 | 0.5752 | 0.29154 | 1
24345 | 16E21G09H11D07M01W02 | 46.74 | 7.63 | 0.65 | 18.71 | 73.73 | 1.3222 | 1277.7615 | 821.31 | 0.48306 | 0.16717 | 1
24346 | 16E21G09H11D07M01W03 | 46.74 | 7.63 | 0.65 | 13.97 | 68.99 | 1.3222 | 1277.7615 | 755.37 | 0.48306 | 0.22072 | 1
24347 | 16E21G09H11D07M01W04 | 46.74 | 7.63 | 0.65 | 10.04 | 65.06 | 1.3222 | 1277.7615 | 700.98 | 0.48306 | 0.26511 | 1
24348 | 16E21G09H11D07M02W02 | 46.86 | 5.94 | 0.65 | 18.71 | 72.16 | 0.93333 | 1183.4163 | 822.15 | 0.59756 | 0.18491 | 1
24349 | 16E21G09H12D05M01W02 | 39.75 | 6.1 | 0.65 | 18.71 | 65.21 | 1.0111 | 980.3692 | 744.66 | 0.58672 | 0.26341 | 1
24350 | 16E21G09H12D05M01W03 | 39.75 | 6.1 | 0.65 | 13.97 | 60.47 | 1.0111 | 980.3692 | 678.72 | 0.58672 | 0.31695 | 1
24351 | 16E21G09H12D07M01W02 | 40.62 | 6.36 | 0.65 | 18.71 | 66.34 | 1.0889 | 1004.981 | 755.16 | 0.56911 | 0.25065 | 1
24352 | 16E21G09H12D07M01W03 | 40.62 | 6.36 | 0.65 | 13.97 | 61.6 | 1.0889 | 1004.981 | 689.22 | 0.56911 | 0.30419 | 1
24353 | 16E21G09H12D07M01W04 | 40.62 | 6.36 | 0.65 | 10.04 | 57.67 | 1.0889 | 1004.981 | 634.83 | 0.56911 | 0.34858 | 1
24354 | 16E21G09H12D07M02W02 | 40.73 | 4.95 | 0.65 | 18.71 | 65.04 | 0.77778 | 924.9927 | 756.21 | 0.66463 | 0.26533 | 1
24355 | 16E21G09H13D05M01W02 | 39.75 | 5.51 | 0.65 | 18.71 | 64.62 | 0.93333 | 939.3495 | 744.66 | 0.62669 | 0.27008 | 1
24356 | 16E21G09H13D05M01W03 | 39.75 | 5.51 | 0.65 | 13.97 | 59.88 | 0.93333 | 939.3495 | 678.72 | 0.62669 | 0.32362 | 1
24357 | 16E21G09H13D07M01W02 | 40.62 | 5.75 | 0.65 | 18.71 | 65.73 | 1.0111 | 963.9613 | 755.16 | 0.61043 | 0.25754 | 1
24358 | 16E21G09H13D07M01W03 | 40.62 | 5.75 | 0.65 | 13.97 | 60.99 | 1.0111 | 963.9613 | 689.22 | 0.61043 | 0.31108 | 1
24359 | 16E21G09H13D07M01W04 | 40.62 | 5.75 | 0.65 | 10.04 | 57.06 | 1.0111 | 963.9613 | 634.83 | 0.61043 | 0.35547 | 2
24360 | 16E21G09H13D07M02W02 | 40.73 | 4.47 | 0.65 | 18.71 | 64.56 | 0.7 | 892.177 | 756.21 | 0.69715 | 0.27076 | 1
24361 | 16E21G09H14D05M01W02 | 45.74 | 6.63 | 0.65 | 18.71 | 71.73 | 1.1667 | 1199.8242 | 809.13 | 0.55081 | 0.18977 | 1
24362 | 16E21G09H14D05M01W03 | 45.74 | 6.63 | 0.65 | 13.97 | 66.99 | 1.1667 | 1199.8242 | 743.19 | 0.55081 | 0.24331 | 1
24363 | 16E21G09H14D07M01W02 | 46.74 | 6.91 | 0.65 | 18.71 | 73.01 | 1.1667 | 1230.5889 | 821.31 | 0.53184 | 0.17531 | 1
24364 | 16E21G09H14D07M01W03 | 46.74 | 6.91 | 0.65 | 13.97 | 68.27 | 1.1667 | 1230.5889 | 755.37 | 0.53184 | 0.22885 | 1
24365 | 16E21G09H14D07M01W04 | 46.74 | 6.91 | 0.65 | 10.04 | 64.34 | 1.1667 | 1230.5889 | 700.98 | 0.53184 | 0.27324 | 1
24366 | 16E21G09H14D07M02W02 | 46.86 | 5.38 | 0.65 | 18.71 | 71.6 | 0.85556 | 1146.4987 | 822.15 | 0.6355 | 0.19123 | 1
24367 | 16E21G10H07D04M01W02 | 60.38 | 2.31 | 0.65 | 18.71 | 82.05 | 0.15556 | 1181.3654 | 988.05 | 0.8435 | 0.073196
24368 | 16E21G10H07D05M01W02 | 52.38 | 1.8 | 0.65 | 18.71 | 73.54 | 0.077778 | 1027.5418 | 891.45 | 0.87805 | 0.16932 | 1
24369 | 16E21G10H07D05M01W03 | 52.38 | 1.8 | 0.65 | 13.97 | 68.8 | 0.077778 | 1027.5418 | 825.51 | 0.87805 | 0.22286 | 1
24370 | 16E21G10H07D06M01W02 | 47.98 | 1.47 | 0.65 | 18.71 | 68.81 | 0.077778 | 937.2986 | 838.53 | 0.90041 | 0.22275 | 1
24371 | 16E21G10H07D06M01W03 | 47.98 | 1.47 | 0.65 | 13.97 | 64.07 | 0.077778 | 937.2986 | 772.59 | 0.90041 | 0.27629 | 1
24372 | 16E21G10H07D07M01W02 | 53.5 | 1.91 | 0.65 | 18.71 | 74.77 | 0.077778 | 1050.1025 | 904.89 | 0.8706 | 0.15543 | 1
24373 | 16E21G10H07D07M01W03 | 53.5 | 1.91 | 0.65 | 13.97 | 70.03 | 0.077778 | 1050.1025 | 838.95 | 0.8706 | 0.20897 | 1
24374 | 16E21G10H07D07M01W04 | 53.5 | 1.91 | 0.65 | 10.04 | 66.1 | 0.077778 | 1050.1025 | 784.56 | 0.8706 | 0.25336 | 1
24375 | 16E21G10H07D07M02W02 | 53.83 | 1.15 | 0.65 | 18.71 | 74.34 | 0 | 1007.0319 | 908.46 | 0.92209 | 0.16028 | 1
24376 | 16E21G10H08D05M01W02 | 46.14 | 1.8 | 0.65 | 18.71 | 67.3 | 0.077778 | 1027.5418 | 808.92 | 0.87805 | 0.23981 | 1
24377 | 16E21G10H08D05M01W03 | 46.14 | 1.8 | 0.65 | 13.97 | 62.56 | 0.077778 | 1027.5418 | 742.98 | 0.87805 | 0.29335 | 1
24378 | 16E21G10H08D06M01W02 | 42.26 | 1.47 | 0.65 | 18.71 | 63.09 | 0.077778 | 937.2986 | 762.93 | 0.90041 | 0.28736 | 1
24379 | 16E21G10H08D06M01W03 | 42.26 | 1.47 | 0.65 | 13.97 | 58.35 | 0.077778 | 937.2986 | 696.99 | 0.90041 | 0.3409 | 1
24380 | 16E21G10H08D07M01W02 | 47.12 | 1.91 | 0.65 | 18.71 | 68.39 | 0.077778 | 1050.1025 | 820.68 | 0.8706 | 0.22749 | 1
24381 | 16E21G10H08D07M01W03 | 47.12 | 1.91 | 0.65 | 13.97 | 63.65 | 0.077778 | 1050.1025 | 754.74 | 0.8706 | 0.28103 | 1
24382 | 16E21G10H08D07M01W04 | 47.12 | 1.91 | 0.65 | 10.04 | 59.72 | 0.077778 | 1050.1025 | 700.35 | 0.8706 | 0.32543 | 1
24383 | 16E21G10H08D07M02W02 | 47.41 | 1.15 | 0.65 | 18.71 | 67.92 | 0 | 1007.0319 | 823.83 | 0.92209 | 0.2328 | 1
24384 | 16E21G10H09D05M01W02 | 44.4 | 1.8 | 0.65 | 18.71 | 65.56 | 0.077778 | 1027.5418 | 786.03 | 0.87805 | 0.25946 | 1
24385 | 16E21G10H09D05M01W03 | 44.4 | 1.8 | 0.65 | 13.97 | 60.82 | 0.077778 | 1027.5418 | 720.09 | 0.87805 | 0.313 | 1
24386 | 16E21G10H09D07M01W02 | 45.34 | 1.91 | 0.65 | 18.71 | 66.61 | 0.077778 | 1050.1025 | 797.37 | 0.8706 | 0.2476 | 1
24387 | 16E21G10H09D07M01W03 | 45.34 | 1.91 | 0.65 | 13.97 | 61.87 | 0.077778 | 1050.1025 | 731.43 | 0.8706 | 0.30114 | 1
24388 | 16E21G10H09D07M01W04 | 45.34 | 1.91 | 0.65 | 10.04 | 57.94 | 0.077778 | 1050.1025 | 677.04 | 0.8706 | 0.34553 | 1
24389 | 16E21G10H09D07M02W02 | 45.63 | 1.15 | 0.65 | 18.71 | 66.14 | 0 | 1007.0319 | 800.31 | 0.92209 | 0.25291 | 1
24390 | 16E21G10H10D05M01W02 | 52.38 | 1.65 | 0.65 | 18.71 | 73.39 | 0.077778 | 1017.2868 | 891.45 | 0.88821 | 0.17102 | 1
24391 | 16E21G10H10D05M01W03 | 52.38 | 1.65 | 0.65 | 13.97 | 68.65 | 0.077778 | 1017.2868 | 825.51 | 0.88821 | 0.22456 | 1
24392 | 16E21G10H10D07M01W02 | 53.5 | 1.74 | 0.65 | 18.71 | 74.6 | 0.077778 | 1039.8476 | 904.89 | 0.88211 | 0.15735 | 1
24393 | 16E21G10H10D07M01W03 | 53.5 | 1.74 | 0.65 | 13.97 | 69.86 | 0.077778 | 1039.8476 | 838.95 | 0.88211 | 0.21089 | 1
24394 | 16E21G10H10D07M01W04 | 53.5 | 1.74 | 0.65 | 10.04 | 65.93 | 0.077778 | 1039.8476 | 784.56 | 0.88211 | 0.25528 | 1
24395 | 16E21G10H10D07M02W02 | 53.83 | 1.05 | 0.65 | 18.71 | 74.24 | 0 | 1000.879 | 908.46 | 0.92886 | 0.16141 | 1
24396 | 16E21G10H11D05M01W02 | 52.38 | 1.61 | 0.65 | 18.71 | 73.35 | 0.077778 | 1015.2359 | 891.45 | 0.89092 | 0.17147 | 1
24397 | 16E21G10H11D05M01W03 | 52.38 | 1.61 | 0.65 | 13.97 | 68.61 | 0.077778 | 1015.2359 | 825.51 | 0.89092 | 0.22501 | 1
24398 | 16E21G10H11D06M01W02 | 47.98 | 1.32 | 0.65 | 18.71 | 68.66 | 0.077778 | 929.0946 | 838.53 | 0.91057 | 0.22444 | 1
24399 | 16E21G10H11D06M01W03 | 47.98 | 1.32 | 0.65 | 13.97 | 63.92 | 0.077778 | 929.0946 | 772.59 | 0.91057 | 0.27798 | 1
24400 | 16E21G10H11D07M01W02 | 53.5 | 1.71 | 0.65 | 18.71 | 74.57 | 0.077778 | 1037.7967 | 904.89 | 0.88415 | 0.15769 | 1
24401 | 16E21G10H11D07M01W03 | 53.5 | 1.71 | 0.65 | 13.97 | 69.83 | 0.077778 | 1037.7967 | 838.95 | 0.88415 | 0.21123 | 1
24402 | 16E21G10H11D07M01W04 | 53.5 | 1.71 | 0.65 | 10.04 | 65.9 | 0.077778 | 1037.7967 | 784.56 | 0.88415 | 0.25562 | 1
24403 | 16E21G10H11D07M02W02 | 53.83 | 1.02 | 0.65 | 18.71 | 74.21 | 0 | 1000.879 | 908.46 | 0.93089 | 0.16175 | 1
24404 | 16E21G10H12D05M01W02 | 45.52 | 1.35 | 0.65 | 18.71 | 66.23 | 0.077778 | 775.271 | 817.32 | 0.90854 | 0.25189 | 1
24405 | 16E21G10H12D05M01W03 | 45.52 | 1.35 | 0.65 | 13.97 | 61.49 | 0.077778 | 775.271 | 751.38 | 0.90854 | 0.30543 | 1
24406 | 16E21G10H12D07M01W02 | 46.49 | 1.42 | 0.65 | 18.71 | 67.27 | 0.077778 | 793.7299 | 829.08 | 0.90379 | 0.24014 | 1
24407 | 16E21G10H12D07M01W03 | 46.49 | 1.42 | 0.65 | 13.97 | 62.53 | 0.077778 | 793.7299 | 763.14 | 0.90379 | 0.29369 | 1
24408 | 16E21G10H12D07M01W04 | 46.49 | 1.42 | 0.65 | 10.04 | 58.6 | 0.077778 | 793.7299 | 708.75 | 0.90379 | 0.33808 | 1
24409 | 16E21G10H12D07M02W02 | 46.77 | 0.85 | 0.65 | 18.71 | 66.98 | 0 | 758.8632 | 832.44 | 0.94241 | 0.24342 | 1
24410 | 16E21G10H13D05M01W02 | 45.52 | 1.22 | 0.65 | 18.71 | 66.1 | 0.077778 | 767.0671 | 817.32 | 0.91734 | 0.25336 | 1
24411 | 16E21G10H13D05M01W03 | 45.52 | 1.22 | 0.65 | 13.97 | 61.36 | 0.077778 | 767.0671 | 751.38 | 0.91734 | 0.3069 | 1
24412 | 16E21G10H13D07M01W02 | 46.49 | 1.29 | 0.65 | 18.71 | 67.14 | 0.077778 | 783.4749 | 829.08 | 0.9126 | 0.24161 | 1
24413 | 16E21G10H13D07M01W03 | 46.49 | 1.29 | 0.65 | 13.97 | 62.4 | 0.077778 | 783.4749 | 763.14 | 0.9126 | 0.29515 | 1
24414 | 16E21G10H13D07M01W04 | 46.49 | 1.29 | 0.65 | 10.04 | 58.47 | 0.077778 | 783.4749 | 708.75 | 0.9126 | 0.33955 | 1
24415 | 16E21G10H13D07M02W02 | 46.77 | 0.77 | 0.65 | 18.71 | 66.9 | 0 | 752.7102 | 832.44 | 0.94783 | 0.24432 | 1
24416 | 16E21G10H14D05M01W02 | 52.38 | 1.46 | 0.65 | 18.71 | 73.2 | 0.077778 | 1004.981 | 891.45 | 0.90108 | 0.17316 | 1
24417 | 16E21G10H14D05M01W03 | 52.38 | 1.46 | 0.65 | 13.97 | 68.46 | 0.077778 | 1004.981 | 825.51 | 0.90108 | 0.2267 | 1
24418 | 16E21G10H14D07M01W02 | 53.5 | 1.55 | 0.65 | 18.71 | 74.41 | 0.077778 | 1025.4908 | 904.89 | 0.89499 | 0.15949 | 1
24419 | 16E21G10H14D07M01W03 | 53.5 | 1.55 | 0.65 | 13.97 | 69.67 | 0.077778 | 1025.4908 | 838.95 | 0.89499 | 0.21304 | 1
24420 | 16E21G10H14D07M01W04 | 53.5 | 1.55 | 0.65 | 10.04 | 65.74 | 0.077778 | 1025.4908 | 784.56 | 0.89499 | 0.25743 | 1
24421 | 16E21G10H14D07M02W02 | 53.83 | 0.93 | 0.65 | 18.71 | 74.12 | 0 | 992.6751 | 908.46 | 0.93699 | 0.16277 | 1
24422 | 16E21G12H07D04M01W02 | 56.29 | 14.48 | 0.65 | 18.71 | 90.13 | 2.4889 | 1806.9147 | 936.18 | 0.01897 | -0.018073
24423 | 16E21G12H07D05M01W02 | 48.64 | 11.45 | 0.65 | 18.71 | 79.45 | 1.9444 | 1523.8793 | 844.41 | 0.22425 | 0.10256
24424 | 16E21G12H07D05M01W03 | 48.64 | 11.45 | 0.65 | 13.97 | 74.71 | 1.9444 | 1523.8793 | 778.47 | 0.22425 | 0.15611 | 1
24425 | 16E21G12H07D06M01W02 | 44.76 | 9.9 | 0.65 | 18.71 | 74.02 | 1.6333 | 1378.2596 | 797.58 | 0.32927 | 0.1639 | 1
24426 | 16E21G12H07D06M01W03 | 44.76 | 9.9 | 0.65 | 13.97 | 69.28 | 1.6333 | 1378.2596 | 731.64 | 0.32927 | 0.21744 | 1
24427 | 16E21G12H07D07M01W02 | 49.64 | 11.91 | 0.65 | 18.71 | 80.91 | 2.0222 | 1562.8479 | 856.17 | 0.19309 | 0.086073
24428 | 16E21G12H07D07M01W03 | 49.64 | 11.91 | 0.65 | 13.97 | 76.17 | 2.0222 | 1562.8479 | 790.23 | 0.19309 | 0.13961
24429 | 16E21G12H07D07M01W04 | 49.64 | 11.91 | 0.65 | 10.04 | 72.24 | 2.0222 | 1562.8479 | 735.84 | 0.19309 | 0.18401 | 1
24430 | 16E21G12H07D07M02W02 | 49.67 | 9.48 | 0.65 | 18.71 | 78.51 | 1.6333 | 1429.5341 | 856.17 | 0.35772 | 0.11318
24431 | 16E21G12H08D05M01W02 | 42.84 | 11.45 | 0.65 | 18.71 | 73.65 | 1.9444 | 1523.8793 | 767.97 | 0.22425 | 0.16808 | 1
24432 | 16E21G12H08D05M01W03 | 42.84 | 11.45 | 0.65 | 13.97 | 68.91 | 1.9444 | 1523.8793 | 702.03 | 0.22425 | 0.22162 | 1
24433 | 16E21G12H08D06M01W02 | 39.42 | 9.9 | 0.65 | 18.71 | 68.68 | 1.6333 | 1378.2596 | 727.44 | 0.32927 | 0.22422 | 1
24434 | 16E21G12H08D06M01W03 | 39.42 | 9.9 | 0.65 | 13.97 | 63.94 | 1.6333 | 1378.2596 | 661.5 | 0.32927 | 0.27776 | 1
24435 | 16E21G12H08D07M01W02 | 43.72 | 11.91 | 0.65 | 18.71 | 74.99 | 2.0222 | 1562.8479 | 778.47 | 0.19309 | 0.15294 | 1
24436 | 16E21G12H08D07M01W03 | 43.72 | 11.91 | 0.65 | 13.97 | 70.25 | 2.0222 | 1562.8479 | 712.53 | 0.19309 | 0.20648 | 1
24437 | 16E21G12H08D07M01W04 | 43.72 | 11.91 | 0.65 | 10.04 | 66.32 | 2.0222 | 1562.8479 | 658.14 | 0.19309 | 0.25088 | 1
24438 | 16E21G12H08D07M02W02 | 43.74 | 9.48 | 0.65 | 18.71 | 72.58 | 1.6333 | 1429.5341 | 778.26 | 0.35772 | 0.18016 | 1
24439 | 16E21G12H09D05M01W02 | 41.22 | 11.45 | 0.65 | 18.71 | 72.03 | 1.9444 | 1523.8793 | 746.76 | 0.22425 | 0.18638 | 1
24440 | 16E21G12H09D05M01W03 | 41.22 | 11.45 | 0.65 | 13.97 | 67.29 | 1.9444 | 1523.8793 | 680.82 | 0.22425 | 0.23992 | 1
24441 | 16E21G12H09D07M01W02 | 42.07 | 11.91 | 0.65 | 18.71 | 73.34 | 2.0222 | 1562.8479 | 756.84 | 0.19309 | 0.17158 | 1
24442 | 16E21G12H09D07M01W03 | 42.07 | 11.91 | 0.65 | 13.97 | 68.6 | 2.0222 | 1562.8479 | 690.9 | 0.19309 | 0.22512 | 1
24443 | 16E21G12H09D07M01W04 | 42.07 | 11.91 | 0.65 | 10.04 | 64.67 | 2.0222 | 1562.8479 | 636.51 | 0.19309 | 0.26951 | 1
24444 | 16E21G12H09D07M02W02 | 42.1 | 9.48 | 0.65 | 18.71 | 70.94 | 1.6333 | 1429.5341 | 756.63 | 0.35772 | 0.19869 | 1
24445 | 16E21G12H10D05M01W02 | 48.64 | 10.46 | 0.65 | 18.71 | 78.46 | 1.7889 | 1468.5028 | 844.41 | 0.29133 | 0.11375
24446 | 16E21G12H10D05M01W03 | 48.64 | 10.46 | 0.65 | 13.97 | 73.72 | 1.7889 | 1468.5028 | 778.47 | 0.29133 | 0.16729 | 1
24447 | 16E21G12H10D07M01W02 | 49.64 | 10.87 | 0.65 | 18.71 | 79.87 | 1.8667 | 1507.4714 | 856.17 | 0.26355 | 0.09782
24448 | 16E21G12H10D07M01W03 | 49.64 | 10.87 | 0.65 | 13.97 | 75.13 | 1.8667 | 1507.4714 | 790.23 | 0.26355 | 0.15136 | 1
24449 | 16E21G12H10D07M01W04 | 49.64 | 10.87 | 0.65 | 10.04 | 71.2 | 1.8667 | 1507.4714 | 735.84 | 0.26355 | 0.19575 | 1
24450 | 16E21G12H10D07M02W02 | 49.67 | 8.66 | 0.65 | 18.71 | 77.69 | 1.4778 | 1384.4125 | 856.17 | 0.41328 | 0.12244
24451 | 16E21G12H11D05M01W02 | 48.64 | 10.25 | 0.65 | 18.71 | 78.25 | 1.7111 | 1460.2989 | 844.41 | 0.30556 | 0.11612
24452 | 16E21G12H11D05M01W03 | 48.64 | 10.25 | 0.65 | 13.97 | 73.51 | 1.7111 | 1460.2989 | 778.47 | 0.30556 | 0.16966 | 1
24453 | 16E21G12H11D06M01W02 | 44.76 | 8.87 | 0.65 | 18.71 | 72.99 | 1.4778 | 1322.8831 | 797.58 | 0.39905 | 0.17553 | 1
24454 | 16E21G12H11D06M01W03 | 44.76 | 8.87 | 0.65 | 13.97 | 68.25 | 1.4778 | 1322.8831 | 731.64 | 0.39905 | 0.22907 | 1
24455 | 16E21G12H11D07M01W02 | 49.64 | 10.66 | 0.65 | 18.71 | 79.66 | 1.7889 | 1497.2165 | 856.17 | 0.27778 | 0.10019
24456 | 16E21G12H11D07M01W03 | 49.64 | 10.66 | 0.65 | 13.97 | 74.92 | 1.7889 | 1497.2165 | 790.23 | 0.27778 | 0.15373 | 1
24457 | 16E21G12H11D07M01W04 | 49.64 | 10.66 | 0.65 | 10.04 | 70.99 | 1.7889 | 1497.2165 | 735.84 | 0.27778 | 0.19812 | 1
24458 | 16E21G12H11D07M02W02 | 49.67 | 8.48 | 0.65 | 18.71 | 77.51 | 1.4 | 1378.2596 | 856.17 | 0.42547 | 0.12448
24459 | 16E21G12H12D05M01W02 | 42.29 | 8.55 | 0.65 | 18.71 | 70.2 | 1.4778 | 1152.6516 | 775.74 | 0.42073 | 0.20705 | 1
24460 | 16E21G12H12D05M01W03 | 42.29 | 8.55 | 0.65 | 13.97 | 65.46 | 1.4778 | 1152.6516 | 709.8 | 0.42073 | 0.26059 | 1
24461 | 16E21G12H12D07M01W02 | 43.15 | 8.89 | 0.65 | 18.71 | 71.4 | 1.4778 | 1183.4163 | 786.24 | 0.3977 | 0.19349 | 1
24462 | 16E21G12H12D07M01W03 | 43.15 | 8.89 | 0.65 | 13.97 | 66.66 | 1.4778 | 1183.4163 | 720.3 | 0.3977 | 0.24703 | 1
24463 | 16E21G12H12D07M01W04 | 43.15 | 8.89 | 0.65 | 10.04 | 62.73 | 1.4778 | 1183.4163 | 665.91 | 0.3977 | 0.29143 | 1
24464 | 16E21G12H12D07M02W02 | 43.18 | 7.08 | 0.65 | 18.71 | 69.62 | 1.1667 | 1082.9183 | 786.03 | 0.52033 | 0.2136 | 1
24465 | 16E21G12H13D05M01W02 | 42.29 | 7.72 | 0.65 | 18.71 | 69.37 | 1.3222 | 1097.2751 | 775.74 | 0.47696 | 0.21642 | 1
24466 | 16E21G12H13D05M01W03 | 42.29 | 7.72 | 0.65 | 13.97 | 64.63 | 1.3222 | 1097.2751 | 709.8 | 0.47696 | 0.26996 | 1
24467 | 16E21G12H13D07M01W02 | 43.15 | 8.03 | 0.65 | 18.71 | 70.54 | 1.4 | 1125.9889 | 786.24 | 0.45596 | 0.20321 | 1
24468 | 16E21G12H13D07M01W03 | 43.15 | 8.03 | 0.65 | 13.97 | 65.8 | 1.4 | 1125.9889 | 720.3 | 0.45596 | 0.25675 | 1
24469 | 16E21G12H13D07M01W04 | 43.15 | 8.03 | 0.65 | 10.04 | 61.87 | 1.4 | 1125.9889 | 665.91 | 0.45596 | 0.30114 | 1
24470 | 16E21G12H13D07M02W02 | 43.18 | 6.39 | 0.65 | 18.71 | 68.93 | 1.0889 | 1035.7457 | 786.03 | 0.56707 | 0.22139 | 1
24471 | 16E21G12H14D05M01W02 | 48.64 | 9.28 | 0.65 | 18.71 | 77.28 | 1.5556 | 1396.7184 | 844.41 | 0.37127 | 0.12708
24472 | 16E21G12H14D05M01W03 | 48.64 | 9.28 | 0.65 | 13.97 | 72.54 | 1.5556 | 1396.7184 | 778.47 | 0.37127 | 0.18062 | 1
24473 | 16E21G12H14D07M01W02 | 49.64 | 9.66 | 0.65 | 18.71 | 78.66 | 1.6333 | 1431.5851 | 856.17 | 0.34553 | 0.11149
24474 | 16E21G12H14D07M01W03 | 49.64 | 9.66 | 0.65 | 13.97 | 73.92 | 1.6333 | 1431.5851 | 790.23 | 0.34553 | 0.16503 | 1
24475 | 16E21G12H14D07M01W04 | 49.64 | 9.66 | 0.65 | 10.04 | 69.99 | 1.6333 | 1431.5851 | 735.84 | 0.34553 | 0.20942 | 1
24476 | 16E21G12H14D07M02W02 | 49.67 | 7.69 | 0.65 | 18.71 | 76.72 | 1.3222 | 1324.9341 | 856.17 | 0.479 | 0.1334
24477 | 16E22G09H07D04M01W02 | 52.88 | 4.86 | 0.65 | 18.71 | 77.1 | 0.7 | 1214.1811 | 895.23 | 0.67073 | 0.12911
24478 | 16E22G09H07D05M01W02 | 45.5 | 4.1 | 0.65 | 18.71 | 68.96 | 0.62222 | 1056.2555 | 806.61 | 0.72222 | 0.22106 | 1
24479 | 16E22G09H07D05M01W03 | 45.5 | 4.1 | 0.65 | 13.97 | 64.22 | 0.62222 | 1056.2555 | 740.67 | 0.72222 | 0.2746 | 1
24480 | 16E22G09H07D06M01W02 | 41.6 | 3.67 | 0.65 | 18.71 | 64.63 | 0.54444 | 972.1653 | 759.78 | 0.75136 | 0.26996 | 1
24481 | 16E22G09H07D06M01W03 | 41.6 | 3.67 | 0.65 | 13.97 | 59.89 | 0.54444 | 972.1653 | 693.84 | 0.75136 | 0.32351 | 1
24482 | 16E22G09H07D07M01W02 | 46.48 | 4.22 | 0.65 | 18.71 | 70.06 | 0.62222 | 1078.8163 | 818.37 | 0.71409 | 0.20863 | 1
24483 | 16E22G09H07D07M01W03 | 46.48 | 4.22 | 0.65 | 13.97 | 65.32 | 0.62222 | 1078.8163 | 752.43 | 0.71409 | 0.26217 | 1
24484 | 16E22G09H07D07M01W04 | 46.48 | 4.22 | 0.65 | 10.04 | 61.39 | 0.62222 | 1078.8163 | 698.04 | 0.71409 | 0.30656 | 1
24485 | 16E22G09H07D07M02W02 | 46.69 | 3 | 0.65 | 18.71 | 69.05 | 0.31111 | 1011.1339 | 820.26 | 0.79675 | 0.22004 | 1
24486 | 16E22G09H08D05M01W02 | 40.07 | 4.1 | 0.65 | 18.71 | 63.53 | 0.62222 | 1056.2555 | 735.21 | 0.72222 | 0.28239 | 1
24487 | 16E22G09H08D05M01W03 | 40.07 | 4.1 | 0.65 | 13.97 | 58.79 | 0.62222 | 1056.2555 | 669.27 | 0.72222 | 0.33593 | 1
24488 | 16E22G09H08D06M01W02 | 36.64 | 3.67 | 0.65 | 18.71 | 59.67 | 0.54444 | 972.1653 | 694.47 | 0.75136 | 0.32599 | 1
24489 | 16E22G09H08D06M01W03 | 36.64 | 3.67 | 0.65 | 13.97 | 54.93 | 0.54444 | 972.1653 | 628.53 | 0.75136 | 0.37953 | 2
24490 | 16E22G09H08D07M01W02 | 40.94 | 4.22 | 0.65 | 18.71 | 64.52 | 0.62222 | 1078.8163 | 745.5 | 0.71409 | 0.27121 | 1
24491 | 16E22G09H08D07M01W03 | 40.94 | 4.22 | 0.65 | 13.97 | 59.78 | 0.62222 | 1078.8163 | 679.56 | 0.71409 | 0.32475 | 1
24492 | 16E22G09H08D07M01W04 | 40.94 | 4.22 | 0.65 | 10.04 | 55.85 | 0.62222 | 1078.8163 | 625.17 | 0.71409 | 0.36914 | 2
24493 | 16E22G09H08D07M02W02 | 41.12 | 3 | 0.65 | 18.71 | 63.48 | 0.31111 | 1011.1339 | 747.18 | 0.79675 | 0.28295 | 1
24494 | 16E22G09H09D05M01W02 | 38.56 | 4.1 | 0.65 | 18.71 | 62.02 | 0.62222 | 1056.2555 | 715.47 | 0.72222 | 0.29945 | 1
24495 | 16E22G09H09D05M01W03 | 38.56 | 4.1 | 0.65 | 13.97 | 57.28 | 0.62222 | 1056.2555 | 649.53 | 0.72222 | 0.35299 | 2
24496 | 16E22G09H09D07M01W02 | 39.4 | 4.22 | 0.65 | 18.71 | 62.98 | 0.62222 | 1078.8163 | 725.34 | 0.71409 | 0.2886 | 1
24497 | 16E22G09H09D07M01W03 | 39.4 | 4.22 | 0.65 | 13.97 | 58.24 | 0.62222 | 1078.8163 | 659.4 | 0.71409 | 0.34214 | 1
24498 | 16E22G09H09D07M01W04 | 39.4 | 4.22 | 0.65 | 10.04 | 54.31 | 0.62222 | 1078.8163 | 605.01 | 0.71409 | 0.38654 | 2
24499 | 16E22G09H09D07M02W02 | 39.57 | 3 | 0.65 | 18.71 | 61.93 | 0.31111 | 1011.1339 | 726.81 | 0.79675 | 0.30046 | 1
24500 | 16E22G09H10D05M01W02 | 45.5 | 3.75 | 0.65 | 18.71 | 68.61 | 0.54444 | 1035.7457 | 806.61 | 0.74593 | 0.22501 | 1
24501 | 16E22G09H10D05M01W03 | 45.5 | 3.75 | 0.65 | 13.97 | 63.87 | 0.54444 | 1035.7457 | 740.67 | 0.74593 | 0.27855 | 1
24502 | 16E22G09H10D07M01W02 | 46.48 | 3.86 | 0.65 | 18.71 | 69.7 | 0.54444 | 1058.3065 | 818.37 | 0.73848 | 0.2127 | 1
24503 | 16E22G09H10D07M01W03 | 46.48 | 3.86 | 0.65 | 13.97 | 64.96 | 0.54444 | 1058.3065 | 752.43 | 0.73848 | 0.26624 | 1
24504 | 16E22G09H10D07M01W04 | 46.48 | 3.86 | 0.65 | 10.04 | 61.03 | 0.54444 | 1058.3065 | 698.04 | 0.73848 | 0.31063 | 1
24505 | 16E22G09H10D07M02W02 | 46.69 | 2.75 | 0.65 | 18.71 | 68.8 | 0.31111 | 994.726 | 820.26 | 0.81369 | 0.22286 | 1
24506 | 16E22G09H11D05M01W02 | 45.5 | 3.68 | 0.65 | 18.71 | 68.54 | 0.54444 | 1031.6437 | 806.61 | 0.75068 | 0.2258 | 1
24507 | 16E22G09H11D05M01W03 | 45.5 | 3.68 | 0.65 | 13.97 | 63.8 | 0.54444 | 1031.6437 | 740.67 | 0.75068 | 0.27934 | 1
24508 | 16E22G09H11D06M01W02 | 41.6 | 3.3 | 0.65 | 18.71 | 64.26 | 0.46667 | 949.6045 | 759.78 | 0.77642 | 0.27414 | 1
24509 | 16E22G09H11D06M01W03 | 41.6 | 3.3 | 0.65 | 13.97 | 59.52 | 0.46667 | 949.6045 | 693.84 | 0.77642 | 0.32769 | 1
24510 | 16E22G09H11D07M01W02 | 46.48 | 3.78 | 0.65 | 18.71 | 69.62 | 0.54444 | 1054.2045 | 818.37 | 0.7439 | 0.2136 | 1
24511 | 16E22G09H11D07M01W03 | 46.48 | 3.78 | 0.65 | 13.97 | 64.88 | 0.54444 | 1054.2045 | 752.43 | 0.7439 | 0.26714 | 1
24512 | 16E22G09H11D07M01W04 | 46.48 | 3.78 | 0.65 | 10.04 | 60.95 | 0.54444 | 1054.2045 | 698.04 | 0.7439 | 0.31153 | 1
24513 | 16E22G09H11D07M02W02 | 46.69 | 2.7 | 0.65 | 18.71 | 68.75 | 0.31111 | 992.6751 | 820.26 | 0.81707 | 0.22343 | 1
24514 | 16E22G09H12D05M01W02 | 39.54 | 3.07 | 0.65 | 18.71 | 61.97 | 0.46667 | 799.8828 | 742.35 | 0.79201 | 0.30001 | 1
24515 | 16E22G09H12D05M01W03 | 39.54 | 3.07 | 0.65 | 13.97 | 57.23 | 0.46667 | 799.8828 | 676.41 | 0.79201 | 0.35355 | 2
24516 | 16E22G09H12D07M01W02 | 40.4 | 3.16 | 0.65 | 18.71 | 62.92 | 0.46667 | 818.3416 | 752.85 | 0.78591 | 0.28928 | 1
24517 | 16E22G09H12D07M01W03 | 40.4 | 3.16 | 0.65 | 13.97 | 58.18 | 0.46667 | 818.3416 | 686.91 | 0.78591 | 0.34282 | 1
24518 | 16E22G09H12D07M01W04 | 40.4 | 3.16 | 0.65 | 10.04 | 54.25 | 0.46667 | 818.3416 | 632.52 | 0.78591 | 0.38721 | 2
24519 | 16E22G09H12D07M02W02 | 40.57 | 2.25 | 0.65 | 18.71 | 62.18 | 0.23333 | 767.0671 | 754.53 | 0.84756 | 0.29764 | 1
24520 | 16E22G09H13D05M01W02 | 39.54 | 2.77 | 0.65 | 18.71 | 61.67 | 0.38889 | 779.373 | 742.35 | 0.81233 | 0.3034 | 1
24521 | 16E22G09H13D05M01W03 | 39.54 | 2.77 | 0.65 | 13.97 | 56.93 | 0.38889 | 779.373 | 676.41 | 0.81233 | 0.35694 | 2
24522 | 16E22G09H13D07M01W02 | 40.4 | 2.85 | 0.65 | 18.71 | 62.61 | 0.46667 | 795.7808 | 752.85 | 0.80691 | 0.29278 | 1
24523 | 16E22G09H13D07M01W03 | 40.4 | 2.85 | 0.65 | 13.97 | 57.87 | 0.46667 | 795.7808 | 686.91 | 0.80691 | 0.34632 | 1
24524 | 16E22G09H13D07M01W04 | 40.4 | 2.85 | 0.65 | 10.04 | 53.94 | 0.46667 | 795.7808 | 632.52 | 0.80691 | 0.39072 | 2
24525 | 16E22G09H13D07M02W02 | 40.57 | 2.02 | 0.65 | 18.71 | 61.95 | 0.23333 | 750.6592 | 754.53 | 0.86314 | 0.30024 | 1
24526 | 16E22G09H14D05M01W02 | 45.5 | 3.33 | 0.65 | 18.71 | 68.19 | 0.46667 | 1007.0319 | 806.61 | 0.77439 | 0.22975 | 1
24527 | 16E22G09H14D05M01W03 | 45.5 | 3.33 | 0.65 | 13.97 | 63.45 | 0.46667 | 1007.0319 | 740.67 | 0.77439 | 0.28329 | 1
24528 | 16E22G09H14D07M01W02 | 46.48 | 3.42 | 0.65 | 18.71 | 69.26 | 0.54444 | 1029.5927 | 818.37 | 0.76829 | 0.21767 | 1
24529 | 16E22G09H14D07M01W03 | 46.48 | 3.42 | 0.65 | 13.97 | 64.52 | 0.54444 | 1029.5927 | 752.43 | 0.76829 | 0.27121 | 1
24530 | 16E22G09H14D07M01W04 | 46.48 | 3.42 | 0.65 | 10.04 | 60.59 | 0.54444 | 1029.5927 | 698.04 | 0.76829 | 0.3156 | 1
24531 | 16E22G09H14D07M02W02 | 46.69 | 2.44 | 0.65 | 18.71 | 68.49 | 0.31111 | 974.2162 | 820.26 | 0.83469 | 0.22636 | 1
24532 | 16E22G10H07D04M01W02 | 60.82 | 0.37 | 0.65 | 18.71 | 80.55 | 0 | 1068.5614 | 993.72 | 0.97493 | 0.090139
24533 | 16E22G10H07D05M01W02 | 52.55 | 0.31 | 0.65 | 18.71 | 72.22 | 0 | 935.2476 | 893.97 | 0.979 | 0.18423 | 1
24534 | 16E22G10H07D05M01W03 | 52.55 | 0.31 | 0.65 | 13.97 | 67.48 | 0 | 935.2476 | 828.03 | 0.979 | 0.23777 | 1
24535 | 16E22G10H07D06M01W02 | 48.1 | 0.27 | 0.65 | 18.71 | 67.73 | 0 | 863.4632 | 840.21 | 0.98171 | 0.23495 | 1
24536 | 16E22G10H07D06M01W03 | 48.1 | 0.27 | 0.65 | 13.97 | 62.99 | 0 | 863.4632 | 774.27 | 0.98171 | 0.28849 | 1
24537 | 16E22G10H07D07M01W02 | 53.68 | 0.32 | 0.65 | 18.71 | 73.36 | 0 | 953.7064 | 907.62 | 0.97832 | 0.17135 | 1
24538 | 16E22G10H07D07M01W03 | 53.68 | 0.32 | 0.65 | 13.97 | 68.62 | 0 | 953.7064 | 841.68 | 0.97832 | 0.2249 | 1
24539 | 16E22G10H07D07M01W04 | 53.68 | 0.32 | 0.65 | 10.04 | 64.69 | 0 | 953.7064 | 787.29 | 0.97832 | 0.26929 | 1
24540 | 16E22G10H07D07M02W02 | 54.07 | 0.13 | 0.65 | 18.71 | 73.56 | 0 | 945.5025 | 912.03 | 0.99119 | 0.1691 | 1
24541 | 16E22G10H08D05M01W02 | 46.29 | 0.31 | 0.65 | 18.71 | 65.96 | 0 | 935.2476 | 811.23 | 0.979 | 0.25494 | 1
24542 | 16E22G10H08D05M01W03 | 46.29 | 0.31 | 0.65 | 13.97 | 61.22 | 0 | 935.2476 | 745.29 | 0.979 | 0.30848 | 1
24543 | 16E22G10H08D06M01W02 | 42.37 | 0.27 | 0.65 | 18.71 | 62 | 0 | 863.4632 | 764.61 | 0.98171 | 0.29967 | 1
24544 | 16E22G10H08D06M01W03 | 42.37 | 0.27 | 0.65 | 13.97 | 57.26 | 0 | 863.4632 | 698.67 | 0.98171 | 0.35321 | 2
24545 | 16E22G10H08D07M01W02 | 47.28 | 0.32 | 0.65 | 18.71 | 66.96 | 0 | 953.7064 | 822.99 | 0.97832 | 0.24365 | 1
24546 | 16E22G10H08D07M01W03 | 47.28 | 0.32 | 0.65 | 13.97 | 62.22 | 0 | 953.7064 | 757.05 | 0.97832 | 0.29719 | 1
24547 | 16E22G10H08D07M01W04 | 47.28 | 0.32 | 0.65 | 10.04 | 58.29 | 0 | 953.7064 | 702.66 | 0.97832 | 0.34158 | 1
24548 | 16E22G10H08D07M02W02 | 47.63 | 0.13 | 0.65 | 18.71 | 67.12 | 0 | 945.5025 | 826.77 | 0.99119 | 0.24184 | 1
24549 | 16E22G10H09D05M01W02 | 44.55 | 0.31 | 0.65 | 18.71 | 64.22 | 0 | 935.2476 | 788.34 | 0.979 | 0.2746 | 1
24550 | 16E22G10H09D05M01W03 | 44.55 | 0.31 | 0.65 | 13.97 | 59.48 | 0 | 935.2476 | 722.4 | 0.979 | 0.32814 | 1
24551 | 16E22G10H09D07M01W02 | 45.51 | 0.32 | 0.65 | 18.71 | 65.19 | 0 | 953.7064 | 799.47 | 0.97832 | 0.26364 | 1
24552 | 16E22G10H09D07M01W03 | 45.51 | 0.32 | 0.65 | 13.97 | 60.45 | 0 | 953.7064 | 733.53 | 0.97832 | 0.31718 | 1
24553 | 16E22G10H09D07M01W04 | 45.51 | 0.32 | 0.65 | 10.04 | 56.52 | 0 | 953.7064 | 679.14 | 0.97832 | 0.36157 | 2
24554 | 16E22G10H09D07M02W02 | 45.84 | 0.13 | 0.65 | 18.71 | 65.33 | 0 | 945.5025 | 803.25 | 0.99119 | 0.26206 | 1
24555 | 16E22G10H10D05M01W02 | 52.55 | 0.28 | 0.65 | 18.71 | 72.19 | 0 | 933.1966 | 893.97 | 0.98103 | 0.18457 | 1
24556 | 16E22G10H10D05M01W03 | 52.55 | 0.28 | 0.65 | 13.97 | 67.45 | 0 | 933.1966 | 828.03 | 0.98103 | 0.23811 | 1
24557 | 16E22G10H10D07M01W02 | 53.68 | 0.29 | 0.65 | 18.71 | 73.33 | 0 | 951.6554 | 907.62 | 0.98035 | 0.17169 | 1
24558 | 16E22G10H10D07M01W03 | 53.68 | 0.29 | 0.65 | 13.97 | 68.59 | 0 | 951.6554 | 841.68 | 0.98035 | 0.22523 | 1
24559 | 16E22G10H10D07M01W04 | 53.68 | 0.29 | 0.65 | 10.04 | 64.66 | 0 | 951.6554 | 787.29 | 0.98035 | 0.26963 | 1
24560 | 16E22G10H10D07M02W02 | 54.07 | 0.12 | 0.65 | 18.71 | 73.55 | 0 | 943.4515 | 912.03 | 0.99187 | 0.16921 | 1
24561 | 16E22G10H11D05M01W02 | 52.55 | 0.28 | 0.65 | 18.71 | 72.19 | 0 | 933.1966 | 893.97 | 0.98103 | 0.18457 | 1
24562 | 16E22G10H11D05M01W03 | 52.55 | 0.28 | 0.65 | 13.97 | 67.45 | 0 | 933.1966 | 828.03 | 0.98103 | 0.23811 | 1
24563 | 16E22G10H11D06M01W02 | 48.1 | 0.24 | 0.65 | 18.71 | 67.7 | 0 | 861.4122 | 840.21 | 0.98374 | 0.23529 | 1
24564 | 16E22G10H11D06M01W03 | 48.1 | 0.24 | 0.65 | 13.97 | 62.96 | 0 | 861.4122 | 774.27 | 0.98374 | 0.28883 | 1
24565 | 16E22G10H11D07M01W02 | 53.68 | 0.29 | 0.65 | 18.71 | 73.33 | 0 | 951.6554 | 907.62 | 0.98035 | 0.17169 | 1
24566 | 16E22G10H11D07M01W03 | 53.68 | 0.29 | 0.65 | 13.97 | 68.59 | 0 | 951.6554 | 841.68 | 0.98035 | 0.22523 | 1
24567 | 16E22G10H11D07M01W04 | 53.68 | 0.29 | 0.65 | 10.04 | 64.66 | 0 | 951.6554 | 787.29 | 0.98035 | 0.26963 | 1
24568 | 16E22G10H11D07M02W02 | 54.07 | 0.12 | 0.65 | 18.71 | 73.55 | 0 | 943.4515 | 912.03 | 0.99187 | 0.16921 | 1
24569 | 16E22G10H12D05M01W02 | 45.67 | 0.23 | 0.65 | 18.71 | 65.26 | 0 | 705.5377 | 819.63 | 0.98442 | 0.26285 | 1
24570 | 16E22G10H12D05M01W03 | 45.67 | 0.23 | 0.65 | 13.97 | 60.52 | 0 | 705.5377 | 753.69 | 0.98442 | 0.31639 | 1
24571 | 16E22G10H12D07M01W02 | 46.64 | 0.24 | 0.65 | 18.71 | 66.24 | 0 | 719.8945 | 831.6 | 0.98374 | 0.25178 | 1
24572 | 16E22G10H12D07M01W03 | 46.64 | 0.24 | 0.65 | 13.97 | 61.5 | 0 | 719.8945 | 765.66 | 0.98374 | 0.30532 | 1
24573 | 16E22G10H12D07M01W04 | 46.64 | 0.24 | 0.65 | 10.04 | 57.57 | 0 | 719.8945 | 711.27 | 0.98374 | 0.34971 | 1
24574 | 16E22G10H12D07M02W02 | 46.98 | 0.1 | 0.65 | 18.71 | 66.44 | 0 | 711.6906 | 835.38 | 0.99322 | 0.24952 | 1
24575 | 16E22G10H13D05M01W02 | 45.67 | 0.21 | 0.65 | 18.71 | 65.24 | 0 | 703.4867 | 819.63 | 0.98577 | 0.26307 | 1
24576 | 16E22G10H13D05M01W03 | 45.67 | 0.21 | 0.65 | 13.97 | 60.5 | 0 | 703.4867 | 753.69 | 0.98577 | 0.31662 | 1
24577 | 16E22G10H13D07M01W02 | 46.64 | 0.22 | 0.65 | 18.71 | 66.22 | 0 | 717.8435 | 831.6 | 0.98509 | 0.252 | 1
24578 | 16E22G10H13D07M01W03 | 46.64 | 0.22 | 0.65 | 13.97 | 61.48 | 0 | 717.8435 | 765.66 | 0.98509 | 0.30555 | 1
24579 | 16E22G10H13D07M01W04 | 46.64 | 0.22 | 0.65 | 10.04 | 57.55 | 0 | 717.8435 | 711.27 | 0.98509 | 0.34994 | 1
24580 | 16E22G10H13D07M02W02 | 46.98 | 0.09 | 0.65 | 18.71 | 66.43 | 0 | 711.6906 | 835.38 | 0.9939 | 0.24963 | 1
24581 | 16E22G10H14D05M01W02 | 52.55 | 0.25 | 0.65 | 18.71 | 72.16 | 0 | 931.1456 | 893.97 | 0.98306 | 0.18491 | 1
24582 | 16E22G10H14D05M01W03 | 52.55 | 0.25 | 0.65 | 13.97 | 67.42 | 0 | 931.1456 | 828.03 | 0.98306 | 0.23845 | 1
24583 | 16E22G10H14D07M01W02 | 53.68 | 0.26 | 0.65 | 18.71 | 73.3 | 0 | 947.5535 | 907.62 | 0.98238 | 0.17203 | 1
24584 | 16E22G10H14D07M01W03 | 53.68 | 0.26 | 0.65 | 13.97 | 68.56 | 0 | 947.5535 | 841.68 | 0.98238 | 0.22557 | 1
24585 | 16E22G10H14D07M01W04 | 53.68 | 0.26 | 0.65 | 10.04 | 64.63 | 0 | 947.5535 | 787.29 | 0.98238 | 0.26996 | 1
24586 | 16E22G10H14D07M02W02 | 54.07 | 0.11 | 0.65 | 18.71 | 73.54 | 0 | 943.4515 | 912.03 | 0.99255 | 0.16932 | 1
24587 | 16E22G12H07D04M01W02 | 56.12 | 7.64 | 0.65 | 18.71 | 83.12 | 1.3222 | 1421.3302 | 934.29 | 0.48238 | 0.061109
24588 | 16E22G12H07D05M01W02 | 48.33 | 6.46 | 0.65 | 18.71 | 74.15 | 1.0889 | 1234.6909 | 840.84 | 0.56233 | 0.16243 | 1
24589 | 16E22G12H07D05M01W03 | 48.33 | 6.46 | 0.65 | 13.97 | 69.41 | 1.0889 | 1234.6909 | 774.9 | 0.56233 | 0.21597 | 1
24590 | 16E22G12H07D06M01W02 | 44.46 | 5.84 | 0.65 | 18.71 | 69.66 | 1.0111 | 1138.2948 | 794.22 | 0.60434 | 0.21315 | 1
24591 | 16E22G12H07D06M01W03 | 44.46 | 5.84 | 0.65 | 13.97 | 64.92 | 1.0111 | 1138.2948 | 728.28 | 0.60434 | 0.26669 | 1
24592 | 16E22G12H07D07M01W02 | 49.3 | 6.63 | 0.65 | 18.71 | 75.29 | 1.0889 | 1259.3027 | 852.39 | 0.55081 | 0.14955
24593 | 16E22G12H07D07M01W03 | 49.3 | 6.63 | 0.65 | 13.97 | 70.55 | 1.0889 | 1259.3027 | 786.45 | 0.55081 | 0.20309 | 1
24594 | 16E22G12H07D07M01W04 | 49.3 | 6.63 | 0.65 | 10.04 | 66.62 | 1.0889 | 1259.3027 | 732.06 | 0.55081 | 0.24749 | 1
24595 | 16E22G12H07D07M02W02 | 49.42 | 5.05 | 0.65 | 18.71 | 73.83 | 0.77778 | 1169.0595 | 853.23 | 0.65786 | 0.16605 | 1
24596 | 16E22G12H08D05M01W02 | 42.56 | 6.46 | 0.65 | 18.71 | 68.38 | 1.0889 | 1234.6909 | 764.82 | 0.56233 | 0.22761 | 1
24597 | 16E22G12H08D05M01W03 | 42.56 | 6.46 | 0.65 | 13.97 | 63.64 | 1.0889 | 1234.6909 | 698.88 | 0.56233 | 0.28115 | 1
24598 | 16E22G12H08D06M01W02 | 39.15 | 5.84 | 0.65 | 18.71 | 64.35 | 1.0111 | 1138.2948 | 724.5 | 0.60434 | 0.27313 | 1
24599 | 16E22G12H08D06M01W03 | 39.15 | 5.84 | 0.65 | 13.97 | 59.61 | 1.0111 | 1138.2948 | 658.56 | 0.60434 | 0.32667 | 1
24600 | 16E22G12H08D07M01W02 | 43.42 | 6.63 | 0.65 | 18.71 | 69.41 | 1.0889 | 1259.3027 | 775.11 | 0.55081 | 0.21597 | 1
24601 | 16E22G12H08D07M01W03 | 43.42 | 6.63 | 0.65 | 13.97 | 64.67 | 1.0889 | 1259.3027 | 709.17 | 0.55081 | 0.26951 | 1
24602 | 16E22G12H08D07M01W04 | 43.42 | 6.63 | 0.65 | 10.04 | 60.74 | 1.0889 | 1259.3027 | 654.78 | 0.55081 | 0.3139 | 1
24603 | 16E22G12H08D07M02W02 | 43.52 | 5.05 | 0.65 | 18.71 | 67.93 | 0.77778 | 1169.0595 | 775.74 | 0.65786 | 0.23269 | 1
24604 | 16E22G12H09D05M01W02 | 40.96 | 6.46 | 0.65 | 18.71 | 66.78 | 1.0889 | 1234.6909 | 743.82 | 0.56233 | 0.24568 | 1
24605 | 16E22G12H09D05M01W03 | 40.96 | 6.46 | 0.65 | 13.97 | 62.04 | 1.0889 | 1234.6909 | 677.88 | 0.56233 | 0.29922 | 1
24606 | 16E22G12H09D07M01W02 | 41.78 | 6.63 | 0.65 | 18.71 | 67.77 | 1.0889 | 1259.3027 | 753.69 | 0.55081 | 0.2345 | 1
24607 | 16E22G12H09D07M01W03 | 41.78 | 6.63 | 0.65 | 13.97 | 63.03 | 1.0889 | 1259.3027 | 687.75 | 0.55081 | 0.28804 | 1
24608 | 16E22G12H09D07M01W04 | 41.78 | 6.63 | 0.65 | 10.04 | 59.1 | 1.0889 | 1259.3027 | 633.36 | 0.55081 | 0.33243 | 1
24609 | 16E22G12H09D07M02W02 | 41.88 | 5.05 | 0.65 | 18.71 | 66.29 | 0.77778 | 1169.0595 | 754.32 | 0.65786 | 0.25121 | 1
24610 | 16E22G12H10D05M01W02 | 48.33 | 5.91 | 0.65 | 18.71 | 73.6 | 1.0111 | 1201.8752 | 840.84 | 0.59959 | 0.16864 | 1
24611 | 16E22G12H10D05M01W03 | 48.33 | 5.91 | 0.65 | 13.97 | 68.86 | 1.0111 | 1201.8752 | 774.9 | 0.59959 | 0.22218 | 1
24612 | 16E22G12H10D07M01W02 | 49.3 | 6.06 | 0.65 | 18.71 | 74.72 | 1.0111 | 1228.5379 | 852.39 | 0.58943 | 0.15599 | 1
24613 | 16E22G12H10D07M01W03 | 49.3 | 6.06 | 0.65 | 13.97 | 69.98 | 1.0111 | 1228.5379 | 786.45 | 0.58943 | 0.20953 | 1
24614 | 16E22G12H10D07M01W04 | 49.3 | 6.06 | 0.65 | 10.04 | 66.05 | 1.0111 | 1228.5379 | 732.06 | 0.58943 | 0.25393 | 1
24615 | 16E22G12H10D07M02W02 | 49.42 | 4.61 | 0.65 | 18.71 | 73.39 | 0.7 | 1144.4477 | 853.23 | 0.68767 | 0.17102 | 1
24616 | 16E22G12H11D05M01W02 | 48.33 | 5.79 | 0.65 | 18.71 | 73.48 | 0.93333 | 1197.7732 | 840.84 | 0.60772 | 0.17 | 1
24617 | 16E22G12H11D05M01W03 | 48.33 | 5.79 | 0.65 | 13.97 | 68.74 | 0.93333 | 1197.7732 | 774.9 | 0.60772 | 0.22354 | 1
24618 | 16E22G12H11D06M01W02 | 44.46 | 5.24 | 0.65 | 18.71 | 69.06 | 0.85556 | 1107.53 | 794.22 | 0.64499 | 0.21993 | 1
24619 | 16E22G12H11D06M01W03 | 44.46 | 5.24 | 0.65 | 13.97 | 64.32 | 0.85556 | 1107.53 | 728.28 | 0.64499 | 0.27347 | 1
24620 | 16E22G12H11D07M01W02 | 49.3 | 5.94 | 0.65 | 18.71 | 74.6 | 1.0111 | 1222.385 | 852.39 | 0.59756 | 0.15735 | 1
24621 | 16E22G12H11D07M01W03 | 49.3 | 5.94 | 0.65 | 13.97 | 69.86 | 1.0111 | 1222.385 | 786.45 | 0.59756 | 0.21089 | 1
24622 | 16E22G12H11D07M01W04 | 49.3 | 5.94 | 0.65 | 10.04 | 65.93 | 1.0111 | 1222.385 | 732.06 | 0.59756 | 0.25528 | 1
24623 | 16E22G12H11D07M02W02 | 49.42 | 4.52 | 0.65 | 18.71 | 73.3 | 0.7 | 1142.3967 | 853.23 | 0.69377 | 0.17203 | 1
24624 | 16E22G12H12D05M01W02 | 42.01 | 4.83 | 0.65 | 18.71 | 66.2 | 0.77778 | 935.2476 | 772.59 | 0.67276 | 0.25223 | 1
24625 | 16E22G12H12D05M01W03 | 42.01 | 4.83 | 0.65 | 13.97 | 61.46 | 0.77778 | 935.2476 | 706.65 | 0.67276 | 0.30577 | 1
24626 | 16E22G12H12D07M01W02 | 42.86 | 4.96 | 0.65 | 18.71 | 67.18 | 0.85556 | 953.7064 | 782.88 | 0.66396 | 0.24116 | 1
24627 | 16E22G12H12D07M01W03 | 42.86 | 4.96 | 0.65 | 13.97 | 62.44 | 0.85556 | 953.7064 | 716.94 | 0.66396 | 0.2947 | 1
24628 | 16E22G12H12D07M01W04 | 42.86 | 4.96 | 0.65 | 10.04 | 58.51 | 0.85556 | 953.7064 | 662.55 | 0.66396 | 0.33909 | 1
24629 | 16E22G12H12D07M02W02 | 42.95 | 3.77 | 0.65 | 18.71 | 66.08 | 0.54444 | 886.024 | 783.51 | 0.74458 | 0.25359 | 1
24630 | 16E22G12H13D05M01W02 | 42.01 | 4.36 | 0.65 | 18.71 | 65.73 | 0.7 | 904.4829 | 772.59 | 0.70461 | 0.25754 | 1
24631 | 16E22G12H13D05M01W03 | 42.01 | 4.36 | 0.65 | 13.97 | 60.99 | 0.7 | 904.4829 | 706.65 | 0.70461 | 0.31108 | 1
24632 | 16E22G12H13D07M01W02 | 42.86 | 4.47 | 0.65 | 18.71 | 66.69 | 0.77778 | 920.8907 | 782.88 | 0.69715 | 0.2467 | 1
24633 | 16E22G12H13D07M01W03 | 42.86 | 4.47 | 0.65 | 13.97 | 61.95 | 0.77778 | 920.8907 | 716.94 | 0.69715 | 0.30024 | 1
24634 | 16E22G12H13D07M01W04 | 42.86 | 4.47 | 0.65 | 10.04 | 58.02 | 0.77778 | 920.8907 | 662.55 | 0.69715 | 0.34463 | 1
24635 | 16E22G12H13D07M02W02 | 42.95 | 3.4 | 0.65 | 18.71 | 65.71 | 0.54444 | 859.3613 | 783.51 | 0.76965 | 0.25777 | 1
24636 | 16E22G12H14D05M01W02 | 48.33 | 5.24 | 0.65 | 18.71 | 72.93 | 0.85556 | 1160.8556 | 840.84 | 0.64499 | 0.17621 | 1
24637 | 16E22G12H14D05M01W03 | 48.33 | 5.24 | 0.65 | 13.97 | 68.19 | 0.85556 | 1160.8556 | 774.9 | 0.64499 | 0.22975 | 1
24638 | 16E22G12H14D07M01W02 | 49.3 | 5.38 | 0.65 | 18.71 | 74.04 | 0.93333 | 1185.4673 | 852.39 | 0.6355 | 0.16367 | 1
24639 | 16E22G12H14D07M01W03 | 49.3 | 5.38 | 0.65 | 13.97 | 69.3 | 0.93333 | 1185.4673 | 786.45 | 0.6355 | 0.21721 | 1
24640 | 16E22G12H14D07M01W04 | 49.3 | 5.38 | 0.65 | 10.04 | 65.37 | 0.93333 | 1185.4673 | 732.06 | 0.6355 | 0.26161 | 1
24641 | 16E22G12H14D07M02W02 | 49.42 | 4.09 | 0.65 | 18.71 | 72.87 | 0.62222 | 1111.632 | 853.23 | 0.7229 | 0.17689 | 1
24642 | 16E23G09H07D04M01W02 | 46.09 | 4.6 | 0.65 | 18.71 | 70.05 | 0.62222 | 1097.2751 | 812.91 | 0.68835 | 0.20874 | 1
24643 | 16E23G09H07D05M01W02 | 39.57 | 3.88 | 0.65 | 18.71 | 62.81 | 0.54444 | 953.7064 | 734.58 | 0.73713 | 0.29052 | 1
24644 | 16E23G09H07D05M01W03 | 39.57 | 3.88 | 0.65 | 13.97 | 58.07 | 0.54444 | 953.7064 | 668.64 | 0.73713 | 0.34406 | 1
24645 | 16E23G09H07D06M01W02 | 35.84 | 3.48 | 0.65 | 18.71 | 58.68 | 0.46667 | 871.6672 | 689.85 | 0.76423 | 0.33717 | 1
24646 | 16E23G09H07D06M01W03 | 35.84 | 3.48 | 0.65 | 13.97 | 53.94 | 0.46667 | 871.6672 | 623.91 | 0.76423 | 0.39072 | 2
24647 | 16E23G09H07D07M01W02 | 40.52 | 3.99 | 0.65 | 18.71 | 63.87 | 0.54444 | 974.2162 | 746.13 | 0.72967 | 0.27855 | 1
24648 | 16E23G09H07D07M01W03 | 40.52 | 3.99 | 0.65 | 13.97 | 59.13 | 0.54444 | 974.2162 | 680.19 | 0.72967 | 0.33209 | 1
24649 | 16E23G09H07D07M01W04 | 40.52 | 3.99 | 0.65 | 10.04 | 55.2 | 0.54444 | 974.2162 | 625.8 | 0.72967 | 0.37648 | 2
24650 | 16E23G09H07D07M02W02 | 40.64 | 2.83 | 0.65 | 18.71 | 62.83 | 0.31111 | 906.5338 | 746.97 | 0.80827 | 0.2903 | 1
24651 | 16E23G09H08D05M01W02 | 34.85 | 3.88 | 0.65 | 18.71 | 58.09 | 0.54444 | 953.7064 | 672.63 | 0.73713 | 0.34384 | 1
24652 | 16E23G09H08D05M01W03 | 34.85 | 3.88 | 0.65 | 13.97 | 53.35 | 0.54444 | 953.7064 | 606.69 | 0.73713 | 0.39738 | 2
24653 | 16E23G09H08D06M01W02 | 31.56 | 3.48 | 0.65 | 18.71 | 54.4 | 0.46667 | 871.6672 | 633.78 | 0.76423 | 0.38552 | 2
24654 | 16E23G09H08D06M01W03 | 31.56 | 3.48 | 0.65 | 13.97 | 49.66 | 0.46667 | 871.6672 | 567.84 | 0.76423 | 0.43906 | 2
24655 | 16E23G09H08D07M01W02 | 35.69 | 3.99 | 0.65 | 18.71 | 59.04 | 0.54444 | 974.2162 | 682.71 | 0.72967 | 0.33311 | 1
24656 | 16E23G09H08D07M01W03 | 35.69 | 3.99 | 0.65 | 13.97 | 54.3 | 0.54444 | 974.2162 | 616.77 | 0.72967 | 0.38665 | 2
24657 | 16E23G09H08D07M01W04 | 35.69 | 3.99 | 0.65 | 10.04 | 50.37 | 0.54444 | 974.2162 | 562.38 | 0.72967 | 0.43104 | 2
24658 | 16E23G09H08D07M02W02 | 35.79 | 2.83 | 0.65 | 18.71 | 57.98 | 0.31111 | 906.5338 | 683.34 | 0.80827 | 0.34508 | 1
24659 | 16E23G09H09D05M01W02 | 33.54 | 3.88 | 0.65 | 18.71 | 56.78 | 0.54444 | 953.7064 | 655.41 | 0.73713 | 0.35864 | 2
24660 | 16E23G09H09D05M01W03 | 33.54 | 3.88 | 0.65 | 13.97 | 52.04 | 0.54444 | 953.7064 | 589.47 | 0.73713 | 0.41218 | 2
24661 | 16E23G09H09D07M01W02 | 34.35 | 3.99 | 0.65 | 18.71 | 57.7 | 0.54444 | 974.2162 | 665.07 | 0.72967 | 0.34824 | 1
24662 | 16E23G09H09D07M01W03 | 34.35 | 3.99 | 0.65 | 13.97 | 52.96 | 0.54444 | 974.2162 | 599.13 | 0.72967 | 0.40178 | 2
24663 | 16E23G09H09D07M01W04 | 34.35 | 3.99 | 0.65 | 10.04 | 49.03 | 0.54444 | 974.2162 | 544.74 | 0.72967 | 0.44618 | 2
24664 | 16E23G09H09D07M02W02 | 34.44 | 2.83 | 0.65 | 18.71 | 56.63 | 0.31111 | 906.5338 | 665.7 | 0.80827 | 0.36033 | 2
24665 | 16E23G09H10D05M01W02 | 39.57 | 3.55 | 0.65 | 18.71 | 62.48 | 0.46667 | 933.1966 | 734.58 | 0.75949 | 0.29425 | 1
24666 | 16E23G09H10D05M01W03 | 39.57 | 3.55 | 0.65 | 13.97 | 57.74 | 0.46667 | 933.1966 | 668.64 | 0.75949 | 0.34779 | 1
24667 | 16E23G09H10D07M01W02 | 40.52 | 3.65 | 0.65 | 18.71 | 63.53 | 0.54444 | 953.7064 | 746.13 | 0.75271 | 0.28239 | 1
24668 | 16E23G09H10D07M01W03 | 40.52 | 3.65 | 0.65 | 13.97 | 58.79 | 0.54444 | 953.7064 | 680.19 | 0.75271 | 0.33593 | 1
24669 | 16E23G09H10D07M01W04 | 40.52 | 3.65 | 0.65 | 10.04 | 54.86 | 0.54444 | 953.7064 | 625.8 | 0.75271 | 0.38032 | 2
24670 | 16E23G09H10D07M02W02 | 40.64 | 2.59 | 0.65 | 18.71 | 62.59 | 0.23333 | 892.177 | 746.97 | 0.82453 | 0.29301 | 1
24671 | 16E23G09H11D05M01W02 | 39.57 | 3.49 | 0.65 | 18.71 | 62.42 | 0.46667 | 931.1456 | 734.58 | 0.76355 | 0.29493 | 1
24672 | 16E23G09H11D05M01W03 | 39.57 | 3.49 | 0.65 | 13.97 | 57.68 | 0.46667 | 931.1456 | 668.64 | 0.76355 | 0.34847 | 1
24673 | 16E23G09H11D06M01W02 | 35.84 | 3.13 | 0.65 | 18.71 | 58.33 | 0.46667 | 851.1573 | 689.85 | 0.78794 | 0.34113 | 1
24674 | 16E23G09H11D06M01W03 | 35.84 | 3.13 | 0.65 | 13.97 | 53.59 | 0.46667 | 851.1573 | 623.91 | 0.78794 | 0.39467 | 2
24675 | 16E23G09H11D07M01W02 | 40.52 | 3.59 | 0.65 | 18.71 | 63.47 | 0.54444 | 951.6554 | 746.13 | 0.75678 | 0.28307 | 1
24676 | 16E23G09H11D07M01W03 | 40.52 | 3.59 | 0.65 | 13.97 | 58.73 | 0.54444 | 951.6554 | 680.19 | 0.75678 | 0.33661 | 1
24677 | 16E23G09H11D07M01W04 | 40.52 | 3.59 | 0.65 | 10.04 | 54.8 | 0.54444 | 951.6554 | 625.8 | 0.75678 | 0.381 | 2
24678 | 16E23G09H11D07M02W02 | 40.64 | 2.55 | 0.65 | 18.71 | 62.55 | 0.23333 | 890.126 | 746.97 | 0.82724 | 0.29346 | 1
24679 | 16E23G09H12D05M01W02 | 34.39 | 2.91 | 0.65 | 18.71 | 56.66 | 0.38889 | 728.0984 | 678.93 | 0.80285 | 0.35999 | 2
24680 | 16E23G09H12D05M01W03 | 34.39 | 2.91 | 0.65 | 13.97 | 51.92 | 0.38889 | 728.0984 | 612.99 | 0.80285 | 0.41353 | 2
24681 | 16E23G09H12D07M01W02 | 35.22 | 2.99 | 0.65 | 18.71 | 57.57 | 0.46667 | 742.4553 | 689.01 | 0.79743 | 0.34971 | 1
24682 | 16E23G09H12D07M01W03 | 35.22 | 2.99 | 0.65 | 13.97 | 52.83 | 0.46667 | 742.4553 | 623.07 | 0.79743 | 0.40325 | 2
24683 | 16E23G09H12D07M01W04 | 35.22 | 2.99 | 0.65 | 10.04 | 48.9 | 0.46667 | 742.4553 | 568.68 | 0.79743 | 0.44764 | 2
24684 | 16E23G09H12D07M02W02 | 35.32 | 2.12 | 0.65 | 18.71 | 56.8 | 0.23333 | 689.1298 | 689.64 | 0.85637 | 0.35841 | 2
24685 | 16E23G09H13D05M01W02 | 34.39 | 2.62 | 0.65 | 18.71 | 56.37 | 0.38889 | 707.5886 | 678.93 | 0.82249 | 0.36327 | 2
24686 | 16E23G09H13D05M01W03 | 34.39 | 2.62 | 0.65 | 13.97 | 51.63 | 0.38889 | 707.5886 | 612.99 | 0.82249 | 0.41681 | 2
24687 | 16E23G09H13D07M01W02 | 35.22 | 2.69 | 0.65 | 18.71 | 57.27 | 0.38889 | 721.9455 | 689.01 | 0.81775 | 0.3531 | 2
24688 | 16E23G09H13D07M01W03 | 35.22 | 2.69 | 0.65 | 13.97 | 52.53 | 0.38889 | 721.9455 | 623.07 | 0.81775 | 0.40664 | 2
24689 | 16E23G09H13D07M01W04 | 35.22 | 2.69 | 0.65 | 10.04 | 48.6 | 0.38889 | 721.9455 | 568.68 | 0.81775 | 0.45103 | 2
24690 | 16E23G09H13D07M02W02 | 35.32 | 1.91 | 0.65 | 18.71 | 56.59 | 0.23333 | 674.7729 | 689.64 | 0.8706 | 0.36078 | 2
24691 | 16E23G09H14D05M01W02 | 39.57 | 3.15 | 0.65 | 18.71 | 62.08 | 0.46667 | 906.5338 | 734.58 | 0.78659 | 0.29877 | 1
24692 | 16E23G09H14D05M01W03 | 39.57 | 3.15 | 0.65 | 13.97 | 57.34 | 0.46667 | 906.5338 | 668.64 | 0.78659 | 0.35231 | 2
24693 | 16E23G09H14D07M01W02 | 40.52 | 3.24 | 0.65 | 18.71 | 63.12 | 0.46667 | 927.0437 | 746.13 | 0.78049 | 0.28702 | 1
24694 | 16E23G09H14D07M01W03 | 40.52 | 3.24 | 0.65 | 13.97 | 58.38 | 0.46667 | 927.0437 | 680.19 | 0.78049 | 0.34056 | 1
24695 | 16E23G09H14D07M01W04 | 40.52 | 3.24 | 0.65 | 10.04 | 54.45 | 0.46667 | 927.0437 | 625.8 | 0.78049 | 0.38495 | 2
24696 | 16E23G09H14D07M02W02 | 40.64 | 2.3 | 0.65 | 18.71 | 62.3 | 0.23333 | 871.6672 | 746.97 | 0.84417 | 0.29628 | 1
24697 | 16E23G10H07D04M01W02 | 53.92 | 0.26 | 0.65 | 18.71 | 73.54 | 0 | 953.7064 | 909.93 | 0.98238 | 0.16932 | 1
24698 | 16E23G10H07D05M01W02 | 46.48 | 0.22 | 0.65 | 18.71 | 66.06 | 0 | 834.7495 | 820.26 | 0.98509 | 0.25381 | 1
24699 | 16E23G10H07D05M01W03 | 46.48 | 0.22 | 0.65 | 13.97 | 61.32 | 0 | 834.7495 | 754.32 | 0.98509 | 0.30735 | 1
24700 | 16E23G10H07D06M01W02 | 42.14 | 0.19 | 0.65 | 18.71 | 61.69 | 0 | 765.0161 | 767.97 | 0.98713 | 0.30317 | 1
24701 | 16E23G10H07D06M01W03 | 42.14 | 0.19 | 0.65 | 13.97 | 56.95 | 0 | 765.0161 | 702.03 | 0.98713 | 0.35672 | 2
24702 | 16E23G10H07D07M01W02 | 47.59 | 0.22 | 0.65 | 18.71 | 67.17 | 0 | 851.1573 | 833.7 | 0.98509 | 0.24127 | 1
24703 | 16E23G10H07D07M01W03 | 47.59 | 0.22 | 0.65 | 13.97 | 62.43 | 0 | 851.1573 | 767.76 | 0.98509 | 0.29482 | 1
24704 | 16E23G10H07D07M01W04 | 47.59 | 0.22 | 0.65 | 10.04 | 58.5 | 0 | 851.1573 | 713.37 | 0.98509 | 0.33921 | 1
24705 | 16E23G10H07D07M02W02 | 47.88 | 0.09 | 0.65 | 18.71 | 67.33 | 0 | 845.0044 | 836.85 | 0.9939 | 0.23947 | 1
24706 | 16E23G10H08D05M01W02 | 40.94 | 0.22 | 0.65 | 18.71 | 60.52 | 0 | 834.7495 | 747.18 | 0.98509 | 0.31639 | 1
24707 | 16E23G10H08D05M01W03 | 40.94 | 0.22 | 0.65 | 13.97 | 55.78 | 0 | 834.7495 | 681.24 | 0.98509 | 0.36993 | 2
24708 | 16E23G10H08D06M01W02 | 37.12 | 0.19 | 0.65 | 18.71 | 56.67 | 0 | 765.0161 | 701.61 | 0.98713 | 0.35988 | 2
24709 | 16E23G10H08D06M01W03 | 37.12 | 0.19 | 0.65 | 13.97 | 51.93 | 0 | 765.0161 | 635.67 | 0.98713 | 0.41342 | 2
24710 | 16E23G10H08D07M01W02 | 41.92 | 0.22 | 0.65 | 18.71 | 61.5 | 0 | 851.1573 | 758.73 | 0.98509 | 0.30532 | 1
24711 | 16E23G10H08D07M01W03 | 41.92 | 0.22 | 0.65 | 13.97 | 56.76 | 0 | 851.1573 | 692.79 | 0.98509 | 0.35886 | 2
24712 | 16E23G10H08D07M01W04 | 41.92 | 0.22 | 0.65 | 10.04 | 52.83 | 0 | 851.1573 | 638.4 | 0.98509 | 0.40325 | 2
24713 | 16E23G10H08D07M02W02 | 42.18 | 0.09 | 0.65 | 18.71 | 61.63 | 0 | 845.0044 | 761.46 | 0.9939 | 0.30385 | 1
24714 | 16E23G10H09D05M01W02 | 39.4 | 0.22 | 0.65 | 18.71 | 58.98 | 0 | 834.7495 | 726.81 | 0.98509 | 0.33379 | 1
24715 | 16E23G10H09D05M01W03 | 39.4 | 0.22 | 0.65 | 13.97 | 54.24 | 0 | 834.7495 | 660.87 | 0.98509 | 0.38733 | 2
24716 | 16E23G10H09D07M01W02 | 40.34 | 0.22 | 0.65 | 18.71 | 59.92 | 0 | 851.1573 | 737.94 | 0.98509 | 0.32317 | 1
24717 | 16E23G10H09D07M01W03 | 40.34 | 0.22 | 0.65 | 13.97 | 55.18 | 0 | 851.1573 | 672 | 0.98509 | 0.37671 | 2
24718 | 16E23G10H09D07M01W04 | 40.34 | 0.22 | 0.65 | 10.04 | 51.25 | 0 | 851.1573 | 617.61 | 0.98509 | 0.4211 | 2
24719 | 16E23G10H09D07M02W02 | 40.59 | 0.09 | 0.65 | 18.71 | 60.04 | 0 | 845.0044 | 740.67 | 0.9939 | 0.32181 | 1
24720 | 16E23G10H10D05M01W02 | 46.48 | 0.2 | 0.65 | 18.71 | 66.04 | 0 | 832.6985 | 820.26 | 0.98645 | 0.25404 | 1
24721 | 16E23G10H10D05M01W03 | 46.48 | 0.2 | 0.65 | 13.97 | 61.3 | 0 | 832.6985 | 754.32 | 0.98645 | 0.30758 | 1
24722 | 16E23G10H10D07M01W02 | 47.59 | 0.21 | 0.65 | 18.71 | 67.16 | 0 | 851.1573 | 833.7 | 0.98577 | 0.24139 | 1
24723 | 16E23G10H10D07M01W03 | 47.59 | 0.21 | 0.65 | 13.97 | 62.42 | 0 | 851.1573 | 767.76 | 0.98577 | 0.29493 | 1
24724 | 16E23G10H10D07M01W04 | 47.59 | 0.21 | 0.65 | 10.04 | 58.49 | 0 | 851.1573 | 713.37 | 0.98577 | 0.33932 | 1
24725 | 16E23G10H10D07M02W02 | 47.88 | 0.08 | 0.65 | 18.71 | 67.32 | 0 | 845.0044 | 836.85 | 0.99458 | 0.23958 | 1
24726 | 16E23G10H11D05M01W02 | 46.48 | 0.2 | 0.65 | 18.71 | 66.04 | 0 | 832.6985 | 820.26 | 0.98645 | 0.25404 | 1
24727 | 16E23G10H11D05M01W03 | 46.48 | 0.2 | 0.65 | 13.97 | 61.3 | 0 | 832.6985 | 754.32 | 0.98645 | 0.30758 | 1
24728 | 16E23G10H11D06M01W02 | 42.14 | 0.17 | 0.65 | 18.71 | 61.67 | 0 | 762.9651 | 767.97 | 0.98848 | 0.3034 | 1
24729 | 16E23G10H11D06M01W03 | 42.14 | 0.17 | 0.65 | 13.97 | 56.93 | 0 | 762.9651 | 702.03 | 0.98848 | 0.35694 | 2
24730 | 16E23G10H11D07M01W02 | 47.59 | 0.2 | 0.65 | 18.71 | 67.15 | 0 | 851.1573 | 833.7 | 0.98645 | 0.2415 | 1
24731 | 16E23G10H11D07M01W03 | 47.59 | 0.2 | 0.65 | 13.97 | 62.41 | 0 | 851.1573 | 767.76 | 0.98645 | 0.29504 | 1
24732 | 16E23G10H11D07M01W04 | 47.59 | 0.2 | 0.65 | 10.04 | 58.48 | 0 | 851.1573 | 713.37 | 0.98645 | 0.33943 | 1
24733 | 16E23G10H11D07M02W02 | 47.88 | 0.08 | 0.65 | 18.71 | 67.32 | 0 | 845.0044 | 836.85 | 0.99458 | 0.23958 | 1
24734 | 16E23G10H12D05M01W02 | 40.4 | 0.16 | 0.65 | 18.71 | 59.92 | 0 | 633.7533 | 754.53 | 0.98916 | 0.32317 | 1
24735 | 16E23G10H12D05M01W03 | 40.39 | 0.16 | 0.65 | 13.97 | 55.17 | 0 | 633.7533 | 688.59 | 0.98916 | 0.37682 | 2
24736 | 16E23G10H12D07M01W02 | 41.36 | 0.17 | 0.65 | 18.71 | 60.89 | 0 | 646.0592 | 766.29 | 0.98848 | 0.31221 | 1
24737 | 16E23G10H12D07M01W03 | 41.36 | 0.17 | 0.65 | 13.97 | 56.15 | 0 | 646.0592 | 700.35 | 0.98848 | 0.36575 | 2
24738 | 16E23G10H12D07M01W04 | 41.36 | 0.17 | 0.65 | 10.04 | 52.22 | 0 | 646.0592 | 645.96 | 0.98848 | 0.41014 | 2
24739 | 16E23G10H12D07M02W02 | 41.61 | 0.07 | 0.65 | 18.71 | 61.04 | 0 | 639.9062 | 769.02 | 0.99526 | 0.31052 | 1
24740 | 16E23G10H13D05M01W02 | 40.4 | 0.15 | 0.65 | 18.71 | 59.91 | 0 | 631.7023 | 754.53 | 0.98984 | 0.32328 | 1
24741 | 16E23G10H13D05M01W03 | 40.39 | 0.15 | 0.65 | 13.97 | 55.16 | 0 | 631.7023 | 688.59 | 0.98984 | 0.37693 | 2
24742 | 16E23G10H13D07M01W02 | 41.36 | 0.15 | 0.65 | 18.71 | 60.87 | 0 | 644.0082 | 766.29 | 0.98984 | 0.31244 | 1
24743 | 16E23G10H13D07M01W03 | 41.36 | 0.15 | 0.65 | 13.97 | 56.13 | 0 | 644.0082 | 700.35 | 0.98984 | 0.36598 | 2
24744 | 16E23G10H13D07M01W04 | 41.36 | 0.15 | 0.65 | 10.04 | 52.2 | 0 | 644.0082 | 645.96 | 0.98984 | 0.41037 | 2
24745 | 16E23G10H13D07M02W02 | 41.61 | 0.06 | 0.65 | 18.71 | 61.03 | 0 | 639.9062 | 769.02 | 0.99593 | 0.31063 | 1
24746 | 16E23G10H14D05M01W02 | 46.48 | 0.18 | 0.65 | 18.71 | 66.02 | 0 | 830.6475 | 820.26 | 0.9878 | 0.25426 | 1
24747 | 16E23G10H14D05M01W03 | 46.48 | 0.18 | 0.65 | 13.97 | 61.28 | 0 | 830.6475 | 754.32 | 0.9878 | 0.30781 | 1
24748 | 16E23G10H14D07M01W02 | 47.59 | 0.18 | 0.65 | 18.71 | 67.13 | 0 | 849.1064 | 833.7 | 0.9878 | 0.24173 | 1
24749 | 16E23G10H14D07M01W03 | 47.59 | 0.18 | 0.65 | 13.97 | 62.39 | 0 | 849.1064 | 767.76 | 0.9878 | 0.29527 | 1
24750 | 16E23G10H14D07M01W04 | 47.59 | 0.18 | 0.65 | 10.04 | 58.46 | 0 | 849.1064 | 713.37 | 0.9878 | 0.33966 | 1
24751 | 16E23G10H14D07M02W02 | 47.88 | 0.07 | 0.65 | 18.71 | 67.31 | 0 | 842.9534 | 836.85 | 0.99526 | 0.23969 | 1
24752 | 16E23G12H07D04M01W02 | 49.39 | 7.39 | 0.65 | 18.71 | 76.14 | 1.2444 | 1308.5262 | 852.81 | 0.49932 | 0.13995
24753 | 16E23G12H07D05M01W02 | 42.44 | 6.25 | 0.65 | 18.71 | 68.05 | 1.0111 | 1136.2438 | 769.23 | 0.57656 | 0.23133 | 1
24754 | 16E23G12H07D05M01W03 | 42.44 | 6.25 | 0.65 | 13.97 | 63.31 | 1.0111 | 1136.2438 | 703.29 | 0.57656 | 0.28488 | 1
24755 | 16E23G12H07D06M01W02 | 38.72 | 5.65 | 0.65 | 18.71 | 63.73 | 0.93333 | 1043.9496 | 724.71 | 0.61721 | 0.28013 | 1
24756 | 16E23G12H07D06M01W03 | 38.72 | 5.65 | 0.65 | 13.97 | 58.99 | 0.93333 | 1043.9496 | 658.77 | 0.61721 | 0.33367 | 1
24757 | 16E23G12H07D07M01W02 | 43.39 | 6.41 | 0.65 | 18.71 | 69.16 | 1.0889 | 1158.8046 | 780.57 | 0.56572 | 0.2188 | 1
24758 | 16E23G12H07D07M01W03 | 43.39 | 6.41 | 0.65 | 13.97 | 64.42 | 1.0889 | 1158.8046 | 714.63 | 0.56572 | 0.27234 | 1
24759 | 16E23G12H07D07M01W04 | 43.39 | 6.41 | 0.65 | 10.04 | 60.49 | 1.0889 | 1158.8046 | 660.24 | 0.56572 | 0.31673 | 1
24760 | 16E23G12H07D07M02W02 | 43.4 | 4.89 | 0.65 | 18.71 | 67.65 | 0.7 | 1072.6633 | 780.36 | 0.6687 | 0.23585 | 1
24761 | 16E23G12H08D05M01W02 | 37.38 | 6.25 | 0.65 | 18.71 | 62.99 | 1.0111 | 1136.2438 | 702.87 | 0.57656 | 0.28849 | 1
24762 | 16E23G12H08D05M01W03 | 37.38 | 6.25 | 0.65 | 13.97 | 58.25 | 1.0111 | 1136.2438 | 636.93 | 0.57656 | 0.34203 | 1
24763 | 16E23G12H08D06M01W02 | 34.1 | 5.65 | 0.65 | 18.71 | 59.11 | 0.93333 | 1043.9496 | 664.02 | 0.61721 | 0.33232 | 1
24764 | 16E23G12H08D06M01W03 | 34.1 | 5.65 | 0.65 | 13.97 | 54.37 | 0.93333 | 1043.9496 | 598.08 | 0.61721 | 0.38586 | 2
24765 | 16E23G12H08D07M01W02 | 38.21 | 6.41 | 0.65 | 18.71 | 63.98 | 1.0889 | 1158.8046 | 712.53 | 0.56572 | 0.27731 | 1
24766 | 16E23G12H08D07M01W03 | 38.21 | 6.41 | 0.65 | 13.97 | 59.24 | 1.0889 | 1158.8046 | 646.59 | 0.56572 | 0.33085 | 1
24767 | 16E23G12H08D07M01W04 | 38.21 | 6.41 | 0.65 | 10.04 | 55.31 | 1.0889 | 1158.8046 | 592.2 | 0.56572 | 0.37524 | 2
24768 | 16E23G12H08D07M02W02 | 38.23 | 4.89 | 0.65 | 18.71 | 62.48 | 0.7 | 1072.6633 | 712.53 | 0.6687 | 0.29425 | 1
24769 | 16E23G12H09D05M01W02 | 35.97 | 6.25 | 0.65 | 18.71 | 61.58 | 1.0111 | 1136.2438 | 684.39 | 0.57656 | 0.30442 | 1
24770 | 16E23G12H09D05M01W03 | 35.97 | 6.25 | 0.65 | 13.97 | 56.84 | 1.0111 | 1136.2438 | 618.45 | 0.57656 | 0.35796 | 2
24771 | 16E23G12H09D07M01W02 | 36.77 | 6.41 | 0.65 | 18.71 | 62.54 | 1.0889 | 1158.8046 | 693.84 | 0.56572 | 0.29357 | 1
24772 | 16E23G12H09D07M01W03 | 36.77 | 6.41 | 0.65 | 13.97 | 57.8 | 1.0889 | 1158.8046 | 627.9 | 0.56572 | 0.34711 | 1
24773 | 16E23G12H09D07M01W04 | 36.77 | 6.41 | 0.65 | 10.04 | 53.87 | 1.0889 | 1158.8046 | 573.51 | 0.56572 | 0.39151 | 2
24774 | 16E23G12H09D07M02W02 | 36.79 | 4.89 | 0.65 | 18.71 | 61.04 | 0.7 | 1072.6633 | 693.63 | 0.6687 | 0.31052 | 1
24775 | 16E23G12H10D05M01W02 | 42.44 | 5.71 | 0.65 | 18.71 | 67.51 | 0.93333 | 1105.4791 | 769.23 | 0.61314 | 0.23743 | 1
24776 | 16E23G12H10D05M01W03 | 42.44 | 5.71 | 0.65 | 13.97 | 62.77 | 0.93333 | 1105.4791 | 703.29 | 0.61314 | 0.29097 | 1
24777 | 16E23G12H10D07M01W02 | 43.39 | 5.86 | 0.65 | 18.71 | 68.61 | 0.93333 | 1128.0398 | 780.57 | 0.60298 | 0.22501 | 1
24778 | 16E23G12H10D07M01W03 | 43.39 | 5.86 | 0.65 | 13.97 | 63.87 | 0.93333 | 1128.0398 | 714.63 | 0.60298 | 0.27855 | 1
24779 | 16E23G12H10D07M01W04 | 43.39 | 5.86 | 0.65 | 10.04 | 59.94 | 0.93333 | 1128.0398 | 660.24 | 0.60298 | 0.32294 | 1
24780 | 16E23G12H10D07M02W02 | 43.4 | 4.48 | 0.65 | 18.71 | 67.24 | 0.62222 | 1048.0516 | 780.36 | 0.69648 | 0.24048 | 1
24781 | 16E23G12H11D05M01W02 | 42.44 | 5.61 | 0.65 | 18.71 | 67.41 | 0.93333 | 1101.3771 | 769.23 | 0.61992 | 0.23856 | 1
24782 | 16E23G12H11D05M01W03 | 42.44 | 5.61 | 0.65 | 13.97 | 62.67 | 0.93333 | 1101.3771 | 703.29 | 0.61992 | 0.2921 | 1
24783 | 16E23G12H11D06M01W02 | 38.72 | 5.07 | 0.65 | 18.71 | 63.15 | 0.85556 | 1011.1339 | 724.71 | 0.6565 | 0.28668 | 1
24784 | 16E23G12H11D06M01W03 | 38.72 | 5.07 | 0.65 | 13.97 | 58.41 | 0.85556 | 1011.1339 | 658.77 | 0.6565 | 0.34022 | 1
24785 | 16E23G12H11D07M01W02 | 43.39 | 5.75 | 0.65 | 18.71 | 68.5 | 0.93333 | 1123.9379 | 780.57 | 0.61043 | 0.22625 | 1
24786 | 16E23G12H11D07M01W03 | 43.39 | 5.75 | 0.65 | 13.97 | 63.76 | 0.93333 | 1123.9379 | 714.63 | 0.61043 | 0.27979 | 1
24787 | 16E23G12H11D07M01W04 | 43.39 | 5.75 | 0.65 | 10.04 | 59.83 | 0.93333 | 1123.9379 | 660.24 | 0.61043 | 0.32418 | 1
24788 | 16E23G12H11D07M02W02 | 43.4 | 4.4 | 0.65 | 18.71 | 67.16 | 0.62222 | 1043.9496 | 780.36 | 0.7019 | 0.24139 | 1
24789 | 16E23G12H12D05M01W02 | 36.89 | 4.68 | 0.65 | 18.71 | 60.93 | 0.77778 | 861.4122 | 709.38 | 0.68293 | 0.31176 | 1
24790 | 16E23G12H12D05M01W03 | 36.89 | 4.68 | 0.65 | 13.97 | 56.19 | 0.77778 | 861.4122 | 643.44 | 0.68293 | 0.3653 | 2
24791 | 16E23G12H12D07M01W02 | 37.71 | 4.8 | 0.65 | 18.71 | 61.87 | 0.77778 | 881.9221 | 719.46 | 0.6748 | 0.30114 | 1
24792 | 16E23G12H12D07M01W03 | 37.71 | 4.8 | 0.65 | 13.97 | 57.13 | 0.77778 | 881.9221 | 653.52 | 0.6748 | 0.35468 | 2
24793 | 16E23G12H12D07M01W04 | 37.71 | 4.8 | 0.65 | 10.04 | 53.2 | 0.77778 | 881.9221 | 599.13 | 0.6748 | 0.39907 | 2
24794 | 16E23G12H12D07M02W02 | 37.72 | 3.67 | 0.65 | 18.71 | 60.75 | 0.54444 | 814.2397 | 719.25 | 0.75136 | 0.31379 | 1
24795 | 16E23G12H13D05M01W02 | 36.89 | 4.22 | 0.65 | 18.71 | 60.47 | 0.7 | 830.6475 | 709.38 | 0.71409 | 0.31695 | 1
24796 | 16E23G12H13D05M01W03 | 36.89 | 4.22 | 0.65 | 13.97 | 55.73 | 0.7 | 830.6475 | 643.44 | 0.71409 | 0.3705 | 2
24797 | 16E23G12H13D07M01W02 | 37.71 | 4.33 | 0.65 | 18.71 | 61.4 | 0.7 | 849.1064 | 719.46 | 0.70664 | 0.30645 | 1
24798 | 16E23G12H13D07M01W03 | 37.71 | 4.33 | 0.65 | 13.97 | 56.66 | 0.7 | 849.1064 | 653.52 | 0.70664 | 0.35999 | 2
24799 | 16E23G12H13D07M01W04 | 37.71 | 4.33 | 0.65 | 10.04 | 52.73 | 0.7 | 849.1064 | 599.13 | 0.70664 | 0.40438 | 2
24800 | 16E23G12H13D07M02W02 | 37.72 | 3.3 | 0.65 | 18.71 | 60.38 | 0.46667 | 787.5769 | 719.25 | 0.77642 | 0.31797 | 1
24801 | 16E23G12H14D05M01W02 | 42.44 | 5.07 | 0.65 | 18.71 | 66.87 | 0.85556 | 1064.4594 | 769.23 | 0.6565 | 0.24466 | 1
24802 | 16E23G12H14D05M01W03 | 42.44 | 5.07 | 0.65 | 13.97 | 62.13 | 0.85556 | 1064.4594 | 703.29 | 0.6565 | 0.2982 | 1
24803 | 16E23G12H14D07M01W02 | 43.39 | 5.2 | 0.65 | 18.71 | 67.95 | 0.85556 | 1087.0202 | 780.57 | 0.6477 | 0.23246 | 1
24804 | 16E23G12H14D07M01W03 | 43.39 | 5.2 | 0.65 | 13.97 | 63.21 | 0.85556 | 1087.0202 | 714.63 | 0.6477 | 0.286 | 1
24805 | 16E23G12H14D07M01W04 | 43.39 | 5.2 | 0.65 | 10.04 | 59.28 | 0.85556 | 1087.0202 | 660.24 | 0.6477 | 0.3304 | 1
24806 | 16E23G12H14D07M02W02 | 43.4 | 3.97 | 0.65 | 18.71 | 66.73 | 0.54444 | 1015.2359 | 780.36 | 0.73103 | 0.24624 | 1
24807 | 16E24G09H07D04M01W02 | 49.82 | 5.41 | 0.65 | 18.71 | 74.59 | 0.85556 | 1197.7732 | 858.27 | 0.63347 | 0.15746 | 1
24808 | 16E24G09H07D05M01W02 | 42.81 | 4.56 | 0.65 | 18.71 | 66.73 | 0.7 | 1041.8986 | 774.06 | 0.69106 | 0.24624 | 1
24809 | 16E24G09H07D05M01W03 | 42.81 | 4.56 | 0.65 | 13.97 | 61.99 | 0.7 | 1041.8986 | 708.12 | 0.69106 | 0.29979 | 1
24810 | 16E24G09H07D06M01W02 | 38.98 | 4.09 | 0.65 | 18.71 | 62.43 | 0.62222 | 953.7064 | 728.07 | 0.7229 | 0.29482 | 1
24811 | 16E24G09H07D06M01W03 | 38.98 | 4.09 | 0.65 | 13.97 | 57.69 | 0.62222 | 953.7064 | 662.13 | 0.7229 | 0.34836 | 1
24812 | 16E24G09H07D07M01W02 | 43.79 | 4.69 | 0.65 | 18.71 | 67.84 | 0.7 | 1062.4084 | 785.82 | 0.68225 | 0.23371 | 1
24813 | 16E24G09H07D07M01W03 | 43.79 | 4.69 | 0.65 | 13.97 | 63.1 | 0.7 | 1062.4084 | 719.88 | 0.68225 | 0.28725 | 1
24814 | 16E24G09H07D07M01W04 | 43.79 | 4.69 | 0.65 | 10.04 | 59.17 | 0.7 | 1062.4084 | 665.49 | 0.68225 | 0.33164 | 1
24815 | 16E24G09H07D07M02W02 | 43.88 | 3.37 | 0.65 | 18.71 | 66.61 | 0.38889 | 988.5731 | 786.45 | 0.77168 | 0.2476 | 1
24816 | 16E24G09H08D05M01W02 | 37.7 | 4.56 | 0.65 | 18.71 | 61.62 | 0.7 | 1041.8986 | 706.86 | 0.69106 | 0.30396 | 1
24817 | 16E24G09H08D05M01W03 | 37.7 | 4.56 | 0.65 | 13.97 | 56.88 | 0.7 | 1041.8986 | 640.92 | 0.69106 | 0.35751 | 2
24818 | 16E24G09H08D06M01W02 | 34.33 | 4.09 | 0.65 | 18.71 | 57.78 | 0.62222 | 953.7064 | 666.75 | 0.7229 | 0.34734 | 1
24819 | 16E24G09H08D06M01W03 | 34.33 | 4.09 | 0.65 | 13.97 | 53.04 | 0.62222 | 953.7064 | 600.81 | 0.7229 | 0.40088 | 2
24820 | 16E24G09H08D07M01W02 | 38.57 | 4.69 | 0.65 | 18.71 | 62.62 | 0.7 | 1062.4084 | 717.15 | 0.68225 | 0.29267 | 1
24821 | 16E24G09H08D07M01W03 | 38.57 | 4.69 | 0.65 | 13.97 | 57.88 | 0.7 | 1062.4084 | 651.21 | 0.68225 | 0.34621 | 1
24822 | 16E24G09H08D07M01W04 | 38.57 | 4.69 | 0.65 | 10.04 | 53.95 | 0.7 | 1062.4084 | 596.82 | 0.68225 | 0.3906 | 2
24823 | 16E24G09H08D07M02W02 | 38.64 | 3.37 | 0.65 | 18.71 | 61.37 | 0.38889 | 988.5731 | 717.57 | 0.77168 | 0.30679 | 1
24824 | 16E24G09H09D05M01W02 | 36.28 | 4.56 | 0.65 | 18.71 | 60.2 | 0.7 | 1041.8986 | 688.38 | 0.69106 | 0.32 | 1
24825 | 16E24G09H09D05M01W03 | 36.28 | 4.56 | 0.65 | 13.97 | 55.46 | 0.7 | 1041.8986 | 622.44 | 0.69106 | 0.37355 | 2
24826 | 16E24G09H09D07M01W02 | 37.12 | 4.69 | 0.65 | 18.71 | 61.17 | 0.7 | 1062.4084 | 698.04 | 0.68225 | 0.30905 | 1
24827 | 16E24G09H09D07M01W03 | 37.12 | 4.69 | 0.65 | 13.97 | 56.43 | 0.7 | 1062.4084 | 632.1 | 0.68225 | 0.36259 | 2
24828 | 16E24G09H09D07M01W04 | 37.12 | 4.69 | 0.65 | 10.04 | 52.5 | 0.7 | 1062.4084 | 577.71 | 0.68225 | 0.40698 | 2
24829 | 16E24G09H09D07M02W02 | 37.19 | 3.37 | 0.65 | 18.71 | 59.92 | 0.38889 | 988.5731 | 698.46 | 0.77168 | 0.32317 | 1
24830 | 16E24G09H10D05M01W02 | 42.81 | 4.17 | 0.65 | 18.71 | 66.34 | 0.62222 | 1019.3378 | 774.06 | 0.71748 | 0.25065 | 1
24831 | 16E24G09H10D05M01W03 | 42.81 | 4.17 | 0.65 | 13.97 | 61.6 | 0.62222 | 1019.3378 | 708.12 | 0.71748 | 0.30419 | 1
24832 | 16E24G09H10D07M01W02 | 43.79 | 4.29 | 0.65 | 18.71 | 67.44 | 0.7 | 1039.8476 | 785.82 | 0.70935 | 0.23822 | 1
24833 | 16E24G09H10D07M01W03 | 43.79 | 4.29 | 0.65 | 13.97 | 62.7 | 0.7 | 1039.8476 | 719.88 | 0.70935 | 0.29177 | 1
24834 | 16E24G09H10D07M01W04 | 43.79 | 4.29 | 0.65 | 10.04 | 58.77 | 0.7 | 1039.8476 | 665.49 | 0.70935 | 0.33616 | 1
24835 | 16E24G09H10D07M02W02 | 43.88 | 3.09 | 0.65 | 18.71 | 66.33 | 0.38889 | 972.1653 | 786.45 | 0.79065 | 0.25076 | 1
24836 | 16E24G09H11D05M01W02 | 42.81 | 4.09 | 0.65 | 18.71 | 66.26 | 0.62222 | 1015.2359 | 774.06 | 0.7229 | 0.25155 | 1
24837 | 16E24G09H11D05M01W03 | 42.81 | 4.09 | 0.65 | 13.97 | 61.52 | 0.62222 | 1015.2359 | 708.12 | 0.7229 | 0.30509 | 1
24838 | 16E24G09H11D06M01W02 | 38.98 | 3.68 | 0.65 | 18.71 | 62.02 | 0.54444 | 931.1456 | 728.07 | 0.75068 | 0.29945 | 1
24839 | 16E24G09H11D06M01W03 | 38.98 | 3.68 | 0.65 | 13.97 | 57.28 | 0.54444 | 931.1456 | 662.13 | 0.75068 | 0.35299 | 2
24840 | 16E24G09H11D07M01W02 | 43.79 | 4.21 | 0.65 | 18.71 | 67.36 | 0.62222 | 1037.7967 | 785.82 | 0.71477 | 0.23913 | 1
24841 | 16E24G09H11D07M01W03 | 43.79 | 4.21 | 0.65 | 13.97 | 62.62 | 0.62222 | 1037.7967 | 719.88 | 0.71477 | 0.29267 | 1
24842 | 16E24G09H11D07M01W04 | 43.79 | 4.21 | 0.65 | 10.04 | 58.69 | 0.62222 | 1037.7967 | 665.49 | 0.71477 | 0.33706 | 1
24843 | 16E24G09H11D07M02W02 | 43.88 | 3.03 | 0.65 | 18.71 | 66.27 | 0.38889 | 970.1143 | 786.45 | 0.79472 | 0.25144 | 1
24844 | 16E24G09H12D05M01W02 | 37.21 | 3.42 | 0.65 | 18.71 | 59.99 | 0.54444 | 791.6789 | 713.58 | 0.76829 | 0.32238 | 1
24845 | 16E24G09H12D05M01W03 | 37.21 | 3.42 | 0.65 | 13.97 | 55.25 | 0.54444 | 791.6789 | 647.64 | 0.76829 | 0.37592 | 2
24846 | 16E24G09H12D07M01W02 | 38.06 | 3.51 | 0.65 | 18.71 | 60.93 | 0.54444 | 808.0867 | 724.08 | 0.7622 | 0.31176 | 1
24847 | 16E24G09H12D07M01W03 | 38.06 | 3.51 | 0.65 | 13.97 | 56.19 | 0.54444 | 808.0867 | 658.14 | 0.7622 | 0.3653 | 2
24848 | 16E24G09H12D07M01W04 | 38.06 | 3.51 | 0.65 | 10.04 | 52.26 | 0.54444 | 808.0867 | 603.75 | 0.7622 | 0.40969 | 2
24849 | 16E24G09H12D07M02W02 | 38.14 | 2.53 | 0.65 | 18.71 | 60.03 | 0.31111 | 750.6592 | 724.5 | 0.82859 | 0.32192 | 1
24850 | 16E24G09H13D05M01W02 | 37.21 | 3.08 | 0.65 | 18.71 | 59.65 | 0.46667 | 769.1181 | 713.58 | 0.79133 | 0.32622 | 1
24851 | 16E24G09H13D05M01W03 | 37.21 | 3.08 | 0.65 | 13.97 | 54.91 | 0.46667 | 769.1181 | 647.64 | 0.79133 | 0.37976 | 2
24852 | 16E24G09H13D07M01W02 | 38.06 | 3.16 | 0.65 | 18.71 | 60.58 | 0.46667 | 783.4749 | 724.08 | 0.78591 | 0.31571 | 1
24853 | 16E24G09H13D07M01W03 | 38.06 | 3.16 | 0.65 | 13.97 | 55.84 | 0.46667 | 783.4749 | 658.14 | 0.78591 | 0.36925 | 2
24854 | 16E24G09H13D07M01W04 | 38.06 | 3.16 | 0.65 | 10.04 | 51.91 | 0.46667 | 783.4749 | 603.75 | 0.78591 | 0.41365 | 2
24855 | 16E24G09H13D07M02W02 | 38.14 | 2.28 | 0.65 | 18.71 | 59.78 | 0.31111 | 732.2004 | 724.5 | 0.84553 | 0.32475 | 1
24856 | 16E24G09H14D05M01W02 | 42.81 | 3.7 | 0.65 | 18.71 | 65.87 | 0.54444 | 988.5731 | 774.06 | 0.74932 | 0.25596 | 1
24857 | 16E24G09H14D05M01W03 | 42.81 | 3.7 | 0.65 | 13.97 | 61.13 | 0.54444 | 988.5731 | 708.12 | 0.74932 | 0.3095 | 1
24858 | 16E24G09H14D07M01W02 | 43.79 | 3.81 | 0.65 | 18.71 | 66.96 | 0.62222 | 1009.0829 | 785.82 | 0.74187 | 0.24365 | 1
24859 | 16E24G09H14D07M01W03 | 43.79 | 3.81 | 0.65 | 13.97 | 62.22 | 0.62222 | 1009.0829 | 719.88 | 0.74187 | 0.29719 | 1
24860 | 16E24G09H14D07M01W04 | 43.79 | 3.81 | 0.65 | 10.04 | 58.29 | 0.62222 | 1009.0829 | 665.49 | 0.74187 | 0.34158 | 1
24861 | 16E24G09H14D07M02W02 | 43.88 | 2.74 | 0.65 | 18.71 | 65.98 | 0.31111 | 949.6045 | 786.45 | 0.81436 | 0.25472 | 1
24862 | 16E24G10H07D04M01W02 | 57.6 | 0.48 | 0.65 | 18.71 | 77.44 | 0 | 1025.4908 | 954.87 | 0.96748 | 0.12527
24863 | 16E24G10H07D05M01W02 | 49.72 | 0.4 | 0.65 | 18.71 | 69.48 | 0 | 896.2789 | 859.53 | 0.9729 | 0.21518 | 1
24864 | 16E24G10H07D05M01W03 | 49.72 | 0.4 | 0.65 | 13.97 | 64.74 | 0 | 896.2789 | 793.59 | 0.9729 | 0.26872 | 1
24865 | 16E24G10H07D06M01W02 | 45.3 | 0.34 | 0.65 | 18.71 | 65 | 0 | 824.4946 | 806.4 | 0.97696 | 0.26579 | 1
24866 | 16E24G10H07D06M01W03 | 45.3 | 0.34 | 0.65 | 13.97 | 60.26 | 0 | 824.4946 | 740.46 | 0.97696 | 0.31933 | 1
24867 | 16E24G10H07D07M01W02 | 50.83 | 0.41 | 0.65 | 18.71 | 70.6 | 0 | 914.7378 | 873.18 | 0.97222 | 0.20253 | 1
24868 | 16E24G10H07D07M01W03 | 50.83 | 0.41 | 0.65 | 13.97 | 65.86 | 0 | 914.7378 | 807.24 | 0.97222 | 0.25607 | 1
24869 | 16E24G10H07D07M01W04 | 50.83 | 0.41 | 0.65 | 10.04 | 61.93 | 0 | 914.7378 | 752.85 | 0.97222 | 0.30046 | 1
24870 | 16E24G10H07D07M02W02 | 51.12 | 0.17 | 0.65 | 18.71 | 70.65 | 0 | 902.4319 | 876.12 | 0.98848 | 0.20197 | 1
24871 | 16E24G10H08D05M01W02 | 43.79 | 0.4 | 0.65 | 18.71 | 63.55 | 0 | 896.2789 | 781.41 | 0.9729 | 0.28216 | 1
24872 | 16E24G10H08D05M01W03 | 43.79 | 0.4 | 0.65 | 13.97 | 58.81 | 0 | 896.2789 | 715.47 | 0.9729 | 0.33571 | 1
24873 | 16E24G10H08D06M01W02 | 39.9 | 0.34 | 0.65 | 18.71 | 59.6 | 0 | 824.4946 | 735 | 0.97696 | 0.32678 | 1
24874 | 16E24G10H08D06M01W03 | 39.9 | 0.34 | 0.65 | 13.97 | 54.86 | 0 | 824.4946 | 669.06 | 0.97696 | 0.38032 | 2
24875 | 16E24G10H08D07M01W02 | 44.77 | 0.41 | 0.65 | 18.71 | 64.54 | 0 | 914.7378 | 792.96 | 0.97222 | 0.27098 | 1
24876 | 16E24G10H08D07M01W03 | 44.77 | 0.41 | 0.65 | 13.97 | 59.8 | 0 | 914.7378 | 727.02 | 0.97222 | 0.32452 | 1
24877 | 16E24G10H08D07M01W04 | 44.77 | 0.41 | 0.65 | 10.04 | 55.87 | 0 | 914.7378 | 672.63 | 0.97222 | 0.36891 | 2
24878 | 16E24G10H08D07M02W02 | 45.03 | 0.17 | 0.65 | 18.71 | 64.56 | 0 | 902.4319 | 795.69 | 0.98848 | 0.27076 | 1
24879 | 16E24G10H09D05M01W02 | 42.15 | 0.4 | 0.65 | 18.71 | 61.91 | 0 | 896.2789 | 759.57 | 0.9729 | 0.30069 | 1
24880 | 16E24G10H09D05M01W03 | 42.15 | 0.4 | 0.65 | 13.97 | 57.17 | 0 | 896.2789 | 693.63 | 0.9729 | 0.35423 | 2
24881 | 16E24G10H09D07M01W02 | 43.09 | 0.41 | 0.65 | 18.71 | 62.86 | 0 | 914.7378 | 770.91 | 0.97222 | 0.28996 | 1
24882 | 16E24G10H09D07M01W03 | 43.09 | 0.41 | 0.65 | 13.97 | 58.12 | 0 | 914.7378 | 704.97 | 0.97222 | 0.3435 | 1
24883 | 16E24G10H09D07M01W04 | 43.09 | 0.41 | 0.65 | 10.04 | 54.19 | 0 | 914.7378 | 650.58 | 0.97222 | 0.38789 | 2
24884 | 16E24G10H09D07M02W02 | 43.34 | 0.17 | 0.65 | 18.71 | 62.87 | 0 | 902.4319 | 773.22 | 0.98848 | 0.28985 | 1
24885 | 16E24G10H10D05M01W02 | 49.72 | 0.36 | 0.65 | 18.71 | 69.44 | 0 | 894.228 | 859.53 | 0.97561 | 0.21563 | 1
24886 | 16E24G10H10D05M01W03 | 49.72 | 0.36 | 0.65 | 13.97 | 64.7 | 0 | 894.228 | 793.59 | 0.97561 | 0.26917 | 1
24887 | 16E24G10H10D07M01W02 | 50.83 | 0.38 | 0.65 | 18.71 | 70.57 | 0 | 912.6868 | 873.18 | 0.97425 | 0.20287 | 1
24888 | 16E24G10H10D07M01W03 | 50.83 | 0.38 | 0.65 | 13.97 | 65.83 | 0 | 912.6868 | 807.24 | 0.97425 | 0.25641 | 1
24889 | 16E24G10H10D07M01W04 | 50.83 | 0.38 | 0.65 | 10.04 | 61.9 | 0 | 912.6868 | 752.85 | 0.97425 | 0.3008 | 1
24890 | 16E24G10H10D07M02W02 | 51.12 | 0.16 | 0.65 | 18.71 | 70.64 | 0 | 900.3809 | 876.12 | 0.98916 | 0.20208 | 1
24891 | 16E24G10H11D05M01W02 | 49.72 | 0.36 | 0.65 | 18.71 | 69.44 | 0 | 892.177 | 859.53 | 0.97561 | 0.21563 | 1
24892 | 16E24G10H11D05M01W03 | 49.72 | 0.36 | 0.65 | 13.97 | 64.7 | 0 | 892.177 | 793.59 | 0.97561 | 0.26917 | 1
24893 | 16E24G10H11D06M01W02 | 45.3 | 0.31 | 0.65 | 18.71 | 64.97 | 0 | 822.4436 | 806.4 | 0.979 | 0.26612 | 1
24894 | 16E24G10H11D06M01W03 | 45.3 | 0.31 | 0.65 | 13.97 | 60.23 | 0 | 822.4436 | 740.46 | 0.979 | 0.31967 | 1
24895 | 16E24G10H11D07M01W02 | 50.83 | 0.37 | 0.65 | 18.71 | 70.56 | 0 | 912.6868 | 873.18 | 0.97493 | 0.20298 | 1
24896 | 16E24G10H11D07M01W03 | 50.83 | 0.37 | 0.65 | 13.97 | 65.82 | 0 | 912.6868 | 807.24 | 0.97493 | 0.25652 | 1
24897 | 16E24G10H11D07M01W04 | 50.83 | 0.37 | 0.65 | 10.04 | 61.89 | 0 | 912.6868 | 752.85 | 0.97493 | 0.30091 | 1
24898 | 16E24G10H11D07M02W02 | 51.12 | 0.16 | 0.65 | 18.71 | 70.64 | 0 | 900.3809 | 876.12 | 0.98916 | 0.20208 | 1
24899 | 16E24G10H12D05M01W02 | 43.21 | 0.3 | 0.65 | 18.71 | 62.87 | 0 | 676.8239 | 789.18 | 0.97967 | 0.28985 | 1
24900 | 16E24G10H12D05M01W03 | 43.21 | 0.3 | 0.65 | 13.97 | 58.13 | 0 | 676.8239 | 723.24 | 0.97967 | 0.34339 | 1
24901 | 16E24G10H12D07M01W02 | 44.18 | 0.31 | 0.65 | 18.71 | 63.85 | 0 | 691.1808 | 801.15 | 0.979 | 0.27878 | 1
24902 | 16E24G10H12D07M01W03 | 44.18 | 0.31 | 0.65 | 13.97 | 59.11 | 0 | 691.1808 | 735.21 | 0.979 | 0.33232 | 1
24903 | 16E24G10H12D07M01W04 | 44.18 | 0.31 | 0.65 | 10.04 | 55.18 | 0 | 691.1808 | 680.82 | 0.979 | 0.37671 | 2
24904 | 16E24G10H12D07M02W02 | 44.42 | 0.13 | 0.65 | 18.71 | 63.91 | 0 | 682.9769 | 803.67 | 0.99119 | 0.2781 | 1
24905 | 16E24G10H13D05M01W02 | 43.21 | 0.27 | 0.65 | 18.71 | 62.84 | 0 | 674.7729 | 789.18 | 0.98171 | 0.29018 | 1
24906 | 16E24G10H13D05M01W03 | 43.21 | 0.27 | 0.65 | 13.97 | 58.1 | 0 | 674.7729 | 723.24 | 0.98171 | 0.34373 | 1
24907 | 16E24G10H13D07M01W02 | 44.18 | 0.28 | 0.65 | 18.71 | 63.82 | 0 | 687.0788 | 801.15 | 0.98103 | 0.27911 | 1
24908 | 16E24G10H13D07M01W03 | 44.18 | 0.28 | 0.65 | 13.97 | 59.08 | 0 | 687.0788 | 735.21 | 0.98103 | 0.33266 | 1
24909 | 16E24G10H13D07M01W04 | 44.18 | 0.28 | 0.65 | 10.04 | 55.15 | 0 | 687.0788 | 680.82 | 0.98103 | 0.37705 | 2
24910 | 16E24G10H13D07M02W02 | 44.42 | 0.12 | 0.65 | 18.71 | 63.9 | 0 | 680.9259 | 803.67 | 0.99187 | 0.27821 | 1
24911 | 16E24G10H14D05M01W02 | 49.72 | 0.32 | 0.65 | 18.71 | 69.4 | 0 | 890.126 | 859.53 | 0.97832 | 0.21608 | 1
24912 | 16E24G10H14D05M01W03 | 49.72 | 0.32 | 0.65 | 13.97 | 64.66 | 0 | 890.126 | 793.59 | 0.97832 | 0.26963 | 1
24913 | 16E24G10H14D07M01W02 | 50.83 | 0.33 | 0.65 | 18.71 | 70.52 | 0 | 910.6358 | 873.18 | 0.97764 | 0.20343 | 1
24914 | 16E24G10H14D07M01W03 | 50.83 | 0.33 | 0.65 | 13.97 | 65.78 | 0 | 910.6358 | 807.24 | 0.97764 | 0.25698 | 1
24915 | 16E24G10H14D07M01W04 | 50.83 | 0.33 | 0.65 | 10.04 | 61.85 | 0 | 910.6358 | 752.85 | 0.97764 | 0.30137 | 1
24916 | 16E24G10H14D07M02W02 | 51.12 | 0.14 | 0.65 | 18.71 | 70.62 | 0 | 898.3299 | 876.12 | 0.99051 | 0.2023 | 1
24917 | 16E24G12H07D04M01W02 | 53.11 | 8.25 | 0.65 | 18.71 | 80.72 | 1.4 | 1411.0753 | 897.96 | 0.44106 | 0.088219
24918 | 16E24G12H07D05M01W02 | 45.69 | 6.99 | 0.65 | 18.71 | 72.04 | 1.1667 | 1224.436 | 808.71 | 0.52642 | 0.18626 | 1
24919 | 16E24G12H07D05M01W03 | 45.69 | 6.99 | 0.65 | 13.97 | 67.3 | 1.1667 | 1224.436 | 742.77 | 0.52642 | 0.23981 | 1
24920 | 16E24G12H07D06M01W02 | 41.88 | 6.32 | 0.65 | 18.71 | 67.56 | 1.0889 | 1128.0398 | 762.93 | 0.57182 | 0.23687 | 1
24921 | 16E24G12H07D06M01W03 | 41.88 | 6.32 | 0.65 | 13.97 | 62.82 | 1.0889 | 1128.0398 | 696.99 | 0.57182 | 0.29041 | 1
24922 | 16E24G12H07D07M01W02 | 46.65 | 7.17 | 0.65 | 18.71 | 73.18 | 1.2444 | 1251.0987 | 820.26 | 0.51423 | 0.17339 | 1
24923 | 16E24G12H07D07M01W03 | 46.65 | 7.17 | 0.65 | 13.97 | 68.44 | 1.2444 | 1251.0987 | 754.32 | 0.51423 | 0.22693 | 1
24924 | 16E24G12H07D07M01W04 | 46.65 | 7.17 | 0.65 | 10.04 | 64.51 | 1.2444 | 1251.0987 | 699.93 | 0.51423 | 0.27132 | 1
24925 | 16E24G12H07D07M02W02 | 46.65 | 5.55 | 0.65 | 18.71 | 71.56 | 0.85556 | 1156.7536 | 819.84 | 0.62398 | 0.19169 | 1
24926 | 16E24G12H08D05M01W02 | 40.23 | 6.99 | 0.65 | 18.71 | 66.58 | 1.1667 | 1224.436 | 737.1 | 0.52642 | 0.24794 | 1
24927 | 16E24G12H08D05M01W03 | 40.23 | 6.99 | 0.65 | 13.97 | 61.84 | 1.1667 | 1224.436 | 671.16 | 0.52642 | 0.30148 | 1
24928 | 16E24G12H08D06M01W02 | 36.88 | 6.32 | 0.65 | 18.71 | 62.56 | 1.0889 | 1128.0398 | 697.2 | 0.57182 | 0.29335 | 1
24929 | 16E24G12H08D06M01W03 | 36.88 | 6.32 | 0.65 | 13.97 | 57.82 | 1.0889 | 1128.0398 | 631.26 | 0.57182 | 0.34689 | 1
24930 | 16E24G12H08D07M01W02 | 41.08 | 7.17 | 0.65 | 18.71 | 67.61 | 1.2444 | 1251.0987 | 747.18 | 0.51423 | 0.2363 | 1
24931 | 16E24G12H08D07M01W03 | 41.08 | 7.17 | 0.65 | 13.97 | 62.87 | 1.2444 | 1251.0987 | 681.24 | 0.51423 | 0.28985 | 1
24932 | 16E24G12H08D07M01W04 | 41.08 | 7.17 | 0.65 | 10.04 | 58.94 | 1.2444 | 1251.0987 | 626.85 | 0.51423 | 0.33424 | 1
24933 | 16E24G12H08D07M02W02 | 41.09 | 5.55 | 0.65 | 18.71 | 66 | 0.85556 | 1156.7536 | 746.76 | 0.62398 | 0.25449 | 1
24934 | 16E24G12H09D05M01W02 | 38.72 | 6.99 | 0.65 | 18.71 | 65.07 | 1.1667 | 1224.436 | 717.15 | 0.52642 | 0.26499 | 1
24935 | 16E24G12H09D05M01W03 | 38.72 | 6.99 | 0.65 | 13.97 | 60.33 | 1.1667 | 1224.436 | 651.21 | 0.52642 | 0.31854 | 1
24936 | 16E24G12H09D07M01W02 | 39.54 | 7.17 | 0.65 | 18.71 | 66.07 | 1.2444 | 1251.0987 | 726.81 | 0.51423 | 0.2537 | 1
24937 | 16E24G12H09D07M01W03 | 39.54 | 7.17 | 0.65 | 13.97 | 61.33 | 1.2444 | 1251.0987 | 660.87 | 0.51423 | 0.30724 | 1
24938 | 16E24G12H09D07M01W04 | 39.54 | 7.17 | 0.65 | 10.04 | 57.4 | 1.2444 | 1251.0987 | 606.48 | 0.51423 | 0.35163 | 2
24939 | 16E24G12H09D07M02W02 | 39.54 | 5.55 | 0.65 | 18.71 | 64.45 | 0.85556 | 1156.7536 | 726.39 | 0.62398 | 0.272 | 1
24940 | 16E24G12H10D05M01W02 | 45.69 | 6.38 | 0.65 | 18.71 | 71.43 | 1.0889 | 1189.5693 | 808.71 | 0.56775 | 0.19315 | 1
24941 | 16E24G12H10D05M01W03 | 45.69 | 6.38 | 0.65 | 13.97 | 66.69 | 1.0889 | 1189.5693 | 742.77 | 0.56775 | 0.2467 | 1
24942 | 16E24G12H10D07M01W02 | 46.65 | 6.55 | 0.65 | 18.71 | 72.56 | 1.0889 | 1216.2321 | 820.26 | 0.55623 | 0.18039 | 1
24943 | 16E24G12H10D07M01W03 | 46.65 | 6.55 | 0.65 | 13.97 | 67.82 | 1.0889 | 1216.2321 | 754.32 | 0.55623 | 0.23393 | 1
24944 | 16E24G12H10D07M01W04 | 46.65 | 6.55 | 0.65 | 10.04 | 63.89 | 1.0889 | 1216.2321 | 699.93 | 0.55623 | 0.27832 | 1
24945 | 16E24G12H10D07M02W02 | 46.65 | 5.07 | 0.65 | 18.71 | 71.08 | 0.77778 | 1130.0908 | 819.84 | 0.6565 | 0.19711 | 1
24946 | 16E24G12H11D05M01W02 | 45.69 | 6.26 | 0.65 | 18.71 | 71.31 | 1.0111 | 1185.4673 | 808.71 | 0.57588 | 0.19451 | 1
24947 | 16E24G12H11D05M01W03 | 45.69 | 6.26 | 0.65 | 13.97 | 66.57 | 1.0111 | 1185.4673 | 742.77 | 0.57588 | 0.24805 | 1
24948 | 16E24G12H11D06M01W02 | 41.88 | 5.67 | 0.65 | 18.71 | 66.91 | 0.93333 | 1093.1732 | 762.93 | 0.61585 | 0.24421 | 1
24949 | 16E24G12H11D06M01W03 | 41.88 | 5.67 | 0.65 | 13.97 | 62.17 | 0.93333 | 1093.1732 | 696.99 | 0.61585 | 0.29775 | 1
24950 | 16E24G12H11D07M01W02 | 46.65 | 6.42 | 0.65 | 18.71 | 72.43 | 1.0889 | 1212.1301 | 820.26 | 0.56504 | 0.18186 | 1
24951 | 16E24G12H11D07M01W03 | 46.65 | 6.42 | 0.65 | 13.97 | 67.69 | 1.0889 | 1212.1301 | 754.32 | 0.56504 | 0.2354 | 1
24952 | 16E24G12H11D07M01W04 | 46.65 | 6.42 | 0.65 | 10.04 | 63.76 | 1.0889 | 1212.1301 | 699.93 | 0.56504 | 0.27979 | 1
24953 | 16E24G12H11D07M02W02 | 46.65 | 4.98 | 0.65 | 18.71 | 70.99 | 0.77778 | 1125.9889 | 819.84 | 0.6626 | 0.19812 | 1
24954 | 16E24G12H12D05M01W02 | 39.71 | 5.22 | 0.65 | 18.71 | 64.29 | 0.85556 | 929.0946 | 744.24 | 0.64634 | 0.27381 | 1
24955 | 16E24G12H12D05M01W03 | 39.71 | 5.22 | 0.65 | 13.97 | 59.55 | 0.85556 | 929.0946 | 678.3 | 0.64634 | 0.32735 | 1
24956 | 16E24G12H12D07M01W02 | 40.55 | 5.36 | 0.65 | 18.71 | 65.27 | 0.93333 | 949.6045 | 754.53 | 0.63686 | 0.26274 | 1
24957 | 16E24G12H12D07M01W03 | 40.55 | 5.36 | 0.65 | 13.97 | 60.53 | 0.93333 | 949.6045 | 688.59 | 0.63686 | 0.31628 | 1
24958 | 16E24G12H12D07M01W04 | 40.55 | 5.36 | 0.65 | 10.04 | 56.6 | 0.93333 | 949.6045 | 634.2 | 0.63686 | 0.36067 | 2
24959 | 16E24G12H12D07M02W02 | 40.55 | 4.15 | 0.65 | 18.71 | 64.06 | 0.62222 | 877.8201 | 754.11 | 0.71883 | 0.2764 | 1
24960 | 16E24G12H13D05M01W02 | 39.71 | 4.71 | 0.65 | 18.71 | 63.78 | 0.77778 | 894.228 | 744.24 | 0.68089 | 0.27957 | 1
24961 | 16E24G12H13D05M01W03 | 39.71 | 4.71 | 0.65 | 13.97 | 59.04 | 0.77778 | 894.228 | 678.3 | 0.68089 | 0.33311 | 1
24962 | 16E24G12H13D07M01W02 | 40.55 | 4.83 | 0.65 | 18.71 | 64.74 | 0.85556 | 912.6868 | 754.53 | 0.67276 | 0.26872 | 1
24963 | 16E24G12H13D07M01W03 | 40.55 | 4.83 | 0.65 | 13.97 | 60 | 0.85556 | 912.6868 | 688.59 | 0.67276 | 0.32226 | 1
24964 | 16E24G12H13D07M01W04 | 40.55 | 4.83 | 0.65 | 10.04 | 56.07 | 0.85556 | 912.6868 | 634.2 | 0.67276 | 0.36666 | 2
24965 | 16E24G12H13D07M02W02 | 40.55 | 3.74 | 0.65 | 18.71 | 63.65 | 0.62222 | 849.1064 | 754.11 | 0.74661 | 0.28103 | 1
24966 | 16E24G12H14D05M01W02 | 45.69 | 5.67 | 0.65 | 18.71 | 70.72 | 0.93333 | 1144.4477 | 808.71 | 0.61585 | 0.20117 | 1
24967 | 16E24G12H14D05M01W03 | 45.69 | 5.67 | 0.65 | 13.97 | 65.98 | 0.93333 | 1144.4477 | 742.77 | 0.61585 | 0.25472 | 1
24968 | 16E24G12H14D07M01W02 | 46.65 | 5.81 | 0.65 | 18.71 | 71.82 | 1.0111 | 1169.0595 | 820.26 | 0.60637 | 0.18875 | 1
24969 | 16E24G12H14D07M01W03 | 46.65 | 5.81 | 0.65 | 13.97 | 67.08 | 1.0111 | 1169.0595 | 754.32 | 0.60637 | 0.24229 | 1
24970 | 16E24G12H14D07M01W04 | 46.65 | 5.81 | 0.65 | 10.04 | 63.15 | 1.0111 | 1169.0595 | 699.93 | 0.60637 | 0.28668 | 1
24971 | 16E24G12H14D07M02W02 | 46.65 | 4.5 | 0.65 | 18.71 | 70.51 | 0.7 | 1093.1732 | 819.84 | 0.69512 | 0.20355 | 1
24972 | 16E25G09H07D04M01W02 | 69.23 | 15.61 | 0.65 | 18.71 | 104.2 | 2.8 | 2053.0325 | 1094.1 | -0.057588 | -0.177
24973 | 16E25G09H07D05M01W02 | 58.71 | 12.46 | 0.65 | 18.71 | 90.53 | 2.1778 | 1722.8245 | 967.05 | 0.15583 | -0.022591
24974 | 16E25G09H07D05M01W03 | 58.71 | 12.46 | 0.65 | 13.97 | 85.79 | 2.1778 | 1722.8245 | 901.11 | 0.15583 | 0.03095
24975 | 16E25G09H07D06M01W02 | 54.74 | 10.8 | 0.65 | 18.71 | 84.9 | 1.8667 | 1571.0519 | 919.38 | 0.26829 | 0.041003
24976 | 16E25G09H07D06M01W03 | 54.74 | 10.8 | 0.65 | 13.97 | 80.16 | 1.8667 | 1571.0519 | 853.44 | 0.26829 | 0.094544
24977 | 16E25G09H07D07M01W02 | 59.71 | 12.95 | 0.65 | 18.71 | 92.02 | 2.2556 | 1765.8951 | 979.23 | 0.12263 | -0.039422
24978 | 16E25G09H07D07M01W03 | 59.71 | 12.95 | 0.65 | 13.97 | 87.28 | 2.2556 | 1765.8951 | 913.29 | 0.12263 | 0.01412
24979 | 16E25G09H07D07M01W04 | 59.71 | 12.95 | 0.65 | 10.04 | 83.35 | 2.2556 | 1765.8951 | 858.9 | 0.12263 | 0.058511
24980 | 16E25G09H07D07M02W02 | 59.73 | 10.54 | 0.65 | 18.71 | 89.63 | 1.7889 | 1636.6833 | 978.81 | 0.28591 | -0.012425
24981 | 16E25G09H08D05M01W02 | 51.7 | 12.46 | 0.65 | 18.71 | 83.52 | 2.1778 | 1722.8245 | 874.86 | 0.15583 | 0.056591
24982 | 16E25G09H08D05M01W03 | 51.7 | 12.46 | 0.65 | 13.97 | 78.78 | 2.1778 | 1722.8245 | 808.92 | 0.15583 | 0.11013
24983 | 16E25G09H08D06M01W02 | 48.21 | 10.8 | 0.65 | 18.71 | 78.37 | 1.8667 | 1571.0519 | 833.28 | 0.26829 | 0.11476
24984 | 16E25G09H08D06M01W03 | 48.21 | 10.8 | 0.65 | 13.97 | 73.63 | 1.8667 | 1571.0519 | 767.34 | 0.26829 | 0.1683 | 1
24985 | 16E25G09H08D07M01W02 | 52.58 | 12.95 | 0.65 | 18.71 | 84.89 | 2.2556 | 1765.8951 | 885.36 | 0.12263 | 0.041116
24986 | 16E25G09H08D07M01W03 | 52.58 | 12.95 | 0.65 | 13.97 | 80.15 | 2.2556 | 1765.8951 | 819.42 | 0.12263 | 0.094657
24987 | 16E25G09H08D07M01W04 | 52.58 | 12.95 | 0.65 | 10.04 | 76.22 | 2.2556 | 1765.8951 | 765.03 | 0.12263 | 0.13905
24988 | 16E25G09H08D07M02W02 | 52.61 | 10.54 | 0.65 | 18.71 | 82.51 | 1.7889 | 1636.6833 | 884.94 | 0.28591 | 0.068
24989 | 16E25G09H09D05M01W02 | 49.76 | 12.46 | 0.65 | 18.71 | 81.58 | 2.1778 | 1722.8245 | 849.24 | 0.15583 | 0.078504
24990 | 16E25G09H09D05M01W03 | 49.76 | 12.46 | 0.65 | 13.97 | 76.84 | 2.1778 | 1722.8245 | 783.3 | 0.15583 | 0.13205
24991 | 16E25G09H09D07M01W02 | 50.6 | 12.95 | 0.65 | 18.71 | 82.91 | 2.2556 | 1765.8951 | 859.11 | 0.12263 | 0.063481
24992 | 16E25G09H09D07M01W03 | 50.6 | 12.95 | 0.65 | 13.97 | 78.17 | 2.2556 | 1765.8951 | 793.17 | 0.12263 | 0.11702
24993 | 16E25G09H09D07M01W04 | 50.6 | 12.95 | 0.65 | 10.04 | 74.24 | 2.2556 | 1765.8951 | 738.78 | 0.12263 | 0.16141
24994 | 16E25G09H09D07M02W02 | 50.63 | 10.54 | 0.65 | 18.71 | 80.53 | 1.7889 | 1636.6833 | 858.9 | 0.28591 | 0.090365
24995 | 16E25G09H10D05M01W02 | 58.71 | 11.38 | 0.65 | 18.71 | 89.45 | 1.9444 | 1665.397 | 967.05 | 0.229 | -0.010392
24996 | 16E25G09H10D05M01W03 | 58.71 | 11.38 | 0.65 | 13.97 | 84.71 | 1.9444 | 1665.397 | 901.11 | 0.229 | 0.043149
24997 | 16E25G09H10D07M01W02 | 59.71 | 11.82 | 0.65 | 18.71 | 90.89 | 2.0222 | 1706.4166 | 979.23 | 0.19919 | -0.026658
24998 | 16E25G09H10D07M01W03 | 59.71 | 11.82 | 0.65 | 13.97 | 86.15 | 2.0222 | 1706.4166 | 913.29 | 0.19919 | 0.026884
24999 | 16E25G09H10D07M01W04 | 59.71 | 11.82 | 0.65 | 10.04 | 82.22 | 2.0222 | 1706.4166 | 858.9 | 0.19919 | 0.071275
25000 | 16E25G09H10D07M02W02 | 59.73 | 9.63 | 0.65 | 18.71 | 88.72 | 1.6333 | 1587.4597 | 978.81 | 0.34756 | -0.0021462
25001 | 16E25G09H11D05M01W02 | 58.71 | 11.15 | 0.65 | 18.71 | 89.22 | 1.8667 | 1657.1931 | 967.05 | 0.24458 | -0.007794
25002 | 16E25G09H11D05M01W03 | 58.71 | 11.15 | 0.65 | 13.97 | 84.48 | 1.8667 | 1657.1931 | 901.11 | 0.24458 | 0.045747
25003 | 16E25G09H11D06M01W02 | 54.74 | 9.67 | 0.65 | 18.71 | 83.77 | 1.6333 | 1513.6244 | 919.38 | 0.34485 | 0.053767
25004 | 16E25G09H11D06M01W03 | 54.74 | 9.67 | 0.65 | 13.97 | 79.03 | 1.6333 | 1513.6244 | 853.44 | 0.34485 | 0.10731
25005 | 16E25G09H11D07M01W02 | 59.71 | 11.58 | 0.65 | 18.71 | 90.65 | 2.0222 | 1696.1617 | 979.23 | 0.21545 | -0.023947
25006 | 16E25G09H11D07M01W03 | 59.71 | 11.58 | 0.65 | 13.97 | 85.91 | 2.0222 | 1696.1617 | 913.29 | 0.21545 | 0.029594
25007 | 16E25G09H11D07M01W04 | 59.71 | 11.58 | 0.65 | 10.04 | 81.98 | 2.0222 | 1696.1617 | 858.9 | 0.21545 | 0.073986
25008 | 16E25G09H11D07M02W02 | 59.73 | 9.43 | 0.65 | 18.71 | 88.52 | 1.6333 | 1579.2558 | 978.81 | 0.36111 | 0.00011296
25009 | 16E25G09H12D05M01W02 | 51.04 | 9.3 | 0.65 | 18.71 | 79.7 | 1.5556 | 1300.3223 | 884.1 | 0.36992 | 0.09974
25010 | 16E25G09H12D05M01W03 | 51.04 | 9.3 | 0.65 | 13.97 | 74.96 | 1.5556 | 1300.3223 | 818.16 | 0.36992 | 0.15328 | 1
25011 | 16E25G09H12D07M01W02 | 51.9 | 9.66 | 0.65 | 18.71 | 80.92 | 1.6333 | 1331.087 | 894.6 | 0.34553 | 0.08596
25012 | 16E25G09H12D07M01W03 | 51.9 | 9.66 | 0.65 | 13.97 | 76.18 | 1.6333 | 1331.087 | 828.66 | 0.34553 | 0.1395
25013 | 16E25G09H12D07M01W04 | 51.9 | 9.66 | 0.65 | 10.04 | 72.25 | 1.6333 | 1331.087 | 774.27 | 0.34553 | 0.18389 | 1
25014 | 16E25G09H12D07M02W02 | 51.92 | 7.87 | 0.65 | 18.71 | 79.15 | 1.3222 | 1232.6399 | 894.39 | 0.4668 | 0.10595
25015 | 16E25G09H13D05M01W02 | 51.04 | 8.4 | 0.65 | 18.71 | 78.8 | 1.4778 | 1242.8948 | 884.1 | 0.43089 | 0.10991
25016 | 16E25G09H13D05M01W03 | 51.04 | 8.4 | 0.65 | 13.97 | 74.06 | 1.4778 | 1242.8948 | 818.16 | 0.43089 | 0.16345 | 1
25017 | 16E25G09H13D07M01W02 | 51.9 | 8.73 | 0.65 | 18.71 | 79.99 | 1.5556 | 1269.5576 | 894.6 | 0.40854 | 0.096464
25018 | 16E25G09H13D07M01W03 | 51.9 | 8.73 | 0.65 | 13.97 | 75.25 | 1.5556 | 1269.5576 | 828.66 | 0.40854 | 0.15001 | 1
25019 | 16E25G09H13D07M01W04 | 51.9 | 8.73 | 0.65 | 10.04 | 71.32 | 1.5556 | 1269.5576 | 774.27 | 0.40854 | 0.1944 | 1
25020 | 16E25G09H13D07M02W02 | 51.92 | 7.11 | 0.65 | 18.71 | 78.39 | 1.2444 | 1183.4163 | 894.39 | 0.51829 | 0.11454
25021 | 16E25G09H14D05M01W02 | 58.71 | 10.11 | 0.65 | 18.71 | 88.18 | 1.7889 | 1589.5107 | 967.05 | 0.31504 | 0.0039535
25022 | 16E25G09H14D05M01W03 | 58.71 | 10.11 | 0.65 | 13.97 | 83.44 | 1.7889 | 1589.5107 | 901.11 | 0.31504 | 0.057495
25023 | 16E25G09H14D07M01W02 | 59.71 | 10.5 | 0.65 | 18.71 | 89.57 | 1.7889 | 1626.4284 | 979.23 | 0.28862 | -0.011747
25024 | 16E25G09H14D07M01W03 | 59.71 | 10.5 | 0.65 | 13.97 | 84.83 | 1.7889 | 1626.4284 | 913.29 | 0.28862 | 0.041794
25025 | 16E25G09H14D07M01W04 | 59.71 | 10.5 | 0.65 | 10.04 | 80.9 | 1.7889 | 1626.4284 | 858.9 | 0.28862 | 0.086185
25026 | 16E25G09H14D07M02W02 | 59.73 | 8.55 | 0.65 | 18.71 | 87.64 | 1.4778 | 1521.8283 | 978.81 | 0.42073 | 0.010053
25027 | 16E25G10H07D04M01W02 | 76.38 | 5.83 | 0.65 | 18.71 | 101.57 | 0.93333 | 1634.6323 | 1182.93 | 0.60501 | -0.14729
25028 | 16E25G10H07D05M01W02 | 65.18 | 4.55 | 0.65 | 18.71 | 89.09 | 0.7 | 1388.5145 | 1047.27 | 0.69173 | -0.0063255
25029 | 16E25G10H07D05M01W03 | 65.18 | 4.55 | 0.65 | 13.97 | 84.35 | 0.7 | 1388.5145 | 981.33 | 0.69173 | 0.047216
25030 | 16E25G10H07D06M01W02 | 60.83 | 3.79 | 0.65 | 18.71 | 83.98 | 0.54444 | 1275.7105 | 994.77 | 0.74322 | 0.051395
25031 | 16E25G10H07D06M01W03 | 60.83 | 3.79 | 0.65 | 13.97 | 79.24 | 0.54444 | 1275.7105 | 928.83 | 0.74322 | 0.10494
25032 | 16E25G10H07D07M01W02 | 66.27 | 4.78 | 0.65 | 18.71 | 90.41 | 0.77778 | 1417.2282 | 1060.29 | 0.67615 | -0.021236
25033 | 16E25G10H07D07M01W03 | 66.27 | 4.78 | 0.65 | 13.97 | 85.67 | 0.77778 | 1417.2282 | 994.35 | 0.67615 | 0.032305
25034 | 16E25G10H07D07M01W04 | 66.27 | 4.78 | 0.65 | 10.04 | 81.74 | 0.77778 | 1417.2282 | 939.96 | 0.67615 | 0.076697
25035 | 16E25G10H07D07M02W02 | 66.53 | 3.41 | 0.65 | 18.71 | 89.3 | 0.38889 | 1343.3929 | 1063.02 | 0.76897 | -0.0086976
25036 | 16E25G10H08D05M01W02 | 57.41 | 4.55 | 0.65 | 18.71 | 81.32 | 0.7 | 1388.5145 | 944.37 | 0.69173 | 0.081441
25037 | 16E25G10H08D05M01W03 | 57.41 | 4.55 | 0.65 | 13.97 | 76.58 | 0.7 | 1388.5145 | 878.43 | 0.69173 | 0.13498
25038 | 16E25G10H08D06M01W02 | 53.58 | 3.79 | 0.65 | 18.71 | 76.73 | 0.54444 | 1275.7105 | 898.8 | 0.74322 | 0.13329
25039 | 16E25G10H08D06M01W03 | 53.58 | 3.79 | 0.65 | 13.97 | 71.99 | 0.54444 | 1275.7105 | 832.86 | 0.74322 | 0.18683 | 1
25040 | 16E25G10H08D07M01W02 | 58.36 | 4.78 | 0.65 | 18.71 | 82.5 | 0.77778 | 1417.2282 | 955.92 | 0.67615 | 0.068113
25041 | 16E25G10H08D07M01W03 | 58.36 | 4.78 | 0.65 | 13.97 | 77.76 | 0.77778 | 1417.2282 | 889.98 | 0.67615 | 0.12165
25042 | 16E25G10H08D07M01W04 | 58.36 | 4.78 | 0.65 | 10.04 | 73.83 | 0.77778 | 1417.2282 | 835.59 | 0.67615 | 0.16605 | 1
25043 | 16E25G10H08D07M02W02 | 58.59 | 3.41 | 0.65 | 18.71 | 81.36 | 0.38889 | 1343.3929 | 958.23 | 0.76897 | 0.080989
25044 | 16E25G10H09D05M01W02 | 55.25 | 4.55 | 0.65 | 18.71 | 79.16 | 0.7 | 1388.5145 | 915.81 | 0.69173 | 0.10584
25045 | 16E25G10H09D05M01W03 | 55.25 | 4.55 | 0.65 | 13.97 | 74.42 | 0.7 | 1388.5145 | 849.87 | 0.69173 | 0.15938 | 1
25046 | 16E25G10H09D07M01W02 | 56.17 | 4.78 | 0.65 | 18.71 | 80.31 | 0.77778 | 1417.2282 | 926.94 | 0.67615 | 0.09285
25047 | 16E25G10H09D07M01W03 | 56.17 | 4.78 | 0.65 | 13.97 | 75.57 | 0.77778 | 1417.2282 | 861 | 0.67615 | 0.14639
25048 | 16E25G10H09D07M01W04 | 56.17 | 4.78 | 0.65 | 10.04 | 71.64 | 0.77778 | 1417.2282 | 806.61 | 0.67615 | 0.19078 | 1
25049 | 16E25G10H09D07M02W02 | 56.39 | 3.41 | 0.65 | 18.71 | 79.16 | 0.38889 | 1343.3929 | 929.04 | 0.76897 | 0.10584
25050 | 16E25G10H10D05M01W02 | 65.18 | 4.15 | 0.65 | 18.71 | 88.69 | 0.62222 | 1365.9537 | 1047.27 | 0.71883 | -0.0018073
25051 | 16E25G10H10D05M01W03 | 65.18 | 4.15 | 0.65 | 13.97 | 83.95 | 0.62222 | 1365.9537 | 981.33 | 0.71883 | 0.051734
25052 | 16E25G10H10D07M01W02 | 66.27 | 4.37 | 0.65 | 18.71 | 90 | 0.7 | 1394.6674 | 1060.29 | 0.70393 | -0.016605
25053 | 16E25G10H10D07M01W03 | 66.27 | 4.37 | 0.65 | 13.97 | 85.26 | 0.7 | 1394.6674 | 994.35 | 0.70393 | 0.036937
25054 | 16E25G10H10D07M01W04 | 66.27 | 4.37 | 0.65 | 10.04 | 81.33 | 0.7 | 1394.6674 | 939.96 | 0.70393 | 0.081328
25055 | 16E25G10H10D07M02W02 | 66.53 | 3.12 | 0.65 | 18.71 | 89.01 | 0.38889 | 1326.9851 | 1063.02 | 0.78862 | -0.0054219
25056 | 16E25G10H11D05M01W02 | 65.18 | 4.07 | 0.65 | 18.71 | 88.61 | 0.62222 | 1361.8517 | 1047.27 | 0.72425 | -0.00090365
25057 | 16E25G10H11D05M01W03 | 65.18 | 4.07 | 0.65 | 13.97 | 83.87 | 0.62222 | 1361.8517 | 981.33 | 0.72425 | 0.052638
25058 | 16E25G10H11D06M01W02 | 60.83 | 3.4 | 0.65 | 18.71 | 83.59 | 0.54444 | 1253.1497 | 994.77 | 0.76965 | 0.0558
25059 | 16E25G10H11D06M01W03 | 60.83 | 3.4 | 0.65 | 13.97 | 78.85 | 0.54444 | 1253.1497 | 928.83 | 0.76965 | 0.10934
25060 | 16E25G10H11D07M01W02 | 66.27 | 4.28 | 0.65 | 18.71 | 89.91 | 0.7 | 1390.5655 | 1060.29 | 0.71003 | -0.015588
25061 | 16E25G10H11D07M01W03 | 66.27 | 4.28 | 0.65 | 13.97 | 85.17 | 0.7 | 1390.5655 | 994.35 | 0.71003 | 0.037953
25062 | 16E25G10H11D07M01W04 | 66.27 | 4.28 | 0.65 | 10.04 | 81.24 | 0.7 | 1390.5655 | 939.96 | 0.71003 | 0.082345
25063 | 16E25G10H11D07M02W02 | 66.53 | 3.06 | 0.65 | 18.71 | 88.95 | 0.38889 | 1322.8831 | 1063.02 | 0.79268 | -0.0047442
25064 | 16E25G10H12D05M01W02 | 56.65 | 3.4 | 0.65 | 18.71 | 79.41 | 0.54444 | 1041.8986 | 954.66 | 0.76965 | 0.10302
25065 | 16E25G10H12D05M01W03 | 56.65 | 3.4 | 0.65 | 13.97 | 74.67 | 0.54444 | 1041.8986 | 888.72 | 0.76965 | 0.15656 | 1
25066 | 16E25G10H12D07M01W02 | 57.59 | 3.57 | 0.65 | 18.71 | 80.52 | 0.54444 | 1064.4594 | 966.42 | 0.75813 | 0.090478
25067 | 16E25G10H12D07M01W03 | 57.59 | 3.57 | 0.65 | 13.97 | 75.78 | 0.54444 | 1064.4594 | 900.48 | 0.75813 | 0.14402
25068 | 16E25G10H12D07M01W04 | 57.59 | 3.57 | 0.65 | 10.04 | 71.85 | 0.54444 | 1064.4594 | 846.09 | 0.75813 | 0.18841 | 1
25069 | 16E25G10H12D07M02W02 | 57.82 | 2.55 | 0.65 | 18.71 | 79.73 | 0.31111 | 1007.0319 | 968.73 | 0.82724 | 0.099401
25070 | 16E25G10H13D05M01W02 | 56.65 | 3.07 | 0.65 | 18.71 | 79.08 | 0.46667 | 1019.3378 | 954.66 | 0.79201 | 0.10674
25071 | 16E25G10H13D05M01W03 | 56.65 | 3.07 | 0.65 | 13.97 | 74.34 | 0.46667 | 1019.3378 | 888.72 | 0.79201 | 0.16028 | 1
25072 | 16E25G10H13D07M01W02 | 57.59 | 3.22 | 0.65 | 18.71 | 80.17 | 0.46667 | 1041.8986 | 966.42 | 0.78184 | 0.094431
25073 | 16E25G10H13D07M01W03 | 57.59 | 3.22 | 0.65 | 13.97 | 75.43 | 0.46667 | 1041.8986 | 900.48 | 0.78184 | 0.14797
25074 | 16E25G10H13D07M01W04 | 57.59 | 3.22 | 0.65 | 10.04 | 71.5 | 0.46667 | 1041.8986 | 846.09 | 0.78184 | 0.19236 | 1
25075 | 16E25G10H13D07M02W02 | 57.82 | 2.3 | 0.65 | 18.71 | 79.48 | 0.31111 | 990.6241 | 968.73 | 0.84417 | 0.10223
25076 | 16E25G10H14D05M01W02 | 65.18 | 3.69 | 0.65 | 18.71 | 88.23 | 0.54444 | 1335.189 | 1047.27 | 0.75 | 0.0033887
25077 | 16E25G10H14D05M01W03 | 65.18 | 3.69 | 0.65 | 13.97 | 83.49 | 0.54444 | 1335.189 | 981.33 | 0.75 | 0.05693
25078 | 16E25G10H14D07M01W02 | 66.27 | 3.88 | 0.65 | 18.71 | 89.51 | 0.62222 | 1361.8517 | 1060.29 | 0.73713 | -0.01107
25079 | 16E25G10H14D07M01W03 | 66.27 | 3.88 | 0.65 | 13.97 | 84.77 | 0.62222 | 1361.8517 | 994.35 | 0.73713 | 0.042471
25080 | 16E25G10H14D07M01W04 | 66.27 | 3.88 | 0.65 | 10.04 | 80.84 | 0.62222 | 1361.8517 | 939.96 | 0.73713 | 0.086863
25081 | 16E25G10H14D07M02W02 | 66.53 | 2.77 | 0.65 | 18.71 | 88.66 | 0.31111 | 1304.4243 | 1063.02 | 0.81233 | -0.0014684
25082 | 16E25G12H07D04M01W02 | 72.51 | 19.83 | 0.65 | 18.71 | 111.7 | 3.4222 | 2342.2209 | 1134 | -0.3435 | -0.26172
25083 | 16E25G12H07D05M01W02 | 61.63 | 15.87 | 0.65 | 18.71 | 96.86 | 2.7222 | 1962.7893 | 1002.54 | -0.075203 | -0.094092
25084 | 16E25G12H07D05M01W03 | 61.63 | 15.87 | 0.65 | 13.97 | 92.12 | 2.7222 | 1962.7893 | 936.6 | -0.075203 | -0.040551
25085 | 16E25G12H07D06M01W02 | 57.7 | 13.87 | 0.65 | 18.71 | 90.93 | 2.3333 | 1794.6088 | 955.08 | 0.060298 | -0.027109
25086 | 16E25G12H07D06M01W03 | 57.7 | 13.87 | 0.65 | 13.97 | 86.19 | 2.3333 | 1794.6088 | 889.14 | 0.060298 | 0.026432
25087 | 16E25G12H07D07M01W02 | 62.62 | 16.45 | 0.65 | 18.71 | 98.43 | 2.8 | 2009.9619 | 1014.51 | -0.1145 | -0.11183
25088 | 16E25G12H07D07M01W03 | 62.62 | 16.45 | 0.65 | 13.97 | 93.69 | 2.8 | 2009.9619 | 948.57 | -0.1145 | -0.058285
25089 | 16E25G12H07D07M01W04 | 62.62 | 16.45 | 0.65 | 10.04 | 89.76 | 2.8 | 2009.9619 | 894.18 | -0.1145 | -0.013894
25090 | 16E25G12H07D07M02W02 | 62.55 | 13.79 | 0.65 | 18.71 | 95.7 | 2.4111 | 1860.2403 | 1012.83 | 0.065718 | -0.080989
25091 | 16E25G12H08D05M01W02 | 54.28 | 15.87 | 0.65 | 18.71 | 89.51 | 2.7222 | 1962.7893 | 905.52 | -0.075203 | -0.01107
25092 | 16E25G12H08D05M01W03 | 54.28 | 15.87 | 0.65 | 13.97 | 84.77 | 2.7222 | 1962.7893 | 839.58 | -0.075203 | 0.042471
25093 | 16E25G12H08D06M01W02 | 50.81 | 13.87 | 0.65 | 18.71 | 84.04 | 2.3333 | 1794.6088 | 864.36 | 0.060298 | 0.050717
25094 | 16E25G12H08D06M01W03 | 50.81 | 13.87 | 0.65 | 13.97 | 79.3 | 2.3333 | 1794.6088 | 798.42 | 0.060298 | 0.10426
25095 | 16E25G12H08D07M01W02 | 55.14 | 16.45 | 0.65 | 18.71 | 90.95 | 2.8 | 2009.9619 | 916.02 | -0.1145 | -0.027335
25096 | 16E25G12H08D07M01W03 | 55.14 | 16.45 | 0.65 | 13.97 | 86.21 | 2.8 | 2009.9619 | 850.08 | -0.1145 | 0.026206
25097 | 16E25G12H08D07M01W04 | 55.14 | 16.45 | 0.65 | 10.04 | 82.28 | 2.8 | 2009.9619 | 795.69 | -0.1145 | 0.070598
25098 | 16E25G12H08D07M02W02 | 55.09 | 13.79 | 0.65 | 18.71 | 88.24 | 2.4111 | 1860.2403 | 914.55 | 0.065718 | 0.0032757
25099 | 16E25G12H09D05M01W02 | 52.23 | 15.87 | 0.65 | 18.71 | 87.46 | 2.7222 | 1962.7893 | 878.64 | -0.075203 | 0.012086
25100 | 16E25G12H09D05M01W03 | 52.23 | 15.87 | 0.65 | 13.97 | 82.72 | 2.7222 | 1962.7893 | 812.7 | -0.075203 | 0.065627
25101 | 16E25G12H09D07M01W02 | 53.07 | 16.45 | 0.65 | 18.71 | 88.88 | 2.8 | 2009.9619 | 888.51 | -0.1145 | -0.0039535
25102 | 16E25G12H09D07M01W03 | 53.07 | 16.45 | 0.65 | 13.97 | 84.14 | 2.8 | 2009.9619 | 822.57 | -0.1145 | 0.049588
25103 | 16E25G12H09D07M01W04 | 53.07 | 16.45 | 0.65 | 10.04 | 80.21 | 2.8 | 2009.9619 | 768.18 | -0.1145 | 0.093979
25104 | 16E25G12H09D07M02W02 | 53.01 | 13.79 | 0.65 | 18.71 | 86.16 | 2.4111 | 1860.2403 | 887.25 | 0.065718 | 0.026771
25105 | 16E25G12H10D05M01W02 | 61.63 | 14.49 | 0.65 | 18.71 | 95.48 | 2.4111 | 1888.954 | 1002.54 | 0.018293 | -0.078504
25106 | 16E25G12H10D05M01W03 | 61.63 | 14.49 | 0.65 | 13.97 | 90.74 | 2.4111 | 1888.954 | 936.6 | 0.018293 | -0.024963
25107 | 16E25G12H10D07M01W02 | 62.62 | 15.01 | 0.65 | 18.71 | 96.99 | 2.5667 | 1934.0756 | 1014.51 | -0.016938 | -0.095561
25108 | 16E25G12H10D07M01W03 | 62.62 | 15.01 | 0.65 | 13.97 | 92.25 | 2.5667 | 1934.0756 | 948.57 | -0.016938 | -0.04202
25109 | 16E25G12H10D07M01W04 | 62.62 | 15.01 | 0.65 | 10.04 | 88.32 | 2.5667 | 1934.0756 | 894.18 | -0.016938 | 0.0023721
25110 | 16E25G12H10D07M02W02 | 62.55 | 12.59 | 0.65 | 18.71 | 94.5 | 2.1778 | 1794.6088 | 1012.83 | 0.14702 | -0.067435
25111 | 16E25G12H11D05M01W02 | 61.63 | 14.19 | 0.65 | 18.71 | 95.18 | 2.3333 | 1876.6481 | 1002.54 | 0.038618 | -0.075116
25112 | 16E25G12H11D05M01W03 | 61.63 | 14.19 | 0.65 | 13.97 | 90.44 | 2.3333 | 1876.6481 | 936.6 | 0.038618 | -0.021575
25113 | 16E25G12H11D06M01W02 | 57.7 | 12.41 | 0.65 | 18.71 | 89.47 | 2.0222 | 1718.7225 | 955.08 | 0.15921 | -0.010618
25114 | 16E25G12H11D06M01W03 | 57.7 | 12.41 | 0.65 | 13.97 | 84.73 | 2.0222 | 1718.7225 | 889.14 | 0.15921 | 0.042923
25115 | 16E25G12H11D07M01W02 | 62.62 | 14.7 | 0.65 | 18.71 | 96.68 | 2.4889 | 1921.7697 | 1014.51 | 0.004065 | -0.092059
25116 | 16E25G12H11D07M01W03 | 62.62 | 14.7 | 0.65 | 13.97 | 91.94 | 2.4889 | 1921.7697 | 948.57 | 0.004065 | -0.038518
25117 | 16E25G12H11D07M01W04 | 62.62 | 14.7 | 0.65 | 10.04 | 88.01 | 2.4889 | 1921.7697 | 894.18 | 0.004065 | 0.0058737
25118 | 16E25G12H11D07M02W02 | 62.55 | 12.33 | 0.65 | 18.71 | 94.24 | 2.1 | 1784.3539 | 1012.83 | 0.16463 | -0.064498
25119 | 16E25G12H12D05M01W02 | 53.57 | 11.83 | 0.65 | 18.71 | 84.76 | 1.9444 | 1478.7577 | 915.39 | 0.19851 | 0.042584
25120 | 16E25G12H12D05M01W03 | 53.57 | 11.83 | 0.65 | 13.97 | 80.02 | 1.9444 | 1478.7577 | 849.45 | 0.19851 | 0.096126
25121 | 16E25G12H12D07M01W02 | 54.43 | 12.26 | 0.65 | 18.71 | 86.05 | 2.0222 | 1513.6244 | 925.89 | 0.16938 | 0.028013
25122 | 16E25G12H12D07M01W03 | 54.43 | 12.26 | 0.65 | 13.97 | 81.31 | 2.0222 | 1513.6244 | 859.95 | 0.16938 | 0.081554
25123 | 16E25G12H12D07M01W04 | 54.43 | 12.26 | 0.65 | 10.04 | 77.38 | 2.0222 | 1513.6244 | 805.56 | 0.16938 | 0.12595
25124 | 16E25G12H12D07M02W02 | 54.37 | 10.28 | 0.65 | 18.71 | 84.01 | 1.7111 | 1400.8204 | 924.42 | 0.30352 | 0.051056
25125 | 16E25G12H13D05M01W02 | 53.57 | 10.7 | 0.65 | 18.71 | 83.63 | 1.7889 | 1404.9224 | 915.39 | 0.27507 | 0.055348
25126 | 16E25G12H13D05M01W03 | 53.57 | 10.7 | 0.65 | 13.97 | 78.89 | 1.7889 | 1404.9224 | 849.45 | 0.27507 | 0.10889
25127 | 16E25G12H13D07M01W02 | 54.43 | 11.09 | 0.65 | 18.71 | 84.88 | 1.8667 | 1437.7381 | 925.89 | 0.24864 | 0.041229
25128 | 16E25G12H13D07M01W03 | 54.43 | 11.09 | 0.65 | 13.97 | 80.14 | 1.8667 | 1437.7381 | 859.95 | 0.24864 | 0.09477
25129 | 16E25G12H13D07M01W04 | 54.43 | 11.09 | 0.65 | 10.04 | 76.21 | 1.8667 | 1437.7381 | 805.56 | 0.24864 | 0.13916
25130 | 16E25G12H13D07M02W02 | 54.37 | 9.3 | 0.65 | 18.71 | 83.03 | 1.6333 | 1337.24 | 924.42 | 0.36992 | 0.062126
25131 | 16E25G12H14D05M01W02 | 61.63 | 12.87 | 0.65 | 18.71 | 93.86 | 2.1778 | 1792.5579 | 1002.54 | 0.12805 | -0.060206
25132 | 16E25G12H14D05M01W03 | 61.63 | 12.87 | 0.65 | 13.97 | 89.12 | 2.1778 | 1792.5579 | 936.6 | 0.12805 | -0.0066644
25133 | 16E25G12H14D07M01W02 | 62.62 | 13.34 | 0.65 | 18.71 | 95.32 | 2.2556 | 1833.5775 | 1014.51 | 0.096206 | -0.076697
25134 | 16E25G12H14D07M01W03 | 62.62 | 13.34 | 0.65 | 13.97 | 90.58 | 2.2556 | 1833.5775 | 948.57 | 0.096206 | -0.023156
25135 | 16E25G12H14D07M01W04 | 62.62 | 13.34 | 0.65 | 10.04 | 86.65 | 2.2556 | 1833.5775 | 894.18 | 0.096206 | 0.021236
25136 | 16E25G12H14D07M02W02 | 62.55 | 11.18 | 0.65 | 18.71 | 93.09 | 1.9444 | 1710.5186 | 1012.83 | 0.24255 | -0.051508

## Instructions (hidden)
1. open data spreadsheet and select "data"
2. paste values in "data" tab
3. if number of rows smaller than last time, delete extra rows at end of "data" tab
4. update name "data" and "data_run" range to total rows + 3
4. add or delete rows as needed
5. in "summary" tab, everything depends on colum "B" having the hardwired run #, so unhide and update
6. update groups and codes as needed
7. update "TierData", "TierDataFilter", "TierRange", "TierRuns", "TierTotal" to RunsPerCZ + header rows
Before saving, hide rows, columns on summary tab; set cursor to into tab

## Constants (hidden)
Run | 1
RunTitle | 2
TDVHeat | 3
TDVCool | 4
TDVFan | 5
TDVDhw | 6
TDVTotal | 7
kW | 8
kWh | 9
Therms | 10
AboveCool | 11
AboveTotal | 12
TierLevel | 13
Filter1kW | 14
Filter1kWh | 15
Filter1Therms | 16
Filter2kW | 17
Filter2kWh | 18
Filter2Therms | 19
Ave | 1 | for use in SUBTOTAL function
Min | 5
Max | 4
Tier2Cool | 0.4
Tier2Total | 0.35
Tier1Total | 0.15
CodeDesc | 2
CodeCode | 3
CodeCost | 4
Costs |  | Total
Run | Description | Cost
Low | Low | 12
Average | Average | 13
High | High | 14
Standard |  | Total
Run | Description | Cost
2005 | 2005 Standards | n/a
Size |  | Total
Run | Description | Cost
2100 | S21 | n/a
Prototype |  | Total
Run | Description | Cost
S21 | 2100 ft2 One Story | n/a
Sources
Minimum
See Notes
Missing
Estimate
Other
Utility
Builder
Author
1.25xlow
0.75xhigh
Reference
Standard
Baseline

## Prototype2100
2100 ft2 One Story Slab on Grade
Prototype used by CEC for 2008 Standard development
Note that the glass area and distribution provided on these drawings is only to show a realistic image of the home
Glass area set to average value for California homes at 17.29% of floor area
Glass orientation divided equally on the four orientations to model average case
http://www.energy.ca.gov/title24/2008standards/prerulemaking/documents/2006-03-28_workshop/2006-03-27_RES_STARTS-PROTOTYPES.PDF
Front View
Back View
Floor Plan
Details
Component | Description
Ceiling height | 9 ft
Conditioned floor area | 2100 ft2
Conditioned volume | 18900 ft2
Gross areas
Slab | 2100 ft2
Slab perimeter, outside | 162 ft
Slab perimeter, garage | 30 ft
Ceiling | 2100 ft2, vented attic
Front wall | 270 ft2
Front garage wall | 180 ft2, shaded
Left wall | 324 ft2
Left garage wall | 90 ft2, shaded
Back wall | 450 ft2
Right wall | 414 ft2
Doors
Front door | 20 ft2
Garage door | 20 ft2
Overhangs | 1 ft (when modeled)

## Prototype2700
2700 ft2 Two Story Slab on Grade
Prototype used by CEC for 2008 Standard development
Note that the glass area and distribution provided on these drawings is only to show a realistic image of the home
Glass area set to average value for California homes at 17.29% of floor area
Glass orientation divided equally on the four orientations to model average case
http://www.energy.ca.gov/title24/2008standards/prerulemaking/documents/2006-03-28_workshop/2006-03-27_RES_STARTS-PROTOTYPES.PDF
Front View
Back View
First Floor Plan
Second Floor Plan
Details
Component | Description
Ceiling height | 9 ft
Conditioned floor area | 2700 ft2
Conditioned volume | 25750 ft2
Gross areas
Slab | 1250 ft2
Slab perimeter, outside | 128 ft
Slab perimeter, garage | 30 ft
Ceiling | 1450 ft2, vented attic
Floor over garage | 200 ft2
Front wall | 270 ft2
Front garage wall | 180 ft2, shaded
Left wall | 551 ft2
Back wall | 950 ft2
Right wall | 461 ft2
Right garage wall | 90 ft2, shaded
Doors
Front door | 20 ft2
Garage door | 20 ft2
Overhangs | 1 ft (when modeled)

## Weighting (hidden)
Weighting of Homes and Average Glass Area
Areas and Systems
| One Story | Two Story
GlassArea | 364 | 468
WallArea | 1404 | 2074
CeilingArea | 2100 | 1450
RoofArea | 2625 | 1812.5
SlabArea | 2100 | 1250
SlabLength | 194 | 158
FloorArea | 2100 | 2700
DuctArea | 672 | 999 | CEC default
DuctDia | 12 | 12 | average for home
DuctLength | 214.0127 | 318.1529
Systems | 1 | 1
Units | 1 | 1
From 2008 CEC standards proceeding based on data from SMUD and RLW Analytics
Number of Stories
One | 45%
Two | 55%
Total | 100%
From 2005 CEC standards proceeding based on data from Itron
Average Glazing Areas
Glazing | Single | Multi | Single | Multi
Area | Family | Family | Family | Family
% floor | % occur | % occur | % ave | % ave
7% | 0.2% | 0.7% | 0.014% | 0.049%
8% | 0% | 0% | 0% | 0%
9% | 0.4% | 5% | 0.036% | 0.45%
10% | 1.5% | 7.1% | 0.15% | 0.71%
11% | 1.5% | 7.1% | 0.165% | 0.781%
12% | 3.7% | 12.8% | 0.444% | 1.536%
13% | 5.6% | 12.1% | 0.728% | 1.573%
14% | 8.6% | 12.1% | 1.204% | 1.694%
15% | 12% | 7.1% | 1.8% | 1.065%
16% | 12.7% | 9.9% | 2.032% | 1.584%
17% | 10.7% | 5.7% | 1.819% | 0.969%
18% | 10.1% | 6.4% | 1.818% | 1.152%
19% | 8.9% | 3.5% | 1.691% | 0.665%
20% | 7.1% | 2.8% | 1.42% | 0.56%
21% | 3.9% | 3.5% | 0.819% | 0.735%
22% | 3.5% | 2.8% | 0.77% | 0.616%
23% | 2.7% | 0.7% | 0.621% | 0.161%
24% | 2.5% | 0% | 0.6% | 0%
25% | 1.7% | 0% | 0.425% | 0%
26% | 1.3% | 0% | 0.338% | 0%
27% | 0.5% | 0% | 0.135% | 0%
28% | 0.2% | 0% | 0.056% | 0%
29% | 0.7% | 0% | 0.203% | 0%
30% | 0% | 0.7% | 0% | 0.21%
Total | 100% | 100% | 17.29% | 14.51%
Tier Definitions
Description | Cooling | Total
Tier1 | NR | 15% |  | NR = no requirement
Tier2 | 40% | 35%