## StatewideResults
This tab shows the statewide summary for all climate zones.
The Tier 1 Average includes only data that is 15% to 20% above the 2005 standard.
The Tier 2 Average includes only data that is 35% to 40% above the 2005 standard.
There is no data the user should change on this tab.
| kW | kWh | Therms | kW | kWh | Therms | Filter1kW | Filter1kWh | Filter1Therms | Filter2kW | Filter2kWh | Filter2Therms
Statewide Results |  |  | 2100 ft2 home |  | 2008 software |  | 2005 standard design
[7 empty] | Site Energy | [9 empty] | Energy Savings from Standard | [5 empty] | Energy Savings from Baseline
Climate |  | Standard |  |  | Baseline |  |  | Tier 1 Average |  |  | Tier 2 Average |  |  | Baseline |  |  | Tier 1 Average |  |  | Tier 2 Average |  |  | Tier 1 Average |  |  | Tier 2 Average
Zone | kW | kWh | Therms | kW | kWh | Therms | kW | kWh | Therms | kW | kWh | Therms | kW | kWh | Therms | kW | kWh | Therms | kW | kWh | Therms | kW | kWh | Therms | kW | kWh | Therms
01 | 0.15556 | 549.6631 | 628.11 | 0 | 518.8983 | 534.45 | 0.0031489 | 463.5633 | 517.321 | 0 | 401.7095 | 388.1053 | 0.15556 | 30.7647 | 93.66 | 0.15241 | 86.0997 | 110.789 | 0.15556 | 147.9536 | 240.0047 | -0.0031489 | 55.335 | 17.129 | 0 | 117.1888 | 146.3447 | 01E01G02H01D02M01W01 | 1 | 01E18G12H08D05M01W02 | 371
02 | 3.1111 | 1146.4987 | 648.06 | 3.7333 | 1078.8163 | 548.52 | 2.6901 | 922.2307 | 544.3172 | 1.6822 | 577.7425 | 439.6945 | -0.62222 | 67.6824 | 99.54 | 0.42104 | 224.268 | 103.7428 | 1.4289 | 568.7562 | 208.3655 | 1.0433 | 156.5856 | 4.2028 | 2.0511 | 501.0738 | 108.8255 | 02E02G05H02D02M01W01 | 1572 | 02E18G10H07D04M01W02 | 1823
03 | 0.62222 | 555.816 | 479.43 | 0 | 346.6159 | 435.75 | 0.14157 | 368.1512 | 410.097 | 0.063913 | 297.2496 | 310.3663 | 0.62222 | 209.2001 | 43.68 | 0.48065 | 187.6648 | 69.333 | 0.55831 | 258.5664 | 169.0637 | -0.14157 | -21.5353 | 25.653 | -0.063913 | 49.3662 | 125.3837 | 03E03G01H01D02M01W01 | 3143 | 03E18G10H07D07M01W02 | 3454
04 | 1.0111 | 639.9062 | 559.65 | 0.77778 | 500.4395 | 462.63 | 0.5065 | 475.0273 | 475.6577 | 0.16708 | 343.4906 | 364.0511 | 0.23333 | 139.4667 | 97.02 | 0.50461 | 164.8789 | 83.9923 | 0.84403 | 296.4157 | 195.5989 | 0.27127 | 25.4122 | -13.0277 | 0.6107 | 156.9489 | 98.5789 | 04E04G04H01D02M01W01 | 4714 | 04E18G10H07D04M01W02 | 4965
05 | 1.5556 | 512.7454 | 450.66 | 1.6333 | 504.5415 | 421.05 | 0.48555 | 333.6461 | 387.5216 | 0.43221 | 271.3267 | 293.6332 | -0.077778 | 8.2039 | 29.61 | 1.07 | 179.0993 | 63.1384 | 1.1233 | 241.4187 | 157.0268 | 1.1478 | 170.8954 | 33.5284 | 1.2011 | 233.2148 | 127.4168 | 05E05G01H01D02M01W01 | 6285 | 05E25G12H07D04M01W02 | 7801
06 | 0.54444 | 533.2552 | 318.99 | 0 | 242.0158 | 322.77 | 0.17001 | 278.7889 | 286.9583 | 0.14974 | 251.6987 | 213.0971 | 0.54444 | 291.2394 | -3.78 | 0.37443 | 254.4663 | 32.0317 | 0.39471 | 281.5565 | 105.8929 | -0.17001 | -36.773 | 35.8117 | -0.14974 | -9.6829 | 109.6729 | 06E06G01H01D01M01W01 | 7856 | 06E25G10H07D04M01W02 | 9317
07 | 0.46667 | 451.2159 | 342.72 | 0.23333 | 360.9728 | 304.5 | 0.11368 | 293.6848 | 303.9427 | 0.02381 | 208.5304 | 242.2443 | 0.23333 | 90.2432 | 38.22 | 0.35299 | 157.5312 | 38.7773 | 0.44286 | 242.6855 | 100.4757 | 0.11966 | 67.288 | 0.55731 | 0.20952 | 152.4423 | 62.2557 | 07E07G04H01D01M01W01 | 9427 | 07E25G10H07D04M01W02 | 10833
08 | 2.8 | 830.6475 | 365.4 | 3.2667 | 820.3926 | 301.98 | 2.45 | 635.8569 | 312.2808 | 1.5561 | 375.1576 | 267.7337 | -0.46667 | 10.2549 | 63.42 | 0.35 | 194.7907 | 53.1192 | 1.2439 | 455.4899 | 97.6663 | 0.81667 | 184.5357 | -10.3008 | 1.7106 | 445.235 | 34.2463 | 08E08G04H02D01M01W01 | 10998 | 08E18G10H07D04M01W02 | 11249
09 | 3.1111 | 1290.0674 | 353.43 | 3.1889 | 1128.0398 | 282.87 | 2.869 | 1051.922 | 295.0771 | 2.0228 | 628.9351 | 262.9483 | -0.077778 | 162.0275 | 70.56 | 0.24211 | 238.1454 | 58.3529 | 1.0883 | 661.1323 | 90.4817 | 0.31989 | 76.1179 | -12.2071 | 1.166 | 499.1047 | 19.9217 | 09E09G04H02D02M01W01 | 12569 | 09E18G10H07D07M01W02 | 12825
10 | 4.0444 | 2110.46 | 386.82 | 3.5778 | 1847.9344 | 308.91 | 3.6722 | 1812.4892 | 300.9533 | 2.6339 | 1122.7232 | 289.115 | 0.46667 | 262.5256 | 77.91 | 0.37227 | 297.9708 | 85.8667 | 1.4106 | 987.7368 | 97.705 | -0.094397 | 35.4452 | 7.9567 | 0.94391 | 725.2111 | 19.795 | 10E10G05H03D02M01W01 | 14140 | 10E18G10H10D05M01W02 | 14414
11 | 3.4222 | 2586.2877 | 595.77 | 2.9556 | 2305.3033 | 505.89 | 2.8139 | 2168.3684 | 474.8419 | 1.5834 | 1397.4274 | 424.6433 | 0.46667 | 280.9845 | 89.88 | 0.60828 | 417.9193 | 120.9281 | 1.8388 | 1188.8603 | 171.1267 | 0.14161 | 136.9348 | 31.0481 | 1.3722 | 907.8758 | 81.2467 | 11E11G05H03D02M01W01 | 15711 | 11E18G10H11D05M01W02 | 15991
12 | 2.8 | 1538.2362 | 577.71 | 2.7222 | 1411.0753 | 490.56 | 2.3357 | 1228.4425 | 482.5002 | 1.314 | 794.697 | 406.8998 | 0.077778 | 127.1609 | 87.15 | 0.46425 | 309.7936 | 95.2098 | 1.486 | 743.5392 | 170.8102 | 0.38648 | 182.6328 | 8.0598 | 1.4082 | 616.3783 | 83.6602 | 12E12G05H03D02M01W01 | 17282 | 12E18G10H10D05M01W02 | 17556
13 | 4.6667 | 3802.5198 | 484.89 | 4.1222 | 3494.8725 | 410.55 | 4.115 | 3242.0857 | 376.0363 | 2.8561 | 2073.7105 | 352.2939 | 0.54444 | 307.6472 | 74.34 | 0.55166 | 560.4341 | 108.8537 | 1.8106 | 1728.8093 | 132.5961 | 0.0072112 | 252.7869 | 34.5137 | 1.2661 | 1421.1621 | 58.2561 | 13E13G05H03D02M01W01 | 18853 | 13E18G10H11D05M01W02 | 19133
14 | 4.6667 | 3291.8254 | 574.14 | 3.9667 | 2795.4878 | 513.66 | 4.0987 | 2779.2789 | 455.644 | 2.8241 | 1813.3152 | 408.4319 | 0.7 | 496.3375 | 60.48 | 0.56801 | 512.5465 | 118.496 | 1.8425 | 1478.5102 | 165.7081 | -0.13199 | 16.209 | 58.016 | 1.1425 | 982.1726 | 105.2281 | 14E14G05H03D03M01W01 | 20424 | 14E18G11H11D05M01W02 | 20759
15 | 5.3667 | 8074.7143 | 260.82 | 4.4333 | 6704.6587 | 236.46 | 4.5843 | 6789.9483 | 188.1404 | 3.1905 | 4630.8599 | 219.1306 | 0.93333 | 1370.0557 | 24.36 | 0.78233 | 1284.766 | 72.6796 | 2.1762 | 3443.8544 | 41.6894 | -0.15101 | -85.2896 | 48.3196 | 1.2428 | 2073.7987 | 17.3294 | 15E15G05H03D03M01W01 | 21995 | 15E18G11H11D05M01W02 | 22330
16 | 2.4889 | 1759.7422 | 918.12 | 0.23333 | 1146.4987 | 956.13 | 0.92486 | 1218.5876 | 829.1486 | 0.44147 | 880.3622 | 648.9799 | 2.2556 | 613.2435 | -38.01 | 1.564 | 541.1545 | 88.9714 | 2.0474 | 879.38 | 269.1401 | -0.69153 | -72.089 | 126.9814 | -0.20814 | 266.1365 | 307.1501 | 16E16G03H01D03M01W01 | 23566 | 16E18G10H07D05M01W02 | 23873
Average | 2.5521 | 1854.6001 | 496.545 | 2.1778 | 1575.4102 | 439.7925 | 1.9984 | 1503.8795 | 415.0274 | 1.3088 | 1004.3085 | 345.7105 | 0.37431 | 279.1899 | 56.7525 | 0.55369 | 350.7206 | 81.5176 | 1.2432 | 850.2916 | 150.8345 | 0.17939 | 71.5307 | 24.7651 | 0.86894 | 571.1017 | 94.082
Minimum | 0.15556 | 451.2159 | 260.82 | 0 | 242.0158 | 236.46 | 0.0031489 | 278.7889 | 188.1404 | 0 | 208.5304 | 213.0971 | -0.62222 | 8.2039 | -38.01 | 0.15241 | 86.0997 | 32.0317 | 0.15556 | 147.9536 | 41.6894 | -0.69153 | -85.2896 | -13.0277 | -0.20814 | -9.6829 | 17.3294
Maximum | 5.3667 | 8074.7143 | 918.12 | 4.4333 | 6704.6587 | 956.13 | 4.5843 | 6789.9483 | 829.1486 | 3.1905 | 4630.8599 | 648.9799 | 2.2556 | 1370.0557 | 99.54 | 1.564 | 1284.766 | 120.9281 | 2.1762 | 3443.8544 | 269.1401 | 1.1478 | 252.7869 | 126.9814 | 2.0511 | 2073.7987 | 307.1501

## ClimateZoneResults
This tab shows the results for a climate zone, cost level and reference case selected by the user.
The Tier 1 filters show either all Tier 1 data or only data that is 15% to 20% above the 2005 standard.
The Tier 2 filters show either all Tier 2 data or only data that is 35% to 40% above the 2005 standard.
The user may change the criteria in cells G8, G9 & G10 shown in green.
After changing the criteria, then press a Sort and a Filter button.
[6 empty] | Choose Criteria Here |  |  |  | Sort Buttons |  |  | Filter Buttons |  |  | Run Statistics
[6 empty] | 05 | Climate Zone |  |  | Sort | [5 empty] | 1571 | runs
[6 empty] | Average | Cost Level |  | X | [6 empty] | 869 | Tier 1
[6 empty] | Standard | Reference Case | [8 empty] | 596 | Tier 2
[6 empty] | Press a sort and a filter button after | [5 empty] | X |  |  |  | 32 | filtered
changing climate zone or cost level.
[6 empty] | G | H | I | J | K | L | M | N | O | P | Q | R | S | T | U | V
[6 empty] | G29:G1599 | H29:H1599 | I29:I1599 | J29:J1599 | K29:K1599 | L29:L1599 | M29:M1599 | N29:N1599 | O29:O1599 | P29:P1599 | Q29:Q1599 | R29:R1599 | S29:S1599 | T29:T1599 | U29:U1599 | V29:V1599
|  | Run | RunTitle |  | RunTitle | TDVHeat | TDVCool | TDVFan | TDVDhw | TDVTotal | AboveCool | AboveTotal | TierLevel |  |  | kW | kWh | Therms | kW | kWh | Therms | [6 empty] | 3 | 6 | 9 | 12 | 15 | 18
|  |  |  | Climate Zone 05 Results |  |  |  | 2100 ft2 home |  |  | 2008 software |  |  | 2005 standard design |  | Average cost level |  |  | Standard reference case
| 1571 |  |  |  |  | TDV Energy |  |  |  |  | Percent Above |  |  | Builder Cost |  | Site Energy | [5 empty] | Group Description | [5 empty] | 3: Group Code | Group Cost | [5 empty] | Measure Code | [5 empty] | Total Cost
[5 empty] | Measure | kTDV/ft2 |  |  |  |  | 2008 Standard |  | Tier | Total | Incremental | Total |  |  | Savings
| Index |  | Match |  | Code | Heat | Cool | Fan | Dhw | Total | Cool | Total | Level | $ | $ | kW | kWh | Therms | kW | kWh | Therms | Envelope | Glass | HVAC | Duct | Mass | Dhw | Envelope | Glass | HVAC | Duct | Mass | Dhw | Envelope | Glass | HVAC | Duct | Mass | Dhw | Envelope | Glass | HVAC | Duct | Mass | Dhw
|  |  | 05 | Reference | [41 empty] | ReferenceCost | ReferencekW | ReferencekWh | ReferenceTherms
| 6285 | 6285 | 05E05G01H01D02M01W01 | Standard | Standard | 15.67 | 2.53 | 0.65 | 18.87 | 37.72 | 0% | 0% | 0 | 480.5645 | 0 | 1.5556 | 512.7454 | 450.66 | 0 | 0 | 0 | Walls:R13,Roof:R30,SlabEdge:R0,Infiltration:No,RadBarrier:No,CoolRoof:No,InsQuality:No | Window:0.67 U/0.70 SHGC | AirCond:13/10,ChargeLight:No,AirFlowTest:No,FanEnergyTest:No,MaxCoolCap:No,Furnace:0.78 | Duct:R6.0,DuctTest:Yes | Mass:Std | Dhw:57% EF | E05 | G01 | H01 | D02 | M01 | W01 | 0 | 0 | 0 | 480.5645 | 0 | 0 | W130,R30,S0,IN,BN,CN,QN, | G6770, | C1310,LN,AN,FN,CCN,F78, | D6,DTY, | MN, | WN | 480.5645 | 1.5556 | 512.7454 | 450.66
| 7801 | 7801 | 05E25G12H07D04M01W02 | Baseline | Baseline | 14.84 | 2.55 | 0.65 | 17.5 | 35.54 | -0.7905% | 5.779% | 0 | 402.6895 | -77.875 | 1.6333 | 504.5415 | 421.05 | -0.077778 | 8.2039 | 29.61 | Walls:R13,Roof:R30,SlabEdge:R0,Infiltration:No,RadBarrier:No,CoolRoof:No,InsQuality:No | Window:0.49 U/0.65 SHGC | AirCond:13/10,ChargeLight:No,AirFlowTest:No,FanEnergyTest:No,MaxCoolCap:No,Furnace:0.8 | Duct:R6.0,DuctTest:No | Mass:Std | Dhw:62% EF | E25 | G12 | H07 | D04 | M01 | W02 | 0 | 159.25 | 0 | 243.4395 | 0 | 0 | W130,R30,S0,IN,BN,CN,QN, | G4965, | C1310,LN,AN,FN,CCN,F80, | D6,DTN, | MN, | WY
Filtered
|  |  |  | Average | Average of Filterd Data | 8.9313 | 0.53594 | 0.65 | 14.3 | 24.4172 | 78.82% | 35.27% | 2 | 6152.5515 | 5671.987 | 0.43507 | 270.4732 | 305.6944 | 1.1205 | 242.2722 | 144.9656 | The average value found in each column of the filtered data | [23 empty] | Ave | Ave
|  |  |  | Minimum | Minimum of Filtered Data | 5.53 | 0 | 0.65 | 9.23 | 24.34 | 43.87% | 35.02% | 2 | 2312.3774 | 1831.8129 | 0 | 184.5883 | 292.32 | 0.54444 | 164.0785 | 133.14 | The minimum value found in each column of the filtered data | [23 empty] | Min | Min
|  |  | 29 | Maximum | Maximum of Filtered Data | 14.46 | 1.42 | 0.65 | 17.5 | 24.51 | 100% | 35.47% | 2 | 11217.1557 | 10736.5912 | 1.0111 | 348.6669 | 317.52 | 1.5556 | 328.157 | 158.34 | The maximum value found in each column of the filtered data | [23 empty] | Max | Max
| 1571 |  | 6284 | Case
| 1 | 6285 | 05E05G01H01D02M01W01 | 1 | W130,R30,S0,IN,BN,CN,QN,G6770,C1310,LN,AN,FN,CCN,F78,D6,DTY,MN,WN | 15.67 | 2.53 | 0.65 | 18.87 | 37.72 | 0% | 0% | 0 | 480.5645 | 0 | 1.5556 | 512.7454 | 450.66 | 0 | 0 | 0 | Walls:R13,Roof:R30,SlabEdge:R0,Infiltration:No,RadBarrier:No,CoolRoof:No,InsQuality:No | Window:0.67 U/0.70 SHGC | AirCond:13/10,ChargeLight:No,AirFlowTest:No,FanEnergyTest:No,MaxCoolCap:No,Furnace:0.78 | Duct:R6.0,DuctTest:Yes | Mass:Std | Dhw:57% EF | E05 | G01 | H01 | D02 | M01 | W01 | 0 | 0 | 0 | 480.5645 | 0 | 0 | W130,R30,S0,IN,BN,CN,QN, | G6770, | C1310,LN,AN,FN,CCN,F78, | D6,DTY, | MN, | WN
| 1517 | 7801 | 05E25G12H07D04M01W02 | 1517 | W130,R30,S0,IN,BN,CN,QN,G4965,C1310,LN,AN,FN,CCN,F80,D6,DTN,MN,WY | 14.84 | 2.55 | 0.65 | 17.5 | 35.54 | -0.7905% | 5.779% | 0 | 402.6895 | -77.875 | 1.6333 | 504.5415 | 421.05 | -0.077778 | 8.2039 | 29.61 | Walls:R13,Roof:R30,SlabEdge:R0,Infiltration:No,RadBarrier:No,CoolRoof:No,InsQuality:No | Window:0.49 U/0.65 SHGC | AirCond:13/10,ChargeLight:No,AirFlowTest:No,FanEnergyTest:No,MaxCoolCap:No,Furnace:0.8 | Duct:R6.0,DuctTest:No | Mass:Std | Dhw:62% EF | E25 | G12 | H07 | D04 | M01 | W02 | 0 | 159.25 | 0 | 243.4395 | 0 | 0 | W130,R30,S0,IN,BN,CN,QN, | G4965, | C1310,LN,AN,FN,CCN,F80, | D6,DTN, | MN, | WY
| 4 | 6288 | 05E05G09H07D02M01W01 | 4 | W130,R30,S0,IN,BN,CN,QN,G3756,C1310,LN,AN,FN,CCN,F80,D6,DTY,MN,WN | 12.02 | 1.28 | 0.65 | 18.87 | 32.82 | 49.41% | 12.99% | 0 | 799.0645 | 318.5 | 1.0111 | 375.3296 | 405.72 | 0.54444 | 137.4158 | 44.94 | Walls:R13,Roof:R30,SlabEdge:R0,Infiltration:No,RadBarrier:No,CoolRoof:No,InsQuality:No | Window:0.37 U/0.56 SHGC | AirCond:13/10,ChargeLight:No,AirFlowTest:No,FanEnergyTest:No,MaxCoolCap:No,Furnace:0.8 | Duct:R6.0,DuctTest:Yes | Mass:Std | Dhw:57% EF | E05 | G09 | H07 | D02 | M01 | W01 | 0 | 318.5 | 0 | 480.5645 | 0 | 0 | W130,R30,S0,IN,BN,CN,QN, | G3756, | C1310,LN,AN,FN,CCN,F80, | D6,DTY, | MN, | WN
| 2 | 6286 | 05E05G09H01D02M01W01 | 2 | W130,R30,S0,IN,BN,CN,QN,G3756,C1310,LN,AN,FN,CCN,F78,D6,DTY,MN,WN | 12.31 | 1.28 | 0.65 | 18.87 | 33.11 | 49.41% | 12.22% | 0 | 799.0645 | 318.5 | 1.0111 | 375.3296 | 409.5 | 0.54444 | 137.4158 | 41.16 | Walls:R13,Roof:R30,SlabEdge:R0,Infiltration:No,RadBarrier:No,CoolRoof:No,InsQuality:No | Window:0.37 U/0.56 SHGC | AirCond:13/10,ChargeLight:No,AirFlowTest:No,FanEnergyTest:No,MaxCoolCap:No,Furnace:0.78 | Duct:R6.0,DuctTest:Yes | Mass:Std | Dhw:57% EF | E05 | G09 | H01 | D02 | M01 | W01 | 0 | 318.5 | 0 | 480.5645 | 0 | 0 | W130,R30,S0,IN,BN,CN,QN, | G3756, | C1310,LN,AN,FN,CCN,F78, | D6,DTY, | MN, | WN
| 1462 | 7746 | 05E25G10H07D04M01W02 | 1462 | W130,R30,S0,IN,BN,CN,QN,G3430,C1310,LN,AN,FN,CCN,F80,D6,DTN,MN,WY | 19.35 | 0.05 | 0.65 | 17.5 | 37.55 | 98.02% | 0.4507% | 0 | 561.9395 | 81.375 | 0.15556 | 401.9924 | 476.49 | 1.4 | 110.753 | -25.83 | Walls:R13,Roof:R30,SlabEdge:R0,Infiltration:No,RadBarrier:No,CoolRoof:No,InsQuality:No | Window:0.34 U/0.30 SHGC | AirCond:13/10,ChargeLight:No,AirFlowTest:No,FanEnergyTest:No,MaxCoolCap:No,Furnace:0.8 | Duct:R6.0,DuctTest:No | Mass:Std | Dhw:62% EF | E25 | G10 | H07 | D04 | M01 | W02 | 0 | 318.5 | 0 | 243.4395 | 0 | 0 | W130,R30,S0,IN,BN,CN,QN, | G3430, | C1310,LN,AN,FN,CCN,F80, | D6,DTN, | MN, | WY
| 1407 | 7691 | 05E25G09H07D04M01W02 | 1407 | W130,R30,S0,IN,BN,CN,QN,G3756,C1310,LN,AN,FN,CCN,F80,D6,DTN,MN,WY | 13.94 | 1.55 | 0.65 | 17.5 | 33.64 | 38.74% | 10.82% | 0 | 561.9395 | 81.375 | 1.1667 | 420.4512 | 410.13 | 0.38889 | 92.2942 | 40.53 | Walls:R13,Roof:R30,SlabEdge:R0,Infiltration:No,RadBarrier:No,CoolRoof:No,InsQuality:No | Window:0.37 U/0.56 SHGC | AirCond:13/10,ChargeLight:No,AirFlowTest:No,FanEnergyTest:No,MaxCoolCap:No,Furnace:0.8 | Duct:R6.0,DuctTest:No | Mass:Std | Dhw:62% EF | E25 | G09 | H07 | D04 | M01 | W02 | 0 | 318.5 | 0 | 243.4395 | 0 | 0 | W130,R30,S0,IN,BN,CN,QN, | G3756, | C1310,LN,AN,FN,CCN,F80, | D6,DTN, | MN, | WY
| 6 | 6290 | 05E05G09H07D04M01W02 | 6 | W130,R30,S0,IN,BN,CN,QN,G3756,C1310,LN,AN,FN,CCN,F80,D6,DTN,MN,WY | 13.94 | 1.55 | 0.65 | 17.5 | 33.64 | 38.74% | 10.82% | 0 | 561.9395 | 81.375 | 1.1667 | 420.4512 | 410.13 | 0.38889 | 92.2942 | 40.53 | Walls:R13,Roof:R30,SlabEdge:R0,Infiltration:No,RadBarrier:No,CoolRoof:No,InsQuality:No | Window:0.37 U/0.56 SHGC | AirCond:13/10,ChargeLight:No,AirFlowTest:No,FanEnergyTest:No,MaxCoolCap:No,Furnace:0.8 | Duct:R6.0,DuctTest:No | Mass:Std | Dhw:62% EF | E05 | G09 | H07 | D04 | M01 | W02 | 0 | 318.5 | 0 | 243.4395 | 0 | 0 | W130,R30,S0,IN,BN,CN,QN, | G3756, | C1310,LN,AN,FN,CCN,F80, | D6,DTN, | MN, | WY
| 5 | 6289 | 05E05G09H07D04M01W01 | 5 | W130,R30,S0,IN,BN,CN,QN,G3756,C1310,LN,AN,FN,CCN,F80,D6,DTN,MN,WN | 13.94 | 1.55 | 0.65 | 18.87 | 35.01 | 38.74% | 7.185% | 0 | 561.9395 | 81.375 | 1.1667 | 420.4512 | 429.03 | 0.38889 | 92.2942 | 21.63 | Walls:R13,Roof:R30,SlabEdge:R0,Infiltration:No,RadBarrier:No,CoolRoof:No,InsQuality:No | Window:0.37 U/0.56 SHGC | AirCond:13/10,ChargeLight:No,AirFlowTest:No,FanEnergyTest:No,MaxCoolCap:No,Furnace:0.8 | Duct:R6.0,DuctTest:No | Mass:Std | Dhw:57% EF | E05 | G09 | H07 | D04 | M01 | W01 | 0 | 318.5 | 0 | 243.4395 | 0 | 0 | W130,R30,S0,IN,BN,CN,QN, | G3756, | C1310,LN,AN,FN,CCN,F80, | D6,DTN, | MN, | WN
| 197 | 6481 | 05E17G12H07D04M01W02 | 197 | W130,R38,S0,IN,BN,CN,QN,G4965,C1310,LN,AN,FN,CCN,F80,D6,DTN,MN,WY | 14.41 | 2.24 | 0.65 | 17.5 | 34.8 | 11.46% | 7.741% | 0 | 586.4395 | 105.875 | 1.5556 | 473.7767 | 415.8 | 0 | 38.9686 | 34.86 | Walls:R13,Roof:R38,SlabEdge:R0,Infiltration:No,RadBarrier:No,CoolRoof:No,InsQuality:No | Window:0.49 U/0.65 SHGC | AirCond:13/10,ChargeLight:No,AirFlowTest:No,FanEnergyTest:No,MaxCoolCap:No,Furnace:0.8 | Duct:R6.0,DuctTest:No | Mass:Std | Dhw:62% EF | E17 | G12 | H07 | D04 | M01 | W02 | 183.75 | 159.25 | 0 | 243.4395 | 0 | 0 | W130,R38,S0,IN,BN,CN,QN, | G4965, | C1310,LN,AN,FN,CCN,F80, | D6,DTN, | MN, | WY
| 3 | 6287 | 05E05G09H04D02M01W01 | 3 | W130,R30,S0,IN,BN,CN,QN,G3756,C1310,LN,AN,FY,CCN,F78,D6,DTY,MN,WN | 12.2 | 1.18 | 0.65 | 18.87 | 32.9 | 53.36% | 12.78% | 0 | 882.1895 | 401.625 | 0.93333 | 315.8512 | 411.81 | 0.62222 | 196.8942 | 38.85 | Walls:R13,Roof:R30,SlabEdge:R0,Infiltration:No,RadBarrier:No,CoolRoof:No,InsQuality:No | Window:0.37 U/0.56 SHGC | AirCond:13/10,ChargeLight:No,AirFlowTest:No,FanEnergyTest:Yes,MaxCoolCap:No,Furnace:0.78 | Duct:R6.0,DuctTest:Yes | Mass:Std | Dhw:57% EF | E05 | G09 | H04 | D02 | M01 | W01 | 0 | 318.5 | 83.125 | 480.5645 | 0 | 0 | W130,R30,S0,IN,BN,CN,QN, | G3756, | C1310,LN,AN,FY,CCN,F78, | D6,DTY, | MN, | WN
| 1522 | 7806 | 05E25G12H07D07M01W02 | 1522 | W130,R30,S0,IN,BN,CN,QN,G4965,C1310,LN,AN,FN,CCN,F80,D6,DTY,MN,WY | 12.83 | 2.12 | 0.65 | 17.5 | 33.1 | 16.21% | 12.25% | 0 | 639.8145 | 159.25 | 1.4 | 445.063 | 396.69 | 0.15556 | 67.6824 | 53.97 | Walls:R13,Roof:R30,SlabEdge:R0,Infiltration:No,RadBarrier:No,CoolRoof:No,InsQuality:No | Window:0.49 U/0.65 SHGC | AirCond:13/10,ChargeLight:No,AirFlowTest:No,FanEnergyTest:No,MaxCoolCap:No,Furnace:0.8 | Duct:R6.0,DuctTest:Yes | Mass:Std | Dhw:62% EF | E25 | G12 | H07 | D07 | M01 | W02 | 0 | 159.25 | 0 | 480.5645 | 0 | 0 | W130,R30,S0,IN,BN,CN,QN, | G4965, | C1310,LN,AN,FN,CCN,F80, | D6,DTY, | MN, | WY
| 87 | 6371 | 05E17G09H07D04M01W02 | 87 | W130,R38,S0,IN,BN,CN,QN,G3756,C1310,LN,AN,FN,CCN,F80,D6,DTN,MN,WY | 13.54 | 1.31 | 0.65 | 17.5 | 33 | 48.22% | 12.51% | 0 | 745.6895 | 265.125 | 1.0889 | 397.8904 | 405.09 | 0.46667 | 114.855 | 45.57 | Walls:R13,Roof:R38,SlabEdge:R0,Infiltration:No,RadBarrier:No,CoolRoof:No,InsQuality:No | Window:0.37 U/0.56 SHGC | AirCond:13/10,ChargeLight:No,AirFlowTest:No,FanEnergyTest:No,MaxCoolCap:No,Furnace:0.8 | Duct:R6.0,DuctTest:No | Mass:Std | Dhw:62% EF | E17 | G09 | H07 | D04 | M01 | W02 | 183.75 | 318.5 | 0 | 243.4395 | 0 | 0 | W130,R38,S0,IN,BN,CN,QN, | G3756, | C1310,LN,AN,FN,CCN,F80, | D6,DTN, | MN, | WY
| 142 | 6426 | 05E17G10H07D04M01W02 | 142 | W130,R38,S0,IN,BN,CN,QN,G3430,C1310,LN,AN,FN,CCN,F80,D6,DTN,MN,WY | 19.07 | 0.04 | 0.65 | 17.5 | 37.26 | 98.42% | 1.22% | 0 | 745.6895 | 265.125 | 0.15556 | 395.8394 | 472.92 | 1.4 | 116.9059 | -22.26 | Walls:R13,Roof:R38,SlabEdge:R0,Infiltration:No,RadBarrier:No,CoolRoof:No,InsQuality:No | Window:0.34 U/0.30 SHGC | AirCond:13/10,ChargeLight:No,AirFlowTest:No,FanEnergyTest:No,MaxCoolCap:No,Furnace:0.8 | Duct:R6.0,DuctTest:No | Mass:Std | Dhw:62% EF | E17 | G10 | H07 | D04 | M01 | W02 | 183.75 | 318.5 | 0 | 243.4395 | 0 | 0 | W130,R38,S0,IN,BN,CN,QN, | G3430, | C1310,LN,AN,FN,CCN,F80, | D6,DTN, | MN, | WY
| 1518 | 7802 | 05E25G12H07D05M01W02 | 1518 | W130,R30,S0,IN,BN,CN,QN,G4965,C1310,LN,AN,FN,CCN,F80,D8,DTY,MN,WY | 12.57 | 2.05 | 0.65 | 17.5 | 32.77 | 18.97% | 13.12% | 0 | 761.5342 | 280.9697 | 1.4 | 436.8591 | 393.54 | 0.15556 | 75.8863 | 57.12 | Walls:R13,Roof:R30,SlabEdge:R0,Infiltration:No,RadBarrier:No,CoolRoof:No,InsQuality:No | Window:0.49 U/0.65 SHGC | AirCond:13/10,ChargeLight:No,AirFlowTest:No,FanEnergyTest:No,MaxCoolCap:No,Furnace:0.8 | Duct:R8.0,DuctTest:Yes | Mass:Std | Dhw:62% EF | E25 | G12 | H07 | D05 | M01 | W02 | 0 | 159.25 | 0 | 602.2842 | 0 | 0 | W130,R30,S0,IN,BN,CN,QN, | G4965, | C1310,LN,AN,FN,CCN,F80, | D8,DTY, | MN, | WY
| 39 | 6323 | 05E05G09H10D02M01W01 | 39 | W130,R30,S0,IN,BN,CN,QN,G3756,C1311,LY,AN,FN,CCN,F80,D6,DTY,MN,WN | 12.02 | 1.2 | 0.65 | 18.87 | 32.74 | 52.57% | 13.2% | 0 | 1021.3145 | 540.75 | 0.93333 | 369.1767 | 405.72 | 0.62222 | 143.5687 | 44.94 | Walls:R13,Roof:R30,SlabEdge:R0,Infiltration:No,RadBarrier:No,CoolRoof:No,InsQuality:No | Window:0.37 U/0.56 SHGC | AirCond:13/11,ChargeLight:Yes,AirFlowTest:No,FanEnergyTest:No,MaxCoolCap:No,Furnace:0.8 | Duct:R6.0,DuctTest:Yes | Mass:Std | Dhw:57% EF | E05 | G09 | H10 | D02 | M01 | W01 | 0 | 318.5 | 222.25 | 480.5645 | 0 | 0 | W130,R30,S0,IN,BN,CN,QN, | G3756, | C1311,LY,AN,FN,CCN,F80, | D6,DTY, | MN, | WN
| 14 | 6298 | 05E05G09H07D07M01W02 | 14 | W130,R30,S0,IN,BN,CN,QN,G3756,C1310,LN,AN,FN,CCN,F80,D6,DTY,MN,WY | 12.02 | 1.28 | 0.65 | 17.5 | 31.45 | 49.41% | 16.62% | 1 | 799.0645 | 318.5 | 1.0111 | 375.3296 | 386.82 | 0.54444 | 137.4158 | 63.84 | Walls:R13,Roof:R30,SlabEdge:R0,Infiltration:No,RadBarrier:No,CoolRoof:No,InsQuality:No | Window:0.37 U/0.56 SHGC | AirCond:13/10,ChargeLight:No,AirFlowTest:No,FanEnergyTest:No,MaxCoolCap:No,Furnace:0.8 | Duct:R6.0,DuctTest:Yes | Mass:Std | Dhw:62% EF | E05 | G09 | H07 | D07 | M01 | W02 | 0 | 318.5 | 0 | 480.5645 | 0 | 0 | W130,R30,S0,IN,BN,CN,QN, | G3756, | C1310,LN,AN,FN,CCN,F80, | D6,DTY, | MN, | WY
| 1412 | 7696 | 05E25G09H07D07M01W02 | 1412 | W130,R30,S0,IN,BN,CN,QN,G3756,C1310,LN,AN,FN,CCN,F80,D6,DTY,MN,WY | 12.02 | 1.28 | 0.65 | 17.5 | 31.45 | 49.41% | 16.62% | 1 | 799.0645 | 318.5 | 1.0111 | 375.3296 | 386.82 | 0.54444 | 137.4158 | 63.84 | Walls:R13,Roof:R30,SlabEdge:R0,Infiltration:No,RadBarrier:No,CoolRoof:No,InsQuality:No | Window:0.37 U/0.56 SHGC | AirCond:13/10,ChargeLight:No,AirFlowTest:No,FanEnergyTest:No,MaxCoolCap:No,Furnace:0.8 | Duct:R6.0,DuctTest:Yes | Mass:Std | Dhw:62% EF | E25 | G09 | H07 | D07 | M01 | W02 | 0 | 318.5 | 0 | 480.5645 | 0 | 0 | W130,R30,S0,IN,BN,CN,QN, | G3756, | C1310,LN,AN,FN,CCN,F80, | D6,DTY, | MN, | WY
| 1467 | 7751 | 05E25G10H07D07M01W02 | 1467 | W130,R30,S0,IN,BN,CN,QN,G3430,C1310,LN,AN,FN,CCN,F80,D6,DTY,MN,WY | 16.92 | 0.04 | 0.65 | 17.5 | 35.11 | 98.42% | 6.919% | 0 | 799.0645 | 318.5 | 0.15556 | 363.0237 | 446.88 | 1.4 | 149.7217 | 3.78 | Walls:R13,Roof:R30,SlabEdge:R0,Infiltration:No,RadBarrier:No,CoolRoof:No,InsQuality:No | Window:0.34 U/0.30 SHGC | AirCond:13/10,ChargeLight:No,AirFlowTest:No,FanEnergyTest:No,MaxCoolCap:No,Furnace:0.8 | Duct:R6.0,DuctTest:Yes | Mass:Std | Dhw:62% EF | E25 | G10 | H07 | D07 | M01 | W02 | 0 | 318.5 | 0 | 480.5645 | 0 | 0 | W130,R30,S0,IN,BN,CN,QN, | G3430, | C1310,LN,AN,FN,CCN,F80, | D6,DTY, | MN, | WY
| 13 | 6297 | 05E05G09H07D07M01W01 | 13 | W130,R30,S0,IN,BN,CN,QN,G3756,C1310,LN,AN,FN,CCN,F80,D6,DTY,MN,WN | 12.02 | 1.28 | 0.65 | 18.87 | 32.82 | 49.41% | 12.99% | 0 | 799.0645 | 318.5 | 1.0111 | 375.3296 | 405.72 | 0.54444 | 137.4158 | 44.94 | Walls:R13,Roof:R30,SlabEdge:R0,Infiltration:No,RadBarrier:No,CoolRoof:No,InsQuality:No | Window:0.37 U/0.56 SHGC | AirCond:13/10,ChargeLight:No,AirFlowTest:No,FanEnergyTest:No,MaxCoolCap:No,Furnace:0.8 | Duct:R6.0,DuctTest:Yes | Mass:Std | Dhw:57% EF | E05 | G09 | H07 | D07 | M01 | W01 | 0 | 318.5 | 0 | 480.5645 | 0 | 0 | W130,R30,S0,IN,BN,CN,QN, | G3756, | C1310,LN,AN,FN,CCN,F80, | D6,DTY, | MN, | WN
| 362 | 6646 | 05E18G12H07D04M01W02 | 362 | W134,R38,S0,IN,BN,CN,QN,G4965,C1310,LN,AN,FN,CCN,F80,D6,DTN,MN,WY | 11.61 | 1.77 | 0.65 | 17.5 | 31.53 | 30.04% | 16.41% | 1 | 816.0326 | 335.4682 | 1.2444 | 399.9414 | 381.78 | 0.31111 | 112.804 | 68.88 | Walls:R13+R4 foam,Roof:R38,SlabEdge:R0,Infiltration:No,RadBarrier:No,CoolRoof:No,InsQuality:No | Window:0.49 U/0.65 SHGC | AirCond:13/10,ChargeLight:No,AirFlowTest:No,FanEnergyTest:No,MaxCoolCap:No,Furnace:0.8 | Duct:R6.0,DuctTest:No | Mass:Std | Dhw:62% EF | E18 | G12 | H07 | D04 | M01 | W02 | 413.3432 | 159.25 | 0 | 243.4395 | 0 | 0 | W134,R38,S0,IN,BN,CN,QN, | G4965, | C1310,LN,AN,FN,CCN,F80, | D6,DTN, | MN, | WY
| 202 | 6486 | 05E17G12H07D07M01W02 | 202 | W130,R38,S0,IN,BN,CN,QN,G4965,C1310,LN,AN,FN,CCN,F80,D6,DTY,MN,WY | 12.42 | 1.87 | 0.65 | 17.5 | 32.44 | 26.09% | 14% | 0 | 823.5645 | 343 | 1.3222 | 420.4512 | 391.86 | 0.23333 | 92.2942 | 58.8 | Walls:R13,Roof:R38,SlabEdge:R0,Infiltration:No,RadBarrier:No,CoolRoof:No,InsQuality:No | Window:0.49 U/0.65 SHGC | AirCond:13/10,ChargeLight:No,AirFlowTest:No,FanEnergyTest:No,MaxCoolCap:No,Furnace:0.8 | Duct:R6.0,DuctTest:Yes | Mass:Std | Dhw:62% EF | E17 | G12 | H07 | D07 | M01 | W02 | 183.75 | 159.25 | 0 | 480.5645 | 0 | 0 | W130,R38,S0,IN,BN,CN,QN, | G4965, | C1310,LN,AN,FN,CCN,F80, | D6,DTY, | MN, | WY
| 1542 | 7826 | 05E25G12H10D07M01W02 | 1542 | W130,R30,S0,IN,BN,CN,QN,G4965,C1311,LY,AN,FN,CCN,F80,D6,DTY,MN,WY | 12.83 | 1.98 | 0.65 | 17.5 | 32.96 | 21.74% | 12.62% | 0 | 862.0645 | 381.5 | 1.3222 | 434.8081 | 396.69 | 0.23333 | 77.9373 | 53.97 | Walls:R13,Roof:R30,SlabEdge:R0,Infiltration:No,RadBarrier:No,CoolRoof:No,InsQuality:No | Window:0.49 U/0.65 SHGC | AirCond:13/11,ChargeLight:Yes,AirFlowTest:No,FanEnergyTest:No,MaxCoolCap:No,Furnace:0.8 | Duct:R6.0,DuctTest:Yes | Mass:Std | Dhw:62% EF | E25 | G12 | H10 | D07 | M01 | W02 | 0 | 159.25 | 222.25 | 480.5645 | 0 | 0 | W130,R30,S0,IN,BN,CN,QN, | G4965, | C1311,LY,AN,FN,CCN,F80, | D6,DTY, | MN, | WY
| 8 | 6292 | 05E05G09H07D05M01W02 | 8 | W130,R30,S0,IN,BN,CN,QN,G3756,C1310,LN,AN,FN,CCN,F80,D8,DTY,MN,WY | 11.76 | 1.23 | 0.65 | 17.5 | 31.14 | 51.38% | 17.44% | 1 | 920.7842 | 440.2197 | 0.93333 | 367.1257 | 383.88 | 0.62222 | 145.6197 | 66.78 | Walls:R13,Roof:R30,SlabEdge:R0,Infiltration:No,RadBarrier:No,CoolRoof:No,InsQuality:No | Window:0.37 U/0.56 SHGC | AirCond:13/10,ChargeLight:No,AirFlowTest:No,FanEnergyTest:No,MaxCoolCap:No,Furnace:0.8 | Duct:R8.0,DuctTest:Yes | Mass:Std | Dhw:62% EF | E05 | G09 | H07 | D05 | M01 | W02 | 0 | 318.5 | 0 | 602.2842 | 0 | 0 | W130,R30,S0,IN,BN,CN,QN, | G3756, | C1310,LN,AN,FN,CCN,F80, | D8,DTY, | MN, | WY
| 1408 | 7692 | 05E25G09H07D05M01W02 | 1408 | W130,R30,S0,IN,BN,CN,QN,G3756,C1310,LN,AN,FN,CCN,F80,D8,DTY,MN,WY | 11.76 | 1.23 | 0.65 | 17.5 | 31.14 | 51.38% | 17.44% | 1 | 920.7842 | 440.2197 | 0.93333 | 367.1257 | 383.88 | 0.62222 | 145.6197 | 66.78 | Walls:R13,Roof:R30,SlabEdge:R0,Infiltration:No,RadBarrier:No,CoolRoof:No,InsQuality:No | Window:0.37 U/0.56 SHGC | AirCond:13/10,ChargeLight:No,AirFlowTest:No,FanEnergyTest:No,MaxCoolCap:No,Furnace:0.8 | Duct:R8.0,DuctTest:Yes | Mass:Std | Dhw:62% EF | E25 | G09 | H07 | D05 | M01 | W02 | 0 | 318.5 | 0 | 602.2842 | 0 | 0 | W130,R30,S0,IN,BN,CN,QN, | G3756, | C1310,LN,AN,FN,CCN,F80, | D8,DTY, | MN, | WY
| 1463 | 7747 | 05E25G10H07D05M01W02 | 1463 | W130,R30,S0,IN,BN,CN,QN,G3430,C1310,LN,AN,FN,CCN,F80,D8,DTY,MN,WY | 16.58 | 0.04 | 0.65 | 17.5 | 34.77 | 98.42% | 7.821% | 0 | 920.7842 | 440.2197 | 0.15556 | 358.9218 | 442.89 | 1.4 | 153.8236 | 7.77 | Walls:R13,Roof:R30,SlabEdge:R0,Infiltration:No,RadBarrier:No,CoolRoof:No,InsQuality:No | Window:0.34 U/0.30 SHGC | AirCond:13/10,ChargeLight:No,AirFlowTest:No,FanEnergyTest:No,MaxCoolCap:No,Furnace:0.8 | Duct:R8.0,DuctTest:Yes | Mass:Std | Dhw:62% EF | E25 | G10 | H07 | D05 | M01 | W02 | 0 | 318.5 | 0 | 602.2842 | 0 | 0 | W130,R30,S0,IN,BN,CN,QN, | G3430, | C1310,LN,AN,FN,CCN,F80, | D8,DTY, | MN, | WY
| 7 | 6291 | 05E05G09H07D05M01W01 | 7 | W130,R30,S0,IN,BN,CN,QN,G3756,C1310,LN,AN,FN,CCN,F80,D8,DTY,MN,WN | 11.76 | 1.23 | 0.65 | 18.87 | 32.51 | 51.38% | 13.81% | 0 | 920.7842 | 440.2197 | 0.93333 | 367.1257 | 402.78 | 0.62222 | 145.6197 | 47.88 | Walls:R13,Roof:R30,SlabEdge:R0,Infiltration:No,RadBarrier:No,CoolRoof:No,InsQuality:No | Window:0.37 U/0.56 SHGC | AirCond:13/10,ChargeLight:No,AirFlowTest:No,FanEnergyTest:No,MaxCoolCap:No,Furnace:0.8 | Duct:R8.0,DuctTest:Yes | Mass:Std | Dhw:57% EF | E05 | G09 | H07 | D05 | M01 | W01 | 0 | 318.5 | 0 | 602.2842 | 0 | 0 | W130,R30,S0,IN,BN,CN,QN, | G3756, | C1310,LN,AN,FN,CCN,F80, | D8,DTY, | MN, | WN
| 198 | 6482 | 05E17G12H07D05M01W02 | 198 | W130,R38,S0,IN,BN,CN,QN,G4965,C1310,LN,AN,FN,CCN,F80,D8,DTY,MN,WY | 12.16 | 1.8 | 0.65 | 17.5 | 32.11 | 28.85% | 14.87% | 0 | 945.2842 | 464.7197 | 1.3222 | 412.2473 | 388.71 | 0.23333 | 100.4981 | 61.95 | Walls:R13,Roof:R38,SlabEdge:R0,Infiltration:No,RadBarrier:No,CoolRoof:No,InsQuality:No | Window:0.49 U/0.65 SHGC | AirCond:13/10,ChargeLight:No,AirFlowTest:No,FanEnergyTest:No,MaxCoolCap:No,Furnace:0.8 | Duct:R8.0,DuctTest:Yes | Mass:Std | Dhw:62% EF | E17 | G12 | H07 | D05 | M01 | W02 | 183.75 | 159.25 | 0 | 602.2842 | 0 | 0 | W130,R38,S0,IN,BN,CN,QN, | G4965, | C1310,LN,AN,FN,CCN,F80, | D8,DTY, | MN, | WY
| 252 | 6536 | 05E18G09H07D04M01W02 | 252 | W134,R38,S0,IN,BN,CN,QN,G3756,C1310,LN,AN,FN,CCN,F80,D6,DTN,MN,WY | 10.78 | 0.98 | 0.65 | 17.5 | 29.91 | 61.26% | 20.71% | 1 | 975.2826 | 494.7182 | 0.85556 | 336.361 | 371.7 | 0.7 | 176.3844 | 78.96 | Walls:R13+R4 foam,Roof:R38,SlabEdge:R0,Infiltration:No,RadBarrier:No,CoolRoof:No,InsQuality:No | Window:0.37 U/0.56 SHGC | AirCond:13/10,ChargeLight:No,AirFlowTest:No,FanEnergyTest:No,MaxCoolCap:No,Furnace:0.8 | Duct:R6.0,DuctTest:No | Mass:Std | Dhw:62% EF | E18 | G09 | H07 | D04 | M01 | W02 | 413.3432 | 318.5 | 0 | 243.4395 | 0 | 0 | W134,R38,S0,IN,BN,CN,QN, | G3756, | C1310,LN,AN,FN,CCN,F80, | D6,DTN, | MN, | WY
| 307 | 6591 | 05E18G10H07D04M01W02 | 307 | W134,R38,S0,IN,BN,CN,QN,G3430,C1310,LN,AN,FN,CCN,F80,D6,DTN,MN,WY | 16.23 | 0.02 | 0.65 | 17.5 | 34.4 | 99.21% | 8.802% | 0 | 975.2826 | 494.7182 | 0 | 350.7178 | 438.48 | 1.5556 | 162.0275 | 12.18 | Walls:R13+R4 foam,Roof:R38,SlabEdge:R0,Infiltration:No,RadBarrier:No,CoolRoof:No,InsQuality:No | Window:0.34 U/0.30 SHGC | AirCond:13/10,ChargeLight:No,AirFlowTest:No,FanEnergyTest:No,MaxCoolCap:No,Furnace:0.8 | Duct:R6.0,DuctTest:No | Mass:Std | Dhw:62% EF | E18 | G10 | H07 | D04 | M01 | W02 | 413.3432 | 318.5 | 0 | 243.4395 | 0 | 0 | W134,R38,S0,IN,BN,CN,QN, | G3430, | C1310,LN,AN,FN,CCN,F80, | D6,DTN, | MN, | WY
| 92 | 6376 | 05E17G09H07D07M01W02 | 92 | W130,R38,S0,IN,BN,CN,QN,G3756,C1310,LN,AN,FN,CCN,F80,D6,DTY,MN,WY | 11.64 | 1.08 | 0.65 | 17.5 | 30.87 | 57.31% | 18.16% | 1 | 982.8145 | 502.25 | 0.93333 | 354.8198 | 382.41 | 0.62222 | 157.9256 | 68.25 | Walls:R13,Roof:R38,SlabEdge:R0,Infiltration:No,RadBarrier:No,CoolRoof:No,InsQuality:No | Window:0.37 U/0.56 SHGC | AirCond:13/10,ChargeLight:No,AirFlowTest:No,FanEnergyTest:No,MaxCoolCap:No,Furnace:0.8 | Duct:R6.0,DuctTest:Yes | Mass:Std | Dhw:62% EF | E17 | G09 | H07 | D07 | M01 | W02 | 183.75 | 318.5 | 0 | 480.5645 | 0 | 0 | W130,R38,S0,IN,BN,CN,QN, | G3756, | C1310,LN,AN,FN,CCN,F80, | D6,DTY, | MN, | WY
| 147 | 6431 | 05E17G10H07D07M01W02 | 147 | W130,R38,S0,IN,BN,CN,QN,G3430,C1310,LN,AN,FN,CCN,F80,D6,DTY,MN,WY | 16.63 | 0.03 | 0.65 | 17.5 | 34.81 | 98.81% | 7.715% | 0 | 982.8145 | 502.25 | 0.077778 | 356.8708 | 443.73 | 1.4778 | 155.8746 | 6.93 | Walls:R13,Roof:R38,SlabEdge:R0,Infiltration:No,RadBarrier:No,CoolRoof:No,InsQuality:No | Window:0.34 U/0.30 SHGC | AirCond:13/10,ChargeLight:No,AirFlowTest:No,FanEnergyTest:No,MaxCoolCap:No,Furnace:0.8 | Duct:R6.0,DuctTest:Yes | Mass:Std | Dhw:62% EF | E17 | G10 | H07 | D07 | M01 | W02 | 183.75 | 318.5 | 0 | 480.5645 | 0 | 0 | W130,R38,S0,IN,BN,CN,QN, | G3430, | C1310,LN,AN,FN,CCN,F80, | D6,DTY, | MN, | WY
| 1540 | 7824 | 05E25G12H10D05M01W02 | 1540 | W130,R30,S0,IN,BN,CN,QN,G4965,C1311,LY,AN,FN,CCN,F80,D8,DTY,MN,WY | 12.57 | 1.91 | 0.65 | 17.5 | 32.63 | 24.51% | 13.49% | 0 | 983.7842 | 503.2197 | 1.3222 | 426.6042 | 393.54 | 0.23333 | 86.1412 | 57.12 | Walls:R13,Roof:R30,SlabEdge:R0,Infiltration:No,RadBarrier:No,CoolRoof:No,InsQuality:No | Window:0.49 U/0.65 SHGC | AirCond:13/11,ChargeLight:Yes,AirFlowTest:No,FanEnergyTest:No,MaxCoolCap:No,Furnace:0.8 | Duct:R8.0,DuctTest:Yes | Mass:Std | Dhw:62% EF | E25 | G12 | H10 | D05 | M01 | W02 | 0 | 159.25 | 222.25 | 602.2842 | 0 | 0 | W130,R30,S0,IN,BN,CN,QN, | G4965, | C1311,LY,AN,FN,CCN,F80, | D8,DTY, | MN, | WY
| 48 | 6332 | 05E05G09H11D02M01W01 | 48 | W130,R30,S0,IN,BN,CN,QN,G3756,C1312,LY,AN,FN,CCN,F80,D6,DTY,MN,WN | 12.02 | 1.19 | 0.65 | 18.87 | 32.73 | 52.96% | 13.23% | 0 | 1248.8145 | 768.25 | 0.93333 | 369.1767 | 405.72 | 0.62222 | 143.5687 | 44.94 | Walls:R13,Roof:R30,SlabEdge:R0,Infiltration:No,RadBarrier:No,CoolRoof:No,InsQuality:No | Window:0.37 U/0.56 SHGC | AirCond:13/12,ChargeLight:Yes,AirFlowTest:No,FanEnergyTest:No,MaxCoolCap:No,Furnace:0.8 | Duct:R6.0,DuctTest:Yes | Mass:Std | Dhw:57% EF | E05 | G09 | H11 | D02 | M01 | W01 | 0 | 318.5 | 449.75 | 480.5645 | 0 | 0 | W130,R30,S0,IN,BN,CN,QN, | G3756, | C1312,LY,AN,FN,CCN,F80, | D6,DTY, | MN, | WN
| 44 | 6328 | 05E05G09H10D07M01W02 | 44 | W130,R30,S0,IN,BN,CN,QN,G3756,C1311,LY,AN,FN,CCN,F80,D6,DTY,MN,WY | 12.02 | 1.2 | 0.65 | 17.5 | 31.37 | 52.57% | 16.83% | 1 | 1021.3145 | 540.75 | 0.93333 | 369.1767 | 386.82 | 0.62222 | 143.5687 | 63.84 | Walls:R13,Roof:R30,SlabEdge:R0,Infiltration:No,RadBarrier:No,CoolRoof:No,InsQuality:No | Window:0.37 U/0.56 SHGC | AirCond:13/11,ChargeLight:Yes,AirFlowTest:No,FanEnergyTest:No,MaxCoolCap:No,Furnace:0.8 | Duct:R6.0,DuctTest:Yes | Mass:Std | Dhw:62% EF | E05 | G09 | H10 | D07 | M01 | W02 | 0 | 318.5 | 222.25 | 480.5645 | 0 | 0 | W130,R30,S0,IN,BN,CN,QN, | G3756, | C1311,LY,AN,FN,CCN,F80, | D6,DTY, | MN, | WY
| 1432 | 7716 | 05E25G09H10D07M01W02 | 1432 | W130,R30,S0,IN,BN,CN,QN,G3756,C1311,LY,AN,FN,CCN,F80,D6,DTY,MN,WY | 12.02 | 1.2 | 0.65 | 17.5 | 31.37 | 52.57% | 16.83% | 1 | 1021.3145 | 540.75 | 0.93333 | 369.1767 | 386.82 | 0.62222 | 143.5687 | 63.84 | Walls:R13,Roof:R30,SlabEdge:R0,Infiltration:No,RadBarrier:No,CoolRoof:No,InsQuality:No | Window:0.37 U/0.56 SHGC | AirCond:13/11,ChargeLight:Yes,AirFlowTest:No,FanEnergyTest:No,MaxCoolCap:No,Furnace:0.8 | Duct:R6.0,DuctTest:Yes | Mass:Std | Dhw:62% EF | E25 | G09 | H10 | D07 | M01 | W02 | 0 | 318.5 | 222.25 | 480.5645 | 0 | 0 | W130,R30,S0,IN,BN,CN,QN, | G3756, | C1311,LY,AN,FN,CCN,F80, | D6,DTY, | MN, | WY
| 1487 | 7771 | 05E25G10H10D07M01W02 | 1487 | W130,R30,S0,IN,BN,CN,QN,G3430,C1311,LY,AN,FN,CCN,F80,D6,DTY,MN,WY | 16.92 | 0.04 | 0.65 | 17.5 | 35.11 | 98.42% | 6.919% | 0 | 1021.3145 | 540.75 | 0.15556 | 363.0237 | 446.88 | 1.4 | 149.7217 | 3.78 | Walls:R13,Roof:R30,SlabEdge:R0,Infiltration:No,RadBarrier:No,CoolRoof:No,InsQuality:No | Window:0.34 U/0.30 SHGC | AirCond:13/11,ChargeLight:Yes,AirFlowTest:No,FanEnergyTest:No,MaxCoolCap:No,Furnace:0.8 | Duct:R6.0,DuctTest:Yes | Mass:Std | Dhw:62% EF | E25 | G10 | H10 | D07 | M01 | W02 | 0 | 318.5 | 222.25 | 480.5645 | 0 | 0 | W130,R30,S0,IN,BN,CN,QN, | G3430, | C1311,LY,AN,FN,CCN,F80, | D6,DTY, | MN, | WY
| 43 | 6327 | 05E05G09H10D07M01W01 | 43 | W130,R30,S0,IN,BN,CN,QN,G3756,C1311,LY,AN,FN,CCN,F80,D6,DTY,MN,WN | 12.02 | 1.2 | 0.65 | 18.87 | 32.74 | 52.57% | 13.2% | 0 | 1021.3145 | 540.75 | 0.93333 | 369.1767 | 405.72 | 0.62222 | 143.5687 | 44.94 | Walls:R13,Roof:R30,SlabEdge:R0,Infiltration:No,RadBarrier:No,CoolRoof:No,InsQuality:No | Window:0.37 U/0.56 SHGC | AirCond:13/11,ChargeLight:Yes,AirFlowTest:No,FanEnergyTest:No,MaxCoolCap:No,Furnace:0.8 | Duct:R6.0,DuctTest:Yes | Mass:Std | Dhw:57% EF | E05 | G09 | H10 | D07 | M01 | W01 | 0 | 318.5 | 222.25 | 480.5645 | 0 | 0 | W130,R30,S0,IN,BN,CN,QN, | G3756, | C1311,LY,AN,FN,CCN,F80, | D6,DTY, | MN, | WN
| 692 | 6976 | 05E20G12H07D04M01W02 | 692 | W134,R38,S0,IY,BN,CN,QN,G4965,C1310,LN,AN,FN,CCN,F80,D6,DTN,MN,WY | 10.45 | 1.79 | 0.65 | 17.5 | 30.39 | 29.25% | 19.43% | 1 | 1022.5326 | 541.9682 | 1.2444 | 387.6355 | 367.5 | 0.31111 | 125.1099 | 83.16 | Walls:R13+R4 foam,Roof:R38,SlabEdge:R0,Infiltration:Test 3.2 SLA,RadBarrier:No,CoolRoof:No,InsQuality:No | Window:0.49 U/0.65 SHGC | AirCond:13/10,ChargeLight:No,AirFlowTest:No,FanEnergyTest:No,MaxCoolCap:No,Furnace:0.8 | Duct:R6.0,DuctTest:No | Mass:Std | Dhw:62% EF | E20 | G12 | H07 | D04 | M01 | W02 | 619.8432 | 159.25 | 0 | 243.4395 | 0 | 0 | W134,R38,S0,IY,BN,CN,QN, | G4965, | C1310,LN,AN,FN,CCN,F80, | D6,DTN, | MN, | WY
| 222 | 6506 | 05E17G12H10D07M01W02 | 222 | W130,R38,S0,IN,BN,CN,QN,G4965,C1311,LY,AN,FN,CCN,F80,D6,DTY,MN,WY | 12.42 | 1.74 | 0.65 | 17.5 | 32.31 | 31.23% | 14.34% | 0 | 1045.8145 | 565.25 | 1.2444 | 412.2473 | 391.86 | 0.31111 | 100.4981 | 58.8 | Walls:R13,Roof:R38,SlabEdge:R0,Infiltration:No,RadBarrier:No,CoolRoof:No,InsQuality:No | Window:0.49 U/0.65 SHGC | AirCond:13/11,ChargeLight:Yes,AirFlowTest:No,FanEnergyTest:No,MaxCoolCap:No,Furnace:0.8 | Duct:R6.0,DuctTest:Yes | Mass:Std | Dhw:62% EF | E17 | G12 | H10 | D07 | M01 | W02 | 183.75 | 159.25 | 222.25 | 480.5645 | 0 | 0 | W130,R38,S0,IN,BN,CN,QN, | G4965, | C1311,LY,AN,FN,CCN,F80, | D6,DTY, | MN, | WY
| 367 | 6651 | 05E18G12H07D07M01W02 | 367 | W134,R38,S0,IN,BN,CN,QN,G4965,C1310,LN,AN,FN,CCN,F80,D6,DTY,MN,WY | 9.91 | 1.48 | 0.65 | 17.5 | 29.54 | 41.5% | 21.69% | 1 | 1053.1576 | 572.5932 | 1.0889 | 356.8708 | 361.2 | 0.46667 | 155.8746 | 89.46 | Walls:R13+R4 foam,Roof:R38,SlabEdge:R0,Infiltration:No,RadBarrier:No,CoolRoof:No,InsQuality:No | Window:0.49 U/0.65 SHGC | AirCond:13/10,ChargeLight:No,AirFlowTest:No,FanEnergyTest:No,MaxCoolCap:No,Furnace:0.8 | Duct:R6.0,DuctTest:Yes | Mass:Std | Dhw:62% EF | E18 | G12 | H07 | D07 | M01 | W02 | 413.3432 | 159.25 | 0 | 480.5645 | 0 | 0 | W134,R38,S0,IN,BN,CN,QN, | G4965, | C1310,LN,AN,FN,CCN,F80, | D6,DTY, | MN, | WY
| 1550 | 7834 | 05E25G12H11D07M01W02 | 1550 | W130,R30,S0,IN,BN,CN,QN,G4965,C1312,LY,AN,FN,CCN,F80,D6,DTY,MN,WY | 12.83 | 1.97 | 0.65 | 17.5 | 32.95 | 22.13% | 12.65% | 0 | 1089.5645 | 609 | 1.3222 | 434.8081 | 396.69 | 0.23333 | 77.9373 | 53.97 | Walls:R13,Roof:R30,SlabEdge:R0,Infiltration:No,RadBarrier:No,CoolRoof:No,InsQuality:No | Window:0.49 U/0.65 SHGC | AirCond:13/12,ChargeLight:Yes,AirFlowTest:No,FanEnergyTest:No,MaxCoolCap:No,Furnace:0.8 | Duct:R6.0,DuctTest:Yes | Mass:Std | Dhw:62% EF | E25 | G12 | H11 | D07 | M01 | W02 | 0 | 159.25 | 449.75 | 480.5645 | 0 | 0 | W130,R30,S0,IN,BN,CN,QN, | G4965, | C1312,LY,AN,FN,CCN,F80, | D6,DTY, | MN, | WY
| 88 | 6372 | 05E17G09H07D05M01W02 | 88 | W130,R38,S0,IN,BN,CN,QN,G3756,C1310,LN,AN,FN,CCN,F80,D8,DTY,MN,WY | 11.38 | 1.04 | 0.65 | 17.5 | 30.57 | 58.89% | 18.96% | 1 | 1104.5342 | 623.9697 | 0.85556 | 348.6669 | 379.26 | 0.7 | 164.0785 | 71.4 | Walls:R13,Roof:R38,SlabEdge:R0,Infiltration:No,RadBarrier:No,CoolRoof:No,InsQuality:No | Window:0.37 U/0.56 SHGC | AirCond:13/10,ChargeLight:No,AirFlowTest:No,FanEnergyTest:No,MaxCoolCap:No,Furnace:0.8 | Duct:R8.0,DuctTest:Yes | Mass:Std | Dhw:62% EF | E17 | G09 | H07 | D05 | M01 | W02 | 183.75 | 318.5 | 0 | 602.2842 | 0 | 0 | W130,R38,S0,IN,BN,CN,QN, | G3756, | C1310,LN,AN,FN,CCN,F80, | D8,DTY, | MN, | WY
| 143 | 6427 | 05E17G10H07D05M01W02 | 143 | W130,R38,S0,IN,BN,CN,QN,G3430,C1310,LN,AN,FN,CCN,F80,D8,DTY,MN,WY | 16.29 | 0.03 | 0.65 | 17.5 | 34.47 | 98.81% | 8.616% | 0 | 1104.5342 | 623.9697 | 0.077778 | 350.7178 | 439.53 | 1.4778 | 162.0275 | 11.13 | Walls:R13,Roof:R38,SlabEdge:R0,Infiltration:No,RadBarrier:No,CoolRoof:No,InsQuality:No | Window:0.34 U/0.30 SHGC | AirCond:13/10,ChargeLight:No,AirFlowTest:No,FanEnergyTest:No,MaxCoolCap:No,Furnace:0.8 | Duct:R8.0,DuctTest:Yes | Mass:Std | Dhw:62% EF | E17 | G10 | H07 | D05 | M01 | W02 | 183.75 | 318.5 | 0 | 602.2842 | 0 | 0 | W130,R38,S0,IN,BN,CN,QN, | G3430, | C1310,LN,AN,FN,CCN,F80, | D8,DTY, | MN, | WY
| 41 | 6325 | 05E05G09H10D05M01W02 | 41 | W130,R30,S0,IN,BN,CN,QN,G3756,C1311,LY,AN,FN,CCN,F80,D8,DTY,MN,WY | 11.76 | 1.15 | 0.65 | 17.5 | 31.06 | 54.55% | 17.66% | 1 | 1143.0342 | 662.4697 | 0.85556 | 360.9728 | 383.88 | 0.7 | 151.7726 | 66.78 | Walls:R13,Roof:R30,SlabEdge:R0,Infiltration:No,RadBarrier:No,CoolRoof:No,InsQuality:No | Window:0.37 U/0.56 SHGC | AirCond:13/11,ChargeLight:Yes,AirFlowTest:No,FanEnergyTest:No,MaxCoolCap:No,Furnace:0.8 | Duct:R8.0,DuctTest:Yes | Mass:Std | Dhw:62% EF | E05 | G09 | H10 | D05 | M01 | W02 | 0 | 318.5 | 222.25 | 602.2842 | 0 | 0 | W130,R30,S0,IN,BN,CN,QN, | G3756, | C1311,LY,AN,FN,CCN,F80, | D8,DTY, | MN, | WY
| 1430 | 7714 | 05E25G09H10D05M01W02 | 1430 | W130,R30,S0,IN,BN,CN,QN,G3756,C1311,LY,AN,FN,CCN,F80,D8,DTY,MN,WY | 11.76 | 1.15 | 0.65 | 17.5 | 31.06 | 54.55% | 17.66% | 1 | 1143.0342 | 662.4697 | 0.85556 | 360.9728 | 383.88 | 0.7 | 151.7726 | 66.78 | Walls:R13,Roof:R30,SlabEdge:R0,Infiltration:No,RadBarrier:No,CoolRoof:No,InsQuality:No | Window:0.37 U/0.56 SHGC | AirCond:13/11,ChargeLight:Yes,AirFlowTest:No,FanEnergyTest:No,MaxCoolCap:No,Furnace:0.8 | Duct:R8.0,DuctTest:Yes | Mass:Std | Dhw:62% EF | E25 | G09 | H10 | D05 | M01 | W02 | 0 | 318.5 | 222.25 | 602.2842 | 0 | 0 | W130,R30,S0,IN,BN,CN,QN, | G3756, | C1311,LY,AN,FN,CCN,F80, | D8,DTY, | MN, | WY
| 1485 | 7769 | 05E25G10H10D05M01W02 | 1485 | W130,R30,S0,IN,BN,CN,QN,G3430,C1311,LY,AN,FN,CCN,F80,D8,DTY,MN,WY | 16.58 | 0.04 | 0.65 | 17.5 | 34.77 | 98.42% | 7.821% | 0 | 1143.0342 | 662.4697 | 0.15556 | 358.9218 | 442.89 | 1.4 | 153.8236 | 7.77 | Walls:R13,Roof:R30,SlabEdge:R0,Infiltration:No,RadBarrier:No,CoolRoof:No,InsQuality:No | Window:0.34 U/0.30 SHGC | AirCond:13/11,ChargeLight:Yes,AirFlowTest:No,FanEnergyTest:No,MaxCoolCap:No,Furnace:0.8 | Duct:R8.0,DuctTest:Yes | Mass:Std | Dhw:62% EF | E25 | G10 | H10 | D05 | M01 | W02 | 0 | 318.5 | 222.25 | 602.2842 | 0 | 0 | W130,R30,S0,IN,BN,CN,QN, | G3430, | C1311,LY,AN,FN,CCN,F80, | D8,DTY, | MN, | WY
| 40 | 6324 | 05E05G09H10D05M01W01 | 40 | W130,R30,S0,IN,BN,CN,QN,G3756,C1311,LY,AN,FN,CCN,F80,D8,DTY,MN,WN | 11.76 | 1.15 | 0.65 | 18.87 | 32.43 | 54.55% | 14.02% | 0 | 1143.0342 | 662.4697 | 0.85556 | 360.9728 | 402.78 | 0.7 | 151.7726 | 47.88 | Walls:R13,Roof:R30,SlabEdge:R0,Infiltration:No,RadBarrier:No,CoolRoof:No,InsQuality:No | Window:0.37 U/0.56 SHGC | AirCond:13/11,ChargeLight:Yes,AirFlowTest:No,FanEnergyTest:No,MaxCoolCap:No,Furnace:0.8 | Duct:R8.0,DuctTest:Yes | Mass:Std | Dhw:57% EF | E05 | G09 | H10 | D05 | M01 | W01 | 0 | 318.5 | 222.25 | 602.2842 | 0 | 0 | W130,R30,S0,IN,BN,CN,QN, | G3756, | C1311,LY,AN,FN,CCN,F80, | D8,DTY, | MN, | WN
| 220 | 6504 | 05E17G12H10D05M01W02 | 220 | W130,R38,S0,IN,BN,CN,QN,G4965,C1311,LY,AN,FN,CCN,F80,D8,DTY,MN,WY | 12.16 | 1.68 | 0.65 | 17.5 | 31.99 | 33.6% | 15.19% | 1 | 1167.5342 | 686.9697 | 1.2444 | 404.0434 | 388.71 | 0.31111 | 108.702 | 61.95 | Walls:R13,Roof:R38,SlabEdge:R0,Infiltration:No,RadBarrier:No,CoolRoof:No,InsQuality:No | Window:0.49 U/0.65 SHGC | AirCond:13/11,ChargeLight:Yes,AirFlowTest:No,FanEnergyTest:No,MaxCoolCap:No,Furnace:0.8 | Duct:R8.0,DuctTest:Yes | Mass:Std | Dhw:62% EF | E17 | G12 | H10 | D05 | M01 | W02 | 183.75 | 159.25 | 222.25 | 602.2842 | 0 | 0 | W130,R38,S0,IN,BN,CN,QN, | G4965, | C1311,LY,AN,FN,CCN,F80, | D8,DTY, | MN, | WY
| 363 | 6647 | 05E18G12H07D05M01W02 | 363 | W134,R38,S0,IN,BN,CN,QN,G4965,C1310,LN,AN,FN,CCN,F80,D8,DTY,MN,WY | 9.69 | 1.42 | 0.65 | 17.5 | 29.26 | 43.87% | 22.43% | 1 | 1174.8774 | 694.3129 | 1.0111 | 348.6669 | 358.68 | 0.54444 | 164.0785 | 91.98 | Walls:R13+R4 foam,Roof:R38,SlabEdge:R0,Infiltration:No,RadBarrier:No,CoolRoof:No,InsQuality:No | Window:0.49 U/0.65 SHGC | AirCond:13/10,ChargeLight:No,AirFlowTest:No,FanEnergyTest:No,MaxCoolCap:No,Furnace:0.8 | Duct:R8.0,DuctTest:Yes | Mass:Std | Dhw:62% EF | E18 | G12 | H07 | D05 | M01 | W02 | 413.3432 | 159.25 | 0 | 602.2842 | 0 | 0 | W134,R38,S0,IN,BN,CN,QN, | G4965, | C1310,LN,AN,FN,CCN,F80, | D8,DTY, | MN, | WY
| 582 | 6866 | 05E20G09H07D04M01W02 | 582 | W134,R38,S0,IY,BN,CN,QN,G3756,C1310,LN,AN,FN,CCN,F80,D6,DTN,MN,WY | 9.61 | 1.01 | 0.65 | 17.5 | 28.77 | 60.08% | 23.73% | 1 | 1181.7826 | 701.2182 | 0.77778 | 322.0041 | 357.42 | 0.77778 | 190.7413 | 93.24 | Walls:R13+R4 foam,Roof:R38,SlabEdge:R0,Infiltration:Test 3.2 SLA,RadBarrier:No,CoolRoof:No,InsQuality:No | Window:0.37 U/0.56 SHGC | AirCond:13/10,ChargeLight:No,AirFlowTest:No,FanEnergyTest:No,MaxCoolCap:No,Furnace:0.8 | Duct:R6.0,DuctTest:No | Mass:Std | Dhw:62% EF | E20 | G09 | H07 | D04 | M01 | W02 | 619.8432 | 318.5 | 0 | 243.4395 | 0 | 0 | W134,R38,S0,IY,BN,CN,QN, | G3756, | C1310,LN,AN,FN,CCN,F80, | D6,DTN, | MN, | WY
| 637 | 6921 | 05E20G10H07D04M01W02 | 637 | W134,R38,S0,IY,BN,CN,QN,G3430,C1310,LN,AN,FN,CCN,F80,D6,DTN,MN,WY | 14.92 | 0.01 | 0.65 | 17.5 | 33.08 | 99.6% | 12.3% | 0 | 1181.7826 | 701.2182 | 0 | 330.208 | 422.31 | 1.5556 | 182.5374 | 28.35 | Walls:R13+R4 foam,Roof:R38,SlabEdge:R0,Infiltration:Test 3.2 SLA,RadBarrier:No,CoolRoof:No,InsQuality:No | Window:0.34 U/0.30 SHGC | AirCond:13/10,ChargeLight:No,AirFlowTest:No,FanEnergyTest:No,MaxCoolCap:No,Furnace:0.8 | Duct:R6.0,DuctTest:No | Mass:Std | Dhw:62% EF | E20 | G10 | H07 | D04 | M01 | W02 | 619.8432 | 318.5 | 0 | 243.4395 | 0 | 0 | W134,R38,S0,IY,BN,CN,QN, | G3430, | C1310,LN,AN,FN,CCN,F80, | D6,DTN, | MN, | WY
| 112 | 6396 | 05E17G09H10D07M01W02 | 112 | W130,R38,S0,IN,BN,CN,QN,G3756,C1311,LY,AN,FN,CCN,F80,D6,DTY,MN,WY | 11.64 | 1.01 | 0.65 | 17.5 | 30.8 | 60.08% | 18.35% | 1 | 1205.0645 | 724.5 | 0.85556 | 350.7178 | 382.41 | 0.7 | 162.0275 | 68.25 | Walls:R13,Roof:R38,SlabEdge:R0,Infiltration:No,RadBarrier:No,CoolRoof:No,InsQuality:No | Window:0.37 U/0.56 SHGC | AirCond:13/11,ChargeLight:Yes,AirFlowTest:No,FanEnergyTest:No,MaxCoolCap:No,Furnace:0.8 | Duct:R6.0,DuctTest:Yes | Mass:Std | Dhw:62% EF | E17 | G09 | H10 | D07 | M01 | W02 | 183.75 | 318.5 | 222.25 | 480.5645 | 0 | 0 | W130,R38,S0,IN,BN,CN,QN, | G3756, | C1311,LY,AN,FN,CCN,F80, | D6,DTY, | MN, | WY
| 230 | 6514 | 05E17G12H11D07M01W02 | 230 | W130,R38,S0,IN,BN,CN,QN,G4965,C1312,LY,AN,FN,CCN,F80,D6,DTY,MN,WY | 12.42 | 1.73 | 0.65 | 17.5 | 32.3 | 31.62% | 14.37% | 0 | 1273.3145 | 792.75 | 1.2444 | 412.2473 | 391.86 | 0.31111 | 100.4981 | 58.8 | Walls:R13,Roof:R38,SlabEdge:R0,Infiltration:No,RadBarrier:No,CoolRoof:No,InsQuality:No | Window:0.49 U/0.65 SHGC | AirCond:13/12,ChargeLight:Yes,AirFlowTest:No,FanEnergyTest:No,MaxCoolCap:No,Furnace:0.8 | Duct:R6.0,DuctTest:Yes | Mass:Std | Dhw:62% EF | E17 | G12 | H11 | D07 | M01 | W02 | 183.75 | 159.25 | 449.75 | 480.5645 | 0 | 0 | W130,R38,S0,IN,BN,CN,QN, | G4965, | C1312,LY,AN,FN,CCN,F80, | D6,DTY, | MN, | WY
| 1546 | 7830 | 05E25G12H11D05M01W02 | 1546 | W130,R30,S0,IN,BN,CN,QN,G4965,C1312,LY,AN,FN,CCN,F80,D8,DTY,MN,WY | 12.57 | 1.9 | 0.65 | 17.5 | 32.62 | 24.9% | 13.52% | 0 | 1211.2842 | 730.7197 | 1.3222 | 426.6042 | 393.54 | 0.23333 | 86.1412 | 57.12 | Walls:R13,Roof:R30,SlabEdge:R0,Infiltration:No,RadBarrier:No,CoolRoof:No,InsQuality:No | Window:0.49 U/0.65 SHGC | AirCond:13/12,ChargeLight:Yes,AirFlowTest:No,FanEnergyTest:No,MaxCoolCap:No,Furnace:0.8 | Duct:R8.0,DuctTest:Yes | Mass:Std | Dhw:62% EF | E25 | G12 | H11 | D05 | M01 | W02 | 0 | 159.25 | 449.75 | 602.2842 | 0 | 0 | W130,R30,S0,IN,BN,CN,QN, | G4965, | C1312,LY,AN,FN,CCN,F80, | D8,DTY, | MN, | WY
| 257 | 6541 | 05E18G09H07D07M01W02 | 257 | W134,R38,S0,IN,BN,CN,QN,G3756,C1310,LN,AN,FN,CCN,F80,D6,DTY,MN,WY | 9.17 | 0.83 | 0.65 | 17.5 | 28.15 | 67.19% | 25.37% | 1 | 1212.4076 | 731.8432 | 0.7 | 301.4943 | 352.38 | 0.85556 | 211.2511 | 98.28 | Walls:R13+R4 foam,Roof:R38,SlabEdge:R0,Infiltration:No,RadBarrier:No,CoolRoof:No,InsQuality:No | Window:0.37 U/0.56 SHGC | AirCond:13/10,ChargeLight:No,AirFlowTest:No,FanEnergyTest:No,MaxCoolCap:No,Furnace:0.8 | Duct:R6.0,DuctTest:Yes | Mass:Std | Dhw:62% EF | E18 | G09 | H07 | D07 | M01 | W02 | 413.3432 | 318.5 | 0 | 480.5645 | 0 | 0 | W134,R38,S0,IN,BN,CN,QN, | G3756, | C1310,LN,AN,FN,CCN,F80, | D6,DTY, | MN, | WY
| 312 | 6596 | 05E18G10H07D07M01W02 | 312 | W134,R38,S0,IN,BN,CN,QN,G3430,C1310,LN,AN,FN,CCN,F80,D6,DTY,MN,WY | 14.09 | 0.01 | 0.65 | 17.5 | 32.25 | 99.6% | 14.5% | 0 | 1212.4076 | 731.8432 | 0 | 317.9021 | 412.44 | 1.5556 | 194.8432 | 38.22 | Walls:R13+R4 foam,Roof:R38,SlabEdge:R0,Infiltration:No,RadBarrier:No,CoolRoof:No,InsQuality:No | Window:0.34 U/0.30 SHGC | AirCond:13/10,ChargeLight:No,AirFlowTest:No,FanEnergyTest:No,MaxCoolCap:No,Furnace:0.8 | Duct:R6.0,DuctTest:Yes | Mass:Std | Dhw:62% EF | E18 | G10 | H07 | D07 | M01 | W02 | 413.3432 | 318.5 | 0 | 480.5645 | 0 | 0 | W134,R38,S0,IN,BN,CN,QN, | G3430, | C1310,LN,AN,FN,CCN,F80, | D6,DTY, | MN, | WY
| 18 | 6302 | 05E05G09H08D02M01W01 | 18 | W130,R30,S0,IN,BN,CN,QN,G3756,C1310,LN,AN,FN,CCN,F92,D6,DTY,MN,WN | 10.59 | 1.28 | 0.65 | 18.87 | 31.39 | 49.41% | 16.78% | 1 | 1481.5645 | 1001 | 1.0111 | 375.3296 | 387.03 | 0.54444 | 137.4158 | 63.63 | Walls:R13,Roof:R30,SlabEdge:R0,Infiltration:No,RadBarrier:No,CoolRoof:No,InsQuality:No | Window:0.37 U/0.56 SHGC | AirCond:13/10,ChargeLight:No,AirFlowTest:No,FanEnergyTest:No,MaxCoolCap:No,Furnace:0.92 | Duct:R6.0,DuctTest:Yes | Mass:Std | Dhw:57% EF | E05 | G09 | H08 | D02 | M01 | W01 | 0 | 318.5 | 682.5 | 480.5645 | 0 | 0 | W130,R30,S0,IN,BN,CN,QN, | G3756, | C1310,LN,AN,FN,CCN,F92, | D6,DTY, | MN, | WN
| 56 | 6340 | 05E05G09H11D07M01W02 | 56 | W130,R30,S0,IN,BN,CN,QN,G3756,C1312,LY,AN,FN,CCN,F80,D6,DTY,MN,WY | 12.02 | 1.19 | 0.65 | 17.5 | 31.36 | 52.96% | 16.86% | 1 | 1248.8145 | 768.25 | 0.93333 | 369.1767 | 386.82 | 0.62222 | 143.5687 | 63.84 | Walls:R13,Roof:R30,SlabEdge:R0,Infiltration:No,RadBarrier:No,CoolRoof:No,InsQuality:No | Window:0.37 U/0.56 SHGC | AirCond:13/12,ChargeLight:Yes,AirFlowTest:No,FanEnergyTest:No,MaxCoolCap:No,Furnace:0.8 | Duct:R6.0,DuctTest:Yes | Mass:Std | Dhw:62% EF | E05 | G09 | H11 | D07 | M01 | W02 | 0 | 318.5 | 449.75 | 480.5645 | 0 | 0 | W130,R30,S0,IN,BN,CN,QN, | G3756, | C1312,LY,AN,FN,CCN,F80, | D6,DTY, | MN, | WY
| 1440 | 7724 | 05E25G09H11D07M01W02 | 1440 | W130,R30,S0,IN,BN,CN,QN,G3756,C1312,LY,AN,FN,CCN,F80,D6,DTY,MN,WY | 12.02 | 1.19 | 0.65 | 17.5 | 31.36 | 52.96% | 16.86% | 1 | 1248.8145 | 768.25 | 0.93333 | 369.1767 | 386.82 | 0.62222 | 143.5687 | 63.84 | Walls:R13,Roof:R30,SlabEdge:R0,Infiltration:No,RadBarrier:No,CoolRoof:No,InsQuality:No | Window:0.37 U/0.56 SHGC | AirCond:13/12,ChargeLight:Yes,AirFlowTest:No,FanEnergyTest:No,MaxCoolCap:No,Furnace:0.8 | Duct:R6.0,DuctTest:Yes | Mass:Std | Dhw:62% EF | E25 | G09 | H11 | D07 | M01 | W02 | 0 | 318.5 | 449.75 | 480.5645 | 0 | 0 | W130,R30,S0,IN,BN,CN,QN, | G3756, | C1312,LY,AN,FN,CCN,F80, | D6,DTY, | MN, | WY
| 1495 | 7779 | 05E25G10H11D07M01W02 | 1495 | W130,R30,S0,IN,BN,CN,QN,G3430,C1312,LY,AN,FN,CCN,F80,D6,DTY,MN,WY | 16.92 | 0.04 | 0.65 | 17.5 | 35.11 | 98.42% | 6.919% | 0 | 1248.8145 | 768.25 | 0.15556 | 363.0237 | 446.88 | 1.4 | 149.7217 | 3.78 | Walls:R13,Roof:R30,SlabEdge:R0,Infiltration:No,RadBarrier:No,CoolRoof:No,InsQuality:No | Window:0.34 U/0.30 SHGC | AirCond:13/12,ChargeLight:Yes,AirFlowTest:No,FanEnergyTest:No,MaxCoolCap:No,Furnace:0.8 | Duct:R6.0,DuctTest:Yes | Mass:Std | Dhw:62% EF | E25 | G10 | H11 | D07 | M01 | W02 | 0 | 318.5 | 449.75 | 480.5645 | 0 | 0 | W130,R30,S0,IN,BN,CN,QN, | G3430, | C1312,LY,AN,FN,CCN,F80, | D6,DTY, | MN, | WY
| 55 | 6339 | 05E05G09H11D07M01W01 | 55 | W130,R30,S0,IN,BN,CN,QN,G3756,C1312,LY,AN,FN,CCN,F80,D6,DTY,MN,WN | 12.02 | 1.19 | 0.65 | 18.87 | 32.73 | 52.96% | 13.23% | 0 | 1248.8145 | 768.25 | 0.93333 | 369.1767 | 405.72 | 0.62222 | 143.5687 | 44.94 | Walls:R13,Roof:R30,SlabEdge:R0,Infiltration:No,RadBarrier:No,CoolRoof:No,InsQuality:No | Window:0.37 U/0.56 SHGC | AirCond:13/12,ChargeLight:Yes,AirFlowTest:No,FanEnergyTest:No,MaxCoolCap:No,Furnace:0.8 | Duct:R6.0,DuctTest:Yes | Mass:Std | Dhw:57% EF | E05 | G09 | H11 | D07 | M01 | W01 | 0 | 318.5 | 449.75 | 480.5645 | 0 | 0 | W130,R30,S0,IN,BN,CN,QN, | G3756, | C1312,LY,AN,FN,CCN,F80, | D6,DTY, | MN, | WN
| 697 | 6981 | 05E20G12H07D07M01W02 | 697 | W134,R38,S0,IY,BN,CN,QN,G4965,C1310,LN,AN,FN,CCN,F80,D6,DTY,MN,WY | 9.4 | 1.48 | 0.65 | 17.5 | 29.03 | 41.5% | 23.04% | 1 | 1259.6576 | 779.0932 | 1.0111 | 350.7178 | 355.11 | 0.54444 | 162.0275 | 95.55 | Walls:R13+R4 foam,Roof:R38,SlabEdge:R0,Infiltration:Test 3.2 SLA,RadBarrier:No,CoolRoof:No,InsQuality:No | Window:0.49 U/0.65 SHGC | AirCond:13/10,ChargeLight:No,AirFlowTest:No,FanEnergyTest:No,MaxCoolCap:No,Furnace:0.8 | Duct:R6.0,DuctTest:Yes | Mass:Std | Dhw:62% EF | E20 | G12 | H07 | D07 | M01 | W02 | 619.8432 | 159.25 | 0 | 480.5645 | 0 | 0 | W134,R38,S0,IY,BN,CN,QN, | G4965, | C1310,LN,AN,FN,CCN,F80, | D6,DTY, | MN, | WY
| 167 | 6451 | 05E17G10H10D07M01W02 | 167 | W130,R38,S0,IN,BN,CN,QN,G3430,C1311,LY,AN,FN,CCN,F80,D6,DTY,MN,WY | 16.63 | 0.03 | 0.65 | 17.5 | 34.81 | 98.81% | 7.715% | 0 | 1205.0645 | 724.5 | 0.077778 | 356.8708 | 443.73 | 1.4778 | 155.8746 | 6.93 | Walls:R13,Roof:R38,SlabEdge:R0,Infiltration:No,RadBarrier:No,CoolRoof:No,InsQuality:No | Window:0.34 U/0.30 SHGC | AirCond:13/11,ChargeLight:Yes,AirFlowTest:No,FanEnergyTest:No,MaxCoolCap:No,Furnace:0.8 | Duct:R6.0,DuctTest:Yes | Mass:Std | Dhw:62% EF | E17 | G10 | H10 | D07 | M01 | W02 | 183.75 | 318.5 | 222.25 | 480.5645 | 0 | 0 | W130,R38,S0,IN,BN,CN,QN, | G3430, | C1311,LY,AN,FN,CCN,F80, | D6,DTY, | MN, | WY
| 857 | 7141 | 05E21G12H07D04M01W02 | 857 | W134,R38,S0,IY,BN,CN,QY,G4965,C1310,LN,AN,FN,CCN,F80,D6,DTN,MN,WY | 8.89 | 1.69 | 0.65 | 17.5 | 28.73 | 33.2% | 23.83% | 1 | 1274.5326 | 793.9682 | 1.1667 | 356.8708 | 348.6 | 0.38889 | 155.8746 | 102.06 | Walls:R13+R4 foam,Roof:R38,SlabEdge:R0,Infiltration:Test 3.2 SLA,RadBarrier:No,CoolRoof:No,InsQuality:Yes | Window:0.49 U/0.65 SHGC | AirCond:13/10,ChargeLight:No,AirFlowTest:No,FanEnergyTest:No,MaxCoolCap:No,Furnace:0.8 | Duct:R6.0,DuctTest:No | Mass:Std | Dhw:62% EF | E21 | G12 | H07 | D04 | M01 | W02 | 871.8432 | 159.25 | 0 | 243.4395 | 0 | 0 | W134,R38,S0,IY,BN,CN,QY, | G4965, | C1310,LN,AN,FN,CCN,F80, | D6,DTN, | MN, | WY
| 387 | 6671 | 05E18G12H10D07M01W02 | 387 | W134,R38,S0,IN,BN,CN,QN,G4965,C1311,LY,AN,FN,CCN,F80,D6,DTY,MN,WY | 9.91 | 1.38 | 0.65 | 17.5 | 29.44 | 45.45% | 21.95% | 1 | 1275.4076 | 794.8432 | 1.0111 | 350.7178 | 361.2 | 0.54444 | 162.0275 | 89.46 | Walls:R13+R4 foam,Roof:R38,SlabEdge:R0,Infiltration:No,RadBarrier:No,CoolRoof:No,InsQuality:No | Window:0.49 U/0.65 SHGC | AirCond:13/11,ChargeLight:Yes,AirFlowTest:No,FanEnergyTest:No,MaxCoolCap:No,Furnace:0.8 | Duct:R6.0,DuctTest:Yes | Mass:Std | Dhw:62% EF | E18 | G12 | H10 | D07 | M01 | W02 | 413.3432 | 159.25 | 222.25 | 480.5645 | 0 | 0 | W134,R38,S0,IN,BN,CN,QN, | G4965, | C1311,LY,AN,FN,CCN,F80, | D6,DTY, | MN, | WY
| 527 | 6811 | 05E19G12H07D04M01W02 | 527 | W134,R38,S0,IN,BY,CN,QN,G4965,C1310,LN,AN,FN,CCN,F80,D6,DTN,MN,WY | 12.07 | 0.89 | 0.65 | 17.5 | 31.11 | 64.82% | 17.52% | 1 | 1298.3764 | 817.8119 | 0.85556 | 348.6669 | 387.45 | 0.7 | 164.0785 | 63.21 | Walls:R13+R4 foam,Roof:R38,SlabEdge:R0,Infiltration:No,RadBarrier:Yes,CoolRoof:No,InsQuality:No | Window:0.49 U/0.65 SHGC | AirCond:13/10,ChargeLight:No,AirFlowTest:No,FanEnergyTest:No,MaxCoolCap:No,Furnace:0.8 | Duct:R6.0,DuctTest:No | Mass:Std | Dhw:62% EF | E19 | G12 | H07 | D04 | M01 | W02 | 895.6869 | 159.25 | 0 | 243.4395 | 0 | 0 | W134,R38,S0,IN,BY,CN,QN, | G4965, | C1310,LN,AN,FN,CCN,F80, | D6,DTN, | MN, | WY
| 1530 | 7814 | 05E25G12H08D07M01W02 | 1530 | W130,R30,S0,IN,BN,CN,QN,G4965,C1310,LN,AN,FN,CCN,F92,D6,DTY,MN,WY | 11.29 | 2.12 | 0.65 | 17.5 | 31.56 | 16.21% | 16.33% | 1 | 1322.3145 | 841.75 | 1.4 | 445.063 | 376.53 | 0.15556 | 67.6824 | 74.13 | Walls:R13,Roof:R30,SlabEdge:R0,Infiltration:No,RadBarrier:No,CoolRoof:No,InsQuality:No | Window:0.49 U/0.65 SHGC | AirCond:13/10,ChargeLight:No,AirFlowTest:No,FanEnergyTest:No,MaxCoolCap:No,Furnace:0.92 | Duct:R6.0,DuctTest:Yes | Mass:Std | Dhw:62% EF | E25 | G12 | H08 | D07 | M01 | W02 | 0 | 159.25 | 682.5 | 480.5645 | 0 | 0 | W130,R30,S0,IN,BN,CN,QN, | G4965, | C1310,LN,AN,FN,CCN,F92, | D6,DTY, | MN, | WY
| 110 | 6394 | 05E17G09H10D05M01W02 | 110 | W130,R38,S0,IN,BN,CN,QN,G3756,C1311,LY,AN,FN,CCN,F80,D8,DTY,MN,WY | 11.38 | 0.97 | 0.65 | 17.5 | 30.5 | 61.66% | 19.14% | 1 | 1326.7842 | 846.2197 | 0.77778 | 342.5139 | 379.26 | 0.77778 | 170.2315 | 71.4 | Walls:R13,Roof:R38,SlabEdge:R0,Infiltration:No,RadBarrier:No,CoolRoof:No,InsQuality:No | Window:0.37 U/0.56 SHGC | AirCond:13/11,ChargeLight:Yes,AirFlowTest:No,FanEnergyTest:No,MaxCoolCap:No,Furnace:0.8 | Duct:R8.0,DuctTest:Yes | Mass:Std | Dhw:62% EF | E17 | G09 | H10 | D05 | M01 | W02 | 183.75 | 318.5 | 222.25 | 602.2842 | 0 | 0 | W130,R38,S0,IN,BN,CN,QN, | G3756, | C1311,LY,AN,FN,CCN,F80, | D8,DTY, | MN, | WY
| 165 | 6449 | 05E17G10H10D05M01W02 | 165 | W130,R38,S0,IN,BN,CN,QN,G3430,C1311,LY,AN,FN,CCN,F80,D8,DTY,MN,WY | 16.29 | 0.03 | 0.65 | 17.5 | 34.47 | 98.81% | 8.616% | 0 | 1326.7842 | 846.2197 | 0.077778 | 350.7178 | 439.53 | 1.4778 | 162.0275 | 11.13 | Walls:R13,Roof:R38,SlabEdge:R0,Infiltration:No,RadBarrier:No,CoolRoof:No,InsQuality:No | Window:0.34 U/0.30 SHGC | AirCond:13/11,ChargeLight:Yes,AirFlowTest:No,FanEnergyTest:No,MaxCoolCap:No,Furnace:0.8 | Duct:R8.0,DuctTest:Yes | Mass:Std | Dhw:62% EF | E17 | G10 | H10 | D05 | M01 | W02 | 183.75 | 318.5 | 222.25 | 602.2842 | 0 | 0 | W130,R38,S0,IN,BN,CN,QN, | G3430, | C1311,LY,AN,FN,CCN,F80, | D8,DTY, | MN, | WY
| 253 | 6537 | 05E18G09H07D05M01W02 | 253 | W134,R38,S0,IN,BN,CN,QN,G3756,C1310,LN,AN,FN,CCN,F80,D8,DTY,MN,WY | 8.95 | 0.79 | 0.65 | 17.5 | 27.89 | 68.77% | 26.06% | 1 | 1334.1274 | 853.5629 | 0.7 | 297.3923 | 349.86 | 0.85556 | 215.3531 | 100.8 | Walls:R13+R4 foam,Roof:R38,SlabEdge:R0,Infiltration:No,RadBarrier:No,CoolRoof:No,InsQuality:No | Window:0.37 U/0.56 SHGC | AirCond:13/10,ChargeLight:No,AirFlowTest:No,FanEnergyTest:No,MaxCoolCap:No,Furnace:0.8 | Duct:R8.0,DuctTest:Yes | Mass:Std | Dhw:62% EF | E18 | G09 | H07 | D05 | M01 | W02 | 413.3432 | 318.5 | 0 | 602.2842 | 0 | 0 | W134,R38,S0,IN,BN,CN,QN, | G3756, | C1310,LN,AN,FN,CCN,F80, | D8,DTY, | MN, | WY
| 308 | 6592 | 05E18G10H07D05M01W02 | 308 | W134,R38,S0,IN,BN,CN,QN,G3430,C1310,LN,AN,FN,CCN,F80,D8,DTY,MN,WY | 13.77 | 0.01 | 0.65 | 17.5 | 31.93 | 99.6% | 15.35% | 1 | 1334.1274 | 853.5629 | 0 | 311.7492 | 408.66 | 1.5556 | 200.9962 | 42 | Walls:R13+R4 foam,Roof:R38,SlabEdge:R0,Infiltration:No,RadBarrier:No,CoolRoof:No,InsQuality:No | Window:0.34 U/0.30 SHGC | AirCond:13/10,ChargeLight:No,AirFlowTest:No,FanEnergyTest:No,MaxCoolCap:No,Furnace:0.8 | Duct:R8.0,DuctTest:Yes | Mass:Std | Dhw:62% EF | E18 | G10 | H07 | D05 | M01 | W02 | 413.3432 | 318.5 | 0 | 602.2842 | 0 | 0 | W134,R38,S0,IN,BN,CN,QN, | G3430, | C1310,LN,AN,FN,CCN,F80, | D8,DTY, | MN, | WY
| 78 | 6362 | 05E05G09H14D02M01W01 | 78 | W130,R30,S0,IN,BN,CN,QN,G3756,C1512,LY,AN,FN,CCN,F80,D6,DTY,MN,WN | 12.02 | 1.05 | 0.65 | 18.87 | 32.59 | 58.5% | 13.6% | 0 | 1578.6895 | 1098.125 | 0.77778 | 358.9218 | 405.72 | 0.77778 | 153.8236 | 44.94 | Walls:R13,Roof:R30,SlabEdge:R0,Infiltration:No,RadBarrier:No,CoolRoof:No,InsQuality:No | Window:0.37 U/0.56 SHGC | AirCond:15/12,ChargeLight:Yes,AirFlowTest:No,FanEnergyTest:No,MaxCoolCap:No,Furnace:0.8 | Duct:R6.0,DuctTest:Yes | Mass:Std | Dhw:57% EF | E05 | G09 | H14 | D02 | M01 | W01 | 0 | 318.5 | 779.625 | 480.5645 | 0 | 0 | W130,R30,S0,IN,BN,CN,QN, | G3756, | C1512,LY,AN,FN,CCN,F80, | D6,DTY, | MN, | WN
| 50 | 6334 | 05E05G09H11D05M01W02 | 50 | W130,R30,S0,IN,BN,CN,QN,G3756,C1312,LY,AN,FN,CCN,F80,D8,DTY,MN,WY | 11.76 | 1.15 | 0.65 | 17.5 | 31.06 | 54.55% | 17.66% | 1 | 1370.5342 | 889.9697 | 0.85556 | 360.9728 | 383.88 | 0.7 | 151.7726 | 66.78 | Walls:R13,Roof:R30,SlabEdge:R0,Infiltration:No,RadBarrier:No,CoolRoof:No,InsQuality:No | Window:0.37 U/0.56 SHGC | AirCond:13/12,ChargeLight:Yes,AirFlowTest:No,FanEnergyTest:No,MaxCoolCap:No,Furnace:0.8 | Duct:R8.0,DuctTest:Yes | Mass:Std | Dhw:62% EF | E05 | G09 | H11 | D05 | M01 | W02 | 0 | 318.5 | 449.75 | 602.2842 | 0 | 0 | W130,R30,S0,IN,BN,CN,QN, | G3756, | C1312,LY,AN,FN,CCN,F80, | D8,DTY, | MN, | WY
| 1436 | 7720 | 05E25G09H11D05M01W02 | 1436 | W130,R30,S0,IN,BN,CN,QN,G3756,C1312,LY,AN,FN,CCN,F80,D8,DTY,MN,WY | 11.76 | 1.15 | 0.65 | 17.5 | 31.06 | 54.55% | 17.66% | 1 | 1370.5342 | 889.9697 | 0.85556 | 360.9728 | 383.88 | 0.7 | 151.7726 | 66.78 | Walls:R13,Roof:R30,SlabEdge:R0,Infiltration:No,RadBarrier:No,CoolRoof:No,InsQuality:No | Window:0.37 U/0.56 SHGC | AirCond:13/12,ChargeLight:Yes,AirFlowTest:No,FanEnergyTest:No,MaxCoolCap:No,Furnace:0.8 | Duct:R8.0,DuctTest:Yes | Mass:Std | Dhw:62% EF | E25 | G09 | H11 | D05 | M01 | W02 | 0 | 318.5 | 449.75 | 602.2842 | 0 | 0 | W130,R30,S0,IN,BN,CN,QN, | G3756, | C1312,LY,AN,FN,CCN,F80, | D8,DTY, | MN, | WY
| 1491 | 7775 | 05E25G10H11D05M01W02 | 1491 | W130,R30,S0,IN,BN,CN,QN,G3430,C1312,LY,AN,FN,CCN,F80,D8,DTY,MN,WY | 16.58 | 0.04 | 0.65 | 17.5 | 34.77 | 98.42% | 7.821% | 0 | 1370.5342 | 889.9697 | 0.15556 | 358.9218 | 442.89 | 1.4 | 153.8236 | 7.77 | Walls:R13,Roof:R30,SlabEdge:R0,Infiltration:No,RadBarrier:No,CoolRoof:No,InsQuality:No | Window:0.34 U/0.30 SHGC | AirCond:13/12,ChargeLight:Yes,AirFlowTest:No,FanEnergyTest:No,MaxCoolCap:No,Furnace:0.8 | Duct:R8.0,DuctTest:Yes | Mass:Std | Dhw:62% EF | E25 | G10 | H11 | D05 | M01 | W02 | 0 | 318.5 | 449.75 | 602.2842 | 0 | 0 | W130,R30,S0,IN,BN,CN,QN, | G3430, | C1312,LY,AN,FN,CCN,F80, | D8,DTY, | MN, | WY
| 49 | 6333 | 05E05G09H11D05M01W01 | 49 | W130,R30,S0,IN,BN,CN,QN,G3756,C1312,LY,AN,FN,CCN,F80,D8,DTY,MN,WN | 11.76 | 1.15 | 0.65 | 18.87 | 32.43 | 54.55% | 14.02% | 0 | 1370.5342 | 889.9697 | 0.85556 | 360.9728 | 402.78 | 0.7 | 151.7726 | 47.88 | Walls:R13,Roof:R30,SlabEdge:R0,Infiltration:No,RadBarrier:No,CoolRoof:No,InsQuality:No | Window:0.37 U/0.56 SHGC | AirCond:13/12,ChargeLight:Yes,AirFlowTest:No,FanEnergyTest:No,MaxCoolCap:No,Furnace:0.8 | Duct:R8.0,DuctTest:Yes | Mass:Std | Dhw:57% EF | E05 | G09 | H11 | D05 | M01 | W01 | 0 | 318.5 | 449.75 | 602.2842 | 0 | 0 | W130,R30,S0,IN,BN,CN,QN, | G3756, | C1312,LY,AN,FN,CCN,F80, | D8,DTY, | MN, | WN
| 693 | 6977 | 05E20G12H07D05M01W02 | 693 | W134,R38,S0,IY,BN,CN,QN,G4965,C1310,LN,AN,FN,CCN,F80,D8,DTY,MN,WY | 9.18 | 1.43 | 0.65 | 17.5 | 28.76 | 43.48% | 23.75% | 1 | 1381.3774 | 900.8129 | 1.0111 | 342.5139 | 352.59 | 0.54444 | 170.2315 | 98.07 | Walls:R13+R4 foam,Roof:R38,SlabEdge:R0,Infiltration:Test 3.2 SLA,RadBarrier:No,CoolRoof:No,InsQuality:No | Window:0.49 U/0.65 SHGC | AirCond:13/10,ChargeLight:No,AirFlowTest:No,FanEnergyTest:No,MaxCoolCap:No,Furnace:0.8 | Duct:R8.0,DuctTest:Yes | Mass:Std | Dhw:62% EF | E20 | G12 | H07 | D05 | M01 | W02 | 619.8432 | 159.25 | 0 | 602.2842 | 0 | 0 | W134,R38,S0,IY,BN,CN,QN, | G4965, | C1310,LN,AN,FN,CCN,F80, | D8,DTY, | MN, | WY
| 226 | 6510 | 05E17G12H11D05M01W02 | 226 | W130,R38,S0,IN,BN,CN,QN,G4965,C1312,LY,AN,FN,CCN,F80,D8,DTY,MN,WY | 12.16 | 1.67 | 0.65 | 17.5 | 31.98 | 33.99% | 15.22% | 1 | 1395.0342 | 914.4697 | 1.1667 | 404.0434 | 388.71 | 0.38889 | 108.702 | 61.95 | Walls:R13,Roof:R38,SlabEdge:R0,Infiltration:No,RadBarrier:No,CoolRoof:No,InsQuality:No | Window:0.49 U/0.65 SHGC | AirCond:13/12,ChargeLight:Yes,AirFlowTest:No,FanEnergyTest:No,MaxCoolCap:No,Furnace:0.8 | Duct:R8.0,DuctTest:Yes | Mass:Std | Dhw:62% EF | E17 | G12 | H11 | D05 | M01 | W02 | 183.75 | 159.25 | 449.75 | 602.2842 | 0 | 0 | W130,R38,S0,IN,BN,CN,QN, | G4965, | C1312,LY,AN,FN,CCN,F80, | D8,DTY, | MN, | WY
| 385 | 6669 | 05E18G12H10D05M01W02 | 385 | W134,R38,S0,IN,BN,CN,QN,G4965,C1311,LY,AN,FN,CCN,F80,D8,DTY,MN,WY | 9.69 | 1.33 | 0.65 | 17.5 | 29.17 | 47.43% | 22.67% | 1 | 1397.1274 | 916.5629 | 0.93333 | 342.5139 | 358.68 | 0.62222 | 170.2315 | 91.98 | Walls:R13+R4 foam,Roof:R38,SlabEdge:R0,Infiltration:No,RadBarrier:No,CoolRoof:No,InsQuality:No | Window:0.49 U/0.65 SHGC | AirCond:13/11,ChargeLight:Yes,AirFlowTest:No,FanEnergyTest:No,MaxCoolCap:No,Furnace:0.8 | Duct:R8.0,DuctTest:Yes | Mass:Std | Dhw:62% EF | E18 | G12 | H10 | D05 | M01 | W02 | 413.3432 | 159.25 | 222.25 | 602.2842 | 0 | 0 | W134,R38,S0,IN,BN,CN,QN, | G4965, | C1311,LY,AN,FN,CCN,F80, | D8,DTY, | MN, | WY
| 587 | 6871 | 05E20G09H07D07M01W02 | 587 | W134,R38,S0,IY,BN,CN,QN,G3756,C1310,LN,AN,FN,CCN,F80,D6,DTY,MN,WY | 8.66 | 0.83 | 0.65 | 17.5 | 27.64 | 67.19% | 26.72% | 1 | 1418.9076 | 938.3432 | 0.7 | 293.2904 | 346.29 | 0.85556 | 219.455 | 104.37 | Walls:R13+R4 foam,Roof:R38,SlabEdge:R0,Infiltration:Test 3.2 SLA,RadBarrier:No,CoolRoof:No,InsQuality:No | Window:0.37 U/0.56 SHGC | AirCond:13/10,ChargeLight:No,AirFlowTest:No,FanEnergyTest:No,MaxCoolCap:No,Furnace:0.8 | Duct:R6.0,DuctTest:Yes | Mass:Std | Dhw:62% EF | E20 | G09 | H07 | D07 | M01 | W02 | 619.8432 | 318.5 | 0 | 480.5645 | 0 | 0 | W134,R38,S0,IY,BN,CN,QN, | G3756, | C1310,LN,AN,FN,CCN,F80, | D6,DTY, | MN, | WY
| 642 | 6926 | 05E20G10H07D07M01W02 | 642 | W134,R38,S0,IY,BN,CN,QN,G3430,C1310,LN,AN,FN,CCN,F80,D6,DTY,MN,WY | 13.51 | 0.01 | 0.65 | 17.5 | 31.67 | 99.6% | 16.04% | 1 | 1418.9076 | 938.3432 | 0 | 307.6472 | 405.51 | 1.5556 | 205.0982 | 45.15 | Walls:R13+R4 foam,Roof:R38,SlabEdge:R0,Infiltration:Test 3.2 SLA,RadBarrier:No,CoolRoof:No,InsQuality:No | Window:0.34 U/0.30 SHGC | AirCond:13/10,ChargeLight:No,AirFlowTest:No,FanEnergyTest:No,MaxCoolCap:No,Furnace:0.8 | Duct:R6.0,DuctTest:Yes | Mass:Std | Dhw:62% EF | E20 | G10 | H07 | D07 | M01 | W02 | 619.8432 | 318.5 | 0 | 480.5645 | 0 | 0 | W134,R38,S0,IY,BN,CN,QN, | G3430, | C1310,LN,AN,FN,CCN,F80, | D6,DTY, | MN, | WY
| 1568 | 7852 | 05E25G12H14D07M01W02 | 1568 | W130,R30,S0,IN,BN,CN,QN,G4965,C1512,LY,AN,FN,CCN,F80,D6,DTY,MN,WY | 12.83 | 1.74 | 0.65 | 17.5 | 32.72 | 31.23% | 13.26% | 0 | 1419.4395 | 938.875 | 1.1667 | 418.4002 | 396.69 | 0.38889 | 94.3452 | 53.97 | Walls:R13,Roof:R30,SlabEdge:R0,Infiltration:No,RadBarrier:No,CoolRoof:No,InsQuality:No | Window:0.49 U/0.65 SHGC | AirCond:15/12,ChargeLight:Yes,AirFlowTest:No,FanEnergyTest:No,MaxCoolCap:No,Furnace:0.8 | Duct:R6.0,DuctTest:Yes | Mass:Std | Dhw:62% EF | E25 | G12 | H14 | D07 | M01 | W02 | 0 | 159.25 | 779.625 | 480.5645 | 0 | 0 | W130,R30,S0,IN,BN,CN,QN, | G4965, | C1512,LY,AN,FN,CCN,F80, | D6,DTY, | MN, | WY
| 120 | 6404 | 05E17G09H11D07M01W02 | 120 | W130,R38,S0,IN,BN,CN,QN,G3756,C1312,LY,AN,FN,CCN,F80,D6,DTY,MN,WY | 11.64 | 1.01 | 0.65 | 17.5 | 30.8 | 60.08% | 18.35% | 1 | 1432.5645 | 952 | 0.85556 | 350.7178 | 382.41 | 0.7 | 162.0275 | 68.25 | Walls:R13,Roof:R38,SlabEdge:R0,Infiltration:No,RadBarrier:No,CoolRoof:No,InsQuality:No | Window:0.37 U/0.56 SHGC | AirCond:13/12,ChargeLight:Yes,AirFlowTest:No,FanEnergyTest:No,MaxCoolCap:No,Furnace:0.8 | Duct:R6.0,DuctTest:Yes | Mass:Std | Dhw:62% EF | E17 | G09 | H11 | D07 | M01 | W02 | 183.75 | 318.5 | 449.75 | 480.5645 | 0 | 0 | W130,R38,S0,IN,BN,CN,QN, | G3756, | C1312,LY,AN,FN,CCN,F80, | D6,DTY, | MN, | WY
| 175 | 6459 | 05E17G10H11D07M01W02 | 175 | W130,R38,S0,IN,BN,CN,QN,G3430,C1312,LY,AN,FN,CCN,F80,D6,DTY,MN,WY | 16.63 | 0.03 | 0.65 | 17.5 | 34.81 | 98.81% | 7.715% | 0 | 1432.5645 | 952 | 0.077778 | 356.8708 | 443.73 | 1.4778 | 155.8746 | 6.93 | Walls:R13,Roof:R38,SlabEdge:R0,Infiltration:No,RadBarrier:No,CoolRoof:No,InsQuality:No | Window:0.34 U/0.30 SHGC | AirCond:13/12,ChargeLight:Yes,AirFlowTest:No,FanEnergyTest:No,MaxCoolCap:No,Furnace:0.8 | Duct:R6.0,DuctTest:Yes | Mass:Std | Dhw:62% EF | E17 | G10 | H11 | D07 | M01 | W02 | 183.75 | 318.5 | 449.75 | 480.5645 | 0 | 0 | W130,R38,S0,IN,BN,CN,QN, | G3430, | C1312,LY,AN,FN,CCN,F80, | D6,DTY, | MN, | WY
| 747 | 7031 | 05E21G09H07D04M01W02 | 747 | W134,R38,S0,IY,BN,CN,QY,G3756,C1310,LN,AN,FN,CCN,F80,D6,DTN,MN,WY | 8.07 | 0.95 | 0.65 | 17.5 | 27.17 | 62.45% | 27.97% | 1 | 1433.7826 | 953.2182 | 0.7 | 295.3413 | 338.94 | 0.85556 | 217.404 | 111.72 | Walls:R13+R4 foam,Roof:R38,SlabEdge:R0,Infiltration:Test 3.2 SLA,RadBarrier:No,CoolRoof:No,InsQuality:Yes | Window:0.37 U/0.56 SHGC | AirCond:13/10,ChargeLight:No,AirFlowTest:No,FanEnergyTest:No,MaxCoolCap:No,Furnace:0.8 | Duct:R6.0,DuctTest:No | Mass:Std | Dhw:62% EF | E21 | G09 | H07 | D04 | M01 | W02 | 871.8432 | 318.5 | 0 | 243.4395 | 0 | 0 | W134,R38,S0,IY,BN,CN,QY, | G3756, | C1310,LN,AN,FN,CCN,F80, | D6,DTN, | MN, | WY
| 802 | 7086 | 05E21G10H07D04M01W02 | 802 | W134,R38,S0,IY,BN,CN,QY,G3430,C1310,LN,AN,FN,CCN,F80,D6,DTN,MN,WY | 13.27 | 0.01 | 0.65 | 17.5 | 31.43 | 99.6% | 16.68% | 1 | 1433.7826 | 953.2182 | 0 | 301.4943 | 402.36 | 1.5556 | 211.2511 | 48.3 | Walls:R13+R4 foam,Roof:R38,SlabEdge:R0,Infiltration:Test 3.2 SLA,RadBarrier:No,CoolRoof:No,InsQuality:Yes | Window:0.34 U/0.30 SHGC | AirCond:13/10,ChargeLight:No,AirFlowTest:No,FanEnergyTest:No,MaxCoolCap:No,Furnace:0.8 | Duct:R6.0,DuctTest:No | Mass:Std | Dhw:62% EF | E21 | G10 | H07 | D04 | M01 | W02 | 871.8432 | 318.5 | 0 | 243.4395 | 0 | 0 | W134,R38,S0,IY,BN,CN,QY, | G3430, | C1310,LN,AN,FN,CCN,F80, | D6,DTN, | MN, | WY
| 277 | 6561 | 05E18G09H10D07M01W02 | 277 | W134,R38,S0,IN,BN,CN,QN,G3756,C1311,LY,AN,FN,CCN,F80,D6,DTY,MN,WY | 9.17 | 0.77 | 0.65 | 17.5 | 28.09 | 69.57% | 25.53% | 1 | 1434.6576 | 954.0932 | 0.7 | 297.3923 | 352.38 | 0.85556 | 215.3531 | 98.28 | Walls:R13+R4 foam,Roof:R38,SlabEdge:R0,Infiltration:No,RadBarrier:No,CoolRoof:No,InsQuality:No | Window:0.37 U/0.56 SHGC | AirCond:13/11,ChargeLight:Yes,AirFlowTest:No,FanEnergyTest:No,MaxCoolCap:No,Furnace:0.8 | Duct:R6.0,DuctTest:Yes | Mass:Std | Dhw:62% EF | E18 | G09 | H10 | D07 | M01 | W02 | 413.3432 | 318.5 | 222.25 | 480.5645 | 0 | 0 | W134,R38,S0,IN,BN,CN,QN, | G3756, | C1311,LY,AN,FN,CCN,F80, | D6,DTY, | MN, | WY
| 332 | 6616 | 05E18G10H10D07M01W02 | 332 | W134,R38,S0,IN,BN,CN,QN,G3430,C1311,LY,AN,FN,CCN,F80,D6,DTY,MN,WY | 14.09 | 0.01 | 0.65 | 17.5 | 32.25 | 99.6% | 14.5% | 0 | 1434.6576 | 954.0932 | 0 | 317.9021 | 412.44 | 1.5556 | 194.8432 | 38.22 | Walls:R13+R4 foam,Roof:R38,SlabEdge:R0,Infiltration:No,RadBarrier:No,CoolRoof:No,InsQuality:No | Window:0.34 U/0.30 SHGC | AirCond:13/11,ChargeLight:Yes,AirFlowTest:No,FanEnergyTest:No,MaxCoolCap:No,Furnace:0.8 | Duct:R6.0,DuctTest:Yes | Mass:Std | Dhw:62% EF | E18 | G10 | H10 | D07 | M01 | W02 | 413.3432 | 318.5 | 222.25 | 480.5645 | 0 | 0 | W134,R38,S0,IN,BN,CN,QN, | G3430, | C1311,LY,AN,FN,CCN,F80, | D6,DTY, | MN, | WY
| 1526 | 7810 | 05E25G12H08D05M01W02 | 1526 | W130,R30,S0,IN,BN,CN,QN,G4965,C1310,LN,AN,FN,CCN,F92,D8,DTY,MN,WY | 11.07 | 2.05 | 0.65 | 17.5 | 31.27 | 18.97% | 17.1% | 1 | 1444.0342 | 963.4697 | 1.4 | 436.8591 | 374.01 | 0.15556 | 75.8863 | 76.65 | Walls:R13,Roof:R30,SlabEdge:R0,Infiltration:No,RadBarrier:No,CoolRoof:No,InsQuality:No | Window:0.49 U/0.65 SHGC | AirCond:13/10,ChargeLight:No,AirFlowTest:No,FanEnergyTest:No,MaxCoolCap:No,Furnace:0.92 | Duct:R8.0,DuctTest:Yes | Mass:Std | Dhw:62% EF | E25 | G12 | H08 | D05 | M01 | W02 | 0 | 159.25 | 682.5 | 602.2842 | 0 | 0 | W130,R30,S0,IN,BN,CN,QN, | G4965, | C1310,LN,AN,FN,CCN,F92, | D8,DTY, | MN, | WY
| 417 | 6701 | 05E19G09H07D04M01W02 | 417 | W134,R38,S0,IN,BY,CN,QN,G3756,C1310,LN,AN,FN,CCN,F80,D6,DTN,MN,WY | 11.32 | 0.38 | 0.65 | 17.5 | 29.85 | 84.98% | 20.86% | 1 | 1457.6264 | 977.0619 | 0.54444 | 299.4433 | 378.42 | 1.0111 | 213.3021 | 72.24 | Walls:R13+R4 foam,Roof:R38,SlabEdge:R0,Infiltration:No,RadBarrier:Yes,CoolRoof:No,InsQuality:No | Window:0.37 U/0.56 SHGC | AirCond:13/10,ChargeLight:No,AirFlowTest:No,FanEnergyTest:No,MaxCoolCap:No,Furnace:0.8 | Duct:R6.0,DuctTest:No | Mass:Std | Dhw:62% EF | E19 | G09 | H07 | D04 | M01 | W02 | 895.6869 | 318.5 | 0 | 243.4395 | 0 | 0 | W134,R38,S0,IN,BY,CN,QN, | G3756, | C1310,LN,AN,FN,CCN,F80, | D6,DTN, | MN, | WY
| 472 | 6756 | 05E19G10H07D04M01W02 | 472 | W134,R38,S0,IN,BY,CN,QN,G3430,C1310,LN,AN,FN,CCN,F80,D6,DTN,MN,WY | 17.21 | 0 | 0.65 | 17.5 | 35.36 | 100% | 6.257% | 0 | 1457.6264 | 977.0619 | 0 | 365.0747 | 450.66 | 1.5556 | 147.6707 | 0 | Walls:R13+R4 foam,Roof:R38,SlabEdge:R0,Infiltration:No,RadBarrier:Yes,CoolRoof:No,InsQuality:No | Window:0.34 U/0.30 SHGC | AirCond:13/10,ChargeLight:No,AirFlowTest:No,FanEnergyTest:No,MaxCoolCap:No,Furnace:0.8 | Duct:R6.0,DuctTest:No | Mass:Std | Dhw:62% EF | E19 | G10 | H07 | D04 | M01 | W02 | 895.6869 | 318.5 | 0 | 243.4395 | 0 | 0 | W134,R38,S0,IN,BY,CN,QN, | G3430, | C1310,LN,AN,FN,CCN,F80, | D6,DTN, | MN, | WY
| 26 | 6310 | 05E05G09H08D07M01W02 | 26 | W130,R30,S0,IN,BN,CN,QN,G3756,C1310,LN,AN,FN,CCN,F92,D6,DTY,MN,WY | 10.59 | 1.28 | 0.65 | 17.5 | 30.02 | 49.41% | 20.41% | 1 | 1481.5645 | 1001 | 1.0111 | 375.3296 | 368.13 | 0.54444 | 137.4158 | 82.53 | Walls:R13,Roof:R30,SlabEdge:R0,Infiltration:No,RadBarrier:No,CoolRoof:No,InsQuality:No | Window:0.37 U/0.56 SHGC | AirCond:13/10,ChargeLight:No,AirFlowTest:No,FanEnergyTest:No,MaxCoolCap:No,Furnace:0.92 | Duct:R6.0,DuctTest:Yes | Mass:Std | Dhw:62% EF | E05 | G09 | H08 | D07 | M01 | W02 | 0 | 318.5 | 682.5 | 480.5645 | 0 | 0 | W130,R30,S0,IN,BN,CN,QN, | G3756, | C1310,LN,AN,FN,CCN,F92, | D6,DTY, | MN, | WY
| 1420 | 7704 | 05E25G09H08D07M01W02 | 1420 | W130,R30,S0,IN,BN,CN,QN,G3756,C1310,LN,AN,FN,CCN,F92,D6,DTY,MN,WY | 10.59 | 1.28 | 0.65 | 17.5 | 30.02 | 49.41% | 20.41% | 1 | 1481.5645 | 1001 | 1.0111 | 375.3296 | 368.13 | 0.54444 | 137.4158 | 82.53 | Walls:R13,Roof:R30,SlabEdge:R0,Infiltration:No,RadBarrier:No,CoolRoof:No,InsQuality:No | Window:0.37 U/0.56 SHGC | AirCond:13/10,ChargeLight:No,AirFlowTest:No,FanEnergyTest:No,MaxCoolCap:No,Furnace:0.92 | Duct:R6.0,DuctTest:Yes | Mass:Std | Dhw:62% EF | E25 | G09 | H08 | D07 | M01 | W02 | 0 | 318.5 | 682.5 | 480.5645 | 0 | 0 | W130,R30,S0,IN,BN,CN,QN, | G3756, | C1310,LN,AN,FN,CCN,F92, | D6,DTY, | MN, | WY
| 1475 | 7759 | 05E25G10H08D07M01W02 | 1475 | W130,R30,S0,IN,BN,CN,QN,G3430,C1310,LN,AN,FN,CCN,F92,D6,DTY,MN,WY | 14.9 | 0.04 | 0.65 | 17.5 | 33.09 | 98.42% | 12.27% | 0 | 1481.5645 | 1001 | 0.15556 | 363.0237 | 420.42 | 1.4 | 149.7217 | 30.24 | Walls:R13,Roof:R30,SlabEdge:R0,Infiltration:No,RadBarrier:No,CoolRoof:No,InsQuality:No | Window:0.34 U/0.30 SHGC | AirCond:13/10,ChargeLight:No,AirFlowTest:No,FanEnergyTest:No,MaxCoolCap:No,Furnace:0.92 | Duct:R6.0,DuctTest:Yes | Mass:Std | Dhw:62% EF | E25 | G10 | H08 | D07 | M01 | W02 | 0 | 318.5 | 682.5 | 480.5645 | 0 | 0 | W130,R30,S0,IN,BN,CN,QN, | G3430, | C1310,LN,AN,FN,CCN,F92, | D6,DTY, | MN, | WY
| 25 | 6309 | 05E05G09H08D07M01W01 | 25 | W130,R30,S0,IN,BN,CN,QN,G3756,C1310,LN,AN,FN,CCN,F92,D6,DTY,MN,WN | 10.59 | 1.28 | 0.65 | 18.87 | 31.39 | 49.41% | 16.78% | 1 | 1481.5645 | 1001 | 1.0111 | 375.3296 | 387.03 | 0.54444 | 137.4158 | 63.63 | Walls:R13,Roof:R30,SlabEdge:R0,Infiltration:No,RadBarrier:No,CoolRoof:No,InsQuality:No | Window:0.37 U/0.56 SHGC | AirCond:13/10,ChargeLight:No,AirFlowTest:No,FanEnergyTest:No,MaxCoolCap:No,Furnace:0.92 | Duct:R6.0,DuctTest:Yes | Mass:Std | Dhw:57% EF | E05 | G09 | H08 | D07 | M01 | W01 | 0 | 318.5 | 682.5 | 480.5645 | 0 | 0 | W130,R30,S0,IN,BN,CN,QN, | G3756, | C1310,LN,AN,FN,CCN,F92, | D6,DTY, | MN, | WN
| 717 | 7001 | 05E20G12H10D07M01W02 | 717 | W134,R38,S0,IY,BN,CN,QN,G4965,C1311,LY,AN,FN,CCN,F80,D6,DTY,MN,WY | 9.4 | 1.38 | 0.65 | 17.5 | 28.93 | 45.45% | 23.3% | 1 | 1481.9076 | 1001.3432 | 0.93333 | 342.5139 | 355.11 | 0.62222 | 170.2315 | 95.55 | Walls:R13+R4 foam,Roof:R38,SlabEdge:R0,Infiltration:Test 3.2 SLA,RadBarrier:No,CoolRoof:No,InsQuality:No | Window:0.49 U/0.65 SHGC | AirCond:13/11,ChargeLight:Yes,AirFlowTest:No,FanEnergyTest:No,MaxCoolCap:No,Furnace:0.8 | Duct:R6.0,DuctTest:Yes | Mass:Std | Dhw:62% EF | E20 | G12 | H10 | D07 | M01 | W02 | 619.8432 | 159.25 | 222.25 | 480.5645 | 0 | 0 | W134,R38,S0,IY,BN,CN,QN, | G4965, | C1311,LY,AN,FN,CCN,F80, | D6,DTY, | MN, | WY
| 395 | 6679 | 05E18G12H11D07M01W02 | 395 | W134,R38,S0,IN,BN,CN,QN,G4965,C1312,LY,AN,FN,CCN,F80,D6,DTY,MN,WY | 9.91 | 1.37 | 0.65 | 17.5 | 29.43 | 45.85% | 21.98% | 1 | 1502.9076 | 1022.3432 | 1.0111 | 348.6669 | 361.2 | 0.54444 | 164.0785 | 89.46 | Walls:R13+R4 foam,Roof:R38,SlabEdge:R0,Infiltration:No,RadBarrier:No,CoolRoof:No,InsQuality:No | Window:0.49 U/0.65 SHGC | AirCond:13/12,ChargeLight:Yes,AirFlowTest:No,FanEnergyTest:No,MaxCoolCap:No,Furnace:0.8 | Duct:R6.0,DuctTest:Yes | Mass:Std | Dhw:62% EF | E18 | G12 | H11 | D07 | M01 | W02 | 413.3432 | 159.25 | 449.75 | 480.5645 | 0 | 0 | W134,R38,S0,IN,BN,CN,QN, | G4965, | C1312,LY,AN,FN,CCN,F80, | D6,DTY, | MN, | WY
| 210 | 6494 | 05E17G12H08D07M01W02 | 210 | W130,R38,S0,IN,BN,CN,QN,G4965,C1310,LN,AN,FN,CCN,F92,D6,DTY,MN,WY | 10.94 | 1.87 | 0.65 | 17.5 | 30.96 | 26.09% | 17.92% | 1 | 1506.0645 | 1025.5 | 1.3222 | 420.4512 | 372.33 | 0.23333 | 92.2942 | 78.33 | Walls:R13,Roof:R38,SlabEdge:R0,Infiltration:No,RadBarrier:No,CoolRoof:No,InsQuality:No | Window:0.49 U/0.65 SHGC | AirCond:13/10,ChargeLight:No,AirFlowTest:No,FanEnergyTest:No,MaxCoolCap:No,Furnace:0.92 | Duct:R6.0,DuctTest:Yes | Mass:Std | Dhw:62% EF | E17 | G12 | H08 | D07 | M01 | W02 | 183.75 | 159.25 | 682.5 | 480.5645 | 0 | 0 | W130,R38,S0,IN,BN,CN,QN, | G4965, | C1310,LN,AN,FN,CCN,F92, | D6,DTY, | MN, | WY
| 862 | 7146 | 05E21G12H07D07M01W02 | 862 | W134,R38,S0,IY,BN,CN,QY,G4965,C1310,LN,AN,FN,CCN,F80,D6,DTY,MN,WY | 7.98 | 1.39 | 0.65 | 17.5 | 27.52 | 45.06% | 27.04% | 1 | 1511.6576 | 1031.0932 | 1.0111 | 322.0041 | 337.89 | 0.54444 | 190.7413 | 112.77 | Walls:R13+R4 foam,Roof:R38,SlabEdge:R0,Infiltration:Test 3.2 SLA,RadBarrier:No,CoolRoof:No,InsQuality:Yes | Window:0.49 U/0.65 SHGC | AirCond:13/10,ChargeLight:No,AirFlowTest:No,FanEnergyTest:No,MaxCoolCap:No,Furnace:0.8 | Duct:R6.0,DuctTest:Yes | Mass:Std | Dhw:62% EF | E21 | G12 | H07 | D07 | M01 | W02 | 871.8432 | 159.25 | 0 | 480.5645 | 0 | 0 | W134,R38,S0,IY,BN,CN,QY, | G4965, | C1310,LN,AN,FN,CCN,F80, | D6,DTY, | MN, | WY
| 532 | 6816 | 05E19G12H07D07M01W02 | 532 | W134,R38,S0,IN,BY,CN,QN,G4965,C1310,LN,AN,FN,CCN,F80,D6,DTY,MN,WY | 10.34 | 0.79 | 0.65 | 17.5 | 29.28 | 68.77% | 22.38% | 1 | 1535.5014 | 1054.9369 | 0.7 | 315.8512 | 366.66 | 0.85556 | 196.8942 | 84 | Walls:R13+R4 foam,Roof:R38,SlabEdge:R0,Infiltration:No,RadBarrier:Yes,CoolRoof:No,InsQuality:No | Window:0.49 U/0.65 SHGC | AirCond:13/10,ChargeLight:No,AirFlowTest:No,FanEnergyTest:No,MaxCoolCap:No,Furnace:0.8 | Duct:R6.0,DuctTest:Yes | Mass:Std | Dhw:62% EF | E19 | G12 | H07 | D07 | M01 | W02 | 895.6869 | 159.25 | 0 | 480.5645 | 0 | 0 | W134,R38,S0,IN,BY,CN,QN, | G4965, | C1310,LN,AN,FN,CCN,F80, | D6,DTY, | MN, | WY
| 583 | 6867 | 05E20G09H07D05M01W02 | 583 | W134,R38,S0,IY,BN,CN,QN,G3756,C1310,LN,AN,FN,CCN,F80,D8,DTY,MN,WY | 8.45 | 0.8 | 0.65 | 17.5 | 27.4 | 68.38% | 27.36% | 1 | 1540.6274 | 1060.0629 | 0.7 | 289.1884 | 343.77 | 0.85556 | 223.557 | 106.89 | Walls:R13+R4 foam,Roof:R38,SlabEdge:R0,Infiltration:Test 3.2 SLA,RadBarrier:No,CoolRoof:No,InsQuality:No | Window:0.37 U/0.56 SHGC | AirCond:13/10,ChargeLight:No,AirFlowTest:No,FanEnergyTest:No,MaxCoolCap:No,Furnace:0.8 | Duct:R8.0,DuctTest:Yes | Mass:Std | Dhw:62% EF | E20 | G09 | H07 | D05 | M01 | W02 | 619.8432 | 318.5 | 0 | 602.2842 | 0 | 0 | W134,R38,S0,IY,BN,CN,QN, | G3756, | C1310,LN,AN,FN,CCN,F80, | D8,DTY, | MN, | WY
| 638 | 6922 | 05E20G10H07D05M01W02 | 638 | W134,R38,S0,IY,BN,CN,QN,G3430,C1310,LN,AN,FN,CCN,F80,D8,DTY,MN,WY | 13.19 | 0.01 | 0.65 | 17.5 | 31.35 | 99.6% | 16.89% | 1 | 1540.6274 | 1060.0629 | 0 | 303.5453 | 401.73 | 1.5556 | 209.2001 | 48.93 | Walls:R13+R4 foam,Roof:R38,SlabEdge:R0,Infiltration:Test 3.2 SLA,RadBarrier:No,CoolRoof:No,InsQuality:No | Window:0.34 U/0.30 SHGC | AirCond:13/10,ChargeLight:No,AirFlowTest:No,FanEnergyTest:No,MaxCoolCap:No,Furnace:0.8 | Duct:R8.0,DuctTest:Yes | Mass:Std | Dhw:62% EF | E20 | G10 | H07 | D05 | M01 | W02 | 619.8432 | 318.5 | 0 | 602.2842 | 0 | 0 | W134,R38,S0,IY,BN,CN,QN, | G3430, | C1310,LN,AN,FN,CCN,F80, | D8,DTY, | MN, | WY
| 1566 | 7850 | 05E25G12H14D05M01W02 | 1566 | W130,R30,S0,IN,BN,CN,QN,G4965,C1512,LY,AN,FN,CCN,F80,D8,DTY,MN,WY | 12.57 | 1.68 | 0.65 | 17.5 | 32.4 | 33.6% | 14.1% | 0 | 1541.1592 | 1060.5947 | 1.1667 | 410.1963 | 393.54 | 0.38889 | 102.5491 | 57.12 | Walls:R13,Roof:R30,SlabEdge:R0,Infiltration:No,RadBarrier:No,CoolRoof:No,InsQuality:No | Window:0.49 U/0.65 SHGC | AirCond:15/12,ChargeLight:Yes,AirFlowTest:No,FanEnergyTest:No,MaxCoolCap:No,Furnace:0.8 | Duct:R8.0,DuctTest:Yes | Mass:Std | Dhw:62% EF | E25 | G12 | H14 | D05 | M01 | W02 | 0 | 159.25 | 779.625 | 602.2842 | 0 | 0 | W130,R30,S0,IN,BN,CN,QN, | G4965, | C1512,LY,AN,FN,CCN,F80, | D8,DTY, | MN, | WY
| 116 | 6400 | 05E17G09H11D05M01W02 | 116 | W130,R38,S0,IN,BN,CN,QN,G3756,C1312,LY,AN,FN,CCN,F80,D8,DTY,MN,WY | 11.38 | 0.97 | 0.65 | 17.5 | 30.5 | 61.66% | 19.14% | 1 | 1554.2842 | 1073.7197 | 0.77778 | 342.5139 | 379.26 | 0.77778 | 170.2315 | 71.4 | Walls:R13,Roof:R38,SlabEdge:R0,Infiltration:No,RadBarrier:No,CoolRoof:No,InsQuality:No | Window:0.37 U/0.56 SHGC | AirCond:13/12,ChargeLight:Yes,AirFlowTest:No,FanEnergyTest:No,MaxCoolCap:No,Furnace:0.8 | Duct:R8.0,DuctTest:Yes | Mass:Std | Dhw:62% EF | E17 | G09 | H11 | D05 | M01 | W02 | 183.75 | 318.5 | 449.75 | 602.2842 | 0 | 0 | W130,R38,S0,IN,BN,CN,QN, | G3756, | C1312,LY,AN,FN,CCN,F80, | D8,DTY, | MN, | WY
| 171 | 6455 | 05E17G10H11D05M01W02 | 171 | W130,R38,S0,IN,BN,CN,QN,G3430,C1312,LY,AN,FN,CCN,F80,D8,DTY,MN,WY | 16.29 | 0.03 | 0.65 | 17.5 | 34.47 | 98.81% | 8.616% | 0 | 1554.2842 | 1073.7197 | 0.077778 | 350.7178 | 439.53 | 1.4778 | 162.0275 | 11.13 | Walls:R13,Roof:R38,SlabEdge:R0,Infiltration:No,RadBarrier:No,CoolRoof:No,InsQuality:No | Window:0.34 U/0.30 SHGC | AirCond:13/12,ChargeLight:Yes,AirFlowTest:No,FanEnergyTest:No,MaxCoolCap:No,Furnace:0.8 | Duct:R8.0,DuctTest:Yes | Mass:Std | Dhw:62% EF | E17 | G10 | H11 | D05 | M01 | W02 | 183.75 | 318.5 | 449.75 | 602.2842 | 0 | 0 | W130,R38,S0,IN,BN,CN,QN, | G3430, | C1312,LY,AN,FN,CCN,F80, | D8,DTY, | MN, | WY
| 275 | 6559 | 05E18G09H10D05M01W02 | 275 | W134,R38,S0,IN,BN,CN,QN,G3756,C1311,LY,AN,FN,CCN,F80,D8,DTY,MN,WY | 8.95 | 0.74 | 0.65 | 17.5 | 27.84 | 70.75% | 26.19% | 1 | 1556.3774 | 1075.8129 | 0.62222 | 293.2904 | 349.86 | 0.93333 | 219.455 | 100.8 | Walls:R13+R4 foam,Roof:R38,SlabEdge:R0,Infiltration:No,RadBarrier:No,CoolRoof:No,InsQuality:No | Window:0.37 U/0.56 SHGC | AirCond:13/11,ChargeLight:Yes,AirFlowTest:No,FanEnergyTest:No,MaxCoolCap:No,Furnace:0.8 | Duct:R8.0,DuctTest:Yes | Mass:Std | Dhw:62% EF | E18 | G09 | H10 | D05 | M01 | W02 | 413.3432 | 318.5 | 222.25 | 602.2842 | 0 | 0 | W134,R38,S0,IN,BN,CN,QN, | G3756, | C1311,LY,AN,FN,CCN,F80, | D8,DTY, | MN, | WY
| 330 | 6614 | 05E18G10H10D05M01W02 | 330 | W134,R38,S0,IN,BN,CN,QN,G3430,C1311,LY,AN,FN,CCN,F80,D8,DTY,MN,WY | 13.77 | 0.01 | 0.65 | 17.5 | 31.93 | 99.6% | 15.35% | 1 | 1556.3774 | 1075.8129 | 0 | 311.7492 | 408.66 | 1.5556 | 200.9962 | 42 | Walls:R13+R4 foam,Roof:R38,SlabEdge:R0,Infiltration:No,RadBarrier:No,CoolRoof:No,InsQuality:No | Window:0.34 U/0.30 SHGC | AirCond:13/11,ChargeLight:Yes,AirFlowTest:No,FanEnergyTest:No,MaxCoolCap:No,Furnace:0.8 | Duct:R8.0,DuctTest:Yes | Mass:Std | Dhw:62% EF | E18 | G10 | H10 | D05 | M01 | W02 | 413.3432 | 318.5 | 222.25 | 602.2842 | 0 | 0 | W134,R38,S0,IN,BN,CN,QN, | G3430, | C1311,LY,AN,FN,CCN,F80, | D8,DTY, | MN, | WY
| 83 | 6367 | 05E05G09H14D07M01W02 | 83 | W130,R30,S0,IN,BN,CN,QN,G3756,C1512,LY,AN,FN,CCN,F80,D6,DTY,MN,WY | 12.02 | 1.05 | 0.65 | 17.5 | 31.22 | 58.5% | 17.23% | 1 | 1578.6895 | 1098.125 | 0.77778 | 358.9218 | 386.82 | 0.77778 | 153.8236 | 63.84 | Walls:R13,Roof:R30,SlabEdge:R0,Infiltration:No,RadBarrier:No,CoolRoof:No,InsQuality:No | Window:0.37 U/0.56 SHGC | AirCond:15/12,ChargeLight:Yes,AirFlowTest:No,FanEnergyTest:No,MaxCoolCap:No,Furnace:0.8 | Duct:R6.0,DuctTest:Yes | Mass:Std | Dhw:62% EF | E05 | G09 | H14 | D07 | M01 | W02 | 0 | 318.5 | 779.625 | 480.5645 | 0 | 0 | W130,R30,S0,IN,BN,CN,QN, | G3756, | C1512,LY,AN,FN,CCN,F80, | D6,DTY, | MN, | WY
| 1458 | 7742 | 05E25G09H14D07M01W02 | 1458 | W130,R30,S0,IN,BN,CN,QN,G3756,C1512,LY,AN,FN,CCN,F80,D6,DTY,MN,WY | 12.02 | 1.05 | 0.65 | 17.5 | 31.22 | 58.5% | 17.23% | 1 | 1578.6895 | 1098.125 | 0.77778 | 358.9218 | 386.82 | 0.77778 | 153.8236 | 63.84 | Walls:R13,Roof:R30,SlabEdge:R0,Infiltration:No,RadBarrier:No,CoolRoof:No,InsQuality:No | Window:0.37 U/0.56 SHGC | AirCond:15/12,ChargeLight:Yes,AirFlowTest:No,FanEnergyTest:No,MaxCoolCap:No,Furnace:0.8 | Duct:R6.0,DuctTest:Yes | Mass:Std | Dhw:62% EF | E25 | G09 | H14 | D07 | M01 | W02 | 0 | 318.5 | 779.625 | 480.5645 | 0 | 0 | W130,R30,S0,IN,BN,CN,QN, | G3756, | C1512,LY,AN,FN,CCN,F80, | D6,DTY, | MN, | WY
| 1513 | 7797 | 05E25G10H14D07M01W02 | 1513 | W130,R30,S0,IN,BN,CN,QN,G3430,C1512,LY,AN,FN,CCN,F80,D6,DTY,MN,WY | 16.92 | 0.04 | 0.65 | 17.5 | 35.11 | 98.42% | 6.919% | 0 | 1578.6895 | 1098.125 | 0.15556 | 360.9728 | 446.88 | 1.4 | 151.7726 | 3.78 | Walls:R13,Roof:R30,SlabEdge:R0,Infiltration:No,RadBarrier:No,CoolRoof:No,InsQuality:No | Window:0.34 U/0.30 SHGC | AirCond:15/12,ChargeLight:Yes,AirFlowTest:No,FanEnergyTest:No,MaxCoolCap:No,Furnace:0.8 | Duct:R6.0,DuctTest:Yes | Mass:Std | Dhw:62% EF | E25 | G10 | H14 | D07 | M01 | W02 | 0 | 318.5 | 779.625 | 480.5645 | 0 | 0 | W130,R30,S0,IN,BN,CN,QN, | G3430, | C1512,LY,AN,FN,CCN,F80, | D6,DTY, | MN, | WY
| 82 | 6366 | 05E05G09H14D07M01W01 | 82 | W130,R30,S0,IN,BN,CN,QN,G3756,C1512,LY,AN,FN,CCN,F80,D6,DTY,MN,WN | 12.02 | 1.05 | 0.65 | 18.87 | 32.59 | 58.5% | 13.6% | 0 | 1578.6895 | 1098.125 | 0.77778 | 358.9218 | 405.72 | 0.77778 | 153.8236 | 44.94 | Walls:R13,Roof:R30,SlabEdge:R0,Infiltration:No,RadBarrier:No,CoolRoof:No,InsQuality:No | Window:0.37 U/0.56 SHGC | AirCond:15/12,ChargeLight:Yes,AirFlowTest:No,FanEnergyTest:No,MaxCoolCap:No,Furnace:0.8 | Duct:R6.0,DuctTest:Yes | Mass:Std | Dhw:57% EF | E05 | G09 | H14 | D07 | M01 | W01 | 0 | 318.5 | 779.625 | 480.5645 | 0 | 0 | W130,R30,S0,IN,BN,CN,QN, | G3756, | C1512,LY,AN,FN,CCN,F80, | D6,DTY, | MN, | WN
| 248 | 6532 | 05E17G12H14D07M01W02 | 248 | W130,R38,S0,IN,BN,CN,QN,G4965,C1512,LY,AN,FN,CCN,F80,D6,DTY,MN,WY | 12.42 | 1.53 | 0.65 | 17.5 | 32.1 | 39.53% | 14.9% | 0 | 1603.1895 | 1122.625 | 1.0889 | 397.8904 | 391.86 | 0.46667 | 114.855 | 58.8 | Walls:R13,Roof:R38,SlabEdge:R0,Infiltration:No,RadBarrier:No,CoolRoof:No,InsQuality:No | Window:0.49 U/0.65 SHGC | AirCond:15/12,ChargeLight:Yes,AirFlowTest:No,FanEnergyTest:No,MaxCoolCap:No,Furnace:0.8 | Duct:R6.0,DuctTest:Yes | Mass:Std | Dhw:62% EF | E17 | G12 | H14 | D07 | M01 | W02 | 183.75 | 159.25 | 779.625 | 480.5645 | 0 | 0 | W130,R38,S0,IN,BN,CN,QN, | G4965, | C1512,LY,AN,FN,CCN,F80, | D6,DTY, | MN, | WY
| 20 | 6304 | 05E05G09H08D05M01W02 | 20 | W130,R30,S0,IN,BN,CN,QN,G3756,C1310,LN,AN,FN,CCN,F92,D8,DTY,MN,WY | 10.36 | 1.23 | 0.65 | 17.5 | 29.74 | 51.38% | 21.16% | 1 | 1603.2842 | 1122.7197 | 0.93333 | 367.1257 | 365.61 | 0.62222 | 145.6197 | 85.05 | Walls:R13,Roof:R30,SlabEdge:R0,Infiltration:No,RadBarrier:No,CoolRoof:No,InsQuality:No | Window:0.37 U/0.56 SHGC | AirCond:13/10,ChargeLight:No,AirFlowTest:No,FanEnergyTest:No,MaxCoolCap:No,Furnace:0.92 | Duct:R8.0,DuctTest:Yes | Mass:Std | Dhw:62% EF | E05 | G09 | H08 | D05 | M01 | W02 | 0 | 318.5 | 682.5 | 602.2842 | 0 | 0 | W130,R30,S0,IN,BN,CN,QN, | G3756, | C1310,LN,AN,FN,CCN,F92, | D8,DTY, | MN, | WY
| 1416 | 7700 | 05E25G09H08D05M01W02 | 1416 | W130,R30,S0,IN,BN,CN,QN,G3756,C1310,LN,AN,FN,CCN,F92,D8,DTY,MN,WY | 10.36 | 1.23 | 0.65 | 17.5 | 29.74 | 51.38% | 21.16% | 1 | 1603.2842 | 1122.7197 | 0.93333 | 367.1257 | 365.61 | 0.62222 | 145.6197 | 85.05 | Walls:R13,Roof:R30,SlabEdge:R0,Infiltration:No,RadBarrier:No,CoolRoof:No,InsQuality:No | Window:0.37 U/0.56 SHGC | AirCond:13/10,ChargeLight:No,AirFlowTest:No,FanEnergyTest:No,MaxCoolCap:No,Furnace:0.92 | Duct:R8.0,DuctTest:Yes | Mass:Std | Dhw:62% EF | E25 | G09 | H08 | D05 | M01 | W02 | 0 | 318.5 | 682.5 | 602.2842 | 0 | 0 | W130,R30,S0,IN,BN,CN,QN, | G3756, | C1310,LN,AN,FN,CCN,F92, | D8,DTY, | MN, | WY
| 1471 | 7755 | 05E25G10H08D05M01W02 | 1471 | W130,R30,S0,IN,BN,CN,QN,G3430,C1310,LN,AN,FN,CCN,F92,D8,DTY,MN,WY | 14.6 | 0.04 | 0.65 | 17.5 | 32.79 | 98.42% | 13.07% | 0 | 1603.2842 | 1122.7197 | 0.15556 | 358.9218 | 416.85 | 1.4 | 153.8236 | 33.81 | Walls:R13,Roof:R30,SlabEdge:R0,Infiltration:No,RadBarrier:No,CoolRoof:No,InsQuality:No | Window:0.34 U/0.30 SHGC | AirCond:13/10,ChargeLight:No,AirFlowTest:No,FanEnergyTest:No,MaxCoolCap:No,Furnace:0.92 | Duct:R8.0,DuctTest:Yes | Mass:Std | Dhw:62% EF | E25 | G10 | H08 | D05 | M01 | W02 | 0 | 318.5 | 682.5 | 602.2842 | 0 | 0 | W130,R30,S0,IN,BN,CN,QN, | G3430, | C1310,LN,AN,FN,CCN,F92, | D8,DTY, | MN, | WY
| 19 | 6303 | 05E05G09H08D05M01W01 | 19 | W130,R30,S0,IN,BN,CN,QN,G3756,C1310,LN,AN,FN,CCN,F92,D8,DTY,MN,WN | 10.36 | 1.23 | 0.65 | 18.87 | 31.11 | 51.38% | 17.52% | 1 | 1603.2842 | 1122.7197 | 0.93333 | 367.1257 | 384.51 | 0.62222 | 145.6197 | 66.15 | Walls:R13,Roof:R30,SlabEdge:R0,Infiltration:No,RadBarrier:No,CoolRoof:No,InsQuality:No | Window:0.37 U/0.56 SHGC | AirCond:13/10,ChargeLight:No,AirFlowTest:No,FanEnergyTest:No,MaxCoolCap:No,Furnace:0.92 | Duct:R8.0,DuctTest:Yes | Mass:Std | Dhw:57% EF | E05 | G09 | H08 | D05 | M01 | W01 | 0 | 318.5 | 682.5 | 602.2842 | 0 | 0 | W130,R30,S0,IN,BN,CN,QN, | G3756, | C1310,LN,AN,FN,CCN,F92, | D8,DTY, | MN, | WN
| 715 | 6999 | 05E20G12H10D05M01W02 | 715 | W134,R38,S0,IY,BN,CN,QN,G4965,C1311,LY,AN,FN,CCN,F80,D8,DTY,MN,WY | 9.18 | 1.33 | 0.65 | 17.5 | 28.66 | 47.43% | 24.02% | 1 | 1603.6274 | 1123.0629 | 0.93333 | 334.31 | 352.59 | 0.62222 | 178.4354 | 98.07 | Walls:R13+R4 foam,Roof:R38,SlabEdge:R0,Infiltration:Test 3.2 SLA,RadBarrier:No,CoolRoof:No,InsQuality:No | Window:0.49 U/0.65 SHGC | AirCond:13/11,ChargeLight:Yes,AirFlowTest:No,FanEnergyTest:No,MaxCoolCap:No,Furnace:0.8 | Duct:R8.0,DuctTest:Yes | Mass:Std | Dhw:62% EF | E20 | G12 | H10 | D05 | M01 | W02 | 619.8432 | 159.25 | 222.25 | 602.2842 | 0 | 0 | W134,R38,S0,IY,BN,CN,QN, | G4965, | C1311,LY,AN,FN,CCN,F80, | D8,DTY, | MN, | WY
| 391 | 6675 | 05E18G12H11D05M01W02 | 391 | W134,R38,S0,IN,BN,CN,QN,G4965,C1312,LY,AN,FN,CCN,F80,D8,DTY,MN,WY | 9.69 | 1.32 | 0.65 | 17.5 | 29.16 | 47.83% | 22.69% | 1 | 1624.6274 | 1144.0629 | 0.93333 | 342.5139 | 358.68 | 0.62222 | 170.2315 | 91.98 | Walls:R13+R4 foam,Roof:R38,SlabEdge:R0,Infiltration:No,RadBarrier:No,CoolRoof:No,InsQuality:No | Window:0.49 U/0.65 SHGC | AirCond:13/12,ChargeLight:Yes,AirFlowTest:No,FanEnergyTest:No,MaxCoolCap:No,Furnace:0.8 | Duct:R8.0,DuctTest:Yes | Mass:Std | Dhw:62% EF | E18 | G12 | H11 | D05 | M01 | W02 | 413.3432 | 159.25 | 449.75 | 602.2842 | 0 | 0 | W134,R38,S0,IN,BN,CN,QN, | G4965, | C1312,LY,AN,FN,CCN,F80, | D8,DTY, | MN, | WY
| 206 | 6490 | 05E17G12H08D05M01W02 | 206 | W130,R38,S0,IN,BN,CN,QN,G4965,C1310,LN,AN,FN,CCN,F92,D8,DTY,MN,WY | 10.71 | 1.8 | 0.65 | 17.5 | 30.66 | 28.85% | 18.72% | 1 | 1627.7842 | 1147.2197 | 1.3222 | 412.2473 | 369.81 | 0.23333 | 100.4981 | 80.85 | Walls:R13,Roof:R38,SlabEdge:R0,Infiltration:No,RadBarrier:No,CoolRoof:No,InsQuality:No | Window:0.49 U/0.65 SHGC | AirCond:13/10,ChargeLight:No,AirFlowTest:No,FanEnergyTest:No,MaxCoolCap:No,Furnace:0.92 | Duct:R8.0,DuctTest:Yes | Mass:Std | Dhw:62% EF | E17 | G12 | H08 | D05 | M01 | W02 | 183.75 | 159.25 | 682.5 | 602.2842 | 0 | 0 | W130,R38,S0,IN,BN,CN,QN, | G4965, | C1310,LN,AN,FN,CCN,F92, | D8,DTY, | MN, | WY
| 858 | 7142 | 05E21G12H07D05M01W02 | 858 | W134,R38,S0,IY,BN,CN,QY,G4965,C1310,LN,AN,FN,CCN,F80,D8,DTY,MN,WY | 7.78 | 1.34 | 0.65 | 17.5 | 27.27 | 47.04% | 27.7% | 1 | 1633.3774 | 1152.8129 | 0.93333 | 315.8512 | 335.58 | 0.62222 | 196.8942 | 115.08 | Walls:R13+R4 foam,Roof:R38,SlabEdge:R0,Infiltration:Test 3.2 SLA,RadBarrier:No,CoolRoof:No,InsQuality:Yes | Window:0.49 U/0.65 SHGC | AirCond:13/10,ChargeLight:No,AirFlowTest:No,FanEnergyTest:No,MaxCoolCap:No,Furnace:0.8 | Duct:R8.0,DuctTest:Yes | Mass:Std | Dhw:62% EF | E21 | G12 | H07 | D05 | M01 | W02 | 871.8432 | 159.25 | 0 | 602.2842 | 0 | 0 | W134,R38,S0,IY,BN,CN,QY, | G4965, | C1310,LN,AN,FN,CCN,F80, | D8,DTY, | MN, | WY
| 607 | 6891 | 05E20G09H10D07M01W02 | 607 | W134,R38,S0,IY,BN,CN,QN,G3756,C1311,LY,AN,FN,CCN,F80,D6,DTY,MN,WY | 8.66 | 0.78 | 0.65 | 17.5 | 27.59 | 69.17% | 26.86% | 1 | 1641.1576 | 1160.5932 | 0.62222 | 289.1884 | 346.29 | 0.93333 | 223.557 | 104.37 | Walls:R13+R4 foam,Roof:R38,SlabEdge:R0,Infiltration:Test 3.2 SLA,RadBarrier:No,CoolRoof:No,InsQuality:No | Window:0.37 U/0.56 SHGC | AirCond:13/11,ChargeLight:Yes,AirFlowTest:No,FanEnergyTest:No,MaxCoolCap:No,Furnace:0.8 | Duct:R6.0,DuctTest:Yes | Mass:Std | Dhw:62% EF | E20 | G09 | H10 | D07 | M01 | W02 | 619.8432 | 318.5 | 222.25 | 480.5645 | 0 | 0 | W134,R38,S0,IY,BN,CN,QN, | G3756, | C1311,LY,AN,FN,CCN,F80, | D6,DTY, | MN, | WY
| 662 | 6946 | 05E20G10H10D07M01W02 | 662 | W134,R38,S0,IY,BN,CN,QN,G3430,C1311,LY,AN,FN,CCN,F80,D6,DTY,MN,WY | 13.51 | 0.01 | 0.65 | 17.5 | 31.67 | 99.6% | 16.04% | 1 | 1641.1576 | 1160.5932 | 0 | 307.6472 | 405.51 | 1.5556 | 205.0982 | 45.15 | Walls:R13+R4 foam,Roof:R38,SlabEdge:R0,Infiltration:Test 3.2 SLA,RadBarrier:No,CoolRoof:No,InsQuality:No | Window:0.34 U/0.30 SHGC | AirCond:13/11,ChargeLight:Yes,AirFlowTest:No,FanEnergyTest:No,MaxCoolCap:No,Furnace:0.8 | Duct:R6.0,DuctTest:Yes | Mass:Std | Dhw:62% EF | E20 | G10 | H10 | D07 | M01 | W02 | 619.8432 | 318.5 | 222.25 | 480.5645 | 0 | 0 | W134,R38,S0,IY,BN,CN,QN, | G3430, | C1311,LY,AN,FN,CCN,F80, | D6,DTY, | MN, | WY
| 528 | 6812 | 05E19G12H07D05M01W02 | 528 | W134,R38,S0,IN,BY,CN,QN,G4965,C1310,LN,AN,FN,CCN,F80,D8,DTY,MN,WY | 10.12 | 0.77 | 0.65 | 17.5 | 29.04 | 69.57% | 23.01% | 1 | 1657.2211 | 1176.6567 | 0.7 | 309.6982 | 363.93 | 0.85556 | 203.0472 | 86.73 | Walls:R13+R4 foam,Roof:R38,SlabEdge:R0,Infiltration:No,RadBarrier:Yes,CoolRoof:No,InsQuality:No | Window:0.49 U/0.65 SHGC | AirCond:13/10,ChargeLight:No,AirFlowTest:No,FanEnergyTest:No,MaxCoolCap:No,Furnace:0.8 | Duct:R8.0,DuctTest:Yes | Mass:Std | Dhw:62% EF | E19 | G12 | H07 | D05 | M01 | W02 | 895.6869 | 159.25 | 0 | 602.2842 | 0 | 0 | W134,R38,S0,IN,BY,CN,QN, | G4965, | C1310,LN,AN,FN,CCN,F80, | D8,DTY, | MN, | WY
| 285 | 6569 | 05E18G09H11D07M01W02 | 285 | W134,R38,S0,IN,BN,CN,QN,G3756,C1312,LY,AN,FN,CCN,F80,D6,DTY,MN,WY | 9.17 | 0.77 | 0.65 | 17.5 | 28.09 | 69.57% | 25.53% | 1 | 1662.1576 | 1181.5932 | 0.7 | 297.3923 | 352.38 | 0.85556 | 215.3531 | 98.28 | Walls:R13+R4 foam,Roof:R38,SlabEdge:R0,Infiltration:No,RadBarrier:No,CoolRoof:No,InsQuality:No | Window:0.37 U/0.56 SHGC | AirCond:13/12,ChargeLight:Yes,AirFlowTest:No,FanEnergyTest:No,MaxCoolCap:No,Furnace:0.8 | Duct:R6.0,DuctTest:Yes | Mass:Std | Dhw:62% EF | E18 | G09 | H11 | D07 | M01 | W02 | 413.3432 | 318.5 | 449.75 | 480.5645 | 0 | 0 | W134,R38,S0,IN,BN,CN,QN, | G3756, | C1312,LY,AN,FN,CCN,F80, | D6,DTY, | MN, | WY
| 340 | 6624 | 05E18G10H11D07M01W02 | 340 | W134,R38,S0,IN,BN,CN,QN,G3430,C1312,LY,AN,FN,CCN,F80,D6,DTY,MN,WY | 14.09 | 0.01 | 0.65 | 17.5 | 32.25 | 99.6% | 14.5% | 0 | 1662.1576 | 1181.5932 | 0 | 317.9021 | 412.44 | 1.5556 | 194.8432 | 38.22 | Walls:R13+R4 foam,Roof:R38,SlabEdge:R0,Infiltration:No,RadBarrier:No,CoolRoof:No,InsQuality:No | Window:0.34 U/0.30 SHGC | AirCond:13/12,ChargeLight:Yes,AirFlowTest:No,FanEnergyTest:No,MaxCoolCap:No,Furnace:0.8 | Duct:R6.0,DuctTest:Yes | Mass:Std | Dhw:62% EF | E18 | G10 | H11 | D07 | M01 | W02 | 413.3432 | 318.5 | 449.75 | 480.5645 | 0 | 0 | W134,R38,S0,IN,BN,CN,QN, | G3430, | C1312,LY,AN,FN,CCN,F80, | D6,DTY, | MN, | WY
| 100 | 6384 | 05E17G09H08D07M01W02 | 100 | W130,R38,S0,IN,BN,CN,QN,G3756,C1310,LN,AN,FN,CCN,F92,D6,DTY,MN,WY | 10.24 | 1.08 | 0.65 | 17.5 | 29.47 | 57.31% | 21.87% | 1 | 1665.3145 | 1184.75 | 0.93333 | 354.8198 | 364.14 | 0.62222 | 157.9256 | 86.52 | Walls:R13,Roof:R38,SlabEdge:R0,Infiltration:No,RadBarrier:No,CoolRoof:No,InsQuality:No | Window:0.37 U/0.56 SHGC | AirCond:13/10,ChargeLight:No,AirFlowTest:No,FanEnergyTest:No,MaxCoolCap:No,Furnace:0.92 | Duct:R6.0,DuctTest:Yes | Mass:Std | Dhw:62% EF | E17 | G09 | H08 | D07 | M01 | W02 | 183.75 | 318.5 | 682.5 | 480.5645 | 0 | 0 | W130,R38,S0,IN,BN,CN,QN, | G3756, | C1310,LN,AN,FN,CCN,F92, | D6,DTY, | MN, | WY
| 155 | 6439 | 05E17G10H08D07M01W02 | 155 | W130,R38,S0,IN,BN,CN,QN,G3430,C1310,LN,AN,FN,CCN,F92,D6,DTY,MN,WY | 14.65 | 0.03 | 0.65 | 17.5 | 32.83 | 98.81% | 12.96% | 0 | 1665.3145 | 1184.75 | 0.077778 | 356.8708 | 417.48 | 1.4778 | 155.8746 | 33.18 | Walls:R13,Roof:R38,SlabEdge:R0,Infiltration:No,RadBarrier:No,CoolRoof:No,InsQuality:No | Window:0.34 U/0.30 SHGC | AirCond:13/10,ChargeLight:No,AirFlowTest:No,FanEnergyTest:No,MaxCoolCap:No,Furnace:0.92 | Duct:R6.0,DuctTest:Yes | Mass:Std | Dhw:62% EF | E17 | G10 | H08 | D07 | M01 | W02 | 183.75 | 318.5 | 682.5 | 480.5645 | 0 | 0 | W130,R38,S0,IN,BN,CN,QN, | G3430, | C1310,LN,AN,FN,CCN,F92, | D6,DTY, | MN, | WY
| 752 | 7036 | 05E21G09H07D07M01W02 | 752 | W134,R38,S0,IY,BN,CN,QY,G3756,C1310,LN,AN,FN,CCN,F80,D6,DTY,MN,WY | 7.27 | 0.78 | 0.65 | 17.5 | 26.2 | 69.17% | 30.54% | 1 | 1670.9076 | 1190.3432 | 0.62222 | 270.7296 | 329.28 | 0.93333 | 242.0158 | 121.38 | Walls:R13+R4 foam,Roof:R38,SlabEdge:R0,Infiltration:Test 3.2 SLA,RadBarrier:No,CoolRoof:No,InsQuality:Yes | Window:0.37 U/0.56 SHGC | AirCond:13/10,ChargeLight:No,AirFlowTest:No,FanEnergyTest:No,MaxCoolCap:No,Furnace:0.8 | Duct:R6.0,DuctTest:Yes | Mass:Std | Dhw:62% EF | E21 | G09 | H07 | D07 | M01 | W02 | 871.8432 | 318.5 | 0 | 480.5645 | 0 | 0 | W134,R38,S0,IY,BN,CN,QY, | G3756, | C1310,LN,AN,FN,CCN,F80, | D6,DTY, | MN, | WY
| 807 | 7091 | 05E21G10H07D07M01W02 | 807 | W134,R38,S0,IY,BN,CN,QY,G3430,C1310,LN,AN,FN,CCN,F80,D6,DTY,MN,WY | 11.99 | 0.01 | 0.65 | 17.5 | 30.15 | 99.6% | 20.07% | 1 | 1670.9076 | 1190.3432 | 0 | 283.0355 | 387.03 | 1.5556 | 229.7099 | 63.63 | Walls:R13+R4 foam,Roof:R38,SlabEdge:R0,Infiltration:Test 3.2 SLA,RadBarrier:No,CoolRoof:No,InsQuality:Yes | Window:0.34 U/0.30 SHGC | AirCond:13/10,ChargeLight:No,AirFlowTest:No,FanEnergyTest:No,MaxCoolCap:No,Furnace:0.8 | Duct:R6.0,DuctTest:Yes | Mass:Std | Dhw:62% EF | E21 | G10 | H07 | D07 | M01 | W02 | 871.8432 | 318.5 | 0 | 480.5645 | 0 | 0 | W134,R38,S0,IY,BN,CN,QY, | G3430, | C1310,LN,AN,FN,CCN,F80, | D6,DTY, | MN, | WY
| 422 | 6706 | 05E19G09H07D07M01W02 | 422 | W134,R38,S0,IN,BY,CN,QN,G3756,C1310,LN,AN,FN,CCN,F80,D6,DTY,MN,WY | 9.67 | 0.34 | 0.65 | 17.5 | 28.16 | 86.56% | 25.34% | 1 | 1694.7514 | 1214.1869 | 0.46667 | 272.7805 | 358.47 | 1.0889 | 239.9648 | 92.19 | Walls:R13+R4 foam,Roof:R38,SlabEdge:R0,Infiltration:No,RadBarrier:Yes,CoolRoof:No,InsQuality:No | Window:0.37 U/0.56 SHGC | AirCond:13/10,ChargeLight:No,AirFlowTest:No,FanEnergyTest:No,MaxCoolCap:No,Furnace:0.8 | Duct:R6.0,DuctTest:Yes | Mass:Std | Dhw:62% EF | E19 | G09 | H07 | D07 | M01 | W02 | 895.6869 | 318.5 | 0 | 480.5645 | 0 | 0 | W134,R38,S0,IN,BY,CN,QN, | G3756, | C1310,LN,AN,FN,CCN,F80, | D6,DTY, | MN, | WY
| 477 | 6761 | 05E19G10H07D07M01W02 | 477 | W134,R38,S0,IN,BY,CN,QN,G3430,C1310,LN,AN,FN,CCN,F80,D6,DTY,MN,WY | 14.99 | 0 | 0.65 | 17.5 | 33.14 | 100% | 12.14% | 0 | 1694.7514 | 1214.1869 | 0 | 330.208 | 423.78 | 1.5556 | 182.5374 | 26.88 | Walls:R13+R4 foam,Roof:R38,SlabEdge:R0,Infiltration:No,RadBarrier:Yes,CoolRoof:No,InsQuality:No | Window:0.34 U/0.30 SHGC | AirCond:13/10,ChargeLight:No,AirFlowTest:No,FanEnergyTest:No,MaxCoolCap:No,Furnace:0.8 | Duct:R6.0,DuctTest:Yes | Mass:Std | Dhw:62% EF | E19 | G10 | H07 | D07 | M01 | W02 | 895.6869 | 318.5 | 0 | 480.5645 | 0 | 0 | W134,R38,S0,IN,BY,CN,QN, | G3430, | C1310,LN,AN,FN,CCN,F80, | D6,DTY, | MN, | WY
| 80 | 6364 | 05E05G09H14D05M01W02 | 80 | W130,R30,S0,IN,BN,CN,QN,G3756,C1512,LY,AN,FN,CCN,F80,D8,DTY,MN,WY | 11.76 | 1.01 | 0.65 | 17.5 | 30.92 | 60.08% | 18.03% | 1 | 1700.4092 | 1219.8447 | 0.77778 | 350.7178 | 383.88 | 0.77778 | 162.0275 | 66.78 | Walls:R13,Roof:R30,SlabEdge:R0,Infiltration:No,RadBarrier:No,CoolRoof:No,InsQuality:No | Window:0.37 U/0.56 SHGC | AirCond:15/12,ChargeLight:Yes,AirFlowTest:No,FanEnergyTest:No,MaxCoolCap:No,Furnace:0.8 | Duct:R8.0,DuctTest:Yes | Mass:Std | Dhw:62% EF | E05 | G09 | H14 | D05 | M01 | W02 | 0 | 318.5 | 779.625 | 602.2842 | 0 | 0 | W130,R30,S0,IN,BN,CN,QN, | G3756, | C1512,LY,AN,FN,CCN,F80, | D8,DTY, | MN, | WY
| 1456 | 7740 | 05E25G09H14D05M01W02 | 1456 | W130,R30,S0,IN,BN,CN,QN,G3756,C1512,LY,AN,FN,CCN,F80,D8,DTY,MN,WY | 11.76 | 1.01 | 0.65 | 17.5 | 30.92 | 60.08% | 18.03% | 1 | 1700.4092 | 1219.8447 | 0.77778 | 350.7178 | 383.88 | 0.77778 | 162.0275 | 66.78 | Walls:R13,Roof:R30,SlabEdge:R0,Infiltration:No,RadBarrier:No,CoolRoof:No,InsQuality:No | Window:0.37 U/0.56 SHGC | AirCond:15/12,ChargeLight:Yes,AirFlowTest:No,FanEnergyTest:No,MaxCoolCap:No,Furnace:0.8 | Duct:R8.0,DuctTest:Yes | Mass:Std | Dhw:62% EF | E25 | G09 | H14 | D05 | M01 | W02 | 0 | 318.5 | 779.625 | 602.2842 | 0 | 0 | W130,R30,S0,IN,BN,CN,QN, | G3756, | C1512,LY,AN,FN,CCN,F80, | D8,DTY, | MN, | WY
| 1511 | 7795 | 05E25G10H14D05M01W02 | 1511 | W130,R30,S0,IN,BN,CN,QN,G3430,C1512,LY,AN,FN,CCN,F80,D8,DTY,MN,WY | 16.58 | 0.03 | 0.65 | 17.5 | 34.76 | 98.81% | 7.847% | 0 | 1700.4092 | 1219.8447 | 0.15556 | 356.8708 | 442.89 | 1.4 | 155.8746 | 7.77 | Walls:R13,Roof:R30,SlabEdge:R0,Infiltration:No,RadBarrier:No,CoolRoof:No,InsQuality:No | Window:0.34 U/0.30 SHGC | AirCond:15/12,ChargeLight:Yes,AirFlowTest:No,FanEnergyTest:No,MaxCoolCap:No,Furnace:0.8 | Duct:R8.0,DuctTest:Yes | Mass:Std | Dhw:62% EF | E25 | G10 | H14 | D05 | M01 | W02 | 0 | 318.5 | 779.625 | 602.2842 | 0 | 0 | W130,R30,S0,IN,BN,CN,QN, | G3430, | C1512,LY,AN,FN,CCN,F80, | D8,DTY, | MN, | WY
| 79 | 6363 | 05E05G09H14D05M01W01 | 79 | W130,R30,S0,IN,BN,CN,QN,G3756,C1512,LY,AN,FN,CCN,F80,D8,DTY,MN,WN | 11.76 | 1.01 | 0.65 | 18.87 | 32.29 | 60.08% | 14.4% | 0 | 1700.4092 | 1219.8447 | 0.77778 | 350.7178 | 402.78 | 0.77778 | 162.0275 | 47.88 | Walls:R13,Roof:R30,SlabEdge:R0,Infiltration:No,RadBarrier:No,CoolRoof:No,InsQuality:No | Window:0.37 U/0.56 SHGC | AirCond:15/12,ChargeLight:Yes,AirFlowTest:No,FanEnergyTest:No,MaxCoolCap:No,Furnace:0.8 | Duct:R8.0,DuctTest:Yes | Mass:Std | Dhw:57% EF | E05 | G09 | H14 | D05 | M01 | W01 | 0 | 318.5 | 779.625 | 602.2842 | 0 | 0 | W130,R30,S0,IN,BN,CN,QN, | G3756, | C1512,LY,AN,FN,CCN,F80, | D8,DTY, | MN, | WN
| 725 | 7009 | 05E20G12H11D07M01W02 | 725 | W134,R38,S0,IY,BN,CN,QN,G4965,C1312,LY,AN,FN,CCN,F80,D6,DTY,MN,WY | 9.4 | 1.38 | 0.65 | 17.5 | 28.93 | 45.45% | 23.3% | 1 | 1709.4076 | 1228.8432 | 0.93333 | 342.5139 | 355.11 | 0.62222 | 170.2315 | 95.55 | Walls:R13+R4 foam,Roof:R38,SlabEdge:R0,Infiltration:Test 3.2 SLA,RadBarrier:No,CoolRoof:No,InsQuality:No | Window:0.49 U/0.65 SHGC | AirCond:13/12,ChargeLight:Yes,AirFlowTest:No,FanEnergyTest:No,MaxCoolCap:No,Furnace:0.8 | Duct:R6.0,DuctTest:Yes | Mass:Std | Dhw:62% EF | E20 | G12 | H11 | D07 | M01 | W02 | 619.8432 | 159.25 | 449.75 | 480.5645 | 0 | 0 | W134,R38,S0,IY,BN,CN,QN, | G4965, | C1312,LY,AN,FN,CCN,F80, | D6,DTY, | MN, | WY
| 246 | 6530 | 05E17G12H14D05M01W02 | 246 | W130,R38,S0,IN,BN,CN,QN,G4965,C1512,LY,AN,FN,CCN,F80,D8,DTY,MN,WY | 12.16 | 1.47 | 0.65 | 17.5 | 31.78 | 41.9% | 15.75% | 1 | 1724.9092 | 1244.3447 | 1.0889 | 389.6865 | 388.71 | 0.46667 | 123.0589 | 61.95 | Walls:R13,Roof:R38,SlabEdge:R0,Infiltration:No,RadBarrier:No,CoolRoof:No,InsQuality:No | Window:0.49 U/0.65 SHGC | AirCond:15/12,ChargeLight:Yes,AirFlowTest:No,FanEnergyTest:No,MaxCoolCap:No,Furnace:0.8 | Duct:R8.0,DuctTest:Yes | Mass:Std | Dhw:62% EF | E17 | G12 | H14 | D05 | M01 | W02 | 183.75 | 159.25 | 779.625 | 602.2842 | 0 | 0 | W130,R38,S0,IN,BN,CN,QN, | G4965, | C1512,LY,AN,FN,CCN,F80, | D8,DTY, | MN, | WY
| 882 | 7166 | 05E21G12H10D07M01W02 | 882 | W134,R38,S0,IY,BN,CN,QY,G4965,C1311,LY,AN,FN,CCN,F80,D6,DTY,MN,WY | 7.98 | 1.3 | 0.65 | 17.5 | 27.43 | 48.62% | 27.28% | 1 | 1733.9076 | 1253.3432 | 0.93333 | 313.8002 | 337.89 | 0.62222 | 198.9452 | 112.77 | Walls:R13+R4 foam,Roof:R38,SlabEdge:R0,Infiltration:Test 3.2 SLA,RadBarrier:No,CoolRoof:No,InsQuality:Yes | Window:0.49 U/0.65 SHGC | AirCond:13/11,ChargeLight:Yes,AirFlowTest:No,FanEnergyTest:No,MaxCoolCap:No,Furnace:0.8 | Duct:R6.0,DuctTest:Yes | Mass:Std | Dhw:62% EF | E21 | G12 | H10 | D07 | M01 | W02 | 871.8432 | 159.25 | 222.25 | 480.5645 | 0 | 0 | W134,R38,S0,IY,BN,CN,QY, | G4965, | C1311,LY,AN,FN,CCN,F80, | D6,DTY, | MN, | WY
| 375 | 6659 | 05E18G12H08D07M01W02 | 375 | W134,R38,S0,IN,BN,CN,QN,G4965,C1310,LN,AN,FN,CCN,F92,D6,DTY,MN,WY | 8.72 | 1.48 | 0.65 | 17.5 | 28.35 | 41.5% | 24.84% | 1 | 1735.6576 | 1255.0932 | 1.0889 | 356.8708 | 345.87 | 0.46667 | 155.8746 | 104.79 | Walls:R13+R4 foam,Roof:R38,SlabEdge:R0,Infiltration:No,RadBarrier:No,CoolRoof:No,InsQuality:No | Window:0.49 U/0.65 SHGC | AirCond:13/10,ChargeLight:No,AirFlowTest:No,FanEnergyTest:No,MaxCoolCap:No,Furnace:0.92 | Duct:R6.0,DuctTest:Yes | Mass:Std | Dhw:62% EF | E18 | G12 | H08 | D07 | M01 | W02 | 413.3432 | 159.25 | 682.5 | 480.5645 | 0 | 0 | W134,R38,S0,IN,BN,CN,QN, | G4965, | C1310,LN,AN,FN,CCN,F92, | D6,DTY, | MN, | WY
| 552 | 6836 | 05E19G12H10D07M01W02 | 552 | W134,R38,S0,IN,BY,CN,QN,G4965,C1311,LY,AN,FN,CCN,F80,D6,DTY,MN,WY | 10.34 | 0.73 | 0.65 | 17.5 | 29.22 | 71.15% | 22.53% | 1 | 1757.7514 | 1277.1869 | 0.7 | 311.7492 | 366.66 | 0.85556 | 200.9962 | 84 | Walls:R13+R4 foam,Roof:R38,SlabEdge:R0,Infiltration:No,RadBarrier:Yes,CoolRoof:No,InsQuality:No | Window:0.49 U/0.65 SHGC | AirCond:13/11,ChargeLight:Yes,AirFlowTest:No,FanEnergyTest:No,MaxCoolCap:No,Furnace:0.8 | Duct:R6.0,DuctTest:Yes | Mass:Std | Dhw:62% EF | E19 | G12 | H10 | D07 | M01 | W02 | 895.6869 | 159.25 | 222.25 | 480.5645 | 0 | 0 | W134,R38,S0,IN,BY,CN,QN, | G4965, | C1311,LY,AN,FN,CCN,F80, | D6,DTY, | MN, | WY
| 138 | 6422 | 05E17G09H14D07M01W02 | 138 | W130,R38,S0,IN,BN,CN,QN,G3756,C1512,LY,AN,FN,CCN,F80,D6,DTY,MN,WY | 11.64 | 0.89 | 0.65 | 17.5 | 30.68 | 64.82% | 18.66% | 1 | 1762.4395 | 1281.875 | 0.7 | 340.4629 | 382.41 | 0.85556 | 172.2824 | 68.25 | Walls:R13,Roof:R38,SlabEdge:R0,Infiltration:No,RadBarrier:No,CoolRoof:No,InsQuality:No | Window:0.37 U/0.56 SHGC | AirCond:15/12,ChargeLight:Yes,AirFlowTest:No,FanEnergyTest:No,MaxCoolCap:No,Furnace:0.8 | Duct:R6.0,DuctTest:Yes | Mass:Std | Dhw:62% EF | E17 | G09 | H14 | D07 | M01 | W02 | 183.75 | 318.5 | 779.625 | 480.5645 | 0 | 0 | W130,R38,S0,IN,BN,CN,QN, | G3756, | C1512,LY,AN,FN,CCN,F80, | D6,DTY, | MN, | WY
| 193 | 6477 | 05E17G10H14D07M01W02 | 193 | W130,R38,S0,IN,BN,CN,QN,G3430,C1512,LY,AN,FN,CCN,F80,D6,DTY,MN,WY | 16.63 | 0.03 | 0.65 | 17.5 | 34.81 | 98.81% | 7.715% | 0 | 1762.4395 | 1281.875 | 0.077778 | 356.8708 | 443.73 | 1.4778 | 155.8746 | 6.93 | Walls:R13,Roof:R38,SlabEdge:R0,Infiltration:No,RadBarrier:No,CoolRoof:No,InsQuality:No | Window:0.34 U/0.30 SHGC | AirCond:15/12,ChargeLight:Yes,AirFlowTest:No,FanEnergyTest:No,MaxCoolCap:No,Furnace:0.8 | Duct:R6.0,DuctTest:Yes | Mass:Std | Dhw:62% EF | E17 | G10 | H14 | D07 | M01 | W02 | 183.75 | 318.5 | 779.625 | 480.5645 | 0 | 0 | W130,R38,S0,IN,BN,CN,QN, | G3430, | C1512,LY,AN,FN,CCN,F80, | D6,DTY, | MN, | WY
| 605 | 6889 | 05E20G09H10D05M01W02 | 605 | W134,R38,S0,IY,BN,CN,QN,G3756,C1311,LY,AN,FN,CCN,F80,D8,DTY,MN,WY | 8.45 | 0.74 | 0.65 | 17.5 | 27.34 | 70.75% | 27.52% | 1 | 1762.8774 | 1282.3129 | 0.62222 | 285.0864 | 343.77 | 0.93333 | 227.659 | 106.89 | Walls:R13+R4 foam,Roof:R38,SlabEdge:R0,Infiltration:Test 3.2 SLA,RadBarrier:No,CoolRoof:No,InsQuality:No | Window:0.37 U/0.56 SHGC | AirCond:13/11,ChargeLight:Yes,AirFlowTest:No,FanEnergyTest:No,MaxCoolCap:No,Furnace:0.8 | Duct:R8.0,DuctTest:Yes | Mass:Std | Dhw:62% EF | E20 | G09 | H10 | D05 | M01 | W02 | 619.8432 | 318.5 | 222.25 | 602.2842 | 0 | 0 | W134,R38,S0,IY,BN,CN,QN, | G3756, | C1311,LY,AN,FN,CCN,F80, | D8,DTY, | MN, | WY
| 660 | 6944 | 05E20G10H10D05M01W02 | 660 | W134,R38,S0,IY,BN,CN,QN,G3430,C1311,LY,AN,FN,CCN,F80,D8,DTY,MN,WY | 13.19 | 0.01 | 0.65 | 17.5 | 31.35 | 99.6% | 16.89% | 1 | 1762.8774 | 1282.3129 | 0 | 303.5453 | 401.73 | 1.5556 | 209.2001 | 48.93 | Walls:R13+R4 foam,Roof:R38,SlabEdge:R0,Infiltration:Test 3.2 SLA,RadBarrier:No,CoolRoof:No,InsQuality:No | Window:0.34 U/0.30 SHGC | AirCond:13/11,ChargeLight:Yes,AirFlowTest:No,FanEnergyTest:No,MaxCoolCap:No,Furnace:0.8 | Duct:R8.0,DuctTest:Yes | Mass:Std | Dhw:62% EF | E20 | G10 | H10 | D05 | M01 | W02 | 619.8432 | 318.5 | 222.25 | 602.2842 | 0 | 0 | W134,R38,S0,IY,BN,CN,QN, | G3430, | C1311,LY,AN,FN,CCN,F80, | D8,DTY, | MN, | WY
| 1523 | 7807 | 05E25G12H07D07M01W03 | 1523 | W130,R30,S0,IN,BN,CN,QN,G4965,C1310,LN,AN,FN,CCN,F80,D6,DTY,MN,WT | 12.83 | 2.12 | 0.65 | 12.73 | 28.33 | 16.21% | 24.89% | 1 | 1777.3145 | 1296.75 | 1.4 | 445.063 | 330.33 | 0.15556 | 67.6824 | 120.33 | Walls:R13,Roof:R30,SlabEdge:R0,Infiltration:No,RadBarrier:No,CoolRoof:No,InsQuality:No | Window:0.49 U/0.65 SHGC | AirCond:13/10,ChargeLight:No,AirFlowTest:No,FanEnergyTest:No,MaxCoolCap:No,Furnace:0.8 | Duct:R6.0,DuctTest:Yes | Mass:Std | Dhw:84% EF Tankless | E25 | G12 | H07 | D07 | M01 | W03 | 0 | 159.25 | 0 | 480.5645 | 0 | 1137.5 | W130,R30,S0,IN,BN,CN,QN, | G4965, | C1310,LN,AN,FN,CCN,F80, | D6,DTY, | MN, | WT
| 281 | 6565 | 05E18G09H11D05M01W02 | 281 | W134,R38,S0,IN,BN,CN,QN,G3756,C1312,LY,AN,FN,CCN,F80,D8,DTY,MN,WY | 8.95 | 0.74 | 0.65 | 17.5 | 27.84 | 70.75% | 26.19% | 1 | 1783.8774 | 1303.3129 | 0.62222 | 293.2904 | 349.86 | 0.93333 | 219.455 | 100.8 | Walls:R13+R4 foam,Roof:R38,SlabEdge:R0,Infiltration:No,RadBarrier:No,CoolRoof:No,InsQuality:No | Window:0.37 U/0.56 SHGC | AirCond:13/12,ChargeLight:Yes,AirFlowTest:No,FanEnergyTest:No,MaxCoolCap:No,Furnace:0.8 | Duct:R8.0,DuctTest:Yes | Mass:Std | Dhw:62% EF | E18 | G09 | H11 | D05 | M01 | W02 | 413.3432 | 318.5 | 449.75 | 602.2842 | 0 | 0 | W134,R38,S0,IN,BN,CN,QN, | G3756, | C1312,LY,AN,FN,CCN,F80, | D8,DTY, | MN, | WY
| 336 | 6620 | 05E18G10H11D05M01W02 | 336 | W134,R38,S0,IN,BN,CN,QN,G3430,C1312,LY,AN,FN,CCN,F80,D8,DTY,MN,WY | 13.77 | 0.01 | 0.65 | 17.5 | 31.93 | 99.6% | 15.35% | 1 | 1783.8774 | 1303.3129 | 0 | 311.7492 | 408.66 | 1.5556 | 200.9962 | 42 | Walls:R13+R4 foam,Roof:R38,SlabEdge:R0,Infiltration:No,RadBarrier:No,CoolRoof:No,InsQuality:No | Window:0.34 U/0.30 SHGC | AirCond:13/12,ChargeLight:Yes,AirFlowTest:No,FanEnergyTest:No,MaxCoolCap:No,Furnace:0.8 | Duct:R8.0,DuctTest:Yes | Mass:Std | Dhw:62% EF | E18 | G10 | H11 | D05 | M01 | W02 | 413.3432 | 318.5 | 449.75 | 602.2842 | 0 | 0 | W134,R38,S0,IN,BN,CN,QN, | G3430, | C1312,LY,AN,FN,CCN,F80, | D8,DTY, | MN, | WY
| 96 | 6380 | 05E17G09H08D05M01W02 | 96 | W130,R38,S0,IN,BN,CN,QN,G3756,C1310,LN,AN,FN,CCN,F92,D8,DTY,MN,WY | 10.02 | 1.04 | 0.65 | 17.5 | 29.21 | 58.89% | 22.56% | 1 | 1787.0342 | 1306.4697 | 0.85556 | 348.6669 | 361.62 | 0.7 | 164.0785 | 89.04 | Walls:R13,Roof:R38,SlabEdge:R0,Infiltration:No,RadBarrier:No,CoolRoof:No,InsQuality:No | Window:0.37 U/0.56 SHGC | AirCond:13/10,ChargeLight:No,AirFlowTest:No,FanEnergyTest:No,MaxCoolCap:No,Furnace:0.92 | Duct:R8.0,DuctTest:Yes | Mass:Std | Dhw:62% EF | E17 | G09 | H08 | D05 | M01 | W02 | 183.75 | 318.5 | 682.5 | 602.2842 | 0 | 0 | W130,R38,S0,IN,BN,CN,QN, | G3756, | C1310,LN,AN,FN,CCN,F92, | D8,DTY, | MN, | WY
| 151 | 6435 | 05E17G10H08D05M01W02 | 151 | W130,R38,S0,IN,BN,CN,QN,G3430,C1310,LN,AN,FN,CCN,F92,D8,DTY,MN,WY | 14.35 | 0.03 | 0.65 | 17.5 | 32.53 | 98.81% | 13.76% | 0 | 1787.0342 | 1306.4697 | 0.077778 | 350.7178 | 413.91 | 1.4778 | 162.0275 | 36.75 | Walls:R13,Roof:R38,SlabEdge:R0,Infiltration:No,RadBarrier:No,CoolRoof:No,InsQuality:No | Window:0.34 U/0.30 SHGC | AirCond:13/10,ChargeLight:No,AirFlowTest:No,FanEnergyTest:No,MaxCoolCap:No,Furnace:0.92 | Duct:R8.0,DuctTest:Yes | Mass:Std | Dhw:62% EF | E17 | G10 | H08 | D05 | M01 | W02 | 183.75 | 318.5 | 682.5 | 602.2842 | 0 | 0 | W130,R38,S0,IN,BN,CN,QN, | G3430, | C1310,LN,AN,FN,CCN,F92, | D8,DTY, | MN, | WY
| 748 | 7032 | 05E21G09H07D05M01W02 | 748 | W134,R38,S0,IY,BN,CN,QY,G3756,C1310,LN,AN,FN,CCN,F80,D8,DTY,MN,WY | 7.07 | 0.75 | 0.65 | 17.5 | 25.97 | 70.36% | 31.15% | 1 | 1792.6274 | 1312.0629 | 0.62222 | 264.5766 | 326.97 | 0.93333 | 248.1688 | 123.69 | Walls:R13+R4 foam,Roof:R38,SlabEdge:R0,Infiltration:Test 3.2 SLA,RadBarrier:No,CoolRoof:No,InsQuality:Yes | Window:0.37 U/0.56 SHGC | AirCond:13/10,ChargeLight:No,AirFlowTest:No,FanEnergyTest:No,MaxCoolCap:No,Furnace:0.8 | Duct:R8.0,DuctTest:Yes | Mass:Std | Dhw:62% EF | E21 | G09 | H07 | D05 | M01 | W02 | 871.8432 | 318.5 | 0 | 602.2842 | 0 | 0 | W134,R38,S0,IY,BN,CN,QY, | G3756, | C1310,LN,AN,FN,CCN,F80, | D8,DTY, | MN, | WY
| 803 | 7087 | 05E21G10H07D05M01W02 | 803 | W134,R38,S0,IY,BN,CN,QY,G3430,C1310,LN,AN,FN,CCN,F80,D8,DTY,MN,WY | 11.69 | 0.01 | 0.65 | 17.5 | 29.85 | 99.6% | 20.86% | 1 | 1792.6274 | 1312.0629 | 0 | 278.9335 | 383.25 | 1.5556 | 233.8119 | 67.41 | Walls:R13+R4 foam,Roof:R38,SlabEdge:R0,Infiltration:Test 3.2 SLA,RadBarrier:No,CoolRoof:No,InsQuality:Yes | Window:0.34 U/0.30 SHGC | AirCond:13/10,ChargeLight:No,AirFlowTest:No,FanEnergyTest:No,MaxCoolCap:No,Furnace:0.8 | Duct:R8.0,DuctTest:Yes | Mass:Std | Dhw:62% EF | E21 | G10 | H07 | D05 | M01 | W02 | 871.8432 | 318.5 | 0 | 602.2842 | 0 | 0 | W134,R38,S0,IY,BN,CN,QY, | G3430, | C1310,LN,AN,FN,CCN,F80, | D8,DTY, | MN, | WY
| 418 | 6702 | 05E19G09H07D05M01W02 | 418 | W134,R38,S0,IN,BY,CN,QN,G3756,C1310,LN,AN,FN,CCN,F80,D8,DTY,MN,WY | 9.45 | 0.34 | 0.65 | 17.5 | 27.94 | 86.56% | 25.93% | 1 | 1816.4711 | 1335.9067 | 0.46667 | 268.6786 | 355.95 | 1.0889 | 244.0668 | 94.71 | Walls:R13+R4 foam,Roof:R38,SlabEdge:R0,Infiltration:No,RadBarrier:Yes,CoolRoof:No,InsQuality:No | Window:0.37 U/0.56 SHGC | AirCond:13/10,ChargeLight:No,AirFlowTest:No,FanEnergyTest:No,MaxCoolCap:No,Furnace:0.8 | Duct:R8.0,DuctTest:Yes | Mass:Std | Dhw:62% EF | E19 | G09 | H07 | D05 | M01 | W02 | 895.6869 | 318.5 | 0 | 602.2842 | 0 | 0 | W134,R38,S0,IN,BY,CN,QN, | G3756, | C1310,LN,AN,FN,CCN,F80, | D8,DTY, | MN, | WY
| 473 | 6757 | 05E19G10H07D05M01W02 | 473 | W134,R38,S0,IN,BY,CN,QN,G3430,C1310,LN,AN,FN,CCN,F80,D8,DTY,MN,WY | 14.66 | 0 | 0.65 | 17.5 | 32.81 | 100% | 13.02% | 0 | 1816.4711 | 1335.9067 | 0 | 324.0551 | 420 | 1.5556 | 188.6903 | 30.66 | Walls:R13+R4 foam,Roof:R38,SlabEdge:R0,Infiltration:No,RadBarrier:Yes,CoolRoof:No,InsQuality:No | Window:0.34 U/0.30 SHGC | AirCond:13/10,ChargeLight:No,AirFlowTest:No,FanEnergyTest:No,MaxCoolCap:No,Furnace:0.8 | Duct:R8.0,DuctTest:Yes | Mass:Std | Dhw:62% EF | E19 | G10 | H07 | D05 | M01 | W02 | 895.6869 | 318.5 | 0 | 602.2842 | 0 | 0 | W134,R38,S0,IN,BY,CN,QN, | G3430, | C1310,LN,AN,FN,CCN,F80, | D8,DTY, | MN, | WY
| 721 | 7005 | 05E20G12H11D05M01W02 | 721 | W134,R38,S0,IY,BN,CN,QN,G4965,C1312,LY,AN,FN,CCN,F80,D8,DTY,MN,WY | 9.18 | 1.33 | 0.65 | 17.5 | 28.66 | 47.43% | 24.02% | 1 | 1831.1274 | 1350.5629 | 0.93333 | 334.31 | 352.59 | 0.62222 | 178.4354 | 98.07 | Walls:R13+R4 foam,Roof:R38,SlabEdge:R0,Infiltration:Test 3.2 SLA,RadBarrier:No,CoolRoof:No,InsQuality:No | Window:0.49 U/0.65 SHGC | AirCond:13/12,ChargeLight:Yes,AirFlowTest:No,FanEnergyTest:No,MaxCoolCap:No,Furnace:0.8 | Duct:R8.0,DuctTest:Yes | Mass:Std | Dhw:62% EF | E20 | G12 | H11 | D05 | M01 | W02 | 619.8432 | 159.25 | 449.75 | 602.2842 | 0 | 0 | W134,R38,S0,IY,BN,CN,QN, | G4965, | C1312,LY,AN,FN,CCN,F80, | D8,DTY, | MN, | WY
| 413 | 6697 | 05E18G12H14D07M01W02 | 413 | W134,R38,S0,IN,BN,CN,QN,G4965,C1512,LY,AN,FN,CCN,F80,D6,DTY,MN,WY | 9.91 | 1.21 | 0.65 | 17.5 | 29.27 | 52.17% | 22.4% | 1 | 1832.7826 | 1352.2182 | 0.85556 | 338.412 | 361.2 | 0.7 | 174.3334 | 89.46 | Walls:R13+R4 foam,Roof:R38,SlabEdge:R0,Infiltration:No,RadBarrier:No,CoolRoof:No,InsQuality:No | Window:0.49 U/0.65 SHGC | AirCond:15/12,ChargeLight:Yes,AirFlowTest:No,FanEnergyTest:No,MaxCoolCap:No,Furnace:0.8 | Duct:R6.0,DuctTest:Yes | Mass:Std | Dhw:62% EF | E18 | G12 | H14 | D07 | M01 | W02 | 413.3432 | 159.25 | 779.625 | 480.5645 | 0 | 0 | W134,R38,S0,IN,BN,CN,QN, | G4965, | C1512,LY,AN,FN,CCN,F80, | D6,DTY, | MN, | WY
| 880 | 7164 | 05E21G12H10D05M01W02 | 880 | W134,R38,S0,IY,BN,CN,QY,G4965,C1311,LY,AN,FN,CCN,F80,D8,DTY,MN,WY | 7.78 | 1.25 | 0.65 | 17.5 | 27.18 | 50.59% | 27.94% | 1 | 1855.6274 | 1375.0629 | 0.85556 | 309.6982 | 335.58 | 0.7 | 203.0472 | 115.08 | Walls:R13+R4 foam,Roof:R38,SlabEdge:R0,Infiltration:Test 3.2 SLA,RadBarrier:No,CoolRoof:No,InsQuality:Yes | Window:0.49 U/0.65 SHGC | AirCond:13/11,ChargeLight:Yes,AirFlowTest:No,FanEnergyTest:No,MaxCoolCap:No,Furnace:0.8 | Duct:R8.0,DuctTest:Yes | Mass:Std | Dhw:62% EF | E21 | G12 | H10 | D05 | M01 | W02 | 871.8432 | 159.25 | 222.25 | 602.2842 | 0 | 0 | W134,R38,S0,IY,BN,CN,QY, | G4965, | C1311,LY,AN,FN,CCN,F80, | D8,DTY, | MN, | WY
| 371 | 6655 | 05E18G12H08D05M01W02 | 371 | W134,R38,S0,IN,BN,CN,QN,G4965,C1310,LN,AN,FN,CCN,F92,D8,DTY,MN,WY | 8.53 | 1.42 | 0.65 | 17.5 | 28.1 | 43.87% | 25.5% | 1 | 1857.3774 | 1376.8129 | 1.0111 | 348.6669 | 343.56 | 0.54444 | 164.0785 | 107.1 | Walls:R13+R4 foam,Roof:R38,SlabEdge:R0,Infiltration:No,RadBarrier:No,CoolRoof:No,InsQuality:No | Window:0.49 U/0.65 SHGC | AirCond:13/10,ChargeLight:No,AirFlowTest:No,FanEnergyTest:No,MaxCoolCap:No,Furnace:0.92 | Duct:R8.0,DuctTest:Yes | Mass:Std | Dhw:62% EF | E18 | G12 | H08 | D05 | M01 | W02 | 413.3432 | 159.25 | 682.5 | 602.2842 | 0 | 0 | W134,R38,S0,IN,BN,CN,QN, | G4965, | C1310,LN,AN,FN,CCN,F92, | D8,DTY, | MN, | WY
| 615 | 6899 | 05E20G09H11D07M01W02 | 615 | W134,R38,S0,IY,BN,CN,QN,G3756,C1312,LY,AN,FN,CCN,F80,D6,DTY,MN,WY | 8.66 | 0.77 | 0.65 | 17.5 | 27.58 | 69.57% | 26.88% | 1 | 1868.6576 | 1388.0932 | 0.62222 | 289.1884 | 346.29 | 0.93333 | 223.557 | 104.37 | Walls:R13+R4 foam,Roof:R38,SlabEdge:R0,Infiltration:Test 3.2 SLA,RadBarrier:No,CoolRoof:No,InsQuality:No | Window:0.37 U/0.56 SHGC | AirCond:13/12,ChargeLight:Yes,AirFlowTest:No,FanEnergyTest:No,MaxCoolCap:No,Furnace:0.8 | Duct:R6.0,DuctTest:Yes | Mass:Std | Dhw:62% EF | E20 | G09 | H11 | D07 | M01 | W02 | 619.8432 | 318.5 | 449.75 | 480.5645 | 0 | 0 | W134,R38,S0,IY,BN,CN,QN, | G3756, | C1312,LY,AN,FN,CCN,F80, | D6,DTY, | MN, | WY
| 670 | 6954 | 05E20G10H11D07M01W02 | 670 | W134,R38,S0,IY,BN,CN,QN,G3430,C1312,LY,AN,FN,CCN,F80,D6,DTY,MN,WY | 13.51 | 0.01 | 0.65 | 17.5 | 31.67 | 99.6% | 16.04% | 1 | 1868.6576 | 1388.0932 | 0 | 307.6472 | 405.51 | 1.5556 | 205.0982 | 45.15 | Walls:R13+R4 foam,Roof:R38,SlabEdge:R0,Infiltration:Test 3.2 SLA,RadBarrier:No,CoolRoof:No,InsQuality:No | Window:0.34 U/0.30 SHGC | AirCond:13/12,ChargeLight:Yes,AirFlowTest:No,FanEnergyTest:No,MaxCoolCap:No,Furnace:0.8 | Duct:R6.0,DuctTest:Yes | Mass:Std | Dhw:62% EF | E20 | G10 | H11 | D07 | M01 | W02 | 619.8432 | 318.5 | 449.75 | 480.5645 | 0 | 0 | W134,R38,S0,IY,BN,CN,QN, | G3430, | C1312,LY,AN,FN,CCN,F80, | D6,DTY, | MN, | WY
| 550 | 6834 | 05E19G12H10D05M01W02 | 550 | W134,R38,S0,IN,BY,CN,QN,G4965,C1311,LY,AN,FN,CCN,F80,D8,DTY,MN,WY | 10.12 | 0.72 | 0.65 | 17.5 | 28.99 | 71.54% | 23.14% | 1 | 1879.4711 | 1398.9067 | 0.7 | 305.5962 | 363.93 | 0.85556 | 207.1491 | 86.73 | Walls:R13+R4 foam,Roof:R38,SlabEdge:R0,Infiltration:No,RadBarrier:Yes,CoolRoof:No,InsQuality:No | Window:0.49 U/0.65 SHGC | AirCond:13/11,ChargeLight:Yes,AirFlowTest:No,FanEnergyTest:No,MaxCoolCap:No,Furnace:0.8 | Duct:R8.0,DuctTest:Yes | Mass:Std | Dhw:62% EF | E19 | G12 | H10 | D05 | M01 | W02 | 895.6869 | 159.25 | 222.25 | 602.2842 | 0 | 0 | W134,R38,S0,IN,BY,CN,QN, | G4965, | C1311,LY,AN,FN,CCN,F80, | D8,DTY, | MN, | WY
| 136 | 6420 | 05E17G09H14D05M01W02 | 136 | W130,R38,S0,IN,BN,CN,QN,G3756,C1512,LY,AN,FN,CCN,F80,D8,DTY,MN,WY | 11.38 | 0.85 | 0.65 | 17.5 | 30.38 | 66.4% | 19.46% | 1 | 1884.1592 | 1403.5947 | 0.7 | 334.31 | 379.26 | 0.85556 | 178.4354 | 71.4 | Walls:R13,Roof:R38,SlabEdge:R0,Infiltration:No,RadBarrier:No,CoolRoof:No,InsQuality:No | Window:0.37 U/0.56 SHGC | AirCond:15/12,ChargeLight:Yes,AirFlowTest:No,FanEnergyTest:No,MaxCoolCap:No,Furnace:0.8 | Duct:R8.0,DuctTest:Yes | Mass:Std | Dhw:62% EF | E17 | G09 | H14 | D05 | M01 | W02 | 183.75 | 318.5 | 779.625 | 602.2842 | 0 | 0 | W130,R38,S0,IN,BN,CN,QN, | G3756, | C1512,LY,AN,FN,CCN,F80, | D8,DTY, | MN, | WY
| 191 | 6475 | 05E17G10H14D05M01W02 | 191 | W130,R38,S0,IN,BN,CN,QN,G3430,C1512,LY,AN,FN,CCN,F80,D8,DTY,MN,WY | 16.29 | 0.03 | 0.65 | 17.5 | 34.47 | 98.81% | 8.616% | 0 | 1884.1592 | 1403.5947 | 0.077778 | 350.7178 | 439.53 | 1.4778 | 162.0275 | 11.13 | Walls:R13,Roof:R38,SlabEdge:R0,Infiltration:No,RadBarrier:No,CoolRoof:No,InsQuality:No | Window:0.34 U/0.30 SHGC | AirCond:15/12,ChargeLight:Yes,AirFlowTest:No,FanEnergyTest:No,MaxCoolCap:No,Furnace:0.8 | Duct:R8.0,DuctTest:Yes | Mass:Std | Dhw:62% EF | E17 | G10 | H14 | D05 | M01 | W02 | 183.75 | 318.5 | 779.625 | 602.2842 | 0 | 0 | W130,R38,S0,IN,BN,CN,QN, | G3430, | C1512,LY,AN,FN,CCN,F80, | D8,DTY, | MN, | WY
| 772 | 7056 | 05E21G09H10D07M01W02 | 772 | W134,R38,S0,IY,BN,CN,QY,G3756,C1311,LY,AN,FN,CCN,F80,D6,DTY,MN,WY | 7.27 | 0.73 | 0.65 | 17.5 | 26.15 | 71.15% | 30.67% | 1 | 1893.1576 | 1412.5932 | 0.62222 | 266.6276 | 329.28 | 0.93333 | 246.1178 | 121.38 | Walls:R13+R4 foam,Roof:R38,SlabEdge:R0,Infiltration:Test 3.2 SLA,RadBarrier:No,CoolRoof:No,InsQuality:Yes | Window:0.37 U/0.56 SHGC | AirCond:13/11,ChargeLight:Yes,AirFlowTest:No,FanEnergyTest:No,MaxCoolCap:No,Furnace:0.8 | Duct:R6.0,DuctTest:Yes | Mass:Std | Dhw:62% EF | E21 | G09 | H10 | D07 | M01 | W02 | 871.8432 | 318.5 | 222.25 | 480.5645 | 0 | 0 | W134,R38,S0,IY,BN,CN,QY, | G3756, | C1311,LY,AN,FN,CCN,F80, | D6,DTY, | MN, | WY
| 827 | 7111 | 05E21G10H10D07M01W02 | 827 | W134,R38,S0,IY,BN,CN,QY,G3430,C1311,LY,AN,FN,CCN,F80,D6,DTY,MN,WY | 11.99 | 0.01 | 0.65 | 17.5 | 30.15 | 99.6% | 20.07% | 1 | 1893.1576 | 1412.5932 | 0 | 283.0355 | 387.03 | 1.5556 | 229.7099 | 63.63 | Walls:R13+R4 foam,Roof:R38,SlabEdge:R0,Infiltration:Test 3.2 SLA,RadBarrier:No,CoolRoof:No,InsQuality:Yes | Window:0.34 U/0.30 SHGC | AirCond:13/11,ChargeLight:Yes,AirFlowTest:No,FanEnergyTest:No,MaxCoolCap:No,Furnace:0.8 | Duct:R6.0,DuctTest:Yes | Mass:Std | Dhw:62% EF | E21 | G10 | H10 | D07 | M01 | W02 | 871.8432 | 318.5 | 222.25 | 480.5645 | 0 | 0 | W134,R38,S0,IY,BN,CN,QY, | G3430, | C1311,LY,AN,FN,CCN,F80, | D6,DTY, | MN, | WY
| 265 | 6549 | 05E18G09H08D07M01W02 | 265 | W134,R38,S0,IN,BN,CN,QN,G3756,C1310,LN,AN,FN,CCN,F92,D6,DTY,MN,WY | 8.07 | 0.83 | 0.65 | 17.5 | 27.05 | 67.19% | 28.29% | 1 | 1894.9076 | 1414.3432 | 0.7 | 301.4943 | 338.1 | 0.85556 | 211.2511 | 112.56 | Walls:R13+R4 foam,Roof:R38,SlabEdge:R0,Infiltration:No,RadBarrier:No,CoolRoof:No,InsQuality:No | Window:0.37 U/0.56 SHGC | AirCond:13/10,ChargeLight:No,AirFlowTest:No,FanEnergyTest:No,MaxCoolCap:No,Furnace:0.92 | Duct:R6.0,DuctTest:Yes | Mass:Std | Dhw:62% EF | E18 | G09 | H08 | D07 | M01 | W02 | 413.3432 | 318.5 | 682.5 | 480.5645 | 0 | 0 | W134,R38,S0,IN,BN,CN,QN, | G3756, | C1310,LN,AN,FN,CCN,F92, | D6,DTY, | MN, | WY
| 320 | 6604 | 05E18G10H08D07M01W02 | 320 | W134,R38,S0,IN,BN,CN,QN,G3430,C1310,LN,AN,FN,CCN,F92,D6,DTY,MN,WY | 12.41 | 0.01 | 0.65 | 17.5 | 30.57 | 99.6% | 18.96% | 1 | 1894.9076 | 1414.3432 | 0 | 317.9021 | 390.39 | 1.5556 | 194.8432 | 60.27 | Walls:R13+R4 foam,Roof:R38,SlabEdge:R0,Infiltration:No,RadBarrier:No,CoolRoof:No,InsQuality:No | Window:0.34 U/0.30 SHGC | AirCond:13/10,ChargeLight:No,AirFlowTest:No,FanEnergyTest:No,MaxCoolCap:No,Furnace:0.92 | Duct:R6.0,DuctTest:Yes | Mass:Std | Dhw:62% EF | E18 | G10 | H08 | D07 | M01 | W02 | 413.3432 | 318.5 | 682.5 | 480.5645 | 0 | 0 | W134,R38,S0,IN,BN,CN,QN, | G3430, | C1310,LN,AN,FN,CCN,F92, | D6,DTY, | MN, | WY
| 1519 | 7803 | 05E25G12H07D05M01W03 | 1519 | W130,R30,S0,IN,BN,CN,QN,G4965,C1310,LN,AN,FN,CCN,F80,D8,DTY,MN,WT | 12.57 | 2.05 | 0.65 | 12.73 | 28 | 18.97% | 25.77% | 1 | 1899.0342 | 1418.4697 | 1.4 | 436.8591 | 327.18 | 0.15556 | 75.8863 | 123.48 | Walls:R13,Roof:R30,SlabEdge:R0,Infiltration:No,RadBarrier:No,CoolRoof:No,InsQuality:No | Window:0.49 U/0.65 SHGC | AirCond:13/10,ChargeLight:No,AirFlowTest:No,FanEnergyTest:No,MaxCoolCap:No,Furnace:0.8 | Duct:R8.0,DuctTest:Yes | Mass:Std | Dhw:84% EF Tankless | E25 | G12 | H07 | D05 | M01 | W03 | 0 | 159.25 | 0 | 602.2842 | 0 | 1137.5 | W130,R30,S0,IN,BN,CN,QN, | G4965, | C1310,LN,AN,FN,CCN,F80, | D8,DTY, | MN, | WT
| 442 | 6726 | 05E19G09H10D07M01W02 | 442 | W134,R38,S0,IN,BY,CN,QN,G3756,C1311,LY,AN,FN,CCN,F80,D6,DTY,MN,WY | 9.67 | 0.32 | 0.65 | 17.5 | 28.14 | 87.35% | 25.4% | 1 | 1917.0014 | 1436.4369 | 0.38889 | 270.7296 | 358.47 | 1.1667 | 242.0158 | 92.19 | Walls:R13+R4 foam,Roof:R38,SlabEdge:R0,Infiltration:No,RadBarrier:Yes,CoolRoof:No,InsQuality:No | Window:0.37 U/0.56 SHGC | AirCond:13/11,ChargeLight:Yes,AirFlowTest:No,FanEnergyTest:No,MaxCoolCap:No,Furnace:0.8 | Duct:R6.0,DuctTest:Yes | Mass:Std | Dhw:62% EF | E19 | G09 | H10 | D07 | M01 | W02 | 895.6869 | 318.5 | 222.25 | 480.5645 | 0 | 0 | W134,R38,S0,IN,BY,CN,QN, | G3756, | C1311,LY,AN,FN,CCN,F80, | D6,DTY, | MN, | WY
| 497 | 6781 | 05E19G10H10D07M01W02 | 497 | W134,R38,S0,IN,BY,CN,QN,G3430,C1311,LY,AN,FN,CCN,F80,D6,DTY,MN,WY | 14.99 | 0 | 0.65 | 17.5 | 33.14 | 100% | 12.14% | 0 | 1917.0014 | 1436.4369 | 0 | 330.208 | 423.78 | 1.5556 | 182.5374 | 26.88 | Walls:R13+R4 foam,Roof:R38,SlabEdge:R0,Infiltration:No,RadBarrier:Yes,CoolRoof:No,InsQuality:No | Window:0.34 U/0.30 SHGC | AirCond:13/11,ChargeLight:Yes,AirFlowTest:No,FanEnergyTest:No,MaxCoolCap:No,Furnace:0.8 | Duct:R6.0,DuctTest:Yes | Mass:Std | Dhw:62% EF | E19 | G10 | H10 | D07 | M01 | W02 | 895.6869 | 318.5 | 222.25 | 480.5645 | 0 | 0 | W134,R38,S0,IN,BY,CN,QN, | G3430, | C1311,LY,AN,FN,CCN,F80, | D6,DTY, | MN, | WY
| 30 | 6314 | 05E05G09H09D02M01W01 | 30 | W130,R30,S0,IN,BN,CN,QN,G3756,C1310,LN,AN,FN,CCN,F96,D6,DTY,MN,WN | 10.19 | 1.28 | 0.65 | 18.87 | 30.99 | 49.41% | 17.84% | 1 | 2164.0645 | 1683.5 | 1.0111 | 375.3296 | 381.78 | 0.54444 | 137.4158 | 68.88 | Walls:R13,Roof:R30,SlabEdge:R0,Infiltration:No,RadBarrier:No,CoolRoof:No,InsQuality:No | Window:0.37 U/0.56 SHGC | AirCond:13/10,ChargeLight:No,AirFlowTest:No,FanEnergyTest:No,MaxCoolCap:No,Furnace:0.96 | Duct:R6.0,DuctTest:Yes | Mass:Std | Dhw:57% EF | E05 | G09 | H09 | D02 | M01 | W01 | 0 | 318.5 | 1365 | 480.5645 | 0 | 0 | W130,R30,S0,IN,BN,CN,QN, | G3756, | C1310,LN,AN,FN,CCN,F96, | D6,DTY, | MN, | WN
| 15 | 6299 | 05E05G09H07D07M01W03 | 15 | W130,R30,S0,IN,BN,CN,QN,G3756,C1310,LN,AN,FN,CCN,F80,D6,DTY,MN,WT | 12.02 | 1.28 | 0.65 | 12.73 | 26.68 | 49.41% | 29.27% | 1 | 1936.5645 | 1456 | 1.0111 | 375.3296 | 320.46 | 0.54444 | 137.4158 | 130.2 | Walls:R13,Roof:R30,SlabEdge:R0,Infiltration:No,RadBarrier:No,CoolRoof:No,InsQuality:No | Window:0.37 U/0.56 SHGC | AirCond:13/10,ChargeLight:No,AirFlowTest:No,FanEnergyTest:No,MaxCoolCap:No,Furnace:0.8 | Duct:R6.0,DuctTest:Yes | Mass:Std | Dhw:84% EF Tankless | E05 | G09 | H07 | D07 | M01 | W03 | 0 | 318.5 | 0 | 480.5645 | 0 | 1137.5 | W130,R30,S0,IN,BN,CN,QN, | G3756, | C1310,LN,AN,FN,CCN,F80, | D6,DTY, | MN, | WT
| 1413 | 7697 | 05E25G09H07D07M01W03 | 1413 | W130,R30,S0,IN,BN,CN,QN,G3756,C1310,LN,AN,FN,CCN,F80,D6,DTY,MN,WT | 12.02 | 1.28 | 0.65 | 12.73 | 26.68 | 49.41% | 29.27% | 1 | 1936.5645 | 1456 | 1.0111 | 375.3296 | 320.46 | 0.54444 | 137.4158 | 130.2 | Walls:R13,Roof:R30,SlabEdge:R0,Infiltration:No,RadBarrier:No,CoolRoof:No,InsQuality:No | Window:0.37 U/0.56 SHGC | AirCond:13/10,ChargeLight:No,AirFlowTest:No,FanEnergyTest:No,MaxCoolCap:No,Furnace:0.8 | Duct:R6.0,DuctTest:Yes | Mass:Std | Dhw:84% EF Tankless | E25 | G09 | H07 | D07 | M01 | W03 | 0 | 318.5 | 0 | 480.5645 | 0 | 1137.5 | W130,R30,S0,IN,BN,CN,QN, | G3756, | C1310,LN,AN,FN,CCN,F80, | D6,DTY, | MN, | WT
| 1468 | 7752 | 05E25G10H07D07M01W03 | 1468 | W130,R30,S0,IN,BN,CN,QN,G3430,C1310,LN,AN,FN,CCN,F80,D6,DTY,MN,WT | 16.92 | 0.04 | 0.65 | 12.73 | 30.34 | 98.42% | 19.57% | 1 | 1936.5645 | 1456 | 0.15556 | 363.0237 | 380.52 | 1.4 | 149.7217 | 70.14 | Walls:R13,Roof:R30,SlabEdge:R0,Infiltration:No,RadBarrier:No,CoolRoof:No,InsQuality:No | Window:0.34 U/0.30 SHGC | AirCond:13/10,ChargeLight:No,AirFlowTest:No,FanEnergyTest:No,MaxCoolCap:No,Furnace:0.8 | Duct:R6.0,DuctTest:Yes | Mass:Std | Dhw:84% EF Tankless | E25 | G10 | H07 | D07 | M01 | W03 | 0 | 318.5 | 0 | 480.5645 | 0 | 1137.5 | W130,R30,S0,IN,BN,CN,QN, | G3430, | C1310,LN,AN,FN,CCN,F80, | D6,DTY, | MN, | WT
| 705 | 6989 | 05E20G12H08D07M01W02 | 705 | W134,R38,S0,IY,BN,CN,QN,G4965,C1310,LN,AN,FN,CCN,F92,D6,DTY,MN,WY | 8.28 | 1.48 | 0.65 | 17.5 | 27.91 | 41.5% | 26.01% | 1 | 1942.1576 | 1461.5932 | 1.0111 | 350.7178 | 340.41 | 0.54444 | 162.0275 | 110.25 | Walls:R13+R4 foam,Roof:R38,SlabEdge:R0,Infiltration:Test 3.2 SLA,RadBarrier:No,CoolRoof:No,InsQuality:No | Window:0.49 U/0.65 SHGC | AirCond:13/10,ChargeLight:No,AirFlowTest:No,FanEnergyTest:No,MaxCoolCap:No,Furnace:0.92 | Duct:R6.0,DuctTest:Yes | Mass:Std | Dhw:62% EF | E20 | G12 | H08 | D07 | M01 | W02 | 619.8432 | 159.25 | 682.5 | 480.5645 | 0 | 0 | W134,R38,S0,IY,BN,CN,QN, | G4965, | C1310,LN,AN,FN,CCN,F92, | D6,DTY, | MN, | WY
| 411 | 6695 | 05E18G12H14D05M01W02 | 411 | W134,R38,S0,IN,BN,CN,QN,G4965,C1512,LY,AN,FN,CCN,F80,D8,DTY,MN,WY | 9.69 | 1.16 | 0.65 | 17.5 | 29 | 54.15% | 23.12% | 1 | 1954.5024 | 1473.9379 | 0.85556 | 330.208 | 358.68 | 0.7 | 182.5374 | 91.98 | Walls:R13+R4 foam,Roof:R38,SlabEdge:R0,Infiltration:No,RadBarrier:No,CoolRoof:No,InsQuality:No | Window:0.49 U/0.65 SHGC | AirCond:15/12,ChargeLight:Yes,AirFlowTest:No,FanEnergyTest:No,MaxCoolCap:No,Furnace:0.8 | Duct:R8.0,DuctTest:Yes | Mass:Std | Dhw:62% EF | E18 | G12 | H14 | D05 | M01 | W02 | 413.3432 | 159.25 | 779.625 | 602.2842 | 0 | 0 | W134,R38,S0,IN,BN,CN,QN, | G4965, | C1512,LY,AN,FN,CCN,F80, | D8,DTY, | MN, | WY
| 203 | 6487 | 05E17G12H07D07M01W03 | 203 | W130,R38,S0,IN,BN,CN,QN,G4965,C1310,LN,AN,FN,CCN,F80,D6,DTY,MN,WT | 12.42 | 1.87 | 0.65 | 12.73 | 27.67 | 26.09% | 26.64% | 1 | 1961.0645 | 1480.5 | 1.3222 | 420.4512 | 325.5 | 0.23333 | 92.2942 | 125.16 | Walls:R13,Roof:R38,SlabEdge:R0,Infiltration:No,RadBarrier:No,CoolRoof:No,InsQuality:No | Window:0.49 U/0.65 SHGC | AirCond:13/10,ChargeLight:No,AirFlowTest:No,FanEnergyTest:No,MaxCoolCap:No,Furnace:0.8 | Duct:R6.0,DuctTest:Yes | Mass:Std | Dhw:84% EF Tankless | E17 | G12 | H07 | D07 | M01 | W03 | 183.75 | 159.25 | 0 | 480.5645 | 0 | 1137.5 | W130,R38,S0,IN,BN,CN,QN, | G4965, | C1310,LN,AN,FN,CCN,F80, | D6,DTY, | MN, | WT
| 890 | 7174 | 05E21G12H11D07M01W02 | 890 | W134,R38,S0,IY,BN,CN,QY,G4965,C1312,LY,AN,FN,CCN,F80,D6,DTY,MN,WY | 7.98 | 1.29 | 0.65 | 17.5 | 27.42 | 49.01% | 27.31% | 1 | 1961.4076 | 1480.8432 | 0.93333 | 313.8002 | 337.89 | 0.62222 | 198.9452 | 112.77 | Walls:R13+R4 foam,Roof:R38,SlabEdge:R0,Infiltration:Test 3.2 SLA,RadBarrier:No,CoolRoof:No,InsQuality:Yes | Window:0.49 U/0.65 SHGC | AirCond:13/12,ChargeLight:Yes,AirFlowTest:No,FanEnergyTest:No,MaxCoolCap:No,Furnace:0.8 | Duct:R6.0,DuctTest:Yes | Mass:Std | Dhw:62% EF | E21 | G12 | H11 | D07 | M01 | W02 | 871.8432 | 159.25 | 449.75 | 480.5645 | 0 | 0 | W134,R38,S0,IY,BN,CN,QY, | G4965, | C1312,LY,AN,FN,CCN,F80, | D6,DTY, | MN, | WY
| 560 | 6844 | 05E19G12H11D07M01W02 | 560 | W134,R38,S0,IN,BY,CN,QN,G4965,C1312,LY,AN,FN,CCN,F80,D6,DTY,MN,WY | 10.34 | 0.73 | 0.65 | 17.5 | 29.22 | 71.15% | 22.53% | 1 | 1985.2514 | 1504.6869 | 0.7 | 311.7492 | 366.66 | 0.85556 | 200.9962 | 84 | Walls:R13+R4 foam,Roof:R38,SlabEdge:R0,Infiltration:No,RadBarrier:Yes,CoolRoof:No,InsQuality:No | Window:0.49 U/0.65 SHGC | AirCond:13/12,ChargeLight:Yes,AirFlowTest:No,FanEnergyTest:No,MaxCoolCap:No,Furnace:0.8 | Duct:R6.0,DuctTest:Yes | Mass:Std | Dhw:62% EF | E19 | G12 | H11 | D07 | M01 | W02 | 895.6869 | 159.25 | 449.75 | 480.5645 | 0 | 0 | W134,R38,S0,IN,BY,CN,QN, | G4965, | C1312,LY,AN,FN,CCN,F80, | D6,DTY, | MN, | WY
| 611 | 6895 | 05E20G09H11D05M01W02 | 611 | W134,R38,S0,IY,BN,CN,QN,G3756,C1312,LY,AN,FN,CCN,F80,D8,DTY,MN,WY | 8.45 | 0.74 | 0.65 | 17.5 | 27.34 | 70.75% | 27.52% | 1 | 1990.3774 | 1509.8129 | 0.62222 | 285.0864 | 343.77 | 0.93333 | 227.659 | 106.89 | Walls:R13+R4 foam,Roof:R38,SlabEdge:R0,Infiltration:Test 3.2 SLA,RadBarrier:No,CoolRoof:No,InsQuality:No | Window:0.37 U/0.56 SHGC | AirCond:13/12,ChargeLight:Yes,AirFlowTest:No,FanEnergyTest:No,MaxCoolCap:No,Furnace:0.8 | Duct:R8.0,DuctTest:Yes | Mass:Std | Dhw:62% EF | E20 | G09 | H11 | D05 | M01 | W02 | 619.8432 | 318.5 | 449.75 | 602.2842 | 0 | 0 | W134,R38,S0,IY,BN,CN,QN, | G3756, | C1312,LY,AN,FN,CCN,F80, | D8,DTY, | MN, | WY
| 666 | 6950 | 05E20G10H11D05M01W02 | 666 | W134,R38,S0,IY,BN,CN,QN,G3430,C1312,LY,AN,FN,CCN,F80,D8,DTY,MN,WY | 13.19 | 0.01 | 0.65 | 17.5 | 31.35 | 99.6% | 16.89% | 1 | 1990.3774 | 1509.8129 | 0 | 303.5453 | 401.73 | 1.5556 | 209.2001 | 48.93 | Walls:R13+R4 foam,Roof:R38,SlabEdge:R0,Infiltration:Test 3.2 SLA,RadBarrier:No,CoolRoof:No,InsQuality:No | Window:0.34 U/0.30 SHGC | AirCond:13/12,ChargeLight:Yes,AirFlowTest:No,FanEnergyTest:No,MaxCoolCap:No,Furnace:0.8 | Duct:R8.0,DuctTest:Yes | Mass:Std | Dhw:62% EF | E20 | G10 | H11 | D05 | M01 | W02 | 619.8432 | 318.5 | 449.75 | 602.2842 | 0 | 0 | W134,R38,S0,IY,BN,CN,QN, | G3430, | C1312,LY,AN,FN,CCN,F80, | D8,DTY, | MN, | WY
| 303 | 6587 | 05E18G09H14D07M01W02 | 303 | W134,R38,S0,IN,BN,CN,QN,G3756,C1512,LY,AN,FN,CCN,F80,D6,DTY,MN,WY | 9.17 | 0.68 | 0.65 | 17.5 | 28 | 73.12% | 25.77% | 1 | 1992.0326 | 1511.4682 | 0.62222 | 289.1884 | 352.38 | 0.93333 | 223.557 | 98.28 | Walls:R13+R4 foam,Roof:R38,SlabEdge:R0,Infiltration:No,RadBarrier:No,CoolRoof:No,InsQuality:No | Window:0.37 U/0.56 SHGC | AirCond:15/12,ChargeLight:Yes,AirFlowTest:No,FanEnergyTest:No,MaxCoolCap:No,Furnace:0.8 | Duct:R6.0,DuctTest:Yes | Mass:Std | Dhw:62% EF | E18 | G09 | H14 | D07 | M01 | W02 | 413.3432 | 318.5 | 779.625 | 480.5645 | 0 | 0 | W134,R38,S0,IN,BN,CN,QN, | G3756, | C1512,LY,AN,FN,CCN,F80, | D6,DTY, | MN, | WY
| 358 | 6642 | 05E18G10H14D07M01W02 | 358 | W134,R38,S0,IN,BN,CN,QN,G3430,C1512,LY,AN,FN,CCN,F80,D6,DTY,MN,WY | 14.09 | 0.01 | 0.65 | 17.5 | 32.25 | 99.6% | 14.5% | 0 | 1992.0326 | 1511.4682 | 0 | 317.9021 | 412.44 | 1.5556 | 194.8432 | 38.22 | Walls:R13+R4 foam,Roof:R38,SlabEdge:R0,Infiltration:No,RadBarrier:No,CoolRoof:No,InsQuality:No | Window:0.34 U/0.30 SHGC | AirCond:15/12,ChargeLight:Yes,AirFlowTest:No,FanEnergyTest:No,MaxCoolCap:No,Furnace:0.8 | Duct:R6.0,DuctTest:Yes | Mass:Std | Dhw:62% EF | E18 | G10 | H14 | D07 | M01 | W02 | 413.3432 | 318.5 | 779.625 | 480.5645 | 0 | 0 | W134,R38,S0,IN,BN,CN,QN, | G3430, | C1512,LY,AN,FN,CCN,F80, | D6,DTY, | MN, | WY
| 1543 | 7827 | 05E25G12H10D07M01W03 | 1543 | W130,R30,S0,IN,BN,CN,QN,G4965,C1311,LY,AN,FN,CCN,F80,D6,DTY,MN,WT | 12.83 | 1.98 | 0.65 | 12.73 | 28.19 | 21.74% | 25.27% | 1 | 1999.5645 | 1519 | 1.3222 | 434.8081 | 330.33 | 0.23333 | 77.9373 | 120.33 | Walls:R13,Roof:R30,SlabEdge:R0,Infiltration:No,RadBarrier:No,CoolRoof:No,InsQuality:No | Window:0.49 U/0.65 SHGC | AirCond:13/11,ChargeLight:Yes,AirFlowTest:No,FanEnergyTest:No,MaxCoolCap:No,Furnace:0.8 | Duct:R6.0,DuctTest:Yes | Mass:Std | Dhw:84% EF Tankless | E25 | G12 | H10 | D07 | M01 | W03 | 0 | 159.25 | 222.25 | 480.5645 | 0 | 1137.5 | W130,R30,S0,IN,BN,CN,QN, | G4965, | C1311,LY,AN,FN,CCN,F80, | D6,DTY, | MN, | WT
| 1520 | 7804 | 05E25G12H07D06M01W02 | 1520 | W130,R30,S0,IN,BN,CN,QN,G4965,C1310,LN,AN,FN,CCN,F80,DC,DTY,MN,WY | 11.55 | 1.81 | 0.65 | 17.5 | 31.51 | 28.46% | 16.46% | 1 | 2268.9865 | 1788.422 | 1.2444 | 404.0434 | 381.36 | 0.31111 | 108.702 | 69.3 | Walls:R13,Roof:R30,SlabEdge:R0,Infiltration:No,RadBarrier:No,CoolRoof:No,InsQuality:No | Window:0.49 U/0.65 SHGC | AirCond:13/10,ChargeLight:No,AirFlowTest:No,FanEnergyTest:No,MaxCoolCap:No,Furnace:0.8 | Duct:Conditioned Space,DuctTest:Yes | Mass:Std | Dhw:62% EF | E25 | G12 | H07 | D06 | M01 | W02 | 0 | 159.25 | 0 | 2109.7365 | 0 | 0 | W130,R30,S0,IN,BN,CN,QN, | G4965, | C1310,LN,AN,FN,CCN,F80, | DC,DTY, | MN, | WY
| 1536 | 7820 | 05E25G12H09D07M01W02 | 1536 | W130,R30,S0,IN,BN,CN,QN,G4965,C1310,LN,AN,FN,CCN,F96,D6,DTY,MN,WY | 10.87 | 2.12 | 0.65 | 17.5 | 31.14 | 16.21% | 17.44% | 1 | 2004.8145 | 1524.25 | 1.4 | 445.063 | 371.07 | 0.15556 | 67.6824 | 79.59 | Walls:R13,Roof:R30,SlabEdge:R0,Infiltration:No,RadBarrier:No,CoolRoof:No,InsQuality:No | Window:0.49 U/0.65 SHGC | AirCond:13/10,ChargeLight:No,AirFlowTest:No,FanEnergyTest:No,MaxCoolCap:No,Furnace:0.96 | Duct:R6.0,DuctTest:Yes | Mass:Std | Dhw:62% EF | E25 | G12 | H09 | D07 | M01 | W02 | 0 | 159.25 | 1365 | 480.5645 | 0 | 0 | W130,R30,S0,IN,BN,CN,QN, | G4965, | C1310,LN,AN,FN,CCN,F96, | D6,DTY, | MN, | WY
| 770 | 7054 | 05E21G09H10D05M01W02 | 770 | W134,R38,S0,IY,BN,CN,QY,G3756,C1311,LY,AN,FN,CCN,F80,D8,DTY,MN,WY | 7.07 | 0.7 | 0.65 | 17.5 | 25.92 | 72.33% | 31.28% | 1 | 2014.8774 | 1534.3129 | 0.54444 | 260.4747 | 326.97 | 1.0111 | 252.2707 | 123.69 | Walls:R13+R4 foam,Roof:R38,SlabEdge:R0,Infiltration:Test 3.2 SLA,RadBarrier:No,CoolRoof:No,InsQuality:Yes | Window:0.37 U/0.56 SHGC | AirCond:13/11,ChargeLight:Yes,AirFlowTest:No,FanEnergyTest:No,MaxCoolCap:No,Furnace:0.8 | Duct:R8.0,DuctTest:Yes | Mass:Std | Dhw:62% EF | E21 | G09 | H10 | D05 | M01 | W02 | 871.8432 | 318.5 | 222.25 | 602.2842 | 0 | 0 | W134,R38,S0,IY,BN,CN,QY, | G3756, | C1311,LY,AN,FN,CCN,F80, | D8,DTY, | MN, | WY
| 825 | 7109 | 05E21G10H10D05M01W02 | 825 | W134,R38,S0,IY,BN,CN,QY,G3430,C1311,LY,AN,FN,CCN,F80,D8,DTY,MN,WY | 11.69 | 0.01 | 0.65 | 17.5 | 29.85 | 99.6% | 20.86% | 1 | 2014.8774 | 1534.3129 | 0 | 278.9335 | 383.25 | 1.5556 | 233.8119 | 67.41 | Walls:R13+R4 foam,Roof:R38,SlabEdge:R0,Infiltration:Test 3.2 SLA,RadBarrier:No,CoolRoof:No,InsQuality:Yes | Window:0.34 U/0.30 SHGC | AirCond:13/11,ChargeLight:Yes,AirFlowTest:No,FanEnergyTest:No,MaxCoolCap:No,Furnace:0.8 | Duct:R8.0,DuctTest:Yes | Mass:Std | Dhw:62% EF | E21 | G10 | H10 | D05 | M01 | W02 | 871.8432 | 318.5 | 222.25 | 602.2842 | 0 | 0 | W134,R38,S0,IY,BN,CN,QY, | G3430, | C1311,LY,AN,FN,CCN,F80, | D8,DTY, | MN, | WY
| 261 | 6545 | 05E18G09H08D05M01W02 | 261 | W134,R38,S0,IN,BN,CN,QN,G3756,C1310,LN,AN,FN,CCN,F92,D8,DTY,MN,WY | 7.88 | 0.79 | 0.65 | 17.5 | 26.82 | 68.77% | 28.9% | 1 | 2016.6274 | 1536.0629 | 0.7 | 297.3923 | 335.79 | 0.85556 | 215.3531 | 114.87 | Walls:R13+R4 foam,Roof:R38,SlabEdge:R0,Infiltration:No,RadBarrier:No,CoolRoof:No,InsQuality:No | Window:0.37 U/0.56 SHGC | AirCond:13/10,ChargeLight:No,AirFlowTest:No,FanEnergyTest:No,MaxCoolCap:No,Furnace:0.92 | Duct:R8.0,DuctTest:Yes | Mass:Std | Dhw:62% EF | E18 | G09 | H08 | D05 | M01 | W02 | 413.3432 | 318.5 | 682.5 | 602.2842 | 0 | 0 | W134,R38,S0,IN,BN,CN,QN, | G3756, | C1310,LN,AN,FN,CCN,F92, | D8,DTY, | MN, | WY
| 316 | 6600 | 05E18G10H08D05M01W02 | 316 | W134,R38,S0,IN,BN,CN,QN,G3430,C1310,LN,AN,FN,CCN,F92,D8,DTY,MN,WY | 12.12 | 0.01 | 0.65 | 17.5 | 30.28 | 99.6% | 19.72% | 1 | 2016.6274 | 1536.0629 | 0 | 311.7492 | 387.03 | 1.5556 | 200.9962 | 63.63 | Walls:R13+R4 foam,Roof:R38,SlabEdge:R0,Infiltration:No,RadBarrier:No,CoolRoof:No,InsQuality:No | Window:0.34 U/0.30 SHGC | AirCond:13/10,ChargeLight:No,AirFlowTest:No,FanEnergyTest:No,MaxCoolCap:No,Furnace:0.92 | Duct:R8.0,DuctTest:Yes | Mass:Std | Dhw:62% EF | E18 | G10 | H08 | D05 | M01 | W02 | 413.3432 | 318.5 | 682.5 | 602.2842 | 0 | 0 | W134,R38,S0,IN,BN,CN,QN, | G3430, | C1310,LN,AN,FN,CCN,F92, | D8,DTY, | MN, | WY
| 440 | 6724 | 05E19G09H10D05M01W02 | 440 | W134,R38,S0,IN,BY,CN,QN,G3756,C1311,LY,AN,FN,CCN,F80,D8,DTY,MN,WY | 9.45 | 0.31 | 0.65 | 17.5 | 27.91 | 87.75% | 26.01% | 1 | 2038.7211 | 1558.1567 | 0.38889 | 266.6276 | 355.95 | 1.1667 | 246.1178 | 94.71 | Walls:R13+R4 foam,Roof:R38,SlabEdge:R0,Infiltration:No,RadBarrier:Yes,CoolRoof:No,InsQuality:No | Window:0.37 U/0.56 SHGC | AirCond:13/11,ChargeLight:Yes,AirFlowTest:No,FanEnergyTest:No,MaxCoolCap:No,Furnace:0.8 | Duct:R8.0,DuctTest:Yes | Mass:Std | Dhw:62% EF | E19 | G09 | H10 | D05 | M01 | W02 | 895.6869 | 318.5 | 222.25 | 602.2842 | 0 | 0 | W134,R38,S0,IN,BY,CN,QN, | G3756, | C1311,LY,AN,FN,CCN,F80, | D8,DTY, | MN, | WY
| 495 | 6779 | 05E19G10H10D05M01W02 | 495 | W134,R38,S0,IN,BY,CN,QN,G3430,C1311,LY,AN,FN,CCN,F80,D8,DTY,MN,WY | 14.66 | 0 | 0.65 | 17.5 | 32.81 | 100% | 13.02% | 0 | 2038.7211 | 1558.1567 | 0 | 324.0551 | 420 | 1.5556 | 188.6903 | 30.66 | Walls:R13+R4 foam,Roof:R38,SlabEdge:R0,Infiltration:No,RadBarrier:Yes,CoolRoof:No,InsQuality:No | Window:0.34 U/0.30 SHGC | AirCond:13/11,ChargeLight:Yes,AirFlowTest:No,FanEnergyTest:No,MaxCoolCap:No,Furnace:0.8 | Duct:R8.0,DuctTest:Yes | Mass:Std | Dhw:62% EF | E19 | G10 | H10 | D05 | M01 | W02 | 895.6869 | 318.5 | 222.25 | 602.2842 | 0 | 0 | W134,R38,S0,IN,BY,CN,QN, | G3430, | C1311,LY,AN,FN,CCN,F80, | D8,DTY, | MN, | WY
| 743 | 7027 | 05E20G12H14D07M01W02 | 743 | W134,R38,S0,IY,BN,CN,QN,G4965,C1512,LY,AN,FN,CCN,F80,D6,DTY,MN,WY | 9.4 | 1.21 | 0.65 | 17.5 | 28.76 | 52.17% | 23.75% | 1 | 2039.2826 | 1558.7182 | 0.85556 | 330.208 | 355.11 | 0.7 | 182.5374 | 95.55 | Walls:R13+R4 foam,Roof:R38,SlabEdge:R0,Infiltration:Test 3.2 SLA,RadBarrier:No,CoolRoof:No,InsQuality:No | Window:0.49 U/0.65 SHGC | AirCond:15/12,ChargeLight:Yes,AirFlowTest:No,FanEnergyTest:No,MaxCoolCap:No,Furnace:0.8 | Duct:R6.0,DuctTest:Yes | Mass:Std | Dhw:62% EF | E20 | G12 | H14 | D07 | M01 | W02 | 619.8432 | 159.25 | 779.625 | 480.5645 | 0 | 0 | W134,R38,S0,IY,BN,CN,QN, | G4965, | C1512,LY,AN,FN,CCN,F80, | D6,DTY, | MN, | WY
| 9 | 6293 | 05E05G09H07D05M01W03 | 9 | W130,R30,S0,IN,BN,CN,QN,G3756,C1310,LN,AN,FN,CCN,F80,D8,DTY,MN,WT | 11.76 | 1.23 | 0.65 | 12.73 | 26.37 | 51.38% | 30.09% | 1 | 2058.2842 | 1577.7197 | 0.93333 | 367.1257 | 317.52 | 0.62222 | 145.6197 | 133.14 | Walls:R13,Roof:R30,SlabEdge:R0,Infiltration:No,RadBarrier:No,CoolRoof:No,InsQuality:No | Window:0.37 U/0.56 SHGC | AirCond:13/10,ChargeLight:No,AirFlowTest:No,FanEnergyTest:No,MaxCoolCap:No,Furnace:0.8 | Duct:R8.0,DuctTest:Yes | Mass:Std | Dhw:84% EF Tankless | E05 | G09 | H07 | D05 | M01 | W03 | 0 | 318.5 | 0 | 602.2842 | 0 | 1137.5 | W130,R30,S0,IN,BN,CN,QN, | G3756, | C1310,LN,AN,FN,CCN,F80, | D8,DTY, | MN, | WT
| 1409 | 7693 | 05E25G09H07D05M01W03 | 1409 | W130,R30,S0,IN,BN,CN,QN,G3756,C1310,LN,AN,FN,CCN,F80,D8,DTY,MN,WT | 11.76 | 1.23 | 0.65 | 12.73 | 26.37 | 51.38% | 30.09% | 1 | 2058.2842 | 1577.7197 | 0.93333 | 367.1257 | 317.52 | 0.62222 | 145.6197 | 133.14 | Walls:R13,Roof:R30,SlabEdge:R0,Infiltration:No,RadBarrier:No,CoolRoof:No,InsQuality:No | Window:0.37 U/0.56 SHGC | AirCond:13/10,ChargeLight:No,AirFlowTest:No,FanEnergyTest:No,MaxCoolCap:No,Furnace:0.8 | Duct:R8.0,DuctTest:Yes | Mass:Std | Dhw:84% EF Tankless | E25 | G09 | H07 | D05 | M01 | W03 | 0 | 318.5 | 0 | 602.2842 | 0 | 1137.5 | W130,R30,S0,IN,BN,CN,QN, | G3756, | C1310,LN,AN,FN,CCN,F80, | D8,DTY, | MN, | WT
| 1464 | 7748 | 05E25G10H07D05M01W03 | 1464 | W130,R30,S0,IN,BN,CN,QN,G3430,C1310,LN,AN,FN,CCN,F80,D8,DTY,MN,WT | 16.58 | 0.04 | 0.65 | 12.73 | 30 | 98.42% | 20.47% | 1 | 2058.2842 | 1577.7197 | 0.15556 | 358.9218 | 376.53 | 1.4 | 153.8236 | 74.13 | Walls:R13,Roof:R30,SlabEdge:R0,Infiltration:No,RadBarrier:No,CoolRoof:No,InsQuality:No | Window:0.34 U/0.30 SHGC | AirCond:13/10,ChargeLight:No,AirFlowTest:No,FanEnergyTest:No,MaxCoolCap:No,Furnace:0.8 | Duct:R8.0,DuctTest:Yes | Mass:Std | Dhw:84% EF Tankless | E25 | G10 | H07 | D05 | M01 | W03 | 0 | 318.5 | 0 | 602.2842 | 0 | 1137.5 | W130,R30,S0,IN,BN,CN,QN, | G3430, | C1310,LN,AN,FN,CCN,F80, | D8,DTY, | MN, | WT
| 701 | 6985 | 05E20G12H08D05M01W02 | 701 | W134,R38,S0,IY,BN,CN,QN,G4965,C1310,LN,AN,FN,CCN,F92,D8,DTY,MN,WY | 8.09 | 1.43 | 0.65 | 17.5 | 27.67 | 43.48% | 26.64% | 1 | 2063.8774 | 1583.3129 | 1.0111 | 342.5139 | 338.31 | 0.54444 | 170.2315 | 112.35 | Walls:R13+R4 foam,Roof:R38,SlabEdge:R0,Infiltration:Test 3.2 SLA,RadBarrier:No,CoolRoof:No,InsQuality:No | Window:0.49 U/0.65 SHGC | AirCond:13/10,ChargeLight:No,AirFlowTest:No,FanEnergyTest:No,MaxCoolCap:No,Furnace:0.92 | Duct:R8.0,DuctTest:Yes | Mass:Std | Dhw:62% EF | E20 | G12 | H08 | D05 | M01 | W02 | 619.8432 | 159.25 | 682.5 | 602.2842 | 0 | 0 | W134,R38,S0,IY,BN,CN,QN, | G4965, | C1310,LN,AN,FN,CCN,F92, | D8,DTY, | MN, | WY
| 199 | 6483 | 05E17G12H07D05M01W03 | 199 | W130,R38,S0,IN,BN,CN,QN,G4965,C1310,LN,AN,FN,CCN,F80,D8,DTY,MN,WT | 12.16 | 1.8 | 0.65 | 12.73 | 27.34 | 28.85% | 27.52% | 1 | 2082.7842 | 1602.2197 | 1.3222 | 412.2473 | 322.35 | 0.23333 | 100.4981 | 128.31 | Walls:R13,Roof:R38,SlabEdge:R0,Infiltration:No,RadBarrier:No,CoolRoof:No,InsQuality:No | Window:0.49 U/0.65 SHGC | AirCond:13/10,ChargeLight:No,AirFlowTest:No,FanEnergyTest:No,MaxCoolCap:No,Furnace:0.8 | Duct:R8.0,DuctTest:Yes | Mass:Std | Dhw:84% EF Tankless | E17 | G12 | H07 | D05 | M01 | W03 | 183.75 | 159.25 | 0 | 602.2842 | 0 | 1137.5 | W130,R38,S0,IN,BN,CN,QN, | G4965, | C1310,LN,AN,FN,CCN,F80, | D8,DTY, | MN, | WT
| 886 | 7170 | 05E21G12H11D05M01W02 | 886 | W134,R38,S0,IY,BN,CN,QY,G4965,C1312,LY,AN,FN,CCN,F80,D8,DTY,MN,WY | 7.78 | 1.24 | 0.65 | 17.5 | 27.17 | 50.99% | 27.97% | 1 | 2083.1274 | 1602.5629 | 0.85556 | 309.6982 | 335.58 | 0.7 | 203.0472 | 115.08 | Walls:R13+R4 foam,Roof:R38,SlabEdge:R0,Infiltration:Test 3.2 SLA,RadBarrier:No,CoolRoof:No,InsQuality:Yes | Window:0.49 U/0.65 SHGC | AirCond:13/12,ChargeLight:Yes,AirFlowTest:No,FanEnergyTest:No,MaxCoolCap:No,Furnace:0.8 | Duct:R8.0,DuctTest:Yes | Mass:Std | Dhw:62% EF | E21 | G12 | H11 | D05 | M01 | W02 | 871.8432 | 159.25 | 449.75 | 602.2842 | 0 | 0 | W134,R38,S0,IY,BN,CN,QY, | G4965, | C1312,LY,AN,FN,CCN,F80, | D8,DTY, | MN, | WY
| 1556 | 7840 | 05E25G12H12D07M01W02 | 1556 | W130,R30,S0,IN,BN,CN,QN,G4965,C1312,LY,AY,FY,CCY,F92,D6,DTY,MN,WY | 11.15 | 1.64 | 0.65 | 17.5 | 30.94 | 35.18% | 17.97% | 1 | 2084.002 | 1603.4375 | 1.0889 | 356.8708 | 378.63 | 0.46667 | 155.8746 | 72.03 | Walls:R13,Roof:R30,SlabEdge:R0,Infiltration:No,RadBarrier:No,CoolRoof:No,InsQuality:No | Window:0.49 U/0.65 SHGC | AirCond:13/12,ChargeLight:Yes,AirFlowTest:Yes,FanEnergyTest:Yes,MaxCoolCap:Yes,Furnace:0.92 | Duct:R6.0,DuctTest:Yes | Mass:Std | Dhw:62% EF | E25 | G12 | H12 | D07 | M01 | W02 | 0 | 159.25 | 1444.1875 | 480.5645 | 0 | 0 | W130,R30,S0,IN,BN,CN,QN, | G4965, | C1312,LY,AY,FY,CCY,F92, | D6,DTY, | MN, | WY
| 595 | 6879 | 05E20G09H08D07M01W02 | 595 | W134,R38,S0,IY,BN,CN,QN,G3756,C1310,LN,AN,FN,CCN,F92,D6,DTY,MN,WY | 7.63 | 0.83 | 0.65 | 17.5 | 26.61 | 67.19% | 29.45% | 1 | 2101.4076 | 1620.8432 | 0.7 | 293.2904 | 332.64 | 0.85556 | 219.455 | 118.02 | Walls:R13+R4 foam,Roof:R38,SlabEdge:R0,Infiltration:Test 3.2 SLA,RadBarrier:No,CoolRoof:No,InsQuality:No | Window:0.37 U/0.56 SHGC | AirCond:13/10,ChargeLight:No,AirFlowTest:No,FanEnergyTest:No,MaxCoolCap:No,Furnace:0.92 | Duct:R6.0,DuctTest:Yes | Mass:Std | Dhw:62% EF | E20 | G09 | H08 | D07 | M01 | W02 | 619.8432 | 318.5 | 682.5 | 480.5645 | 0 | 0 | W134,R38,S0,IY,BN,CN,QN, | G3756, | C1310,LN,AN,FN,CCN,F92, | D6,DTY, | MN, | WY
| 650 | 6934 | 05E20G10H08D07M01W02 | 650 | W134,R38,S0,IY,BN,CN,QN,G3430,C1310,LN,AN,FN,CCN,F92,D6,DTY,MN,WY | 11.9 | 0.01 | 0.65 | 17.5 | 30.06 | 99.6% | 20.31% | 1 | 2101.4076 | 1620.8432 | 0 | 307.6472 | 384.3 | 1.5556 | 205.0982 | 66.36 | Walls:R13+R4 foam,Roof:R38,SlabEdge:R0,Infiltration:Test 3.2 SLA,RadBarrier:No,CoolRoof:No,InsQuality:No | Window:0.34 U/0.30 SHGC | AirCond:13/10,ChargeLight:No,AirFlowTest:No,FanEnergyTest:No,MaxCoolCap:No,Furnace:0.92 | Duct:R6.0,DuctTest:Yes | Mass:Std | Dhw:62% EF | E20 | G10 | H08 | D07 | M01 | W02 | 619.8432 | 318.5 | 682.5 | 480.5645 | 0 | 0 | W134,R38,S0,IY,BN,CN,QN, | G3430, | C1310,LN,AN,FN,CCN,F92, | D6,DTY, | MN, | WY
| 556 | 6840 | 05E19G12H11D05M01W02 | 556 | W134,R38,S0,IN,BY,CN,QN,G4965,C1312,LY,AN,FN,CCN,F80,D8,DTY,MN,WY | 10.12 | 0.72 | 0.65 | 17.5 | 28.99 | 71.54% | 23.14% | 1 | 2106.9711 | 1626.4067 | 0.7 | 305.5962 | 363.93 | 0.85556 | 207.1491 | 86.73 | Walls:R13+R4 foam,Roof:R38,SlabEdge:R0,Infiltration:No,RadBarrier:Yes,CoolRoof:No,InsQuality:No | Window:0.49 U/0.65 SHGC | AirCond:13/12,ChargeLight:Yes,AirFlowTest:No,FanEnergyTest:No,MaxCoolCap:No,Furnace:0.8 | Duct:R8.0,DuctTest:Yes | Mass:Std | Dhw:62% EF | E19 | G12 | H11 | D05 | M01 | W02 | 895.6869 | 159.25 | 449.75 | 602.2842 | 0 | 0 | W134,R38,S0,IN,BY,CN,QN, | G4965, | C1312,LY,AN,FN,CCN,F80, | D8,DTY, | MN, | WY
| 301 | 6585 | 05E18G09H14D05M01W02 | 301 | W134,R38,S0,IN,BN,CN,QN,G3756,C1512,LY,AN,FN,CCN,F80,D8,DTY,MN,WY | 8.95 | 0.65 | 0.65 | 17.5 | 27.75 | 74.31% | 26.43% | 1 | 2113.7524 | 1633.1879 | 0.54444 | 285.0864 | 349.86 | 1.0111 | 227.659 | 100.8 | Walls:R13+R4 foam,Roof:R38,SlabEdge:R0,Infiltration:No,RadBarrier:No,CoolRoof:No,InsQuality:No | Window:0.37 U/0.56 SHGC | AirCond:15/12,ChargeLight:Yes,AirFlowTest:No,FanEnergyTest:No,MaxCoolCap:No,Furnace:0.8 | Duct:R8.0,DuctTest:Yes | Mass:Std | Dhw:62% EF | E18 | G09 | H14 | D05 | M01 | W02 | 413.3432 | 318.5 | 779.625 | 602.2842 | 0 | 0 | W134,R38,S0,IN,BN,CN,QN, | G3756, | C1512,LY,AN,FN,CCN,F80, | D8,DTY, | MN, | WY
| 356 | 6640 | 05E18G10H14D05M01W02 | 356 | W134,R38,S0,IN,BN,CN,QN,G3430,C1512,LY,AN,FN,CCN,F80,D8,DTY,MN,WY | 13.77 | 0.01 | 0.65 | 17.5 | 31.93 | 99.6% | 15.35% | 1 | 2113.7524 | 1633.1879 | 0 | 311.7492 | 408.66 | 1.5556 | 200.9962 | 42 | Walls:R13+R4 foam,Roof:R38,SlabEdge:R0,Infiltration:No,RadBarrier:No,CoolRoof:No,InsQuality:No | Window:0.34 U/0.30 SHGC | AirCond:15/12,ChargeLight:Yes,AirFlowTest:No,FanEnergyTest:No,MaxCoolCap:No,Furnace:0.8 | Duct:R8.0,DuctTest:Yes | Mass:Std | Dhw:62% EF | E18 | G10 | H14 | D05 | M01 | W02 | 413.3432 | 318.5 | 779.625 | 602.2842 | 0 | 0 | W134,R38,S0,IN,BN,CN,QN, | G3430, | C1512,LY,AN,FN,CCN,F80, | D8,DTY, | MN, | WY
| 93 | 6377 | 05E17G09H07D07M01W03 | 93 | W130,R38,S0,IN,BN,CN,QN,G3756,C1310,LN,AN,FN,CCN,F80,D6,DTY,MN,WT | 11.64 | 1.08 | 0.65 | 12.73 | 26.1 | 57.31% | 30.81% | 1 | 2120.3145 | 1639.75 | 0.93333 | 354.8198 | 316.05 | 0.62222 | 157.9256 | 134.61 | Walls:R13,Roof:R38,SlabEdge:R0,Infiltration:No,RadBarrier:No,CoolRoof:No,InsQuality:No | Window:0.37 U/0.56 SHGC | AirCond:13/10,ChargeLight:No,AirFlowTest:No,FanEnergyTest:No,MaxCoolCap:No,Furnace:0.8 | Duct:R6.0,DuctTest:Yes | Mass:Std | Dhw:84% EF Tankless | E17 | G09 | H07 | D07 | M01 | W03 | 183.75 | 318.5 | 0 | 480.5645 | 0 | 1137.5 | W130,R38,S0,IN,BN,CN,QN, | G3756, | C1310,LN,AN,FN,CCN,F80, | D6,DTY, | MN, | WT
| 148 | 6432 | 05E17G10H07D07M01W03 | 148 | W130,R38,S0,IN,BN,CN,QN,G3430,C1310,LN,AN,FN,CCN,F80,D6,DTY,MN,WT | 16.63 | 0.03 | 0.65 | 12.73 | 30.04 | 98.81% | 20.36% | 1 | 2120.3145 | 1639.75 | 0.077778 | 356.8708 | 377.37 | 1.4778 | 155.8746 | 73.29 | Walls:R13,Roof:R38,SlabEdge:R0,Infiltration:No,RadBarrier:No,CoolRoof:No,InsQuality:No | Window:0.34 U/0.30 SHGC | AirCond:13/10,ChargeLight:No,AirFlowTest:No,FanEnergyTest:No,MaxCoolCap:No,Furnace:0.8 | Duct:R6.0,DuctTest:Yes | Mass:Std | Dhw:84% EF Tankless | E17 | G10 | H07 | D07 | M01 | W03 | 183.75 | 318.5 | 0 | 480.5645 | 0 | 1137.5 | W130,R38,S0,IN,BN,CN,QN, | G3430, | C1310,LN,AN,FN,CCN,F80, | D6,DTY, | MN, | WT
| 780 | 7064 | 05E21G09H11D07M01W02 | 780 | W134,R38,S0,IY,BN,CN,QY,G3756,C1312,LY,AN,FN,CCN,F80,D6,DTY,MN,WY | 7.27 | 0.73 | 0.65 | 17.5 | 26.15 | 71.15% | 30.67% | 1 | 2120.6576 | 1640.0932 | 0.62222 | 266.6276 | 329.28 | 0.93333 | 246.1178 | 121.38 | Walls:R13+R4 foam,Roof:R38,SlabEdge:R0,Infiltration:Test 3.2 SLA,RadBarrier:No,CoolRoof:No,InsQuality:Yes | Window:0.37 U/0.56 SHGC | AirCond:13/12,ChargeLight:Yes,AirFlowTest:No,FanEnergyTest:No,MaxCoolCap:No,Furnace:0.8 | Duct:R6.0,DuctTest:Yes | Mass:Std | Dhw:62% EF | E21 | G09 | H11 | D07 | M01 | W02 | 871.8432 | 318.5 | 449.75 | 480.5645 | 0 | 0 | W134,R38,S0,IY,BN,CN,QY, | G3756, | C1312,LY,AN,FN,CCN,F80, | D6,DTY, | MN, | WY
| 835 | 7119 | 05E21G10H11D07M01W02 | 835 | W134,R38,S0,IY,BN,CN,QY,G3430,C1312,LY,AN,FN,CCN,F80,D6,DTY,MN,WY | 11.99 | 0.01 | 0.65 | 17.5 | 30.15 | 99.6% | 20.07% | 1 | 2120.6576 | 1640.0932 | 0 | 283.0355 | 387.03 | 1.5556 | 229.7099 | 63.63 | Walls:R13+R4 foam,Roof:R38,SlabEdge:R0,Infiltration:Test 3.2 SLA,RadBarrier:No,CoolRoof:No,InsQuality:Yes | Window:0.34 U/0.30 SHGC | AirCond:13/12,ChargeLight:Yes,AirFlowTest:No,FanEnergyTest:No,MaxCoolCap:No,Furnace:0.8 | Duct:R6.0,DuctTest:Yes | Mass:Std | Dhw:62% EF | E21 | G10 | H11 | D07 | M01 | W02 | 871.8432 | 318.5 | 449.75 | 480.5645 | 0 | 0 | W134,R38,S0,IY,BN,CN,QY, | G3430, | C1312,LY,AN,FN,CCN,F80, | D6,DTY, | MN, | WY
| 1541 | 7825 | 05E25G12H10D05M01W03 | 1541 | W130,R30,S0,IN,BN,CN,QN,G4965,C1311,LY,AN,FN,CCN,F80,D8,DTY,MN,WT | 12.57 | 1.91 | 0.65 | 12.73 | 27.86 | 24.51% | 26.14% | 1 | 2121.2842 | 1640.7197 | 1.3222 | 426.6042 | 327.18 | 0.23333 | 86.1412 | 123.48 | Walls:R13,Roof:R30,SlabEdge:R0,Infiltration:No,RadBarrier:No,CoolRoof:No,InsQuality:No | Window:0.49 U/0.65 SHGC | AirCond:13/11,ChargeLight:Yes,AirFlowTest:No,FanEnergyTest:No,MaxCoolCap:No,Furnace:0.8 | Duct:R8.0,DuctTest:Yes | Mass:Std | Dhw:84% EF Tankless | E25 | G12 | H10 | D05 | M01 | W03 | 0 | 159.25 | 222.25 | 602.2842 | 0 | 1137.5 | W130,R30,S0,IN,BN,CN,QN, | G4965, | C1311,LY,AN,FN,CCN,F80, | D8,DTY, | MN, | WT
| 1534 | 7818 | 05E25G12H09D05M01W02 | 1534 | W130,R30,S0,IN,BN,CN,QN,G4965,C1310,LN,AN,FN,CCN,F96,D8,DTY,MN,WY | 10.65 | 2.05 | 0.65 | 17.5 | 30.85 | 18.97% | 18.21% | 1 | 2126.5342 | 1645.9697 | 1.4 | 436.8591 | 368.55 | 0.15556 | 75.8863 | 82.11 | Walls:R13,Roof:R30,SlabEdge:R0,Infiltration:No,RadBarrier:No,CoolRoof:No,InsQuality:No | Window:0.49 U/0.65 SHGC | AirCond:13/10,ChargeLight:No,AirFlowTest:No,FanEnergyTest:No,MaxCoolCap:No,Furnace:0.96 | Duct:R8.0,DuctTest:Yes | Mass:Std | Dhw:62% EF | E25 | G12 | H09 | D05 | M01 | W02 | 0 | 159.25 | 1365 | 602.2842 | 0 | 0 | W130,R30,S0,IN,BN,CN,QN, | G4965, | C1310,LN,AN,FN,CCN,F96, | D8,DTY, | MN, | WY
| 450 | 6734 | 05E19G09H11D07M01W02 | 450 | W134,R38,S0,IN,BY,CN,QN,G3756,C1312,LY,AN,FN,CCN,F80,D6,DTY,MN,WY | 9.67 | 0.32 | 0.65 | 17.5 | 28.14 | 87.35% | 25.4% | 1 | 2144.5014 | 1663.9369 | 0.38889 | 270.7296 | 358.47 | 1.1667 | 242.0158 | 92.19 | Walls:R13+R4 foam,Roof:R38,SlabEdge:R0,Infiltration:No,RadBarrier:Yes,CoolRoof:No,InsQuality:No | Window:0.37 U/0.56 SHGC | AirCond:13/12,ChargeLight:Yes,AirFlowTest:No,FanEnergyTest:No,MaxCoolCap:No,Furnace:0.8 | Duct:R6.0,DuctTest:Yes | Mass:Std | Dhw:62% EF | E19 | G09 | H11 | D07 | M01 | W02 | 895.6869 | 318.5 | 449.75 | 480.5645 | 0 | 0 | W134,R38,S0,IN,BY,CN,QN, | G3756, | C1312,LY,AN,FN,CCN,F80, | D6,DTY, | MN, | WY
| 505 | 6789 | 05E19G10H11D07M01W02 | 505 | W134,R38,S0,IN,BY,CN,QN,G3430,C1312,LY,AN,FN,CCN,F80,D6,DTY,MN,WY | 14.99 | 0 | 0.65 | 17.5 | 33.14 | 100% | 12.14% | 0 | 2144.5014 | 1663.9369 | 0 | 330.208 | 423.78 | 1.5556 | 182.5374 | 26.88 | Walls:R13+R4 foam,Roof:R38,SlabEdge:R0,Infiltration:No,RadBarrier:Yes,CoolRoof:No,InsQuality:No | Window:0.34 U/0.30 SHGC | AirCond:13/12,ChargeLight:Yes,AirFlowTest:No,FanEnergyTest:No,MaxCoolCap:No,Furnace:0.8 | Duct:R6.0,DuctTest:Yes | Mass:Std | Dhw:62% EF | E19 | G10 | H11 | D07 | M01 | W02 | 895.6869 | 318.5 | 449.75 | 480.5645 | 0 | 0 | W134,R38,S0,IN,BY,CN,QN, | G3430, | C1312,LY,AN,FN,CCN,F80, | D6,DTY, | MN, | WY
| 45 | 6329 | 05E05G09H10D07M01W03 | 45 | W130,R30,S0,IN,BN,CN,QN,G3756,C1311,LY,AN,FN,CCN,F80,D6,DTY,MN,WT | 12.02 | 1.2 | 0.65 | 12.73 | 26.6 | 52.57% | 29.48% | 1 | 2158.8145 | 1678.25 | 0.93333 | 369.1767 | 320.46 | 0.62222 | 143.5687 | 130.2 | Walls:R13,Roof:R30,SlabEdge:R0,Infiltration:No,RadBarrier:No,CoolRoof:No,InsQuality:No | Window:0.37 U/0.56 SHGC | AirCond:13/11,ChargeLight:Yes,AirFlowTest:No,FanEnergyTest:No,MaxCoolCap:No,Furnace:0.8 | Duct:R6.0,DuctTest:Yes | Mass:Std | Dhw:84% EF Tankless | E05 | G09 | H10 | D07 | M01 | W03 | 0 | 318.5 | 222.25 | 480.5645 | 0 | 1137.5 | W130,R30,S0,IN,BN,CN,QN, | G3756, | C1311,LY,AN,FN,CCN,F80, | D6,DTY, | MN, | WT
| 1433 | 7717 | 05E25G09H10D07M01W03 | 1433 | W130,R30,S0,IN,BN,CN,QN,G3756,C1311,LY,AN,FN,CCN,F80,D6,DTY,MN,WT | 12.02 | 1.2 | 0.65 | 12.73 | 26.6 | 52.57% | 29.48% | 1 | 2158.8145 | 1678.25 | 0.93333 | 369.1767 | 320.46 | 0.62222 | 143.5687 | 130.2 | Walls:R13,Roof:R30,SlabEdge:R0,Infiltration:No,RadBarrier:No,CoolRoof:No,InsQuality:No | Window:0.37 U/0.56 SHGC | AirCond:13/11,ChargeLight:Yes,AirFlowTest:No,FanEnergyTest:No,MaxCoolCap:No,Furnace:0.8 | Duct:R6.0,DuctTest:Yes | Mass:Std | Dhw:84% EF Tankless | E25 | G09 | H10 | D07 | M01 | W03 | 0 | 318.5 | 222.25 | 480.5645 | 0 | 1137.5 | W130,R30,S0,IN,BN,CN,QN, | G3756, | C1311,LY,AN,FN,CCN,F80, | D6,DTY, | MN, | WT
| 1488 | 7772 | 05E25G10H10D07M01W03 | 1488 | W130,R30,S0,IN,BN,CN,QN,G3430,C1311,LY,AN,FN,CCN,F80,D6,DTY,MN,WT | 16.92 | 0.04 | 0.65 | 12.73 | 30.34 | 98.42% | 19.57% | 1 | 2158.8145 | 1678.25 | 0.15556 | 363.0237 | 380.52 | 1.4 | 149.7217 | 70.14 | Walls:R13,Roof:R30,SlabEdge:R0,Infiltration:No,RadBarrier:No,CoolRoof:No,InsQuality:No | Window:0.34 U/0.30 SHGC | AirCond:13/11,ChargeLight:Yes,AirFlowTest:No,FanEnergyTest:No,MaxCoolCap:No,Furnace:0.8 | Duct:R6.0,DuctTest:Yes | Mass:Std | Dhw:84% EF Tankless | E25 | G10 | H10 | D07 | M01 | W03 | 0 | 318.5 | 222.25 | 480.5645 | 0 | 1137.5 | W130,R30,S0,IN,BN,CN,QN, | G3430, | C1311,LY,AN,FN,CCN,F80, | D6,DTY, | MN, | WT
| 741 | 7025 | 05E20G12H14D05M01W02 | 741 | W134,R38,S0,IY,BN,CN,QN,G4965,C1512,LY,AN,FN,CCN,F80,D8,DTY,MN,WY | 9.18 | 1.17 | 0.65 | 17.5 | 28.5 | 53.75% | 24.44% | 1 | 2161.0024 | 1680.4379 | 0.85556 | 324.0551 | 352.59 | 0.7 | 188.6903 | 98.07 | Walls:R13+R4 foam,Roof:R38,SlabEdge:R0,Infiltration:Test 3.2 SLA,RadBarrier:No,CoolRoof:No,InsQuality:No | Window:0.49 U/0.65 SHGC | AirCond:15/12,ChargeLight:Yes,AirFlowTest:No,FanEnergyTest:No,MaxCoolCap:No,Furnace:0.8 | Duct:R8.0,DuctTest:Yes | Mass:Std | Dhw:62% EF | E20 | G12 | H14 | D05 | M01 | W02 | 619.8432 | 159.25 | 779.625 | 602.2842 | 0 | 0 | W134,R38,S0,IY,BN,CN,QN, | G4965, | C1512,LY,AN,FN,CCN,F80, | D8,DTY, | MN, | WY
| 35 | 6319 | 05E05G09H09D07M01W02 | 35 | W130,R30,S0,IN,BN,CN,QN,G3756,C1310,LN,AN,FN,CCN,F96,D6,DTY,MN,WY | 10.19 | 1.28 | 0.65 | 17.5 | 29.62 | 49.41% | 21.47% | 1 | 2164.0645 | 1683.5 | 1.0111 | 375.3296 | 362.88 | 0.54444 | 137.4158 | 87.78 | Walls:R13,Roof:R30,SlabEdge:R0,Infiltration:No,RadBarrier:No,CoolRoof:No,InsQuality:No | Window:0.37 U/0.56 SHGC | AirCond:13/10,ChargeLight:No,AirFlowTest:No,FanEnergyTest:No,MaxCoolCap:No,Furnace:0.96 | Duct:R6.0,DuctTest:Yes | Mass:Std | Dhw:62% EF | E05 | G09 | H09 | D07 | M01 | W02 | 0 | 318.5 | 1365 | 480.5645 | 0 | 0 | W130,R30,S0,IN,BN,CN,QN, | G3756, | C1310,LN,AN,FN,CCN,F96, | D6,DTY, | MN, | WY
| 1426 | 7710 | 05E25G09H09D07M01W02 | 1426 | W130,R30,S0,IN,BN,CN,QN,G3756,C1310,LN,AN,FN,CCN,F96,D6,DTY,MN,WY | 10.19 | 1.28 | 0.65 | 17.5 | 29.62 | 49.41% | 21.47% | 1 | 2164.0645 | 1683.5 | 1.0111 | 375.3296 | 362.88 | 0.54444 | 137.4158 | 87.78 | Walls:R13,Roof:R30,SlabEdge:R0,Infiltration:No,RadBarrier:No,CoolRoof:No,InsQuality:No | Window:0.37 U/0.56 SHGC | AirCond:13/10,ChargeLight:No,AirFlowTest:No,FanEnergyTest:No,MaxCoolCap:No,Furnace:0.96 | Duct:R6.0,DuctTest:Yes | Mass:Std | Dhw:62% EF | E25 | G09 | H09 | D07 | M01 | W02 | 0 | 318.5 | 1365 | 480.5645 | 0 | 0 | W130,R30,S0,IN,BN,CN,QN, | G3756, | C1310,LN,AN,FN,CCN,F96, | D6,DTY, | MN, | WY
| 1481 | 7765 | 05E25G10H09D07M01W02 | 1481 | W130,R30,S0,IN,BN,CN,QN,G3430,C1310,LN,AN,FN,CCN,F96,D6,DTY,MN,WY | 14.34 | 0.04 | 0.65 | 17.5 | 32.53 | 98.42% | 13.76% | 0 | 2164.0645 | 1683.5 | 0.15556 | 363.0237 | 413.07 | 1.4 | 149.7217 | 37.59 | Walls:R13,Roof:R30,SlabEdge:R0,Infiltration:No,RadBarrier:No,CoolRoof:No,InsQuality:No | Window:0.34 U/0.30 SHGC | AirCond:13/10,ChargeLight:No,AirFlowTest:No,FanEnergyTest:No,MaxCoolCap:No,Furnace:0.96 | Duct:R6.0,DuctTest:Yes | Mass:Std | Dhw:62% EF | E25 | G10 | H09 | D07 | M01 | W02 | 0 | 318.5 | 1365 | 480.5645 | 0 | 0 | W130,R30,S0,IN,BN,CN,QN, | G3430, | C1310,LN,AN,FN,CCN,F96, | D6,DTY, | MN, | WY
| 34 | 6318 | 05E05G09H09D07M01W01 | 34 | W130,R30,S0,IN,BN,CN,QN,G3756,C1310,LN,AN,FN,CCN,F96,D6,DTY,MN,WN | 10.19 | 1.28 | 0.65 | 18.87 | 30.99 | 49.41% | 17.84% | 1 | 2164.0645 | 1683.5 | 1.0111 | 375.3296 | 381.78 | 0.54444 | 137.4158 | 68.88 | Walls:R13,Roof:R30,SlabEdge:R0,Infiltration:No,RadBarrier:No,CoolRoof:No,InsQuality:No | Window:0.37 U/0.56 SHGC | AirCond:13/10,ChargeLight:No,AirFlowTest:No,FanEnergyTest:No,MaxCoolCap:No,Furnace:0.96 | Duct:R6.0,DuctTest:Yes | Mass:Std | Dhw:57% EF | E05 | G09 | H09 | D07 | M01 | W01 | 0 | 318.5 | 1365 | 480.5645 | 0 | 0 | W130,R30,S0,IN,BN,CN,QN, | G3756, | C1310,LN,AN,FN,CCN,F96, | D6,DTY, | MN, | WN
| 223 | 6507 | 05E17G12H10D07M01W03 | 223 | W130,R38,S0,IN,BN,CN,QN,G4965,C1311,LY,AN,FN,CCN,F80,D6,DTY,MN,WT | 12.42 | 1.74 | 0.65 | 12.73 | 27.54 | 31.23% | 26.99% | 1 | 2183.3145 | 1702.75 | 1.2444 | 412.2473 | 325.5 | 0.31111 | 100.4981 | 125.16 | Walls:R13,Roof:R38,SlabEdge:R0,Infiltration:No,RadBarrier:No,CoolRoof:No,InsQuality:No | Window:0.49 U/0.65 SHGC | AirCond:13/11,ChargeLight:Yes,AirFlowTest:No,FanEnergyTest:No,MaxCoolCap:No,Furnace:0.8 | Duct:R6.0,DuctTest:Yes | Mass:Std | Dhw:84% EF Tankless | E17 | G12 | H10 | D07 | M01 | W03 | 183.75 | 159.25 | 222.25 | 480.5645 | 0 | 1137.5 | W130,R38,S0,IN,BN,CN,QN, | G4965, | C1311,LY,AN,FN,CCN,F80, | D6,DTY, | MN, | WT
| 216 | 6500 | 05E17G12H09D07M01W02 | 216 | W130,R38,S0,IN,BN,CN,QN,G4965,C1310,LN,AN,FN,CCN,F96,D6,DTY,MN,WY | 10.53 | 1.87 | 0.65 | 17.5 | 30.55 | 26.09% | 19.01% | 1 | 2188.5645 | 1708 | 1.3222 | 420.4512 | 367.08 | 0.23333 | 92.2942 | 83.58 | Walls:R13,Roof:R38,SlabEdge:R0,Infiltration:No,RadBarrier:No,CoolRoof:No,InsQuality:No | Window:0.49 U/0.65 SHGC | AirCond:13/10,ChargeLight:No,AirFlowTest:No,FanEnergyTest:No,MaxCoolCap:No,Furnace:0.96 | Duct:R6.0,DuctTest:Yes | Mass:Std | Dhw:62% EF | E17 | G12 | H09 | D07 | M01 | W02 | 183.75 | 159.25 | 1365 | 480.5645 | 0 | 0 | W130,R38,S0,IN,BN,CN,QN, | G4965, | C1310,LN,AN,FN,CCN,F96, | D6,DTY, | MN, | WY
| 368 | 6652 | 05E18G12H07D07M01W03 | 368 | W134,R38,S0,IN,BN,CN,QN,G4965,C1310,LN,AN,FN,CCN,F80,D6,DTY,MN,WT | 9.91 | 1.48 | 0.65 | 12.73 | 24.77 | 41.5% | 34.33% | 1 | 2190.6576 | 1710.0932 | 1.0889 | 356.8708 | 294.84 | 0.46667 | 155.8746 | 155.82 | Walls:R13+R4 foam,Roof:R38,SlabEdge:R0,Infiltration:No,RadBarrier:No,CoolRoof:No,InsQuality:No | Window:0.49 U/0.65 SHGC | AirCond:13/10,ChargeLight:No,AirFlowTest:No,FanEnergyTest:No,MaxCoolCap:No,Furnace:0.8 | Duct:R6.0,DuctTest:Yes | Mass:Std | Dhw:84% EF Tankless | E18 | G12 | H07 | D07 | M01 | W03 | 413.3432 | 159.25 | 0 | 480.5645 | 0 | 1137.5 | W134,R38,S0,IN,BN,CN,QN, | G4965, | C1310,LN,AN,FN,CCN,F80, | D6,DTY, | MN, | WT
| 870 | 7154 | 05E21G12H08D07M01W02 | 870 | W134,R38,S0,IY,BN,CN,QY,G4965,C1310,LN,AN,FN,CCN,F92,D6,DTY,MN,WY | 7.02 | 1.39 | 0.65 | 17.5 | 26.56 | 45.06% | 29.59% | 1 | 2194.1576 | 1713.5932 | 1.0111 | 322.0041 | 325.5 | 0.54444 | 190.7413 | 125.16 | Walls:R13+R4 foam,Roof:R38,SlabEdge:R0,Infiltration:Test 3.2 SLA,RadBarrier:No,CoolRoof:No,InsQuality:Yes | Window:0.49 U/0.65 SHGC | AirCond:13/10,ChargeLight:No,AirFlowTest:No,FanEnergyTest:No,MaxCoolCap:No,Furnace:0.92 | Duct:R6.0,DuctTest:Yes | Mass:Std | Dhw:62% EF | E21 | G12 | H08 | D07 | M01 | W02 | 871.8432 | 159.25 | 682.5 | 480.5645 | 0 | 0 | W134,R38,S0,IY,BN,CN,QY, | G4965, | C1310,LN,AN,FN,CCN,F92, | D6,DTY, | MN, | WY
| 633 | 6917 | 05E20G09H14D07M01W02 | 633 | W134,R38,S0,IY,BN,CN,QN,G3756,C1512,LY,AN,FN,CCN,F80,D6,DTY,MN,WY | 8.66 | 0.68 | 0.65 | 17.5 | 27.49 | 73.12% | 27.12% | 1 | 2198.5326 | 1717.9682 | 0.54444 | 283.0355 | 346.29 | 1.0111 | 229.7099 | 104.37 | Walls:R13+R4 foam,Roof:R38,SlabEdge:R0,Infiltration:Test 3.2 SLA,RadBarrier:No,CoolRoof:No,InsQuality:No | Window:0.37 U/0.56 SHGC | AirCond:15/12,ChargeLight:Yes,AirFlowTest:No,FanEnergyTest:No,MaxCoolCap:No,Furnace:0.8 | Duct:R6.0,DuctTest:Yes | Mass:Std | Dhw:62% EF | E20 | G09 | H14 | D07 | M01 | W02 | 619.8432 | 318.5 | 779.625 | 480.5645 | 0 | 0 | W134,R38,S0,IY,BN,CN,QN, | G3756, | C1512,LY,AN,FN,CCN,F80, | D6,DTY, | MN, | WY
| 688 | 6972 | 05E20G10H14D07M01W02 | 688 | W134,R38,S0,IY,BN,CN,QN,G3430,C1512,LY,AN,FN,CCN,F80,D6,DTY,MN,WY | 13.51 | 0.01 | 0.65 | 17.5 | 31.67 | 99.6% | 16.04% | 1 | 2198.5326 | 1717.9682 | 0 | 307.6472 | 405.51 | 1.5556 | 205.0982 | 45.15 | Walls:R13+R4 foam,Roof:R38,SlabEdge:R0,Infiltration:Test 3.2 SLA,RadBarrier:No,CoolRoof:No,InsQuality:No | Window:0.34 U/0.30 SHGC | AirCond:15/12,ChargeLight:Yes,AirFlowTest:No,FanEnergyTest:No,MaxCoolCap:No,Furnace:0.8 | Duct:R6.0,DuctTest:Yes | Mass:Std | Dhw:62% EF | E20 | G10 | H14 | D07 | M01 | W02 | 619.8432 | 318.5 | 779.625 | 480.5645 | 0 | 0 | W134,R38,S0,IY,BN,CN,QN, | G3430, | C1512,LY,AN,FN,CCN,F80, | D6,DTY, | MN, | WY
| 1554 | 7838 | 05E25G12H12D05M01W02 | 1554 | W130,R30,S0,IN,BN,CN,QN,G4965,C1312,LY,AY,FY,CCY,F92,D8,DTY,MN,WY | 10.93 | 1.59 | 0.65 | 17.5 | 30.67 | 37.15% | 18.69% | 1 | 2205.7217 | 1725.1572 | 1.0889 | 350.7178 | 375.9 | 0.46667 | 162.0275 | 74.76 | Walls:R13,Roof:R30,SlabEdge:R0,Infiltration:No,RadBarrier:No,CoolRoof:No,InsQuality:No | Window:0.49 U/0.65 SHGC | AirCond:13/12,ChargeLight:Yes,AirFlowTest:Yes,FanEnergyTest:Yes,MaxCoolCap:Yes,Furnace:0.92 | Duct:R8.0,DuctTest:Yes | Mass:Std | Dhw:62% EF | E25 | G12 | H12 | D05 | M01 | W02 | 0 | 159.25 | 1444.1875 | 602.2842 | 0 | 0 | W130,R30,S0,IN,BN,CN,QN, | G4965, | C1312,LY,AY,FY,CCY,F92, | D8,DTY, | MN, | WY
| 540 | 6824 | 05E19G12H08D07M01W02 | 540 | W134,R38,S0,IN,BY,CN,QN,G4965,C1310,LN,AN,FN,CCN,F92,D6,DTY,MN,WY | 9.1 | 0.79 | 0.65 | 17.5 | 28.04 | 68.77% | 25.66% | 1 | 2218.0014 | 1737.4369 | 0.7 | 315.8512 | 350.49 | 0.85556 | 196.8942 | 100.17 | Walls:R13+R4 foam,Roof:R38,SlabEdge:R0,Infiltration:No,RadBarrier:Yes,CoolRoof:No,InsQuality:No | Window:0.49 U/0.65 SHGC | AirCond:13/10,ChargeLight:No,AirFlowTest:No,FanEnergyTest:No,MaxCoolCap:No,Furnace:0.92 | Duct:R6.0,DuctTest:Yes | Mass:Std | Dhw:62% EF | E19 | G12 | H08 | D07 | M01 | W02 | 895.6869 | 159.25 | 682.5 | 480.5645 | 0 | 0 | W134,R38,S0,IN,BY,CN,QN, | G4965, | C1310,LN,AN,FN,CCN,F92, | D6,DTY, | MN, | WY
| 591 | 6875 | 05E20G09H08D05M01W02 | 591 | W134,R38,S0,IY,BN,CN,QN,G3756,C1310,LN,AN,FN,CCN,F92,D8,DTY,MN,WY | 7.44 | 0.8 | 0.65 | 17.5 | 26.39 | 68.38% | 30.04% | 1 | 2223.1274 | 1742.5629 | 0.7 | 289.1884 | 330.54 | 0.85556 | 223.557 | 120.12 | Walls:R13+R4 foam,Roof:R38,SlabEdge:R0,Infiltration:Test 3.2 SLA,RadBarrier:No,CoolRoof:No,InsQuality:No | Window:0.37 U/0.56 SHGC | AirCond:13/10,ChargeLight:No,AirFlowTest:No,FanEnergyTest:No,MaxCoolCap:No,Furnace:0.92 | Duct:R8.0,DuctTest:Yes | Mass:Std | Dhw:62% EF | E20 | G09 | H08 | D05 | M01 | W02 | 619.8432 | 318.5 | 682.5 | 602.2842 | 0 | 0 | W134,R38,S0,IY,BN,CN,QN, | G3756, | C1310,LN,AN,FN,CCN,F92, | D8,DTY, | MN, | WY
| 646 | 6930 | 05E20G10H08D05M01W02 | 646 | W134,R38,S0,IY,BN,CN,QN,G3430,C1310,LN,AN,FN,CCN,F92,D8,DTY,MN,WY | 11.62 | 0.01 | 0.65 | 17.5 | 29.78 | 99.6% | 21.05% | 1 | 2223.1274 | 1742.5629 | 0 | 303.5453 | 380.94 | 1.5556 | 209.2001 | 69.72 | Walls:R13+R4 foam,Roof:R38,SlabEdge:R0,Infiltration:Test 3.2 SLA,RadBarrier:No,CoolRoof:No,InsQuality:No | Window:0.34 U/0.30 SHGC | AirCond:13/10,ChargeLight:No,AirFlowTest:No,FanEnergyTest:No,MaxCoolCap:No,Furnace:0.92 | Duct:R8.0,DuctTest:Yes | Mass:Std | Dhw:62% EF | E20 | G10 | H08 | D05 | M01 | W02 | 619.8432 | 318.5 | 682.5 | 602.2842 | 0 | 0 | W134,R38,S0,IY,BN,CN,QN, | G3430, | C1310,LN,AN,FN,CCN,F92, | D8,DTY, | MN, | WY
| 1551 | 7835 | 05E25G12H11D07M01W03 | 1551 | W130,R30,S0,IN,BN,CN,QN,G4965,C1312,LY,AN,FN,CCN,F80,D6,DTY,MN,WT | 12.83 | 1.97 | 0.65 | 12.73 | 28.18 | 22.13% | 25.29% | 1 | 2227.0645 | 1746.5 | 1.3222 | 434.8081 | 330.33 | 0.23333 | 77.9373 | 120.33 | Walls:R13,Roof:R30,SlabEdge:R0,Infiltration:No,RadBarrier:No,CoolRoof:No,InsQuality:No | Window:0.49 U/0.65 SHGC | AirCond:13/12,ChargeLight:Yes,AirFlowTest:No,FanEnergyTest:No,MaxCoolCap:No,Furnace:0.8 | Duct:R6.0,DuctTest:Yes | Mass:Std | Dhw:84% EF Tankless | E25 | G12 | H11 | D07 | M01 | W03 | 0 | 159.25 | 449.75 | 480.5645 | 0 | 1137.5 | W130,R30,S0,IN,BN,CN,QN, | G4965, | C1312,LY,AN,FN,CCN,F80, | D6,DTY, | MN, | WT
| 89 | 6373 | 05E17G09H07D05M01W03 | 89 | W130,R38,S0,IN,BN,CN,QN,G3756,C1310,LN,AN,FN,CCN,F80,D8,DTY,MN,WT | 11.38 | 1.04 | 0.65 | 12.73 | 25.8 | 58.89% | 31.6% | 1 | 2242.0342 | 1761.4697 | 0.85556 | 348.6669 | 312.9 | 0.7 | 164.0785 | 137.76 | Walls:R13,Roof:R38,SlabEdge:R0,Infiltration:No,RadBarrier:No,CoolRoof:No,InsQuality:No | Window:0.37 U/0.56 SHGC | AirCond:13/10,ChargeLight:No,AirFlowTest:No,FanEnergyTest:No,MaxCoolCap:No,Furnace:0.8 | Duct:R8.0,DuctTest:Yes | Mass:Std | Dhw:84% EF Tankless | E17 | G09 | H07 | D05 | M01 | W03 | 183.75 | 318.5 | 0 | 602.2842 | 0 | 1137.5 | W130,R38,S0,IN,BN,CN,QN, | G3756, | C1310,LN,AN,FN,CCN,F80, | D8,DTY, | MN, | WT
| 144 | 6428 | 05E17G10H07D05M01W03 | 144 | W130,R38,S0,IN,BN,CN,QN,G3430,C1310,LN,AN,FN,CCN,F80,D8,DTY,MN,WT | 16.29 | 0.03 | 0.65 | 12.73 | 29.7 | 98.81% | 21.26% | 1 | 2242.0342 | 1761.4697 | 0.077778 | 350.7178 | 373.17 | 1.4778 | 162.0275 | 77.49 | Walls:R13,Roof:R38,SlabEdge:R0,Infiltration:No,RadBarrier:No,CoolRoof:No,InsQuality:No | Window:0.34 U/0.30 SHGC | AirCond:13/10,ChargeLight:No,AirFlowTest:No,FanEnergyTest:No,MaxCoolCap:No,Furnace:0.8 | Duct:R8.0,DuctTest:Yes | Mass:Std | Dhw:84% EF Tankless | E17 | G10 | H07 | D05 | M01 | W03 | 183.75 | 318.5 | 0 | 602.2842 | 0 | 1137.5 | W130,R38,S0,IN,BN,CN,QN, | G3430, | C1310,LN,AN,FN,CCN,F80, | D8,DTY, | MN, | WT
| 776 | 7060 | 05E21G09H11D05M01W02 | 776 | W134,R38,S0,IY,BN,CN,QY,G3756,C1312,LY,AN,FN,CCN,F80,D8,DTY,MN,WY | 7.07 | 0.7 | 0.65 | 17.5 | 25.92 | 72.33% | 31.28% | 1 | 2242.3774 | 1761.8129 | 0.54444 | 260.4747 | 326.97 | 1.0111 | 252.2707 | 123.69 | Walls:R13+R4 foam,Roof:R38,SlabEdge:R0,Infiltration:Test 3.2 SLA,RadBarrier:No,CoolRoof:No,InsQuality:Yes | Window:0.37 U/0.56 SHGC | AirCond:13/12,ChargeLight:Yes,AirFlowTest:No,FanEnergyTest:No,MaxCoolCap:No,Furnace:0.8 | Duct:R8.0,DuctTest:Yes | Mass:Std | Dhw:62% EF | E21 | G09 | H11 | D05 | M01 | W02 | 871.8432 | 318.5 | 449.75 | 602.2842 | 0 | 0 | W134,R38,S0,IY,BN,CN,QY, | G3756, | C1312,LY,AN,FN,CCN,F80, | D8,DTY, | MN, | WY
| 831 | 7115 | 05E21G10H11D05M01W02 | 831 | W134,R38,S0,IY,BN,CN,QY,G3430,C1312,LY,AN,FN,CCN,F80,D8,DTY,MN,WY | 11.69 | 0.01 | 0.65 | 17.5 | 29.85 | 99.6% | 20.86% | 1 | 2242.3774 | 1761.8129 | 0 | 278.9335 | 383.25 | 1.5556 | 233.8119 | 67.41 | Walls:R13+R4 foam,Roof:R38,SlabEdge:R0,Infiltration:Test 3.2 SLA,RadBarrier:No,CoolRoof:No,InsQuality:Yes | Window:0.34 U/0.30 SHGC | AirCond:13/12,ChargeLight:Yes,AirFlowTest:No,FanEnergyTest:No,MaxCoolCap:No,Furnace:0.8 | Duct:R8.0,DuctTest:Yes | Mass:Std | Dhw:62% EF | E21 | G10 | H11 | D05 | M01 | W02 | 871.8432 | 318.5 | 449.75 | 602.2842 | 0 | 0 | W134,R38,S0,IY,BN,CN,QY, | G3430, | C1312,LY,AN,FN,CCN,F80, | D8,DTY, | MN, | WY
| 65 | 6349 | 05E05G09H12D07M01W02 | 65 | W130,R30,S0,IN,BN,CN,QN,G3756,C1312,LY,AY,FY,CCY,F92,D6,DTY,MN,WY | 10.45 | 0.99 | 0.65 | 17.5 | 29.59 | 60.87% | 21.55% | 1 | 2243.252 | 1762.6875 | 0.77778 | 303.5453 | 370.02 | 0.77778 | 209.2001 | 80.64 | Walls:R13,Roof:R30,SlabEdge:R0,Infiltration:No,RadBarrier:No,CoolRoof:No,InsQuality:No | Window:0.37 U/0.56 SHGC | AirCond:13/12,ChargeLight:Yes,AirFlowTest:Yes,FanEnergyTest:Yes,MaxCoolCap:Yes,Furnace:0.92 | Duct:R6.0,DuctTest:Yes | Mass:Std | Dhw:62% EF | E05 | G09 | H12 | D07 | M01 | W02 | 0 | 318.5 | 1444.1875 | 480.5645 | 0 | 0 | W130,R30,S0,IN,BN,CN,QN, | G3756, | C1312,LY,AY,FY,CCY,F92, | D6,DTY, | MN, | WY
| 1446 | 7730 | 05E25G09H12D07M01W02 | 1446 | W130,R30,S0,IN,BN,CN,QN,G3756,C1312,LY,AY,FY,CCY,F92,D6,DTY,MN,WY | 10.45 | 0.99 | 0.65 | 17.5 | 29.59 | 60.87% | 21.55% | 1 | 2243.252 | 1762.6875 | 0.77778 | 303.5453 | 370.02 | 0.77778 | 209.2001 | 80.64 | Walls:R13,Roof:R30,SlabEdge:R0,Infiltration:No,RadBarrier:No,CoolRoof:No,InsQuality:No | Window:0.37 U/0.56 SHGC | AirCond:13/12,ChargeLight:Yes,AirFlowTest:Yes,FanEnergyTest:Yes,MaxCoolCap:Yes,Furnace:0.92 | Duct:R6.0,DuctTest:Yes | Mass:Std | Dhw:62% EF | E25 | G09 | H12 | D07 | M01 | W02 | 0 | 318.5 | 1444.1875 | 480.5645 | 0 | 0 | W130,R30,S0,IN,BN,CN,QN, | G3756, | C1312,LY,AY,FY,CCY,F92, | D6,DTY, | MN, | WY
| 1501 | 7785 | 05E25G10H12D07M01W02 | 1501 | W130,R30,S0,IN,BN,CN,QN,G3430,C1312,LY,AY,FY,CCY,F92,D6,DTY,MN,WY | 14.7 | 0.03 | 0.65 | 17.5 | 32.88 | 98.81% | 12.83% | 0 | 2243.252 | 1762.6875 | 0.15556 | 289.1884 | 422.94 | 1.4 | 223.557 | 27.72 | Walls:R13,Roof:R30,SlabEdge:R0,Infiltration:No,RadBarrier:No,CoolRoof:No,InsQuality:No | Window:0.34 U/0.30 SHGC | AirCond:13/12,ChargeLight:Yes,AirFlowTest:Yes,FanEnergyTest:Yes,MaxCoolCap:Yes,Furnace:0.92 | Duct:R6.0,DuctTest:Yes | Mass:Std | Dhw:62% EF | E25 | G10 | H12 | D07 | M01 | W02 | 0 | 318.5 | 1444.1875 | 480.5645 | 0 | 0 | W130,R30,S0,IN,BN,CN,QN, | G3430, | C1312,LY,AY,FY,CCY,F92, | D6,DTY, | MN, | WY
| 64 | 6348 | 05E05G09H12D07M01W01 | 64 | W130,R30,S0,IN,BN,CN,QN,G3756,C1312,LY,AY,FY,CCY,F92,D6,DTY,MN,WN | 10.45 | 0.99 | 0.65 | 18.87 | 30.96 | 60.87% | 17.92% | 1 | 2243.252 | 1762.6875 | 0.77778 | 303.5453 | 388.92 | 0.77778 | 209.2001 | 61.74 | Walls:R13,Roof:R30,SlabEdge:R0,Infiltration:No,RadBarrier:No,CoolRoof:No,InsQuality:No | Window:0.37 U/0.56 SHGC | AirCond:13/12,ChargeLight:Yes,AirFlowTest:Yes,FanEnergyTest:Yes,MaxCoolCap:Yes,Furnace:0.92 | Duct:R6.0,DuctTest:Yes | Mass:Std | Dhw:57% EF | E05 | G09 | H12 | D07 | M01 | W01 | 0 | 318.5 | 1444.1875 | 480.5645 | 0 | 0 | W130,R30,S0,IN,BN,CN,QN, | G3756, | C1312,LY,AY,FY,CCY,F92, | D6,DTY, | MN, | WN
| 446 | 6730 | 05E19G09H11D05M01W02 | 446 | W134,R38,S0,IN,BY,CN,QN,G3756,C1312,LY,AN,FN,CCN,F80,D8,DTY,MN,WY | 9.45 | 0.31 | 0.65 | 17.5 | 27.91 | 87.75% | 26.01% | 1 | 2266.2211 | 1785.6567 | 0.38889 | 266.6276 | 355.95 | 1.1667 | 246.1178 | 94.71 | Walls:R13+R4 foam,Roof:R38,SlabEdge:R0,Infiltration:No,RadBarrier:Yes,CoolRoof:No,InsQuality:No | Window:0.37 U/0.56 SHGC | AirCond:13/12,ChargeLight:Yes,AirFlowTest:No,FanEnergyTest:No,MaxCoolCap:No,Furnace:0.8 | Duct:R8.0,DuctTest:Yes | Mass:Std | Dhw:62% EF | E19 | G09 | H11 | D05 | M01 | W02 | 895.6869 | 318.5 | 449.75 | 602.2842 | 0 | 0 | W134,R38,S0,IN,BY,CN,QN, | G3756, | C1312,LY,AN,FN,CCN,F80, | D8,DTY, | MN, | WY
| 501 | 6785 | 05E19G10H11D05M01W02 | 501 | W134,R38,S0,IN,BY,CN,QN,G3430,C1312,LY,AN,FN,CCN,F80,D8,DTY,MN,WY | 14.66 | 0 | 0.65 | 17.5 | 32.81 | 100% | 13.02% | 0 | 2266.2211 | 1785.6567 | 0 | 324.0551 | 420 | 1.5556 | 188.6903 | 30.66 | Walls:R13+R4 foam,Roof:R38,SlabEdge:R0,Infiltration:No,RadBarrier:Yes,CoolRoof:No,InsQuality:No | Window:0.34 U/0.30 SHGC | AirCond:13/12,ChargeLight:Yes,AirFlowTest:No,FanEnergyTest:No,MaxCoolCap:No,Furnace:0.8 | Duct:R8.0,DuctTest:Yes | Mass:Std | Dhw:62% EF | E19 | G10 | H11 | D05 | M01 | W02 | 895.6869 | 318.5 | 449.75 | 602.2842 | 0 | 0 | W134,R38,S0,IN,BY,CN,QN, | G3430, | C1312,LY,AN,FN,CCN,F80, | D8,DTY, | MN, | WY
| 236 | 6520 | 05E17G12H12D07M01W02 | 236 | W130,R38,S0,IN,BN,CN,QN,G4965,C1312,LY,AY,FY,CCY,F92,D6,DTY,MN,WY | 10.8 | 1.45 | 0.65 | 17.5 | 30.4 | 42.69% | 19.41% | 1 | 2267.752 | 1787.1875 | 1.0111 | 338.412 | 374.22 | 0.54444 | 174.3334 | 76.44 | Walls:R13,Roof:R38,SlabEdge:R0,Infiltration:No,RadBarrier:No,CoolRoof:No,InsQuality:No | Window:0.49 U/0.65 SHGC | AirCond:13/12,ChargeLight:Yes,AirFlowTest:Yes,FanEnergyTest:Yes,MaxCoolCap:Yes,Furnace:0.92 | Duct:R6.0,DuctTest:Yes | Mass:Std | Dhw:62% EF | E17 | G12 | H12 | D07 | M01 | W02 | 183.75 | 159.25 | 1444.1875 | 480.5645 | 0 | 0 | W130,R38,S0,IN,BN,CN,QN, | G4965, | C1312,LY,AY,FY,CCY,F92, | D6,DTY, | MN, | WY
| 60 | 6344 | 05E05G09H12D02M01W01 | 60 | W130,R30,S0,IN,BN,CN,QN,G3756,C1312,LY,AY,FY,CCY,F92,D6,DTY,MN,WN | 10.45 | 0.99 | 0.65 | 18.87 | 30.96 | 60.87% | 17.92% | 1 | 2243.252 | 1762.6875 | 0.77778 | 303.5453 | 388.92 | 0.77778 | 209.2001 | 61.74 | Walls:R13,Roof:R30,SlabEdge:R0,Infiltration:No,RadBarrier:No,CoolRoof:No,InsQuality:No | Window:0.37 U/0.56 SHGC | AirCond:13/12,ChargeLight:Yes,AirFlowTest:Yes,FanEnergyTest:Yes,MaxCoolCap:Yes,Furnace:0.92 | Duct:R6.0,DuctTest:Yes | Mass:Std | Dhw:57% EF | E05 | G09 | H12 | D02 | M01 | W01 | 0 | 318.5 | 1444.1875 | 480.5645 | 0 | 0 | W130,R30,S0,IN,BN,CN,QN, | G3756, | C1312,LY,AY,FY,CCY,F92, | D6,DTY, | MN, | WN
| 1431 | 7715 | 05E25G09H10D05M01W03 | 1431 | W130,R30,S0,IN,BN,CN,QN,G3756,C1311,LY,AN,FN,CCN,F80,D8,DTY,MN,WT | 11.76 | 1.15 | 0.65 | 12.73 | 26.29 | 54.55% | 30.3% | 1 | 2280.5342 | 1799.9697 | 0.85556 | 360.9728 | 317.52 | 0.7 | 151.7726 | 133.14 | Walls:R13,Roof:R30,SlabEdge:R0,Infiltration:No,RadBarrier:No,CoolRoof:No,InsQuality:No | Window:0.37 U/0.56 SHGC | AirCond:13/11,ChargeLight:Yes,AirFlowTest:No,FanEnergyTest:No,MaxCoolCap:No,Furnace:0.8 | Duct:R8.0,DuctTest:Yes | Mass:Std | Dhw:84% EF Tankless | E25 | G09 | H10 | D05 | M01 | W03 | 0 | 318.5 | 222.25 | 602.2842 | 0 | 1137.5 | W130,R30,S0,IN,BN,CN,QN, | G3756, | C1311,LY,AN,FN,CCN,F80, | D8,DTY, | MN, | WT
| 1437 | 7721 | 05E25G09H11D05M01W03 | 1437 | W130,R30,S0,IN,BN,CN,QN,G3756,C1312,LY,AN,FN,CCN,F80,D8,DTY,MN,WT | 11.76 | 1.15 | 0.65 | 12.73 | 26.29 | 54.55% | 30.3% | 1 | 2508.0342 | 2027.4697 | 0.85556 | 360.9728 | 317.52 | 0.7 | 151.7726 | 133.14 | Walls:R13,Roof:R30,SlabEdge:R0,Infiltration:No,RadBarrier:No,CoolRoof:No,InsQuality:No | Window:0.37 U/0.56 SHGC | AirCond:13/12,ChargeLight:Yes,AirFlowTest:No,FanEnergyTest:No,MaxCoolCap:No,Furnace:0.8 | Duct:R8.0,DuctTest:Yes | Mass:Std | Dhw:84% EF Tankless | E25 | G09 | H11 | D05 | M01 | W03 | 0 | 318.5 | 449.75 | 602.2842 | 0 | 1137.5 | W130,R30,S0,IN,BN,CN,QN, | G3756, | C1312,LY,AN,FN,CCN,F80, | D8,DTY, | MN, | WT
| 1486 | 7770 | 05E25G10H10D05M01W03 | 1486 | W130,R30,S0,IN,BN,CN,QN,G3430,C1311,LY,AN,FN,CCN,F80,D8,DTY,MN,WT | 16.58 | 0.04 | 0.65 | 12.73 | 30 | 98.42% | 20.47% | 1 | 2280.5342 | 1799.9697 | 0.15556 | 358.9218 | 376.53 | 1.4 | 153.8236 | 74.13 | Walls:R13,Roof:R30,SlabEdge:R0,Infiltration:No,RadBarrier:No,CoolRoof:No,InsQuality:No | Window:0.34 U/0.30 SHGC | AirCond:13/11,ChargeLight:Yes,AirFlowTest:No,FanEnergyTest:No,MaxCoolCap:No,Furnace:0.8 | Duct:R8.0,DuctTest:Yes | Mass:Std | Dhw:84% EF Tankless | E25 | G10 | H10 | D05 | M01 | W03 | 0 | 318.5 | 222.25 | 602.2842 | 0 | 1137.5 | W130,R30,S0,IN,BN,CN,QN, | G3430, | C1311,LY,AN,FN,CCN,F80, | D8,DTY, | MN, | WT
| 32 | 6316 | 05E05G09H09D05M01W02 | 32 | W130,R30,S0,IN,BN,CN,QN,G3756,C1310,LN,AN,FN,CCN,F96,D8,DTY,MN,WY | 9.97 | 1.23 | 0.65 | 17.5 | 29.35 | 51.38% | 22.19% | 1 | 2285.7842 | 1805.2197 | 0.93333 | 367.1257 | 360.36 | 0.62222 | 145.6197 | 90.3 | Walls:R13,Roof:R30,SlabEdge:R0,Infiltration:No,RadBarrier:No,CoolRoof:No,InsQuality:No | Window:0.37 U/0.56 SHGC | AirCond:13/10,ChargeLight:No,AirFlowTest:No,FanEnergyTest:No,MaxCoolCap:No,Furnace:0.96 | Duct:R8.0,DuctTest:Yes | Mass:Std | Dhw:62% EF | E05 | G09 | H09 | D05 | M01 | W02 | 0 | 318.5 | 1365 | 602.2842 | 0 | 0 | W130,R30,S0,IN,BN,CN,QN, | G3756, | C1310,LN,AN,FN,CCN,F96, | D8,DTY, | MN, | WY
| 1424 | 7708 | 05E25G09H09D05M01W02 | 1424 | W130,R30,S0,IN,BN,CN,QN,G3756,C1310,LN,AN,FN,CCN,F96,D8,DTY,MN,WY | 9.97 | 1.23 | 0.65 | 17.5 | 29.35 | 51.38% | 22.19% | 1 | 2285.7842 | 1805.2197 | 0.93333 | 367.1257 | 360.36 | 0.62222 | 145.6197 | 90.3 | Walls:R13,Roof:R30,SlabEdge:R0,Infiltration:No,RadBarrier:No,CoolRoof:No,InsQuality:No | Window:0.37 U/0.56 SHGC | AirCond:13/10,ChargeLight:No,AirFlowTest:No,FanEnergyTest:No,MaxCoolCap:No,Furnace:0.96 | Duct:R8.0,DuctTest:Yes | Mass:Std | Dhw:62% EF | E25 | G09 | H09 | D05 | M01 | W02 | 0 | 318.5 | 1365 | 602.2842 | 0 | 0 | W130,R30,S0,IN,BN,CN,QN, | G3756, | C1310,LN,AN,FN,CCN,F96, | D8,DTY, | MN, | WY
| 1479 | 7763 | 05E25G10H09D05M01W02 | 1479 | W130,R30,S0,IN,BN,CN,QN,G3430,C1310,LN,AN,FN,CCN,F96,D8,DTY,MN,WY | 14.05 | 0.04 | 0.65 | 17.5 | 32.24 | 98.42% | 14.53% | 0 | 2285.7842 | 1805.2197 | 0.15556 | 358.9218 | 409.5 | 1.4 | 153.8236 | 41.16 | Walls:R13,Roof:R30,SlabEdge:R0,Infiltration:No,RadBarrier:No,CoolRoof:No,InsQuality:No | Window:0.34 U/0.30 SHGC | AirCond:13/10,ChargeLight:No,AirFlowTest:No,FanEnergyTest:No,MaxCoolCap:No,Furnace:0.96 | Duct:R8.0,DuctTest:Yes | Mass:Std | Dhw:62% EF | E25 | G10 | H09 | D05 | M01 | W02 | 0 | 318.5 | 1365 | 602.2842 | 0 | 0 | W130,R30,S0,IN,BN,CN,QN, | G3430, | C1310,LN,AN,FN,CCN,F96, | D8,DTY, | MN, | WY
| 31 | 6315 | 05E05G09H09D05M01W01 | 31 | W130,R30,S0,IN,BN,CN,QN,G3756,C1310,LN,AN,FN,CCN,F96,D8,DTY,MN,WN | 9.97 | 1.23 | 0.65 | 18.87 | 30.72 | 51.38% | 18.56% | 1 | 2285.7842 | 1805.2197 | 0.93333 | 367.1257 | 379.26 | 0.62222 | 145.6197 | 71.4 | Walls:R13,Roof:R30,SlabEdge:R0,Infiltration:No,RadBarrier:No,CoolRoof:No,InsQuality:No | Window:0.37 U/0.56 SHGC | AirCond:13/10,ChargeLight:No,AirFlowTest:No,FanEnergyTest:No,MaxCoolCap:No,Furnace:0.96 | Duct:R8.0,DuctTest:Yes | Mass:Std | Dhw:57% EF | E05 | G09 | H09 | D05 | M01 | W01 | 0 | 318.5 | 1365 | 602.2842 | 0 | 0 | W130,R30,S0,IN,BN,CN,QN, | G3756, | C1310,LN,AN,FN,CCN,F96, | D8,DTY, | MN, | WN
| 908 | 7192 | 05E21G12H14D07M01W02 | 908 | W134,R38,S0,IY,BN,CN,QY,G4965,C1512,LY,AN,FN,CCN,F80,D6,DTY,MN,WY | 7.98 | 1.14 | 0.65 | 17.5 | 27.27 | 54.94% | 27.7% | 1 | 2291.2826 | 1810.7182 | 0.77778 | 303.5453 | 337.89 | 0.77778 | 209.2001 | 112.77 | Walls:R13+R4 foam,Roof:R38,SlabEdge:R0,Infiltration:Test 3.2 SLA,RadBarrier:No,CoolRoof:No,InsQuality:Yes | Window:0.49 U/0.65 SHGC | AirCond:15/12,ChargeLight:Yes,AirFlowTest:No,FanEnergyTest:No,MaxCoolCap:No,Furnace:0.8 | Duct:R6.0,DuctTest:Yes | Mass:Std | Dhw:62% EF | E21 | G12 | H14 | D07 | M01 | W02 | 871.8432 | 159.25 | 779.625 | 480.5645 | 0 | 0 | W134,R38,S0,IY,BN,CN,QY, | G4965, | C1512,LY,AN,FN,CCN,F80, | D6,DTY, | MN, | WY
| 221 | 6505 | 05E17G12H10D05M01W03 | 221 | W130,R38,S0,IN,BN,CN,QN,G4965,C1311,LY,AN,FN,CCN,F80,D8,DTY,MN,WT | 12.16 | 1.68 | 0.65 | 12.73 | 27.22 | 33.6% | 27.84% | 1 | 2305.0342 | 1824.4697 | 1.2444 | 404.0434 | 322.35 | 0.31111 | 108.702 | 128.31 | Walls:R13,Roof:R38,SlabEdge:R0,Infiltration:No,RadBarrier:No,CoolRoof:No,InsQuality:No | Window:0.49 U/0.65 SHGC | AirCond:13/11,ChargeLight:Yes,AirFlowTest:No,FanEnergyTest:No,MaxCoolCap:No,Furnace:0.8 | Duct:R8.0,DuctTest:Yes | Mass:Std | Dhw:84% EF Tankless | E17 | G12 | H10 | D05 | M01 | W03 | 183.75 | 159.25 | 222.25 | 602.2842 | 0 | 1137.5 | W130,R38,S0,IN,BN,CN,QN, | G4965, | C1311,LY,AN,FN,CCN,F80, | D8,DTY, | MN, | WT
| 214 | 6498 | 05E17G12H09D05M01W02 | 214 | W130,R38,S0,IN,BN,CN,QN,G4965,C1310,LN,AN,FN,CCN,F96,D8,DTY,MN,WY | 10.3 | 1.8 | 0.65 | 17.5 | 30.25 | 28.85% | 19.8% | 1 | 2310.2842 | 1829.7197 | 1.3222 | 412.2473 | 364.35 | 0.23333 | 100.4981 | 86.31 | Walls:R13,Roof:R38,SlabEdge:R0,Infiltration:No,RadBarrier:No,CoolRoof:No,InsQuality:No | Window:0.49 U/0.65 SHGC | AirCond:13/10,ChargeLight:No,AirFlowTest:No,FanEnergyTest:No,MaxCoolCap:No,Furnace:0.96 | Duct:R8.0,DuctTest:Yes | Mass:Std | Dhw:62% EF | E17 | G12 | H09 | D05 | M01 | W02 | 183.75 | 159.25 | 1365 | 602.2842 | 0 | 0 | W130,R38,S0,IN,BN,CN,QN, | G4965, | C1310,LN,AN,FN,CCN,F96, | D8,DTY, | MN, | WY
| 364 | 6648 | 05E18G12H07D05M01W03 | 364 | W134,R38,S0,IN,BN,CN,QN,G4965,C1310,LN,AN,FN,CCN,F80,D8,DTY,MN,WT | 9.69 | 1.42 | 0.65 | 12.73 | 24.49 | 43.87% | 35.07% | 2 | 2312.3774 | 1831.8129 | 1.0111 | 348.6669 | 292.32 | 0.54444 | 164.0785 | 158.34 | Walls:R13+R4 foam,Roof:R38,SlabEdge:R0,Infiltration:No,RadBarrier:No,CoolRoof:No,InsQuality:No | Window:0.49 U/0.65 SHGC | AirCond:13/10,ChargeLight:No,AirFlowTest:No,FanEnergyTest:No,MaxCoolCap:No,Furnace:0.8 | Duct:R8.0,DuctTest:Yes | Mass:Std | Dhw:84% EF Tankless | E18 | G12 | H07 | D05 | M01 | W03 | 413.3432 | 159.25 | 0 | 602.2842 | 0 | 1137.5 | W134,R38,S0,IN,BN,CN,QN, | G4965, | C1310,LN,AN,FN,CCN,F80, | D8,DTY, | MN, | WT
| 578 | 6862 | 05E19G12H14D07M01W02 | 578 | W134,R38,S0,IN,BY,CN,QN,G4965,C1512,LY,AN,FN,CCN,F80,D6,DTY,MN,WY | 10.34 | 0.65 | 0.65 | 17.5 | 29.14 | 74.31% | 22.75% | 1 | 2315.1264 | 1834.5619 | 0.62222 | 305.5962 | 366.66 | 0.93333 | 207.1491 | 84 | Walls:R13+R4 foam,Roof:R38,SlabEdge:R0,Infiltration:No,RadBarrier:Yes,CoolRoof:No,InsQuality:No | Window:0.49 U/0.65 SHGC | AirCond:15/12,ChargeLight:Yes,AirFlowTest:No,FanEnergyTest:No,MaxCoolCap:No,Furnace:0.8 | Duct:R6.0,DuctTest:Yes | Mass:Std | Dhw:62% EF | E19 | G12 | H14 | D07 | M01 | W02 | 895.6869 | 159.25 | 779.625 | 480.5645 | 0 | 0 | W134,R38,S0,IN,BY,CN,QN, | G4965, | C1512,LY,AN,FN,CCN,F80, | D6,DTY, | MN, | WY
| 866 | 7150 | 05E21G12H08D05M01W02 | 866 | W134,R38,S0,IY,BN,CN,QY,G4965,C1310,LN,AN,FN,CCN,F92,D8,DTY,MN,WY | 6.85 | 1.34 | 0.65 | 17.5 | 26.34 | 47.04% | 30.17% | 1 | 2315.8774 | 1835.3129 | 0.93333 | 315.8512 | 323.4 | 0.62222 | 196.8942 | 127.26 | Walls:R13+R4 foam,Roof:R38,SlabEdge:R0,Infiltration:Test 3.2 SLA,RadBarrier:No,CoolRoof:No,InsQuality:Yes | Window:0.49 U/0.65 SHGC | AirCond:13/10,ChargeLight:No,AirFlowTest:No,FanEnergyTest:No,MaxCoolCap:No,Furnace:0.92 | Duct:R8.0,DuctTest:Yes | Mass:Std | Dhw:62% EF | E21 | G12 | H08 | D05 | M01 | W02 | 871.8432 | 159.25 | 682.5 | 602.2842 | 0 | 0 | W134,R38,S0,IY,BN,CN,QY, | G4965, | C1310,LN,AN,FN,CCN,F92, | D8,DTY, | MN, | WY
| 631 | 6915 | 05E20G09H14D05M01W02 | 631 | W134,R38,S0,IY,BN,CN,QN,G3756,C1512,LY,AN,FN,CCN,F80,D8,DTY,MN,WY | 8.45 | 0.65 | 0.65 | 17.5 | 27.25 | 74.31% | 27.76% | 1 | 2320.2524 | 1839.6879 | 0.54444 | 278.9335 | 343.77 | 1.0111 | 233.8119 | 106.89 | Walls:R13+R4 foam,Roof:R38,SlabEdge:R0,Infiltration:Test 3.2 SLA,RadBarrier:No,CoolRoof:No,InsQuality:No | Window:0.37 U/0.56 SHGC | AirCond:15/12,ChargeLight:Yes,AirFlowTest:No,FanEnergyTest:No,MaxCoolCap:No,Furnace:0.8 | Duct:R8.0,DuctTest:Yes | Mass:Std | Dhw:62% EF | E20 | G09 | H14 | D05 | M01 | W02 | 619.8432 | 318.5 | 779.625 | 602.2842 | 0 | 0 | W134,R38,S0,IY,BN,CN,QN, | G3756, | C1512,LY,AN,FN,CCN,F80, | D8,DTY, | MN, | WY
| 686 | 6970 | 05E20G10H14D05M01W02 | 686 | W134,R38,S0,IY,BN,CN,QN,G3430,C1512,LY,AN,FN,CCN,F80,D8,DTY,MN,WY | 13.19 | 0.01 | 0.65 | 17.5 | 31.35 | 99.6% | 16.89% | 1 | 2320.2524 | 1839.6879 | 0 | 301.4943 | 401.73 | 1.5556 | 211.2511 | 48.93 | Walls:R13+R4 foam,Roof:R38,SlabEdge:R0,Infiltration:Test 3.2 SLA,RadBarrier:No,CoolRoof:No,InsQuality:No | Window:0.34 U/0.30 SHGC | AirCond:15/12,ChargeLight:Yes,AirFlowTest:No,FanEnergyTest:No,MaxCoolCap:No,Furnace:0.8 | Duct:R8.0,DuctTest:Yes | Mass:Std | Dhw:62% EF | E20 | G10 | H14 | D05 | M01 | W02 | 619.8432 | 318.5 | 779.625 | 602.2842 | 0 | 0 | W134,R38,S0,IY,BN,CN,QN, | G3430, | C1512,LY,AN,FN,CCN,F80, | D8,DTY, | MN, | WY
| 69 | 6353 | 05E05G09H13D02M01W01 | 69 | W130,R30,S0,IN,BN,CN,QN,G3756,C1512,LY,AY,FY,CCY,F92,D6,DTY,MN,WN | 10.45 | 0.87 | 0.65 | 18.87 | 30.84 | 65.61% | 18.24% | 1 | 2573.127 | 2092.5625 | 0.7 | 293.2904 | 388.92 | 0.85556 | 219.455 | 61.74 | Walls:R13,Roof:R30,SlabEdge:R0,Infiltration:No,RadBarrier:No,CoolRoof:No,InsQuality:No | Window:0.37 U/0.56 SHGC | AirCond:15/12,ChargeLight:Yes,AirFlowTest:Yes,FanEnergyTest:Yes,MaxCoolCap:Yes,Furnace:0.92 | Duct:R6.0,DuctTest:Yes | Mass:Std | Dhw:57% EF | E05 | G09 | H13 | D02 | M01 | W01 | 0 | 318.5 | 1774.0625 | 480.5645 | 0 | 0 | W130,R30,S0,IN,BN,CN,QN, | G3756, | C1512,LY,AY,FY,CCY,F92, | D6,DTY, | MN, | WN
| 536 | 6820 | 05E19G12H08D05M01W02 | 536 | W134,R38,S0,IN,BY,CN,QN,G4965,C1310,LN,AN,FN,CCN,F92,D8,DTY,MN,WY | 8.91 | 0.77 | 0.65 | 17.5 | 27.83 | 69.57% | 26.22% | 1 | 2339.7211 | 1859.1567 | 0.7 | 309.6982 | 348.18 | 0.85556 | 203.0472 | 102.48 | Walls:R13+R4 foam,Roof:R38,SlabEdge:R0,Infiltration:No,RadBarrier:Yes,CoolRoof:No,InsQuality:No | Window:0.49 U/0.65 SHGC | AirCond:13/10,ChargeLight:No,AirFlowTest:No,FanEnergyTest:No,MaxCoolCap:No,Furnace:0.92 | Duct:R8.0,DuctTest:Yes | Mass:Std | Dhw:62% EF | E19 | G12 | H08 | D05 | M01 | W02 | 895.6869 | 159.25 | 682.5 | 602.2842 | 0 | 0 | W134,R38,S0,IN,BY,CN,QN, | G4965, | C1310,LN,AN,FN,CCN,F92, | D8,DTY, | MN, | WY
| 113 | 6397 | 05E17G09H10D07M01W03 | 113 | W130,R38,S0,IN,BN,CN,QN,G3756,C1311,LY,AN,FN,CCN,F80,D6,DTY,MN,WT | 11.64 | 1.01 | 0.65 | 12.73 | 26.03 | 60.08% | 30.99% | 1 | 2342.5645 | 1862 | 0.85556 | 350.7178 | 316.05 | 0.7 | 162.0275 | 134.61 | Walls:R13,Roof:R38,SlabEdge:R0,Infiltration:No,RadBarrier:No,CoolRoof:No,InsQuality:No | Window:0.37 U/0.56 SHGC | AirCond:13/11,ChargeLight:Yes,AirFlowTest:No,FanEnergyTest:No,MaxCoolCap:No,Furnace:0.8 | Duct:R6.0,DuctTest:Yes | Mass:Std | Dhw:84% EF Tankless | E17 | G09 | H10 | D07 | M01 | W03 | 183.75 | 318.5 | 222.25 | 480.5645 | 0 | 1137.5 | W130,R38,S0,IN,BN,CN,QN, | G3756, | C1311,LY,AN,FN,CCN,F80, | D6,DTY, | MN, | WT
| 168 | 6452 | 05E17G10H10D07M01W03 | 168 | W130,R38,S0,IN,BN,CN,QN,G3430,C1311,LY,AN,FN,CCN,F80,D6,DTY,MN,WT | 16.63 | 0.03 | 0.65 | 12.73 | 30.04 | 98.81% | 20.36% | 1 | 2342.5645 | 1862 | 0.077778 | 356.8708 | 377.37 | 1.4778 | 155.8746 | 73.29 | Walls:R13,Roof:R38,SlabEdge:R0,Infiltration:No,RadBarrier:No,CoolRoof:No,InsQuality:No | Window:0.34 U/0.30 SHGC | AirCond:13/11,ChargeLight:Yes,AirFlowTest:No,FanEnergyTest:No,MaxCoolCap:No,Furnace:0.8 | Duct:R6.0,DuctTest:Yes | Mass:Std | Dhw:84% EF Tankless | E17 | G10 | H10 | D07 | M01 | W03 | 183.75 | 318.5 | 222.25 | 480.5645 | 0 | 1137.5 | W130,R38,S0,IN,BN,CN,QN, | G3430, | C1311,LY,AN,FN,CCN,F80, | D6,DTY, | MN, | WT
| 106 | 6390 | 05E17G09H09D07M01W02 | 106 | W130,R38,S0,IN,BN,CN,QN,G3756,C1310,LN,AN,FN,CCN,F96,D6,DTY,MN,WY | 9.86 | 1.08 | 0.65 | 17.5 | 29.09 | 57.31% | 22.88% | 1 | 2347.8145 | 1867.25 | 0.93333 | 354.8198 | 359.1 | 0.62222 | 157.9256 | 91.56 | Walls:R13,Roof:R38,SlabEdge:R0,Infiltration:No,RadBarrier:No,CoolRoof:No,InsQuality:No | Window:0.37 U/0.56 SHGC | AirCond:13/10,ChargeLight:No,AirFlowTest:No,FanEnergyTest:No,MaxCoolCap:No,Furnace:0.96 | Duct:R6.0,DuctTest:Yes | Mass:Std | Dhw:62% EF | E17 | G09 | H09 | D07 | M01 | W02 | 183.75 | 318.5 | 1365 | 480.5645 | 0 | 0 | W130,R38,S0,IN,BN,CN,QN, | G3756, | C1310,LN,AN,FN,CCN,F96, | D6,DTY, | MN, | WY
| 161 | 6445 | 05E17G10H09D07M01W02 | 161 | W130,R38,S0,IN,BN,CN,QN,G3430,C1310,LN,AN,FN,CCN,F96,D6,DTY,MN,WY | 14.09 | 0.03 | 0.65 | 17.5 | 32.27 | 98.81% | 14.45% | 0 | 2347.8145 | 1867.25 | 0.077778 | 356.8708 | 410.13 | 1.4778 | 155.8746 | 40.53 | Walls:R13,Roof:R38,SlabEdge:R0,Infiltration:No,RadBarrier:No,CoolRoof:No,InsQuality:No | Window:0.34 U/0.30 SHGC | AirCond:13/10,ChargeLight:No,AirFlowTest:No,FanEnergyTest:No,MaxCoolCap:No,Furnace:0.96 | Duct:R6.0,DuctTest:Yes | Mass:Std | Dhw:62% EF | E17 | G10 | H09 | D07 | M01 | W02 | 183.75 | 318.5 | 1365 | 480.5645 | 0 | 0 | W130,R38,S0,IN,BN,CN,QN, | G3430, | C1310,LN,AN,FN,CCN,F96, | D6,DTY, | MN, | WY
| 1547 | 7831 | 05E25G12H11D05M01W03 | 1547 | W130,R30,S0,IN,BN,CN,QN,G4965,C1312,LY,AN,FN,CCN,F80,D8,DTY,MN,WT | 12.57 | 1.9 | 0.65 | 12.73 | 27.85 | 24.9% | 26.17% | 1 | 2348.7842 | 1868.2197 | 1.3222 | 426.6042 | 327.18 | 0.23333 | 86.1412 | 123.48 | Walls:R13,Roof:R30,SlabEdge:R0,Infiltration:No,RadBarrier:No,CoolRoof:No,InsQuality:No | Window:0.49 U/0.65 SHGC | AirCond:13/12,ChargeLight:Yes,AirFlowTest:No,FanEnergyTest:No,MaxCoolCap:No,Furnace:0.8 | Duct:R8.0,DuctTest:Yes | Mass:Std | Dhw:84% EF Tankless | E25 | G12 | H11 | D05 | M01 | W03 | 0 | 159.25 | 449.75 | 602.2842 | 0 | 1137.5 | W130,R30,S0,IN,BN,CN,QN, | G4965, | C1312,LY,AN,FN,CCN,F80, | D8,DTY, | MN, | WT
| 258 | 6542 | 05E18G09H07D07M01W03 | 258 | W134,R38,S0,IN,BN,CN,QN,G3756,C1310,LN,AN,FN,CCN,F80,D6,DTY,MN,WT | 9.17 | 0.83 | 0.65 | 12.73 | 23.38 | 67.19% | 38.02% | 2 | 2349.9076 | 1869.3432 | 0.7 | 301.4943 | 286.02 | 0.85556 | 211.2511 | 164.64 | Walls:R13+R4 foam,Roof:R38,SlabEdge:R0,Infiltration:No,RadBarrier:No,CoolRoof:No,InsQuality:No | Window:0.37 U/0.56 SHGC | AirCond:13/10,ChargeLight:No,AirFlowTest:No,FanEnergyTest:No,MaxCoolCap:No,Furnace:0.8 | Duct:R6.0,DuctTest:Yes | Mass:Std | Dhw:84% EF Tankless | E18 | G09 | H07 | D07 | M01 | W03 | 413.3432 | 318.5 | 0 | 480.5645 | 0 | 1137.5 | W134,R38,S0,IN,BN,CN,QN, | G3756, | C1310,LN,AN,FN,CCN,F80, | D6,DTY, | MN, | WT
| 313 | 6597 | 05E18G10H07D07M01W03 | 313 | W134,R38,S0,IN,BN,CN,QN,G3430,C1310,LN,AN,FN,CCN,F80,D6,DTY,MN,WT | 14.09 | 0.01 | 0.65 | 12.73 | 27.48 | 99.6% | 27.15% | 1 | 2349.9076 | 1869.3432 | 0 | 317.9021 | 346.08 | 1.5556 | 194.8432 | 104.58 | Walls:R13+R4 foam,Roof:R38,SlabEdge:R0,Infiltration:No,RadBarrier:No,CoolRoof:No,InsQuality:No | Window:0.34 U/0.30 SHGC | AirCond:13/10,ChargeLight:No,AirFlowTest:No,FanEnergyTest:No,MaxCoolCap:No,Furnace:0.8 | Duct:R6.0,DuctTest:Yes | Mass:Std | Dhw:84% EF Tankless | E18 | G10 | H07 | D07 | M01 | W03 | 413.3432 | 318.5 | 0 | 480.5645 | 0 | 1137.5 | W134,R38,S0,IN,BN,CN,QN, | G3430, | C1310,LN,AN,FN,CCN,F80, | D6,DTY, | MN, | WT
| 760 | 7044 | 05E21G09H08D07M01W02 | 760 | W134,R38,S0,IY,BN,CN,QY,G3756,C1310,LN,AN,FN,CCN,F92,D6,DTY,MN,WY | 6.4 | 0.78 | 0.65 | 17.5 | 25.33 | 69.17% | 32.85% | 1 | 2353.4076 | 1872.8432 | 0.62222 | 270.7296 | 317.94 | 0.93333 | 242.0158 | 132.72 | Walls:R13+R4 foam,Roof:R38,SlabEdge:R0,Infiltration:Test 3.2 SLA,RadBarrier:No,CoolRoof:No,InsQuality:Yes | Window:0.37 U/0.56 SHGC | AirCond:13/10,ChargeLight:No,AirFlowTest:No,FanEnergyTest:No,MaxCoolCap:No,Furnace:0.92 | Duct:R6.0,DuctTest:Yes | Mass:Std | Dhw:62% EF | E21 | G09 | H08 | D07 | M01 | W02 | 871.8432 | 318.5 | 682.5 | 480.5645 | 0 | 0 | W134,R38,S0,IY,BN,CN,QY, | G3756, | C1310,LN,AN,FN,CCN,F92, | D6,DTY, | MN, | WY
| 815 | 7099 | 05E21G10H08D07M01W02 | 815 | W134,R38,S0,IY,BN,CN,QY,G3430,C1310,LN,AN,FN,CCN,F92,D6,DTY,MN,WY | 10.56 | 0.01 | 0.65 | 17.5 | 28.72 | 99.6% | 23.86% | 1 | 2353.4076 | 1872.8432 | 0 | 283.0355 | 368.13 | 1.5556 | 229.7099 | 82.53 | Walls:R13+R4 foam,Roof:R38,SlabEdge:R0,Infiltration:Test 3.2 SLA,RadBarrier:No,CoolRoof:No,InsQuality:Yes | Window:0.34 U/0.30 SHGC | AirCond:13/10,ChargeLight:No,AirFlowTest:No,FanEnergyTest:No,MaxCoolCap:No,Furnace:0.92 | Duct:R6.0,DuctTest:Yes | Mass:Std | Dhw:62% EF | E21 | G10 | H08 | D07 | M01 | W02 | 871.8432 | 318.5 | 682.5 | 480.5645 | 0 | 0 | W134,R38,S0,IY,BN,CN,QY, | G3430, | C1310,LN,AN,FN,CCN,F92, | D6,DTY, | MN, | WY
| 62 | 6346 | 05E05G09H12D05M01W02 | 62 | W130,R30,S0,IN,BN,CN,QN,G3756,C1312,LY,AY,FY,CCY,F92,D8,DTY,MN,WY | 10.23 | 0.96 | 0.65 | 17.5 | 29.34 | 62.06% | 22.22% | 1 | 2364.9717 | 1884.4072 | 0.77778 | 299.4433 | 367.29 | 0.77778 | 213.3021 | 83.37 | Walls:R13,Roof:R30,SlabEdge:R0,Infiltration:No,RadBarrier:No,CoolRoof:No,InsQuality:No | Window:0.37 U/0.56 SHGC | AirCond:13/12,ChargeLight:Yes,AirFlowTest:Yes,FanEnergyTest:Yes,MaxCoolCap:Yes,Furnace:0.92 | Duct:R8.0,DuctTest:Yes | Mass:Std | Dhw:62% EF | E05 | G09 | H12 | D05 | M01 | W02 | 0 | 318.5 | 1444.1875 | 602.2842 | 0 | 0 | W130,R30,S0,IN,BN,CN,QN, | G3756, | C1312,LY,AY,FY,CCY,F92, | D8,DTY, | MN, | WY
| 1444 | 7728 | 05E25G09H12D05M01W02 | 1444 | W130,R30,S0,IN,BN,CN,QN,G3756,C1312,LY,AY,FY,CCY,F92,D8,DTY,MN,WY | 10.23 | 0.96 | 0.65 | 17.5 | 29.34 | 62.06% | 22.22% | 1 | 2364.9717 | 1884.4072 | 0.77778 | 299.4433 | 367.29 | 0.77778 | 213.3021 | 83.37 | Walls:R13,Roof:R30,SlabEdge:R0,Infiltration:No,RadBarrier:No,CoolRoof:No,InsQuality:No | Window:0.37 U/0.56 SHGC | AirCond:13/12,ChargeLight:Yes,AirFlowTest:Yes,FanEnergyTest:Yes,MaxCoolCap:Yes,Furnace:0.92 | Duct:R8.0,DuctTest:Yes | Mass:Std | Dhw:62% EF | E25 | G09 | H12 | D05 | M01 | W02 | 0 | 318.5 | 1444.1875 | 602.2842 | 0 | 0 | W130,R30,S0,IN,BN,CN,QN, | G3756, | C1312,LY,AY,FY,CCY,F92, | D8,DTY, | MN, | WY
| 1499 | 7783 | 05E25G10H12D05M01W02 | 1499 | W130,R30,S0,IN,BN,CN,QN,G3430,C1312,LY,AY,FY,CCY,F92,D8,DTY,MN,WY | 14.4 | 0.03 | 0.65 | 17.5 | 32.58 | 98.81% | 13.63% | 0 | 2364.9717 | 1884.4072 | 0.15556 | 285.0864 | 419.37 | 1.4 | 227.659 | 31.29 | Walls:R13,Roof:R30,SlabEdge:R0,Infiltration:No,RadBarrier:No,CoolRoof:No,InsQuality:No | Window:0.34 U/0.30 SHGC | AirCond:13/12,ChargeLight:Yes,AirFlowTest:Yes,FanEnergyTest:Yes,MaxCoolCap:Yes,Furnace:0.92 | Duct:R8.0,DuctTest:Yes | Mass:Std | Dhw:62% EF | E25 | G10 | H12 | D05 | M01 | W02 | 0 | 318.5 | 1444.1875 | 602.2842 | 0 | 0 | W130,R30,S0,IN,BN,CN,QN, | G3430, | C1312,LY,AY,FY,CCY,F92, | D8,DTY, | MN, | WY
| 61 | 6345 | 05E05G09H12D05M01W01 | 61 | W130,R30,S0,IN,BN,CN,QN,G3756,C1312,LY,AY,FY,CCY,F92,D8,DTY,MN,WN | 10.23 | 0.96 | 0.65 | 18.87 | 30.71 | 62.06% | 18.58% | 1 | 2364.9717 | 1884.4072 | 0.77778 | 299.4433 | 386.19 | 0.77778 | 213.3021 | 64.47 | Walls:R13,Roof:R30,SlabEdge:R0,Infiltration:No,RadBarrier:No,CoolRoof:No,InsQuality:No | Window:0.37 U/0.56 SHGC | AirCond:13/12,ChargeLight:Yes,AirFlowTest:Yes,FanEnergyTest:Yes,MaxCoolCap:Yes,Furnace:0.92 | Duct:R8.0,DuctTest:Yes | Mass:Std | Dhw:57% EF | E05 | G09 | H12 | D05 | M01 | W01 | 0 | 318.5 | 1444.1875 | 602.2842 | 0 | 0 | W130,R30,S0,IN,BN,CN,QN, | G3756, | C1312,LY,AY,FY,CCY,F92, | D8,DTY, | MN, | WN
| 430 | 6714 | 05E19G09H08D07M01W02 | 430 | W134,R38,S0,IN,BY,CN,QN,G3756,C1310,LN,AN,FN,CCN,F92,D6,DTY,MN,WY | 8.51 | 0.34 | 0.65 | 17.5 | 27 | 86.56% | 28.42% | 1 | 2377.2514 | 1896.6869 | 0.46667 | 272.7805 | 343.35 | 1.0889 | 239.9648 | 107.31 | Walls:R13+R4 foam,Roof:R38,SlabEdge:R0,Infiltration:No,RadBarrier:Yes,CoolRoof:No,InsQuality:No | Window:0.37 U/0.56 SHGC | AirCond:13/10,ChargeLight:No,AirFlowTest:No,FanEnergyTest:No,MaxCoolCap:No,Furnace:0.92 | Duct:R6.0,DuctTest:Yes | Mass:Std | Dhw:62% EF | E19 | G09 | H08 | D07 | M01 | W02 | 895.6869 | 318.5 | 682.5 | 480.5645 | 0 | 0 | W134,R38,S0,IN,BY,CN,QN, | G3756, | C1310,LN,AN,FN,CCN,F92, | D6,DTY, | MN, | WY
| 485 | 6769 | 05E19G10H08D07M01W02 | 485 | W134,R38,S0,IN,BY,CN,QN,G3430,C1310,LN,AN,FN,CCN,F92,D6,DTY,MN,WY | 13.2 | 0 | 0.65 | 17.5 | 31.35 | 100% | 16.89% | 1 | 2377.2514 | 1896.6869 | 0 | 330.208 | 400.26 | 1.5556 | 182.5374 | 50.4 | Walls:R13+R4 foam,Roof:R38,SlabEdge:R0,Infiltration:No,RadBarrier:Yes,CoolRoof:No,InsQuality:No | Window:0.34 U/0.30 SHGC | AirCond:13/10,ChargeLight:No,AirFlowTest:No,FanEnergyTest:No,MaxCoolCap:No,Furnace:0.92 | Duct:R6.0,DuctTest:Yes | Mass:Std | Dhw:62% EF | E19 | G10 | H08 | D07 | M01 | W02 | 895.6869 | 318.5 | 682.5 | 480.5645 | 0 | 0 | W134,R38,S0,IN,BY,CN,QN, | G3430, | C1310,LN,AN,FN,CCN,F92, | D6,DTY, | MN, | WY
| 57 | 6341 | 05E05G09H11D07M01W03 | 57 | W130,R30,S0,IN,BN,CN,QN,G3756,C1312,LY,AN,FN,CCN,F80,D6,DTY,MN,WT | 12.02 | 1.19 | 0.65 | 12.73 | 26.59 | 52.96% | 29.51% | 1 | 2386.3145 | 1905.75 | 0.93333 | 369.1767 | 320.46 | 0.62222 | 143.5687 | 130.2 | Walls:R13,Roof:R30,SlabEdge:R0,Infiltration:No,RadBarrier:No,CoolRoof:No,InsQuality:No | Window:0.37 U/0.56 SHGC | AirCond:13/12,ChargeLight:Yes,AirFlowTest:No,FanEnergyTest:No,MaxCoolCap:No,Furnace:0.8 | Duct:R6.0,DuctTest:Yes | Mass:Std | Dhw:84% EF Tankless | E05 | G09 | H11 | D07 | M01 | W03 | 0 | 318.5 | 449.75 | 480.5645 | 0 | 1137.5 | W130,R30,S0,IN,BN,CN,QN, | G3756, | C1312,LY,AN,FN,CCN,F80, | D6,DTY, | MN, | WT
| 1441 | 7725 | 05E25G09H11D07M01W03 | 1441 | W130,R30,S0,IN,BN,CN,QN,G3756,C1312,LY,AN,FN,CCN,F80,D6,DTY,MN,WT | 12.02 | 1.19 | 0.65 | 12.73 | 26.59 | 52.96% | 29.51% | 1 | 2386.3145 | 1905.75 | 0.93333 | 369.1767 | 320.46 | 0.62222 | 143.5687 | 130.2 | Walls:R13,Roof:R30,SlabEdge:R0,Infiltration:No,RadBarrier:No,CoolRoof:No,InsQuality:No | Window:0.37 U/0.56 SHGC | AirCond:13/12,ChargeLight:Yes,AirFlowTest:No,FanEnergyTest:No,MaxCoolCap:No,Furnace:0.8 | Duct:R6.0,DuctTest:Yes | Mass:Std | Dhw:84% EF Tankless | E25 | G09 | H11 | D07 | M01 | W03 | 0 | 318.5 | 449.75 | 480.5645 | 0 | 1137.5 | W130,R30,S0,IN,BN,CN,QN, | G3756, | C1312,LY,AN,FN,CCN,F80, | D6,DTY, | MN, | WT
| 1496 | 7780 | 05E25G10H11D07M01W03 | 1496 | W130,R30,S0,IN,BN,CN,QN,G3430,C1312,LY,AN,FN,CCN,F80,D6,DTY,MN,WT | 16.92 | 0.04 | 0.65 | 12.73 | 30.34 | 98.42% | 19.57% | 1 | 2386.3145 | 1905.75 | 0.15556 | 363.0237 | 380.52 | 1.4 | 149.7217 | 70.14 | Walls:R13,Roof:R30,SlabEdge:R0,Infiltration:No,RadBarrier:No,CoolRoof:No,InsQuality:No | Window:0.34 U/0.30 SHGC | AirCond:13/12,ChargeLight:Yes,AirFlowTest:No,FanEnergyTest:No,MaxCoolCap:No,Furnace:0.8 | Duct:R6.0,DuctTest:Yes | Mass:Std | Dhw:84% EF Tankless | E25 | G10 | H11 | D07 | M01 | W03 | 0 | 318.5 | 449.75 | 480.5645 | 0 | 1137.5 | W130,R30,S0,IN,BN,CN,QN, | G3430, | C1312,LY,AN,FN,CCN,F80, | D6,DTY, | MN, | WT
| 234 | 6518 | 05E17G12H12D05M01W02 | 234 | W130,R38,S0,IN,BN,CN,QN,G4965,C1312,LY,AY,FY,CCY,F92,D8,DTY,MN,WY | 10.58 | 1.39 | 0.65 | 17.5 | 30.12 | 45.06% | 20.15% | 1 | 2389.4717 | 1908.9072 | 1.0111 | 332.259 | 371.7 | 0.54444 | 180.4864 | 78.96 | Walls:R13,Roof:R38,SlabEdge:R0,Infiltration:No,RadBarrier:No,CoolRoof:No,InsQuality:No | Window:0.49 U/0.65 SHGC | AirCond:13/12,ChargeLight:Yes,AirFlowTest:Yes,FanEnergyTest:Yes,MaxCoolCap:Yes,Furnace:0.92 | Duct:R8.0,DuctTest:Yes | Mass:Std | Dhw:62% EF | E17 | G12 | H12 | D05 | M01 | W02 | 183.75 | 159.25 | 1444.1875 | 602.2842 | 0 | 0 | W130,R38,S0,IN,BN,CN,QN, | G4965, | C1312,LY,AY,FY,CCY,F92, | D8,DTY, | MN, | WY
| 698 | 6982 | 05E20G12H07D07M01W03 | 698 | W134,R38,S0,IY,BN,CN,QN,G4965,C1310,LN,AN,FN,CCN,F80,D6,DTY,MN,WT | 9.4 | 1.48 | 0.65 | 12.73 | 24.26 | 41.5% | 35.68% | 2 | 2397.1576 | 1916.5932 | 1.0111 | 350.7178 | 288.75 | 0.54444 | 162.0275 | 161.91 | Walls:R13+R4 foam,Roof:R38,SlabEdge:R0,Infiltration:Test 3.2 SLA,RadBarrier:No,CoolRoof:No,InsQuality:No | Window:0.49 U/0.65 SHGC | AirCond:13/10,ChargeLight:No,AirFlowTest:No,FanEnergyTest:No,MaxCoolCap:No,Furnace:0.8 | Duct:R6.0,DuctTest:Yes | Mass:Std | Dhw:84% EF Tankless | E20 | G12 | H07 | D07 | M01 | W03 | 619.8432 | 159.25 | 0 | 480.5645 | 0 | 1137.5 | W134,R38,S0,IY,BN,CN,QN, | G4965, | C1310,LN,AN,FN,CCN,F80, | D6,DTY, | MN, | WT
| 231 | 6515 | 05E17G12H11D07M01W03 | 231 | W130,R38,S0,IN,BN,CN,QN,G4965,C1312,LY,AN,FN,CCN,F80,D6,DTY,MN,WT | 12.42 | 1.73 | 0.65 | 12.73 | 27.53 | 31.62% | 27.01% | 1 | 2410.8145 | 1930.25 | 1.2444 | 412.2473 | 325.5 | 0.31111 | 100.4981 | 125.16 | Walls:R13,Roof:R38,SlabEdge:R0,Infiltration:No,RadBarrier:No,CoolRoof:No,InsQuality:No | Window:0.49 U/0.65 SHGC | AirCond:13/12,ChargeLight:Yes,AirFlowTest:No,FanEnergyTest:No,MaxCoolCap:No,Furnace:0.8 | Duct:R6.0,DuctTest:Yes | Mass:Std | Dhw:84% EF Tankless | E17 | G12 | H11 | D07 | M01 | W03 | 183.75 | 159.25 | 449.75 | 480.5645 | 0 | 1137.5 | W130,R38,S0,IN,BN,CN,QN, | G4965, | C1312,LY,AN,FN,CCN,F80, | D6,DTY, | MN, | WT
| 388 | 6672 | 05E18G12H10D07M01W03 | 388 | W134,R38,S0,IN,BN,CN,QN,G4965,C1311,LY,AN,FN,CCN,F80,D6,DTY,MN,WT | 9.91 | 1.38 | 0.65 | 12.73 | 24.67 | 45.45% | 34.6% | 1 | 2412.9076 | 1932.3432 | 1.0111 | 350.7178 | 294.84 | 0.54444 | 162.0275 | 155.82 | Walls:R13+R4 foam,Roof:R38,SlabEdge:R0,Infiltration:No,RadBarrier:No,CoolRoof:No,InsQuality:No | Window:0.49 U/0.65 SHGC | AirCond:13/11,ChargeLight:Yes,AirFlowTest:No,FanEnergyTest:No,MaxCoolCap:No,Furnace:0.8 | Duct:R6.0,DuctTest:Yes | Mass:Std | Dhw:84% EF Tankless | E18 | G12 | H10 | D07 | M01 | W03 | 413.3432 | 159.25 | 222.25 | 480.5645 | 0 | 1137.5 | W134,R38,S0,IN,BN,CN,QN, | G4965, | C1311,LY,AN,FN,CCN,F80, | D6,DTY, | MN, | WT
| 906 | 7190 | 05E21G12H14D05M01W02 | 906 | W134,R38,S0,IY,BN,CN,QY,G4965,C1512,LY,AN,FN,CCN,F80,D8,DTY,MN,WY | 7.78 | 1.1 | 0.65 | 17.5 | 27.03 | 56.52% | 28.34% | 1 | 2413.0024 | 1932.4379 | 0.77778 | 297.3923 | 335.58 | 0.77778 | 215.3531 | 115.08 | Walls:R13+R4 foam,Roof:R38,SlabEdge:R0,Infiltration:Test 3.2 SLA,RadBarrier:No,CoolRoof:No,InsQuality:Yes | Window:0.49 U/0.65 SHGC | AirCond:15/12,ChargeLight:Yes,AirFlowTest:No,FanEnergyTest:No,MaxCoolCap:No,Furnace:0.8 | Duct:R8.0,DuctTest:Yes | Mass:Std | Dhw:62% EF | E21 | G12 | H14 | D05 | M01 | W02 | 871.8432 | 159.25 | 779.625 | 602.2842 | 0 | 0 | W134,R38,S0,IY,BN,CN,QY, | G4965, | C1512,LY,AN,FN,CCN,F80, | D8,DTY, | MN, | WY
| 1562 | 7846 | 05E25G12H13D07M01W02 | 1562 | W130,R30,S0,IN,BN,CN,QN,G4965,C1512,LY,AY,FY,CCY,F92,D6,DTY,MN,WY | 11.15 | 1.44 | 0.65 | 17.5 | 30.74 | 43.08% | 18.5% | 1 | 2413.877 | 1933.3125 | 1.0111 | 342.5139 | 378.63 | 0.54444 | 170.2315 | 72.03 | Walls:R13,Roof:R30,SlabEdge:R0,Infiltration:No,RadBarrier:No,CoolRoof:No,InsQuality:No | Window:0.49 U/0.65 SHGC | AirCond:15/12,ChargeLight:Yes,AirFlowTest:Yes,FanEnergyTest:Yes,MaxCoolCap:Yes,Furnace:0.92 | Duct:R6.0,DuctTest:Yes | Mass:Std | Dhw:62% EF | E25 | G12 | H13 | D07 | M01 | W02 | 0 | 159.25 | 1774.0625 | 480.5645 | 0 | 0 | W130,R30,S0,IN,BN,CN,QN, | G4965, | C1512,LY,AY,FY,CCY,F92, | D6,DTY, | MN, | WY
| 381 | 6665 | 05E18G12H09D07M01W02 | 381 | W134,R38,S0,IN,BN,CN,QN,G4965,C1310,LN,AN,FN,CCN,F96,D6,DTY,MN,WY | 8.4 | 1.48 | 0.65 | 17.5 | 28.03 | 41.5% | 25.69% | 1 | 2418.1576 | 1937.5932 | 1.0889 | 356.8708 | 341.46 | 0.46667 | 155.8746 | 109.2 | Walls:R13+R4 foam,Roof:R38,SlabEdge:R0,Infiltration:No,RadBarrier:No,CoolRoof:No,InsQuality:No | Window:0.49 U/0.65 SHGC | AirCond:13/10,ChargeLight:No,AirFlowTest:No,FanEnergyTest:No,MaxCoolCap:No,Furnace:0.96 | Duct:R6.0,DuctTest:Yes | Mass:Std | Dhw:62% EF | E18 | G12 | H09 | D07 | M01 | W02 | 413.3432 | 159.25 | 1365 | 480.5645 | 0 | 0 | W134,R38,S0,IN,BN,CN,QN, | G4965, | C1310,LN,AN,FN,CCN,F96, | D6,DTY, | MN, | WY
| 126 | 6410 | 05E17G09H12D07M01W02 | 126 | W130,R38,S0,IN,BN,CN,QN,G3756,C1312,LY,AY,FY,CCY,F92,D6,DTY,MN,WY | 10.12 | 0.84 | 0.65 | 17.5 | 29.11 | 66.8% | 22.83% | 1 | 2427.002 | 1946.4375 | 0.7 | 289.1884 | 366.03 | 0.85556 | 223.557 | 84.63 | Walls:R13,Roof:R38,SlabEdge:R0,Infiltration:No,RadBarrier:No,CoolRoof:No,InsQuality:No | Window:0.37 U/0.56 SHGC | AirCond:13/12,ChargeLight:Yes,AirFlowTest:Yes,FanEnergyTest:Yes,MaxCoolCap:Yes,Furnace:0.92 | Duct:R6.0,DuctTest:Yes | Mass:Std | Dhw:62% EF | E17 | G09 | H12 | D07 | M01 | W02 | 183.75 | 318.5 | 1444.1875 | 480.5645 | 0 | 0 | W130,R38,S0,IN,BN,CN,QN, | G3756, | C1312,LY,AY,FY,CCY,F92, | D6,DTY, | MN, | WY
| 181 | 6465 | 05E17G10H12D07M01W02 | 181 | W130,R38,S0,IN,BN,CN,QN,G3430,C1312,LY,AY,FY,CCY,F92,D6,DTY,MN,WY | 14.46 | 0.03 | 0.65 | 17.5 | 32.64 | 98.81% | 13.47% | 0 | 2427.002 | 1946.4375 | 0.077778 | 287.1374 | 420 | 1.4778 | 225.608 | 30.66 | Walls:R13,Roof:R38,SlabEdge:R0,Infiltration:No,RadBarrier:No,CoolRoof:No,InsQuality:No | Window:0.34 U/0.30 SHGC | AirCond:13/12,ChargeLight:Yes,AirFlowTest:Yes,FanEnergyTest:Yes,MaxCoolCap:Yes,Furnace:0.92 | Duct:R6.0,DuctTest:Yes | Mass:Std | Dhw:62% EF | E17 | G10 | H12 | D07 | M01 | W02 | 183.75 | 318.5 | 1444.1875 | 480.5645 | 0 | 0 | W130,R38,S0,IN,BN,CN,QN, | G3430, | C1312,LY,AY,FY,CCY,F92, | D6,DTY, | MN, | WY
| 11 | 6295 | 05E05G09H07D06M01W02 | 11 | W130,R30,S0,IN,BN,CN,QN,G3756,C1310,LN,AN,FN,CCN,F80,DC,DTY,MN,WY | 10.76 | 1.08 | 0.65 | 17.5 | 29.99 | 57.31% | 20.49% | 1 | 2428.2365 | 1947.672 | 0.85556 | 340.4629 | 371.91 | 0.7 | 172.2824 | 78.75 | Walls:R13,Roof:R30,SlabEdge:R0,Infiltration:No,RadBarrier:No,CoolRoof:No,InsQuality:No | Window:0.37 U/0.56 SHGC | AirCond:13/10,ChargeLight:No,AirFlowTest:No,FanEnergyTest:No,MaxCoolCap:No,Furnace:0.8 | Duct:Conditioned Space,DuctTest:Yes | Mass:Std | Dhw:62% EF | E05 | G09 | H07 | D06 | M01 | W02 | 0 | 318.5 | 0 | 2109.7365 | 0 | 0 | W130,R30,S0,IN,BN,CN,QN, | G3756, | C1310,LN,AN,FN,CCN,F80, | DC,DTY, | MN, | WY
| 1410 | 7694 | 05E25G09H07D06M01W02 | 1410 | W130,R30,S0,IN,BN,CN,QN,G3756,C1310,LN,AN,FN,CCN,F80,DC,DTY,MN,WY | 10.76 | 1.08 | 0.65 | 17.5 | 29.99 | 57.31% | 20.49% | 1 | 2428.2365 | 1947.672 | 0.85556 | 340.4629 | 371.91 | 0.7 | 172.2824 | 78.75 | Walls:R13,Roof:R30,SlabEdge:R0,Infiltration:No,RadBarrier:No,CoolRoof:No,InsQuality:No | Window:0.37 U/0.56 SHGC | AirCond:13/10,ChargeLight:No,AirFlowTest:No,FanEnergyTest:No,MaxCoolCap:No,Furnace:0.8 | Duct:Conditioned Space,DuctTest:Yes | Mass:Std | Dhw:62% EF | E25 | G09 | H07 | D06 | M01 | W02 | 0 | 318.5 | 0 | 2109.7365 | 0 | 0 | W130,R30,S0,IN,BN,CN,QN, | G3756, | C1310,LN,AN,FN,CCN,F80, | DC,DTY, | MN, | WY
| 1465 | 7749 | 05E25G10H07D06M01W02 | 1465 | W130,R30,S0,IN,BN,CN,QN,G3430,C1310,LN,AN,FN,CCN,F80,DC,DTY,MN,WY | 15.19 | 0.04 | 0.65 | 17.5 | 33.38 | 98.42% | 11.51% | 0 | 2428.2365 | 1947.672 | 0.15556 | 334.31 | 426.3 | 1.4 | 178.4354 | 24.36 | Walls:R13,Roof:R30,SlabEdge:R0,Infiltration:No,RadBarrier:No,CoolRoof:No,InsQuality:No | Window:0.34 U/0.30 SHGC | AirCond:13/10,ChargeLight:No,AirFlowTest:No,FanEnergyTest:No,MaxCoolCap:No,Furnace:0.8 | Duct:Conditioned Space,DuctTest:Yes | Mass:Std | Dhw:62% EF | E25 | G10 | H07 | D06 | M01 | W02 | 0 | 318.5 | 0 | 2109.7365 | 0 | 0 | W130,R30,S0,IN,BN,CN,QN, | G3430, | C1310,LN,AN,FN,CCN,F80, | DC,DTY, | MN, | WY
| 10 | 6294 | 05E05G09H07D06M01W01 | 10 | W130,R30,S0,IN,BN,CN,QN,G3756,C1310,LN,AN,FN,CCN,F80,DC,DTY,MN,WN | 10.76 | 1.08 | 0.65 | 18.87 | 31.36 | 57.31% | 16.86% | 1 | 2428.2365 | 1947.672 | 0.85556 | 340.4629 | 390.81 | 0.7 | 172.2824 | 59.85 | Walls:R13,Roof:R30,SlabEdge:R0,Infiltration:No,RadBarrier:No,CoolRoof:No,InsQuality:No | Window:0.37 U/0.56 SHGC | AirCond:13/10,ChargeLight:No,AirFlowTest:No,FanEnergyTest:No,MaxCoolCap:No,Furnace:0.8 | Duct:Conditioned Space,DuctTest:Yes | Mass:Std | Dhw:57% EF | E05 | G09 | H07 | D06 | M01 | W01 | 0 | 318.5 | 0 | 2109.7365 | 0 | 0 | W130,R30,S0,IN,BN,CN,QN, | G3756, | C1310,LN,AN,FN,CCN,F80, | DC,DTY, | MN, | WN
| 576 | 6860 | 05E19G12H14D05M01W02 | 576 | W134,R38,S0,IN,BY,CN,QN,G4965,C1512,LY,AN,FN,CCN,F80,D8,DTY,MN,WY | 10.12 | 0.63 | 0.65 | 17.5 | 28.9 | 75.1% | 23.38% | 1 | 2436.8461 | 1956.2817 | 0.62222 | 299.4433 | 363.93 | 0.93333 | 213.3021 | 86.73 | Walls:R13+R4 foam,Roof:R38,SlabEdge:R0,Infiltration:No,RadBarrier:Yes,CoolRoof:No,InsQuality:No | Window:0.49 U/0.65 SHGC | AirCond:15/12,ChargeLight:Yes,AirFlowTest:No,FanEnergyTest:No,MaxCoolCap:No,Furnace:0.8 | Duct:R8.0,DuctTest:Yes | Mass:Std | Dhw:62% EF | E19 | G12 | H14 | D05 | M01 | W02 | 895.6869 | 159.25 | 779.625 | 602.2842 | 0 | 0 | W134,R38,S0,IN,BY,CN,QN, | G4965, | C1512,LY,AN,FN,CCN,F80, | D8,DTY, | MN, | WY
| 798 | 7082 | 05E21G09H14D07M01W02 | 798 | W134,R38,S0,IY,BN,CN,QY,G3756,C1512,LY,AN,FN,CCN,F80,D6,DTY,MN,WY | 7.27 | 0.64 | 0.65 | 17.5 | 26.06 | 74.7% | 30.91% | 1 | 2450.5326 | 1969.9682 | 0.54444 | 258.4237 | 329.28 | 1.0111 | 254.3217 | 121.38 | Walls:R13+R4 foam,Roof:R38,SlabEdge:R0,Infiltration:Test 3.2 SLA,RadBarrier:No,CoolRoof:No,InsQuality:Yes | Window:0.37 U/0.56 SHGC | AirCond:15/12,ChargeLight:Yes,AirFlowTest:No,FanEnergyTest:No,MaxCoolCap:No,Furnace:0.8 | Duct:R6.0,DuctTest:Yes | Mass:Std | Dhw:62% EF | E21 | G09 | H14 | D07 | M01 | W02 | 871.8432 | 318.5 | 779.625 | 480.5645 | 0 | 0 | W134,R38,S0,IY,BN,CN,QY, | G3756, | C1512,LY,AN,FN,CCN,F80, | D6,DTY, | MN, | WY
| 853 | 7137 | 05E21G10H14D07M01W02 | 853 | W134,R38,S0,IY,BN,CN,QY,G3430,C1512,LY,AN,FN,CCN,F80,D6,DTY,MN,WY | 11.99 | 0.01 | 0.65 | 17.5 | 30.15 | 99.6% | 20.07% | 1 | 2450.5326 | 1969.9682 | 0 | 283.0355 | 387.03 | 1.5556 | 229.7099 | 63.63 | Walls:R13+R4 foam,Roof:R38,SlabEdge:R0,Infiltration:Test 3.2 SLA,RadBarrier:No,CoolRoof:No,InsQuality:Yes | Window:0.34 U/0.30 SHGC | AirCond:15/12,ChargeLight:Yes,AirFlowTest:No,FanEnergyTest:No,MaxCoolCap:No,Furnace:0.8 | Duct:R6.0,DuctTest:Yes | Mass:Std | Dhw:62% EF | E21 | G10 | H14 | D07 | M01 | W02 | 871.8432 | 318.5 | 779.625 | 480.5645 | 0 | 0 | W134,R38,S0,IY,BN,CN,QY, | G3430, | C1512,LY,AN,FN,CCN,F80, | D6,DTY, | MN, | WY
| 200 | 6484 | 05E17G12H07D06M01W02 | 200 | W130,R38,S0,IN,BN,CN,QN,G4965,C1310,LN,AN,FN,CCN,F80,DC,DTY,MN,WY | 11.15 | 1.58 | 0.65 | 17.5 | 30.88 | 37.55% | 18.13% | 1 | 2452.7365 | 1972.172 | 1.1667 | 381.4826 | 376.53 | 0.38889 | 131.2628 | 74.13 | Walls:R13,Roof:R38,SlabEdge:R0,Infiltration:No,RadBarrier:No,CoolRoof:No,InsQuality:No | Window:0.49 U/0.65 SHGC | AirCond:13/10,ChargeLight:No,AirFlowTest:No,FanEnergyTest:No,MaxCoolCap:No,Furnace:0.8 | Duct:Conditioned Space,DuctTest:Yes | Mass:Std | Dhw:62% EF | E17 | G12 | H07 | D06 | M01 | W02 | 183.75 | 159.25 | 0 | 2109.7365 | 0 | 0 | W130,R38,S0,IN,BN,CN,QN, | G4965, | C1310,LN,AN,FN,CCN,F80, | DC,DTY, | MN, | WY
| 1531 | 7815 | 05E25G12H08D07M01W03 | 1531 | W130,R30,S0,IN,BN,CN,QN,G4965,C1310,LN,AN,FN,CCN,F92,D6,DTY,MN,WT | 11.29 | 2.12 | 0.65 | 12.73 | 26.79 | 16.21% | 28.98% | 1 | 2459.8145 | 1979.25 | 1.4 | 445.063 | 310.17 | 0.15556 | 67.6824 | 140.49 | Walls:R13,Roof:R30,SlabEdge:R0,Infiltration:No,RadBarrier:No,CoolRoof:No,InsQuality:No | Window:0.49 U/0.65 SHGC | AirCond:13/10,ChargeLight:No,AirFlowTest:No,FanEnergyTest:No,MaxCoolCap:No,Furnace:0.92 | Duct:R6.0,DuctTest:Yes | Mass:Std | Dhw:84% EF Tankless | E25 | G12 | H08 | D07 | M01 | W03 | 0 | 159.25 | 682.5 | 480.5645 | 0 | 1137.5 | W130,R30,S0,IN,BN,CN,QN, | G4965, | C1310,LN,AN,FN,CCN,F92, | D6,DTY, | MN, | WT
| 111 | 6395 | 05E17G09H10D05M01W03 | 111 | W130,R38,S0,IN,BN,CN,QN,G3756,C1311,LY,AN,FN,CCN,F80,D8,DTY,MN,WT | 11.38 | 0.97 | 0.65 | 12.73 | 25.73 | 61.66% | 31.79% | 1 | 2464.2842 | 1983.7197 | 0.77778 | 342.5139 | 312.9 | 0.77778 | 170.2315 | 137.76 | Walls:R13,Roof:R38,SlabEdge:R0,Infiltration:No,RadBarrier:No,CoolRoof:No,InsQuality:No | Window:0.37 U/0.56 SHGC | AirCond:13/11,ChargeLight:Yes,AirFlowTest:No,FanEnergyTest:No,MaxCoolCap:No,Furnace:0.8 | Duct:R8.0,DuctTest:Yes | Mass:Std | Dhw:84% EF Tankless | E17 | G09 | H10 | D05 | M01 | W03 | 183.75 | 318.5 | 222.25 | 602.2842 | 0 | 1137.5 | W130,R38,S0,IN,BN,CN,QN, | G3756, | C1311,LY,AN,FN,CCN,F80, | D8,DTY, | MN, | WT
| 166 | 6450 | 05E17G10H10D05M01W03 | 166 | W130,R38,S0,IN,BN,CN,QN,G3430,C1311,LY,AN,FN,CCN,F80,D8,DTY,MN,WT | 16.29 | 0.03 | 0.65 | 12.73 | 29.7 | 98.81% | 21.26% | 1 | 2464.2842 | 1983.7197 | 0.077778 | 350.7178 | 373.17 | 1.4778 | 162.0275 | 77.49 | Walls:R13,Roof:R38,SlabEdge:R0,Infiltration:No,RadBarrier:No,CoolRoof:No,InsQuality:No | Window:0.34 U/0.30 SHGC | AirCond:13/11,ChargeLight:Yes,AirFlowTest:No,FanEnergyTest:No,MaxCoolCap:No,Furnace:0.8 | Duct:R8.0,DuctTest:Yes | Mass:Std | Dhw:84% EF Tankless | E17 | G10 | H10 | D05 | M01 | W03 | 183.75 | 318.5 | 222.25 | 602.2842 | 0 | 1137.5 | W130,R38,S0,IN,BN,CN,QN, | G3430, | C1311,LY,AN,FN,CCN,F80, | D8,DTY, | MN, | WT
| 104 | 6388 | 05E17G09H09D05M01W02 | 104 | W130,R38,S0,IN,BN,CN,QN,G3756,C1310,LN,AN,FN,CCN,F96,D8,DTY,MN,WY | 9.64 | 1.04 | 0.65 | 17.5 | 28.83 | 58.89% | 23.57% | 1 | 2469.5342 | 1988.9697 | 0.85556 | 348.6669 | 356.58 | 0.7 | 164.0785 | 94.08 | Walls:R13,Roof:R38,SlabEdge:R0,Infiltration:No,RadBarrier:No,CoolRoof:No,InsQuality:No | Window:0.37 U/0.56 SHGC | AirCond:13/10,ChargeLight:No,AirFlowTest:No,FanEnergyTest:No,MaxCoolCap:No,Furnace:0.96 | Duct:R8.0,DuctTest:Yes | Mass:Std | Dhw:62% EF | E17 | G09 | H09 | D05 | M01 | W02 | 183.75 | 318.5 | 1365 | 602.2842 | 0 | 0 | W130,R38,S0,IN,BN,CN,QN, | G3756, | C1310,LN,AN,FN,CCN,F96, | D8,DTY, | MN, | WY
| 159 | 6443 | 05E17G10H09D05M01W02 | 159 | W130,R38,S0,IN,BN,CN,QN,G3430,C1310,LN,AN,FN,CCN,F96,D8,DTY,MN,WY | 13.81 | 0.03 | 0.65 | 17.5 | 31.99 | 98.81% | 15.19% | 1 | 2469.5342 | 1988.9697 | 0.077778 | 350.7178 | 406.77 | 1.4778 | 162.0275 | 43.89 | Walls:R13,Roof:R38,SlabEdge:R0,Infiltration:No,RadBarrier:No,CoolRoof:No,InsQuality:No | Window:0.34 U/0.30 SHGC | AirCond:13/10,ChargeLight:No,AirFlowTest:No,FanEnergyTest:No,MaxCoolCap:No,Furnace:0.96 | Duct:R8.0,DuctTest:Yes | Mass:Std | Dhw:62% EF | E17 | G10 | H09 | D05 | M01 | W02 | 183.75 | 318.5 | 1365 | 602.2842 | 0 | 0 | W130,R38,S0,IN,BN,CN,QN, | G3430, | C1310,LN,AN,FN,CCN,F96, | D8,DTY, | MN, | WY
| 254 | 6538 | 05E18G09H07D05M01W03 | 254 | W134,R38,S0,IN,BN,CN,QN,G3756,C1310,LN,AN,FN,CCN,F80,D8,DTY,MN,WT | 8.95 | 0.79 | 0.65 | 12.73 | 23.12 | 68.77% | 38.71% | 2 | 2471.6274 | 1991.0629 | 0.7 | 297.3923 | 283.5 | 0.85556 | 215.3531 | 167.16 | Walls:R13+R4 foam,Roof:R38,SlabEdge:R0,Infiltration:No,RadBarrier:No,CoolRoof:No,InsQuality:No | Window:0.37 U/0.56 SHGC | AirCond:13/10,ChargeLight:No,AirFlowTest:No,FanEnergyTest:No,MaxCoolCap:No,Furnace:0.8 | Duct:R8.0,DuctTest:Yes | Mass:Std | Dhw:84% EF Tankless | E18 | G09 | H07 | D05 | M01 | W03 | 413.3432 | 318.5 | 0 | 602.2842 | 0 | 1137.5 | W134,R38,S0,IN,BN,CN,QN, | G3756, | C1310,LN,AN,FN,CCN,F80, | D8,DTY, | MN, | WT
| 309 | 6593 | 05E18G10H07D05M01W03 | 309 | W134,R38,S0,IN,BN,CN,QN,G3430,C1310,LN,AN,FN,CCN,F80,D8,DTY,MN,WT | 13.77 | 0.01 | 0.65 | 12.73 | 27.16 | 99.6% | 28% | 1 | 2471.6274 | 1991.0629 | 0 | 311.7492 | 342.3 | 1.5556 | 200.9962 | 108.36 | Walls:R13+R4 foam,Roof:R38,SlabEdge:R0,Infiltration:No,RadBarrier:No,CoolRoof:No,InsQuality:No | Window:0.34 U/0.30 SHGC | AirCond:13/10,ChargeLight:No,AirFlowTest:No,FanEnergyTest:No,MaxCoolCap:No,Furnace:0.8 | Duct:R8.0,DuctTest:Yes | Mass:Std | Dhw:84% EF Tankless | E18 | G10 | H07 | D05 | M01 | W03 | 413.3432 | 318.5 | 0 | 602.2842 | 0 | 1137.5 | W134,R38,S0,IN,BN,CN,QN, | G3430, | C1310,LN,AN,FN,CCN,F80, | D8,DTY, | MN, | WT
| 468 | 6752 | 05E19G09H14D07M01W02 | 468 | W134,R38,S0,IN,BY,CN,QN,G3756,C1512,LY,AN,FN,CCN,F80,D6,DTY,MN,WY | 9.67 | 0.28 | 0.65 | 17.5 | 28.1 | 88.93% | 25.5% | 1 | 2474.3764 | 1993.8119 | 0.38889 | 268.6786 | 358.47 | 1.1667 | 244.0668 | 92.19 | Walls:R13+R4 foam,Roof:R38,SlabEdge:R0,Infiltration:No,RadBarrier:Yes,CoolRoof:No,InsQuality:No | Window:0.37 U/0.56 SHGC | AirCond:15/12,ChargeLight:Yes,AirFlowTest:No,FanEnergyTest:No,MaxCoolCap:No,Furnace:0.8 | Duct:R6.0,DuctTest:Yes | Mass:Std | Dhw:62% EF | E19 | G09 | H14 | D07 | M01 | W02 | 895.6869 | 318.5 | 779.625 | 480.5645 | 0 | 0 | W134,R38,S0,IN,BY,CN,QN, | G3756, | C1512,LY,AN,FN,CCN,F80, | D6,DTY, | MN, | WY
| 523 | 6807 | 05E19G10H14D07M01W02 | 523 | W134,R38,S0,IN,BY,CN,QN,G3430,C1512,LY,AN,FN,CCN,F80,D6,DTY,MN,WY | 14.99 | 0 | 0.65 | 17.5 | 33.14 | 100% | 12.14% | 0 | 2474.3764 | 1993.8119 | 0 | 330.208 | 423.78 | 1.5556 | 182.5374 | 26.88 | Walls:R13+R4 foam,Roof:R38,SlabEdge:R0,Infiltration:No,RadBarrier:Yes,CoolRoof:No,InsQuality:No | Window:0.34 U/0.30 SHGC | AirCond:15/12,ChargeLight:Yes,AirFlowTest:No,FanEnergyTest:No,MaxCoolCap:No,Furnace:0.8 | Duct:R6.0,DuctTest:Yes | Mass:Std | Dhw:62% EF | E19 | G10 | H14 | D07 | M01 | W02 | 895.6869 | 318.5 | 779.625 | 480.5645 | 0 | 0 | W134,R38,S0,IN,BY,CN,QN, | G3430, | C1512,LY,AN,FN,CCN,F80, | D6,DTY, | MN, | WY
| 756 | 7040 | 05E21G09H08D05M01W02 | 756 | W134,R38,S0,IY,BN,CN,QY,G3756,C1310,LN,AN,FN,CCN,F92,D8,DTY,MN,WY | 6.23 | 0.75 | 0.65 | 17.5 | 25.13 | 70.36% | 33.38% | 1 | 2475.1274 | 1994.5629 | 0.62222 | 264.5766 | 316.05 | 0.93333 | 248.1688 | 134.61 | Walls:R13+R4 foam,Roof:R38,SlabEdge:R0,Infiltration:Test 3.2 SLA,RadBarrier:No,CoolRoof:No,InsQuality:Yes | Window:0.37 U/0.56 SHGC | AirCond:13/10,ChargeLight:No,AirFlowTest:No,FanEnergyTest:No,MaxCoolCap:No,Furnace:0.92 | Duct:R8.0,DuctTest:Yes | Mass:Std | Dhw:62% EF | E21 | G09 | H08 | D05 | M01 | W02 | 871.8432 | 318.5 | 682.5 | 602.2842 | 0 | 0 | W134,R38,S0,IY,BN,CN,QY, | G3756, | C1310,LN,AN,FN,CCN,F92, | D8,DTY, | MN, | WY
| 811 | 7095 | 05E21G10H08D05M01W02 | 811 | W134,R38,S0,IY,BN,CN,QY,G3430,C1310,LN,AN,FN,CCN,F92,D8,DTY,MN,WY | 10.3 | 0.01 | 0.65 | 17.5 | 28.46 | 99.6% | 24.55% | 1 | 2475.1274 | 1994.5629 | 0 | 278.9335 | 364.98 | 1.5556 | 233.8119 | 85.68 | Walls:R13+R4 foam,Roof:R38,SlabEdge:R0,Infiltration:Test 3.2 SLA,RadBarrier:No,CoolRoof:No,InsQuality:Yes | Window:0.34 U/0.30 SHGC | AirCond:13/10,ChargeLight:No,AirFlowTest:No,FanEnergyTest:No,MaxCoolCap:No,Furnace:0.92 | Duct:R8.0,DuctTest:Yes | Mass:Std | Dhw:62% EF | E21 | G10 | H08 | D05 | M01 | W02 | 871.8432 | 318.5 | 682.5 | 602.2842 | 0 | 0 | W134,R38,S0,IY,BN,CN,QY, | G3430, | C1310,LN,AN,FN,CCN,F92, | D8,DTY, | MN, | WY
| 401 | 6685 | 05E18G12H12D07M01W02 | 401 | W134,R38,S0,IN,BN,CN,QN,G4965,C1312,LY,AY,FY,CCY,F92,D6,DTY,MN,WY | 8.61 | 1.15 | 0.65 | 17.5 | 27.91 | 54.55% | 26.01% | 1 | 2497.3451 | 2016.7807 | 0.85556 | 289.1884 | 347.34 | 0.7 | 223.557 | 103.32 | Walls:R13+R4 foam,Roof:R38,SlabEdge:R0,Infiltration:No,RadBarrier:No,CoolRoof:No,InsQuality:No | Window:0.49 U/0.65 SHGC | AirCond:13/12,ChargeLight:Yes,AirFlowTest:Yes,FanEnergyTest:Yes,MaxCoolCap:Yes,Furnace:0.92 | Duct:R6.0,DuctTest:Yes | Mass:Std | Dhw:62% EF | E18 | G12 | H12 | D07 | M01 | W02 | 413.3432 | 159.25 | 1444.1875 | 480.5645 | 0 | 0 | W134,R38,S0,IN,BN,CN,QN, | G4965, | C1312,LY,AY,FY,CCY,F92, | D6,DTY, | MN, | WY
| 426 | 6710 | 05E19G09H08D05M01W02 | 426 | W134,R38,S0,IN,BY,CN,QN,G3756,C1310,LN,AN,FN,CCN,F92,D8,DTY,MN,WY | 8.32 | 0.34 | 0.65 | 17.5 | 26.81 | 86.56% | 28.92% | 1 | 2498.9711 | 2018.4067 | 0.46667 | 268.6786 | 341.25 | 1.0889 | 244.0668 | 109.41 | Walls:R13+R4 foam,Roof:R38,SlabEdge:R0,Infiltration:No,RadBarrier:Yes,CoolRoof:No,InsQuality:No | Window:0.37 U/0.56 SHGC | AirCond:13/10,ChargeLight:No,AirFlowTest:No,FanEnergyTest:No,MaxCoolCap:No,Furnace:0.92 | Duct:R8.0,DuctTest:Yes | Mass:Std | Dhw:62% EF | E19 | G09 | H08 | D05 | M01 | W02 | 895.6869 | 318.5 | 682.5 | 602.2842 | 0 | 0 | W134,R38,S0,IN,BY,CN,QN, | G3756, | C1310,LN,AN,FN,CCN,F92, | D8,DTY, | MN, | WY
| 481 | 6765 | 05E19G10H08D05M01W02 | 481 | W134,R38,S0,IN,BY,CN,QN,G3430,C1310,LN,AN,FN,CCN,F92,D8,DTY,MN,WY | 12.91 | 0 | 0.65 | 17.5 | 31.06 | 100% | 17.66% | 1 | 2498.9711 | 2018.4067 | 0 | 324.0551 | 396.9 | 1.5556 | 188.6903 | 53.76 | Walls:R13+R4 foam,Roof:R38,SlabEdge:R0,Infiltration:No,RadBarrier:Yes,CoolRoof:No,InsQuality:No | Window:0.34 U/0.30 SHGC | AirCond:13/10,ChargeLight:No,AirFlowTest:No,FanEnergyTest:No,MaxCoolCap:No,Furnace:0.92 | Duct:R8.0,DuctTest:Yes | Mass:Std | Dhw:62% EF | E19 | G10 | H08 | D05 | M01 | W02 | 895.6869 | 318.5 | 682.5 | 602.2842 | 0 | 0 | W134,R38,S0,IN,BY,CN,QN, | G3430, | C1310,LN,AN,FN,CCN,F92, | D8,DTY, | MN, | WY
| 1459 | 7743 | 05E25G09H14D07M01W03 | 1459 | W130,R30,S0,IN,BN,CN,QN,G3756,C1512,LY,AN,FN,CCN,F80,D6,DTY,MN,WT | 12.02 | 1.05 | 0.65 | 12.73 | 26.45 | 58.5% | 29.88% | 1 | 2716.1895 | 2235.625 | 0.77778 | 358.9218 | 320.46 | 0.77778 | 153.8236 | 130.2 | Walls:R13,Roof:R30,SlabEdge:R0,Infiltration:No,RadBarrier:No,CoolRoof:No,InsQuality:No | Window:0.37 U/0.56 SHGC | AirCond:15/12,ChargeLight:Yes,AirFlowTest:No,FanEnergyTest:No,MaxCoolCap:No,Furnace:0.8 | Duct:R6.0,DuctTest:Yes | Mass:Std | Dhw:84% EF Tankless | E25 | G09 | H14 | D07 | M01 | W03 | 0 | 318.5 | 779.625 | 480.5645 | 0 | 1137.5 | W130,R30,S0,IN,BN,CN,QN, | G3756, | C1512,LY,AN,FN,CCN,F80, | D6,DTY, | MN, | WT
| 42 | 6326 | 05E05G09H10D05M01W03 | 42 | W130,R30,S0,IN,BN,CN,QN,G3756,C1311,LY,AN,FN,CCN,F80,D8,DTY,MN,WT | 11.76 | 1.15 | 0.65 | 12.73 | 26.29 | 54.55% | 30.3% | 1 | 2280.5342 | 1799.9697 | 0.85556 | 360.9728 | 317.52 | 0.7 | 151.7726 | 133.14 | Walls:R13,Roof:R30,SlabEdge:R0,Infiltration:No,RadBarrier:No,CoolRoof:No,InsQuality:No | Window:0.37 U/0.56 SHGC | AirCond:13/11,ChargeLight:Yes,AirFlowTest:No,FanEnergyTest:No,MaxCoolCap:No,Furnace:0.8 | Duct:R8.0,DuctTest:Yes | Mass:Std | Dhw:84% EF Tankless | E05 | G09 | H10 | D05 | M01 | W03 | 0 | 318.5 | 222.25 | 602.2842 | 0 | 1137.5 | W130,R30,S0,IN,BN,CN,QN, | G3756, | C1311,LY,AN,FN,CCN,F80, | D8,DTY, | MN, | WT
| 1492 | 7776 | 05E25G10H11D05M01W03 | 1492 | W130,R30,S0,IN,BN,CN,QN,G3430,C1312,LY,AN,FN,CCN,F80,D8,DTY,MN,WT | 16.58 | 0.04 | 0.65 | 12.73 | 30 | 98.42% | 20.47% | 1 | 2508.0342 | 2027.4697 | 0.15556 | 358.9218 | 376.53 | 1.4 | 153.8236 | 74.13 | Walls:R13,Roof:R30,SlabEdge:R0,Infiltration:No,RadBarrier:No,CoolRoof:No,InsQuality:No | Window:0.34 U/0.30 SHGC | AirCond:13/12,ChargeLight:Yes,AirFlowTest:No,FanEnergyTest:No,MaxCoolCap:No,Furnace:0.8 | Duct:R8.0,DuctTest:Yes | Mass:Std | Dhw:84% EF Tankless | E25 | G10 | H11 | D05 | M01 | W03 | 0 | 318.5 | 449.75 | 602.2842 | 0 | 1137.5 | W130,R30,S0,IN,BN,CN,QN, | G3430, | C1312,LY,AN,FN,CCN,F80, | D8,DTY, | MN, | WT
| 694 | 6978 | 05E20G12H07D05M01W03 | 694 | W134,R38,S0,IY,BN,CN,QN,G4965,C1310,LN,AN,FN,CCN,F80,D8,DTY,MN,WT | 9.18 | 1.43 | 0.65 | 12.73 | 23.99 | 43.48% | 36.4% | 2 | 2518.8774 | 2038.3129 | 1.0111 | 342.5139 | 286.23 | 0.54444 | 170.2315 | 164.43 | Walls:R13+R4 foam,Roof:R38,SlabEdge:R0,Infiltration:Test 3.2 SLA,RadBarrier:No,CoolRoof:No,InsQuality:No | Window:0.49 U/0.65 SHGC | AirCond:13/10,ChargeLight:No,AirFlowTest:No,FanEnergyTest:No,MaxCoolCap:No,Furnace:0.8 | Duct:R8.0,DuctTest:Yes | Mass:Std | Dhw:84% EF Tankless | E20 | G12 | H07 | D05 | M01 | W03 | 619.8432 | 159.25 | 0 | 602.2842 | 0 | 1137.5 | W134,R38,S0,IY,BN,CN,QN, | G4965, | C1310,LN,AN,FN,CCN,F80, | D8,DTY, | MN, | WT
| 227 | 6511 | 05E17G12H11D05M01W03 | 227 | W130,R38,S0,IN,BN,CN,QN,G4965,C1312,LY,AN,FN,CCN,F80,D8,DTY,MN,WT | 12.16 | 1.67 | 0.65 | 12.73 | 27.21 | 33.99% | 27.86% | 1 | 2532.5342 | 2051.9697 | 1.1667 | 404.0434 | 322.35 | 0.38889 | 108.702 | 128.31 | Walls:R13,Roof:R38,SlabEdge:R0,Infiltration:No,RadBarrier:No,CoolRoof:No,InsQuality:No | Window:0.49 U/0.65 SHGC | AirCond:13/12,ChargeLight:Yes,AirFlowTest:No,FanEnergyTest:No,MaxCoolCap:No,Furnace:0.8 | Duct:R8.0,DuctTest:Yes | Mass:Std | Dhw:84% EF Tankless | E17 | G12 | H11 | D05 | M01 | W03 | 183.75 | 159.25 | 449.75 | 602.2842 | 0 | 1137.5 | W130,R38,S0,IN,BN,CN,QN, | G4965, | C1312,LY,AN,FN,CCN,F80, | D8,DTY, | MN, | WT
| 386 | 6670 | 05E18G12H10D05M01W03 | 386 | W134,R38,S0,IN,BN,CN,QN,G4965,C1311,LY,AN,FN,CCN,F80,D8,DTY,MN,WT | 9.69 | 1.33 | 0.65 | 12.73 | 24.4 | 47.43% | 35.31% | 2 | 2534.6274 | 2054.0629 | 0.93333 | 342.5139 | 292.32 | 0.62222 | 170.2315 | 158.34 | Walls:R13+R4 foam,Roof:R38,SlabEdge:R0,Infiltration:No,RadBarrier:No,CoolRoof:No,InsQuality:No | Window:0.49 U/0.65 SHGC | AirCond:13/11,ChargeLight:Yes,AirFlowTest:No,FanEnergyTest:No,MaxCoolCap:No,Furnace:0.8 | Duct:R8.0,DuctTest:Yes | Mass:Std | Dhw:84% EF Tankless | E18 | G12 | H10 | D05 | M01 | W03 | 413.3432 | 159.25 | 222.25 | 602.2842 | 0 | 1137.5 | W134,R38,S0,IN,BN,CN,QN, | G4965, | C1311,LY,AN,FN,CCN,F80, | D8,DTY, | MN, | WT
| 1560 | 7844 | 05E25G12H13D05M01W02 | 1560 | W130,R30,S0,IN,BN,CN,QN,G4965,C1512,LY,AY,FY,CCY,F92,D8,DTY,MN,WY | 10.93 | 1.39 | 0.65 | 17.5 | 30.47 | 45.06% | 19.22% | 1 | 2535.5967 | 2055.0322 | 0.93333 | 336.361 | 375.9 | 0.62222 | 176.3844 | 74.76 | Walls:R13,Roof:R30,SlabEdge:R0,Infiltration:No,RadBarrier:No,CoolRoof:No,InsQuality:No | Window:0.49 U/0.65 SHGC | AirCond:15/12,ChargeLight:Yes,AirFlowTest:Yes,FanEnergyTest:Yes,MaxCoolCap:Yes,Furnace:0.92 | Duct:R8.0,DuctTest:Yes | Mass:Std | Dhw:62% EF | E25 | G12 | H13 | D05 | M01 | W02 | 0 | 159.25 | 1774.0625 | 602.2842 | 0 | 0 | W130,R30,S0,IN,BN,CN,QN, | G4965, | C1512,LY,AY,FY,CCY,F92, | D8,DTY, | MN, | WY
| 379 | 6663 | 05E18G12H09D05M01W02 | 379 | W134,R38,S0,IN,BN,CN,QN,G4965,C1310,LN,AN,FN,CCN,F96,D8,DTY,MN,WY | 8.21 | 1.42 | 0.65 | 17.5 | 27.78 | 43.87% | 26.35% | 1 | 2539.8774 | 2059.3129 | 1.0111 | 348.6669 | 339.36 | 0.54444 | 164.0785 | 111.3 | Walls:R13+R4 foam,Roof:R38,SlabEdge:R0,Infiltration:No,RadBarrier:No,CoolRoof:No,InsQuality:No | Window:0.49 U/0.65 SHGC | AirCond:13/10,ChargeLight:No,AirFlowTest:No,FanEnergyTest:No,MaxCoolCap:No,Furnace:0.96 | Duct:R8.0,DuctTest:Yes | Mass:Std | Dhw:62% EF | E18 | G12 | H09 | D05 | M01 | W02 | 413.3432 | 159.25 | 1365 | 602.2842 | 0 | 0 | W134,R38,S0,IN,BN,CN,QN, | G4965, | C1310,LN,AN,FN,CCN,F96, | D8,DTY, | MN, | WY
| 124 | 6408 | 05E17G09H12D05M01W02 | 124 | W130,R38,S0,IN,BN,CN,QN,G3756,C1312,LY,AY,FY,CCY,F92,D8,DTY,MN,WY | 9.9 | 0.81 | 0.65 | 17.5 | 28.86 | 67.98% | 23.49% | 1 | 2548.7217 | 2068.1572 | 0.7 | 285.0864 | 363.3 | 0.85556 | 227.659 | 87.36 | Walls:R13,Roof:R38,SlabEdge:R0,Infiltration:No,RadBarrier:No,CoolRoof:No,InsQuality:No | Window:0.37 U/0.56 SHGC | AirCond:13/12,ChargeLight:Yes,AirFlowTest:Yes,FanEnergyTest:Yes,MaxCoolCap:Yes,Furnace:0.92 | Duct:R8.0,DuctTest:Yes | Mass:Std | Dhw:62% EF | E17 | G09 | H12 | D05 | M01 | W02 | 183.75 | 318.5 | 1444.1875 | 602.2842 | 0 | 0 | W130,R38,S0,IN,BN,CN,QN, | G3756, | C1312,LY,AY,FY,CCY,F92, | D8,DTY, | MN, | WY
| 179 | 6463 | 05E17G10H12D05M01W02 | 179 | W130,R38,S0,IN,BN,CN,QN,G3430,C1312,LY,AY,FY,CCY,F92,D8,DTY,MN,WY | 14.16 | 0.02 | 0.65 | 17.5 | 32.33 | 99.21% | 14.29% | 0 | 2548.7217 | 2068.1572 | 0.077778 | 283.0355 | 416.43 | 1.4778 | 229.7099 | 34.23 | Walls:R13,Roof:R38,SlabEdge:R0,Infiltration:No,RadBarrier:No,CoolRoof:No,InsQuality:No | Window:0.34 U/0.30 SHGC | AirCond:13/12,ChargeLight:Yes,AirFlowTest:Yes,FanEnergyTest:Yes,MaxCoolCap:Yes,Furnace:0.92 | Duct:R8.0,DuctTest:Yes | Mass:Std | Dhw:62% EF | E17 | G10 | H12 | D05 | M01 | W02 | 183.75 | 318.5 | 1444.1875 | 602.2842 | 0 | 0 | W130,R38,S0,IN,BN,CN,QN, | G3430, | C1312,LY,AY,FY,CCY,F92, | D8,DTY, | MN, | WY
| 588 | 6872 | 05E20G09H07D07M01W03 | 588 | W134,R38,S0,IY,BN,CN,QN,G3756,C1310,LN,AN,FN,CCN,F80,D6,DTY,MN,WT | 8.66 | 0.83 | 0.65 | 12.73 | 22.87 | 67.19% | 39.37% | 2 | 2556.4076 | 2075.8432 | 0.7 | 293.2904 | 279.93 | 0.85556 | 219.455 | 170.73 | Walls:R13+R4 foam,Roof:R38,SlabEdge:R0,Infiltration:Test 3.2 SLA,RadBarrier:No,CoolRoof:No,InsQuality:No | Window:0.37 U/0.56 SHGC | AirCond:13/10,ChargeLight:No,AirFlowTest:No,FanEnergyTest:No,MaxCoolCap:No,Furnace:0.8 | Duct:R6.0,DuctTest:Yes | Mass:Std | Dhw:84% EF Tankless | E20 | G09 | H07 | D07 | M01 | W03 | 619.8432 | 318.5 | 0 | 480.5645 | 0 | 1137.5 | W134,R38,S0,IY,BN,CN,QN, | G3756, | C1310,LN,AN,FN,CCN,F80, | D6,DTY, | MN, | WT
| 643 | 6927 | 05E20G10H07D07M01W03 | 643 | W134,R38,S0,IY,BN,CN,QN,G3430,C1310,LN,AN,FN,CCN,F80,D6,DTY,MN,WT | 13.51 | 0.01 | 0.65 | 12.73 | 26.9 | 99.6% | 28.69% | 1 | 2556.4076 | 2075.8432 | 0 | 307.6472 | 339.15 | 1.5556 | 205.0982 | 111.51 | Walls:R13+R4 foam,Roof:R38,SlabEdge:R0,Infiltration:Test 3.2 SLA,RadBarrier:No,CoolRoof:No,InsQuality:No | Window:0.34 U/0.30 SHGC | AirCond:13/10,ChargeLight:No,AirFlowTest:No,FanEnergyTest:No,MaxCoolCap:No,Furnace:0.8 | Duct:R6.0,DuctTest:Yes | Mass:Std | Dhw:84% EF Tankless | E20 | G10 | H07 | D07 | M01 | W03 | 619.8432 | 318.5 | 0 | 480.5645 | 0 | 1137.5 | W134,R38,S0,IY,BN,CN,QN, | G3430, | C1310,LN,AN,FN,CCN,F80, | D6,DTY, | MN, | WT
| 1569 | 7853 | 05E25G12H14D07M01W03 | 1569 | W130,R30,S0,IN,BN,CN,QN,G4965,C1512,LY,AN,FN,CCN,F80,D6,DTY,MN,WT | 12.83 | 1.74 | 0.65 | 12.73 | 27.95 | 31.23% | 25.9% | 1 | 2556.9395 | 2076.375 | 1.1667 | 418.4002 | 330.33 | 0.38889 | 94.3452 | 120.33 | Walls:R13,Roof:R30,SlabEdge:R0,Infiltration:No,RadBarrier:No,CoolRoof:No,InsQuality:No | Window:0.49 U/0.65 SHGC | AirCond:15/12,ChargeLight:Yes,AirFlowTest:No,FanEnergyTest:No,MaxCoolCap:No,Furnace:0.8 | Duct:R6.0,DuctTest:Yes | Mass:Std | Dhw:84% EF Tankless | E25 | G12 | H14 | D07 | M01 | W03 | 0 | 159.25 | 779.625 | 480.5645 | 0 | 1137.5 | W130,R30,S0,IN,BN,CN,QN, | G4965, | C1512,LY,AN,FN,CCN,F80, | D6,DTY, | MN, | WT
| 121 | 6405 | 05E17G09H11D07M01W03 | 121 | W130,R38,S0,IN,BN,CN,QN,G3756,C1312,LY,AN,FN,CCN,F80,D6,DTY,MN,WT | 11.64 | 1.01 | 0.65 | 12.73 | 26.03 | 60.08% | 30.99% | 1 | 2570.0645 | 2089.5 | 0.85556 | 350.7178 | 316.05 | 0.7 | 162.0275 | 134.61 | Walls:R13,Roof:R38,SlabEdge:R0,Infiltration:No,RadBarrier:No,CoolRoof:No,InsQuality:No | Window:0.37 U/0.56 SHGC | AirCond:13/12,ChargeLight:Yes,AirFlowTest:No,FanEnergyTest:No,MaxCoolCap:No,Furnace:0.8 | Duct:R6.0,DuctTest:Yes | Mass:Std | Dhw:84% EF Tankless | E17 | G09 | H11 | D07 | M01 | W03 | 183.75 | 318.5 | 449.75 | 480.5645 | 0 | 1137.5 | W130,R38,S0,IN,BN,CN,QN, | G3756, | C1312,LY,AN,FN,CCN,F80, | D6,DTY, | MN, | WT
| 176 | 6460 | 05E17G10H11D07M01W03 | 176 | W130,R38,S0,IN,BN,CN,QN,G3430,C1312,LY,AN,FN,CCN,F80,D6,DTY,MN,WT | 16.63 | 0.03 | 0.65 | 12.73 | 30.04 | 98.81% | 20.36% | 1 | 2570.0645 | 2089.5 | 0.077778 | 356.8708 | 377.37 | 1.4778 | 155.8746 | 73.29 | Walls:R13,Roof:R38,SlabEdge:R0,Infiltration:No,RadBarrier:No,CoolRoof:No,InsQuality:No | Window:0.34 U/0.30 SHGC | AirCond:13/12,ChargeLight:Yes,AirFlowTest:No,FanEnergyTest:No,MaxCoolCap:No,Furnace:0.8 | Duct:R6.0,DuctTest:Yes | Mass:Std | Dhw:84% EF Tankless | E17 | G10 | H11 | D07 | M01 | W03 | 183.75 | 318.5 | 449.75 | 480.5645 | 0 | 1137.5 | W130,R38,S0,IN,BN,CN,QN, | G3430, | C1312,LY,AN,FN,CCN,F80, | D6,DTY, | MN, | WT
| 278 | 6562 | 05E18G09H10D07M01W03 | 278 | W134,R38,S0,IN,BN,CN,QN,G3756,C1311,LY,AN,FN,CCN,F80,D6,DTY,MN,WT | 9.17 | 0.77 | 0.65 | 12.73 | 23.32 | 69.57% | 38.18% | 2 | 2572.1576 | 2091.5932 | 0.7 | 297.3923 | 286.02 | 0.85556 | 215.3531 | 164.64 | Walls:R13+R4 foam,Roof:R38,SlabEdge:R0,Infiltration:No,RadBarrier:No,CoolRoof:No,InsQuality:No | Window:0.37 U/0.56 SHGC | AirCond:13/11,ChargeLight:Yes,AirFlowTest:No,FanEnergyTest:No,MaxCoolCap:No,Furnace:0.8 | Duct:R6.0,DuctTest:Yes | Mass:Std | Dhw:84% EF Tankless | E18 | G09 | H10 | D07 | M01 | W03 | 413.3432 | 318.5 | 222.25 | 480.5645 | 0 | 1137.5 | W134,R38,S0,IN,BN,CN,QN, | G3756, | C1311,LY,AN,FN,CCN,F80, | D6,DTY, | MN, | WT
| 333 | 6617 | 05E18G10H10D07M01W03 | 333 | W134,R38,S0,IN,BN,CN,QN,G3430,C1311,LY,AN,FN,CCN,F80,D6,DTY,MN,WT | 14.09 | 0.01 | 0.65 | 12.73 | 27.48 | 99.6% | 27.15% | 1 | 2572.1576 | 2091.5932 | 0 | 317.9021 | 346.08 | 1.5556 | 194.8432 | 104.58 | Walls:R13+R4 foam,Roof:R38,SlabEdge:R0,Infiltration:No,RadBarrier:No,CoolRoof:No,InsQuality:No | Window:0.34 U/0.30 SHGC | AirCond:13/11,ChargeLight:Yes,AirFlowTest:No,FanEnergyTest:No,MaxCoolCap:No,Furnace:0.8 | Duct:R6.0,DuctTest:Yes | Mass:Std | Dhw:84% EF Tankless | E18 | G10 | H10 | D07 | M01 | W03 | 413.3432 | 318.5 | 222.25 | 480.5645 | 0 | 1137.5 | W134,R38,S0,IN,BN,CN,QN, | G3430, | C1311,LY,AN,FN,CCN,F80, | D6,DTY, | MN, | WT
| 796 | 7080 | 05E21G09H14D05M01W02 | 796 | W134,R38,S0,IY,BN,CN,QY,G3756,C1512,LY,AN,FN,CCN,F80,D8,DTY,MN,WY | 7.07 | 0.61 | 0.65 | 17.5 | 25.83 | 75.89% | 31.52% | 1 | 2572.2524 | 2091.6879 | 0.46667 | 252.2707 | 326.97 | 1.0889 | 260.4747 | 123.69 | Walls:R13+R4 foam,Roof:R38,SlabEdge:R0,Infiltration:Test 3.2 SLA,RadBarrier:No,CoolRoof:No,InsQuality:Yes | Window:0.37 U/0.56 SHGC | AirCond:15/12,ChargeLight:Yes,AirFlowTest:No,FanEnergyTest:No,MaxCoolCap:No,Furnace:0.8 | Duct:R8.0,DuctTest:Yes | Mass:Std | Dhw:62% EF | E21 | G09 | H14 | D05 | M01 | W02 | 871.8432 | 318.5 | 779.625 | 602.2842 | 0 | 0 | W134,R38,S0,IY,BN,CN,QY, | G3756, | C1512,LY,AN,FN,CCN,F80, | D8,DTY, | MN, | WY
| 851 | 7135 | 05E21G10H14D05M01W02 | 851 | W134,R38,S0,IY,BN,CN,QY,G3430,C1512,LY,AN,FN,CCN,F80,D8,DTY,MN,WY | 11.69 | 0.01 | 0.65 | 17.5 | 29.85 | 99.6% | 20.86% | 1 | 2572.2524 | 2091.6879 | 0 | 278.9335 | 383.25 | 1.5556 | 233.8119 | 67.41 | Walls:R13+R4 foam,Roof:R38,SlabEdge:R0,Infiltration:Test 3.2 SLA,RadBarrier:No,CoolRoof:No,InsQuality:Yes | Window:0.34 U/0.30 SHGC | AirCond:15/12,ChargeLight:Yes,AirFlowTest:No,FanEnergyTest:No,MaxCoolCap:No,Furnace:0.8 | Duct:R8.0,DuctTest:Yes | Mass:Std | Dhw:62% EF | E21 | G10 | H14 | D05 | M01 | W02 | 871.8432 | 318.5 | 779.625 | 602.2842 | 0 | 0 | W134,R38,S0,IY,BN,CN,QY, | G3430, | C1512,LY,AN,FN,CCN,F80, | D8,DTY, | MN, | WY
| 74 | 6358 | 05E05G09H13D07M01W02 | 74 | W130,R30,S0,IN,BN,CN,QN,G3756,C1512,LY,AY,FY,CCY,F92,D6,DTY,MN,WY | 10.45 | 0.87 | 0.65 | 17.5 | 29.47 | 65.61% | 21.87% | 1 | 2573.127 | 2092.5625 | 0.7 | 293.2904 | 370.02 | 0.85556 | 219.455 | 80.64 | Walls:R13,Roof:R30,SlabEdge:R0,Infiltration:No,RadBarrier:No,CoolRoof:No,InsQuality:No | Window:0.37 U/0.56 SHGC | AirCond:15/12,ChargeLight:Yes,AirFlowTest:Yes,FanEnergyTest:Yes,MaxCoolCap:Yes,Furnace:0.92 | Duct:R6.0,DuctTest:Yes | Mass:Std | Dhw:62% EF | E05 | G09 | H13 | D07 | M01 | W02 | 0 | 318.5 | 1774.0625 | 480.5645 | 0 | 0 | W130,R30,S0,IN,BN,CN,QN, | G3756, | C1512,LY,AY,FY,CCY,F92, | D6,DTY, | MN, | WY
| 1452 | 7736 | 05E25G09H13D07M01W02 | 1452 | W130,R30,S0,IN,BN,CN,QN,G3756,C1512,LY,AY,FY,CCY,F92,D6,DTY,MN,WY | 10.45 | 0.87 | 0.65 | 17.5 | 29.47 | 65.61% | 21.87% | 1 | 2573.127 | 2092.5625 | 0.7 | 293.2904 | 370.02 | 0.85556 | 219.455 | 80.64 | Walls:R13,Roof:R30,SlabEdge:R0,Infiltration:No,RadBarrier:No,CoolRoof:No,InsQuality:No | Window:0.37 U/0.56 SHGC | AirCond:15/12,ChargeLight:Yes,AirFlowTest:Yes,FanEnergyTest:Yes,MaxCoolCap:Yes,Furnace:0.92 | Duct:R6.0,DuctTest:Yes | Mass:Std | Dhw:62% EF | E25 | G09 | H13 | D07 | M01 | W02 | 0 | 318.5 | 1774.0625 | 480.5645 | 0 | 0 | W130,R30,S0,IN,BN,CN,QN, | G3756, | C1512,LY,AY,FY,CCY,F92, | D6,DTY, | MN, | WY
| 1507 | 7791 | 05E25G10H13D07M01W02 | 1507 | W130,R30,S0,IN,BN,CN,QN,G3430,C1512,LY,AY,FY,CCY,F92,D6,DTY,MN,WY | 14.7 | 0.03 | 0.65 | 17.5 | 32.88 | 98.81% | 12.83% | 0 | 2573.127 | 2092.5625 | 0.077778 | 289.1884 | 422.94 | 1.4778 | 223.557 | 27.72 | Walls:R13,Roof:R30,SlabEdge:R0,Infiltration:No,RadBarrier:No,CoolRoof:No,InsQuality:No | Window:0.34 U/0.30 SHGC | AirCond:15/12,ChargeLight:Yes,AirFlowTest:Yes,FanEnergyTest:Yes,MaxCoolCap:Yes,Furnace:0.92 | Duct:R6.0,DuctTest:Yes | Mass:Std | Dhw:62% EF | E25 | G10 | H13 | D07 | M01 | W02 | 0 | 318.5 | 1774.0625 | 480.5645 | 0 | 0 | W130,R30,S0,IN,BN,CN,QN, | G3430, | C1512,LY,AY,FY,CCY,F92, | D6,DTY, | MN, | WY
| 73 | 6357 | 05E05G09H13D07M01W01 | 73 | W130,R30,S0,IN,BN,CN,QN,G3756,C1512,LY,AY,FY,CCY,F92,D6,DTY,MN,WN | 10.45 | 0.87 | 0.65 | 18.87 | 30.84 | 65.61% | 18.24% | 1 | 2573.127 | 2092.5625 | 0.7 | 293.2904 | 388.92 | 0.85556 | 219.455 | 61.74 | Walls:R13,Roof:R30,SlabEdge:R0,Infiltration:No,RadBarrier:No,CoolRoof:No,InsQuality:No | Window:0.37 U/0.56 SHGC | AirCond:15/12,ChargeLight:Yes,AirFlowTest:Yes,FanEnergyTest:Yes,MaxCoolCap:Yes,Furnace:0.92 | Duct:R6.0,DuctTest:Yes | Mass:Std | Dhw:57% EF | E05 | G09 | H13 | D07 | M01 | W01 | 0 | 318.5 | 1774.0625 | 480.5645 | 0 | 0 | W130,R30,S0,IN,BN,CN,QN, | G3756, | C1512,LY,AY,FY,CCY,F92, | D6,DTY, | MN, | WN
| 271 | 6555 | 05E18G09H09D07M01W02 | 271 | W134,R38,S0,IN,BN,CN,QN,G3756,C1310,LN,AN,FN,CCN,F96,D6,DTY,MN,WY | 7.77 | 0.83 | 0.65 | 17.5 | 26.75 | 67.19% | 29.08% | 1 | 2577.4076 | 2096.8432 | 0.7 | 301.4943 | 334.11 | 0.85556 | 211.2511 | 116.55 | Walls:R13+R4 foam,Roof:R38,SlabEdge:R0,Infiltration:No,RadBarrier:No,CoolRoof:No,InsQuality:No | Window:0.37 U/0.56 SHGC | AirCond:13/10,ChargeLight:No,AirFlowTest:No,FanEnergyTest:No,MaxCoolCap:No,Furnace:0.96 | Duct:R6.0,DuctTest:Yes | Mass:Std | Dhw:62% EF | E18 | G09 | H09 | D07 | M01 | W02 | 413.3432 | 318.5 | 1365 | 480.5645 | 0 | 0 | W134,R38,S0,IN,BN,CN,QN, | G3756, | C1310,LN,AN,FN,CCN,F96, | D6,DTY, | MN, | WY
| 326 | 6610 | 05E18G10H09D07M01W02 | 326 | W134,R38,S0,IN,BN,CN,QN,G3430,C1310,LN,AN,FN,CCN,F96,D6,DTY,MN,WY | 11.94 | 0.01 | 0.65 | 17.5 | 30.1 | 99.6% | 20.2% | 1 | 2577.4076 | 2096.8432 | 0 | 317.9021 | 384.3 | 1.5556 | 194.8432 | 66.36 | Walls:R13+R4 foam,Roof:R38,SlabEdge:R0,Infiltration:No,RadBarrier:No,CoolRoof:No,InsQuality:No | Window:0.34 U/0.30 SHGC | AirCond:13/10,ChargeLight:No,AirFlowTest:No,FanEnergyTest:No,MaxCoolCap:No,Furnace:0.96 | Duct:R6.0,DuctTest:Yes | Mass:Std | Dhw:62% EF | E18 | G10 | H09 | D07 | M01 | W02 | 413.3432 | 318.5 | 1365 | 480.5645 | 0 | 0 | W134,R38,S0,IN,BN,CN,QN, | G3430, | C1310,LN,AN,FN,CCN,F96, | D6,DTY, | MN, | WY
| 1527 | 7811 | 05E25G12H08D05M01W03 | 1527 | W130,R30,S0,IN,BN,CN,QN,G4965,C1310,LN,AN,FN,CCN,F92,D8,DTY,MN,WT | 11.07 | 2.05 | 0.65 | 12.73 | 26.5 | 18.97% | 29.75% | 1 | 2581.5342 | 2100.9697 | 1.4 | 436.8591 | 307.65 | 0.15556 | 75.8863 | 143.01 | Walls:R13,Roof:R30,SlabEdge:R0,Infiltration:No,RadBarrier:No,CoolRoof:No,InsQuality:No | Window:0.49 U/0.65 SHGC | AirCond:13/10,ChargeLight:No,AirFlowTest:No,FanEnergyTest:No,MaxCoolCap:No,Furnace:0.92 | Duct:R8.0,DuctTest:Yes | Mass:Std | Dhw:84% EF Tankless | E25 | G12 | H08 | D05 | M01 | W03 | 0 | 159.25 | 682.5 | 602.2842 | 0 | 1137.5 | W130,R30,S0,IN,BN,CN,QN, | G4965, | C1310,LN,AN,FN,CCN,F92, | D8,DTY, | MN, | WT
| 466 | 6750 | 05E19G09H14D05M01W02 | 466 | W134,R38,S0,IN,BY,CN,QN,G3756,C1512,LY,AN,FN,CCN,F80,D8,DTY,MN,WY | 9.45 | 0.27 | 0.65 | 17.5 | 27.87 | 89.33% | 26.11% | 1 | 2596.0961 | 2115.5317 | 0.38889 | 262.5256 | 355.95 | 1.1667 | 250.2197 | 94.71 | Walls:R13+R4 foam,Roof:R38,SlabEdge:R0,Infiltration:No,RadBarrier:Yes,CoolRoof:No,InsQuality:No | Window:0.37 U/0.56 SHGC | AirCond:15/12,ChargeLight:Yes,AirFlowTest:No,FanEnergyTest:No,MaxCoolCap:No,Furnace:0.8 | Duct:R8.0,DuctTest:Yes | Mass:Std | Dhw:62% EF | E19 | G09 | H14 | D05 | M01 | W02 | 895.6869 | 318.5 | 779.625 | 602.2842 | 0 | 0 | W134,R38,S0,IN,BY,CN,QN, | G3756, | C1512,LY,AN,FN,CCN,F80, | D8,DTY, | MN, | WY
| 521 | 6805 | 05E19G10H14D05M01W02 | 521 | W134,R38,S0,IN,BY,CN,QN,G3430,C1512,LY,AN,FN,CCN,F80,D8,DTY,MN,WY | 14.66 | 0 | 0.65 | 17.5 | 32.81 | 100% | 13.02% | 0 | 2596.0961 | 2115.5317 | 0 | 324.0551 | 420 | 1.5556 | 188.6903 | 30.66 | Walls:R13+R4 foam,Roof:R38,SlabEdge:R0,Infiltration:No,RadBarrier:Yes,CoolRoof:No,InsQuality:No | Window:0.34 U/0.30 SHGC | AirCond:15/12,ChargeLight:Yes,AirFlowTest:No,FanEnergyTest:No,MaxCoolCap:No,Furnace:0.8 | Duct:R8.0,DuctTest:Yes | Mass:Std | Dhw:62% EF | E19 | G10 | H14 | D05 | M01 | W02 | 895.6869 | 318.5 | 779.625 | 602.2842 | 0 | 0 | W134,R38,S0,IN,BY,CN,QN, | G3430, | C1512,LY,AN,FN,CCN,F80, | D8,DTY, | MN, | WY
| 242 | 6526 | 05E17G12H13D07M01W02 | 242 | W130,R38,S0,IN,BN,CN,QN,G4965,C1512,LY,AY,FY,CCY,F92,D6,DTY,MN,WY | 10.8 | 1.27 | 0.65 | 17.5 | 30.22 | 49.8% | 19.88% | 1 | 2597.627 | 2117.0625 | 0.93333 | 326.1061 | 374.22 | 0.62222 | 186.6393 | 76.44 | Walls:R13,Roof:R38,SlabEdge:R0,Infiltration:No,RadBarrier:No,CoolRoof:No,InsQuality:No | Window:0.49 U/0.65 SHGC | AirCond:15/12,ChargeLight:Yes,AirFlowTest:Yes,FanEnergyTest:Yes,MaxCoolCap:Yes,Furnace:0.92 | Duct:R6.0,DuctTest:Yes | Mass:Std | Dhw:62% EF | E17 | G12 | H13 | D07 | M01 | W02 | 183.75 | 159.25 | 1774.0625 | 480.5645 | 0 | 0 | W130,R38,S0,IN,BN,CN,QN, | G4965, | C1512,LY,AY,FY,CCY,F92, | D6,DTY, | MN, | WY
| 90 | 6374 | 05E17G09H07D06M01W02 | 90 | W130,R38,S0,IN,BN,CN,QN,G3756,C1310,LN,AN,FN,CCN,F80,DC,DTY,MN,WY | 10.39 | 0.9 | 0.65 | 17.5 | 29.44 | 64.43% | 21.95% | 1 | 2611.9865 | 2131.422 | 0.77778 | 324.0551 | 367.29 | 0.77778 | 188.6903 | 83.37 | Walls:R13,Roof:R38,SlabEdge:R0,Infiltration:No,RadBarrier:No,CoolRoof:No,InsQuality:No | Window:0.37 U/0.56 SHGC | AirCond:13/10,ChargeLight:No,AirFlowTest:No,FanEnergyTest:No,MaxCoolCap:No,Furnace:0.8 | Duct:Conditioned Space,DuctTest:Yes | Mass:Std | Dhw:62% EF | E17 | G09 | H07 | D06 | M01 | W02 | 183.75 | 318.5 | 0 | 2109.7365 | 0 | 0 | W130,R38,S0,IN,BN,CN,QN, | G3756, | C1310,LN,AN,FN,CCN,F80, | DC,DTY, | MN, | WY
| 145 | 6429 | 05E17G10H07D06M01W02 | 145 | W130,R38,S0,IN,BN,CN,QN,G3430,C1310,LN,AN,FN,CCN,F80,DC,DTY,MN,WY | 14.89 | 0.03 | 0.65 | 17.5 | 33.07 | 98.81% | 12.33% | 0 | 2611.9865 | 2131.422 | 0.077778 | 330.208 | 422.52 | 1.4778 | 182.5374 | 28.14 | Walls:R13,Roof:R38,SlabEdge:R0,Infiltration:No,RadBarrier:No,CoolRoof:No,InsQuality:No | Window:0.34 U/0.30 SHGC | AirCond:13/10,ChargeLight:No,AirFlowTest:No,FanEnergyTest:No,MaxCoolCap:No,Furnace:0.8 | Duct:Conditioned Space,DuctTest:Yes | Mass:Std | Dhw:62% EF | E17 | G10 | H07 | D06 | M01 | W02 | 183.75 | 318.5 | 0 | 2109.7365 | 0 | 0 | W130,R38,S0,IN,BN,CN,QN, | G3430, | C1310,LN,AN,FN,CCN,F80, | DC,DTY, | MN, | WY
| 27 | 6311 | 05E05G09H08D07M01W03 | 27 | W130,R30,S0,IN,BN,CN,QN,G3756,C1310,LN,AN,FN,CCN,F92,D6,DTY,MN,WT | 10.59 | 1.28 | 0.65 | 12.73 | 25.25 | 49.41% | 33.06% | 1 | 2619.0645 | 2138.5 | 1.0111 | 375.3296 | 301.77 | 0.54444 | 137.4158 | 148.89 | Walls:R13,Roof:R30,SlabEdge:R0,Infiltration:No,RadBarrier:No,CoolRoof:No,InsQuality:No | Window:0.37 U/0.56 SHGC | AirCond:13/10,ChargeLight:No,AirFlowTest:No,FanEnergyTest:No,MaxCoolCap:No,Furnace:0.92 | Duct:R6.0,DuctTest:Yes | Mass:Std | Dhw:84% EF Tankless | E05 | G09 | H08 | D07 | M01 | W03 | 0 | 318.5 | 682.5 | 480.5645 | 0 | 1137.5 | W130,R30,S0,IN,BN,CN,QN, | G3756, | C1310,LN,AN,FN,CCN,F92, | D6,DTY, | MN, | WT
| 1421 | 7705 | 05E25G09H08D07M01W03 | 1421 | W130,R30,S0,IN,BN,CN,QN,G3756,C1310,LN,AN,FN,CCN,F92,D6,DTY,MN,WT | 10.59 | 1.28 | 0.65 | 12.73 | 25.25 | 49.41% | 33.06% | 1 | 2619.0645 | 2138.5 | 1.0111 | 375.3296 | 301.77 | 0.54444 | 137.4158 | 148.89 | Walls:R13,Roof:R30,SlabEdge:R0,Infiltration:No,RadBarrier:No,CoolRoof:No,InsQuality:No | Window:0.37 U/0.56 SHGC | AirCond:13/10,ChargeLight:No,AirFlowTest:No,FanEnergyTest:No,MaxCoolCap:No,Furnace:0.92 | Duct:R6.0,DuctTest:Yes | Mass:Std | Dhw:84% EF Tankless | E25 | G09 | H08 | D07 | M01 | W03 | 0 | 318.5 | 682.5 | 480.5645 | 0 | 1137.5 | W130,R30,S0,IN,BN,CN,QN, | G3756, | C1310,LN,AN,FN,CCN,F92, | D6,DTY, | MN, | WT
| 1476 | 7760 | 05E25G10H08D07M01W03 | 1476 | W130,R30,S0,IN,BN,CN,QN,G3430,C1310,LN,AN,FN,CCN,F92,D6,DTY,MN,WT | 14.9 | 0.04 | 0.65 | 12.73 | 28.32 | 98.42% | 24.92% | 1 | 2619.0645 | 2138.5 | 0.15556 | 363.0237 | 354.06 | 1.4 | 149.7217 | 96.6 | Walls:R13,Roof:R30,SlabEdge:R0,Infiltration:No,RadBarrier:No,CoolRoof:No,InsQuality:No | Window:0.34 U/0.30 SHGC | AirCond:13/10,ChargeLight:No,AirFlowTest:No,FanEnergyTest:No,MaxCoolCap:No,Furnace:0.92 | Duct:R6.0,DuctTest:Yes | Mass:Std | Dhw:84% EF Tankless | E25 | G10 | H08 | D07 | M01 | W03 | 0 | 318.5 | 682.5 | 480.5645 | 0 | 1137.5 | W130,R30,S0,IN,BN,CN,QN, | G3430, | C1310,LN,AN,FN,CCN,F92, | D6,DTY, | MN, | WT
| 399 | 6683 | 05E18G12H12D05M01W02 | 399 | W134,R38,S0,IN,BN,CN,QN,G4965,C1312,LY,AY,FY,CCY,F92,D8,DTY,MN,WY | 8.42 | 1.1 | 0.65 | 17.5 | 27.67 | 56.52% | 26.64% | 1 | 2619.0649 | 2138.5004 | 0.77778 | 285.0864 | 345.03 | 0.77778 | 227.659 | 105.63 | Walls:R13+R4 foam,Roof:R38,SlabEdge:R0,Infiltration:No,RadBarrier:No,CoolRoof:No,InsQuality:No | Window:0.49 U/0.65 SHGC | AirCond:13/12,ChargeLight:Yes,AirFlowTest:Yes,FanEnergyTest:Yes,MaxCoolCap:Yes,Furnace:0.92 | Duct:R8.0,DuctTest:Yes | Mass:Std | Dhw:62% EF | E18 | G12 | H12 | D05 | M01 | W02 | 413.3432 | 159.25 | 1444.1875 | 602.2842 | 0 | 0 | W134,R38,S0,IN,BN,CN,QN, | G4965, | C1312,LY,AY,FY,CCY,F92, | D8,DTY, | MN, | WY
| 718 | 7002 | 05E20G12H10D07M01W03 | 718 | W134,R38,S0,IY,BN,CN,QN,G4965,C1311,LY,AN,FN,CCN,F80,D6,DTY,MN,WT | 9.4 | 1.38 | 0.65 | 12.73 | 24.16 | 45.45% | 35.95% | 2 | 2619.4076 | 2138.8432 | 0.93333 | 342.5139 | 288.75 | 0.62222 | 170.2315 | 161.91 | Walls:R13+R4 foam,Roof:R38,SlabEdge:R0,Infiltration:Test 3.2 SLA,RadBarrier:No,CoolRoof:No,InsQuality:No | Window:0.49 U/0.65 SHGC | AirCond:13/11,ChargeLight:Yes,AirFlowTest:No,FanEnergyTest:No,MaxCoolCap:No,Furnace:0.8 | Duct:R6.0,DuctTest:Yes | Mass:Std | Dhw:84% EF Tankless | E20 | G12 | H10 | D07 | M01 | W03 | 619.8432 | 159.25 | 222.25 | 480.5645 | 0 | 1137.5 | W134,R38,S0,IY,BN,CN,QN, | G4965, | C1311,LY,AN,FN,CCN,F80, | D6,DTY, | MN, | WT
| 711 | 6995 | 05E20G12H09D07M01W02 | 711 | W134,R38,S0,IY,BN,CN,QN,G4965,C1310,LN,AN,FN,CCN,F96,D6,DTY,MN,WY | 7.97 | 1.48 | 0.65 | 17.5 | 27.6 | 41.5% | 26.83% | 1 | 2624.6576 | 2144.0932 | 1.0111 | 350.7178 | 336.42 | 0.54444 | 162.0275 | 114.24 | Walls:R13+R4 foam,Roof:R38,SlabEdge:R0,Infiltration:Test 3.2 SLA,RadBarrier:No,CoolRoof:No,InsQuality:No | Window:0.49 U/0.65 SHGC | AirCond:13/10,ChargeLight:No,AirFlowTest:No,FanEnergyTest:No,MaxCoolCap:No,Furnace:0.96 | Duct:R6.0,DuctTest:Yes | Mass:Std | Dhw:62% EF | E20 | G12 | H09 | D07 | M01 | W02 | 619.8432 | 159.25 | 1365 | 480.5645 | 0 | 0 | W134,R38,S0,IY,BN,CN,QN, | G4965, | C1310,LN,AN,FN,CCN,F96, | D6,DTY, | MN, | WY
| 396 | 6680 | 05E18G12H11D07M01W03 | 396 | W134,R38,S0,IN,BN,CN,QN,G4965,C1312,LY,AN,FN,CCN,F80,D6,DTY,MN,WT | 9.91 | 1.37 | 0.65 | 12.73 | 24.66 | 45.85% | 34.62% | 1 | 2640.4076 | 2159.8432 | 1.0111 | 348.6669 | 294.84 | 0.54444 | 164.0785 | 155.82 | Walls:R13+R4 foam,Roof:R38,SlabEdge:R0,Infiltration:No,RadBarrier:No,CoolRoof:No,InsQuality:No | Window:0.49 U/0.65 SHGC | AirCond:13/12,ChargeLight:Yes,AirFlowTest:No,FanEnergyTest:No,MaxCoolCap:No,Furnace:0.8 | Duct:R6.0,DuctTest:Yes | Mass:Std | Dhw:84% EF Tankless | E18 | G12 | H11 | D07 | M01 | W03 | 413.3432 | 159.25 | 449.75 | 480.5645 | 0 | 1137.5 | W134,R38,S0,IN,BN,CN,QN, | G4965, | C1312,LY,AN,FN,CCN,F80, | D6,DTY, | MN, | WT
| 211 | 6495 | 05E17G12H08D07M01W03 | 211 | W130,R38,S0,IN,BN,CN,QN,G4965,C1310,LN,AN,FN,CCN,F92,D6,DTY,MN,WT | 10.94 | 1.87 | 0.65 | 12.73 | 26.19 | 26.09% | 30.57% | 1 | 2643.5645 | 2163 | 1.3222 | 420.4512 | 305.97 | 0.23333 | 92.2942 | 144.69 | Walls:R13,Roof:R38,SlabEdge:R0,Infiltration:No,RadBarrier:No,CoolRoof:No,InsQuality:No | Window:0.49 U/0.65 SHGC | AirCond:13/10,ChargeLight:No,AirFlowTest:No,FanEnergyTest:No,MaxCoolCap:No,Furnace:0.92 | Duct:R6.0,DuctTest:Yes | Mass:Std | Dhw:84% EF Tankless | E17 | G12 | H08 | D07 | M01 | W03 | 183.75 | 159.25 | 682.5 | 480.5645 | 0 | 1137.5 | W130,R38,S0,IN,BN,CN,QN, | G4965, | C1310,LN,AN,FN,CCN,F92, | D6,DTY, | MN, | WT
| 863 | 7147 | 05E21G12H07D07M01W03 | 863 | W134,R38,S0,IY,BN,CN,QY,G4965,C1310,LN,AN,FN,CCN,F80,D6,DTY,MN,WT | 7.98 | 1.39 | 0.65 | 12.73 | 22.75 | 45.06% | 39.69% | 2 | 2649.1576 | 2168.5932 | 1.0111 | 322.0041 | 271.53 | 0.54444 | 190.7413 | 179.13 | Walls:R13+R4 foam,Roof:R38,SlabEdge:R0,Infiltration:Test 3.2 SLA,RadBarrier:No,CoolRoof:No,InsQuality:Yes | Window:0.49 U/0.65 SHGC | AirCond:13/10,ChargeLight:No,AirFlowTest:No,FanEnergyTest:No,MaxCoolCap:No,Furnace:0.8 | Duct:R6.0,DuctTest:Yes | Mass:Std | Dhw:84% EF Tankless | E21 | G12 | H07 | D07 | M01 | W03 | 871.8432 | 159.25 | 0 | 480.5645 | 0 | 1137.5 | W134,R38,S0,IY,BN,CN,QY, | G4965, | C1310,LN,AN,FN,CCN,F80, | D6,DTY, | MN, | WT
| 291 | 6575 | 05E18G09H12D07M01W02 | 291 | W134,R38,S0,IN,BN,CN,QN,G3756,C1312,LY,AY,FY,CCY,F92,D6,DTY,MN,WY | 7.97 | 0.64 | 0.65 | 17.5 | 26.76 | 74.7% | 29.06% | 1 | 2656.5951 | 2176.0307 | 0.54444 | 248.1688 | 339.57 | 1.0111 | 264.5766 | 111.09 | Walls:R13+R4 foam,Roof:R38,SlabEdge:R0,Infiltration:No,RadBarrier:No,CoolRoof:No,InsQuality:No | Window:0.37 U/0.56 SHGC | AirCond:13/12,ChargeLight:Yes,AirFlowTest:Yes,FanEnergyTest:Yes,MaxCoolCap:Yes,Furnace:0.92 | Duct:R6.0,DuctTest:Yes | Mass:Std | Dhw:62% EF | E18 | G09 | H12 | D07 | M01 | W02 | 413.3432 | 318.5 | 1444.1875 | 480.5645 | 0 | 0 | W134,R38,S0,IN,BN,CN,QN, | G3756, | C1312,LY,AY,FY,CCY,F92, | D6,DTY, | MN, | WY
| 346 | 6630 | 05E18G10H12D07M01W02 | 346 | W134,R38,S0,IN,BN,CN,QN,G3430,C1312,LY,AY,FY,CCY,F92,D6,DTY,MN,WY | 12.25 | 0.01 | 0.65 | 17.5 | 30.41 | 99.6% | 19.38% | 1 | 2656.5951 | 2176.0307 | 0 | 258.4237 | 392.7 | 1.5556 | 254.3217 | 57.96 | Walls:R13+R4 foam,Roof:R38,SlabEdge:R0,Infiltration:No,RadBarrier:No,CoolRoof:No,InsQuality:No | Window:0.34 U/0.30 SHGC | AirCond:13/12,ChargeLight:Yes,AirFlowTest:Yes,FanEnergyTest:Yes,MaxCoolCap:Yes,Furnace:0.92 | Duct:R6.0,DuctTest:Yes | Mass:Std | Dhw:62% EF | E18 | G10 | H12 | D07 | M01 | W02 | 413.3432 | 318.5 | 1444.1875 | 480.5645 | 0 | 0 | W134,R38,S0,IN,BN,CN,QN, | G3430, | C1312,LY,AY,FY,CCY,F92, | D6,DTY, | MN, | WY
| 533 | 6817 | 05E19G12H07D07M01W03 | 533 | W134,R38,S0,IN,BY,CN,QN,G4965,C1310,LN,AN,FN,CCN,F80,D6,DTY,MN,WT | 10.34 | 0.79 | 0.65 | 12.73 | 24.51 | 68.77% | 35.02% | 2 | 2673.0014 | 2192.4369 | 0.7 | 315.8512 | 300.3 | 0.85556 | 196.8942 | 150.36 | Walls:R13+R4 foam,Roof:R38,SlabEdge:R0,Infiltration:No,RadBarrier:Yes,CoolRoof:No,InsQuality:No | Window:0.49 U/0.65 SHGC | AirCond:13/10,ChargeLight:No,AirFlowTest:No,FanEnergyTest:No,MaxCoolCap:No,Furnace:0.8 | Duct:R6.0,DuctTest:Yes | Mass:Std | Dhw:84% EF Tankless | E19 | G12 | H07 | D07 | M01 | W03 | 895.6869 | 159.25 | 0 | 480.5645 | 0 | 1137.5 | W134,R38,S0,IN,BY,CN,QN, | G4965, | C1310,LN,AN,FN,CCN,F80, | D6,DTY, | MN, | WT
| 584 | 6868 | 05E20G09H07D05M01W03 | 584 | W134,R38,S0,IY,BN,CN,QN,G3756,C1310,LN,AN,FN,CCN,F80,D8,DTY,MN,WT | 8.45 | 0.8 | 0.65 | 12.73 | 22.63 | 68.38% | 40.01% | 2 | 2678.1274 | 2197.5629 | 0.7 | 289.1884 | 277.41 | 0.85556 | 223.557 | 173.25 | Walls:R13+R4 foam,Roof:R38,SlabEdge:R0,Infiltration:Test 3.2 SLA,RadBarrier:No,CoolRoof:No,InsQuality:No | Window:0.37 U/0.56 SHGC | AirCond:13/10,ChargeLight:No,AirFlowTest:No,FanEnergyTest:No,MaxCoolCap:No,Furnace:0.8 | Duct:R8.0,DuctTest:Yes | Mass:Std | Dhw:84% EF Tankless | E20 | G09 | H07 | D05 | M01 | W03 | 619.8432 | 318.5 | 0 | 602.2842 | 0 | 1137.5 | W134,R38,S0,IY,BN,CN,QN, | G3756, | C1310,LN,AN,FN,CCN,F80, | D8,DTY, | MN, | WT
| 639 | 6923 | 05E20G10H07D05M01W03 | 639 | W134,R38,S0,IY,BN,CN,QN,G3430,C1310,LN,AN,FN,CCN,F80,D8,DTY,MN,WT | 13.19 | 0.01 | 0.65 | 12.73 | 26.58 | 99.6% | 29.53% | 1 | 2678.1274 | 2197.5629 | 0 | 303.5453 | 335.37 | 1.5556 | 209.2001 | 115.29 | Walls:R13+R4 foam,Roof:R38,SlabEdge:R0,Infiltration:Test 3.2 SLA,RadBarrier:No,CoolRoof:No,InsQuality:No | Window:0.34 U/0.30 SHGC | AirCond:13/10,ChargeLight:No,AirFlowTest:No,FanEnergyTest:No,MaxCoolCap:No,Furnace:0.8 | Duct:R8.0,DuctTest:Yes | Mass:Std | Dhw:84% EF Tankless | E20 | G10 | H07 | D05 | M01 | W03 | 619.8432 | 318.5 | 0 | 602.2842 | 0 | 1137.5 | W134,R38,S0,IY,BN,CN,QN, | G3430, | C1310,LN,AN,FN,CCN,F80, | D8,DTY, | MN, | WT
| 1567 | 7851 | 05E25G12H14D05M01W03 | 1567 | W130,R30,S0,IN,BN,CN,QN,G4965,C1512,LY,AN,FN,CCN,F80,D8,DTY,MN,WT | 12.57 | 1.68 | 0.65 | 12.73 | 27.63 | 33.6% | 26.75% | 1 | 2678.6592 | 2198.0947 | 1.1667 | 410.1963 | 327.18 | 0.38889 | 102.5491 | 123.48 | Walls:R13,Roof:R30,SlabEdge:R0,Infiltration:No,RadBarrier:No,CoolRoof:No,InsQuality:No | Window:0.49 U/0.65 SHGC | AirCond:15/12,ChargeLight:Yes,AirFlowTest:No,FanEnergyTest:No,MaxCoolCap:No,Furnace:0.8 | Duct:R8.0,DuctTest:Yes | Mass:Std | Dhw:84% EF Tankless | E25 | G12 | H14 | D05 | M01 | W03 | 0 | 159.25 | 779.625 | 602.2842 | 0 | 1137.5 | W130,R30,S0,IN,BN,CN,QN, | G4965, | C1512,LY,AN,FN,CCN,F80, | D8,DTY, | MN, | WT
| 365 | 6649 | 05E18G12H07D06M01W02 | 365 | W134,R38,S0,IN,BN,CN,QN,G4965,C1310,LN,AN,FN,CCN,F80,DC,DTY,MN,WY | 8.81 | 1.25 | 0.65 | 17.5 | 28.21 | 50.59% | 25.21% | 1 | 2682.3296 | 2201.7651 | 0.93333 | 324.0551 | 348.18 | 0.62222 | 188.6903 | 102.48 | Walls:R13+R4 foam,Roof:R38,SlabEdge:R0,Infiltration:No,RadBarrier:No,CoolRoof:No,InsQuality:No | Window:0.49 U/0.65 SHGC | AirCond:13/10,ChargeLight:No,AirFlowTest:No,FanEnergyTest:No,MaxCoolCap:No,Furnace:0.8 | Duct:Conditioned Space,DuctTest:Yes | Mass:Std | Dhw:62% EF | E18 | G12 | H07 | D06 | M01 | W02 | 413.3432 | 159.25 | 0 | 2109.7365 | 0 | 0 | W134,R38,S0,IN,BN,CN,QN, | G4965, | C1310,LN,AN,FN,CCN,F80, | DC,DTY, | MN, | WY
| 117 | 6401 | 05E17G09H11D05M01W03 | 117 | W130,R38,S0,IN,BN,CN,QN,G3756,C1312,LY,AN,FN,CCN,F80,D8,DTY,MN,WT | 11.38 | 0.97 | 0.65 | 12.73 | 25.73 | 61.66% | 31.79% | 1 | 2691.7842 | 2211.2197 | 0.77778 | 342.5139 | 312.9 | 0.77778 | 170.2315 | 137.76 | Walls:R13,Roof:R38,SlabEdge:R0,Infiltration:No,RadBarrier:No,CoolRoof:No,InsQuality:No | Window:0.37 U/0.56 SHGC | AirCond:13/12,ChargeLight:Yes,AirFlowTest:No,FanEnergyTest:No,MaxCoolCap:No,Furnace:0.8 | Duct:R8.0,DuctTest:Yes | Mass:Std | Dhw:84% EF Tankless | E17 | G09 | H11 | D05 | M01 | W03 | 183.75 | 318.5 | 449.75 | 602.2842 | 0 | 1137.5 | W130,R38,S0,IN,BN,CN,QN, | G3756, | C1312,LY,AN,FN,CCN,F80, | D8,DTY, | MN, | WT
| 172 | 6456 | 05E17G10H11D05M01W03 | 172 | W130,R38,S0,IN,BN,CN,QN,G3430,C1312,LY,AN,FN,CCN,F80,D8,DTY,MN,WT | 16.29 | 0.03 | 0.65 | 12.73 | 29.7 | 98.81% | 21.26% | 1 | 2691.7842 | 2211.2197 | 0.077778 | 350.7178 | 373.17 | 1.4778 | 162.0275 | 77.49 | Walls:R13,Roof:R38,SlabEdge:R0,Infiltration:No,RadBarrier:No,CoolRoof:No,InsQuality:No | Window:0.34 U/0.30 SHGC | AirCond:13/12,ChargeLight:Yes,AirFlowTest:No,FanEnergyTest:No,MaxCoolCap:No,Furnace:0.8 | Duct:R8.0,DuctTest:Yes | Mass:Std | Dhw:84% EF Tankless | E17 | G10 | H11 | D05 | M01 | W03 | 183.75 | 318.5 | 449.75 | 602.2842 | 0 | 1137.5 | W130,R38,S0,IN,BN,CN,QN, | G3430, | C1312,LY,AN,FN,CCN,F80, | D8,DTY, | MN, | WT
| 276 | 6560 | 05E18G09H10D05M01W03 | 276 | W134,R38,S0,IN,BN,CN,QN,G3756,C1311,LY,AN,FN,CCN,F80,D8,DTY,MN,WT | 8.95 | 0.74 | 0.65 | 12.73 | 23.07 | 70.75% | 38.84% | 2 | 2693.8774 | 2213.3129 | 0.62222 | 293.2904 | 283.5 | 0.93333 | 219.455 | 167.16 | Walls:R13+R4 foam,Roof:R38,SlabEdge:R0,Infiltration:No,RadBarrier:No,CoolRoof:No,InsQuality:No | Window:0.37 U/0.56 SHGC | AirCond:13/11,ChargeLight:Yes,AirFlowTest:No,FanEnergyTest:No,MaxCoolCap:No,Furnace:0.8 | Duct:R8.0,DuctTest:Yes | Mass:Std | Dhw:84% EF Tankless | E18 | G09 | H10 | D05 | M01 | W03 | 413.3432 | 318.5 | 222.25 | 602.2842 | 0 | 1137.5 | W134,R38,S0,IN,BN,CN,QN, | G3756, | C1311,LY,AN,FN,CCN,F80, | D8,DTY, | MN, | WT
| 331 | 6615 | 05E18G10H10D05M01W03 | 331 | W134,R38,S0,IN,BN,CN,QN,G3430,C1311,LY,AN,FN,CCN,F80,D8,DTY,MN,WT | 13.77 | 0.01 | 0.65 | 12.73 | 27.16 | 99.6% | 28% | 1 | 2693.8774 | 2213.3129 | 0 | 311.7492 | 342.3 | 1.5556 | 200.9962 | 108.36 | Walls:R13+R4 foam,Roof:R38,SlabEdge:R0,Infiltration:No,RadBarrier:No,CoolRoof:No,InsQuality:No | Window:0.34 U/0.30 SHGC | AirCond:13/11,ChargeLight:Yes,AirFlowTest:No,FanEnergyTest:No,MaxCoolCap:No,Furnace:0.8 | Duct:R8.0,DuctTest:Yes | Mass:Std | Dhw:84% EF Tankless | E18 | G10 | H10 | D05 | M01 | W03 | 413.3432 | 318.5 | 222.25 | 602.2842 | 0 | 1137.5 | W134,R38,S0,IN,BN,CN,QN, | G3430, | C1311,LY,AN,FN,CCN,F80, | D8,DTY, | MN, | WT
| 71 | 6355 | 05E05G09H13D05M01W02 | 71 | W130,R30,S0,IN,BN,CN,QN,G3756,C1512,LY,AY,FY,CCY,F92,D8,DTY,MN,WY | 10.23 | 0.84 | 0.65 | 17.5 | 29.22 | 66.8% | 22.53% | 1 | 2694.8467 | 2214.2822 | 0.62222 | 289.1884 | 367.29 | 0.93333 | 223.557 | 83.37 | Walls:R13,Roof:R30,SlabEdge:R0,Infiltration:No,RadBarrier:No,CoolRoof:No,InsQuality:No | Window:0.37 U/0.56 SHGC | AirCond:15/12,ChargeLight:Yes,AirFlowTest:Yes,FanEnergyTest:Yes,MaxCoolCap:Yes,Furnace:0.92 | Duct:R8.0,DuctTest:Yes | Mass:Std | Dhw:62% EF | E05 | G09 | H13 | D05 | M01 | W02 | 0 | 318.5 | 1774.0625 | 602.2842 | 0 | 0 | W130,R30,S0,IN,BN,CN,QN, | G3756, | C1512,LY,AY,FY,CCY,F92, | D8,DTY, | MN, | WY
| 1450 | 7734 | 05E25G09H13D05M01W02 | 1450 | W130,R30,S0,IN,BN,CN,QN,G3756,C1512,LY,AY,FY,CCY,F92,D8,DTY,MN,WY | 10.23 | 0.84 | 0.65 | 17.5 | 29.22 | 66.8% | 22.53% | 1 | 2694.8467 | 2214.2822 | 0.62222 | 289.1884 | 367.29 | 0.93333 | 223.557 | 83.37 | Walls:R13,Roof:R30,SlabEdge:R0,Infiltration:No,RadBarrier:No,CoolRoof:No,InsQuality:No | Window:0.37 U/0.56 SHGC | AirCond:15/12,ChargeLight:Yes,AirFlowTest:Yes,FanEnergyTest:Yes,MaxCoolCap:Yes,Furnace:0.92 | Duct:R8.0,DuctTest:Yes | Mass:Std | Dhw:62% EF | E25 | G09 | H13 | D05 | M01 | W02 | 0 | 318.5 | 1774.0625 | 602.2842 | 0 | 0 | W130,R30,S0,IN,BN,CN,QN, | G3756, | C1512,LY,AY,FY,CCY,F92, | D8,DTY, | MN, | WY
| 1505 | 7789 | 05E25G10H13D05M01W02 | 1505 | W130,R30,S0,IN,BN,CN,QN,G3430,C1512,LY,AY,FY,CCY,F92,D8,DTY,MN,WY | 14.4 | 0.03 | 0.65 | 17.5 | 32.58 | 98.81% | 13.63% | 0 | 2694.8467 | 2214.2822 | 0.077778 | 285.0864 | 419.37 | 1.4778 | 227.659 | 31.29 | Walls:R13,Roof:R30,SlabEdge:R0,Infiltration:No,RadBarrier:No,CoolRoof:No,InsQuality:No | Window:0.34 U/0.30 SHGC | AirCond:15/12,ChargeLight:Yes,AirFlowTest:Yes,FanEnergyTest:Yes,MaxCoolCap:Yes,Furnace:0.92 | Duct:R8.0,DuctTest:Yes | Mass:Std | Dhw:62% EF | E25 | G10 | H13 | D05 | M01 | W02 | 0 | 318.5 | 1774.0625 | 602.2842 | 0 | 0 | W130,R30,S0,IN,BN,CN,QN, | G3430, | C1512,LY,AY,FY,CCY,F92, | D8,DTY, | MN, | WY
| 70 | 6354 | 05E05G09H13D05M01W01 | 70 | W130,R30,S0,IN,BN,CN,QN,G3756,C1512,LY,AY,FY,CCY,F92,D8,DTY,MN,WN | 10.23 | 0.84 | 0.65 | 18.87 | 30.59 | 66.8% | 18.9% | 1 | 2694.8467 | 2214.2822 | 0.62222 | 289.1884 | 386.19 | 0.93333 | 223.557 | 64.47 | Walls:R13,Roof:R30,SlabEdge:R0,Infiltration:No,RadBarrier:No,CoolRoof:No,InsQuality:No | Window:0.37 U/0.56 SHGC | AirCond:15/12,ChargeLight:Yes,AirFlowTest:Yes,FanEnergyTest:Yes,MaxCoolCap:Yes,Furnace:0.92 | Duct:R8.0,DuctTest:Yes | Mass:Std | Dhw:57% EF | E05 | G09 | H13 | D05 | M01 | W01 | 0 | 318.5 | 1774.0625 | 602.2842 | 0 | 0 | W130,R30,S0,IN,BN,CN,QN, | G3756, | C1512,LY,AY,FY,CCY,F92, | D8,DTY, | MN, | WN
| 269 | 6553 | 05E18G09H09D05M01W02 | 269 | W134,R38,S0,IN,BN,CN,QN,G3756,C1310,LN,AN,FN,CCN,F96,D8,DTY,MN,WY | 7.58 | 0.79 | 0.65 | 17.5 | 26.52 | 68.77% | 29.69% | 1 | 2699.1274 | 2218.5629 | 0.7 | 297.3923 | 332.01 | 0.85556 | 215.3531 | 118.65 | Walls:R13+R4 foam,Roof:R38,SlabEdge:R0,Infiltration:No,RadBarrier:No,CoolRoof:No,InsQuality:No | Window:0.37 U/0.56 SHGC | AirCond:13/10,ChargeLight:No,AirFlowTest:No,FanEnergyTest:No,MaxCoolCap:No,Furnace:0.96 | Duct:R8.0,DuctTest:Yes | Mass:Std | Dhw:62% EF | E18 | G09 | H09 | D05 | M01 | W02 | 413.3432 | 318.5 | 1365 | 602.2842 | 0 | 0 | W134,R38,S0,IN,BN,CN,QN, | G3756, | C1310,LN,AN,FN,CCN,F96, | D8,DTY, | MN, | WY
| 324 | 6608 | 05E18G10H09D05M01W02 | 324 | W134,R38,S0,IN,BN,CN,QN,G3430,C1310,LN,AN,FN,CCN,F96,D8,DTY,MN,WY | 11.67 | 0.01 | 0.65 | 17.5 | 29.83 | 99.6% | 20.92% | 1 | 2699.1274 | 2218.5629 | 0 | 311.7492 | 380.94 | 1.5556 | 200.9962 | 69.72 | Walls:R13+R4 foam,Roof:R38,SlabEdge:R0,Infiltration:No,RadBarrier:No,CoolRoof:No,InsQuality:No | Window:0.34 U/0.30 SHGC | AirCond:13/10,ChargeLight:No,AirFlowTest:No,FanEnergyTest:No,MaxCoolCap:No,Furnace:0.96 | Duct:R8.0,DuctTest:Yes | Mass:Std | Dhw:62% EF | E18 | G10 | H09 | D05 | M01 | W02 | 413.3432 | 318.5 | 1365 | 602.2842 | 0 | 0 | W134,R38,S0,IN,BN,CN,QN, | G3430, | C1310,LN,AN,FN,CCN,F96, | D8,DTY, | MN, | WY
| 731 | 7015 | 05E20G12H12D07M01W02 | 731 | W134,R38,S0,IY,BN,CN,QN,G4965,C1312,LY,AY,FY,CCY,F92,D6,DTY,MN,WY | 8.17 | 1.15 | 0.65 | 17.5 | 27.47 | 54.55% | 27.17% | 1 | 2703.8451 | 2223.2807 | 0.77778 | 287.1374 | 341.88 | 0.77778 | 225.608 | 108.78 | Walls:R13+R4 foam,Roof:R38,SlabEdge:R0,Infiltration:Test 3.2 SLA,RadBarrier:No,CoolRoof:No,InsQuality:No | Window:0.49 U/0.65 SHGC | AirCond:13/12,ChargeLight:Yes,AirFlowTest:Yes,FanEnergyTest:Yes,MaxCoolCap:Yes,Furnace:0.92 | Duct:R6.0,DuctTest:Yes | Mass:Std | Dhw:62% EF | E20 | G12 | H12 | D07 | M01 | W02 | 619.8432 | 159.25 | 1444.1875 | 480.5645 | 0 | 0 | W134,R38,S0,IY,BN,CN,QN, | G4965, | C1312,LY,AY,FY,CCY,F92, | D6,DTY, | MN, | WY
| 152 | 6436 | 05E17G10H08D05M01W03 | 152 | W130,R38,S0,IN,BN,CN,QN,G3430,C1310,LN,AN,FN,CCN,F92,D8,DTY,MN,WT | 14.35 | 0.03 | 0.65 | 12.73 | 27.76 | 98.81% | 26.41% | 1 | 2924.5342 | 2443.9697 | 0.077778 | 350.7178 | 347.55 | 1.4778 | 162.0275 | 103.11 | Walls:R13,Roof:R38,SlabEdge:R0,Infiltration:No,RadBarrier:No,CoolRoof:No,InsQuality:No | Window:0.34 U/0.30 SHGC | AirCond:13/10,ChargeLight:No,AirFlowTest:No,FanEnergyTest:No,MaxCoolCap:No,Furnace:0.92 | Duct:R8.0,DuctTest:Yes | Mass:Std | Dhw:84% EF Tankless | E17 | G10 | H08 | D05 | M01 | W03 | 183.75 | 318.5 | 682.5 | 602.2842 | 0 | 1137.5 | W130,R38,S0,IN,BN,CN,QN, | G3430, | C1310,LN,AN,FN,CCN,F92, | D8,DTY, | MN, | WT
| 51 | 6335 | 05E05G09H11D05M01W03 | 51 | W130,R30,S0,IN,BN,CN,QN,G3756,C1312,LY,AN,FN,CCN,F80,D8,DTY,MN,WT | 11.76 | 1.15 | 0.65 | 12.73 | 26.29 | 54.55% | 30.3% | 1 | 2508.0342 | 2027.4697 | 0.85556 | 360.9728 | 317.52 | 0.7 | 151.7726 | 133.14 | Walls:R13,Roof:R30,SlabEdge:R0,Infiltration:No,RadBarrier:No,CoolRoof:No,InsQuality:No | Window:0.37 U/0.56 SHGC | AirCond:13/12,ChargeLight:Yes,AirFlowTest:No,FanEnergyTest:No,MaxCoolCap:No,Furnace:0.8 | Duct:R8.0,DuctTest:Yes | Mass:Std | Dhw:84% EF Tankless | E05 | G09 | H11 | D05 | M01 | W03 | 0 | 318.5 | 449.75 | 602.2842 | 0 | 1137.5 | W130,R30,S0,IN,BN,CN,QN, | G3756, | C1312,LY,AN,FN,CCN,F80, | D8,DTY, | MN, | WT
| 1514 | 7798 | 05E25G10H14D07M01W03 | 1514 | W130,R30,S0,IN,BN,CN,QN,G3430,C1512,LY,AN,FN,CCN,F80,D6,DTY,MN,WT | 16.92 | 0.04 | 0.65 | 12.73 | 30.34 | 98.42% | 19.57% | 1 | 2716.1895 | 2235.625 | 0.15556 | 360.9728 | 380.52 | 1.4 | 151.7726 | 70.14 | Walls:R13,Roof:R30,SlabEdge:R0,Infiltration:No,RadBarrier:No,CoolRoof:No,InsQuality:No | Window:0.34 U/0.30 SHGC | AirCond:15/12,ChargeLight:Yes,AirFlowTest:No,FanEnergyTest:No,MaxCoolCap:No,Furnace:0.8 | Duct:R6.0,DuctTest:Yes | Mass:Std | Dhw:84% EF Tankless | E25 | G10 | H14 | D07 | M01 | W03 | 0 | 318.5 | 779.625 | 480.5645 | 0 | 1137.5 | W130,R30,S0,IN,BN,CN,QN, | G3430, | C1512,LY,AN,FN,CCN,F80, | D6,DTY, | MN, | WT
| 1548 | 7832 | 05E25G12H11D06M01W02 | 1548 | W130,R30,S0,IN,BN,CN,QN,G4965,C1312,LY,AN,FN,CCN,F80,DC,DTY,MN,WY | 11.55 | 1.68 | 0.65 | 17.5 | 31.38 | 33.6% | 16.81% | 1 | 2718.7365 | 2238.172 | 1.1667 | 395.8394 | 381.36 | 0.38889 | 116.9059 | 69.3 | Walls:R13,Roof:R30,SlabEdge:R0,Infiltration:No,RadBarrier:No,CoolRoof:No,InsQuality:No | Window:0.49 U/0.65 SHGC | AirCond:13/12,ChargeLight:Yes,AirFlowTest:No,FanEnergyTest:No,MaxCoolCap:No,Furnace:0.8 | Duct:Conditioned Space,DuctTest:Yes | Mass:Std | Dhw:62% EF | E25 | G12 | H11 | D06 | M01 | W02 | 0 | 159.25 | 449.75 | 2109.7365 | 0 | 0 | W130,R30,S0,IN,BN,CN,QN, | G4965, | C1312,LY,AN,FN,CCN,F80, | DC,DTY, | MN, | WY
| 240 | 6524 | 05E17G12H13D05M01W02 | 240 | W130,R38,S0,IN,BN,CN,QN,G4965,C1512,LY,AY,FY,CCY,F92,D8,DTY,MN,WY | 10.58 | 1.22 | 0.65 | 17.5 | 29.95 | 51.78% | 20.6% | 1 | 2719.3467 | 2238.7822 | 0.85556 | 319.9531 | 371.7 | 0.7 | 192.7923 | 78.96 | Walls:R13,Roof:R38,SlabEdge:R0,Infiltration:No,RadBarrier:No,CoolRoof:No,InsQuality:No | Window:0.49 U/0.65 SHGC | AirCond:15/12,ChargeLight:Yes,AirFlowTest:Yes,FanEnergyTest:Yes,MaxCoolCap:Yes,Furnace:0.92 | Duct:R8.0,DuctTest:Yes | Mass:Std | Dhw:62% EF | E17 | G12 | H13 | D05 | M01 | W02 | 183.75 | 159.25 | 1774.0625 | 602.2842 | 0 | 0 | W130,R38,S0,IN,BN,CN,QN, | G4965, | C1512,LY,AY,FY,CCY,F92, | D8,DTY, | MN, | WY
| 249 | 6533 | 05E17G12H14D07M01W03 | 249 | W130,R38,S0,IN,BN,CN,QN,G4965,C1512,LY,AN,FN,CCN,F80,D6,DTY,MN,WT | 12.42 | 1.53 | 0.65 | 12.73 | 27.33 | 39.53% | 27.55% | 1 | 2740.6895 | 2260.125 | 1.0889 | 397.8904 | 325.5 | 0.46667 | 114.855 | 125.16 | Walls:R13,Roof:R38,SlabEdge:R0,Infiltration:No,RadBarrier:No,CoolRoof:No,InsQuality:No | Window:0.49 U/0.65 SHGC | AirCond:15/12,ChargeLight:Yes,AirFlowTest:No,FanEnergyTest:No,MaxCoolCap:No,Furnace:0.8 | Duct:R6.0,DuctTest:Yes | Mass:Std | Dhw:84% EF Tankless | E17 | G12 | H14 | D07 | M01 | W03 | 183.75 | 159.25 | 779.625 | 480.5645 | 0 | 1137.5 | W130,R38,S0,IN,BN,CN,QN, | G4965, | C1512,LY,AN,FN,CCN,F80, | D6,DTY, | MN, | WT
| 448 | 6732 | 05E19G09H11D06M01W02 | 448 | W134,R38,S0,IN,BY,CN,QN,G3756,C1312,LY,AN,FN,CCN,F80,DC,DTY,MN,WY | 8.59 | 0.28 | 0.65 | 17.5 | 27.02 | 88.93% | 28.37% | 1 | 3773.6734 | 3293.1089 | 0.38889 | 252.2707 | 345.66 | 1.1667 | 260.4747 | 105 | Walls:R13+R4 foam,Roof:R38,SlabEdge:R0,Infiltration:No,RadBarrier:Yes,CoolRoof:No,InsQuality:No | Window:0.37 U/0.56 SHGC | AirCond:13/12,ChargeLight:Yes,AirFlowTest:No,FanEnergyTest:No,MaxCoolCap:No,Furnace:0.8 | Duct:Conditioned Space,DuctTest:Yes | Mass:Std | Dhw:62% EF | E19 | G09 | H11 | D06 | M01 | W02 | 895.6869 | 318.5 | 449.75 | 2109.7365 | 0 | 0 | W134,R38,S0,IN,BY,CN,QN, | G3756, | C1312,LY,AN,FN,CCN,F80, | DC,DTY, | MN, | WY
| 1417 | 7701 | 05E25G09H08D05M01W03 | 1417 | W130,R30,S0,IN,BN,CN,QN,G3756,C1310,LN,AN,FN,CCN,F92,D8,DTY,MN,WT | 10.36 | 1.23 | 0.65 | 12.73 | 24.97 | 51.38% | 33.8% | 1 | 2740.7842 | 2260.2197 | 0.93333 | 367.1257 | 299.25 | 0.62222 | 145.6197 | 151.41 | Walls:R13,Roof:R30,SlabEdge:R0,Infiltration:No,RadBarrier:No,CoolRoof:No,InsQuality:No | Window:0.37 U/0.56 SHGC | AirCond:13/10,ChargeLight:No,AirFlowTest:No,FanEnergyTest:No,MaxCoolCap:No,Furnace:0.92 | Duct:R8.0,DuctTest:Yes | Mass:Std | Dhw:84% EF Tankless | E25 | G09 | H08 | D05 | M01 | W03 | 0 | 318.5 | 682.5 | 602.2842 | 0 | 1137.5 | W130,R30,S0,IN,BN,CN,QN, | G3756, | C1310,LN,AN,FN,CCN,F92, | D8,DTY, | MN, | WT
| 1472 | 7756 | 05E25G10H08D05M01W03 | 1472 | W130,R30,S0,IN,BN,CN,QN,G3430,C1310,LN,AN,FN,CCN,F92,D8,DTY,MN,WT | 14.6 | 0.04 | 0.65 | 12.73 | 28.02 | 98.42% | 25.72% | 1 | 2740.7842 | 2260.2197 | 0.15556 | 358.9218 | 350.49 | 1.4 | 153.8236 | 100.17 | Walls:R13,Roof:R30,SlabEdge:R0,Infiltration:No,RadBarrier:No,CoolRoof:No,InsQuality:No | Window:0.34 U/0.30 SHGC | AirCond:13/10,ChargeLight:No,AirFlowTest:No,FanEnergyTest:No,MaxCoolCap:No,Furnace:0.92 | Duct:R8.0,DuctTest:Yes | Mass:Std | Dhw:84% EF Tankless | E25 | G10 | H08 | D05 | M01 | W03 | 0 | 318.5 | 682.5 | 602.2842 | 0 | 1137.5 | W130,R30,S0,IN,BN,CN,QN, | G3430, | C1310,LN,AN,FN,CCN,F92, | D8,DTY, | MN, | WT
| 716 | 7000 | 05E20G12H10D05M01W03 | 716 | W134,R38,S0,IY,BN,CN,QN,G4965,C1311,LY,AN,FN,CCN,F80,D8,DTY,MN,WT | 9.18 | 1.33 | 0.65 | 12.73 | 23.89 | 47.43% | 36.66% | 2 | 2741.1274 | 2260.5629 | 0.93333 | 334.31 | 286.23 | 0.62222 | 178.4354 | 164.43 | Walls:R13+R4 foam,Roof:R38,SlabEdge:R0,Infiltration:Test 3.2 SLA,RadBarrier:No,CoolRoof:No,InsQuality:No | Window:0.49 U/0.65 SHGC | AirCond:13/11,ChargeLight:Yes,AirFlowTest:No,FanEnergyTest:No,MaxCoolCap:No,Furnace:0.8 | Duct:R8.0,DuctTest:Yes | Mass:Std | Dhw:84% EF Tankless | E20 | G12 | H10 | D05 | M01 | W03 | 619.8432 | 159.25 | 222.25 | 602.2842 | 0 | 1137.5 | W134,R38,S0,IY,BN,CN,QN, | G4965, | C1311,LY,AN,FN,CCN,F80, | D8,DTY, | MN, | WT
| 709 | 6993 | 05E20G12H09D05M01W02 | 709 | W134,R38,S0,IY,BN,CN,QN,G4965,C1310,LN,AN,FN,CCN,F96,D8,DTY,MN,WY | 7.78 | 1.43 | 0.65 | 17.5 | 27.36 | 43.48% | 27.47% | 1 | 2746.3774 | 2265.8129 | 1.0111 | 342.5139 | 334.32 | 0.54444 | 170.2315 | 116.34 | Walls:R13+R4 foam,Roof:R38,SlabEdge:R0,Infiltration:Test 3.2 SLA,RadBarrier:No,CoolRoof:No,InsQuality:No | Window:0.49 U/0.65 SHGC | AirCond:13/10,ChargeLight:No,AirFlowTest:No,FanEnergyTest:No,MaxCoolCap:No,Furnace:0.96 | Duct:R8.0,DuctTest:Yes | Mass:Std | Dhw:62% EF | E20 | G12 | H09 | D05 | M01 | W02 | 619.8432 | 159.25 | 1365 | 602.2842 | 0 | 0 | W134,R38,S0,IY,BN,CN,QN, | G4965, | C1310,LN,AN,FN,CCN,F96, | D8,DTY, | MN, | WY
| 132 | 6416 | 05E17G09H13D07M01W02 | 132 | W130,R38,S0,IN,BN,CN,QN,G3756,C1512,LY,AY,FY,CCY,F92,D6,DTY,MN,WY | 10.12 | 0.74 | 0.65 | 17.5 | 29.01 | 70.75% | 23.09% | 1 | 2756.877 | 2276.3125 | 0.62222 | 280.9845 | 366.03 | 0.93333 | 231.7609 | 84.63 | Walls:R13,Roof:R38,SlabEdge:R0,Infiltration:No,RadBarrier:No,CoolRoof:No,InsQuality:No | Window:0.37 U/0.56 SHGC | AirCond:15/12,ChargeLight:Yes,AirFlowTest:Yes,FanEnergyTest:Yes,MaxCoolCap:Yes,Furnace:0.92 | Duct:R6.0,DuctTest:Yes | Mass:Std | Dhw:62% EF | E17 | G09 | H13 | D07 | M01 | W02 | 183.75 | 318.5 | 1774.0625 | 480.5645 | 0 | 0 | W130,R38,S0,IN,BN,CN,QN, | G3756, | C1512,LY,AY,FY,CCY,F92, | D6,DTY, | MN, | WY
| 187 | 6471 | 05E17G10H13D07M01W02 | 187 | W130,R38,S0,IN,BN,CN,QN,G3430,C1512,LY,AY,FY,CCY,F92,D6,DTY,MN,WY | 14.46 | 0.02 | 0.65 | 17.5 | 32.63 | 99.21% | 13.49% | 0 | 2756.877 | 2276.3125 | 0.077778 | 287.1374 | 420 | 1.4778 | 225.608 | 30.66 | Walls:R13,Roof:R38,SlabEdge:R0,Infiltration:No,RadBarrier:No,CoolRoof:No,InsQuality:No | Window:0.34 U/0.30 SHGC | AirCond:15/12,ChargeLight:Yes,AirFlowTest:Yes,FanEnergyTest:Yes,MaxCoolCap:Yes,Furnace:0.92 | Duct:R6.0,DuctTest:Yes | Mass:Std | Dhw:62% EF | E17 | G10 | H13 | D07 | M01 | W02 | 183.75 | 318.5 | 1774.0625 | 480.5645 | 0 | 0 | W130,R38,S0,IN,BN,CN,QN, | G3430, | C1512,LY,AY,FY,CCY,F92, | D6,DTY, | MN, | WY
| 392 | 6676 | 05E18G12H11D05M01W03 | 392 | W134,R38,S0,IN,BN,CN,QN,G4965,C1312,LY,AN,FN,CCN,F80,D8,DTY,MN,WT | 9.69 | 1.32 | 0.65 | 12.73 | 24.39 | 47.83% | 35.34% | 2 | 2762.1274 | 2281.5629 | 0.93333 | 342.5139 | 292.32 | 0.62222 | 170.2315 | 158.34 | Walls:R13+R4 foam,Roof:R38,SlabEdge:R0,Infiltration:No,RadBarrier:No,CoolRoof:No,InsQuality:No | Window:0.49 U/0.65 SHGC | AirCond:13/12,ChargeLight:Yes,AirFlowTest:No,FanEnergyTest:No,MaxCoolCap:No,Furnace:0.8 | Duct:R8.0,DuctTest:Yes | Mass:Std | Dhw:84% EF Tankless | E18 | G12 | H11 | D05 | M01 | W03 | 413.3432 | 159.25 | 449.75 | 602.2842 | 0 | 1137.5 | W134,R38,S0,IN,BN,CN,QN, | G4965, | C1312,LY,AN,FN,CCN,F80, | D8,DTY, | MN, | WT
| 207 | 6491 | 05E17G12H08D05M01W03 | 207 | W130,R38,S0,IN,BN,CN,QN,G4965,C1310,LN,AN,FN,CCN,F92,D8,DTY,MN,WT | 10.71 | 1.8 | 0.65 | 12.73 | 25.89 | 28.85% | 31.36% | 1 | 2765.2842 | 2284.7197 | 1.3222 | 412.2473 | 303.45 | 0.23333 | 100.4981 | 147.21 | Walls:R13,Roof:R38,SlabEdge:R0,Infiltration:No,RadBarrier:No,CoolRoof:No,InsQuality:No | Window:0.49 U/0.65 SHGC | AirCond:13/10,ChargeLight:No,AirFlowTest:No,FanEnergyTest:No,MaxCoolCap:No,Furnace:0.92 | Duct:R8.0,DuctTest:Yes | Mass:Std | Dhw:84% EF Tankless | E17 | G12 | H08 | D05 | M01 | W03 | 183.75 | 159.25 | 682.5 | 602.2842 | 0 | 1137.5 | W130,R38,S0,IN,BN,CN,QN, | G4965, | C1310,LN,AN,FN,CCN,F92, | D8,DTY, | MN, | WT
| 859 | 7143 | 05E21G12H07D05M01W03 | 859 | W134,R38,S0,IY,BN,CN,QY,G4965,C1310,LN,AN,FN,CCN,F80,D8,DTY,MN,WT | 7.78 | 1.34 | 0.65 | 12.73 | 22.5 | 47.04% | 40.35% | 2 | 2770.8774 | 2290.3129 | 0.93333 | 315.8512 | 269.22 | 0.62222 | 196.8942 | 181.44 | Walls:R13+R4 foam,Roof:R38,SlabEdge:R0,Infiltration:Test 3.2 SLA,RadBarrier:No,CoolRoof:No,InsQuality:Yes | Window:0.49 U/0.65 SHGC | AirCond:13/10,ChargeLight:No,AirFlowTest:No,FanEnergyTest:No,MaxCoolCap:No,Furnace:0.8 | Duct:R8.0,DuctTest:Yes | Mass:Std | Dhw:84% EF Tankless | E21 | G12 | H07 | D05 | M01 | W03 | 871.8432 | 159.25 | 0 | 602.2842 | 0 | 1137.5 | W134,R38,S0,IY,BN,CN,QY, | G4965, | C1310,LN,AN,FN,CCN,F80, | D8,DTY, | MN, | WT
| 289 | 6573 | 05E18G09H12D05M01W02 | 289 | W134,R38,S0,IN,BN,CN,QN,G3756,C1312,LY,AY,FY,CCY,F92,D8,DTY,MN,WY | 7.79 | 0.61 | 0.65 | 17.5 | 26.55 | 75.89% | 29.61% | 1 | 2778.3149 | 2297.7504 | 0.54444 | 244.0668 | 337.26 | 1.0111 | 268.6786 | 113.4 | Walls:R13+R4 foam,Roof:R38,SlabEdge:R0,Infiltration:No,RadBarrier:No,CoolRoof:No,InsQuality:No | Window:0.37 U/0.56 SHGC | AirCond:13/12,ChargeLight:Yes,AirFlowTest:Yes,FanEnergyTest:Yes,MaxCoolCap:Yes,Furnace:0.92 | Duct:R8.0,DuctTest:Yes | Mass:Std | Dhw:62% EF | E18 | G09 | H12 | D05 | M01 | W02 | 413.3432 | 318.5 | 1444.1875 | 602.2842 | 0 | 0 | W134,R38,S0,IN,BN,CN,QN, | G3756, | C1312,LY,AY,FY,CCY,F92, | D8,DTY, | MN, | WY
| 344 | 6628 | 05E18G10H12D05M01W02 | 344 | W134,R38,S0,IN,BN,CN,QN,G3430,C1312,LY,AY,FY,CCY,F92,D8,DTY,MN,WY | 11.97 | 0.01 | 0.65 | 17.5 | 30.13 | 99.6% | 20.12% | 1 | 2778.3149 | 2297.7504 | 0 | 254.3217 | 389.13 | 1.5556 | 258.4237 | 61.53 | Walls:R13+R4 foam,Roof:R38,SlabEdge:R0,Infiltration:No,RadBarrier:No,CoolRoof:No,InsQuality:No | Window:0.34 U/0.30 SHGC | AirCond:13/12,ChargeLight:Yes,AirFlowTest:Yes,FanEnergyTest:Yes,MaxCoolCap:Yes,Furnace:0.92 | Duct:R8.0,DuctTest:Yes | Mass:Std | Dhw:62% EF | E18 | G10 | H12 | D05 | M01 | W02 | 413.3432 | 318.5 | 1444.1875 | 602.2842 | 0 | 0 | W134,R38,S0,IN,BN,CN,QN, | G3430, | C1312,LY,AY,FY,CCY,F92, | D8,DTY, | MN, | WY
| 608 | 6892 | 05E20G09H10D07M01W03 | 608 | W134,R38,S0,IY,BN,CN,QN,G3756,C1311,LY,AN,FN,CCN,F80,D6,DTY,MN,WT | 8.66 | 0.78 | 0.65 | 12.73 | 22.82 | 69.17% | 39.5% | 2 | 2778.6576 | 2298.0932 | 0.62222 | 289.1884 | 279.93 | 0.93333 | 223.557 | 170.73 | Walls:R13+R4 foam,Roof:R38,SlabEdge:R0,Infiltration:Test 3.2 SLA,RadBarrier:No,CoolRoof:No,InsQuality:No | Window:0.37 U/0.56 SHGC | AirCond:13/11,ChargeLight:Yes,AirFlowTest:No,FanEnergyTest:No,MaxCoolCap:No,Furnace:0.8 | Duct:R6.0,DuctTest:Yes | Mass:Std | Dhw:84% EF Tankless | E20 | G09 | H10 | D07 | M01 | W03 | 619.8432 | 318.5 | 222.25 | 480.5645 | 0 | 1137.5 | W134,R38,S0,IY,BN,CN,QN, | G3756, | C1311,LY,AN,FN,CCN,F80, | D6,DTY, | MN, | WT
| 663 | 6947 | 05E20G10H10D07M01W03 | 663 | W134,R38,S0,IY,BN,CN,QN,G3430,C1311,LY,AN,FN,CCN,F80,D6,DTY,MN,WT | 13.51 | 0.01 | 0.65 | 12.73 | 26.9 | 99.6% | 28.69% | 1 | 2778.6576 | 2298.0932 | 0 | 307.6472 | 339.15 | 1.5556 | 205.0982 | 111.51 | Walls:R13+R4 foam,Roof:R38,SlabEdge:R0,Infiltration:Test 3.2 SLA,RadBarrier:No,CoolRoof:No,InsQuality:No | Window:0.34 U/0.30 SHGC | AirCond:13/11,ChargeLight:Yes,AirFlowTest:No,FanEnergyTest:No,MaxCoolCap:No,Furnace:0.8 | Duct:R6.0,DuctTest:Yes | Mass:Std | Dhw:84% EF Tankless | E20 | G10 | H10 | D07 | M01 | W03 | 619.8432 | 318.5 | 222.25 | 480.5645 | 0 | 1137.5 | W134,R38,S0,IY,BN,CN,QN, | G3430, | C1311,LY,AN,FN,CCN,F80, | D6,DTY, | MN, | WT
| 601 | 6885 | 05E20G09H09D07M01W02 | 601 | W134,R38,S0,IY,BN,CN,QN,G3756,C1310,LN,AN,FN,CCN,F96,D6,DTY,MN,WY | 7.34 | 0.83 | 0.65 | 17.5 | 26.32 | 67.19% | 30.22% | 1 | 2783.9076 | 2303.3432 | 0.7 | 293.2904 | 329.07 | 0.85556 | 219.455 | 121.59 | Walls:R13+R4 foam,Roof:R38,SlabEdge:R0,Infiltration:Test 3.2 SLA,RadBarrier:No,CoolRoof:No,InsQuality:No | Window:0.37 U/0.56 SHGC | AirCond:13/10,ChargeLight:No,AirFlowTest:No,FanEnergyTest:No,MaxCoolCap:No,Furnace:0.96 | Duct:R6.0,DuctTest:Yes | Mass:Std | Dhw:62% EF | E20 | G09 | H09 | D07 | M01 | W02 | 619.8432 | 318.5 | 1365 | 480.5645 | 0 | 0 | W134,R38,S0,IY,BN,CN,QN, | G3756, | C1310,LN,AN,FN,CCN,F96, | D6,DTY, | MN, | WY
| 656 | 6940 | 05E20G10H09D07M01W02 | 656 | W134,R38,S0,IY,BN,CN,QN,G3430,C1310,LN,AN,FN,CCN,F96,D6,DTY,MN,WY | 11.45 | 0.01 | 0.65 | 17.5 | 29.61 | 99.6% | 21.5% | 1 | 2783.9076 | 2303.3432 | 0 | 307.6472 | 378.42 | 1.5556 | 205.0982 | 72.24 | Walls:R13+R4 foam,Roof:R38,SlabEdge:R0,Infiltration:Test 3.2 SLA,RadBarrier:No,CoolRoof:No,InsQuality:No | Window:0.34 U/0.30 SHGC | AirCond:13/10,ChargeLight:No,AirFlowTest:No,FanEnergyTest:No,MaxCoolCap:No,Furnace:0.96 | Duct:R6.0,DuctTest:Yes | Mass:Std | Dhw:62% EF | E20 | G10 | H09 | D07 | M01 | W02 | 619.8432 | 318.5 | 1365 | 480.5645 | 0 | 0 | W134,R38,S0,IY,BN,CN,QN, | G3430, | C1310,LN,AN,FN,CCN,F96, | D6,DTY, | MN, | WY
| 529 | 6813 | 05E19G12H07D05M01W03 | 529 | W134,R38,S0,IN,BY,CN,QN,G4965,C1310,LN,AN,FN,CCN,F80,D8,DTY,MN,WT | 10.12 | 0.77 | 0.65 | 12.73 | 24.27 | 69.57% | 35.66% | 2 | 2794.7211 | 2314.1567 | 0.7 | 309.6982 | 297.57 | 0.85556 | 203.0472 | 153.09 | Walls:R13+R4 foam,Roof:R38,SlabEdge:R0,Infiltration:No,RadBarrier:Yes,CoolRoof:No,InsQuality:No | Window:0.49 U/0.65 SHGC | AirCond:13/10,ChargeLight:No,AirFlowTest:No,FanEnergyTest:No,MaxCoolCap:No,Furnace:0.8 | Duct:R8.0,DuctTest:Yes | Mass:Std | Dhw:84% EF Tankless | E19 | G12 | H07 | D05 | M01 | W03 | 895.6869 | 159.25 | 0 | 602.2842 | 0 | 1137.5 | W134,R38,S0,IN,BY,CN,QN, | G4965, | C1310,LN,AN,FN,CCN,F80, | D8,DTY, | MN, | WT
| 286 | 6570 | 05E18G09H11D07M01W03 | 286 | W134,R38,S0,IN,BN,CN,QN,G3756,C1312,LY,AN,FN,CCN,F80,D6,DTY,MN,WT | 9.17 | 0.77 | 0.65 | 12.73 | 23.32 | 69.57% | 38.18% | 2 | 2799.6576 | 2319.0932 | 0.7 | 297.3923 | 286.02 | 0.85556 | 215.3531 | 164.64 | Walls:R13+R4 foam,Roof:R38,SlabEdge:R0,Infiltration:No,RadBarrier:No,CoolRoof:No,InsQuality:No | Window:0.37 U/0.56 SHGC | AirCond:13/12,ChargeLight:Yes,AirFlowTest:No,FanEnergyTest:No,MaxCoolCap:No,Furnace:0.8 | Duct:R6.0,DuctTest:Yes | Mass:Std | Dhw:84% EF Tankless | E18 | G09 | H11 | D07 | M01 | W03 | 413.3432 | 318.5 | 449.75 | 480.5645 | 0 | 1137.5 | W134,R38,S0,IN,BN,CN,QN, | G3756, | C1312,LY,AN,FN,CCN,F80, | D6,DTY, | MN, | WT
| 341 | 6625 | 05E18G10H11D07M01W03 | 341 | W134,R38,S0,IN,BN,CN,QN,G3430,C1312,LY,AN,FN,CCN,F80,D6,DTY,MN,WT | 14.09 | 0.01 | 0.65 | 12.73 | 27.48 | 99.6% | 27.15% | 1 | 2799.6576 | 2319.0932 | 0 | 317.9021 | 346.08 | 1.5556 | 194.8432 | 104.58 | Walls:R13+R4 foam,Roof:R38,SlabEdge:R0,Infiltration:No,RadBarrier:No,CoolRoof:No,InsQuality:No | Window:0.34 U/0.30 SHGC | AirCond:13/12,ChargeLight:Yes,AirFlowTest:No,FanEnergyTest:No,MaxCoolCap:No,Furnace:0.8 | Duct:R6.0,DuctTest:Yes | Mass:Std | Dhw:84% EF Tankless | E18 | G10 | H11 | D07 | M01 | W03 | 413.3432 | 318.5 | 449.75 | 480.5645 | 0 | 1137.5 | W134,R38,S0,IN,BN,CN,QN, | G3430, | C1312,LY,AN,FN,CCN,F80, | D6,DTY, | MN, | WT
| 101 | 6385 | 05E17G09H08D07M01W03 | 101 | W130,R38,S0,IN,BN,CN,QN,G3756,C1310,LN,AN,FN,CCN,F92,D6,DTY,MN,WT | 10.24 | 1.08 | 0.65 | 12.73 | 24.7 | 57.31% | 34.52% | 1 | 2802.8145 | 2322.25 | 0.93333 | 354.8198 | 297.78 | 0.62222 | 157.9256 | 152.88 | Walls:R13,Roof:R38,SlabEdge:R0,Infiltration:No,RadBarrier:No,CoolRoof:No,InsQuality:No | Window:0.37 U/0.56 SHGC | AirCond:13/10,ChargeLight:No,AirFlowTest:No,FanEnergyTest:No,MaxCoolCap:No,Furnace:0.92 | Duct:R6.0,DuctTest:Yes | Mass:Std | Dhw:84% EF Tankless | E17 | G09 | H08 | D07 | M01 | W03 | 183.75 | 318.5 | 682.5 | 480.5645 | 0 | 1137.5 | W130,R38,S0,IN,BN,CN,QN, | G3756, | C1310,LN,AN,FN,CCN,F92, | D6,DTY, | MN, | WT
| 156 | 6440 | 05E17G10H08D07M01W03 | 156 | W130,R38,S0,IN,BN,CN,QN,G3430,C1310,LN,AN,FN,CCN,F92,D6,DTY,MN,WT | 14.65 | 0.03 | 0.65 | 12.73 | 28.06 | 98.81% | 25.61% | 1 | 2802.8145 | 2322.25 | 0.077778 | 356.8708 | 351.12 | 1.4778 | 155.8746 | 99.54 | Walls:R13,Roof:R38,SlabEdge:R0,Infiltration:No,RadBarrier:No,CoolRoof:No,InsQuality:No | Window:0.34 U/0.30 SHGC | AirCond:13/10,ChargeLight:No,AirFlowTest:No,FanEnergyTest:No,MaxCoolCap:No,Furnace:0.92 | Duct:R6.0,DuctTest:Yes | Mass:Std | Dhw:84% EF Tankless | E17 | G10 | H08 | D07 | M01 | W03 | 183.75 | 318.5 | 682.5 | 480.5645 | 0 | 1137.5 | W130,R38,S0,IN,BN,CN,QN, | G3430, | C1310,LN,AN,FN,CCN,F92, | D6,DTY, | MN, | WT
| 753 | 7037 | 05E21G09H07D07M01W03 | 753 | W134,R38,S0,IY,BN,CN,QY,G3756,C1310,LN,AN,FN,CCN,F80,D6,DTY,MN,WT | 7.27 | 0.78 | 0.65 | 12.73 | 21.43 | 69.17% | 43.19% | 2 | 2808.4076 | 2327.8432 | 0.62222 | 270.7296 | 262.92 | 0.93333 | 242.0158 | 187.74 | Walls:R13+R4 foam,Roof:R38,SlabEdge:R0,Infiltration:Test 3.2 SLA,RadBarrier:No,CoolRoof:No,InsQuality:Yes | Window:0.37 U/0.56 SHGC | AirCond:13/10,ChargeLight:No,AirFlowTest:No,FanEnergyTest:No,MaxCoolCap:No,Furnace:0.8 | Duct:R6.0,DuctTest:Yes | Mass:Std | Dhw:84% EF Tankless | E21 | G09 | H07 | D07 | M01 | W03 | 871.8432 | 318.5 | 0 | 480.5645 | 0 | 1137.5 | W134,R38,S0,IY,BN,CN,QY, | G3756, | C1310,LN,AN,FN,CCN,F80, | D6,DTY, | MN, | WT
| 808 | 7092 | 05E21G10H07D07M01W03 | 808 | W134,R38,S0,IY,BN,CN,QY,G3430,C1310,LN,AN,FN,CCN,F80,D6,DTY,MN,WT | 11.99 | 0.01 | 0.65 | 12.73 | 25.38 | 99.6% | 32.71% | 1 | 2808.4076 | 2327.8432 | 0 | 283.0355 | 320.67 | 1.5556 | 229.7099 | 129.99 | Walls:R13+R4 foam,Roof:R38,SlabEdge:R0,Infiltration:Test 3.2 SLA,RadBarrier:No,CoolRoof:No,InsQuality:Yes | Window:0.34 U/0.30 SHGC | AirCond:13/10,ChargeLight:No,AirFlowTest:No,FanEnergyTest:No,MaxCoolCap:No,Furnace:0.8 | Duct:R6.0,DuctTest:Yes | Mass:Std | Dhw:84% EF Tankless | E21 | G10 | H07 | D07 | M01 | W03 | 871.8432 | 318.5 | 0 | 480.5645 | 0 | 1137.5 | W134,R38,S0,IY,BN,CN,QY, | G3430, | C1310,LN,AN,FN,CCN,F80, | D6,DTY, | MN, | WT
| 729 | 7013 | 05E20G12H12D05M01W02 | 729 | W134,R38,S0,IY,BN,CN,QN,G4965,C1312,LY,AY,FY,CCY,F92,D8,DTY,MN,WY | 7.99 | 1.11 | 0.65 | 17.5 | 27.25 | 56.13% | 27.76% | 1 | 2825.5649 | 2345.0004 | 0.77778 | 280.9845 | 339.78 | 0.77778 | 231.7609 | 110.88 | Walls:R13+R4 foam,Roof:R38,SlabEdge:R0,Infiltration:Test 3.2 SLA,RadBarrier:No,CoolRoof:No,InsQuality:No | Window:0.49 U/0.65 SHGC | AirCond:13/12,ChargeLight:Yes,AirFlowTest:Yes,FanEnergyTest:Yes,MaxCoolCap:Yes,Furnace:0.92 | Duct:R8.0,DuctTest:Yes | Mass:Std | Dhw:62% EF | E20 | G12 | H12 | D05 | M01 | W02 | 619.8432 | 159.25 | 1444.1875 | 602.2842 | 0 | 0 | W134,R38,S0,IY,BN,CN,QN, | G4965, | C1312,LY,AY,FY,CCY,F92, | D8,DTY, | MN, | WY
| 407 | 6691 | 05E18G12H13D07M01W02 | 407 | W134,R38,S0,IN,BN,CN,QN,G4965,C1512,LY,AY,FY,CCY,F92,D6,DTY,MN,WY | 8.61 | 1.01 | 0.65 | 17.5 | 27.77 | 60.08% | 26.38% | 1 | 2827.2201 | 2346.6557 | 0.7 | 278.9335 | 347.34 | 0.85556 | 233.8119 | 103.32 | Walls:R13+R4 foam,Roof:R38,SlabEdge:R0,Infiltration:No,RadBarrier:No,CoolRoof:No,InsQuality:No | Window:0.49 U/0.65 SHGC | AirCond:15/12,ChargeLight:Yes,AirFlowTest:Yes,FanEnergyTest:Yes,MaxCoolCap:Yes,Furnace:0.92 | Duct:R6.0,DuctTest:Yes | Mass:Std | Dhw:62% EF | E18 | G12 | H13 | D07 | M01 | W02 | 413.3432 | 159.25 | 1774.0625 | 480.5645 | 0 | 0 | W134,R38,S0,IN,BN,CN,QN, | G4965, | C1512,LY,AY,FY,CCY,F92, | D6,DTY, | MN, | WY
| 423 | 6707 | 05E19G09H07D07M01W03 | 423 | W134,R38,S0,IN,BY,CN,QN,G3756,C1310,LN,AN,FN,CCN,F80,D6,DTY,MN,WT | 9.67 | 0.34 | 0.65 | 12.73 | 23.39 | 86.56% | 37.99% | 2 | 2832.2514 | 2351.6869 | 0.46667 | 272.7805 | 292.11 | 1.0889 | 239.9648 | 158.55 | Walls:R13+R4 foam,Roof:R38,SlabEdge:R0,Infiltration:No,RadBarrier:Yes,CoolRoof:No,InsQuality:No | Window:0.37 U/0.56 SHGC | AirCond:13/10,ChargeLight:No,AirFlowTest:No,FanEnergyTest:No,MaxCoolCap:No,Furnace:0.8 | Duct:R6.0,DuctTest:Yes | Mass:Std | Dhw:84% EF Tankless | E19 | G09 | H07 | D07 | M01 | W03 | 895.6869 | 318.5 | 0 | 480.5645 | 0 | 1137.5 | W134,R38,S0,IN,BY,CN,QN, | G3756, | C1310,LN,AN,FN,CCN,F80, | D6,DTY, | MN, | WT
| 478 | 6762 | 05E19G10H07D07M01W03 | 478 | W134,R38,S0,IN,BY,CN,QN,G3430,C1310,LN,AN,FN,CCN,F80,D6,DTY,MN,WT | 14.99 | 0 | 0.65 | 12.73 | 28.37 | 100% | 24.79% | 1 | 2832.2514 | 2351.6869 | 0 | 330.208 | 357.42 | 1.5556 | 182.5374 | 93.24 | Walls:R13+R4 foam,Roof:R38,SlabEdge:R0,Infiltration:No,RadBarrier:Yes,CoolRoof:No,InsQuality:No | Window:0.34 U/0.30 SHGC | AirCond:13/10,ChargeLight:No,AirFlowTest:No,FanEnergyTest:No,MaxCoolCap:No,Furnace:0.8 | Duct:R6.0,DuctTest:Yes | Mass:Std | Dhw:84% EF Tankless | E19 | G10 | H07 | D07 | M01 | W03 | 895.6869 | 318.5 | 0 | 480.5645 | 0 | 1137.5 | W134,R38,S0,IN,BY,CN,QN, | G3430, | C1310,LN,AN,FN,CCN,F80, | D6,DTY, | MN, | WT
| 81 | 6365 | 05E05G09H14D05M01W03 | 81 | W130,R30,S0,IN,BN,CN,QN,G3756,C1512,LY,AN,FN,CCN,F80,D8,DTY,MN,WT | 11.76 | 1.01 | 0.65 | 12.73 | 26.15 | 60.08% | 30.67% | 1 | 2837.9092 | 2357.3447 | 0.77778 | 350.7178 | 317.52 | 0.77778 | 162.0275 | 133.14 | Walls:R13,Roof:R30,SlabEdge:R0,Infiltration:No,RadBarrier:No,CoolRoof:No,InsQuality:No | Window:0.37 U/0.56 SHGC | AirCond:15/12,ChargeLight:Yes,AirFlowTest:No,FanEnergyTest:No,MaxCoolCap:No,Furnace:0.8 | Duct:R8.0,DuctTest:Yes | Mass:Std | Dhw:84% EF Tankless | E05 | G09 | H14 | D05 | M01 | W03 | 0 | 318.5 | 779.625 | 602.2842 | 0 | 1137.5 | W130,R30,S0,IN,BN,CN,QN, | G3756, | C1512,LY,AN,FN,CCN,F80, | D8,DTY, | MN, | WT
| 1457 | 7741 | 05E25G09H14D05M01W03 | 1457 | W130,R30,S0,IN,BN,CN,QN,G3756,C1512,LY,AN,FN,CCN,F80,D8,DTY,MN,WT | 11.76 | 1.01 | 0.65 | 12.73 | 26.15 | 60.08% | 30.67% | 1 | 2837.9092 | 2357.3447 | 0.77778 | 350.7178 | 317.52 | 0.77778 | 162.0275 | 133.14 | Walls:R13,Roof:R30,SlabEdge:R0,Infiltration:No,RadBarrier:No,CoolRoof:No,InsQuality:No | Window:0.37 U/0.56 SHGC | AirCond:15/12,ChargeLight:Yes,AirFlowTest:No,FanEnergyTest:No,MaxCoolCap:No,Furnace:0.8 | Duct:R8.0,DuctTest:Yes | Mass:Std | Dhw:84% EF Tankless | E25 | G09 | H14 | D05 | M01 | W03 | 0 | 318.5 | 779.625 | 602.2842 | 0 | 1137.5 | W130,R30,S0,IN,BN,CN,QN, | G3756, | C1512,LY,AN,FN,CCN,F80, | D8,DTY, | MN, | WT
| 1512 | 7796 | 05E25G10H14D05M01W03 | 1512 | W130,R30,S0,IN,BN,CN,QN,G3430,C1512,LY,AN,FN,CCN,F80,D8,DTY,MN,WT | 16.58 | 0.03 | 0.65 | 12.73 | 29.99 | 98.81% | 20.49% | 1 | 2837.9092 | 2357.3447 | 0.15556 | 356.8708 | 376.53 | 1.4 | 155.8746 | 74.13 | Walls:R13,Roof:R30,SlabEdge:R0,Infiltration:No,RadBarrier:No,CoolRoof:No,InsQuality:No | Window:0.34 U/0.30 SHGC | AirCond:15/12,ChargeLight:Yes,AirFlowTest:No,FanEnergyTest:No,MaxCoolCap:No,Furnace:0.8 | Duct:R8.0,DuctTest:Yes | Mass:Std | Dhw:84% EF Tankless | E25 | G10 | H14 | D05 | M01 | W03 | 0 | 318.5 | 779.625 | 602.2842 | 0 | 1137.5 | W130,R30,S0,IN,BN,CN,QN, | G3430, | C1512,LY,AN,FN,CCN,F80, | D8,DTY, | MN, | WT
| 255 | 6539 | 05E18G09H07D06M01W02 | 255 | W134,R38,S0,IN,BN,CN,QN,G3756,C1310,LN,AN,FN,CCN,F80,DC,DTY,MN,WY | 8.1 | 0.69 | 0.65 | 17.5 | 26.94 | 72.73% | 28.58% | 1 | 2841.5796 | 2361.0151 | 0.62222 | 274.8315 | 339.57 | 0.93333 | 237.9139 | 111.09 | Walls:R13+R4 foam,Roof:R38,SlabEdge:R0,Infiltration:No,RadBarrier:No,CoolRoof:No,InsQuality:No | Window:0.37 U/0.56 SHGC | AirCond:13/10,ChargeLight:No,AirFlowTest:No,FanEnergyTest:No,MaxCoolCap:No,Furnace:0.8 | Duct:Conditioned Space,DuctTest:Yes | Mass:Std | Dhw:62% EF | E18 | G09 | H07 | D06 | M01 | W02 | 413.3432 | 318.5 | 0 | 2109.7365 | 0 | 0 | W134,R38,S0,IN,BN,CN,QN, | G3756, | C1310,LN,AN,FN,CCN,F80, | DC,DTY, | MN, | WY
| 310 | 6594 | 05E18G10H07D06M01W02 | 310 | W134,R38,S0,IN,BN,CN,QN,G3430,C1310,LN,AN,FN,CCN,F80,DC,DTY,MN,WY | 12.48 | 0.01 | 0.65 | 17.5 | 30.64 | 99.6% | 18.77% | 1 | 2841.5796 | 2361.0151 | 0 | 293.2904 | 393.33 | 1.5556 | 219.455 | 57.33 | Walls:R13+R4 foam,Roof:R38,SlabEdge:R0,Infiltration:No,RadBarrier:No,CoolRoof:No,InsQuality:No | Window:0.34 U/0.30 SHGC | AirCond:13/10,ChargeLight:No,AirFlowTest:No,FanEnergyTest:No,MaxCoolCap:No,Furnace:0.8 | Duct:Conditioned Space,DuctTest:Yes | Mass:Std | Dhw:62% EF | E18 | G10 | H07 | D06 | M01 | W02 | 413.3432 | 318.5 | 0 | 2109.7365 | 0 | 0 | W134,R38,S0,IN,BN,CN,QN, | G3430, | C1310,LN,AN,FN,CCN,F80, | DC,DTY, | MN, | WY
| 726 | 7010 | 05E20G12H11D07M01W03 | 726 | W134,R38,S0,IY,BN,CN,QN,G4965,C1312,LY,AN,FN,CCN,F80,D6,DTY,MN,WT | 9.4 | 1.38 | 0.65 | 12.73 | 24.16 | 45.45% | 35.95% | 2 | 2846.9076 | 2366.3432 | 0.93333 | 342.5139 | 288.75 | 0.62222 | 170.2315 | 161.91 | Walls:R13+R4 foam,Roof:R38,SlabEdge:R0,Infiltration:Test 3.2 SLA,RadBarrier:No,CoolRoof:No,InsQuality:No | Window:0.49 U/0.65 SHGC | AirCond:13/12,ChargeLight:Yes,AirFlowTest:No,FanEnergyTest:No,MaxCoolCap:No,Furnace:0.8 | Duct:R6.0,DuctTest:Yes | Mass:Std | Dhw:84% EF Tankless | E20 | G12 | H11 | D07 | M01 | W03 | 619.8432 | 159.25 | 449.75 | 480.5645 | 0 | 1137.5 | W134,R38,S0,IY,BN,CN,QN, | G4965, | C1312,LY,AN,FN,CCN,F80, | D6,DTY, | MN, | WT
| 247 | 6531 | 05E17G12H14D05M01W03 | 247 | W130,R38,S0,IN,BN,CN,QN,G4965,C1512,LY,AN,FN,CCN,F80,D8,DTY,MN,WT | 12.16 | 1.47 | 0.65 | 12.73 | 27.01 | 41.9% | 28.39% | 1 | 2862.4092 | 2381.8447 | 1.0889 | 389.6865 | 322.35 | 0.46667 | 123.0589 | 128.31 | Walls:R13,Roof:R38,SlabEdge:R0,Infiltration:No,RadBarrier:No,CoolRoof:No,InsQuality:No | Window:0.49 U/0.65 SHGC | AirCond:15/12,ChargeLight:Yes,AirFlowTest:No,FanEnergyTest:No,MaxCoolCap:No,Furnace:0.8 | Duct:R8.0,DuctTest:Yes | Mass:Std | Dhw:84% EF Tankless | E17 | G12 | H14 | D05 | M01 | W03 | 183.75 | 159.25 | 779.625 | 602.2842 | 0 | 1137.5 | W130,R38,S0,IN,BN,CN,QN, | G4965, | C1512,LY,AN,FN,CCN,F80, | D8,DTY, | MN, | WT
| 621 | 6905 | 05E20G09H12D07M01W02 | 621 | W134,R38,S0,IY,BN,CN,QN,G3756,C1312,LY,AY,FY,CCY,F92,D6,DTY,MN,WY | 7.53 | 0.65 | 0.65 | 17.5 | 26.33 | 74.31% | 30.2% | 1 | 2863.0951 | 2382.5307 | 0.54444 | 244.0668 | 334.11 | 1.0111 | 268.6786 | 116.55 | Walls:R13+R4 foam,Roof:R38,SlabEdge:R0,Infiltration:Test 3.2 SLA,RadBarrier:No,CoolRoof:No,InsQuality:No | Window:0.37 U/0.56 SHGC | AirCond:13/12,ChargeLight:Yes,AirFlowTest:Yes,FanEnergyTest:Yes,MaxCoolCap:Yes,Furnace:0.92 | Duct:R6.0,DuctTest:Yes | Mass:Std | Dhw:62% EF | E20 | G09 | H12 | D07 | M01 | W02 | 619.8432 | 318.5 | 1444.1875 | 480.5645 | 0 | 0 | W134,R38,S0,IY,BN,CN,QN, | G3756, | C1312,LY,AY,FY,CCY,F92, | D6,DTY, | MN, | WY
| 676 | 6960 | 05E20G10H12D07M01W02 | 676 | W134,R38,S0,IY,BN,CN,QN,G3430,C1312,LY,AY,FY,CCY,F92,D6,DTY,MN,WY | 11.74 | 0.01 | 0.65 | 17.5 | 29.9 | 99.6% | 20.73% | 1 | 2863.0951 | 2382.5307 | 0 | 248.1688 | 386.4 | 1.5556 | 264.5766 | 64.26 | Walls:R13+R4 foam,Roof:R38,SlabEdge:R0,Infiltration:Test 3.2 SLA,RadBarrier:No,CoolRoof:No,InsQuality:No | Window:0.34 U/0.30 SHGC | AirCond:13/12,ChargeLight:Yes,AirFlowTest:Yes,FanEnergyTest:Yes,MaxCoolCap:Yes,Furnace:0.92 | Duct:R6.0,DuctTest:Yes | Mass:Std | Dhw:62% EF | E20 | G10 | H12 | D07 | M01 | W02 | 619.8432 | 318.5 | 1444.1875 | 480.5645 | 0 | 0 | W134,R38,S0,IY,BN,CN,QN, | G3430, | C1312,LY,AY,FY,CCY,F92, | D6,DTY, | MN, | WY
| 883 | 7167 | 05E21G12H10D07M01W03 | 883 | W134,R38,S0,IY,BN,CN,QY,G4965,C1311,LY,AN,FN,CCN,F80,D6,DTY,MN,WT | 7.98 | 1.3 | 0.65 | 12.73 | 22.66 | 48.62% | 39.93% | 2 | 2871.4076 | 2390.8432 | 0.93333 | 313.8002 | 271.53 | 0.62222 | 198.9452 | 179.13 | Walls:R13+R4 foam,Roof:R38,SlabEdge:R0,Infiltration:Test 3.2 SLA,RadBarrier:No,CoolRoof:No,InsQuality:Yes | Window:0.49 U/0.65 SHGC | AirCond:13/11,ChargeLight:Yes,AirFlowTest:No,FanEnergyTest:No,MaxCoolCap:No,Furnace:0.8 | Duct:R6.0,DuctTest:Yes | Mass:Std | Dhw:84% EF Tankless | E21 | G12 | H10 | D07 | M01 | W03 | 871.8432 | 159.25 | 222.25 | 480.5645 | 0 | 1137.5 | W134,R38,S0,IY,BN,CN,QY, | G4965, | C1311,LY,AN,FN,CCN,F80, | D6,DTY, | MN, | WT
| 376 | 6660 | 05E18G12H08D07M01W03 | 376 | W134,R38,S0,IN,BN,CN,QN,G4965,C1310,LN,AN,FN,CCN,F92,D6,DTY,MN,WT | 8.72 | 1.48 | 0.65 | 12.73 | 23.58 | 41.5% | 37.49% | 2 | 2873.1576 | 2392.5932 | 1.0889 | 356.8708 | 279.51 | 0.46667 | 155.8746 | 171.15 | Walls:R13+R4 foam,Roof:R38,SlabEdge:R0,Infiltration:No,RadBarrier:No,CoolRoof:No,InsQuality:No | Window:0.49 U/0.65 SHGC | AirCond:13/10,ChargeLight:No,AirFlowTest:No,FanEnergyTest:No,MaxCoolCap:No,Furnace:0.92 | Duct:R6.0,DuctTest:Yes | Mass:Std | Dhw:84% EF Tankless | E18 | G12 | H08 | D07 | M01 | W03 | 413.3432 | 159.25 | 682.5 | 480.5645 | 0 | 1137.5 | W134,R38,S0,IN,BN,CN,QN, | G4965, | C1310,LN,AN,FN,CCN,F92, | D6,DTY, | MN, | WT
| 876 | 7160 | 05E21G12H09D07M01W02 | 876 | W134,R38,S0,IY,BN,CN,QY,G4965,C1310,LN,AN,FN,CCN,F96,D6,DTY,MN,WY | 6.76 | 1.39 | 0.65 | 17.5 | 26.3 | 45.06% | 30.28% | 1 | 2876.6576 | 2396.0932 | 1.0111 | 322.0041 | 322.14 | 0.54444 | 190.7413 | 128.52 | Walls:R13+R4 foam,Roof:R38,SlabEdge:R0,Infiltration:Test 3.2 SLA,RadBarrier:No,CoolRoof:No,InsQuality:Yes | Window:0.49 U/0.65 SHGC | AirCond:13/10,ChargeLight:No,AirFlowTest:No,FanEnergyTest:No,MaxCoolCap:No,Furnace:0.96 | Duct:R6.0,DuctTest:Yes | Mass:Std | Dhw:62% EF | E21 | G12 | H09 | D07 | M01 | W02 | 871.8432 | 159.25 | 1365 | 480.5645 | 0 | 0 | W134,R38,S0,IY,BN,CN,QY, | G4965, | C1310,LN,AN,FN,CCN,F96, | D6,DTY, | MN, | WY
| 53 | 6337 | 05E05G09H11D06M01W02 | 53 | W130,R30,S0,IN,BN,CN,QN,G3756,C1312,LY,AN,FN,CCN,F80,DC,DTY,MN,WY | 10.76 | 1.01 | 0.65 | 17.5 | 29.92 | 60.08% | 20.68% | 1 | 2877.9865 | 2397.422 | 0.77778 | 336.361 | 371.91 | 0.77778 | 176.3844 | 78.75 | Walls:R13,Roof:R30,SlabEdge:R0,Infiltration:No,RadBarrier:No,CoolRoof:No,InsQuality:No | Window:0.37 U/0.56 SHGC | AirCond:13/12,ChargeLight:Yes,AirFlowTest:No,FanEnergyTest:No,MaxCoolCap:No,Furnace:0.8 | Duct:Conditioned Space,DuctTest:Yes | Mass:Std | Dhw:62% EF | E05 | G09 | H11 | D06 | M01 | W02 | 0 | 318.5 | 449.75 | 2109.7365 | 0 | 0 | W130,R30,S0,IN,BN,CN,QN, | G3756, | C1312,LY,AN,FN,CCN,F80, | DC,DTY, | MN, | WY
| 1438 | 7722 | 05E25G09H11D06M01W02 | 1438 | W130,R30,S0,IN,BN,CN,QN,G3756,C1312,LY,AN,FN,CCN,F80,DC,DTY,MN,WY | 10.76 | 1.01 | 0.65 | 17.5 | 29.92 | 60.08% | 20.68% | 1 | 2877.9865 | 2397.422 | 0.77778 | 336.361 | 371.91 | 0.77778 | 176.3844 | 78.75 | Walls:R13,Roof:R30,SlabEdge:R0,Infiltration:No,RadBarrier:No,CoolRoof:No,InsQuality:No | Window:0.37 U/0.56 SHGC | AirCond:13/12,ChargeLight:Yes,AirFlowTest:No,FanEnergyTest:No,MaxCoolCap:No,Furnace:0.8 | Duct:Conditioned Space,DuctTest:Yes | Mass:Std | Dhw:62% EF | E25 | G09 | H11 | D06 | M01 | W02 | 0 | 318.5 | 449.75 | 2109.7365 | 0 | 0 | W130,R30,S0,IN,BN,CN,QN, | G3756, | C1312,LY,AN,FN,CCN,F80, | DC,DTY, | MN, | WY
| 1493 | 7777 | 05E25G10H11D06M01W02 | 1493 | W130,R30,S0,IN,BN,CN,QN,G3430,C1312,LY,AN,FN,CCN,F80,DC,DTY,MN,WY | 15.19 | 0.03 | 0.65 | 17.5 | 33.37 | 98.81% | 11.53% | 0 | 2877.9865 | 2397.422 | 0.15556 | 334.31 | 426.3 | 1.4 | 178.4354 | 24.36 | Walls:R13,Roof:R30,SlabEdge:R0,Infiltration:No,RadBarrier:No,CoolRoof:No,InsQuality:No | Window:0.34 U/0.30 SHGC | AirCond:13/12,ChargeLight:Yes,AirFlowTest:No,FanEnergyTest:No,MaxCoolCap:No,Furnace:0.8 | Duct:Conditioned Space,DuctTest:Yes | Mass:Std | Dhw:62% EF | E25 | G10 | H11 | D06 | M01 | W02 | 0 | 318.5 | 449.75 | 2109.7365 | 0 | 0 | W130,R30,S0,IN,BN,CN,QN, | G3430, | C1312,LY,AN,FN,CCN,F80, | DC,DTY, | MN, | WY
| 52 | 6336 | 05E05G09H11D06M01W01 | 52 | W130,R30,S0,IN,BN,CN,QN,G3756,C1312,LY,AN,FN,CCN,F80,DC,DTY,MN,WN | 10.76 | 1.01 | 0.65 | 18.87 | 31.29 | 60.08% | 17.05% | 1 | 2877.9865 | 2397.422 | 0.77778 | 336.361 | 390.81 | 0.77778 | 176.3844 | 59.85 | Walls:R13,Roof:R30,SlabEdge:R0,Infiltration:No,RadBarrier:No,CoolRoof:No,InsQuality:No | Window:0.37 U/0.56 SHGC | AirCond:13/12,ChargeLight:Yes,AirFlowTest:No,FanEnergyTest:No,MaxCoolCap:No,Furnace:0.8 | Duct:Conditioned Space,DuctTest:Yes | Mass:Std | Dhw:57% EF | E05 | G09 | H11 | D06 | M01 | W01 | 0 | 318.5 | 449.75 | 2109.7365 | 0 | 0 | W130,R30,S0,IN,BN,CN,QN, | G3756, | C1312,LY,AN,FN,CCN,F80, | DC,DTY, | MN, | WN
| 130 | 6414 | 05E17G09H13D05M01W02 | 130 | W130,R38,S0,IN,BN,CN,QN,G3756,C1512,LY,AY,FY,CCY,F92,D8,DTY,MN,WY | 9.9 | 0.71 | 0.65 | 17.5 | 28.76 | 71.94% | 23.75% | 1 | 2878.5967 | 2398.0322 | 0.62222 | 276.8825 | 363.3 | 0.93333 | 235.8629 | 87.36 | Walls:R13,Roof:R38,SlabEdge:R0,Infiltration:No,RadBarrier:No,CoolRoof:No,InsQuality:No | Window:0.37 U/0.56 SHGC | AirCond:15/12,ChargeLight:Yes,AirFlowTest:Yes,FanEnergyTest:Yes,MaxCoolCap:Yes,Furnace:0.92 | Duct:R8.0,DuctTest:Yes | Mass:Std | Dhw:62% EF | E17 | G09 | H13 | D05 | M01 | W02 | 183.75 | 318.5 | 1774.0625 | 602.2842 | 0 | 0 | W130,R38,S0,IN,BN,CN,QN, | G3756, | C1512,LY,AY,FY,CCY,F92, | D8,DTY, | MN, | WY
| 185 | 6469 | 05E17G10H13D05M01W02 | 185 | W130,R38,S0,IN,BN,CN,QN,G3430,C1512,LY,AY,FY,CCY,F92,D8,DTY,MN,WY | 14.16 | 0.02 | 0.65 | 17.5 | 32.33 | 99.21% | 14.29% | 0 | 2878.5967 | 2398.0322 | 0.077778 | 283.0355 | 416.43 | 1.4778 | 229.7099 | 34.23 | Walls:R13,Roof:R38,SlabEdge:R0,Infiltration:No,RadBarrier:No,CoolRoof:No,InsQuality:No | Window:0.34 U/0.30 SHGC | AirCond:15/12,ChargeLight:Yes,AirFlowTest:Yes,FanEnergyTest:Yes,MaxCoolCap:Yes,Furnace:0.92 | Duct:R8.0,DuctTest:Yes | Mass:Std | Dhw:62% EF | E17 | G10 | H13 | D05 | M01 | W02 | 183.75 | 318.5 | 1774.0625 | 602.2842 | 0 | 0 | W130,R38,S0,IN,BN,CN,QN, | G3430, | C1512,LY,AY,FY,CCY,F92, | D8,DTY, | MN, | WY
| 695 | 6979 | 05E20G12H07D06M01W02 | 695 | W134,R38,S0,IY,BN,CN,QN,G4965,C1310,LN,AN,FN,CCN,F80,DC,DTY,MN,WY | 8.33 | 1.25 | 0.65 | 17.5 | 27.73 | 50.59% | 26.48% | 1 | 2888.8296 | 2408.2651 | 0.93333 | 317.9021 | 342.3 | 0.62222 | 194.8432 | 108.36 | Walls:R13+R4 foam,Roof:R38,SlabEdge:R0,Infiltration:Test 3.2 SLA,RadBarrier:No,CoolRoof:No,InsQuality:No | Window:0.49 U/0.65 SHGC | AirCond:13/10,ChargeLight:No,AirFlowTest:No,FanEnergyTest:No,MaxCoolCap:No,Furnace:0.8 | Duct:Conditioned Space,DuctTest:Yes | Mass:Std | Dhw:62% EF | E20 | G12 | H07 | D06 | M01 | W02 | 619.8432 | 159.25 | 0 | 2109.7365 | 0 | 0 | W134,R38,S0,IY,BN,CN,QN, | G4965, | C1310,LN,AN,FN,CCN,F80, | DC,DTY, | MN, | WY
| 553 | 6837 | 05E19G12H10D07M01W03 | 553 | W134,R38,S0,IN,BY,CN,QN,G4965,C1311,LY,AN,FN,CCN,F80,D6,DTY,MN,WT | 10.34 | 0.73 | 0.65 | 12.73 | 24.45 | 71.15% | 35.18% | 2 | 2895.2514 | 2414.6869 | 0.7 | 311.7492 | 300.3 | 0.85556 | 200.9962 | 150.36 | Walls:R13+R4 foam,Roof:R38,SlabEdge:R0,Infiltration:No,RadBarrier:Yes,CoolRoof:No,InsQuality:No | Window:0.49 U/0.65 SHGC | AirCond:13/11,ChargeLight:Yes,AirFlowTest:No,FanEnergyTest:No,MaxCoolCap:No,Furnace:0.8 | Duct:R6.0,DuctTest:Yes | Mass:Std | Dhw:84% EF Tankless | E19 | G12 | H10 | D07 | M01 | W03 | 895.6869 | 159.25 | 222.25 | 480.5645 | 0 | 1137.5 | W134,R38,S0,IN,BY,CN,QN, | G4965, | C1311,LY,AN,FN,CCN,F80, | D6,DTY, | MN, | WT
| 139 | 6423 | 05E17G09H14D07M01W03 | 139 | W130,R38,S0,IN,BN,CN,QN,G3756,C1512,LY,AN,FN,CCN,F80,D6,DTY,MN,WT | 11.64 | 0.89 | 0.65 | 12.73 | 25.91 | 64.82% | 31.31% | 1 | 2899.9395 | 2419.375 | 0.7 | 340.4629 | 316.05 | 0.85556 | 172.2824 | 134.61 | Walls:R13,Roof:R38,SlabEdge:R0,Infiltration:No,RadBarrier:No,CoolRoof:No,InsQuality:No | Window:0.37 U/0.56 SHGC | AirCond:15/12,ChargeLight:Yes,AirFlowTest:No,FanEnergyTest:No,MaxCoolCap:No,Furnace:0.8 | Duct:R6.0,DuctTest:Yes | Mass:Std | Dhw:84% EF Tankless | E17 | G09 | H14 | D07 | M01 | W03 | 183.75 | 318.5 | 779.625 | 480.5645 | 0 | 1137.5 | W130,R38,S0,IN,BN,CN,QN, | G3756, | C1512,LY,AN,FN,CCN,F80, | D6,DTY, | MN, | WT
| 194 | 6478 | 05E17G10H14D07M01W03 | 194 | W130,R38,S0,IN,BN,CN,QN,G3430,C1512,LY,AN,FN,CCN,F80,D6,DTY,MN,WT | 16.63 | 0.03 | 0.65 | 12.73 | 30.04 | 98.81% | 20.36% | 1 | 2899.9395 | 2419.375 | 0.077778 | 356.8708 | 377.37 | 1.4778 | 155.8746 | 73.29 | Walls:R13,Roof:R38,SlabEdge:R0,Infiltration:No,RadBarrier:No,CoolRoof:No,InsQuality:No | Window:0.34 U/0.30 SHGC | AirCond:15/12,ChargeLight:Yes,AirFlowTest:No,FanEnergyTest:No,MaxCoolCap:No,Furnace:0.8 | Duct:R6.0,DuctTest:Yes | Mass:Std | Dhw:84% EF Tankless | E17 | G10 | H14 | D07 | M01 | W03 | 183.75 | 318.5 | 779.625 | 480.5645 | 0 | 1137.5 | W130,R38,S0,IN,BN,CN,QN, | G3430, | C1512,LY,AN,FN,CCN,F80, | D6,DTY, | MN, | WT
| 606 | 6890 | 05E20G09H10D05M01W03 | 606 | W134,R38,S0,IY,BN,CN,QN,G3756,C1311,LY,AN,FN,CCN,F80,D8,DTY,MN,WT | 8.45 | 0.74 | 0.65 | 12.73 | 22.57 | 70.75% | 40.16% | 2 | 2900.3774 | 2419.8129 | 0.62222 | 285.0864 | 277.41 | 0.93333 | 227.659 | 173.25 | Walls:R13+R4 foam,Roof:R38,SlabEdge:R0,Infiltration:Test 3.2 SLA,RadBarrier:No,CoolRoof:No,InsQuality:No | Window:0.37 U/0.56 SHGC | AirCond:13/11,ChargeLight:Yes,AirFlowTest:No,FanEnergyTest:No,MaxCoolCap:No,Furnace:0.8 | Duct:R8.0,DuctTest:Yes | Mass:Std | Dhw:84% EF Tankless | E20 | G09 | H10 | D05 | M01 | W03 | 619.8432 | 318.5 | 222.25 | 602.2842 | 0 | 1137.5 | W134,R38,S0,IY,BN,CN,QN, | G3756, | C1311,LY,AN,FN,CCN,F80, | D8,DTY, | MN, | WT
| 661 | 6945 | 05E20G10H10D05M01W03 | 661 | W134,R38,S0,IY,BN,CN,QN,G3430,C1311,LY,AN,FN,CCN,F80,D8,DTY,MN,WT | 13.19 | 0.01 | 0.65 | 12.73 | 26.58 | 99.6% | 29.53% | 1 | 2900.3774 | 2419.8129 | 0 | 303.5453 | 335.37 | 1.5556 | 209.2001 | 115.29 | Walls:R13+R4 foam,Roof:R38,SlabEdge:R0,Infiltration:Test 3.2 SLA,RadBarrier:No,CoolRoof:No,InsQuality:No | Window:0.34 U/0.30 SHGC | AirCond:13/11,ChargeLight:Yes,AirFlowTest:No,FanEnergyTest:No,MaxCoolCap:No,Furnace:0.8 | Duct:R8.0,DuctTest:Yes | Mass:Std | Dhw:84% EF Tankless | E20 | G10 | H10 | D05 | M01 | W03 | 619.8432 | 318.5 | 222.25 | 602.2842 | 0 | 1137.5 | W134,R38,S0,IY,BN,CN,QN, | G3430, | C1311,LY,AN,FN,CCN,F80, | D8,DTY, | MN, | WT
| 546 | 6830 | 05E19G12H09D07M01W02 | 546 | W134,R38,S0,IN,BY,CN,QN,G4965,C1310,LN,AN,FN,CCN,F96,D6,DTY,MN,WY | 8.76 | 0.79 | 0.65 | 17.5 | 27.7 | 68.77% | 26.56% | 1 | 2900.5014 | 2419.9369 | 0.7 | 315.8512 | 346.08 | 0.85556 | 196.8942 | 104.58 | Walls:R13+R4 foam,Roof:R38,SlabEdge:R0,Infiltration:No,RadBarrier:Yes,CoolRoof:No,InsQuality:No | Window:0.49 U/0.65 SHGC | AirCond:13/10,ChargeLight:No,AirFlowTest:No,FanEnergyTest:No,MaxCoolCap:No,Furnace:0.96 | Duct:R6.0,DuctTest:Yes | Mass:Std | Dhw:62% EF | E19 | G12 | H09 | D07 | M01 | W02 | 895.6869 | 159.25 | 1365 | 480.5645 | 0 | 0 | W134,R38,S0,IN,BY,CN,QN, | G4965, | C1310,LN,AN,FN,CCN,F96, | D6,DTY, | MN, | WY
| 228 | 6512 | 05E17G12H11D06M01W02 | 228 | W130,R38,S0,IN,BN,CN,QN,G4965,C1312,LY,AN,FN,CCN,F80,DC,DTY,MN,WY | 11.15 | 1.47 | 0.65 | 17.5 | 30.77 | 41.9% | 18.43% | 1 | 2902.4865 | 2421.922 | 1.0889 | 375.3296 | 376.53 | 0.46667 | 137.4158 | 74.13 | Walls:R13,Roof:R38,SlabEdge:R0,Infiltration:No,RadBarrier:No,CoolRoof:No,InsQuality:No | Window:0.49 U/0.65 SHGC | AirCond:13/12,ChargeLight:Yes,AirFlowTest:No,FanEnergyTest:No,MaxCoolCap:No,Furnace:0.8 | Duct:Conditioned Space,DuctTest:Yes | Mass:Std | Dhw:62% EF | E17 | G12 | H11 | D06 | M01 | W02 | 183.75 | 159.25 | 449.75 | 2109.7365 | 0 | 0 | W130,R38,S0,IN,BN,CN,QN, | G4965, | C1312,LY,AN,FN,CCN,F80, | DC,DTY, | MN, | WY
| 599 | 6883 | 05E20G09H09D05M01W02 | 599 | W134,R38,S0,IY,BN,CN,QN,G3756,C1310,LN,AN,FN,CCN,F96,D8,DTY,MN,WY | 7.16 | 0.8 | 0.65 | 17.5 | 26.11 | 68.38% | 30.78% | 1 | 2905.6274 | 2425.0629 | 0.7 | 289.1884 | 326.97 | 0.85556 | 223.557 | 123.69 | Walls:R13+R4 foam,Roof:R38,SlabEdge:R0,Infiltration:Test 3.2 SLA,RadBarrier:No,CoolRoof:No,InsQuality:No | Window:0.37 U/0.56 SHGC | AirCond:13/10,ChargeLight:No,AirFlowTest:No,FanEnergyTest:No,MaxCoolCap:No,Furnace:0.96 | Duct:R8.0,DuctTest:Yes | Mass:Std | Dhw:62% EF | E20 | G09 | H09 | D05 | M01 | W02 | 619.8432 | 318.5 | 1365 | 602.2842 | 0 | 0 | W134,R38,S0,IY,BN,CN,QN, | G3756, | C1310,LN,AN,FN,CCN,F96, | D8,DTY, | MN, | WY
| 654 | 6938 | 05E20G10H09D05M01W02 | 654 | W134,R38,S0,IY,BN,CN,QN,G3430,C1310,LN,AN,FN,CCN,F96,D8,DTY,MN,WY | 11.18 | 0.01 | 0.65 | 17.5 | 29.34 | 99.6% | 22.22% | 1 | 2905.6274 | 2425.0629 | 0 | 303.5453 | 375.27 | 1.5556 | 209.2001 | 75.39 | Walls:R13+R4 foam,Roof:R38,SlabEdge:R0,Infiltration:Test 3.2 SLA,RadBarrier:No,CoolRoof:No,InsQuality:No | Window:0.34 U/0.30 SHGC | AirCond:13/10,ChargeLight:No,AirFlowTest:No,FanEnergyTest:No,MaxCoolCap:No,Furnace:0.96 | Duct:R8.0,DuctTest:Yes | Mass:Std | Dhw:62% EF | E20 | G10 | H09 | D05 | M01 | W02 | 619.8432 | 318.5 | 1365 | 602.2842 | 0 | 0 | W134,R38,S0,IY,BN,CN,QN, | G3430, | C1310,LN,AN,FN,CCN,F96, | D8,DTY, | MN, | WY
| 282 | 6566 | 05E18G09H11D05M01W03 | 282 | W134,R38,S0,IN,BN,CN,QN,G3756,C1312,LY,AN,FN,CCN,F80,D8,DTY,MN,WT | 8.95 | 0.74 | 0.65 | 12.73 | 23.07 | 70.75% | 38.84% | 2 | 2921.3774 | 2440.8129 | 0.62222 | 293.2904 | 283.5 | 0.93333 | 219.455 | 167.16 | Walls:R13+R4 foam,Roof:R38,SlabEdge:R0,Infiltration:No,RadBarrier:No,CoolRoof:No,InsQuality:No | Window:0.37 U/0.56 SHGC | AirCond:13/12,ChargeLight:Yes,AirFlowTest:No,FanEnergyTest:No,MaxCoolCap:No,Furnace:0.8 | Duct:R8.0,DuctTest:Yes | Mass:Std | Dhw:84% EF Tankless | E18 | G09 | H11 | D05 | M01 | W03 | 413.3432 | 318.5 | 449.75 | 602.2842 | 0 | 1137.5 | W134,R38,S0,IN,BN,CN,QN, | G3756, | C1312,LY,AN,FN,CCN,F80, | D8,DTY, | MN, | WT
| 337 | 6621 | 05E18G10H11D05M01W03 | 337 | W134,R38,S0,IN,BN,CN,QN,G3430,C1312,LY,AN,FN,CCN,F80,D8,DTY,MN,WT | 13.77 | 0.01 | 0.65 | 12.73 | 27.16 | 99.6% | 28% | 1 | 2921.3774 | 2440.8129 | 0 | 311.7492 | 342.3 | 1.5556 | 200.9962 | 108.36 | Walls:R13+R4 foam,Roof:R38,SlabEdge:R0,Infiltration:No,RadBarrier:No,CoolRoof:No,InsQuality:No | Window:0.34 U/0.30 SHGC | AirCond:13/12,ChargeLight:Yes,AirFlowTest:No,FanEnergyTest:No,MaxCoolCap:No,Furnace:0.8 | Duct:R8.0,DuctTest:Yes | Mass:Std | Dhw:84% EF Tankless | E18 | G10 | H11 | D05 | M01 | W03 | 413.3432 | 318.5 | 449.75 | 602.2842 | 0 | 1137.5 | W134,R38,S0,IN,BN,CN,QN, | G3430, | C1312,LY,AN,FN,CCN,F80, | D8,DTY, | MN, | WT
| 97 | 6381 | 05E17G09H08D05M01W03 | 97 | W130,R38,S0,IN,BN,CN,QN,G3756,C1310,LN,AN,FN,CCN,F92,D8,DTY,MN,WT | 10.02 | 1.04 | 0.65 | 12.73 | 24.44 | 58.89% | 35.21% | 2 | 2924.5342 | 2443.9697 | 0.85556 | 348.6669 | 295.26 | 0.7 | 164.0785 | 155.4 | Walls:R13,Roof:R38,SlabEdge:R0,Infiltration:No,RadBarrier:No,CoolRoof:No,InsQuality:No | Window:0.37 U/0.56 SHGC | AirCond:13/10,ChargeLight:No,AirFlowTest:No,FanEnergyTest:No,MaxCoolCap:No,Furnace:0.92 | Duct:R8.0,DuctTest:Yes | Mass:Std | Dhw:84% EF Tankless | E17 | G09 | H08 | D05 | M01 | W03 | 183.75 | 318.5 | 682.5 | 602.2842 | 0 | 1137.5 | W130,R38,S0,IN,BN,CN,QN, | G3756, | C1310,LN,AN,FN,CCN,F92, | D8,DTY, | MN, | WT
| 237 | 6521 | 05E17G12H12D07M01W03 | 237 | W130,R38,S0,IN,BN,CN,QN,G4965,C1312,LY,AY,FY,CCY,F92,D6,DTY,MN,WT | 10.8 | 1.45 | 0.65 | 12.73 | 25.63 | 42.69% | 32.05% | 1 | 3405.252 | 2924.6875 | 1.0111 | 338.412 | 307.86 | 0.54444 | 174.3334 | 142.8 | Walls:R13,Roof:R38,SlabEdge:R0,Infiltration:No,RadBarrier:No,CoolRoof:No,InsQuality:No | Window:0.49 U/0.65 SHGC | AirCond:13/12,ChargeLight:Yes,AirFlowTest:Yes,FanEnergyTest:Yes,MaxCoolCap:Yes,Furnace:0.92 | Duct:R6.0,DuctTest:Yes | Mass:Std | Dhw:84% EF Tankless | E17 | G12 | H12 | D07 | M01 | W03 | 183.75 | 159.25 | 1444.1875 | 480.5645 | 0 | 1137.5 | W130,R38,S0,IN,BN,CN,QN, | G4965, | C1312,LY,AY,FY,CCY,F92, | D6,DTY, | MN, | WT
| 749 | 7033 | 05E21G09H07D05M01W03 | 749 | W134,R38,S0,IY,BN,CN,QY,G3756,C1310,LN,AN,FN,CCN,F80,D8,DTY,MN,WT | 7.07 | 0.75 | 0.65 | 12.73 | 21.2 | 70.36% | 43.8% | 2 | 2930.1274 | 2449.5629 | 0.62222 | 264.5766 | 260.61 | 0.93333 | 248.1688 | 190.05 | Walls:R13+R4 foam,Roof:R38,SlabEdge:R0,Infiltration:Test 3.2 SLA,RadBarrier:No,CoolRoof:No,InsQuality:Yes | Window:0.37 U/0.56 SHGC | AirCond:13/10,ChargeLight:No,AirFlowTest:No,FanEnergyTest:No,MaxCoolCap:No,Furnace:0.8 | Duct:R8.0,DuctTest:Yes | Mass:Std | Dhw:84% EF Tankless | E21 | G09 | H07 | D05 | M01 | W03 | 871.8432 | 318.5 | 0 | 602.2842 | 0 | 1137.5 | W134,R38,S0,IY,BN,CN,QY, | G3756, | C1310,LN,AN,FN,CCN,F80, | D8,DTY, | MN, | WT
| 804 | 7088 | 05E21G10H07D05M01W03 | 804 | W134,R38,S0,IY,BN,CN,QY,G3430,C1310,LN,AN,FN,CCN,F80,D8,DTY,MN,WT | 11.69 | 0.01 | 0.65 | 12.73 | 25.08 | 99.6% | 33.51% | 1 | 2930.1274 | 2449.5629 | 0 | 278.9335 | 316.89 | 1.5556 | 233.8119 | 133.77 | Walls:R13+R4 foam,Roof:R38,SlabEdge:R0,Infiltration:Test 3.2 SLA,RadBarrier:No,CoolRoof:No,InsQuality:Yes | Window:0.34 U/0.30 SHGC | AirCond:13/10,ChargeLight:No,AirFlowTest:No,FanEnergyTest:No,MaxCoolCap:No,Furnace:0.8 | Duct:R8.0,DuctTest:Yes | Mass:Std | Dhw:84% EF Tankless | E21 | G10 | H07 | D05 | M01 | W03 | 871.8432 | 318.5 | 0 | 602.2842 | 0 | 1137.5 | W134,R38,S0,IY,BN,CN,QY, | G3430, | C1310,LN,AN,FN,CCN,F80, | D8,DTY, | MN, | WT
| 405 | 6689 | 05E18G12H13D05M01W02 | 405 | W134,R38,S0,IN,BN,CN,QN,G4965,C1512,LY,AY,FY,CCY,F92,D8,DTY,MN,WY | 8.42 | 0.97 | 0.65 | 17.5 | 27.54 | 61.66% | 26.99% | 1 | 2948.9399 | 2468.3754 | 0.7 | 274.8315 | 345.03 | 0.85556 | 237.9139 | 105.63 | Walls:R13+R4 foam,Roof:R38,SlabEdge:R0,Infiltration:No,RadBarrier:No,CoolRoof:No,InsQuality:No | Window:0.49 U/0.65 SHGC | AirCond:15/12,ChargeLight:Yes,AirFlowTest:Yes,FanEnergyTest:Yes,MaxCoolCap:Yes,Furnace:0.92 | Duct:R8.0,DuctTest:Yes | Mass:Std | Dhw:62% EF | E18 | G12 | H13 | D05 | M01 | W02 | 413.3432 | 159.25 | 1774.0625 | 602.2842 | 0 | 0 | W134,R38,S0,IN,BN,CN,QN, | G4965, | C1512,LY,AY,FY,CCY,F92, | D8,DTY, | MN, | WY
| 1528 | 7812 | 05E25G12H08D06M01W02 | 1528 | W130,R30,S0,IN,BN,CN,QN,G4965,C1310,LN,AN,FN,CCN,F92,DC,DTY,MN,WY | 10.17 | 1.81 | 0.65 | 17.5 | 30.13 | 28.46% | 20.12% | 1 | 2951.4865 | 2470.922 | 1.2444 | 404.0434 | 363.3 | 0.31111 | 108.702 | 87.36 | Walls:R13,Roof:R30,SlabEdge:R0,Infiltration:No,RadBarrier:No,CoolRoof:No,InsQuality:No | Window:0.49 U/0.65 SHGC | AirCond:13/10,ChargeLight:No,AirFlowTest:No,FanEnergyTest:No,MaxCoolCap:No,Furnace:0.92 | Duct:Conditioned Space,DuctTest:Yes | Mass:Std | Dhw:62% EF | E25 | G12 | H08 | D06 | M01 | W02 | 0 | 159.25 | 682.5 | 2109.7365 | 0 | 0 | W130,R30,S0,IN,BN,CN,QN, | G4965, | C1310,LN,AN,FN,CCN,F92, | DC,DTY, | MN, | WY
| 419 | 6703 | 05E19G09H07D05M01W03 | 419 | W134,R38,S0,IN,BY,CN,QN,G3756,C1310,LN,AN,FN,CCN,F80,D8,DTY,MN,WT | 9.45 | 0.34 | 0.65 | 12.73 | 23.17 | 86.56% | 38.57% | 2 | 2953.9711 | 2473.4067 | 0.46667 | 268.6786 | 289.59 | 1.0889 | 244.0668 | 161.07 | Walls:R13+R4 foam,Roof:R38,SlabEdge:R0,Infiltration:No,RadBarrier:Yes,CoolRoof:No,InsQuality:No | Window:0.37 U/0.56 SHGC | AirCond:13/10,ChargeLight:No,AirFlowTest:No,FanEnergyTest:No,MaxCoolCap:No,Furnace:0.8 | Duct:R8.0,DuctTest:Yes | Mass:Std | Dhw:84% EF Tankless | E19 | G09 | H07 | D05 | M01 | W03 | 895.6869 | 318.5 | 0 | 602.2842 | 0 | 1137.5 | W134,R38,S0,IN,BY,CN,QN, | G3756, | C1310,LN,AN,FN,CCN,F80, | D8,DTY, | MN, | WT
| 474 | 6758 | 05E19G10H07D05M01W03 | 474 | W134,R38,S0,IN,BY,CN,QN,G3430,C1310,LN,AN,FN,CCN,F80,D8,DTY,MN,WT | 14.66 | 0 | 0.65 | 12.73 | 28.04 | 100% | 25.66% | 1 | 2953.9711 | 2473.4067 | 0 | 324.0551 | 353.64 | 1.5556 | 188.6903 | 97.02 | Walls:R13+R4 foam,Roof:R38,SlabEdge:R0,Infiltration:No,RadBarrier:Yes,CoolRoof:No,InsQuality:No | Window:0.34 U/0.30 SHGC | AirCond:13/10,ChargeLight:No,AirFlowTest:No,FanEnergyTest:No,MaxCoolCap:No,Furnace:0.8 | Duct:R8.0,DuctTest:Yes | Mass:Std | Dhw:84% EF Tankless | E19 | G10 | H07 | D05 | M01 | W03 | 895.6869 | 318.5 | 0 | 602.2842 | 0 | 1137.5 | W134,R38,S0,IN,BY,CN,QN, | G3430, | C1310,LN,AN,FN,CCN,F80, | D8,DTY, | MN, | WT
| 896 | 7180 | 05E21G12H12D07M01W02 | 896 | W134,R38,S0,IY,BN,CN,QY,G4965,C1312,LY,AY,FY,CCY,F92,D6,DTY,MN,WY | 6.94 | 1.08 | 0.65 | 17.5 | 26.17 | 57.31% | 30.62% | 1 | 2955.8451 | 2475.2807 | 0.77778 | 266.6276 | 326.76 | 0.77778 | 246.1178 | 123.9 | Walls:R13+R4 foam,Roof:R38,SlabEdge:R0,Infiltration:Test 3.2 SLA,RadBarrier:No,CoolRoof:No,InsQuality:Yes | Window:0.49 U/0.65 SHGC | AirCond:13/12,ChargeLight:Yes,AirFlowTest:Yes,FanEnergyTest:Yes,MaxCoolCap:Yes,Furnace:0.92 | Duct:R6.0,DuctTest:Yes | Mass:Std | Dhw:62% EF | E21 | G12 | H12 | D07 | M01 | W02 | 871.8432 | 159.25 | 1444.1875 | 480.5645 | 0 | 0 | W134,R38,S0,IY,BN,CN,QY, | G4965, | C1312,LY,AY,FY,CCY,F92, | D6,DTY, | MN, | WY
| 722 | 7006 | 05E20G12H11D05M01W03 | 722 | W134,R38,S0,IY,BN,CN,QN,G4965,C1312,LY,AN,FN,CCN,F80,D8,DTY,MN,WT | 9.18 | 1.33 | 0.65 | 12.73 | 23.89 | 47.43% | 36.66% | 2 | 2968.6274 | 2488.0629 | 0.93333 | 334.31 | 286.23 | 0.62222 | 178.4354 | 164.43 | Walls:R13+R4 foam,Roof:R38,SlabEdge:R0,Infiltration:Test 3.2 SLA,RadBarrier:No,CoolRoof:No,InsQuality:No | Window:0.49 U/0.65 SHGC | AirCond:13/12,ChargeLight:Yes,AirFlowTest:No,FanEnergyTest:No,MaxCoolCap:No,Furnace:0.8 | Duct:R8.0,DuctTest:Yes | Mass:Std | Dhw:84% EF Tankless | E20 | G12 | H11 | D05 | M01 | W03 | 619.8432 | 159.25 | 449.75 | 602.2842 | 0 | 1137.5 | W134,R38,S0,IY,BN,CN,QN, | G4965, | C1312,LY,AN,FN,CCN,F80, | D8,DTY, | MN, | WT
| 414 | 6698 | 05E18G12H14D07M01W03 | 414 | W134,R38,S0,IN,BN,CN,QN,G4965,C1512,LY,AN,FN,CCN,F80,D6,DTY,MN,WT | 9.91 | 1.21 | 0.65 | 12.73 | 24.5 | 52.17% | 35.05% | 2 | 2970.2826 | 2489.7182 | 0.85556 | 338.412 | 294.84 | 0.7 | 174.3334 | 155.82 | Walls:R13+R4 foam,Roof:R38,SlabEdge:R0,Infiltration:No,RadBarrier:No,CoolRoof:No,InsQuality:No | Window:0.49 U/0.65 SHGC | AirCond:15/12,ChargeLight:Yes,AirFlowTest:No,FanEnergyTest:No,MaxCoolCap:No,Furnace:0.8 | Duct:R6.0,DuctTest:Yes | Mass:Std | Dhw:84% EF Tankless | E18 | G12 | H14 | D07 | M01 | W03 | 413.3432 | 159.25 | 779.625 | 480.5645 | 0 | 1137.5 | W134,R38,S0,IN,BN,CN,QN, | G4965, | C1512,LY,AN,FN,CCN,F80, | D6,DTY, | MN, | WT
| 566 | 6850 | 05E19G12H12D07M01W02 | 566 | W134,R38,S0,IN,BY,CN,QN,G4965,C1312,LY,AY,FY,CCY,F92,D6,DTY,MN,WY | 8.99 | 0.61 | 0.65 | 17.5 | 27.75 | 75.89% | 26.43% | 1 | 2979.6889 | 2499.1244 | 0.54444 | 258.4237 | 352.17 | 1.0111 | 254.3217 | 98.49 | Walls:R13+R4 foam,Roof:R38,SlabEdge:R0,Infiltration:No,RadBarrier:Yes,CoolRoof:No,InsQuality:No | Window:0.49 U/0.65 SHGC | AirCond:13/12,ChargeLight:Yes,AirFlowTest:Yes,FanEnergyTest:Yes,MaxCoolCap:Yes,Furnace:0.92 | Duct:R6.0,DuctTest:Yes | Mass:Std | Dhw:62% EF | E19 | G12 | H12 | D07 | M01 | W02 | 895.6869 | 159.25 | 1444.1875 | 480.5645 | 0 | 0 | W134,R38,S0,IN,BY,CN,QN, | G4965, | C1312,LY,AY,FY,CCY,F92, | D6,DTY, | MN, | WY
| 619 | 6903 | 05E20G09H12D05M01W02 | 619 | W134,R38,S0,IY,BN,CN,QN,G3756,C1312,LY,AY,FY,CCY,F92,D8,DTY,MN,WY | 7.35 | 0.62 | 0.65 | 17.5 | 26.12 | 75.49% | 30.75% | 1 | 2984.8149 | 2504.2504 | 0.54444 | 239.9648 | 331.8 | 1.0111 | 272.7805 | 118.86 | Walls:R13+R4 foam,Roof:R38,SlabEdge:R0,Infiltration:Test 3.2 SLA,RadBarrier:No,CoolRoof:No,InsQuality:No | Window:0.37 U/0.56 SHGC | AirCond:13/12,ChargeLight:Yes,AirFlowTest:Yes,FanEnergyTest:Yes,MaxCoolCap:Yes,Furnace:0.92 | Duct:R8.0,DuctTest:Yes | Mass:Std | Dhw:62% EF | E20 | G09 | H12 | D05 | M01 | W02 | 619.8432 | 318.5 | 1444.1875 | 602.2842 | 0 | 0 | W134,R38,S0,IY,BN,CN,QN, | G3756, | C1312,LY,AY,FY,CCY,F92, | D8,DTY, | MN, | WY
| 674 | 6958 | 05E20G10H12D05M01W02 | 674 | W134,R38,S0,IY,BN,CN,QN,G3430,C1312,LY,AY,FY,CCY,F92,D8,DTY,MN,WY | 11.47 | 0.01 | 0.65 | 17.5 | 29.63 | 99.6% | 21.45% | 1 | 2984.8149 | 2504.2504 | 0 | 246.1178 | 383.04 | 1.5556 | 266.6276 | 67.62 | Walls:R13+R4 foam,Roof:R38,SlabEdge:R0,Infiltration:Test 3.2 SLA,RadBarrier:No,CoolRoof:No,InsQuality:No | Window:0.34 U/0.30 SHGC | AirCond:13/12,ChargeLight:Yes,AirFlowTest:Yes,FanEnergyTest:Yes,MaxCoolCap:Yes,Furnace:0.92 | Duct:R8.0,DuctTest:Yes | Mass:Std | Dhw:62% EF | E20 | G10 | H12 | D05 | M01 | W02 | 619.8432 | 318.5 | 1444.1875 | 602.2842 | 0 | 0 | W134,R38,S0,IY,BN,CN,QN, | G3430, | C1312,LY,AY,FY,CCY,F92, | D8,DTY, | MN, | WY
| 297 | 6581 | 05E18G09H13D07M01W02 | 297 | W134,R38,S0,IN,BN,CN,QN,G3756,C1512,LY,AY,FY,CCY,F92,D6,DTY,MN,WY | 7.97 | 0.56 | 0.65 | 17.5 | 26.68 | 77.87% | 29.27% | 1 | 2986.4701 | 2505.9057 | 0.46667 | 242.0158 | 339.57 | 1.0889 | 270.7296 | 111.09 | Walls:R13+R4 foam,Roof:R38,SlabEdge:R0,Infiltration:No,RadBarrier:No,CoolRoof:No,InsQuality:No | Window:0.37 U/0.56 SHGC | AirCond:15/12,ChargeLight:Yes,AirFlowTest:Yes,FanEnergyTest:Yes,MaxCoolCap:Yes,Furnace:0.92 | Duct:R6.0,DuctTest:Yes | Mass:Std | Dhw:62% EF | E18 | G09 | H13 | D07 | M01 | W02 | 413.3432 | 318.5 | 1774.0625 | 480.5645 | 0 | 0 | W134,R38,S0,IN,BN,CN,QN, | G3756, | C1512,LY,AY,FY,CCY,F92, | D6,DTY, | MN, | WY
| 352 | 6636 | 05E18G10H13D07M01W02 | 352 | W134,R38,S0,IN,BN,CN,QN,G3430,C1512,LY,AY,FY,CCY,F92,D6,DTY,MN,WY | 12.25 | 0.01 | 0.65 | 17.5 | 30.41 | 99.6% | 19.38% | 1 | 2986.4701 | 2505.9057 | 0 | 256.3727 | 392.7 | 1.5556 | 256.3727 | 57.96 | Walls:R13+R4 foam,Roof:R38,SlabEdge:R0,Infiltration:No,RadBarrier:No,CoolRoof:No,InsQuality:No | Window:0.34 U/0.30 SHGC | AirCond:15/12,ChargeLight:Yes,AirFlowTest:Yes,FanEnergyTest:Yes,MaxCoolCap:Yes,Furnace:0.92 | Duct:R6.0,DuctTest:Yes | Mass:Std | Dhw:62% EF | E18 | G10 | H13 | D07 | M01 | W02 | 413.3432 | 318.5 | 1774.0625 | 480.5645 | 0 | 0 | W134,R38,S0,IN,BN,CN,QN, | G3430, | C1512,LY,AY,FY,CCY,F92, | D6,DTY, | MN, | WY
| 881 | 7165 | 05E21G12H10D05M01W03 | 881 | W134,R38,S0,IY,BN,CN,QY,G4965,C1311,LY,AN,FN,CCN,F80,D8,DTY,MN,WT | 7.78 | 1.25 | 0.65 | 12.73 | 22.41 | 50.59% | 40.59% | 2 | 2993.1274 | 2512.5629 | 0.85556 | 309.6982 | 269.22 | 0.7 | 203.0472 | 181.44 | Walls:R13+R4 foam,Roof:R38,SlabEdge:R0,Infiltration:Test 3.2 SLA,RadBarrier:No,CoolRoof:No,InsQuality:Yes | Window:0.49 U/0.65 SHGC | AirCond:13/11,ChargeLight:Yes,AirFlowTest:No,FanEnergyTest:No,MaxCoolCap:No,Furnace:0.8 | Duct:R8.0,DuctTest:Yes | Mass:Std | Dhw:84% EF Tankless | E21 | G12 | H10 | D05 | M01 | W03 | 871.8432 | 159.25 | 222.25 | 602.2842 | 0 | 1137.5 | W134,R38,S0,IY,BN,CN,QY, | G4965, | C1311,LY,AN,FN,CCN,F80, | D8,DTY, | MN, | WT
| 372 | 6656 | 05E18G12H08D05M01W03 | 372 | W134,R38,S0,IN,BN,CN,QN,G4965,C1310,LN,AN,FN,CCN,F92,D8,DTY,MN,WT | 8.53 | 1.42 | 0.65 | 12.73 | 23.33 | 43.87% | 38.15% | 2 | 2994.8774 | 2514.3129 | 1.0111 | 348.6669 | 277.2 | 0.54444 | 164.0785 | 173.46 | Walls:R13+R4 foam,Roof:R38,SlabEdge:R0,Infiltration:No,RadBarrier:No,CoolRoof:No,InsQuality:No | Window:0.49 U/0.65 SHGC | AirCond:13/10,ChargeLight:No,AirFlowTest:No,FanEnergyTest:No,MaxCoolCap:No,Furnace:0.92 | Duct:R8.0,DuctTest:Yes | Mass:Std | Dhw:84% EF Tankless | E18 | G12 | H08 | D05 | M01 | W03 | 413.3432 | 159.25 | 682.5 | 602.2842 | 0 | 1137.5 | W134,R38,S0,IN,BN,CN,QN, | G4965, | C1310,LN,AN,FN,CCN,F92, | D8,DTY, | MN, | WT
| 874 | 7158 | 05E21G12H09D05M01W02 | 874 | W134,R38,S0,IY,BN,CN,QY,G4965,C1310,LN,AN,FN,CCN,F96,D8,DTY,MN,WY | 6.6 | 1.34 | 0.65 | 17.5 | 26.09 | 47.04% | 30.83% | 1 | 2998.3774 | 2517.8129 | 0.93333 | 315.8512 | 320.04 | 0.62222 | 196.8942 | 130.62 | Walls:R13+R4 foam,Roof:R38,SlabEdge:R0,Infiltration:Test 3.2 SLA,RadBarrier:No,CoolRoof:No,InsQuality:Yes | Window:0.49 U/0.65 SHGC | AirCond:13/10,ChargeLight:No,AirFlowTest:No,FanEnergyTest:No,MaxCoolCap:No,Furnace:0.96 | Duct:R8.0,DuctTest:Yes | Mass:Std | Dhw:62% EF | E21 | G12 | H09 | D05 | M01 | W02 | 871.8432 | 159.25 | 1365 | 602.2842 | 0 | 0 | W134,R38,S0,IY,BN,CN,QY, | G4965, | C1310,LN,AN,FN,CCN,F96, | D8,DTY, | MN, | WY
| 616 | 6900 | 05E20G09H11D07M01W03 | 616 | W134,R38,S0,IY,BN,CN,QN,G3756,C1312,LY,AN,FN,CCN,F80,D6,DTY,MN,WT | 8.66 | 0.77 | 0.65 | 12.73 | 22.81 | 69.57% | 39.53% | 2 | 3006.1576 | 2525.5932 | 0.62222 | 289.1884 | 279.93 | 0.93333 | 223.557 | 170.73 | Walls:R13+R4 foam,Roof:R38,SlabEdge:R0,Infiltration:Test 3.2 SLA,RadBarrier:No,CoolRoof:No,InsQuality:No | Window:0.37 U/0.56 SHGC | AirCond:13/12,ChargeLight:Yes,AirFlowTest:No,FanEnergyTest:No,MaxCoolCap:No,Furnace:0.8 | Duct:R6.0,DuctTest:Yes | Mass:Std | Dhw:84% EF Tankless | E20 | G09 | H11 | D07 | M01 | W03 | 619.8432 | 318.5 | 449.75 | 480.5645 | 0 | 1137.5 | W134,R38,S0,IY,BN,CN,QN, | G3756, | C1312,LY,AN,FN,CCN,F80, | D6,DTY, | MN, | WT
| 671 | 6955 | 05E20G10H11D07M01W03 | 671 | W134,R38,S0,IY,BN,CN,QN,G3430,C1312,LY,AN,FN,CCN,F80,D6,DTY,MN,WT | 13.51 | 0.01 | 0.65 | 12.73 | 26.9 | 99.6% | 28.69% | 1 | 3006.1576 | 2525.5932 | 0 | 307.6472 | 339.15 | 1.5556 | 205.0982 | 111.51 | Walls:R13+R4 foam,Roof:R38,SlabEdge:R0,Infiltration:Test 3.2 SLA,RadBarrier:No,CoolRoof:No,InsQuality:No | Window:0.34 U/0.30 SHGC | AirCond:13/12,ChargeLight:Yes,AirFlowTest:No,FanEnergyTest:No,MaxCoolCap:No,Furnace:0.8 | Duct:R6.0,DuctTest:Yes | Mass:Std | Dhw:84% EF Tankless | E20 | G10 | H11 | D07 | M01 | W03 | 619.8432 | 318.5 | 449.75 | 480.5645 | 0 | 1137.5 | W134,R38,S0,IY,BN,CN,QN, | G3430, | C1312,LY,AN,FN,CCN,F80, | D6,DTY, | MN, | WT
| 551 | 6835 | 05E19G12H10D05M01W03 | 551 | W134,R38,S0,IN,BY,CN,QN,G4965,C1311,LY,AN,FN,CCN,F80,D8,DTY,MN,WT | 10.12 | 0.72 | 0.65 | 12.73 | 24.22 | 71.54% | 35.79% | 2 | 3016.9711 | 2536.4067 | 0.7 | 305.5962 | 297.57 | 0.85556 | 207.1491 | 153.09 | Walls:R13+R4 foam,Roof:R38,SlabEdge:R0,Infiltration:No,RadBarrier:Yes,CoolRoof:No,InsQuality:No | Window:0.49 U/0.65 SHGC | AirCond:13/11,ChargeLight:Yes,AirFlowTest:No,FanEnergyTest:No,MaxCoolCap:No,Furnace:0.8 | Duct:R8.0,DuctTest:Yes | Mass:Std | Dhw:84% EF Tankless | E19 | G12 | H10 | D05 | M01 | W03 | 895.6869 | 159.25 | 222.25 | 602.2842 | 0 | 1137.5 | W134,R38,S0,IN,BY,CN,QN, | G4965, | C1311,LY,AN,FN,CCN,F80, | D8,DTY, | MN, | WT
| 137 | 6421 | 05E17G09H14D05M01W03 | 137 | W130,R38,S0,IN,BN,CN,QN,G3756,C1512,LY,AN,FN,CCN,F80,D8,DTY,MN,WT | 11.38 | 0.85 | 0.65 | 12.73 | 25.61 | 66.4% | 32.1% | 1 | 3021.6592 | 2541.0947 | 0.7 | 334.31 | 312.9 | 0.85556 | 178.4354 | 137.76 | Walls:R13,Roof:R38,SlabEdge:R0,Infiltration:No,RadBarrier:No,CoolRoof:No,InsQuality:No | Window:0.37 U/0.56 SHGC | AirCond:15/12,ChargeLight:Yes,AirFlowTest:No,FanEnergyTest:No,MaxCoolCap:No,Furnace:0.8 | Duct:R8.0,DuctTest:Yes | Mass:Std | Dhw:84% EF Tankless | E17 | G09 | H14 | D05 | M01 | W03 | 183.75 | 318.5 | 779.625 | 602.2842 | 0 | 1137.5 | W130,R38,S0,IN,BN,CN,QN, | G3756, | C1512,LY,AN,FN,CCN,F80, | D8,DTY, | MN, | WT
| 192 | 6476 | 05E17G10H14D05M01W03 | 192 | W130,R38,S0,IN,BN,CN,QN,G3430,C1512,LY,AN,FN,CCN,F80,D8,DTY,MN,WT | 16.29 | 0.03 | 0.65 | 12.73 | 29.7 | 98.81% | 21.26% | 1 | 3021.6592 | 2541.0947 | 0.077778 | 350.7178 | 373.17 | 1.4778 | 162.0275 | 77.49 | Walls:R13,Roof:R38,SlabEdge:R0,Infiltration:No,RadBarrier:No,CoolRoof:No,InsQuality:No | Window:0.34 U/0.30 SHGC | AirCond:15/12,ChargeLight:Yes,AirFlowTest:No,FanEnergyTest:No,MaxCoolCap:No,Furnace:0.8 | Duct:R8.0,DuctTest:Yes | Mass:Std | Dhw:84% EF Tankless | E17 | G10 | H14 | D05 | M01 | W03 | 183.75 | 318.5 | 779.625 | 602.2842 | 0 | 1137.5 | W130,R38,S0,IN,BN,CN,QN, | G3430, | C1512,LY,AN,FN,CCN,F80, | D8,DTY, | MN, | WT
| 544 | 6828 | 05E19G12H09D05M01W02 | 544 | W134,R38,S0,IN,BY,CN,QN,G4965,C1310,LN,AN,FN,CCN,F96,D8,DTY,MN,WY | 8.57 | 0.77 | 0.65 | 17.5 | 27.49 | 69.57% | 27.12% | 1 | 3022.2211 | 2541.6567 | 0.7 | 309.6982 | 343.77 | 0.85556 | 203.0472 | 106.89 | Walls:R13+R4 foam,Roof:R38,SlabEdge:R0,Infiltration:No,RadBarrier:Yes,CoolRoof:No,InsQuality:No | Window:0.49 U/0.65 SHGC | AirCond:13/10,ChargeLight:No,AirFlowTest:No,FanEnergyTest:No,MaxCoolCap:No,Furnace:0.96 | Duct:R8.0,DuctTest:Yes | Mass:Std | Dhw:62% EF | E19 | G12 | H09 | D05 | M01 | W02 | 895.6869 | 159.25 | 1365 | 602.2842 | 0 | 0 | W134,R38,S0,IN,BY,CN,QN, | G4965, | C1310,LN,AN,FN,CCN,F96, | D8,DTY, | MN, | WY
| 773 | 7057 | 05E21G09H10D07M01W03 | 773 | W134,R38,S0,IY,BN,CN,QY,G3756,C1311,LY,AN,FN,CCN,F80,D6,DTY,MN,WT | 7.27 | 0.73 | 0.65 | 12.73 | 21.38 | 71.15% | 43.32% | 2 | 3030.6576 | 2550.0932 | 0.62222 | 266.6276 | 262.92 | 0.93333 | 246.1178 | 187.74 | Walls:R13+R4 foam,Roof:R38,SlabEdge:R0,Infiltration:Test 3.2 SLA,RadBarrier:No,CoolRoof:No,InsQuality:Yes | Window:0.37 U/0.56 SHGC | AirCond:13/11,ChargeLight:Yes,AirFlowTest:No,FanEnergyTest:No,MaxCoolCap:No,Furnace:0.8 | Duct:R6.0,DuctTest:Yes | Mass:Std | Dhw:84% EF Tankless | E21 | G09 | H10 | D07 | M01 | W03 | 871.8432 | 318.5 | 222.25 | 480.5645 | 0 | 1137.5 | W134,R38,S0,IY,BN,CN,QY, | G3756, | C1311,LY,AN,FN,CCN,F80, | D6,DTY, | MN, | WT
| 828 | 7112 | 05E21G10H10D07M01W03 | 828 | W134,R38,S0,IY,BN,CN,QY,G3430,C1311,LY,AN,FN,CCN,F80,D6,DTY,MN,WT | 11.99 | 0.01 | 0.65 | 12.73 | 25.38 | 99.6% | 32.71% | 1 | 3030.6576 | 2550.0932 | 0 | 283.0355 | 320.67 | 1.5556 | 229.7099 | 129.99 | Walls:R13+R4 foam,Roof:R38,SlabEdge:R0,Infiltration:Test 3.2 SLA,RadBarrier:No,CoolRoof:No,InsQuality:Yes | Window:0.34 U/0.30 SHGC | AirCond:13/11,ChargeLight:Yes,AirFlowTest:No,FanEnergyTest:No,MaxCoolCap:No,Furnace:0.8 | Duct:R6.0,DuctTest:Yes | Mass:Std | Dhw:84% EF Tankless | E21 | G10 | H10 | D07 | M01 | W03 | 871.8432 | 318.5 | 222.25 | 480.5645 | 0 | 1137.5 | W134,R38,S0,IY,BN,CN,QY, | G3430, | C1311,LY,AN,FN,CCN,F80, | D6,DTY, | MN, | WT
| 266 | 6550 | 05E18G09H08D07M01W03 | 266 | W134,R38,S0,IN,BN,CN,QN,G3756,C1310,LN,AN,FN,CCN,F92,D6,DTY,MN,WT | 8.07 | 0.83 | 0.65 | 12.73 | 22.28 | 67.19% | 40.93% | 2 | 3032.4076 | 2551.8432 | 0.7 | 301.4943 | 271.74 | 0.85556 | 211.2511 | 178.92 | Walls:R13+R4 foam,Roof:R38,SlabEdge:R0,Infiltration:No,RadBarrier:No,CoolRoof:No,InsQuality:No | Window:0.37 U/0.56 SHGC | AirCond:13/10,ChargeLight:No,AirFlowTest:No,FanEnergyTest:No,MaxCoolCap:No,Furnace:0.92 | Duct:R6.0,DuctTest:Yes | Mass:Std | Dhw:84% EF Tankless | E18 | G09 | H08 | D07 | M01 | W03 | 413.3432 | 318.5 | 682.5 | 480.5645 | 0 | 1137.5 | W134,R38,S0,IN,BN,CN,QN, | G3756, | C1310,LN,AN,FN,CCN,F92, | D6,DTY, | MN, | WT
| 321 | 6605 | 05E18G10H08D07M01W03 | 321 | W134,R38,S0,IN,BN,CN,QN,G3430,C1310,LN,AN,FN,CCN,F92,D6,DTY,MN,WT | 12.41 | 0.01 | 0.65 | 12.73 | 25.8 | 99.6% | 31.6% | 1 | 3032.4076 | 2551.8432 | 0 | 317.9021 | 324.03 | 1.5556 | 194.8432 | 126.63 | Walls:R13+R4 foam,Roof:R38,SlabEdge:R0,Infiltration:No,RadBarrier:No,CoolRoof:No,InsQuality:No | Window:0.34 U/0.30 SHGC | AirCond:13/10,ChargeLight:No,AirFlowTest:No,FanEnergyTest:No,MaxCoolCap:No,Furnace:0.92 | Duct:R6.0,DuctTest:Yes | Mass:Std | Dhw:84% EF Tankless | E18 | G10 | H08 | D07 | M01 | W03 | 413.3432 | 318.5 | 682.5 | 480.5645 | 0 | 1137.5 | W134,R38,S0,IN,BN,CN,QN, | G3430, | C1310,LN,AN,FN,CCN,F92, | D6,DTY, | MN, | WT
| 737 | 7021 | 05E20G12H13D07M01W02 | 737 | W134,R38,S0,IY,BN,CN,QN,G4965,C1512,LY,AY,FY,CCY,F92,D6,DTY,MN,WY | 8.17 | 1.01 | 0.65 | 17.5 | 27.33 | 60.08% | 27.55% | 1 | 3033.7201 | 2553.1557 | 0.7 | 276.8825 | 341.88 | 0.85556 | 235.8629 | 108.78 | Walls:R13+R4 foam,Roof:R38,SlabEdge:R0,Infiltration:Test 3.2 SLA,RadBarrier:No,CoolRoof:No,InsQuality:No | Window:0.49 U/0.65 SHGC | AirCond:15/12,ChargeLight:Yes,AirFlowTest:Yes,FanEnergyTest:Yes,MaxCoolCap:Yes,Furnace:0.92 | Duct:R6.0,DuctTest:Yes | Mass:Std | Dhw:62% EF | E20 | G12 | H13 | D07 | M01 | W02 | 619.8432 | 159.25 | 1774.0625 | 480.5645 | 0 | 0 | W134,R38,S0,IY,BN,CN,QN, | G4965, | C1512,LY,AY,FY,CCY,F92, | D6,DTY, | MN, | WY
| 766 | 7050 | 05E21G09H09D07M01W02 | 766 | W134,R38,S0,IY,BN,CN,QY,G3756,C1310,LN,AN,FN,CCN,F96,D6,DTY,MN,WY | 6.16 | 0.78 | 0.65 | 17.5 | 25.09 | 69.17% | 33.48% | 1 | 3035.9076 | 2555.3432 | 0.62222 | 270.7296 | 315 | 0.93333 | 242.0158 | 135.66 | Walls:R13+R4 foam,Roof:R38,SlabEdge:R0,Infiltration:Test 3.2 SLA,RadBarrier:No,CoolRoof:No,InsQuality:Yes | Window:0.37 U/0.56 SHGC | AirCond:13/10,ChargeLight:No,AirFlowTest:No,FanEnergyTest:No,MaxCoolCap:No,Furnace:0.96 | Duct:R6.0,DuctTest:Yes | Mass:Std | Dhw:62% EF | E21 | G09 | H09 | D07 | M01 | W02 | 871.8432 | 318.5 | 1365 | 480.5645 | 0 | 0 | W134,R38,S0,IY,BN,CN,QY, | G3756, | C1310,LN,AN,FN,CCN,F96, | D6,DTY, | MN, | WY
| 821 | 7105 | 05E21G10H09D07M01W02 | 821 | W134,R38,S0,IY,BN,CN,QY,G3430,C1310,LN,AN,FN,CCN,F96,D6,DTY,MN,WY | 10.16 | 0.01 | 0.65 | 17.5 | 28.32 | 99.6% | 24.92% | 1 | 3035.9076 | 2555.3432 | 0 | 283.0355 | 363.09 | 1.5556 | 229.7099 | 87.57 | Walls:R13+R4 foam,Roof:R38,SlabEdge:R0,Infiltration:Test 3.2 SLA,RadBarrier:No,CoolRoof:No,InsQuality:Yes | Window:0.34 U/0.30 SHGC | AirCond:13/10,ChargeLight:No,AirFlowTest:No,FanEnergyTest:No,MaxCoolCap:No,Furnace:0.96 | Duct:R6.0,DuctTest:Yes | Mass:Std | Dhw:62% EF | E21 | G10 | H09 | D07 | M01 | W02 | 871.8432 | 318.5 | 1365 | 480.5645 | 0 | 0 | W134,R38,S0,IY,BN,CN,QY, | G3430, | C1310,LN,AN,FN,CCN,F96, | D6,DTY, | MN, | WY
| 585 | 6869 | 05E20G09H07D06M01W02 | 585 | W134,R38,S0,IY,BN,CN,QN,G3756,C1310,LN,AN,FN,CCN,F80,DC,DTY,MN,WY | 7.61 | 0.71 | 0.65 | 17.5 | 26.47 | 71.94% | 29.83% | 1 | 3048.0796 | 2567.5151 | 0.62222 | 270.7296 | 333.69 | 0.93333 | 242.0158 | 116.97 | Walls:R13+R4 foam,Roof:R38,SlabEdge:R0,Infiltration:Test 3.2 SLA,RadBarrier:No,CoolRoof:No,InsQuality:No | Window:0.37 U/0.56 SHGC | AirCond:13/10,ChargeLight:No,AirFlowTest:No,FanEnergyTest:No,MaxCoolCap:No,Furnace:0.8 | Duct:Conditioned Space,DuctTest:Yes | Mass:Std | Dhw:62% EF | E20 | G09 | H07 | D06 | M01 | W02 | 619.8432 | 318.5 | 0 | 2109.7365 | 0 | 0 | W134,R38,S0,IY,BN,CN,QN, | G3756, | C1310,LN,AN,FN,CCN,F80, | DC,DTY, | MN, | WY
| 640 | 6924 | 05E20G10H07D06M01W02 | 640 | W134,R38,S0,IY,BN,CN,QN,G3430,C1310,LN,AN,FN,CCN,F80,DC,DTY,MN,WY | 11.93 | 0.01 | 0.65 | 17.5 | 30.09 | 99.6% | 20.23% | 1 | 3048.0796 | 2567.5151 | 0 | 283.0355 | 386.4 | 1.5556 | 229.7099 | 64.26 | Walls:R13+R4 foam,Roof:R38,SlabEdge:R0,Infiltration:Test 3.2 SLA,RadBarrier:No,CoolRoof:No,InsQuality:No | Window:0.34 U/0.30 SHGC | AirCond:13/10,ChargeLight:No,AirFlowTest:No,FanEnergyTest:No,MaxCoolCap:No,Furnace:0.8 | Duct:Conditioned Space,DuctTest:Yes | Mass:Std | Dhw:62% EF | E20 | G10 | H07 | D06 | M01 | W02 | 619.8432 | 318.5 | 0 | 2109.7365 | 0 | 0 | W134,R38,S0,IY,BN,CN,QN, | G3430, | C1310,LN,AN,FN,CCN,F80, | DC,DTY, | MN, | WY
| 443 | 6727 | 05E19G09H10D07M01W03 | 443 | W134,R38,S0,IN,BY,CN,QN,G3756,C1311,LY,AN,FN,CCN,F80,D6,DTY,MN,WT | 9.67 | 0.32 | 0.65 | 12.73 | 23.37 | 87.35% | 38.04% | 2 | 3054.5014 | 2573.9369 | 0.38889 | 270.7296 | 292.11 | 1.1667 | 242.0158 | 158.55 | Walls:R13+R4 foam,Roof:R38,SlabEdge:R0,Infiltration:No,RadBarrier:Yes,CoolRoof:No,InsQuality:No | Window:0.37 U/0.56 SHGC | AirCond:13/11,ChargeLight:Yes,AirFlowTest:No,FanEnergyTest:No,MaxCoolCap:No,Furnace:0.8 | Duct:R6.0,DuctTest:Yes | Mass:Std | Dhw:84% EF Tankless | E19 | G09 | H10 | D07 | M01 | W03 | 895.6869 | 318.5 | 222.25 | 480.5645 | 0 | 1137.5 | W134,R38,S0,IN,BY,CN,QN, | G3756, | C1311,LY,AN,FN,CCN,F80, | D6,DTY, | MN, | WT
| 498 | 6782 | 05E19G10H10D07M01W03 | 498 | W134,R38,S0,IN,BY,CN,QN,G3430,C1311,LY,AN,FN,CCN,F80,D6,DTY,MN,WT | 14.99 | 0 | 0.65 | 12.73 | 28.37 | 100% | 24.79% | 1 | 3054.5014 | 2573.9369 | 0 | 330.208 | 357.42 | 1.5556 | 182.5374 | 93.24 | Walls:R13+R4 foam,Roof:R38,SlabEdge:R0,Infiltration:No,RadBarrier:Yes,CoolRoof:No,InsQuality:No | Window:0.34 U/0.30 SHGC | AirCond:13/11,ChargeLight:Yes,AirFlowTest:No,FanEnergyTest:No,MaxCoolCap:No,Furnace:0.8 | Duct:R6.0,DuctTest:Yes | Mass:Std | Dhw:84% EF Tankless | E19 | G10 | H10 | D07 | M01 | W03 | 895.6869 | 318.5 | 222.25 | 480.5645 | 0 | 1137.5 | W134,R38,S0,IN,BY,CN,QN, | G3430, | C1311,LY,AN,FN,CCN,F80, | D6,DTY, | MN, | WT
| 436 | 6720 | 05E19G09H09D07M01W02 | 436 | W134,R38,S0,IN,BY,CN,QN,G3756,C1310,LN,AN,FN,CCN,F96,D6,DTY,MN,WY | 8.19 | 0.34 | 0.65 | 17.5 | 26.68 | 86.56% | 29.27% | 1 | 3059.7514 | 2579.1869 | 0.46667 | 272.7805 | 339.15 | 1.0889 | 239.9648 | 111.51 | Walls:R13+R4 foam,Roof:R38,SlabEdge:R0,Infiltration:No,RadBarrier:Yes,CoolRoof:No,InsQuality:No | Window:0.37 U/0.56 SHGC | AirCond:13/10,ChargeLight:No,AirFlowTest:No,FanEnergyTest:No,MaxCoolCap:No,Furnace:0.96 | Duct:R6.0,DuctTest:Yes | Mass:Std | Dhw:62% EF | E19 | G09 | H09 | D07 | M01 | W02 | 895.6869 | 318.5 | 1365 | 480.5645 | 0 | 0 | W134,R38,S0,IN,BY,CN,QN, | G3756, | C1310,LN,AN,FN,CCN,F96, | D6,DTY, | MN, | WY
| 491 | 6775 | 05E19G10H09D07M01W02 | 491 | W134,R38,S0,IN,BY,CN,QN,G3430,C1310,LN,AN,FN,CCN,F96,D6,DTY,MN,WY | 12.7 | 0 | 0.65 | 17.5 | 30.85 | 100% | 18.21% | 1 | 3059.7514 | 2579.1869 | 0 | 330.208 | 393.75 | 1.5556 | 182.5374 | 56.91 | Walls:R13+R4 foam,Roof:R38,SlabEdge:R0,Infiltration:No,RadBarrier:Yes,CoolRoof:No,InsQuality:No | Window:0.34 U/0.30 SHGC | AirCond:13/10,ChargeLight:No,AirFlowTest:No,FanEnergyTest:No,MaxCoolCap:No,Furnace:0.96 | Duct:R6.0,DuctTest:Yes | Mass:Std | Dhw:62% EF | E19 | G10 | H09 | D07 | M01 | W02 | 895.6869 | 318.5 | 1365 | 480.5645 | 0 | 0 | W134,R38,S0,IN,BY,CN,QN, | G3430, | C1310,LN,AN,FN,CCN,F96, | D6,DTY, | MN, | WY
| 118 | 6402 | 05E17G09H11D06M01W02 | 118 | W130,R38,S0,IN,BN,CN,QN,G3756,C1312,LY,AN,FN,CCN,F80,DC,DTY,MN,WY | 10.39 | 0.84 | 0.65 | 17.5 | 29.38 | 66.8% | 22.11% | 1 | 3061.7365 | 2581.172 | 0.7 | 319.9531 | 367.29 | 0.85556 | 192.7923 | 83.37 | Walls:R13,Roof:R38,SlabEdge:R0,Infiltration:No,RadBarrier:No,CoolRoof:No,InsQuality:No | Window:0.37 U/0.56 SHGC | AirCond:13/12,ChargeLight:Yes,AirFlowTest:No,FanEnergyTest:No,MaxCoolCap:No,Furnace:0.8 | Duct:Conditioned Space,DuctTest:Yes | Mass:Std | Dhw:62% EF | E17 | G09 | H11 | D06 | M01 | W02 | 183.75 | 318.5 | 449.75 | 2109.7365 | 0 | 0 | W130,R38,S0,IN,BN,CN,QN, | G3756, | C1312,LY,AN,FN,CCN,F80, | DC,DTY, | MN, | WY
| 173 | 6457 | 05E17G10H11D06M01W02 | 173 | W130,R38,S0,IN,BN,CN,QN,G3430,C1312,LY,AN,FN,CCN,F80,DC,DTY,MN,WY | 14.89 | 0.03 | 0.65 | 17.5 | 33.07 | 98.81% | 12.33% | 0 | 3061.7365 | 2581.172 | 0.077778 | 330.208 | 422.52 | 1.4778 | 182.5374 | 28.14 | Walls:R13,Roof:R38,SlabEdge:R0,Infiltration:No,RadBarrier:No,CoolRoof:No,InsQuality:No | Window:0.34 U/0.30 SHGC | AirCond:13/12,ChargeLight:Yes,AirFlowTest:No,FanEnergyTest:No,MaxCoolCap:No,Furnace:0.8 | Duct:Conditioned Space,DuctTest:Yes | Mass:Std | Dhw:62% EF | E17 | G10 | H11 | D06 | M01 | W02 | 183.75 | 318.5 | 449.75 | 2109.7365 | 0 | 0 | W130,R38,S0,IN,BN,CN,QN, | G3430, | C1312,LY,AN,FN,CCN,F80, | DC,DTY, | MN, | WY
| 894 | 7178 | 05E21G12H12D05M01W02 | 894 | W134,R38,S0,IY,BN,CN,QY,G4965,C1312,LY,AY,FY,CCY,F92,D8,DTY,MN,WY | 6.77 | 1.04 | 0.65 | 17.5 | 25.96 | 58.89% | 31.18% | 1 | 3077.5649 | 2597.0004 | 0.7 | 260.4747 | 324.66 | 0.85556 | 252.2707 | 126 | Walls:R13+R4 foam,Roof:R38,SlabEdge:R0,Infiltration:Test 3.2 SLA,RadBarrier:No,CoolRoof:No,InsQuality:Yes | Window:0.49 U/0.65 SHGC | AirCond:13/12,ChargeLight:Yes,AirFlowTest:Yes,FanEnergyTest:Yes,MaxCoolCap:Yes,Furnace:0.92 | Duct:R8.0,DuctTest:Yes | Mass:Std | Dhw:62% EF | E21 | G12 | H12 | D05 | M01 | W02 | 871.8432 | 159.25 | 1444.1875 | 602.2842 | 0 | 0 | W134,R38,S0,IY,BN,CN,QY, | G4965, | C1312,LY,AY,FY,CCY,F92, | D8,DTY, | MN, | WY
| 706 | 6990 | 05E20G12H08D07M01W03 | 706 | W134,R38,S0,IY,BN,CN,QN,G4965,C1310,LN,AN,FN,CCN,F92,D6,DTY,MN,WT | 8.28 | 1.48 | 0.65 | 12.73 | 23.14 | 41.5% | 38.65% | 2 | 3079.6576 | 2599.0932 | 1.0111 | 350.7178 | 274.05 | 0.54444 | 162.0275 | 176.61 | Walls:R13+R4 foam,Roof:R38,SlabEdge:R0,Infiltration:Test 3.2 SLA,RadBarrier:No,CoolRoof:No,InsQuality:No | Window:0.49 U/0.65 SHGC | AirCond:13/10,ChargeLight:No,AirFlowTest:No,FanEnergyTest:No,MaxCoolCap:No,Furnace:0.92 | Duct:R6.0,DuctTest:Yes | Mass:Std | Dhw:84% EF Tankless | E20 | G12 | H08 | D07 | M01 | W03 | 619.8432 | 159.25 | 682.5 | 480.5645 | 0 | 1137.5 | W134,R38,S0,IY,BN,CN,QN, | G4965, | C1310,LN,AN,FN,CCN,F92, | D6,DTY, | MN, | WT
| 412 | 6696 | 05E18G12H14D05M01W03 | 412 | W134,R38,S0,IN,BN,CN,QN,G4965,C1512,LY,AN,FN,CCN,F80,D8,DTY,MN,WT | 9.69 | 1.16 | 0.65 | 12.73 | 24.23 | 54.15% | 35.76% | 2 | 3092.0024 | 2611.4379 | 0.85556 | 330.208 | 292.32 | 0.7 | 182.5374 | 158.34 | Walls:R13+R4 foam,Roof:R38,SlabEdge:R0,Infiltration:No,RadBarrier:No,CoolRoof:No,InsQuality:No | Window:0.49 U/0.65 SHGC | AirCond:15/12,ChargeLight:Yes,AirFlowTest:No,FanEnergyTest:No,MaxCoolCap:No,Furnace:0.8 | Duct:R8.0,DuctTest:Yes | Mass:Std | Dhw:84% EF Tankless | E18 | G12 | H14 | D05 | M01 | W03 | 413.3432 | 159.25 | 779.625 | 602.2842 | 0 | 1137.5 | W134,R38,S0,IN,BN,CN,QN, | G4965, | C1512,LY,AN,FN,CCN,F80, | D8,DTY, | MN, | WT
| 891 | 7175 | 05E21G12H11D07M01W03 | 891 | W134,R38,S0,IY,BN,CN,QY,G4965,C1312,LY,AN,FN,CCN,F80,D6,DTY,MN,WT | 7.98 | 1.29 | 0.65 | 12.73 | 22.65 | 49.01% | 39.95% | 2 | 3098.9076 | 2618.3432 | 0.93333 | 313.8002 | 271.53 | 0.62222 | 198.9452 | 179.13 | Walls:R13+R4 foam,Roof:R38,SlabEdge:R0,Infiltration:Test 3.2 SLA,RadBarrier:No,CoolRoof:No,InsQuality:Yes | Window:0.49 U/0.65 SHGC | AirCond:13/12,ChargeLight:Yes,AirFlowTest:No,FanEnergyTest:No,MaxCoolCap:No,Furnace:0.8 | Duct:R6.0,DuctTest:Yes | Mass:Std | Dhw:84% EF Tankless | E21 | G12 | H11 | D07 | M01 | W03 | 871.8432 | 159.25 | 449.75 | 480.5645 | 0 | 1137.5 | W134,R38,S0,IY,BN,CN,QY, | G4965, | C1312,LY,AN,FN,CCN,F80, | D6,DTY, | MN, | WT
| 564 | 6848 | 05E19G12H12D05M01W02 | 564 | W134,R38,S0,IN,BY,CN,QN,G4965,C1312,LY,AY,FY,CCY,F92,D8,DTY,MN,WY | 8.8 | 0.6 | 0.65 | 17.5 | 27.55 | 76.28% | 26.96% | 1 | 3101.4086 | 2620.8442 | 0.54444 | 256.3727 | 349.86 | 1.0111 | 256.3727 | 100.8 | Walls:R13+R4 foam,Roof:R38,SlabEdge:R0,Infiltration:No,RadBarrier:Yes,CoolRoof:No,InsQuality:No | Window:0.49 U/0.65 SHGC | AirCond:13/12,ChargeLight:Yes,AirFlowTest:Yes,FanEnergyTest:Yes,MaxCoolCap:Yes,Furnace:0.92 | Duct:R8.0,DuctTest:Yes | Mass:Std | Dhw:62% EF | E19 | G12 | H12 | D05 | M01 | W02 | 895.6869 | 159.25 | 1444.1875 | 602.2842 | 0 | 0 | W134,R38,S0,IN,BY,CN,QN, | G4965, | C1312,LY,AY,FY,CCY,F92, | D8,DTY, | MN, | WY
| 295 | 6579 | 05E18G09H13D05M01W02 | 295 | W134,R38,S0,IN,BN,CN,QN,G3756,C1512,LY,AY,FY,CCY,F92,D8,DTY,MN,WY | 7.79 | 0.54 | 0.65 | 17.5 | 26.48 | 78.66% | 29.8% | 1 | 3108.1899 | 2627.6254 | 0.46667 | 237.9139 | 337.26 | 1.0889 | 274.8315 | 113.4 | Walls:R13+R4 foam,Roof:R38,SlabEdge:R0,Infiltration:No,RadBarrier:No,CoolRoof:No,InsQuality:No | Window:0.37 U/0.56 SHGC | AirCond:15/12,ChargeLight:Yes,AirFlowTest:Yes,FanEnergyTest:Yes,MaxCoolCap:Yes,Furnace:0.92 | Duct:R8.0,DuctTest:Yes | Mass:Std | Dhw:62% EF | E18 | G09 | H13 | D05 | M01 | W02 | 413.3432 | 318.5 | 1774.0625 | 602.2842 | 0 | 0 | W134,R38,S0,IN,BN,CN,QN, | G3756, | C1512,LY,AY,FY,CCY,F92, | D8,DTY, | MN, | WY
| 350 | 6634 | 05E18G10H13D05M01W02 | 350 | W134,R38,S0,IN,BN,CN,QN,G3430,C1512,LY,AY,FY,CCY,F92,D8,DTY,MN,WY | 11.97 | 0.01 | 0.65 | 17.5 | 30.13 | 99.6% | 20.12% | 1 | 3108.1899 | 2627.6254 | 0 | 252.2707 | 389.13 | 1.5556 | 260.4747 | 61.53 | Walls:R13+R4 foam,Roof:R38,SlabEdge:R0,Infiltration:No,RadBarrier:No,CoolRoof:No,InsQuality:No | Window:0.34 U/0.30 SHGC | AirCond:15/12,ChargeLight:Yes,AirFlowTest:Yes,FanEnergyTest:Yes,MaxCoolCap:Yes,Furnace:0.92 | Duct:R8.0,DuctTest:Yes | Mass:Std | Dhw:62% EF | E18 | G10 | H13 | D05 | M01 | W02 | 413.3432 | 318.5 | 1774.0625 | 602.2842 | 0 | 0 | W134,R38,S0,IN,BN,CN,QN, | G3430, | C1512,LY,AY,FY,CCY,F92, | D8,DTY, | MN, | WY
| 23 | 6307 | 05E05G09H08D06M01W02 | 23 | W130,R30,S0,IN,BN,CN,QN,G3756,C1310,LN,AN,FN,CCN,F92,DC,DTY,MN,WY | 9.48 | 1.08 | 0.65 | 17.5 | 28.71 | 57.31% | 23.89% | 1 | 3110.7365 | 2630.172 | 0.85556 | 340.4629 | 355.11 | 0.7 | 172.2824 | 95.55 | Walls:R13,Roof:R30,SlabEdge:R0,Infiltration:No,RadBarrier:No,CoolRoof:No,InsQuality:No | Window:0.37 U/0.56 SHGC | AirCond:13/10,ChargeLight:No,AirFlowTest:No,FanEnergyTest:No,MaxCoolCap:No,Furnace:0.92 | Duct:Conditioned Space,DuctTest:Yes | Mass:Std | Dhw:62% EF | E05 | G09 | H08 | D06 | M01 | W02 | 0 | 318.5 | 682.5 | 2109.7365 | 0 | 0 | W130,R30,S0,IN,BN,CN,QN, | G3756, | C1310,LN,AN,FN,CCN,F92, | DC,DTY, | MN, | WY
| 1418 | 7702 | 05E25G09H08D06M01W02 | 1418 | W130,R30,S0,IN,BN,CN,QN,G3756,C1310,LN,AN,FN,CCN,F92,DC,DTY,MN,WY | 9.48 | 1.08 | 0.65 | 17.5 | 28.71 | 57.31% | 23.89% | 1 | 3110.7365 | 2630.172 | 0.85556 | 340.4629 | 355.11 | 0.7 | 172.2824 | 95.55 | Walls:R13,Roof:R30,SlabEdge:R0,Infiltration:No,RadBarrier:No,CoolRoof:No,InsQuality:No | Window:0.37 U/0.56 SHGC | AirCond:13/10,ChargeLight:No,AirFlowTest:No,FanEnergyTest:No,MaxCoolCap:No,Furnace:0.92 | Duct:Conditioned Space,DuctTest:Yes | Mass:Std | Dhw:62% EF | E25 | G09 | H08 | D06 | M01 | W02 | 0 | 318.5 | 682.5 | 2109.7365 | 0 | 0 | W130,R30,S0,IN,BN,CN,QN, | G3756, | C1310,LN,AN,FN,CCN,F92, | DC,DTY, | MN, | WY
| 1473 | 7757 | 05E25G10H08D06M01W02 | 1473 | W130,R30,S0,IN,BN,CN,QN,G3430,C1310,LN,AN,FN,CCN,F92,DC,DTY,MN,WY | 13.37 | 0.04 | 0.65 | 17.5 | 31.56 | 98.42% | 16.33% | 1 | 3110.7365 | 2630.172 | 0.15556 | 334.31 | 402.36 | 1.4 | 178.4354 | 48.3 | Walls:R13,Roof:R30,SlabEdge:R0,Infiltration:No,RadBarrier:No,CoolRoof:No,InsQuality:No | Window:0.34 U/0.30 SHGC | AirCond:13/10,ChargeLight:No,AirFlowTest:No,FanEnergyTest:No,MaxCoolCap:No,Furnace:0.92 | Duct:Conditioned Space,DuctTest:Yes | Mass:Std | Dhw:62% EF | E25 | G10 | H08 | D06 | M01 | W02 | 0 | 318.5 | 682.5 | 2109.7365 | 0 | 0 | W130,R30,S0,IN,BN,CN,QN, | G3430, | C1310,LN,AN,FN,CCN,F92, | DC,DTY, | MN, | WY
| 22 | 6306 | 05E05G09H08D06M01W01 | 22 | W130,R30,S0,IN,BN,CN,QN,G3756,C1310,LN,AN,FN,CCN,F92,DC,DTY,MN,WN | 9.48 | 1.08 | 0.65 | 18.87 | 30.08 | 57.31% | 20.25% | 1 | 3110.7365 | 2630.172 | 0.85556 | 340.4629 | 374.01 | 0.7 | 172.2824 | 76.65 | Walls:R13,Roof:R30,SlabEdge:R0,Infiltration:No,RadBarrier:No,CoolRoof:No,InsQuality:No | Window:0.37 U/0.56 SHGC | AirCond:13/10,ChargeLight:No,AirFlowTest:No,FanEnergyTest:No,MaxCoolCap:No,Furnace:0.92 | Duct:Conditioned Space,DuctTest:Yes | Mass:Std | Dhw:57% EF | E05 | G09 | H08 | D06 | M01 | W01 | 0 | 318.5 | 682.5 | 2109.7365 | 0 | 0 | W130,R30,S0,IN,BN,CN,QN, | G3756, | C1310,LN,AN,FN,CCN,F92, | DC,DTY, | MN, | WN
| 786 | 7070 | 05E21G09H12D07M01W02 | 786 | W134,R38,S0,IY,BN,CN,QY,G3756,C1312,LY,AY,FY,CCY,F92,D6,DTY,MN,WY | 6.32 | 0.61 | 0.65 | 17.5 | 25.08 | 75.89% | 33.51% | 1 | 3115.0951 | 2634.5307 | 0.46667 | 225.608 | 319.2 | 1.0889 | 287.1374 | 131.46 | Walls:R13+R4 foam,Roof:R38,SlabEdge:R0,Infiltration:Test 3.2 SLA,RadBarrier:No,CoolRoof:No,InsQuality:Yes | Window:0.37 U/0.56 SHGC | AirCond:13/12,ChargeLight:Yes,AirFlowTest:Yes,FanEnergyTest:Yes,MaxCoolCap:Yes,Furnace:0.92 | Duct:R6.0,DuctTest:Yes | Mass:Std | Dhw:62% EF | E21 | G09 | H12 | D07 | M01 | W02 | 871.8432 | 318.5 | 1444.1875 | 480.5645 | 0 | 0 | W134,R38,S0,IY,BN,CN,QY, | G3756, | C1312,LY,AY,FY,CCY,F92, | D6,DTY, | MN, | WY
| 841 | 7125 | 05E21G10H12D07M01W02 | 841 | W134,R38,S0,IY,BN,CN,QY,G3430,C1312,LY,AY,FY,CCY,F92,D6,DTY,MN,WY | 10.42 | 0.01 | 0.65 | 17.5 | 28.58 | 99.6% | 24.23% | 1 | 3115.0951 | 2634.5307 | 0 | 231.7609 | 370.02 | 1.5556 | 280.9845 | 80.64 | Walls:R13+R4 foam,Roof:R38,SlabEdge:R0,Infiltration:Test 3.2 SLA,RadBarrier:No,CoolRoof:No,InsQuality:Yes | Window:0.34 U/0.30 SHGC | AirCond:13/12,ChargeLight:Yes,AirFlowTest:Yes,FanEnergyTest:Yes,MaxCoolCap:Yes,Furnace:0.92 | Duct:R6.0,DuctTest:Yes | Mass:Std | Dhw:62% EF | E21 | G10 | H12 | D07 | M01 | W02 | 871.8432 | 318.5 | 1444.1875 | 480.5645 | 0 | 0 | W134,R38,S0,IY,BN,CN,QY, | G3430, | C1312,LY,AY,FY,CCY,F92, | D6,DTY, | MN, | WY
| 561 | 6845 | 05E19G12H11D07M01W03 | 561 | W134,R38,S0,IN,BY,CN,QN,G4965,C1312,LY,AN,FN,CCN,F80,D6,DTY,MN,WT | 10.34 | 0.73 | 0.65 | 12.73 | 24.45 | 71.15% | 35.18% | 2 | 3122.7514 | 2642.1869 | 0.7 | 311.7492 | 300.3 | 0.85556 | 200.9962 | 150.36 | Walls:R13+R4 foam,Roof:R38,SlabEdge:R0,Infiltration:No,RadBarrier:Yes,CoolRoof:No,InsQuality:No | Window:0.49 U/0.65 SHGC | AirCond:13/12,ChargeLight:Yes,AirFlowTest:No,FanEnergyTest:No,MaxCoolCap:No,Furnace:0.8 | Duct:R6.0,DuctTest:Yes | Mass:Std | Dhw:84% EF Tankless | E19 | G12 | H11 | D07 | M01 | W03 | 895.6869 | 159.25 | 449.75 | 480.5645 | 0 | 1137.5 | W134,R38,S0,IN,BY,CN,QN, | G4965, | C1312,LY,AN,FN,CCN,F80, | D6,DTY, | MN, | WT
| 612 | 6896 | 05E20G09H11D05M01W03 | 612 | W134,R38,S0,IY,BN,CN,QN,G3756,C1312,LY,AN,FN,CCN,F80,D8,DTY,MN,WT | 8.45 | 0.74 | 0.65 | 12.73 | 22.57 | 70.75% | 40.16% | 2 | 3127.8774 | 2647.3129 | 0.62222 | 285.0864 | 277.41 | 0.93333 | 227.659 | 173.25 | Walls:R13+R4 foam,Roof:R38,SlabEdge:R0,Infiltration:Test 3.2 SLA,RadBarrier:No,CoolRoof:No,InsQuality:No | Window:0.37 U/0.56 SHGC | AirCond:13/12,ChargeLight:Yes,AirFlowTest:No,FanEnergyTest:No,MaxCoolCap:No,Furnace:0.8 | Duct:R8.0,DuctTest:Yes | Mass:Std | Dhw:84% EF Tankless | E20 | G09 | H11 | D05 | M01 | W03 | 619.8432 | 318.5 | 449.75 | 602.2842 | 0 | 1137.5 | W134,R38,S0,IY,BN,CN,QN, | G3756, | C1312,LY,AN,FN,CCN,F80, | D8,DTY, | MN, | WT
| 667 | 6951 | 05E20G10H11D05M01W03 | 667 | W134,R38,S0,IY,BN,CN,QN,G3430,C1312,LY,AN,FN,CCN,F80,D8,DTY,MN,WT | 13.19 | 0.01 | 0.65 | 12.73 | 26.58 | 99.6% | 29.53% | 1 | 3127.8774 | 2647.3129 | 0 | 303.5453 | 335.37 | 1.5556 | 209.2001 | 115.29 | Walls:R13+R4 foam,Roof:R38,SlabEdge:R0,Infiltration:Test 3.2 SLA,RadBarrier:No,CoolRoof:No,InsQuality:No | Window:0.34 U/0.30 SHGC | AirCond:13/12,ChargeLight:Yes,AirFlowTest:No,FanEnergyTest:No,MaxCoolCap:No,Furnace:0.8 | Duct:R8.0,DuctTest:Yes | Mass:Std | Dhw:84% EF Tankless | E20 | G10 | H11 | D05 | M01 | W03 | 619.8432 | 318.5 | 449.75 | 602.2842 | 0 | 1137.5 | W134,R38,S0,IY,BN,CN,QN, | G3430, | C1312,LY,AN,FN,CCN,F80, | D8,DTY, | MN, | WT
| 304 | 6588 | 05E18G09H14D07M01W03 | 304 | W134,R38,S0,IN,BN,CN,QN,G3756,C1512,LY,AN,FN,CCN,F80,D6,DTY,MN,WT | 9.17 | 0.68 | 0.65 | 12.73 | 23.23 | 73.12% | 38.41% | 2 | 3129.5326 | 2648.9682 | 0.62222 | 289.1884 | 286.02 | 0.93333 | 223.557 | 164.64 | Walls:R13+R4 foam,Roof:R38,SlabEdge:R0,Infiltration:No,RadBarrier:No,CoolRoof:No,InsQuality:No | Window:0.37 U/0.56 SHGC | AirCond:15/12,ChargeLight:Yes,AirFlowTest:No,FanEnergyTest:No,MaxCoolCap:No,Furnace:0.8 | Duct:R6.0,DuctTest:Yes | Mass:Std | Dhw:84% EF Tankless | E18 | G09 | H14 | D07 | M01 | W03 | 413.3432 | 318.5 | 779.625 | 480.5645 | 0 | 1137.5 | W134,R38,S0,IN,BN,CN,QN, | G3756, | C1512,LY,AN,FN,CCN,F80, | D6,DTY, | MN, | WT
| 359 | 6643 | 05E18G10H14D07M01W03 | 359 | W134,R38,S0,IN,BN,CN,QN,G3430,C1512,LY,AN,FN,CCN,F80,D6,DTY,MN,WT | 14.09 | 0.01 | 0.65 | 12.73 | 27.48 | 99.6% | 27.15% | 1 | 3129.5326 | 2648.9682 | 0 | 317.9021 | 346.08 | 1.5556 | 194.8432 | 104.58 | Walls:R13+R4 foam,Roof:R38,SlabEdge:R0,Infiltration:No,RadBarrier:No,CoolRoof:No,InsQuality:No | Window:0.34 U/0.30 SHGC | AirCond:15/12,ChargeLight:Yes,AirFlowTest:No,FanEnergyTest:No,MaxCoolCap:No,Furnace:0.8 | Duct:R6.0,DuctTest:Yes | Mass:Std | Dhw:84% EF Tankless | E18 | G10 | H14 | D07 | M01 | W03 | 413.3432 | 318.5 | 779.625 | 480.5645 | 0 | 1137.5 | W134,R38,S0,IN,BN,CN,QN, | G3430, | C1512,LY,AN,FN,CCN,F80, | D6,DTY, | MN, | WT
| 393 | 6677 | 05E18G12H11D06M01W02 | 393 | W134,R38,S0,IN,BN,CN,QN,G4965,C1312,LY,AN,FN,CCN,F80,DC,DTY,MN,WY | 8.81 | 1.16 | 0.65 | 17.5 | 28.12 | 54.15% | 25.45% | 1 | 3132.0796 | 2651.5151 | 0.85556 | 317.9021 | 348.18 | 0.7 | 194.8432 | 102.48 | Walls:R13+R4 foam,Roof:R38,SlabEdge:R0,Infiltration:No,RadBarrier:No,CoolRoof:No,InsQuality:No | Window:0.49 U/0.65 SHGC | AirCond:13/12,ChargeLight:Yes,AirFlowTest:No,FanEnergyTest:No,MaxCoolCap:No,Furnace:0.8 | Duct:Conditioned Space,DuctTest:Yes | Mass:Std | Dhw:62% EF | E18 | G12 | H11 | D06 | M01 | W02 | 413.3432 | 159.25 | 449.75 | 2109.7365 | 0 | 0 | W134,R38,S0,IN,BN,CN,QN, | G4965, | C1312,LY,AN,FN,CCN,F80, | DC,DTY, | MN, | WY
| 208 | 6492 | 05E17G12H08D06M01W02 | 208 | W130,R38,S0,IN,BN,CN,QN,G4965,C1310,LN,AN,FN,CCN,F92,DC,DTY,MN,WY | 9.82 | 1.58 | 0.65 | 17.5 | 29.55 | 37.55% | 21.66% | 1 | 3135.2365 | 2654.672 | 1.1667 | 381.4826 | 359.1 | 0.38889 | 131.2628 | 91.56 | Walls:R13,Roof:R38,SlabEdge:R0,Infiltration:No,RadBarrier:No,CoolRoof:No,InsQuality:No | Window:0.49 U/0.65 SHGC | AirCond:13/10,ChargeLight:No,AirFlowTest:No,FanEnergyTest:No,MaxCoolCap:No,Furnace:0.92 | Duct:Conditioned Space,DuctTest:Yes | Mass:Std | Dhw:62% EF | E17 | G12 | H08 | D06 | M01 | W02 | 183.75 | 159.25 | 682.5 | 2109.7365 | 0 | 0 | W130,R38,S0,IN,BN,CN,QN, | G4965, | C1310,LN,AN,FN,CCN,F92, | DC,DTY, | MN, | WY
| 456 | 6740 | 05E19G09H12D07M01W02 | 456 | W134,R38,S0,IN,BY,CN,QN,G3756,C1312,LY,AY,FY,CCY,F92,D6,DTY,MN,WY | 8.4 | 0.27 | 0.65 | 17.5 | 26.82 | 89.33% | 28.9% | 1 | 3138.9389 | 2658.3744 | 0.31111 | 225.608 | 345.03 | 1.2444 | 287.1374 | 105.63 | Walls:R13+R4 foam,Roof:R38,SlabEdge:R0,Infiltration:No,RadBarrier:Yes,CoolRoof:No,InsQuality:No | Window:0.37 U/0.56 SHGC | AirCond:13/12,ChargeLight:Yes,AirFlowTest:Yes,FanEnergyTest:Yes,MaxCoolCap:Yes,Furnace:0.92 | Duct:R6.0,DuctTest:Yes | Mass:Std | Dhw:62% EF | E19 | G09 | H12 | D07 | M01 | W02 | 895.6869 | 318.5 | 1444.1875 | 480.5645 | 0 | 0 | W134,R38,S0,IN,BY,CN,QN, | G3756, | C1312,LY,AY,FY,CCY,F92, | D6,DTY, | MN, | WY
| 511 | 6795 | 05E19G10H12D07M01W02 | 511 | W134,R38,S0,IN,BY,CN,QN,G3430,C1312,LY,AY,FY,CCY,F92,D6,DTY,MN,WY | 13.03 | 0 | 0.65 | 17.5 | 31.18 | 100% | 17.34% | 1 | 3138.9389 | 2658.3744 | 0 | 266.6276 | 402.57 | 1.5556 | 246.1178 | 48.09 | Walls:R13+R4 foam,Roof:R38,SlabEdge:R0,Infiltration:No,RadBarrier:Yes,CoolRoof:No,InsQuality:No | Window:0.34 U/0.30 SHGC | AirCond:13/12,ChargeLight:Yes,AirFlowTest:Yes,FanEnergyTest:Yes,MaxCoolCap:Yes,Furnace:0.92 | Duct:R6.0,DuctTest:Yes | Mass:Std | Dhw:62% EF | E19 | G10 | H12 | D07 | M01 | W02 | 895.6869 | 318.5 | 1444.1875 | 480.5645 | 0 | 0 | W134,R38,S0,IN,BY,CN,QN, | G3430, | C1312,LY,AY,FY,CCY,F92, | D6,DTY, | MN, | WY
| 860 | 7144 | 05E21G12H07D06M01W02 | 860 | W134,R38,S0,IY,BN,CN,QY,G4965,C1310,LN,AN,FN,CCN,F80,DC,DTY,MN,WY | 7 | 1.17 | 0.65 | 17.5 | 26.32 | 53.75% | 30.22% | 1 | 3140.8296 | 2660.2651 | 0.85556 | 291.2394 | 326.34 | 0.7 | 221.506 | 124.32 | Walls:R13+R4 foam,Roof:R38,SlabEdge:R0,Infiltration:Test 3.2 SLA,RadBarrier:No,CoolRoof:No,InsQuality:Yes | Window:0.49 U/0.65 SHGC | AirCond:13/10,ChargeLight:No,AirFlowTest:No,FanEnergyTest:No,MaxCoolCap:No,Furnace:0.8 | Duct:Conditioned Space,DuctTest:Yes | Mass:Std | Dhw:62% EF | E21 | G12 | H07 | D06 | M01 | W02 | 871.8432 | 159.25 | 0 | 2109.7365 | 0 | 0 | W134,R38,S0,IY,BN,CN,QY, | G4965, | C1310,LN,AN,FN,CCN,F80, | DC,DTY, | MN, | WY
| 1537 | 7821 | 05E25G12H09D07M01W03 | 1537 | W130,R30,S0,IN,BN,CN,QN,G4965,C1310,LN,AN,FN,CCN,F96,D6,DTY,MN,WT | 10.87 | 2.12 | 0.65 | 12.73 | 26.37 | 16.21% | 30.09% | 1 | 3142.3145 | 2661.75 | 1.4 | 445.063 | 304.71 | 0.15556 | 67.6824 | 145.95 | Walls:R13,Roof:R30,SlabEdge:R0,Infiltration:No,RadBarrier:No,CoolRoof:No,InsQuality:No | Window:0.49 U/0.65 SHGC | AirCond:13/10,ChargeLight:No,AirFlowTest:No,FanEnergyTest:No,MaxCoolCap:No,Furnace:0.96 | Duct:R6.0,DuctTest:Yes | Mass:Std | Dhw:84% EF Tankless | E25 | G12 | H09 | D07 | M01 | W03 | 0 | 159.25 | 1365 | 480.5645 | 0 | 1137.5 | W130,R30,S0,IN,BN,CN,QN, | G4965, | C1310,LN,AN,FN,CCN,F96, | D6,DTY, | MN, | WT
| 771 | 7055 | 05E21G09H10D05M01W03 | 771 | W134,R38,S0,IY,BN,CN,QY,G3756,C1311,LY,AN,FN,CCN,F80,D8,DTY,MN,WT | 7.07 | 0.7 | 0.65 | 12.73 | 21.15 | 72.33% | 43.93% | 2 | 3152.3774 | 2671.8129 | 0.54444 | 260.4747 | 260.61 | 1.0111 | 252.2707 | 190.05 | Walls:R13+R4 foam,Roof:R38,SlabEdge:R0,Infiltration:Test 3.2 SLA,RadBarrier:No,CoolRoof:No,InsQuality:Yes | Window:0.37 U/0.56 SHGC | AirCond:13/11,ChargeLight:Yes,AirFlowTest:No,FanEnergyTest:No,MaxCoolCap:No,Furnace:0.8 | Duct:R8.0,DuctTest:Yes | Mass:Std | Dhw:84% EF Tankless | E21 | G09 | H10 | D05 | M01 | W03 | 871.8432 | 318.5 | 222.25 | 602.2842 | 0 | 1137.5 | W134,R38,S0,IY,BN,CN,QY, | G3756, | C1311,LY,AN,FN,CCN,F80, | D8,DTY, | MN, | WT
| 826 | 7110 | 05E21G10H10D05M01W03 | 826 | W134,R38,S0,IY,BN,CN,QY,G3430,C1311,LY,AN,FN,CCN,F80,D8,DTY,MN,WT | 11.69 | 0.01 | 0.65 | 12.73 | 25.08 | 99.6% | 33.51% | 1 | 3152.3774 | 2671.8129 | 0 | 278.9335 | 316.89 | 1.5556 | 233.8119 | 133.77 | Walls:R13+R4 foam,Roof:R38,SlabEdge:R0,Infiltration:Test 3.2 SLA,RadBarrier:No,CoolRoof:No,InsQuality:Yes | Window:0.34 U/0.30 SHGC | AirCond:13/11,ChargeLight:Yes,AirFlowTest:No,FanEnergyTest:No,MaxCoolCap:No,Furnace:0.8 | Duct:R8.0,DuctTest:Yes | Mass:Std | Dhw:84% EF Tankless | E21 | G10 | H10 | D05 | M01 | W03 | 871.8432 | 318.5 | 222.25 | 602.2842 | 0 | 1137.5 | W134,R38,S0,IY,BN,CN,QY, | G3430, | C1311,LY,AN,FN,CCN,F80, | D8,DTY, | MN, | WT
| 262 | 6546 | 05E18G09H08D05M01W03 | 262 | W134,R38,S0,IN,BN,CN,QN,G3756,C1310,LN,AN,FN,CCN,F92,D8,DTY,MN,WT | 7.88 | 0.79 | 0.65 | 12.73 | 22.05 | 68.77% | 41.54% | 2 | 3154.1274 | 2673.5629 | 0.7 | 297.3923 | 269.43 | 0.85556 | 215.3531 | 181.23 | Walls:R13+R4 foam,Roof:R38,SlabEdge:R0,Infiltration:No,RadBarrier:No,CoolRoof:No,InsQuality:No | Window:0.37 U/0.56 SHGC | AirCond:13/10,ChargeLight:No,AirFlowTest:No,FanEnergyTest:No,MaxCoolCap:No,Furnace:0.92 | Duct:R8.0,DuctTest:Yes | Mass:Std | Dhw:84% EF Tankless | E18 | G09 | H08 | D05 | M01 | W03 | 413.3432 | 318.5 | 682.5 | 602.2842 | 0 | 1137.5 | W134,R38,S0,IN,BN,CN,QN, | G3756, | C1310,LN,AN,FN,CCN,F92, | D8,DTY, | MN, | WT
| 317 | 6601 | 05E18G10H08D05M01W03 | 317 | W134,R38,S0,IN,BN,CN,QN,G3430,C1310,LN,AN,FN,CCN,F92,D8,DTY,MN,WT | 12.12 | 0.01 | 0.65 | 12.73 | 25.51 | 99.6% | 32.37% | 1 | 3154.1274 | 2673.5629 | 0 | 311.7492 | 320.67 | 1.5556 | 200.9962 | 129.99 | Walls:R13+R4 foam,Roof:R38,SlabEdge:R0,Infiltration:No,RadBarrier:No,CoolRoof:No,InsQuality:No | Window:0.34 U/0.30 SHGC | AirCond:13/10,ChargeLight:No,AirFlowTest:No,FanEnergyTest:No,MaxCoolCap:No,Furnace:0.92 | Duct:R8.0,DuctTest:Yes | Mass:Std | Dhw:84% EF Tankless | E18 | G10 | H08 | D05 | M01 | W03 | 413.3432 | 318.5 | 682.5 | 602.2842 | 0 | 1137.5 | W134,R38,S0,IN,BN,CN,QN, | G3430, | C1310,LN,AN,FN,CCN,F92, | D8,DTY, | MN, | WT
| 735 | 7019 | 05E20G12H13D05M01W02 | 735 | W134,R38,S0,IY,BN,CN,QN,G4965,C1512,LY,AY,FY,CCY,F92,D8,DTY,MN,WY | 7.99 | 0.97 | 0.65 | 17.5 | 27.11 | 61.66% | 28.13% | 1 | 3155.4399 | 2674.8754 | 0.7 | 272.7805 | 339.78 | 0.85556 | 239.9648 | 110.88 | Walls:R13+R4 foam,Roof:R38,SlabEdge:R0,Infiltration:Test 3.2 SLA,RadBarrier:No,CoolRoof:No,InsQuality:No | Window:0.49 U/0.65 SHGC | AirCond:15/12,ChargeLight:Yes,AirFlowTest:Yes,FanEnergyTest:Yes,MaxCoolCap:Yes,Furnace:0.92 | Duct:R8.0,DuctTest:Yes | Mass:Std | Dhw:62% EF | E20 | G12 | H13 | D05 | M01 | W02 | 619.8432 | 159.25 | 1774.0625 | 602.2842 | 0 | 0 | W134,R38,S0,IY,BN,CN,QN, | G4965, | C1512,LY,AY,FY,CCY,F92, | D8,DTY, | MN, | WY
| 764 | 7048 | 05E21G09H09D05M01W02 | 764 | W134,R38,S0,IY,BN,CN,QY,G3756,C1310,LN,AN,FN,CCN,F96,D8,DTY,MN,WY | 6 | 0.75 | 0.65 | 17.5 | 24.9 | 70.36% | 33.99% | 1 | 3157.6274 | 2677.0629 | 0.62222 | 264.5766 | 312.9 | 0.93333 | 248.1688 | 137.76 | Walls:R13+R4 foam,Roof:R38,SlabEdge:R0,Infiltration:Test 3.2 SLA,RadBarrier:No,CoolRoof:No,InsQuality:Yes | Window:0.37 U/0.56 SHGC | AirCond:13/10,ChargeLight:No,AirFlowTest:No,FanEnergyTest:No,MaxCoolCap:No,Furnace:0.96 | Duct:R8.0,DuctTest:Yes | Mass:Std | Dhw:62% EF | E21 | G09 | H09 | D05 | M01 | W02 | 871.8432 | 318.5 | 1365 | 602.2842 | 0 | 0 | W134,R38,S0,IY,BN,CN,QY, | G3756, | C1310,LN,AN,FN,CCN,F96, | D8,DTY, | MN, | WY
| 819 | 7103 | 05E21G10H09D05M01W02 | 819 | W134,R38,S0,IY,BN,CN,QY,G3430,C1310,LN,AN,FN,CCN,F96,D8,DTY,MN,WY | 9.91 | 0.01 | 0.65 | 17.5 | 28.07 | 99.6% | 25.58% | 1 | 3157.6274 | 2677.0629 | 0 | 278.9335 | 359.94 | 1.5556 | 233.8119 | 90.72 | Walls:R13+R4 foam,Roof:R38,SlabEdge:R0,Infiltration:Test 3.2 SLA,RadBarrier:No,CoolRoof:No,InsQuality:Yes | Window:0.34 U/0.30 SHGC | AirCond:13/10,ChargeLight:No,AirFlowTest:No,FanEnergyTest:No,MaxCoolCap:No,Furnace:0.96 | Duct:R8.0,DuctTest:Yes | Mass:Std | Dhw:62% EF | E21 | G10 | H09 | D05 | M01 | W02 | 871.8432 | 318.5 | 1365 | 602.2842 | 0 | 0 | W134,R38,S0,IY,BN,CN,QY, | G3430, | C1310,LN,AN,FN,CCN,F96, | D8,DTY, | MN, | WY
| 530 | 6814 | 05E19G12H07D06M01W02 | 530 | W134,R38,S0,IN,BY,CN,QN,G4965,C1310,LN,AN,FN,CCN,F80,DC,DTY,MN,WY | 9.25 | 0.7 | 0.65 | 17.5 | 28.1 | 72.33% | 25.5% | 1 | 3164.6734 | 2684.1089 | 0.62222 | 293.2904 | 353.64 | 0.93333 | 219.455 | 97.02 | Walls:R13+R4 foam,Roof:R38,SlabEdge:R0,Infiltration:No,RadBarrier:Yes,CoolRoof:No,InsQuality:No | Window:0.49 U/0.65 SHGC | AirCond:13/10,ChargeLight:No,AirFlowTest:No,FanEnergyTest:No,MaxCoolCap:No,Furnace:0.8 | Duct:Conditioned Space,DuctTest:Yes | Mass:Std | Dhw:62% EF | E19 | G12 | H07 | D06 | M01 | W02 | 895.6869 | 159.25 | 0 | 2109.7365 | 0 | 0 | W134,R38,S0,IN,BY,CN,QN, | G4965, | C1310,LN,AN,FN,CCN,F80, | DC,DTY, | MN, | WY
| 441 | 6725 | 05E19G09H10D05M01W03 | 441 | W134,R38,S0,IN,BY,CN,QN,G3756,C1311,LY,AN,FN,CCN,F80,D8,DTY,MN,WT | 9.45 | 0.31 | 0.65 | 12.73 | 23.14 | 87.75% | 38.65% | 2 | 3176.2211 | 2695.6567 | 0.38889 | 266.6276 | 289.59 | 1.1667 | 246.1178 | 161.07 | Walls:R13+R4 foam,Roof:R38,SlabEdge:R0,Infiltration:No,RadBarrier:Yes,CoolRoof:No,InsQuality:No | Window:0.37 U/0.56 SHGC | AirCond:13/11,ChargeLight:Yes,AirFlowTest:No,FanEnergyTest:No,MaxCoolCap:No,Furnace:0.8 | Duct:R8.0,DuctTest:Yes | Mass:Std | Dhw:84% EF Tankless | E19 | G09 | H10 | D05 | M01 | W03 | 895.6869 | 318.5 | 222.25 | 602.2842 | 0 | 1137.5 | W134,R38,S0,IN,BY,CN,QN, | G3756, | C1311,LY,AN,FN,CCN,F80, | D8,DTY, | MN, | WT
| 496 | 6780 | 05E19G10H10D05M01W03 | 496 | W134,R38,S0,IN,BY,CN,QN,G3430,C1311,LY,AN,FN,CCN,F80,D8,DTY,MN,WT | 14.66 | 0 | 0.65 | 12.73 | 28.04 | 100% | 25.66% | 1 | 3176.2211 | 2695.6567 | 0 | 324.0551 | 353.64 | 1.5556 | 188.6903 | 97.02 | Walls:R13+R4 foam,Roof:R38,SlabEdge:R0,Infiltration:No,RadBarrier:Yes,CoolRoof:No,InsQuality:No | Window:0.34 U/0.30 SHGC | AirCond:13/11,ChargeLight:Yes,AirFlowTest:No,FanEnergyTest:No,MaxCoolCap:No,Furnace:0.8 | Duct:R8.0,DuctTest:Yes | Mass:Std | Dhw:84% EF Tankless | E19 | G10 | H10 | D05 | M01 | W03 | 895.6869 | 318.5 | 222.25 | 602.2842 | 0 | 1137.5 | W134,R38,S0,IN,BY,CN,QN, | G3430, | C1311,LY,AN,FN,CCN,F80, | D8,DTY, | MN, | WT
| 744 | 7028 | 05E20G12H14D07M01W03 | 744 | W134,R38,S0,IY,BN,CN,QN,G4965,C1512,LY,AN,FN,CCN,F80,D6,DTY,MN,WT | 9.4 | 1.21 | 0.65 | 12.73 | 23.99 | 52.17% | 36.4% | 2 | 3176.7826 | 2696.2182 | 0.85556 | 330.208 | 288.75 | 0.7 | 182.5374 | 161.91 | Walls:R13+R4 foam,Roof:R38,SlabEdge:R0,Infiltration:Test 3.2 SLA,RadBarrier:No,CoolRoof:No,InsQuality:No | Window:0.49 U/0.65 SHGC | AirCond:15/12,ChargeLight:Yes,AirFlowTest:No,FanEnergyTest:No,MaxCoolCap:No,Furnace:0.8 | Duct:R6.0,DuctTest:Yes | Mass:Std | Dhw:84% EF Tankless | E20 | G12 | H14 | D07 | M01 | W03 | 619.8432 | 159.25 | 779.625 | 480.5645 | 0 | 1137.5 | W134,R38,S0,IY,BN,CN,QN, | G4965, | C1512,LY,AN,FN,CCN,F80, | D6,DTY, | MN, | WT
| 434 | 6718 | 05E19G09H09D05M01W02 | 434 | W134,R38,S0,IN,BY,CN,QN,G3756,C1310,LN,AN,FN,CCN,F96,D8,DTY,MN,WY | 8.01 | 0.34 | 0.65 | 17.5 | 26.5 | 86.56% | 29.75% | 1 | 3181.4711 | 2700.9067 | 0.46667 | 268.6786 | 337.05 | 1.0889 | 244.0668 | 113.61 | Walls:R13+R4 foam,Roof:R38,SlabEdge:R0,Infiltration:No,RadBarrier:Yes,CoolRoof:No,InsQuality:No | Window:0.37 U/0.56 SHGC | AirCond:13/10,ChargeLight:No,AirFlowTest:No,FanEnergyTest:No,MaxCoolCap:No,Furnace:0.96 | Duct:R8.0,DuctTest:Yes | Mass:Std | Dhw:62% EF | E19 | G09 | H09 | D05 | M01 | W02 | 895.6869 | 318.5 | 1365 | 602.2842 | 0 | 0 | W134,R38,S0,IN,BY,CN,QN, | G3756, | C1310,LN,AN,FN,CCN,F96, | D8,DTY, | MN, | WY
| 489 | 6773 | 05E19G10H09D05M01W02 | 489 | W134,R38,S0,IN,BY,CN,QN,G3430,C1310,LN,AN,FN,CCN,F96,D8,DTY,MN,WY | 12.43 | 0 | 0.65 | 17.5 | 30.58 | 100% | 18.93% | 1 | 3181.4711 | 2700.9067 | 0 | 324.0551 | 390.39 | 1.5556 | 188.6903 | 60.27 | Walls:R13+R4 foam,Roof:R38,SlabEdge:R0,Infiltration:No,RadBarrier:Yes,CoolRoof:No,InsQuality:No | Window:0.34 U/0.30 SHGC | AirCond:13/10,ChargeLight:No,AirFlowTest:No,FanEnergyTest:No,MaxCoolCap:No,Furnace:0.96 | Duct:R8.0,DuctTest:Yes | Mass:Std | Dhw:62% EF | E19 | G10 | H09 | D05 | M01 | W02 | 895.6869 | 318.5 | 1365 | 602.2842 | 0 | 0 | W134,R38,S0,IN,BY,CN,QN, | G3430, | C1310,LN,AN,FN,CCN,F96, | D8,DTY, | MN, | WY
| 627 | 6911 | 05E20G09H13D07M01W02 | 627 | W134,R38,S0,IY,BN,CN,QN,G3756,C1512,LY,AY,FY,CCY,F92,D6,DTY,MN,WY | 7.53 | 0.57 | 0.65 | 17.5 | 26.25 | 77.47% | 30.41% | 1 | 3192.9701 | 2712.4057 | 0.46667 | 237.9139 | 334.11 | 1.0889 | 274.8315 | 116.55 | Walls:R13+R4 foam,Roof:R38,SlabEdge:R0,Infiltration:Test 3.2 SLA,RadBarrier:No,CoolRoof:No,InsQuality:No | Window:0.37 U/0.56 SHGC | AirCond:15/12,ChargeLight:Yes,AirFlowTest:Yes,FanEnergyTest:Yes,MaxCoolCap:Yes,Furnace:0.92 | Duct:R6.0,DuctTest:Yes | Mass:Std | Dhw:62% EF | E20 | G09 | H13 | D07 | M01 | W02 | 619.8432 | 318.5 | 1774.0625 | 480.5645 | 0 | 0 | W134,R38,S0,IY,BN,CN,QN, | G3756, | C1512,LY,AY,FY,CCY,F92, | D6,DTY, | MN, | WY
| 682 | 6966 | 05E20G10H13D07M01W02 | 682 | W134,R38,S0,IY,BN,CN,QN,G3430,C1512,LY,AY,FY,CCY,F92,D6,DTY,MN,WY | 11.74 | 0.01 | 0.65 | 17.5 | 29.9 | 99.6% | 20.73% | 1 | 3192.9701 | 2712.4057 | 0 | 248.1688 | 386.4 | 1.5556 | 264.5766 | 64.26 | Walls:R13+R4 foam,Roof:R38,SlabEdge:R0,Infiltration:Test 3.2 SLA,RadBarrier:No,CoolRoof:No,InsQuality:No | Window:0.34 U/0.30 SHGC | AirCond:15/12,ChargeLight:Yes,AirFlowTest:Yes,FanEnergyTest:Yes,MaxCoolCap:Yes,Furnace:0.92 | Duct:R6.0,DuctTest:Yes | Mass:Std | Dhw:62% EF | E20 | G10 | H13 | D07 | M01 | W02 | 619.8432 | 318.5 | 1774.0625 | 480.5645 | 0 | 0 | W134,R38,S0,IY,BN,CN,QN, | G3430, | C1512,LY,AY,FY,CCY,F92, | D6,DTY, | MN, | WY
| 702 | 6986 | 05E20G12H08D05M01W03 | 702 | W134,R38,S0,IY,BN,CN,QN,G4965,C1310,LN,AN,FN,CCN,F92,D8,DTY,MN,WT | 8.09 | 1.43 | 0.65 | 12.73 | 22.9 | 43.48% | 39.29% | 2 | 3201.3774 | 2720.8129 | 1.0111 | 342.5139 | 271.95 | 0.54444 | 170.2315 | 178.71 | Walls:R13+R4 foam,Roof:R38,SlabEdge:R0,Infiltration:Test 3.2 SLA,RadBarrier:No,CoolRoof:No,InsQuality:No | Window:0.49 U/0.65 SHGC | AirCond:13/10,ChargeLight:No,AirFlowTest:No,FanEnergyTest:No,MaxCoolCap:No,Furnace:0.92 | Duct:R8.0,DuctTest:Yes | Mass:Std | Dhw:84% EF Tankless | E20 | G12 | H08 | D05 | M01 | W03 | 619.8432 | 159.25 | 682.5 | 602.2842 | 0 | 1137.5 | W134,R38,S0,IY,BN,CN,QN, | G4965, | C1310,LN,AN,FN,CCN,F92, | D8,DTY, | MN, | WT
| 887 | 7171 | 05E21G12H11D05M01W03 | 887 | W134,R38,S0,IY,BN,CN,QY,G4965,C1312,LY,AN,FN,CCN,F80,D8,DTY,MN,WT | 7.78 | 1.24 | 0.65 | 12.73 | 22.4 | 50.99% | 40.62% | 2 | 3220.6274 | 2740.0629 | 0.85556 | 309.6982 | 269.22 | 0.7 | 203.0472 | 181.44 | Walls:R13+R4 foam,Roof:R38,SlabEdge:R0,Infiltration:Test 3.2 SLA,RadBarrier:No,CoolRoof:No,InsQuality:Yes | Window:0.49 U/0.65 SHGC | AirCond:13/12,ChargeLight:Yes,AirFlowTest:No,FanEnergyTest:No,MaxCoolCap:No,Furnace:0.8 | Duct:R8.0,DuctTest:Yes | Mass:Std | Dhw:84% EF Tankless | E21 | G12 | H11 | D05 | M01 | W03 | 871.8432 | 159.25 | 449.75 | 602.2842 | 0 | 1137.5 | W134,R38,S0,IY,BN,CN,QY, | G4965, | C1312,LY,AN,FN,CCN,F80, | D8,DTY, | MN, | WT
| 1557 | 7841 | 05E25G12H12D07M01W03 | 1557 | W130,R30,S0,IN,BN,CN,QN,G4965,C1312,LY,AY,FY,CCY,F92,D6,DTY,MN,WT | 11.15 | 1.64 | 0.65 | 12.73 | 26.17 | 35.18% | 30.62% | 1 | 3221.502 | 2740.9375 | 1.0889 | 356.8708 | 312.27 | 0.46667 | 155.8746 | 138.39 | Walls:R13,Roof:R30,SlabEdge:R0,Infiltration:No,RadBarrier:No,CoolRoof:No,InsQuality:No | Window:0.49 U/0.65 SHGC | AirCond:13/12,ChargeLight:Yes,AirFlowTest:Yes,FanEnergyTest:Yes,MaxCoolCap:Yes,Furnace:0.92 | Duct:R6.0,DuctTest:Yes | Mass:Std | Dhw:84% EF Tankless | E25 | G12 | H12 | D07 | M01 | W03 | 0 | 159.25 | 1444.1875 | 480.5645 | 0 | 1137.5 | W130,R30,S0,IN,BN,CN,QN, | G4965, | C1312,LY,AY,FY,CCY,F92, | D6,DTY, | MN, | WT
| 784 | 7068 | 05E21G09H12D05M01W02 | 784 | W134,R38,S0,IY,BN,CN,QY,G3756,C1312,LY,AY,FY,CCY,F92,D8,DTY,MN,WY | 6.14 | 0.58 | 0.65 | 17.5 | 24.87 | 77.08% | 34.07% | 1 | 3236.8149 | 2756.2504 | 0.46667 | 221.506 | 317.1 | 1.0889 | 291.2394 | 133.56 | Walls:R13+R4 foam,Roof:R38,SlabEdge:R0,Infiltration:Test 3.2 SLA,RadBarrier:No,CoolRoof:No,InsQuality:Yes | Window:0.37 U/0.56 SHGC | AirCond:13/12,ChargeLight:Yes,AirFlowTest:Yes,FanEnergyTest:Yes,MaxCoolCap:Yes,Furnace:0.92 | Duct:R8.0,DuctTest:Yes | Mass:Std | Dhw:62% EF | E21 | G09 | H12 | D05 | M01 | W02 | 871.8432 | 318.5 | 1444.1875 | 602.2842 | 0 | 0 | W134,R38,S0,IY,BN,CN,QY, | G3756, | C1312,LY,AY,FY,CCY,F92, | D8,DTY, | MN, | WY
| 839 | 7123 | 05E21G10H12D05M01W02 | 839 | W134,R38,S0,IY,BN,CN,QY,G3430,C1312,LY,AY,FY,CCY,F92,D8,DTY,MN,WY | 10.16 | 0.01 | 0.65 | 17.5 | 28.32 | 99.6% | 24.92% | 1 | 3236.8149 | 2756.2504 | 0 | 227.659 | 366.87 | 1.5556 | 285.0864 | 83.79 | Walls:R13+R4 foam,Roof:R38,SlabEdge:R0,Infiltration:Test 3.2 SLA,RadBarrier:No,CoolRoof:No,InsQuality:Yes | Window:0.34 U/0.30 SHGC | AirCond:13/12,ChargeLight:Yes,AirFlowTest:Yes,FanEnergyTest:Yes,MaxCoolCap:Yes,Furnace:0.92 | Duct:R8.0,DuctTest:Yes | Mass:Std | Dhw:62% EF | E21 | G10 | H12 | D05 | M01 | W02 | 871.8432 | 318.5 | 1444.1875 | 602.2842 | 0 | 0 | W134,R38,S0,IY,BN,CN,QY, | G3430, | C1312,LY,AY,FY,CCY,F92, | D8,DTY, | MN, | WY
| 596 | 6880 | 05E20G09H08D07M01W03 | 596 | W134,R38,S0,IY,BN,CN,QN,G3756,C1310,LN,AN,FN,CCN,F92,D6,DTY,MN,WT | 7.63 | 0.83 | 0.65 | 12.73 | 21.84 | 67.19% | 42.1% | 2 | 3238.9076 | 2758.3432 | 0.7 | 293.2904 | 266.28 | 0.85556 | 219.455 | 184.38 | Walls:R13+R4 foam,Roof:R38,SlabEdge:R0,Infiltration:Test 3.2 SLA,RadBarrier:No,CoolRoof:No,InsQuality:No | Window:0.37 U/0.56 SHGC | AirCond:13/10,ChargeLight:No,AirFlowTest:No,FanEnergyTest:No,MaxCoolCap:No,Furnace:0.92 | Duct:R6.0,DuctTest:Yes | Mass:Std | Dhw:84% EF Tankless | E20 | G09 | H08 | D07 | M01 | W03 | 619.8432 | 318.5 | 682.5 | 480.5645 | 0 | 1137.5 | W134,R38,S0,IY,BN,CN,QN, | G3756, | C1310,LN,AN,FN,CCN,F92, | D6,DTY, | MN, | WT
| 651 | 6935 | 05E20G10H08D07M01W03 | 651 | W134,R38,S0,IY,BN,CN,QN,G3430,C1310,LN,AN,FN,CCN,F92,D6,DTY,MN,WT | 11.9 | 0.01 | 0.65 | 12.73 | 25.29 | 99.6% | 32.95% | 1 | 3238.9076 | 2758.3432 | 0 | 307.6472 | 317.94 | 1.5556 | 205.0982 | 132.72 | Walls:R13+R4 foam,Roof:R38,SlabEdge:R0,Infiltration:Test 3.2 SLA,RadBarrier:No,CoolRoof:No,InsQuality:No | Window:0.34 U/0.30 SHGC | AirCond:13/10,ChargeLight:No,AirFlowTest:No,FanEnergyTest:No,MaxCoolCap:No,Furnace:0.92 | Duct:R6.0,DuctTest:Yes | Mass:Std | Dhw:84% EF Tankless | E20 | G10 | H08 | D07 | M01 | W03 | 619.8432 | 318.5 | 682.5 | 480.5645 | 0 | 1137.5 | W134,R38,S0,IY,BN,CN,QN, | G3430, | C1310,LN,AN,FN,CCN,F92, | D6,DTY, | MN, | WT
| 557 | 6841 | 05E19G12H11D05M01W03 | 557 | W134,R38,S0,IN,BY,CN,QN,G4965,C1312,LY,AN,FN,CCN,F80,D8,DTY,MN,WT | 10.12 | 0.72 | 0.65 | 12.73 | 24.22 | 71.54% | 35.79% | 2 | 3244.4711 | 2763.9067 | 0.7 | 305.5962 | 297.57 | 0.85556 | 207.1491 | 153.09 | Walls:R13+R4 foam,Roof:R38,SlabEdge:R0,Infiltration:No,RadBarrier:Yes,CoolRoof:No,InsQuality:No | Window:0.49 U/0.65 SHGC | AirCond:13/12,ChargeLight:Yes,AirFlowTest:No,FanEnergyTest:No,MaxCoolCap:No,Furnace:0.8 | Duct:R8.0,DuctTest:Yes | Mass:Std | Dhw:84% EF Tankless | E19 | G12 | H11 | D05 | M01 | W03 | 895.6869 | 159.25 | 449.75 | 602.2842 | 0 | 1137.5 | W134,R38,S0,IN,BY,CN,QN, | G4965, | C1312,LY,AN,FN,CCN,F80, | D8,DTY, | MN, | WT
| 302 | 6586 | 05E18G09H14D05M01W03 | 302 | W134,R38,S0,IN,BN,CN,QN,G3756,C1512,LY,AN,FN,CCN,F80,D8,DTY,MN,WT | 8.95 | 0.65 | 0.65 | 12.73 | 22.98 | 74.31% | 39.08% | 2 | 3251.2524 | 2770.6879 | 0.54444 | 285.0864 | 283.5 | 1.0111 | 227.659 | 167.16 | Walls:R13+R4 foam,Roof:R38,SlabEdge:R0,Infiltration:No,RadBarrier:No,CoolRoof:No,InsQuality:No | Window:0.37 U/0.56 SHGC | AirCond:15/12,ChargeLight:Yes,AirFlowTest:No,FanEnergyTest:No,MaxCoolCap:No,Furnace:0.8 | Duct:R8.0,DuctTest:Yes | Mass:Std | Dhw:84% EF Tankless | E18 | G09 | H14 | D05 | M01 | W03 | 413.3432 | 318.5 | 779.625 | 602.2842 | 0 | 1137.5 | W134,R38,S0,IN,BN,CN,QN, | G3756, | C1512,LY,AN,FN,CCN,F80, | D8,DTY, | MN, | WT
| 357 | 6641 | 05E18G10H14D05M01W03 | 357 | W134,R38,S0,IN,BN,CN,QN,G3430,C1512,LY,AN,FN,CCN,F80,D8,DTY,MN,WT | 13.77 | 0.01 | 0.65 | 12.73 | 27.16 | 99.6% | 28% | 1 | 3251.2524 | 2770.6879 | 0 | 311.7492 | 342.3 | 1.5556 | 200.9962 | 108.36 | Walls:R13+R4 foam,Roof:R38,SlabEdge:R0,Infiltration:No,RadBarrier:No,CoolRoof:No,InsQuality:No | Window:0.34 U/0.30 SHGC | AirCond:15/12,ChargeLight:Yes,AirFlowTest:No,FanEnergyTest:No,MaxCoolCap:No,Furnace:0.8 | Duct:R8.0,DuctTest:Yes | Mass:Std | Dhw:84% EF Tankless | E18 | G10 | H14 | D05 | M01 | W03 | 413.3432 | 318.5 | 779.625 | 602.2842 | 0 | 1137.5 | W134,R38,S0,IN,BN,CN,QN, | G3430, | C1512,LY,AN,FN,CCN,F80, | D8,DTY, | MN, | WT
| 781 | 7065 | 05E21G09H11D07M01W03 | 781 | W134,R38,S0,IY,BN,CN,QY,G3756,C1312,LY,AN,FN,CCN,F80,D6,DTY,MN,WT | 7.27 | 0.73 | 0.65 | 12.73 | 21.38 | 71.15% | 43.32% | 2 | 3258.1576 | 2777.5932 | 0.62222 | 266.6276 | 262.92 | 0.93333 | 246.1178 | 187.74 | Walls:R13+R4 foam,Roof:R38,SlabEdge:R0,Infiltration:Test 3.2 SLA,RadBarrier:No,CoolRoof:No,InsQuality:Yes | Window:0.37 U/0.56 SHGC | AirCond:13/12,ChargeLight:Yes,AirFlowTest:No,FanEnergyTest:No,MaxCoolCap:No,Furnace:0.8 | Duct:R6.0,DuctTest:Yes | Mass:Std | Dhw:84% EF Tankless | E21 | G09 | H11 | D07 | M01 | W03 | 871.8432 | 318.5 | 449.75 | 480.5645 | 0 | 1137.5 | W134,R38,S0,IY,BN,CN,QY, | G3756, | C1312,LY,AN,FN,CCN,F80, | D6,DTY, | MN, | WT
| 836 | 7120 | 05E21G10H11D07M01W03 | 836 | W134,R38,S0,IY,BN,CN,QY,G3430,C1312,LY,AN,FN,CCN,F80,D6,DTY,MN,WT | 11.99 | 0.01 | 0.65 | 12.73 | 25.38 | 99.6% | 32.71% | 1 | 3258.1576 | 2777.5932 | 0 | 283.0355 | 320.67 | 1.5556 | 229.7099 | 129.99 | Walls:R13+R4 foam,Roof:R38,SlabEdge:R0,Infiltration:Test 3.2 SLA,RadBarrier:No,CoolRoof:No,InsQuality:Yes | Window:0.34 U/0.30 SHGC | AirCond:13/12,ChargeLight:Yes,AirFlowTest:No,FanEnergyTest:No,MaxCoolCap:No,Furnace:0.8 | Duct:R6.0,DuctTest:Yes | Mass:Std | Dhw:84% EF Tankless | E21 | G10 | H11 | D07 | M01 | W03 | 871.8432 | 318.5 | 449.75 | 480.5645 | 0 | 1137.5 | W134,R38,S0,IY,BN,CN,QY, | G3430, | C1312,LY,AN,FN,CCN,F80, | D6,DTY, | MN, | WT
| 454 | 6738 | 05E19G09H12D05M01W02 | 454 | W134,R38,S0,IN,BY,CN,QN,G3756,C1312,LY,AY,FY,CCY,F92,D8,DTY,MN,WY | 8.22 | 0.26 | 0.65 | 17.5 | 26.63 | 89.72% | 29.4% | 1 | 3260.6586 | 2780.0942 | 0.31111 | 223.557 | 342.72 | 1.2444 | 289.1884 | 107.94 | Walls:R13+R4 foam,Roof:R38,SlabEdge:R0,Infiltration:No,RadBarrier:Yes,CoolRoof:No,InsQuality:No | Window:0.37 U/0.56 SHGC | AirCond:13/12,ChargeLight:Yes,AirFlowTest:Yes,FanEnergyTest:Yes,MaxCoolCap:Yes,Furnace:0.92 | Duct:R8.0,DuctTest:Yes | Mass:Std | Dhw:62% EF | E19 | G09 | H12 | D05 | M01 | W02 | 895.6869 | 318.5 | 1444.1875 | 602.2842 | 0 | 0 | W134,R38,S0,IN,BY,CN,QN, | G3756, | C1312,LY,AY,FY,CCY,F92, | D8,DTY, | MN, | WY
| 509 | 6793 | 05E19G10H12D05M01W02 | 509 | W134,R38,S0,IN,BY,CN,QN,G3430,C1312,LY,AY,FY,CCY,F92,D8,DTY,MN,WY | 12.75 | 0 | 0.65 | 17.5 | 30.9 | 100% | 18.08% | 1 | 3260.6586 | 2780.0942 | 0 | 262.5256 | 399.21 | 1.5556 | 250.2197 | 51.45 | Walls:R13+R4 foam,Roof:R38,SlabEdge:R0,Infiltration:No,RadBarrier:Yes,CoolRoof:No,InsQuality:No | Window:0.34 U/0.30 SHGC | AirCond:13/12,ChargeLight:Yes,AirFlowTest:Yes,FanEnergyTest:Yes,MaxCoolCap:Yes,Furnace:0.92 | Duct:R8.0,DuctTest:Yes | Mass:Std | Dhw:62% EF | E19 | G10 | H12 | D05 | M01 | W02 | 895.6869 | 318.5 | 1444.1875 | 602.2842 | 0 | 0 | W134,R38,S0,IN,BY,CN,QN, | G3430, | C1312,LY,AY,FY,CCY,F92, | D8,DTY, | MN, | WY
| 1535 | 7819 | 05E25G12H09D05M01W03 | 1535 | W130,R30,S0,IN,BN,CN,QN,G4965,C1310,LN,AN,FN,CCN,F96,D8,DTY,MN,WT | 10.65 | 2.05 | 0.65 | 12.73 | 26.08 | 18.97% | 30.86% | 1 | 3264.0342 | 2783.4697 | 1.4 | 436.8591 | 302.19 | 0.15556 | 75.8863 | 148.47 | Walls:R13,Roof:R30,SlabEdge:R0,Infiltration:No,RadBarrier:No,CoolRoof:No,InsQuality:No | Window:0.49 U/0.65 SHGC | AirCond:13/10,ChargeLight:No,AirFlowTest:No,FanEnergyTest:No,MaxCoolCap:No,Furnace:0.96 | Duct:R8.0,DuctTest:Yes | Mass:Std | Dhw:84% EF Tankless | E25 | G12 | H09 | D05 | M01 | W03 | 0 | 159.25 | 1365 | 602.2842 | 0 | 1137.5 | W130,R30,S0,IN,BN,CN,QN, | G4965, | C1310,LN,AN,FN,CCN,F96, | D8,DTY, | MN, | WT
| 451 | 6735 | 05E19G09H11D07M01W03 | 451 | W134,R38,S0,IN,BY,CN,QN,G3756,C1312,LY,AN,FN,CCN,F80,D6,DTY,MN,WT | 9.67 | 0.32 | 0.65 | 12.73 | 23.37 | 87.35% | 38.04% | 2 | 3282.0014 | 2801.4369 | 0.38889 | 270.7296 | 292.11 | 1.1667 | 242.0158 | 158.55 | Walls:R13+R4 foam,Roof:R38,SlabEdge:R0,Infiltration:No,RadBarrier:Yes,CoolRoof:No,InsQuality:No | Window:0.37 U/0.56 SHGC | AirCond:13/12,ChargeLight:Yes,AirFlowTest:No,FanEnergyTest:No,MaxCoolCap:No,Furnace:0.8 | Duct:R6.0,DuctTest:Yes | Mass:Std | Dhw:84% EF Tankless | E19 | G09 | H11 | D07 | M01 | W03 | 895.6869 | 318.5 | 449.75 | 480.5645 | 0 | 1137.5 | W134,R38,S0,IN,BY,CN,QN, | G3756, | C1312,LY,AN,FN,CCN,F80, | D6,DTY, | MN, | WT
| 506 | 6790 | 05E19G10H11D07M01W03 | 506 | W134,R38,S0,IN,BY,CN,QN,G3430,C1312,LY,AN,FN,CCN,F80,D6,DTY,MN,WT | 14.99 | 0 | 0.65 | 12.73 | 28.37 | 100% | 24.79% | 1 | 3282.0014 | 2801.4369 | 0 | 330.208 | 357.42 | 1.5556 | 182.5374 | 93.24 | Walls:R13+R4 foam,Roof:R38,SlabEdge:R0,Infiltration:No,RadBarrier:Yes,CoolRoof:No,InsQuality:No | Window:0.34 U/0.30 SHGC | AirCond:13/12,ChargeLight:Yes,AirFlowTest:No,FanEnergyTest:No,MaxCoolCap:No,Furnace:0.8 | Duct:R6.0,DuctTest:Yes | Mass:Std | Dhw:84% EF Tankless | E19 | G10 | H11 | D07 | M01 | W03 | 895.6869 | 318.5 | 449.75 | 480.5645 | 0 | 1137.5 | W134,R38,S0,IN,BY,CN,QN, | G3430, | C1312,LY,AN,FN,CCN,F80, | D6,DTY, | MN, | WT
| 902 | 7186 | 05E21G12H13D07M01W02 | 902 | W134,R38,S0,IY,BN,CN,QY,G4965,C1512,LY,AY,FY,CCY,F92,D6,DTY,MN,WY | 6.94 | 0.95 | 0.65 | 17.5 | 26.04 | 62.45% | 30.97% | 1 | 3285.7201 | 2805.1557 | 0.7 | 256.3727 | 326.76 | 0.85556 | 256.3727 | 123.9 | Walls:R13+R4 foam,Roof:R38,SlabEdge:R0,Infiltration:Test 3.2 SLA,RadBarrier:No,CoolRoof:No,InsQuality:Yes | Window:0.49 U/0.65 SHGC | AirCond:15/12,ChargeLight:Yes,AirFlowTest:Yes,FanEnergyTest:Yes,MaxCoolCap:Yes,Furnace:0.92 | Duct:R6.0,DuctTest:Yes | Mass:Std | Dhw:62% EF | E21 | G12 | H13 | D07 | M01 | W02 | 871.8432 | 159.25 | 1774.0625 | 480.5645 | 0 | 0 | W134,R38,S0,IY,BN,CN,QY, | G4965, | C1512,LY,AY,FY,CCY,F92, | D6,DTY, | MN, | WY
| 283 | 6567 | 05E18G09H11D06M01W02 | 283 | W134,R38,S0,IN,BN,CN,QN,G3756,C1312,LY,AN,FN,CCN,F80,DC,DTY,MN,WY | 8.1 | 0.64 | 0.65 | 17.5 | 26.89 | 74.7% | 28.71% | 1 | 3291.3296 | 2810.7651 | 0.54444 | 270.7296 | 339.57 | 1.0111 | 242.0158 | 111.09 | Walls:R13+R4 foam,Roof:R38,SlabEdge:R0,Infiltration:No,RadBarrier:No,CoolRoof:No,InsQuality:No | Window:0.37 U/0.56 SHGC | AirCond:13/12,ChargeLight:Yes,AirFlowTest:No,FanEnergyTest:No,MaxCoolCap:No,Furnace:0.8 | Duct:Conditioned Space,DuctTest:Yes | Mass:Std | Dhw:62% EF | E18 | G09 | H11 | D06 | M01 | W02 | 413.3432 | 318.5 | 449.75 | 2109.7365 | 0 | 0 | W134,R38,S0,IN,BN,CN,QN, | G3756, | C1312,LY,AN,FN,CCN,F80, | DC,DTY, | MN, | WY
| 338 | 6622 | 05E18G10H11D06M01W02 | 338 | W134,R38,S0,IN,BN,CN,QN,G3430,C1312,LY,AN,FN,CCN,F80,DC,DTY,MN,WY | 12.48 | 0.01 | 0.65 | 17.5 | 30.64 | 99.6% | 18.77% | 1 | 3291.3296 | 2810.7651 | 0 | 293.2904 | 393.33 | 1.5556 | 219.455 | 57.33 | Walls:R13+R4 foam,Roof:R38,SlabEdge:R0,Infiltration:No,RadBarrier:No,CoolRoof:No,InsQuality:No | Window:0.34 U/0.30 SHGC | AirCond:13/12,ChargeLight:Yes,AirFlowTest:No,FanEnergyTest:No,MaxCoolCap:No,Furnace:0.8 | Duct:Conditioned Space,DuctTest:Yes | Mass:Std | Dhw:62% EF | E18 | G10 | H11 | D06 | M01 | W02 | 413.3432 | 318.5 | 449.75 | 2109.7365 | 0 | 0 | W134,R38,S0,IN,BN,CN,QN, | G3430, | C1312,LY,AN,FN,CCN,F80, | DC,DTY, | MN, | WY
| 98 | 6382 | 05E17G09H08D06M01W02 | 98 | W130,R38,S0,IN,BN,CN,QN,G3756,C1310,LN,AN,FN,CCN,F92,DC,DTY,MN,WY | 9.14 | 0.9 | 0.65 | 17.5 | 28.19 | 64.43% | 25.27% | 1 | 3294.4865 | 2813.922 | 0.77778 | 324.0551 | 351.12 | 0.77778 | 188.6903 | 99.54 | Walls:R13,Roof:R38,SlabEdge:R0,Infiltration:No,RadBarrier:No,CoolRoof:No,InsQuality:No | Window:0.37 U/0.56 SHGC | AirCond:13/10,ChargeLight:No,AirFlowTest:No,FanEnergyTest:No,MaxCoolCap:No,Furnace:0.92 | Duct:Conditioned Space,DuctTest:Yes | Mass:Std | Dhw:62% EF | E17 | G09 | H08 | D06 | M01 | W02 | 183.75 | 318.5 | 682.5 | 2109.7365 | 0 | 0 | W130,R38,S0,IN,BN,CN,QN, | G3756, | C1310,LN,AN,FN,CCN,F92, | DC,DTY, | MN, | WY
| 153 | 6437 | 05E17G10H08D06M01W02 | 153 | W130,R38,S0,IN,BN,CN,QN,G3430,C1310,LN,AN,FN,CCN,F92,DC,DTY,MN,WY | 13.11 | 0.03 | 0.65 | 17.5 | 31.29 | 98.81% | 17.05% | 1 | 3294.4865 | 2813.922 | 0.077778 | 330.208 | 399.21 | 1.4778 | 182.5374 | 51.45 | Walls:R13,Roof:R38,SlabEdge:R0,Infiltration:No,RadBarrier:No,CoolRoof:No,InsQuality:No | Window:0.34 U/0.30 SHGC | AirCond:13/10,ChargeLight:No,AirFlowTest:No,FanEnergyTest:No,MaxCoolCap:No,Furnace:0.92 | Duct:Conditioned Space,DuctTest:Yes | Mass:Std | Dhw:62% EF | E17 | G10 | H08 | D06 | M01 | W02 | 183.75 | 318.5 | 682.5 | 2109.7365 | 0 | 0 | W130,R38,S0,IN,BN,CN,QN, | G3430, | C1310,LN,AN,FN,CCN,F92, | DC,DTY, | MN, | WY
| 742 | 7026 | 05E20G12H14D05M01W03 | 742 | W134,R38,S0,IY,BN,CN,QN,G4965,C1512,LY,AN,FN,CCN,F80,D8,DTY,MN,WT | 9.18 | 1.17 | 0.65 | 12.73 | 23.73 | 53.75% | 37.09% | 2 | 3298.5024 | 2817.9379 | 0.85556 | 324.0551 | 286.23 | 0.7 | 188.6903 | 164.43 | Walls:R13+R4 foam,Roof:R38,SlabEdge:R0,Infiltration:Test 3.2 SLA,RadBarrier:No,CoolRoof:No,InsQuality:No | Window:0.49 U/0.65 SHGC | AirCond:15/12,ChargeLight:Yes,AirFlowTest:No,FanEnergyTest:No,MaxCoolCap:No,Furnace:0.8 | Duct:R8.0,DuctTest:Yes | Mass:Std | Dhw:84% EF Tankless | E20 | G12 | H14 | D05 | M01 | W03 | 619.8432 | 159.25 | 779.625 | 602.2842 | 0 | 1137.5 | W134,R38,S0,IY,BN,CN,QN, | G4965, | C1512,LY,AN,FN,CCN,F80, | D8,DTY, | MN, | WT
| 750 | 7034 | 05E21G09H07D06M01W02 | 750 | W134,R38,S0,IY,BN,CN,QY,G3756,C1310,LN,AN,FN,CCN,F80,DC,DTY,MN,WY | 6.32 | 0.65 | 0.65 | 17.5 | 25.12 | 74.31% | 33.4% | 1 | 3300.0796 | 2819.5151 | 0.54444 | 246.1178 | 318.15 | 1.0111 | 266.6276 | 132.51 | Walls:R13+R4 foam,Roof:R38,SlabEdge:R0,Infiltration:Test 3.2 SLA,RadBarrier:No,CoolRoof:No,InsQuality:Yes | Window:0.37 U/0.56 SHGC | AirCond:13/10,ChargeLight:No,AirFlowTest:No,FanEnergyTest:No,MaxCoolCap:No,Furnace:0.8 | Duct:Conditioned Space,DuctTest:Yes | Mass:Std | Dhw:62% EF | E21 | G09 | H07 | D06 | M01 | W02 | 871.8432 | 318.5 | 0 | 2109.7365 | 0 | 0 | W134,R38,S0,IY,BN,CN,QY, | G3756, | C1310,LN,AN,FN,CCN,F80, | DC,DTY, | MN, | WY
| 805 | 7089 | 05E21G10H07D06M01W02 | 805 | W134,R38,S0,IY,BN,CN,QY,G3430,C1310,LN,AN,FN,CCN,F80,DC,DTY,MN,WY | 10.49 | 0.01 | 0.65 | 17.5 | 28.65 | 99.6% | 24.05% | 1 | 3300.0796 | 2819.5151 | 0 | 260.4747 | 368.97 | 1.5556 | 252.2707 | 81.69 | Walls:R13+R4 foam,Roof:R38,SlabEdge:R0,Infiltration:Test 3.2 SLA,RadBarrier:No,CoolRoof:No,InsQuality:Yes | Window:0.34 U/0.30 SHGC | AirCond:13/10,ChargeLight:No,AirFlowTest:No,FanEnergyTest:No,MaxCoolCap:No,Furnace:0.8 | Duct:Conditioned Space,DuctTest:Yes | Mass:Std | Dhw:62% EF | E21 | G10 | H07 | D06 | M01 | W02 | 871.8432 | 318.5 | 0 | 2109.7365 | 0 | 0 | W134,R38,S0,IY,BN,CN,QY, | G3430, | C1310,LN,AN,FN,CCN,F80, | DC,DTY, | MN, | WY
| 36 | 6320 | 05E05G09H09D07M01W03 | 36 | W130,R30,S0,IN,BN,CN,QN,G3756,C1310,LN,AN,FN,CCN,F96,D6,DTY,MN,WT | 10.19 | 1.28 | 0.65 | 12.73 | 24.85 | 49.41% | 34.12% | 1 | 3301.5645 | 2821 | 1.0111 | 375.3296 | 296.52 | 0.54444 | 137.4158 | 154.14 | Walls:R13,Roof:R30,SlabEdge:R0,Infiltration:No,RadBarrier:No,CoolRoof:No,InsQuality:No | Window:0.37 U/0.56 SHGC | AirCond:13/10,ChargeLight:No,AirFlowTest:No,FanEnergyTest:No,MaxCoolCap:No,Furnace:0.96 | Duct:R6.0,DuctTest:Yes | Mass:Std | Dhw:84% EF Tankless | E05 | G09 | H09 | D07 | M01 | W03 | 0 | 318.5 | 1365 | 480.5645 | 0 | 1137.5 | W130,R30,S0,IN,BN,CN,QN, | G3756, | C1310,LN,AN,FN,CCN,F96, | D6,DTY, | MN, | WT
| 1427 | 7711 | 05E25G09H09D07M01W03 | 1427 | W130,R30,S0,IN,BN,CN,QN,G3756,C1310,LN,AN,FN,CCN,F96,D6,DTY,MN,WT | 10.19 | 1.28 | 0.65 | 12.73 | 24.85 | 49.41% | 34.12% | 1 | 3301.5645 | 2821 | 1.0111 | 375.3296 | 296.52 | 0.54444 | 137.4158 | 154.14 | Walls:R13,Roof:R30,SlabEdge:R0,Infiltration:No,RadBarrier:No,CoolRoof:No,InsQuality:No | Window:0.37 U/0.56 SHGC | AirCond:13/10,ChargeLight:No,AirFlowTest:No,FanEnergyTest:No,MaxCoolCap:No,Furnace:0.96 | Duct:R6.0,DuctTest:Yes | Mass:Std | Dhw:84% EF Tankless | E25 | G09 | H09 | D07 | M01 | W03 | 0 | 318.5 | 1365 | 480.5645 | 0 | 1137.5 | W130,R30,S0,IN,BN,CN,QN, | G3756, | C1310,LN,AN,FN,CCN,F96, | D6,DTY, | MN, | WT
| 1563 | 7847 | 05E25G12H13D07M01W03 | 1563 | W130,R30,S0,IN,BN,CN,QN,G4965,C1512,LY,AY,FY,CCY,F92,D6,DTY,MN,WT | 11.15 | 1.44 | 0.65 | 12.73 | 25.97 | 43.08% | 31.15% | 1 | 3551.377 | 3070.8125 | 1.0111 | 342.5139 | 312.27 | 0.54444 | 170.2315 | 138.39 | Walls:R13,Roof:R30,SlabEdge:R0,Infiltration:No,RadBarrier:No,CoolRoof:No,InsQuality:No | Window:0.49 U/0.65 SHGC | AirCond:15/12,ChargeLight:Yes,AirFlowTest:Yes,FanEnergyTest:Yes,MaxCoolCap:Yes,Furnace:0.92 | Duct:R6.0,DuctTest:Yes | Mass:Std | Dhw:84% EF Tankless | E25 | G12 | H13 | D07 | M01 | W03 | 0 | 159.25 | 1774.0625 | 480.5645 | 0 | 1137.5 | W130,R30,S0,IN,BN,CN,QN, | G4965, | C1512,LY,AY,FY,CCY,F92, | D6,DTY, | MN, | WT
| 572 | 6856 | 05E19G12H13D07M01W02 | 572 | W134,R38,S0,IN,BY,CN,QN,G4965,C1512,LY,AY,FY,CCY,F92,D6,DTY,MN,WY | 8.99 | 0.54 | 0.65 | 17.5 | 27.68 | 78.66% | 26.62% | 1 | 3309.5639 | 2828.9994 | 0.46667 | 254.3217 | 352.17 | 1.0889 | 258.4237 | 98.49 | Walls:R13+R4 foam,Roof:R38,SlabEdge:R0,Infiltration:No,RadBarrier:Yes,CoolRoof:No,InsQuality:No | Window:0.49 U/0.65 SHGC | AirCond:15/12,ChargeLight:Yes,AirFlowTest:Yes,FanEnergyTest:Yes,MaxCoolCap:Yes,Furnace:0.92 | Duct:R6.0,DuctTest:Yes | Mass:Std | Dhw:62% EF | E19 | G12 | H13 | D07 | M01 | W02 | 895.6869 | 159.25 | 1774.0625 | 480.5645 | 0 | 0 | W134,R38,S0,IN,BY,CN,QN, | G4965, | C1512,LY,AY,FY,CCY,F92, | D6,DTY, | MN, | WY
| 625 | 6909 | 05E20G09H13D05M01W02 | 625 | W134,R38,S0,IY,BN,CN,QN,G3756,C1512,LY,AY,FY,CCY,F92,D8,DTY,MN,WY | 7.35 | 0.54 | 0.65 | 17.5 | 26.04 | 78.66% | 30.97% | 1 | 3314.6899 | 2834.1254 | 0.46667 | 235.8629 | 331.8 | 1.0889 | 276.8825 | 118.86 | Walls:R13+R4 foam,Roof:R38,SlabEdge:R0,Infiltration:Test 3.2 SLA,RadBarrier:No,CoolRoof:No,InsQuality:No | Window:0.37 U/0.56 SHGC | AirCond:15/12,ChargeLight:Yes,AirFlowTest:Yes,FanEnergyTest:Yes,MaxCoolCap:Yes,Furnace:0.92 | Duct:R8.0,DuctTest:Yes | Mass:Std | Dhw:62% EF | E20 | G09 | H13 | D05 | M01 | W02 | 619.8432 | 318.5 | 1774.0625 | 602.2842 | 0 | 0 | W134,R38,S0,IY,BN,CN,QN, | G3756, | C1512,LY,AY,FY,CCY,F92, | D8,DTY, | MN, | WY
| 680 | 6964 | 05E20G10H13D05M01W02 | 680 | W134,R38,S0,IY,BN,CN,QN,G3430,C1512,LY,AY,FY,CCY,F92,D8,DTY,MN,WY | 11.47 | 0.01 | 0.65 | 17.5 | 29.63 | 99.6% | 21.45% | 1 | 3314.6899 | 2834.1254 | 0 | 246.1178 | 383.04 | 1.5556 | 266.6276 | 67.62 | Walls:R13+R4 foam,Roof:R38,SlabEdge:R0,Infiltration:Test 3.2 SLA,RadBarrier:No,CoolRoof:No,InsQuality:No | Window:0.34 U/0.30 SHGC | AirCond:15/12,ChargeLight:Yes,AirFlowTest:Yes,FanEnergyTest:Yes,MaxCoolCap:Yes,Furnace:0.92 | Duct:R8.0,DuctTest:Yes | Mass:Std | Dhw:62% EF | E20 | G10 | H13 | D05 | M01 | W02 | 619.8432 | 318.5 | 1774.0625 | 602.2842 | 0 | 0 | W134,R38,S0,IY,BN,CN,QN, | G3430, | C1512,LY,AY,FY,CCY,F92, | D8,DTY, | MN, | WY
| 420 | 6704 | 05E19G09H07D06M01W02 | 420 | W134,R38,S0,IN,BY,CN,QN,G3756,C1310,LN,AN,FN,CCN,F80,DC,DTY,MN,WY | 8.59 | 0.3 | 0.65 | 17.5 | 27.04 | 88.14% | 28.31% | 1 | 3323.9234 | 2843.3589 | 0.38889 | 254.3217 | 345.66 | 1.1667 | 258.4237 | 105 | Walls:R13+R4 foam,Roof:R38,SlabEdge:R0,Infiltration:No,RadBarrier:Yes,CoolRoof:No,InsQuality:No | Window:0.37 U/0.56 SHGC | AirCond:13/10,ChargeLight:No,AirFlowTest:No,FanEnergyTest:No,MaxCoolCap:No,Furnace:0.8 | Duct:Conditioned Space,DuctTest:Yes | Mass:Std | Dhw:62% EF | E19 | G09 | H07 | D06 | M01 | W02 | 895.6869 | 318.5 | 0 | 2109.7365 | 0 | 0 | W134,R38,S0,IN,BY,CN,QN, | G3756, | C1310,LN,AN,FN,CCN,F80, | DC,DTY, | MN, | WY
| 475 | 6759 | 05E19G10H07D06M01W02 | 475 | W134,R38,S0,IN,BY,CN,QN,G3430,C1310,LN,AN,FN,CCN,F80,DC,DTY,MN,WY | 13.36 | 0 | 0.65 | 17.5 | 31.51 | 100% | 16.46% | 1 | 3323.9234 | 2843.3589 | 0 | 305.5962 | 404.25 | 1.5556 | 207.1491 | 46.41 | Walls:R13+R4 foam,Roof:R38,SlabEdge:R0,Infiltration:No,RadBarrier:Yes,CoolRoof:No,InsQuality:No | Window:0.34 U/0.30 SHGC | AirCond:13/10,ChargeLight:No,AirFlowTest:No,FanEnergyTest:No,MaxCoolCap:No,Furnace:0.8 | Duct:Conditioned Space,DuctTest:Yes | Mass:Std | Dhw:62% EF | E19 | G10 | H07 | D06 | M01 | W02 | 895.6869 | 318.5 | 0 | 2109.7365 | 0 | 0 | W134,R38,S0,IN,BY,CN,QN, | G3430, | C1310,LN,AN,FN,CCN,F80, | DC,DTY, | MN, | WY
| 217 | 6501 | 05E17G12H09D07M01W03 | 217 | W130,R38,S0,IN,BN,CN,QN,G4965,C1310,LN,AN,FN,CCN,F96,D6,DTY,MN,WT | 10.53 | 1.87 | 0.65 | 12.73 | 25.78 | 26.09% | 31.65% | 1 | 3326.0645 | 2845.5 | 1.3222 | 420.4512 | 300.72 | 0.23333 | 92.2942 | 149.94 | Walls:R13,Roof:R38,SlabEdge:R0,Infiltration:No,RadBarrier:No,CoolRoof:No,InsQuality:No | Window:0.49 U/0.65 SHGC | AirCond:13/10,ChargeLight:No,AirFlowTest:No,FanEnergyTest:No,MaxCoolCap:No,Furnace:0.96 | Duct:R6.0,DuctTest:Yes | Mass:Std | Dhw:84% EF Tankless | E17 | G12 | H09 | D07 | M01 | W03 | 183.75 | 159.25 | 1365 | 480.5645 | 0 | 1137.5 | W130,R38,S0,IN,BN,CN,QN, | G4965, | C1310,LN,AN,FN,CCN,F96, | D6,DTY, | MN, | WT
| 871 | 7155 | 05E21G12H08D07M01W03 | 871 | W134,R38,S0,IY,BN,CN,QY,G4965,C1310,LN,AN,FN,CCN,F92,D6,DTY,MN,WT | 7.02 | 1.39 | 0.65 | 12.73 | 21.79 | 45.06% | 42.23% | 2 | 3331.6576 | 2851.0932 | 1.0111 | 322.0041 | 259.14 | 0.54444 | 190.7413 | 191.52 | Walls:R13+R4 foam,Roof:R38,SlabEdge:R0,Infiltration:Test 3.2 SLA,RadBarrier:No,CoolRoof:No,InsQuality:Yes | Window:0.49 U/0.65 SHGC | AirCond:13/10,ChargeLight:No,AirFlowTest:No,FanEnergyTest:No,MaxCoolCap:No,Furnace:0.92 | Duct:R6.0,DuctTest:Yes | Mass:Std | Dhw:84% EF Tankless | E21 | G12 | H08 | D07 | M01 | W03 | 871.8432 | 159.25 | 682.5 | 480.5645 | 0 | 1137.5 | W134,R38,S0,IY,BN,CN,QY, | G4965, | C1310,LN,AN,FN,CCN,F92, | D6,DTY, | MN, | WT
| 634 | 6918 | 05E20G09H14D07M01W03 | 634 | W134,R38,S0,IY,BN,CN,QN,G3756,C1512,LY,AN,FN,CCN,F80,D6,DTY,MN,WT | 8.66 | 0.68 | 0.65 | 12.73 | 22.72 | 73.12% | 39.77% | 2 | 3336.0326 | 2855.4682 | 0.54444 | 283.0355 | 279.93 | 1.0111 | 229.7099 | 170.73 | Walls:R13+R4 foam,Roof:R38,SlabEdge:R0,Infiltration:Test 3.2 SLA,RadBarrier:No,CoolRoof:No,InsQuality:No | Window:0.37 U/0.56 SHGC | AirCond:15/12,ChargeLight:Yes,AirFlowTest:No,FanEnergyTest:No,MaxCoolCap:No,Furnace:0.8 | Duct:R6.0,DuctTest:Yes | Mass:Std | Dhw:84% EF Tankless | E20 | G09 | H14 | D07 | M01 | W03 | 619.8432 | 318.5 | 779.625 | 480.5645 | 0 | 1137.5 | W134,R38,S0,IY,BN,CN,QN, | G3756, | C1512,LY,AN,FN,CCN,F80, | D6,DTY, | MN, | WT
| 689 | 6973 | 05E20G10H14D07M01W03 | 689 | W134,R38,S0,IY,BN,CN,QN,G3430,C1512,LY,AN,FN,CCN,F80,D6,DTY,MN,WT | 13.51 | 0.01 | 0.65 | 12.73 | 26.9 | 99.6% | 28.69% | 1 | 3336.0326 | 2855.4682 | 0 | 307.6472 | 339.15 | 1.5556 | 205.0982 | 111.51 | Walls:R13+R4 foam,Roof:R38,SlabEdge:R0,Infiltration:Test 3.2 SLA,RadBarrier:No,CoolRoof:No,InsQuality:No | Window:0.34 U/0.30 SHGC | AirCond:15/12,ChargeLight:Yes,AirFlowTest:No,FanEnergyTest:No,MaxCoolCap:No,Furnace:0.8 | Duct:R6.0,DuctTest:Yes | Mass:Std | Dhw:84% EF Tankless | E20 | G10 | H14 | D07 | M01 | W03 | 619.8432 | 318.5 | 779.625 | 480.5645 | 0 | 1137.5 | W134,R38,S0,IY,BN,CN,QN, | G3430, | C1512,LY,AN,FN,CCN,F80, | D6,DTY, | MN, | WT
| 723 | 7007 | 05E20G12H11D06M01W02 | 723 | W134,R38,S0,IY,BN,CN,QN,G4965,C1312,LY,AN,FN,CCN,F80,DC,DTY,MN,WY | 8.33 | 1.16 | 0.65 | 17.5 | 27.64 | 54.15% | 26.72% | 1 | 3338.5796 | 2858.0151 | 0.85556 | 311.7492 | 342.3 | 0.7 | 200.9962 | 108.36 | Walls:R13+R4 foam,Roof:R38,SlabEdge:R0,Infiltration:Test 3.2 SLA,RadBarrier:No,CoolRoof:No,InsQuality:No | Window:0.49 U/0.65 SHGC | AirCond:13/12,ChargeLight:Yes,AirFlowTest:No,FanEnergyTest:No,MaxCoolCap:No,Furnace:0.8 | Duct:Conditioned Space,DuctTest:Yes | Mass:Std | Dhw:62% EF | E20 | G12 | H11 | D06 | M01 | W02 | 619.8432 | 159.25 | 449.75 | 2109.7365 | 0 | 0 | W134,R38,S0,IY,BN,CN,QN, | G4965, | C1312,LY,AN,FN,CCN,F80, | DC,DTY, | MN, | WY
| 1555 | 7839 | 05E25G12H12D05M01W03 | 1555 | W130,R30,S0,IN,BN,CN,QN,G4965,C1312,LY,AY,FY,CCY,F92,D8,DTY,MN,WT | 10.93 | 1.59 | 0.65 | 12.73 | 25.9 | 37.15% | 31.34% | 1 | 3343.2217 | 2862.6572 | 1.0889 | 350.7178 | 309.54 | 0.46667 | 162.0275 | 141.12 | Walls:R13,Roof:R30,SlabEdge:R0,Infiltration:No,RadBarrier:No,CoolRoof:No,InsQuality:No | Window:0.49 U/0.65 SHGC | AirCond:13/12,ChargeLight:Yes,AirFlowTest:Yes,FanEnergyTest:Yes,MaxCoolCap:Yes,Furnace:0.92 | Duct:R8.0,DuctTest:Yes | Mass:Std | Dhw:84% EF Tankless | E25 | G12 | H12 | D05 | M01 | W03 | 0 | 159.25 | 1444.1875 | 602.2842 | 0 | 1137.5 | W130,R30,S0,IN,BN,CN,QN, | G4965, | C1312,LY,AY,FY,CCY,F92, | D8,DTY, | MN, | WT
| 541 | 6825 | 05E19G12H08D07M01W03 | 541 | W134,R38,S0,IN,BY,CN,QN,G4965,C1310,LN,AN,FN,CCN,F92,D6,DTY,MN,WT | 9.1 | 0.79 | 0.65 | 12.73 | 23.27 | 68.77% | 38.31% | 2 | 3355.5014 | 2874.9369 | 0.7 | 315.8512 | 284.13 | 0.85556 | 196.8942 | 166.53 | Walls:R13+R4 foam,Roof:R38,SlabEdge:R0,Infiltration:No,RadBarrier:Yes,CoolRoof:No,InsQuality:No | Window:0.49 U/0.65 SHGC | AirCond:13/10,ChargeLight:No,AirFlowTest:No,FanEnergyTest:No,MaxCoolCap:No,Furnace:0.92 | Duct:R6.0,DuctTest:Yes | Mass:Std | Dhw:84% EF Tankless | E19 | G12 | H08 | D07 | M01 | W03 | 895.6869 | 159.25 | 682.5 | 480.5645 | 0 | 1137.5 | W134,R38,S0,IN,BY,CN,QN, | G4965, | C1310,LN,AN,FN,CCN,F92, | D6,DTY, | MN, | WT
| 592 | 6876 | 05E20G09H08D05M01W03 | 592 | W134,R38,S0,IY,BN,CN,QN,G3756,C1310,LN,AN,FN,CCN,F92,D8,DTY,MN,WT | 7.44 | 0.8 | 0.65 | 12.73 | 21.62 | 68.38% | 42.68% | 2 | 3360.6274 | 2880.0629 | 0.7 | 289.1884 | 264.18 | 0.85556 | 223.557 | 186.48 | Walls:R13+R4 foam,Roof:R38,SlabEdge:R0,Infiltration:Test 3.2 SLA,RadBarrier:No,CoolRoof:No,InsQuality:No | Window:0.37 U/0.56 SHGC | AirCond:13/10,ChargeLight:No,AirFlowTest:No,FanEnergyTest:No,MaxCoolCap:No,Furnace:0.92 | Duct:R8.0,DuctTest:Yes | Mass:Std | Dhw:84% EF Tankless | E20 | G09 | H08 | D05 | M01 | W03 | 619.8432 | 318.5 | 682.5 | 602.2842 | 0 | 1137.5 | W134,R38,S0,IY,BN,CN,QN, | G3756, | C1310,LN,AN,FN,CCN,F92, | D8,DTY, | MN, | WT
| 647 | 6931 | 05E20G10H08D05M01W03 | 647 | W134,R38,S0,IY,BN,CN,QN,G3430,C1310,LN,AN,FN,CCN,F92,D8,DTY,MN,WT | 11.62 | 0.01 | 0.65 | 12.73 | 25.01 | 99.6% | 33.7% | 1 | 3360.6274 | 2880.0629 | 0 | 303.5453 | 314.58 | 1.5556 | 209.2001 | 136.08 | Walls:R13+R4 foam,Roof:R38,SlabEdge:R0,Infiltration:Test 3.2 SLA,RadBarrier:No,CoolRoof:No,InsQuality:No | Window:0.34 U/0.30 SHGC | AirCond:13/10,ChargeLight:No,AirFlowTest:No,FanEnergyTest:No,MaxCoolCap:No,Furnace:0.92 | Duct:R8.0,DuctTest:Yes | Mass:Std | Dhw:84% EF Tankless | E20 | G10 | H08 | D05 | M01 | W03 | 619.8432 | 318.5 | 682.5 | 602.2842 | 0 | 1137.5 | W134,R38,S0,IY,BN,CN,QN, | G3430, | C1310,LN,AN,FN,CCN,F92, | D8,DTY, | MN, | WT
| 373 | 6657 | 05E18G12H08D06M01W02 | 373 | W134,R38,S0,IN,BN,CN,QN,G4965,C1310,LN,AN,FN,CCN,F92,DC,DTY,MN,WY | 7.76 | 1.25 | 0.65 | 17.5 | 27.16 | 50.59% | 28% | 1 | 3364.8296 | 2884.2651 | 0.93333 | 324.0551 | 334.53 | 0.62222 | 188.6903 | 116.13 | Walls:R13+R4 foam,Roof:R38,SlabEdge:R0,Infiltration:No,RadBarrier:No,CoolRoof:No,InsQuality:No | Window:0.49 U/0.65 SHGC | AirCond:13/10,ChargeLight:No,AirFlowTest:No,FanEnergyTest:No,MaxCoolCap:No,Furnace:0.92 | Duct:Conditioned Space,DuctTest:Yes | Mass:Std | Dhw:62% EF | E18 | G12 | H08 | D06 | M01 | W02 | 413.3432 | 159.25 | 682.5 | 2109.7365 | 0 | 0 | W134,R38,S0,IN,BN,CN,QN, | G4965, | C1310,LN,AN,FN,CCN,F92, | DC,DTY, | MN, | WY
| 777 | 7061 | 05E21G09H11D05M01W03 | 777 | W134,R38,S0,IY,BN,CN,QY,G3756,C1312,LY,AN,FN,CCN,F80,D8,DTY,MN,WT | 7.07 | 0.7 | 0.65 | 12.73 | 21.15 | 72.33% | 43.93% | 2 | 3379.8774 | 2899.3129 | 0.54444 | 260.4747 | 260.61 | 1.0111 | 252.2707 | 190.05 | Walls:R13+R4 foam,Roof:R38,SlabEdge:R0,Infiltration:Test 3.2 SLA,RadBarrier:No,CoolRoof:No,InsQuality:Yes | Window:0.37 U/0.56 SHGC | AirCond:13/12,ChargeLight:Yes,AirFlowTest:No,FanEnergyTest:No,MaxCoolCap:No,Furnace:0.8 | Duct:R8.0,DuctTest:Yes | Mass:Std | Dhw:84% EF Tankless | E21 | G09 | H11 | D05 | M01 | W03 | 871.8432 | 318.5 | 449.75 | 602.2842 | 0 | 1137.5 | W134,R38,S0,IY,BN,CN,QY, | G3756, | C1312,LY,AN,FN,CCN,F80, | D8,DTY, | MN, | WT
| 832 | 7116 | 05E21G10H11D05M01W03 | 832 | W134,R38,S0,IY,BN,CN,QY,G3430,C1312,LY,AN,FN,CCN,F80,D8,DTY,MN,WT | 11.69 | 0.01 | 0.65 | 12.73 | 25.08 | 99.6% | 33.51% | 1 | 3379.8774 | 2899.3129 | 0 | 278.9335 | 316.89 | 1.5556 | 233.8119 | 133.77 | Walls:R13+R4 foam,Roof:R38,SlabEdge:R0,Infiltration:Test 3.2 SLA,RadBarrier:No,CoolRoof:No,InsQuality:Yes | Window:0.34 U/0.30 SHGC | AirCond:13/12,ChargeLight:Yes,AirFlowTest:No,FanEnergyTest:No,MaxCoolCap:No,Furnace:0.8 | Duct:R8.0,DuctTest:Yes | Mass:Std | Dhw:84% EF Tankless | E21 | G10 | H11 | D05 | M01 | W03 | 871.8432 | 318.5 | 449.75 | 602.2842 | 0 | 1137.5 | W134,R38,S0,IY,BN,CN,QY, | G3430, | C1312,LY,AN,FN,CCN,F80, | D8,DTY, | MN, | WT
| 66 | 6350 | 05E05G09H12D07M01W03 | 66 | W130,R30,S0,IN,BN,CN,QN,G3756,C1312,LY,AY,FY,CCY,F92,D6,DTY,MN,WT | 10.45 | 0.99 | 0.65 | 12.73 | 24.82 | 60.87% | 34.2% | 1 | 3380.752 | 2900.1875 | 0.77778 | 303.5453 | 303.66 | 0.77778 | 209.2001 | 147 | Walls:R13,Roof:R30,SlabEdge:R0,Infiltration:No,RadBarrier:No,CoolRoof:No,InsQuality:No | Window:0.37 U/0.56 SHGC | AirCond:13/12,ChargeLight:Yes,AirFlowTest:Yes,FanEnergyTest:Yes,MaxCoolCap:Yes,Furnace:0.92 | Duct:R6.0,DuctTest:Yes | Mass:Std | Dhw:84% EF Tankless | E05 | G09 | H12 | D07 | M01 | W03 | 0 | 318.5 | 1444.1875 | 480.5645 | 0 | 1137.5 | W130,R30,S0,IN,BN,CN,QN, | G3756, | C1312,LY,AY,FY,CCY,F92, | D6,DTY, | MN, | WT
| 1447 | 7731 | 05E25G09H12D07M01W03 | 1447 | W130,R30,S0,IN,BN,CN,QN,G3756,C1312,LY,AY,FY,CCY,F92,D6,DTY,MN,WT | 10.45 | 0.99 | 0.65 | 12.73 | 24.82 | 60.87% | 34.2% | 1 | 3380.752 | 2900.1875 | 0.77778 | 303.5453 | 303.66 | 0.77778 | 209.2001 | 147 | Walls:R13,Roof:R30,SlabEdge:R0,Infiltration:No,RadBarrier:No,CoolRoof:No,InsQuality:No | Window:0.37 U/0.56 SHGC | AirCond:13/12,ChargeLight:Yes,AirFlowTest:Yes,FanEnergyTest:Yes,MaxCoolCap:Yes,Furnace:0.92 | Duct:R6.0,DuctTest:Yes | Mass:Std | Dhw:84% EF Tankless | E25 | G09 | H12 | D07 | M01 | W03 | 0 | 318.5 | 1444.1875 | 480.5645 | 0 | 1137.5 | W130,R30,S0,IN,BN,CN,QN, | G3756, | C1312,LY,AY,FY,CCY,F92, | D6,DTY, | MN, | WT
| 1502 | 7786 | 05E25G10H12D07M01W03 | 1502 | W130,R30,S0,IN,BN,CN,QN,G3430,C1312,LY,AY,FY,CCY,F92,D6,DTY,MN,WT | 14.7 | 0.03 | 0.65 | 12.73 | 28.11 | 98.81% | 25.48% | 1 | 3380.752 | 2900.1875 | 0.15556 | 289.1884 | 356.58 | 1.4 | 223.557 | 94.08 | Walls:R13,Roof:R30,SlabEdge:R0,Infiltration:No,RadBarrier:No,CoolRoof:No,InsQuality:No | Window:0.34 U/0.30 SHGC | AirCond:13/12,ChargeLight:Yes,AirFlowTest:Yes,FanEnergyTest:Yes,MaxCoolCap:Yes,Furnace:0.92 | Duct:R6.0,DuctTest:Yes | Mass:Std | Dhw:84% EF Tankless | E25 | G10 | H12 | D07 | M01 | W03 | 0 | 318.5 | 1444.1875 | 480.5645 | 0 | 1137.5 | W130,R30,S0,IN,BN,CN,QN, | G3430, | C1312,LY,AY,FY,CCY,F92, | D6,DTY, | MN, | WT
| 447 | 6731 | 05E19G09H11D05M01W03 | 447 | W134,R38,S0,IN,BY,CN,QN,G3756,C1312,LY,AN,FN,CCN,F80,D8,DTY,MN,WT | 9.45 | 0.31 | 0.65 | 12.73 | 23.14 | 87.75% | 38.65% | 2 | 3403.7211 | 2923.1567 | 0.38889 | 266.6276 | 289.59 | 1.1667 | 246.1178 | 161.07 | Walls:R13+R4 foam,Roof:R38,SlabEdge:R0,Infiltration:No,RadBarrier:Yes,CoolRoof:No,InsQuality:No | Window:0.37 U/0.56 SHGC | AirCond:13/12,ChargeLight:Yes,AirFlowTest:No,FanEnergyTest:No,MaxCoolCap:No,Furnace:0.8 | Duct:R8.0,DuctTest:Yes | Mass:Std | Dhw:84% EF Tankless | E19 | G09 | H11 | D05 | M01 | W03 | 895.6869 | 318.5 | 449.75 | 602.2842 | 0 | 1137.5 | W134,R38,S0,IN,BY,CN,QN, | G3756, | C1312,LY,AN,FN,CCN,F80, | D8,DTY, | MN, | WT
| 502 | 6786 | 05E19G10H11D05M01W03 | 502 | W134,R38,S0,IN,BY,CN,QN,G3430,C1312,LY,AN,FN,CCN,F80,D8,DTY,MN,WT | 14.66 | 0 | 0.65 | 12.73 | 28.04 | 100% | 25.66% | 1 | 3403.7211 | 2923.1567 | 0 | 324.0551 | 353.64 | 1.5556 | 188.6903 | 97.02 | Walls:R13+R4 foam,Roof:R38,SlabEdge:R0,Infiltration:No,RadBarrier:Yes,CoolRoof:No,InsQuality:No | Window:0.34 U/0.30 SHGC | AirCond:13/12,ChargeLight:Yes,AirFlowTest:No,FanEnergyTest:No,MaxCoolCap:No,Furnace:0.8 | Duct:R8.0,DuctTest:Yes | Mass:Std | Dhw:84% EF Tankless | E19 | G10 | H11 | D05 | M01 | W03 | 895.6869 | 318.5 | 449.75 | 602.2842 | 0 | 1137.5 | W134,R38,S0,IN,BY,CN,QN, | G3430, | C1312,LY,AN,FN,CCN,F80, | D8,DTY, | MN, | WT
| 84 | 6368 | 05E05G09H14D07M01W03 | 84 | W130,R30,S0,IN,BN,CN,QN,G3756,C1512,LY,AN,FN,CCN,F80,D6,DTY,MN,WT | 12.02 | 1.05 | 0.65 | 12.73 | 26.45 | 58.5% | 29.88% | 1 | 2716.1895 | 2235.625 | 0.77778 | 358.9218 | 320.46 | 0.77778 | 153.8236 | 130.2 | Walls:R13,Roof:R30,SlabEdge:R0,Infiltration:No,RadBarrier:No,CoolRoof:No,InsQuality:No | Window:0.37 U/0.56 SHGC | AirCond:15/12,ChargeLight:Yes,AirFlowTest:No,FanEnergyTest:No,MaxCoolCap:No,Furnace:0.8 | Duct:R6.0,DuctTest:Yes | Mass:Std | Dhw:84% EF Tankless | E05 | G09 | H14 | D07 | M01 | W03 | 0 | 318.5 | 779.625 | 480.5645 | 0 | 1137.5 | W130,R30,S0,IN,BN,CN,QN, | G3756, | C1512,LY,AN,FN,CCN,F80, | D6,DTY, | MN, | WT
| 1521 | 7805 | 05E25G12H07D06M01W03 | 1521 | W130,R30,S0,IN,BN,CN,QN,G4965,C1310,LN,AN,FN,CCN,F80,DC,DTY,MN,WT | 11.55 | 1.81 | 0.65 | 12.73 | 26.74 | 28.46% | 29.11% | 1 | 3406.4865 | 2925.922 | 1.2444 | 404.0434 | 315 | 0.31111 | 108.702 | 135.66 | Walls:R13,Roof:R30,SlabEdge:R0,Infiltration:No,RadBarrier:No,CoolRoof:No,InsQuality:No | Window:0.49 U/0.65 SHGC | AirCond:13/10,ChargeLight:No,AirFlowTest:No,FanEnergyTest:No,MaxCoolCap:No,Furnace:0.8 | Duct:Conditioned Space,DuctTest:Yes | Mass:Std | Dhw:84% EF Tankless | E25 | G12 | H07 | D06 | M01 | W03 | 0 | 159.25 | 0 | 2109.7365 | 0 | 1137.5 | W130,R30,S0,IN,BN,CN,QN, | G4965, | C1310,LN,AN,FN,CCN,F80, | DC,DTY, | MN, | WT
| 900 | 7184 | 05E21G12H13D05M01W02 | 900 | W134,R38,S0,IY,BN,CN,QY,G4965,C1512,LY,AY,FY,CCY,F92,D8,DTY,MN,WY | 6.77 | 0.91 | 0.65 | 17.5 | 25.83 | 64.03% | 31.52% | 1 | 3407.4399 | 2926.8754 | 0.62222 | 252.2707 | 324.66 | 0.93333 | 260.4747 | 126 | Walls:R13+R4 foam,Roof:R38,SlabEdge:R0,Infiltration:Test 3.2 SLA,RadBarrier:No,CoolRoof:No,InsQuality:Yes | Window:0.49 U/0.65 SHGC | AirCond:15/12,ChargeLight:Yes,AirFlowTest:Yes,FanEnergyTest:Yes,MaxCoolCap:Yes,Furnace:0.92 | Duct:R8.0,DuctTest:Yes | Mass:Std | Dhw:62% EF | E21 | G12 | H13 | D05 | M01 | W02 | 871.8432 | 159.25 | 1774.0625 | 602.2842 | 0 | 0 | W134,R38,S0,IY,BN,CN,QY, | G4965, | C1512,LY,AY,FY,CCY,F92, | D8,DTY, | MN, | WY
| 1022 | 7306 | 05E22G12H07D04M01W02 | 1022 | W134,R49,S0,IY,BY,CY,QY,G4965,C1310,LN,AN,FN,CCN,F80,D6,DTN,MN,WY | 8.96 | 0.77 | 0.65 | 17.5 | 27.88 | 69.57% | 26.09% | 1 | 3410.6264 | 2930.0619 | 0.7 | 291.2394 | 349.65 | 0.85556 | 221.506 | 101.01 | Walls:R13+R4 foam,Roof:R49,SlabEdge:R0,Infiltration:Test 3.2 SLA,RadBarrier:Yes,CoolRoof:Yes,InsQuality:Yes | Window:0.49 U/0.65 SHGC | AirCond:13/10,ChargeLight:No,AirFlowTest:No,FanEnergyTest:No,MaxCoolCap:No,Furnace:0.8 | Duct:R6.0,DuctTest:No | Mass:Std | Dhw:62% EF | E22 | G12 | H07 | D04 | M01 | W02 | 3007.9369 | 159.25 | 0 | 243.4395 | 0 | 0 | W134,R49,S0,IY,BY,CY,QY, | G4965, | C1310,LN,AN,FN,CCN,F80, | D6,DTN, | MN, | WY
| 33 | 6317 | 05E05G09H09D05M01W03 | 33 | W130,R30,S0,IN,BN,CN,QN,G3756,C1310,LN,AN,FN,CCN,F96,D8,DTY,MN,WT | 9.97 | 1.23 | 0.65 | 12.73 | 24.58 | 51.38% | 34.84% | 1 | 3423.2842 | 2942.7197 | 0.93333 | 367.1257 | 294 | 0.62222 | 145.6197 | 156.66 | Walls:R13,Roof:R30,SlabEdge:R0,Infiltration:No,RadBarrier:No,CoolRoof:No,InsQuality:No | Window:0.37 U/0.56 SHGC | AirCond:13/10,ChargeLight:No,AirFlowTest:No,FanEnergyTest:No,MaxCoolCap:No,Furnace:0.96 | Duct:R8.0,DuctTest:Yes | Mass:Std | Dhw:84% EF Tankless | E05 | G09 | H09 | D05 | M01 | W03 | 0 | 318.5 | 1365 | 602.2842 | 0 | 1137.5 | W130,R30,S0,IN,BN,CN,QN, | G3756, | C1310,LN,AN,FN,CCN,F96, | D8,DTY, | MN, | WT
| 1425 | 7709 | 05E25G09H09D05M01W03 | 1425 | W130,R30,S0,IN,BN,CN,QN,G3756,C1310,LN,AN,FN,CCN,F96,D8,DTY,MN,WT | 9.97 | 1.23 | 0.65 | 12.73 | 24.58 | 51.38% | 34.84% | 1 | 3423.2842 | 2942.7197 | 0.93333 | 367.1257 | 294 | 0.62222 | 145.6197 | 156.66 | Walls:R13,Roof:R30,SlabEdge:R0,Infiltration:No,RadBarrier:No,CoolRoof:No,InsQuality:No | Window:0.37 U/0.56 SHGC | AirCond:13/10,ChargeLight:No,AirFlowTest:No,FanEnergyTest:No,MaxCoolCap:No,Furnace:0.96 | Duct:R8.0,DuctTest:Yes | Mass:Std | Dhw:84% EF Tankless | E25 | G09 | H09 | D05 | M01 | W03 | 0 | 318.5 | 1365 | 602.2842 | 0 | 1137.5 | W130,R30,S0,IN,BN,CN,QN, | G3756, | C1310,LN,AN,FN,CCN,F96, | D8,DTY, | MN, | WT
| 1561 | 7845 | 05E25G12H13D05M01W03 | 1561 | W130,R30,S0,IN,BN,CN,QN,G4965,C1512,LY,AY,FY,CCY,F92,D8,DTY,MN,WT | 10.93 | 1.39 | 0.65 | 12.73 | 25.7 | 45.06% | 31.87% | 1 | 3673.0967 | 3192.5322 | 0.93333 | 336.361 | 309.54 | 0.62222 | 176.3844 | 141.12 | Walls:R13,Roof:R30,SlabEdge:R0,Infiltration:No,RadBarrier:No,CoolRoof:No,InsQuality:No | Window:0.49 U/0.65 SHGC | AirCond:15/12,ChargeLight:Yes,AirFlowTest:Yes,FanEnergyTest:Yes,MaxCoolCap:Yes,Furnace:0.92 | Duct:R8.0,DuctTest:Yes | Mass:Std | Dhw:84% EF Tankless | E25 | G12 | H13 | D05 | M01 | W03 | 0 | 159.25 | 1774.0625 | 602.2842 | 0 | 1137.5 | W130,R30,S0,IN,BN,CN,QN, | G4965, | C1512,LY,AY,FY,CCY,F92, | D8,DTY, | MN, | WT
| 909 | 7193 | 05E21G12H14D07M01W03 | 909 | W134,R38,S0,IY,BN,CN,QY,G4965,C1512,LY,AN,FN,CCN,F80,D6,DTY,MN,WT | 7.98 | 1.14 | 0.65 | 12.73 | 22.5 | 54.94% | 40.35% | 2 | 3428.7826 | 2948.2182 | 0.77778 | 303.5453 | 271.53 | 0.77778 | 209.2001 | 179.13 | Walls:R13+R4 foam,Roof:R38,SlabEdge:R0,Infiltration:Test 3.2 SLA,RadBarrier:No,CoolRoof:No,InsQuality:Yes | Window:0.49 U/0.65 SHGC | AirCond:15/12,ChargeLight:Yes,AirFlowTest:No,FanEnergyTest:No,MaxCoolCap:No,Furnace:0.8 | Duct:R6.0,DuctTest:Yes | Mass:Std | Dhw:84% EF Tankless | E21 | G12 | H14 | D07 | M01 | W03 | 871.8432 | 159.25 | 779.625 | 480.5645 | 0 | 1137.5 | W134,R38,S0,IY,BN,CN,QY, | G4965, | C1512,LY,AN,FN,CCN,F80, | D6,DTY, | MN, | WT
| 570 | 6854 | 05E19G12H13D05M01W02 | 570 | W134,R38,S0,IN,BY,CN,QN,G4965,C1512,LY,AY,FY,CCY,F92,D8,DTY,MN,WY | 8.8 | 0.52 | 0.65 | 17.5 | 27.47 | 79.45% | 27.17% | 1 | 3431.2836 | 2950.7192 | 0.46667 | 250.2197 | 349.86 | 1.0889 | 262.5256 | 100.8 | Walls:R13+R4 foam,Roof:R38,SlabEdge:R0,Infiltration:No,RadBarrier:Yes,CoolRoof:No,InsQuality:No | Window:0.49 U/0.65 SHGC | AirCond:15/12,ChargeLight:Yes,AirFlowTest:Yes,FanEnergyTest:Yes,MaxCoolCap:Yes,Furnace:0.92 | Duct:R8.0,DuctTest:Yes | Mass:Std | Dhw:62% EF | E19 | G12 | H13 | D05 | M01 | W02 | 895.6869 | 159.25 | 1774.0625 | 602.2842 | 0 | 0 | W134,R38,S0,IN,BY,CN,QN, | G4965, | C1512,LY,AY,FY,CCY,F92, | D8,DTY, | MN, | WY
| 792 | 7076 | 05E21G09H13D07M01W02 | 792 | W134,R38,S0,IY,BN,CN,QY,G3756,C1512,LY,AY,FY,CCY,F92,D6,DTY,MN,WY | 6.32 | 0.53 | 0.65 | 17.5 | 25 | 79.05% | 33.72% | 1 | 3444.9701 | 2964.4057 | 0.46667 | 219.455 | 319.2 | 1.0889 | 293.2904 | 131.46 | Walls:R13+R4 foam,Roof:R38,SlabEdge:R0,Infiltration:Test 3.2 SLA,RadBarrier:No,CoolRoof:No,InsQuality:Yes | Window:0.37 U/0.56 SHGC | AirCond:15/12,ChargeLight:Yes,AirFlowTest:Yes,FanEnergyTest:Yes,MaxCoolCap:Yes,Furnace:0.92 | Duct:R6.0,DuctTest:Yes | Mass:Std | Dhw:62% EF | E21 | G09 | H13 | D07 | M01 | W02 | 871.8432 | 318.5 | 1774.0625 | 480.5645 | 0 | 0 | W134,R38,S0,IY,BN,CN,QY, | G3756, | C1512,LY,AY,FY,CCY,F92, | D6,DTY, | MN, | WY
| 847 | 7131 | 05E21G10H13D07M01W02 | 847 | W134,R38,S0,IY,BN,CN,QY,G3430,C1512,LY,AY,FY,CCY,F92,D6,DTY,MN,WY | 10.42 | 0 | 0.65 | 17.5 | 28.57 | 100% | 24.26% | 1 | 3444.9701 | 2964.4057 | 0 | 231.7609 | 370.02 | 1.5556 | 280.9845 | 80.64 | Walls:R13+R4 foam,Roof:R38,SlabEdge:R0,Infiltration:Test 3.2 SLA,RadBarrier:No,CoolRoof:No,InsQuality:Yes | Window:0.34 U/0.30 SHGC | AirCond:15/12,ChargeLight:Yes,AirFlowTest:Yes,FanEnergyTest:Yes,MaxCoolCap:Yes,Furnace:0.92 | Duct:R6.0,DuctTest:Yes | Mass:Std | Dhw:62% EF | E21 | G10 | H13 | D07 | M01 | W02 | 871.8432 | 318.5 | 1774.0625 | 480.5645 | 0 | 0 | W134,R38,S0,IY,BN,CN,QY, | G3430, | C1512,LY,AY,FY,CCY,F92, | D6,DTY, | MN, | WY
| 215 | 6499 | 05E17G12H09D05M01W03 | 215 | W130,R38,S0,IN,BN,CN,QN,G4965,C1310,LN,AN,FN,CCN,F96,D8,DTY,MN,WT | 10.3 | 1.8 | 0.65 | 12.73 | 25.48 | 28.85% | 32.45% | 1 | 3447.7842 | 2967.2197 | 1.3222 | 412.2473 | 297.99 | 0.23333 | 100.4981 | 152.67 | Walls:R13,Roof:R38,SlabEdge:R0,Infiltration:No,RadBarrier:No,CoolRoof:No,InsQuality:No | Window:0.49 U/0.65 SHGC | AirCond:13/10,ChargeLight:No,AirFlowTest:No,FanEnergyTest:No,MaxCoolCap:No,Furnace:0.96 | Duct:R8.0,DuctTest:Yes | Mass:Std | Dhw:84% EF Tankless | E17 | G12 | H09 | D05 | M01 | W03 | 183.75 | 159.25 | 1365 | 602.2842 | 0 | 1137.5 | W130,R38,S0,IN,BN,CN,QN, | G4965, | C1310,LN,AN,FN,CCN,F96, | D8,DTY, | MN, | WT
| 579 | 6863 | 05E19G12H14D07M01W03 | 579 | W134,R38,S0,IN,BY,CN,QN,G4965,C1512,LY,AN,FN,CCN,F80,D6,DTY,MN,WT | 10.34 | 0.65 | 0.65 | 12.73 | 24.37 | 74.31% | 35.39% | 2 | 3452.6264 | 2972.0619 | 0.62222 | 305.5962 | 300.3 | 0.93333 | 207.1491 | 150.36 | Walls:R13+R4 foam,Roof:R38,SlabEdge:R0,Infiltration:No,RadBarrier:Yes,CoolRoof:No,InsQuality:No | Window:0.49 U/0.65 SHGC | AirCond:15/12,ChargeLight:Yes,AirFlowTest:No,FanEnergyTest:No,MaxCoolCap:No,Furnace:0.8 | Duct:R6.0,DuctTest:Yes | Mass:Std | Dhw:84% EF Tankless | E19 | G12 | H14 | D07 | M01 | W03 | 895.6869 | 159.25 | 779.625 | 480.5645 | 0 | 1137.5 | W134,R38,S0,IN,BY,CN,QN, | G4965, | C1512,LY,AN,FN,CCN,F80, | D6,DTY, | MN, | WT
| 867 | 7151 | 05E21G12H08D05M01W03 | 867 | W134,R38,S0,IY,BN,CN,QY,G4965,C1310,LN,AN,FN,CCN,F92,D8,DTY,MN,WT | 6.85 | 1.34 | 0.65 | 12.73 | 21.57 | 47.04% | 42.82% | 2 | 3453.3774 | 2972.8129 | 0.93333 | 315.8512 | 257.04 | 0.62222 | 196.8942 | 193.62 | Walls:R13+R4 foam,Roof:R38,SlabEdge:R0,Infiltration:Test 3.2 SLA,RadBarrier:No,CoolRoof:No,InsQuality:Yes | Window:0.49 U/0.65 SHGC | AirCond:13/10,ChargeLight:No,AirFlowTest:No,FanEnergyTest:No,MaxCoolCap:No,Furnace:0.92 | Duct:R8.0,DuctTest:Yes | Mass:Std | Dhw:84% EF Tankless | E21 | G12 | H08 | D05 | M01 | W03 | 871.8432 | 159.25 | 682.5 | 602.2842 | 0 | 1137.5 | W134,R38,S0,IY,BN,CN,QY, | G4965, | C1310,LN,AN,FN,CCN,F92, | D8,DTY, | MN, | WT
| 632 | 6916 | 05E20G09H14D05M01W03 | 632 | W134,R38,S0,IY,BN,CN,QN,G3756,C1512,LY,AN,FN,CCN,F80,D8,DTY,MN,WT | 8.45 | 0.65 | 0.65 | 12.73 | 22.48 | 74.31% | 40.4% | 2 | 3457.7524 | 2977.1879 | 0.54444 | 278.9335 | 277.41 | 1.0111 | 233.8119 | 173.25 | Walls:R13+R4 foam,Roof:R38,SlabEdge:R0,Infiltration:Test 3.2 SLA,RadBarrier:No,CoolRoof:No,InsQuality:No | Window:0.37 U/0.56 SHGC | AirCond:15/12,ChargeLight:Yes,AirFlowTest:No,FanEnergyTest:No,MaxCoolCap:No,Furnace:0.8 | Duct:R8.0,DuctTest:Yes | Mass:Std | Dhw:84% EF Tankless | E20 | G09 | H14 | D05 | M01 | W03 | 619.8432 | 318.5 | 779.625 | 602.2842 | 0 | 1137.5 | W134,R38,S0,IY,BN,CN,QN, | G3756, | C1512,LY,AN,FN,CCN,F80, | D8,DTY, | MN, | WT
| 687 | 6971 | 05E20G10H14D05M01W03 | 687 | W134,R38,S0,IY,BN,CN,QN,G3430,C1512,LY,AN,FN,CCN,F80,D8,DTY,MN,WT | 13.19 | 0.01 | 0.65 | 12.73 | 26.58 | 99.6% | 29.53% | 1 | 3457.7524 | 2977.1879 | 0 | 301.4943 | 335.37 | 1.5556 | 211.2511 | 115.29 | Walls:R13+R4 foam,Roof:R38,SlabEdge:R0,Infiltration:Test 3.2 SLA,RadBarrier:No,CoolRoof:No,InsQuality:No | Window:0.34 U/0.30 SHGC | AirCond:15/12,ChargeLight:Yes,AirFlowTest:No,FanEnergyTest:No,MaxCoolCap:No,Furnace:0.8 | Duct:R8.0,DuctTest:Yes | Mass:Std | Dhw:84% EF Tankless | E20 | G10 | H14 | D05 | M01 | W03 | 619.8432 | 318.5 | 779.625 | 602.2842 | 0 | 1137.5 | W134,R38,S0,IY,BN,CN,QN, | G3430, | C1512,LY,AN,FN,CCN,F80, | D8,DTY, | MN, | WT
| 462 | 6746 | 05E19G09H13D07M01W02 | 462 | W134,R38,S0,IN,BY,CN,QN,G3756,C1512,LY,AY,FY,CCY,F92,D6,DTY,MN,WY | 8.4 | 0.23 | 0.65 | 17.5 | 26.78 | 90.91% | 29% | 1 | 3468.8139 | 2988.2494 | 0.31111 | 223.557 | 345.03 | 1.2444 | 289.1884 | 105.63 | Walls:R13+R4 foam,Roof:R38,SlabEdge:R0,Infiltration:No,RadBarrier:Yes,CoolRoof:No,InsQuality:No | Window:0.37 U/0.56 SHGC | AirCond:15/12,ChargeLight:Yes,AirFlowTest:Yes,FanEnergyTest:Yes,MaxCoolCap:Yes,Furnace:0.92 | Duct:R6.0,DuctTest:Yes | Mass:Std | Dhw:62% EF | E19 | G09 | H13 | D07 | M01 | W02 | 895.6869 | 318.5 | 1774.0625 | 480.5645 | 0 | 0 | W134,R38,S0,IN,BY,CN,QN, | G3756, | C1512,LY,AY,FY,CCY,F92, | D6,DTY, | MN, | WY
| 517 | 6801 | 05E19G10H13D07M01W02 | 517 | W134,R38,S0,IN,BY,CN,QN,G3430,C1512,LY,AY,FY,CCY,F92,D6,DTY,MN,WY | 13.03 | 0 | 0.65 | 17.5 | 31.18 | 100% | 17.34% | 1 | 3468.8139 | 2988.2494 | 0 | 266.6276 | 402.57 | 1.5556 | 246.1178 | 48.09 | Walls:R13+R4 foam,Roof:R38,SlabEdge:R0,Infiltration:No,RadBarrier:Yes,CoolRoof:No,InsQuality:No | Window:0.34 U/0.30 SHGC | AirCond:15/12,ChargeLight:Yes,AirFlowTest:Yes,FanEnergyTest:Yes,MaxCoolCap:Yes,Furnace:0.92 | Duct:R6.0,DuctTest:Yes | Mass:Std | Dhw:62% EF | E19 | G10 | H13 | D07 | M01 | W02 | 895.6869 | 318.5 | 1774.0625 | 480.5645 | 0 | 0 | W134,R38,S0,IN,BY,CN,QN, | G3430, | C1512,LY,AY,FY,CCY,F92, | D6,DTY, | MN, | WY
| 537 | 6821 | 05E19G12H08D05M01W03 | 537 | W134,R38,S0,IN,BY,CN,QN,G4965,C1310,LN,AN,FN,CCN,F92,D8,DTY,MN,WT | 8.91 | 0.77 | 0.65 | 12.73 | 23.06 | 69.57% | 38.87% | 2 | 3477.2211 | 2996.6567 | 0.7 | 309.6982 | 281.82 | 0.85556 | 203.0472 | 168.84 | Walls:R13+R4 foam,Roof:R38,SlabEdge:R0,Infiltration:No,RadBarrier:Yes,CoolRoof:No,InsQuality:No | Window:0.49 U/0.65 SHGC | AirCond:13/10,ChargeLight:No,AirFlowTest:No,FanEnergyTest:No,MaxCoolCap:No,Furnace:0.92 | Duct:R8.0,DuctTest:Yes | Mass:Std | Dhw:84% EF Tankless | E19 | G12 | H08 | D05 | M01 | W03 | 895.6869 | 159.25 | 682.5 | 602.2842 | 0 | 1137.5 | W134,R38,S0,IN,BY,CN,QN, | G4965, | C1310,LN,AN,FN,CCN,F92, | D8,DTY, | MN, | WT
| 107 | 6391 | 05E17G09H09D07M01W03 | 107 | W130,R38,S0,IN,BN,CN,QN,G3756,C1310,LN,AN,FN,CCN,F96,D6,DTY,MN,WT | 9.86 | 1.08 | 0.65 | 12.73 | 24.32 | 57.31% | 35.52% | 2 | 3485.3145 | 3004.75 | 0.93333 | 354.8198 | 292.74 | 0.62222 | 157.9256 | 157.92 | Walls:R13,Roof:R38,SlabEdge:R0,Infiltration:No,RadBarrier:No,CoolRoof:No,InsQuality:No | Window:0.37 U/0.56 SHGC | AirCond:13/10,ChargeLight:No,AirFlowTest:No,FanEnergyTest:No,MaxCoolCap:No,Furnace:0.96 | Duct:R6.0,DuctTest:Yes | Mass:Std | Dhw:84% EF Tankless | E17 | G09 | H09 | D07 | M01 | W03 | 183.75 | 318.5 | 1365 | 480.5645 | 0 | 1137.5 | W130,R38,S0,IN,BN,CN,QN, | G3756, | C1310,LN,AN,FN,CCN,F96, | D6,DTY, | MN, | WT
| 1480 | 7764 | 05E25G10H09D05M01W03 | 1480 | W130,R30,S0,IN,BN,CN,QN,G3430,C1310,LN,AN,FN,CCN,F96,D8,DTY,MN,WT | 14.05 | 0.04 | 0.65 | 12.73 | 27.47 | 98.42% | 27.17% | 1 | 3423.2842 | 2942.7197 | 0.15556 | 358.9218 | 343.14 | 1.4 | 153.8236 | 107.52 | Walls:R13,Roof:R30,SlabEdge:R0,Infiltration:No,RadBarrier:No,CoolRoof:No,InsQuality:No | Window:0.34 U/0.30 SHGC | AirCond:13/10,ChargeLight:No,AirFlowTest:No,FanEnergyTest:No,MaxCoolCap:No,Furnace:0.96 | Duct:R8.0,DuctTest:Yes | Mass:Std | Dhw:84% EF Tankless | E25 | G10 | H09 | D05 | M01 | W03 | 0 | 318.5 | 1365 | 602.2842 | 0 | 1137.5 | W130,R30,S0,IN,BN,CN,QN, | G3430, | C1310,LN,AN,FN,CCN,F96, | D8,DTY, | MN, | WT
| 761 | 7045 | 05E21G09H08D07M01W03 | 761 | W134,R38,S0,IY,BN,CN,QY,G3756,C1310,LN,AN,FN,CCN,F92,D6,DTY,MN,WT | 6.4 | 0.78 | 0.65 | 12.73 | 20.56 | 69.17% | 45.49% | 2 | 3490.9076 | 3010.3432 | 0.62222 | 270.7296 | 251.58 | 0.93333 | 242.0158 | 199.08 | Walls:R13+R4 foam,Roof:R38,SlabEdge:R0,Infiltration:Test 3.2 SLA,RadBarrier:No,CoolRoof:No,InsQuality:Yes | Window:0.37 U/0.56 SHGC | AirCond:13/10,ChargeLight:No,AirFlowTest:No,FanEnergyTest:No,MaxCoolCap:No,Furnace:0.92 | Duct:R6.0,DuctTest:Yes | Mass:Std | Dhw:84% EF Tankless | E21 | G09 | H08 | D07 | M01 | W03 | 871.8432 | 318.5 | 682.5 | 480.5645 | 0 | 1137.5 | W134,R38,S0,IY,BN,CN,QY, | G3756, | C1310,LN,AN,FN,CCN,F92, | D6,DTY, | MN, | WT
| 816 | 7100 | 05E21G10H08D07M01W03 | 816 | W134,R38,S0,IY,BN,CN,QY,G3430,C1310,LN,AN,FN,CCN,F92,D6,DTY,MN,WT | 10.56 | 0.01 | 0.65 | 12.73 | 23.95 | 99.6% | 36.51% | 2 | 3490.9076 | 3010.3432 | 0 | 283.0355 | 301.77 | 1.5556 | 229.7099 | 148.89 | Walls:R13+R4 foam,Roof:R38,SlabEdge:R0,Infiltration:Test 3.2 SLA,RadBarrier:No,CoolRoof:No,InsQuality:Yes | Window:0.34 U/0.30 SHGC | AirCond:13/10,ChargeLight:No,AirFlowTest:No,FanEnergyTest:No,MaxCoolCap:No,Furnace:0.92 | Duct:R6.0,DuctTest:Yes | Mass:Std | Dhw:84% EF Tankless | E21 | G10 | H08 | D07 | M01 | W03 | 871.8432 | 318.5 | 682.5 | 480.5645 | 0 | 1137.5 | W134,R38,S0,IY,BN,CN,QY, | G3430, | C1310,LN,AN,FN,CCN,F92, | D6,DTY, | MN, | WT
| 613 | 6897 | 05E20G09H11D06M01W02 | 613 | W134,R38,S0,IY,BN,CN,QN,G3756,C1312,LY,AN,FN,CCN,F80,DC,DTY,MN,WY | 7.61 | 0.66 | 0.65 | 17.5 | 26.42 | 73.91% | 29.96% | 1 | 3497.8296 | 3017.2651 | 0.54444 | 266.6276 | 333.69 | 1.0111 | 246.1178 | 116.97 | Walls:R13+R4 foam,Roof:R38,SlabEdge:R0,Infiltration:Test 3.2 SLA,RadBarrier:No,CoolRoof:No,InsQuality:No | Window:0.37 U/0.56 SHGC | AirCond:13/12,ChargeLight:Yes,AirFlowTest:No,FanEnergyTest:No,MaxCoolCap:No,Furnace:0.8 | Duct:Conditioned Space,DuctTest:Yes | Mass:Std | Dhw:62% EF | E20 | G09 | H11 | D06 | M01 | W02 | 619.8432 | 318.5 | 449.75 | 2109.7365 | 0 | 0 | W134,R38,S0,IY,BN,CN,QN, | G3756, | C1312,LY,AN,FN,CCN,F80, | DC,DTY, | MN, | WY
| 668 | 6952 | 05E20G10H11D06M01W02 | 668 | W134,R38,S0,IY,BN,CN,QN,G3430,C1312,LY,AN,FN,CCN,F80,DC,DTY,MN,WY | 11.93 | 0.01 | 0.65 | 17.5 | 30.09 | 99.6% | 20.23% | 1 | 3497.8296 | 3017.2651 | 0 | 283.0355 | 386.4 | 1.5556 | 229.7099 | 64.26 | Walls:R13+R4 foam,Roof:R38,SlabEdge:R0,Infiltration:Test 3.2 SLA,RadBarrier:No,CoolRoof:No,InsQuality:No | Window:0.34 U/0.30 SHGC | AirCond:13/12,ChargeLight:Yes,AirFlowTest:No,FanEnergyTest:No,MaxCoolCap:No,Furnace:0.8 | Duct:Conditioned Space,DuctTest:Yes | Mass:Std | Dhw:62% EF | E20 | G10 | H11 | D06 | M01 | W02 | 619.8432 | 318.5 | 449.75 | 2109.7365 | 0 | 0 | W134,R38,S0,IY,BN,CN,QN, | G3430, | C1312,LY,AN,FN,CCN,F80, | DC,DTY, | MN, | WY
| 63 | 6347 | 05E05G09H12D05M01W03 | 63 | W130,R30,S0,IN,BN,CN,QN,G3756,C1312,LY,AY,FY,CCY,F92,D8,DTY,MN,WT | 10.23 | 0.96 | 0.65 | 12.73 | 24.57 | 62.06% | 34.86% | 1 | 3502.4717 | 3021.9072 | 0.77778 | 299.4433 | 300.93 | 0.77778 | 213.3021 | 149.73 | Walls:R13,Roof:R30,SlabEdge:R0,Infiltration:No,RadBarrier:No,CoolRoof:No,InsQuality:No | Window:0.37 U/0.56 SHGC | AirCond:13/12,ChargeLight:Yes,AirFlowTest:Yes,FanEnergyTest:Yes,MaxCoolCap:Yes,Furnace:0.92 | Duct:R8.0,DuctTest:Yes | Mass:Std | Dhw:84% EF Tankless | E05 | G09 | H12 | D05 | M01 | W03 | 0 | 318.5 | 1444.1875 | 602.2842 | 0 | 1137.5 | W130,R30,S0,IN,BN,CN,QN, | G3756, | C1312,LY,AY,FY,CCY,F92, | D8,DTY, | MN, | WT
| 1445 | 7729 | 05E25G09H12D05M01W03 | 1445 | W130,R30,S0,IN,BN,CN,QN,G3756,C1312,LY,AY,FY,CCY,F92,D8,DTY,MN,WT | 10.23 | 0.96 | 0.65 | 12.73 | 24.57 | 62.06% | 34.86% | 1 | 3502.4717 | 3021.9072 | 0.77778 | 299.4433 | 300.93 | 0.77778 | 213.3021 | 149.73 | Walls:R13,Roof:R30,SlabEdge:R0,Infiltration:No,RadBarrier:No,CoolRoof:No,InsQuality:No | Window:0.37 U/0.56 SHGC | AirCond:13/12,ChargeLight:Yes,AirFlowTest:Yes,FanEnergyTest:Yes,MaxCoolCap:Yes,Furnace:0.92 | Duct:R8.0,DuctTest:Yes | Mass:Std | Dhw:84% EF Tankless | E25 | G09 | H12 | D05 | M01 | W03 | 0 | 318.5 | 1444.1875 | 602.2842 | 0 | 1137.5 | W130,R30,S0,IN,BN,CN,QN, | G3756, | C1312,LY,AY,FY,CCY,F92, | D8,DTY, | MN, | WT
| 1482 | 7766 | 05E25G10H09D07M01W03 | 1482 | W130,R30,S0,IN,BN,CN,QN,G3430,C1310,LN,AN,FN,CCN,F96,D6,DTY,MN,WT | 14.34 | 0.04 | 0.65 | 12.73 | 27.76 | 98.42% | 26.41% | 1 | 3301.5645 | 2821 | 0.15556 | 363.0237 | 346.71 | 1.4 | 149.7217 | 103.95 | Walls:R13,Roof:R30,SlabEdge:R0,Infiltration:No,RadBarrier:No,CoolRoof:No,InsQuality:No | Window:0.34 U/0.30 SHGC | AirCond:13/10,ChargeLight:No,AirFlowTest:No,FanEnergyTest:No,MaxCoolCap:No,Furnace:0.96 | Duct:R6.0,DuctTest:Yes | Mass:Std | Dhw:84% EF Tankless | E25 | G10 | H09 | D07 | M01 | W03 | 0 | 318.5 | 1365 | 480.5645 | 0 | 1137.5 | W130,R30,S0,IN,BN,CN,QN, | G3430, | C1310,LN,AN,FN,CCN,F96, | D6,DTY, | MN, | WT
| 431 | 6715 | 05E19G09H08D07M01W03 | 431 | W134,R38,S0,IN,BY,CN,QN,G3756,C1310,LN,AN,FN,CCN,F92,D6,DTY,MN,WT | 8.51 | 0.34 | 0.65 | 12.73 | 22.23 | 86.56% | 41.07% | 2 | 3514.7514 | 3034.1869 | 0.46667 | 272.7805 | 276.99 | 1.0889 | 239.9648 | 173.67 | Walls:R13+R4 foam,Roof:R38,SlabEdge:R0,Infiltration:No,RadBarrier:Yes,CoolRoof:No,InsQuality:No | Window:0.37 U/0.56 SHGC | AirCond:13/10,ChargeLight:No,AirFlowTest:No,FanEnergyTest:No,MaxCoolCap:No,Furnace:0.92 | Duct:R6.0,DuctTest:Yes | Mass:Std | Dhw:84% EF Tankless | E19 | G09 | H08 | D07 | M01 | W03 | 895.6869 | 318.5 | 682.5 | 480.5645 | 0 | 1137.5 | W134,R38,S0,IN,BY,CN,QN, | G3756, | C1310,LN,AN,FN,CCN,F92, | D6,DTY, | MN, | WT
| 486 | 6770 | 05E19G10H08D07M01W03 | 486 | W134,R38,S0,IN,BY,CN,QN,G3430,C1310,LN,AN,FN,CCN,F92,D6,DTY,MN,WT | 13.2 | 0 | 0.65 | 12.73 | 26.58 | 100% | 29.53% | 1 | 3514.7514 | 3034.1869 | 0 | 330.208 | 333.9 | 1.5556 | 182.5374 | 116.76 | Walls:R13+R4 foam,Roof:R38,SlabEdge:R0,Infiltration:No,RadBarrier:Yes,CoolRoof:No,InsQuality:No | Window:0.34 U/0.30 SHGC | AirCond:13/10,ChargeLight:No,AirFlowTest:No,FanEnergyTest:No,MaxCoolCap:No,Furnace:0.92 | Duct:R6.0,DuctTest:Yes | Mass:Std | Dhw:84% EF Tankless | E19 | G10 | H08 | D07 | M01 | W03 | 895.6869 | 318.5 | 682.5 | 480.5645 | 0 | 1137.5 | W134,R38,S0,IN,BY,CN,QN, | G3430, | C1310,LN,AN,FN,CCN,F92, | D6,DTY, | MN, | WT
| 263 | 6547 | 05E18G09H08D06M01W02 | 263 | W134,R38,S0,IN,BN,CN,QN,G3756,C1310,LN,AN,FN,CCN,F92,DC,DTY,MN,WY | 7.13 | 0.69 | 0.65 | 17.5 | 25.97 | 72.73% | 31.15% | 1 | 3524.0796 | 3043.5151 | 0.62222 | 274.8315 | 326.97 | 0.93333 | 237.9139 | 123.69 | Walls:R13+R4 foam,Roof:R38,SlabEdge:R0,Infiltration:No,RadBarrier:No,CoolRoof:No,InsQuality:No | Window:0.37 U/0.56 SHGC | AirCond:13/10,ChargeLight:No,AirFlowTest:No,FanEnergyTest:No,MaxCoolCap:No,Furnace:0.92 | Duct:Conditioned Space,DuctTest:Yes | Mass:Std | Dhw:62% EF | E18 | G09 | H08 | D06 | M01 | W02 | 413.3432 | 318.5 | 682.5 | 2109.7365 | 0 | 0 | W134,R38,S0,IN,BN,CN,QN, | G3756, | C1310,LN,AN,FN,CCN,F92, | DC,DTY, | MN, | WY
| 318 | 6602 | 05E18G10H08D06M01W02 | 318 | W134,R38,S0,IN,BN,CN,QN,G3430,C1310,LN,AN,FN,CCN,F92,DC,DTY,MN,WY | 10.99 | 0.01 | 0.65 | 17.5 | 29.15 | 99.6% | 22.72% | 1 | 3524.0796 | 3043.5151 | 0 | 293.2904 | 373.59 | 1.5556 | 219.455 | 77.07 | Walls:R13+R4 foam,Roof:R38,SlabEdge:R0,Infiltration:No,RadBarrier:No,CoolRoof:No,InsQuality:No | Window:0.34 U/0.30 SHGC | AirCond:13/10,ChargeLight:No,AirFlowTest:No,FanEnergyTest:No,MaxCoolCap:No,Furnace:0.92 | Duct:Conditioned Space,DuctTest:Yes | Mass:Std | Dhw:62% EF | E18 | G10 | H08 | D06 | M01 | W02 | 413.3432 | 318.5 | 682.5 | 2109.7365 | 0 | 0 | W134,R38,S0,IN,BN,CN,QN, | G3430, | C1310,LN,AN,FN,CCN,F92, | DC,DTY, | MN, | WY
| 235 | 6519 | 05E17G12H12D05M01W03 | 235 | W130,R38,S0,IN,BN,CN,QN,G4965,C1312,LY,AY,FY,CCY,F92,D8,DTY,MN,WT | 10.58 | 1.39 | 0.65 | 12.73 | 25.35 | 45.06% | 32.79% | 1 | 3526.9717 | 3046.4072 | 1.0111 | 332.259 | 305.34 | 0.54444 | 180.4864 | 145.32 | Walls:R13,Roof:R38,SlabEdge:R0,Infiltration:No,RadBarrier:No,CoolRoof:No,InsQuality:No | Window:0.49 U/0.65 SHGC | AirCond:13/12,ChargeLight:Yes,AirFlowTest:Yes,FanEnergyTest:Yes,MaxCoolCap:Yes,Furnace:0.92 | Duct:R8.0,DuctTest:Yes | Mass:Std | Dhw:84% EF Tankless | E17 | G12 | H12 | D05 | M01 | W03 | 183.75 | 159.25 | 1444.1875 | 602.2842 | 0 | 1137.5 | W130,R38,S0,IN,BN,CN,QN, | G4965, | C1312,LY,AY,FY,CCY,F92, | D8,DTY, | MN, | WT
| 907 | 7191 | 05E21G12H14D05M01W03 | 907 | W134,R38,S0,IY,BN,CN,QY,G4965,C1512,LY,AN,FN,CCN,F80,D8,DTY,MN,WT | 7.78 | 1.1 | 0.65 | 12.73 | 22.26 | 56.52% | 40.99% | 2 | 3550.5024 | 3069.9379 | 0.77778 | 297.3923 | 269.22 | 0.77778 | 215.3531 | 181.44 | Walls:R13+R4 foam,Roof:R38,SlabEdge:R0,Infiltration:Test 3.2 SLA,RadBarrier:No,CoolRoof:No,InsQuality:Yes | Window:0.49 U/0.65 SHGC | AirCond:15/12,ChargeLight:Yes,AirFlowTest:No,FanEnergyTest:No,MaxCoolCap:No,Furnace:0.8 | Duct:R8.0,DuctTest:Yes | Mass:Std | Dhw:84% EF Tankless | E21 | G12 | H14 | D05 | M01 | W03 | 871.8432 | 159.25 | 779.625 | 602.2842 | 0 | 1137.5 | W134,R38,S0,IY,BN,CN,QY, | G4965, | C1512,LY,AN,FN,CCN,F80, | D8,DTY, | MN, | WT
| 1500 | 7784 | 05E25G10H12D05M01W03 | 1500 | W130,R30,S0,IN,BN,CN,QN,G3430,C1312,LY,AY,FY,CCY,F92,D8,DTY,MN,WT | 14.4 | 0.03 | 0.65 | 12.73 | 27.81 | 98.81% | 26.27% | 1 | 3502.4717 | 3021.9072 | 0.15556 | 285.0864 | 353.01 | 1.4 | 227.659 | 97.65 | Walls:R13,Roof:R30,SlabEdge:R0,Infiltration:No,RadBarrier:No,CoolRoof:No,InsQuality:No | Window:0.34 U/0.30 SHGC | AirCond:13/12,ChargeLight:Yes,AirFlowTest:Yes,FanEnergyTest:Yes,MaxCoolCap:Yes,Furnace:0.92 | Duct:R8.0,DuctTest:Yes | Mass:Std | Dhw:84% EF Tankless | E25 | G10 | H12 | D05 | M01 | W03 | 0 | 318.5 | 1444.1875 | 602.2842 | 0 | 1137.5 | W130,R30,S0,IN,BN,CN,QN, | G3430, | C1312,LY,AY,FY,CCY,F92, | D8,DTY, | MN, | WT
| 382 | 6666 | 05E18G12H09D07M01W03 | 382 | W134,R38,S0,IN,BN,CN,QN,G4965,C1310,LN,AN,FN,CCN,F96,D6,DTY,MN,WT | 8.4 | 1.48 | 0.65 | 12.73 | 23.26 | 41.5% | 38.34% | 2 | 3555.6576 | 3075.0932 | 1.0889 | 356.8708 | 275.1 | 0.46667 | 155.8746 | 175.56 | Walls:R13+R4 foam,Roof:R38,SlabEdge:R0,Infiltration:No,RadBarrier:No,CoolRoof:No,InsQuality:No | Window:0.49 U/0.65 SHGC | AirCond:13/10,ChargeLight:No,AirFlowTest:No,FanEnergyTest:No,MaxCoolCap:No,Furnace:0.96 | Duct:R6.0,DuctTest:Yes | Mass:Std | Dhw:84% EF Tankless | E18 | G12 | H09 | D07 | M01 | W03 | 413.3432 | 159.25 | 1365 | 480.5645 | 0 | 1137.5 | W134,R38,S0,IN,BN,CN,QN, | G4965, | C1310,LN,AN,FN,CCN,F96, | D6,DTY, | MN, | WT
| 127 | 6411 | 05E17G09H12D07M01W03 | 127 | W130,R38,S0,IN,BN,CN,QN,G3756,C1312,LY,AY,FY,CCY,F92,D6,DTY,MN,WT | 10.12 | 0.84 | 0.65 | 12.73 | 24.34 | 66.8% | 35.47% | 2 | 3564.502 | 3083.9375 | 0.7 | 289.1884 | 299.67 | 0.85556 | 223.557 | 150.99 | Walls:R13,Roof:R38,SlabEdge:R0,Infiltration:No,RadBarrier:No,CoolRoof:No,InsQuality:No | Window:0.37 U/0.56 SHGC | AirCond:13/12,ChargeLight:Yes,AirFlowTest:Yes,FanEnergyTest:Yes,MaxCoolCap:Yes,Furnace:0.92 | Duct:R6.0,DuctTest:Yes | Mass:Std | Dhw:84% EF Tankless | E17 | G09 | H12 | D07 | M01 | W03 | 183.75 | 318.5 | 1444.1875 | 480.5645 | 0 | 1137.5 | W130,R38,S0,IN,BN,CN,QN, | G3756, | C1312,LY,AY,FY,CCY,F92, | D6,DTY, | MN, | WT
| 162 | 6446 | 05E17G10H09D07M01W03 | 162 | W130,R38,S0,IN,BN,CN,QN,G3430,C1310,LN,AN,FN,CCN,F96,D6,DTY,MN,WT | 14.09 | 0.03 | 0.65 | 12.73 | 27.5 | 98.81% | 27.09% | 1 | 3485.3145 | 3004.75 | 0.077778 | 356.8708 | 343.77 | 1.4778 | 155.8746 | 106.89 | Walls:R13,Roof:R38,SlabEdge:R0,Infiltration:No,RadBarrier:No,CoolRoof:No,InsQuality:No | Window:0.34 U/0.30 SHGC | AirCond:13/10,ChargeLight:No,AirFlowTest:No,FanEnergyTest:No,MaxCoolCap:No,Furnace:0.96 | Duct:R6.0,DuctTest:Yes | Mass:Std | Dhw:84% EF Tankless | E17 | G10 | H09 | D07 | M01 | W03 | 183.75 | 318.5 | 1365 | 480.5645 | 0 | 1137.5 | W130,R38,S0,IN,BN,CN,QN, | G3430, | C1310,LN,AN,FN,CCN,F96, | D6,DTY, | MN, | WT
| 12 | 6296 | 05E05G09H07D06M01W03 | 12 | W130,R30,S0,IN,BN,CN,QN,G3756,C1310,LN,AN,FN,CCN,F80,DC,DTY,MN,WT | 10.76 | 1.08 | 0.65 | 12.73 | 25.22 | 57.31% | 33.14% | 1 | 3565.7365 | 3085.172 | 0.85556 | 340.4629 | 305.55 | 0.7 | 172.2824 | 145.11 | Walls:R13,Roof:R30,SlabEdge:R0,Infiltration:No,RadBarrier:No,CoolRoof:No,InsQuality:No | Window:0.37 U/0.56 SHGC | AirCond:13/10,ChargeLight:No,AirFlowTest:No,FanEnergyTest:No,MaxCoolCap:No,Furnace:0.8 | Duct:Conditioned Space,DuctTest:Yes | Mass:Std | Dhw:84% EF Tankless | E05 | G09 | H07 | D06 | M01 | W03 | 0 | 318.5 | 0 | 2109.7365 | 0 | 1137.5 | W130,R30,S0,IN,BN,CN,QN, | G3756, | C1310,LN,AN,FN,CCN,F80, | DC,DTY, | MN, | WT
| 1411 | 7695 | 05E25G09H07D06M01W03 | 1411 | W130,R30,S0,IN,BN,CN,QN,G3756,C1310,LN,AN,FN,CCN,F80,DC,DTY,MN,WT | 10.76 | 1.08 | 0.65 | 12.73 | 25.22 | 57.31% | 33.14% | 1 | 3565.7365 | 3085.172 | 0.85556 | 340.4629 | 305.55 | 0.7 | 172.2824 | 145.11 | Walls:R13,Roof:R30,SlabEdge:R0,Infiltration:No,RadBarrier:No,CoolRoof:No,InsQuality:No | Window:0.37 U/0.56 SHGC | AirCond:13/10,ChargeLight:No,AirFlowTest:No,FanEnergyTest:No,MaxCoolCap:No,Furnace:0.8 | Duct:Conditioned Space,DuctTest:Yes | Mass:Std | Dhw:84% EF Tankless | E25 | G09 | H07 | D06 | M01 | W03 | 0 | 318.5 | 0 | 2109.7365 | 0 | 1137.5 | W130,R30,S0,IN,BN,CN,QN, | G3756, | C1310,LN,AN,FN,CCN,F80, | DC,DTY, | MN, | WT
| 1466 | 7750 | 05E25G10H07D06M01W03 | 1466 | W130,R30,S0,IN,BN,CN,QN,G3430,C1310,LN,AN,FN,CCN,F80,DC,DTY,MN,WT | 15.19 | 0.04 | 0.65 | 12.73 | 28.61 | 98.42% | 24.15% | 1 | 3565.7365 | 3085.172 | 0.15556 | 334.31 | 359.94 | 1.4 | 178.4354 | 90.72 | Walls:R13,Roof:R30,SlabEdge:R0,Infiltration:No,RadBarrier:No,CoolRoof:No,InsQuality:No | Window:0.34 U/0.30 SHGC | AirCond:13/10,ChargeLight:No,AirFlowTest:No,FanEnergyTest:No,MaxCoolCap:No,Furnace:0.8 | Duct:Conditioned Space,DuctTest:Yes | Mass:Std | Dhw:84% EF Tankless | E25 | G10 | H07 | D06 | M01 | W03 | 0 | 318.5 | 0 | 2109.7365 | 0 | 1137.5 | W130,R30,S0,IN,BN,CN,QN, | G3430, | C1310,LN,AN,FN,CCN,F80, | DC,DTY, | MN, | WT
| 790 | 7074 | 05E21G09H13D05M01W02 | 790 | W134,R38,S0,IY,BN,CN,QY,G3756,C1512,LY,AY,FY,CCY,F92,D8,DTY,MN,WY | 6.14 | 0.51 | 0.65 | 17.5 | 24.8 | 79.84% | 34.25% | 1 | 3566.6899 | 3086.1254 | 0.38889 | 215.3531 | 317.1 | 1.1667 | 297.3923 | 133.56 | Walls:R13+R4 foam,Roof:R38,SlabEdge:R0,Infiltration:Test 3.2 SLA,RadBarrier:No,CoolRoof:No,InsQuality:Yes | Window:0.37 U/0.56 SHGC | AirCond:15/12,ChargeLight:Yes,AirFlowTest:Yes,FanEnergyTest:Yes,MaxCoolCap:Yes,Furnace:0.92 | Duct:R8.0,DuctTest:Yes | Mass:Std | Dhw:62% EF | E21 | G09 | H13 | D05 | M01 | W02 | 871.8432 | 318.5 | 1774.0625 | 602.2842 | 0 | 0 | W134,R38,S0,IY,BN,CN,QY, | G3756, | C1512,LY,AY,FY,CCY,F92, | D8,DTY, | MN, | WY
| 845 | 7129 | 05E21G10H13D05M01W02 | 845 | W134,R38,S0,IY,BN,CN,QY,G3430,C1512,LY,AY,FY,CCY,F92,D8,DTY,MN,WY | 10.16 | 0 | 0.65 | 17.5 | 28.31 | 100% | 24.95% | 1 | 3566.6899 | 3086.1254 | 0 | 227.659 | 366.87 | 1.5556 | 285.0864 | 83.79 | Walls:R13+R4 foam,Roof:R38,SlabEdge:R0,Infiltration:Test 3.2 SLA,RadBarrier:No,CoolRoof:No,InsQuality:Yes | Window:0.34 U/0.30 SHGC | AirCond:15/12,ChargeLight:Yes,AirFlowTest:Yes,FanEnergyTest:Yes,MaxCoolCap:Yes,Furnace:0.92 | Duct:R8.0,DuctTest:Yes | Mass:Std | Dhw:62% EF | E21 | G10 | H13 | D05 | M01 | W02 | 871.8432 | 318.5 | 1774.0625 | 602.2842 | 0 | 0 | W134,R38,S0,IY,BN,CN,QY, | G3430, | C1512,LY,AY,FY,CCY,F92, | D8,DTY, | MN, | WY
| 912 | 7196 | 05E22G09H07D04M01W02 | 912 | W134,R49,S0,IY,BY,CY,QY,G3756,C1310,LN,AN,FN,CCN,F80,D6,DTN,MN,WY | 8.22 | 0.32 | 0.65 | 17.5 | 26.69 | 87.35% | 29.24% | 1 | 3569.8764 | 3089.3119 | 0.38889 | 248.1688 | 340.83 | 1.1667 | 264.5766 | 109.83 | Walls:R13+R4 foam,Roof:R49,SlabEdge:R0,Infiltration:Test 3.2 SLA,RadBarrier:Yes,CoolRoof:Yes,InsQuality:Yes | Window:0.37 U/0.56 SHGC | AirCond:13/10,ChargeLight:No,AirFlowTest:No,FanEnergyTest:No,MaxCoolCap:No,Furnace:0.8 | Duct:R6.0,DuctTest:No | Mass:Std | Dhw:62% EF | E22 | G09 | H07 | D04 | M01 | W02 | 3007.9369 | 318.5 | 0 | 243.4395 | 0 | 0 | W134,R49,S0,IY,BY,CY,QY, | G3756, | C1310,LN,AN,FN,CCN,F80, | D6,DTN, | MN, | WY
| 967 | 7251 | 05E22G10H07D04M01W02 | 967 | W134,R49,S0,IY,BY,CY,QY,G3430,C1310,LN,AN,FN,CCN,F80,D6,DTN,MN,WY | 13.94 | 0 | 0.65 | 17.5 | 32.09 | 100% | 14.93% | 0 | 3569.8764 | 3089.3119 | 0 | 313.8002 | 410.76 | 1.5556 | 198.9452 | 39.9 | Walls:R13+R4 foam,Roof:R49,SlabEdge:R0,Infiltration:Test 3.2 SLA,RadBarrier:Yes,CoolRoof:Yes,InsQuality:Yes | Window:0.34 U/0.30 SHGC | AirCond:13/10,ChargeLight:No,AirFlowTest:No,FanEnergyTest:No,MaxCoolCap:No,Furnace:0.8 | Duct:R6.0,DuctTest:No | Mass:Std | Dhw:62% EF | E22 | G10 | H07 | D04 | M01 | W02 | 3007.9369 | 318.5 | 0 | 243.4395 | 0 | 0 | W134,R49,S0,IY,BY,CY,QY, | G3430, | C1310,LN,AN,FN,CCN,F80, | D6,DTN, | MN, | WY
| 703 | 6987 | 05E20G12H08D06M01W02 | 703 | W134,R38,S0,IY,BN,CN,QN,G4965,C1310,LN,AN,FN,CCN,F92,DC,DTY,MN,WY | 7.33 | 1.25 | 0.65 | 17.5 | 26.73 | 50.59% | 29.14% | 1 | 3571.3296 | 3090.7651 | 0.93333 | 317.9021 | 329.28 | 0.62222 | 194.8432 | 121.38 | Walls:R13+R4 foam,Roof:R38,SlabEdge:R0,Infiltration:Test 3.2 SLA,RadBarrier:No,CoolRoof:No,InsQuality:No | Window:0.49 U/0.65 SHGC | AirCond:13/10,ChargeLight:No,AirFlowTest:No,FanEnergyTest:No,MaxCoolCap:No,Furnace:0.92 | Duct:Conditioned Space,DuctTest:Yes | Mass:Std | Dhw:62% EF | E20 | G12 | H08 | D06 | M01 | W02 | 619.8432 | 159.25 | 682.5 | 2109.7365 | 0 | 0 | W134,R38,S0,IY,BN,CN,QN, | G4965, | C1310,LN,AN,FN,CCN,F92, | DC,DTY, | MN, | WY
| 577 | 6861 | 05E19G12H14D05M01W03 | 577 | W134,R38,S0,IN,BY,CN,QN,G4965,C1512,LY,AN,FN,CCN,F80,D8,DTY,MN,WT | 10.12 | 0.63 | 0.65 | 12.73 | 24.13 | 75.1% | 36.03% | 2 | 3574.3461 | 3093.7817 | 0.62222 | 299.4433 | 297.57 | 0.93333 | 213.3021 | 153.09 | Walls:R13+R4 foam,Roof:R38,SlabEdge:R0,Infiltration:No,RadBarrier:Yes,CoolRoof:No,InsQuality:No | Window:0.49 U/0.65 SHGC | AirCond:15/12,ChargeLight:Yes,AirFlowTest:No,FanEnergyTest:No,MaxCoolCap:No,Furnace:0.8 | Duct:R8.0,DuctTest:Yes | Mass:Std | Dhw:84% EF Tankless | E19 | G12 | H14 | D05 | M01 | W03 | 895.6869 | 159.25 | 779.625 | 602.2842 | 0 | 1137.5 | W134,R38,S0,IN,BY,CN,QN, | G4965, | C1512,LY,AN,FN,CCN,F80, | D8,DTY, | MN, | WT
| 799 | 7083 | 05E21G09H14D07M01W03 | 799 | W134,R38,S0,IY,BN,CN,QY,G3756,C1512,LY,AN,FN,CCN,F80,D6,DTY,MN,WT | 7.27 | 0.64 | 0.65 | 12.73 | 21.29 | 74.7% | 43.56% | 2 | 3588.0326 | 3107.4682 | 0.54444 | 258.4237 | 262.92 | 1.0111 | 254.3217 | 187.74 | Walls:R13+R4 foam,Roof:R38,SlabEdge:R0,Infiltration:Test 3.2 SLA,RadBarrier:No,CoolRoof:No,InsQuality:Yes | Window:0.37 U/0.56 SHGC | AirCond:15/12,ChargeLight:Yes,AirFlowTest:No,FanEnergyTest:No,MaxCoolCap:No,Furnace:0.8 | Duct:R6.0,DuctTest:Yes | Mass:Std | Dhw:84% EF Tankless | E21 | G09 | H14 | D07 | M01 | W03 | 871.8432 | 318.5 | 779.625 | 480.5645 | 0 | 1137.5 | W134,R38,S0,IY,BN,CN,QY, | G3756, | C1512,LY,AN,FN,CCN,F80, | D6,DTY, | MN, | WT
| 854 | 7138 | 05E21G10H14D07M01W03 | 854 | W134,R38,S0,IY,BN,CN,QY,G3430,C1512,LY,AN,FN,CCN,F80,D6,DTY,MN,WT | 11.99 | 0.01 | 0.65 | 12.73 | 25.38 | 99.6% | 32.71% | 1 | 3588.0326 | 3107.4682 | 0 | 283.0355 | 320.67 | 1.5556 | 229.7099 | 129.99 | Walls:R13+R4 foam,Roof:R38,SlabEdge:R0,Infiltration:Test 3.2 SLA,RadBarrier:No,CoolRoof:No,InsQuality:Yes | Window:0.34 U/0.30 SHGC | AirCond:15/12,ChargeLight:Yes,AirFlowTest:No,FanEnergyTest:No,MaxCoolCap:No,Furnace:0.8 | Duct:R6.0,DuctTest:Yes | Mass:Std | Dhw:84% EF Tankless | E21 | G10 | H14 | D07 | M01 | W03 | 871.8432 | 318.5 | 779.625 | 480.5645 | 0 | 1137.5 | W134,R38,S0,IY,BN,CN,QY, | G3430, | C1512,LY,AN,FN,CCN,F80, | D6,DTY, | MN, | WT
| 201 | 6485 | 05E17G12H07D06M01W03 | 201 | W130,R38,S0,IN,BN,CN,QN,G4965,C1310,LN,AN,FN,CCN,F80,DC,DTY,MN,WT | 11.15 | 1.58 | 0.65 | 12.73 | 26.11 | 37.55% | 30.78% | 1 | 3590.2365 | 3109.672 | 1.1667 | 381.4826 | 310.17 | 0.38889 | 131.2628 | 140.49 | Walls:R13,Roof:R38,SlabEdge:R0,Infiltration:No,RadBarrier:No,CoolRoof:No,InsQuality:No | Window:0.49 U/0.65 SHGC | AirCond:13/10,ChargeLight:No,AirFlowTest:No,FanEnergyTest:No,MaxCoolCap:No,Furnace:0.8 | Duct:Conditioned Space,DuctTest:Yes | Mass:Std | Dhw:84% EF Tankless | E17 | G12 | H07 | D06 | M01 | W03 | 183.75 | 159.25 | 0 | 2109.7365 | 0 | 1137.5 | W130,R38,S0,IN,BN,CN,QN, | G4965, | C1310,LN,AN,FN,CCN,F80, | DC,DTY, | MN, | WT
| 460 | 6744 | 05E19G09H13D05M01W02 | 460 | W134,R38,S0,IN,BY,CN,QN,G3756,C1512,LY,AY,FY,CCY,F92,D8,DTY,MN,WY | 8.22 | 0.23 | 0.65 | 17.5 | 26.6 | 90.91% | 29.48% | 1 | 3590.5336 | 3109.9692 | 0.31111 | 221.506 | 342.72 | 1.2444 | 291.2394 | 107.94 | Walls:R13+R4 foam,Roof:R38,SlabEdge:R0,Infiltration:No,RadBarrier:Yes,CoolRoof:No,InsQuality:No | Window:0.37 U/0.56 SHGC | AirCond:15/12,ChargeLight:Yes,AirFlowTest:Yes,FanEnergyTest:Yes,MaxCoolCap:Yes,Furnace:0.92 | Duct:R8.0,DuctTest:Yes | Mass:Std | Dhw:62% EF | E19 | G09 | H13 | D05 | M01 | W02 | 895.6869 | 318.5 | 1774.0625 | 602.2842 | 0 | 0 | W134,R38,S0,IN,BY,CN,QN, | G3756, | C1512,LY,AY,FY,CCY,F92, | D8,DTY, | MN, | WY
| 515 | 6799 | 05E19G10H13D05M01W02 | 515 | W134,R38,S0,IN,BY,CN,QN,G3430,C1512,LY,AY,FY,CCY,F92,D8,DTY,MN,WY | 12.75 | 0 | 0.65 | 17.5 | 30.9 | 100% | 18.08% | 1 | 3590.5336 | 3109.9692 | 0 | 262.5256 | 399.21 | 1.5556 | 250.2197 | 51.45 | Walls:R13+R4 foam,Roof:R38,SlabEdge:R0,Infiltration:No,RadBarrier:Yes,CoolRoof:No,InsQuality:No | Window:0.34 U/0.30 SHGC | AirCond:15/12,ChargeLight:Yes,AirFlowTest:Yes,FanEnergyTest:Yes,MaxCoolCap:Yes,Furnace:0.92 | Duct:R8.0,DuctTest:Yes | Mass:Std | Dhw:62% EF | E19 | G10 | H13 | D05 | M01 | W02 | 895.6869 | 318.5 | 1774.0625 | 602.2842 | 0 | 0 | W134,R38,S0,IN,BY,CN,QN, | G3430, | C1512,LY,AY,FY,CCY,F92, | D8,DTY, | MN, | WY
| 888 | 7172 | 05E21G12H11D06M01W02 | 888 | W134,R38,S0,IY,BN,CN,QY,G4965,C1312,LY,AN,FN,CCN,F80,DC,DTY,MN,WY | 7 | 1.08 | 0.65 | 17.5 | 26.23 | 57.31% | 30.46% | 1 | 3590.5796 | 3110.0151 | 0.77778 | 285.0864 | 326.34 | 0.77778 | 227.659 | 124.32 | Walls:R13+R4 foam,Roof:R38,SlabEdge:R0,Infiltration:Test 3.2 SLA,RadBarrier:No,CoolRoof:No,InsQuality:Yes | Window:0.49 U/0.65 SHGC | AirCond:13/12,ChargeLight:Yes,AirFlowTest:No,FanEnergyTest:No,MaxCoolCap:No,Furnace:0.8 | Duct:Conditioned Space,DuctTest:Yes | Mass:Std | Dhw:62% EF | E21 | G12 | H11 | D06 | M01 | W02 | 871.8432 | 159.25 | 449.75 | 2109.7365 | 0 | 0 | W134,R38,S0,IY,BN,CN,QY, | G4965, | C1312,LY,AN,FN,CCN,F80, | DC,DTY, | MN, | WY
| 105 | 6389 | 05E17G09H09D05M01W03 | 105 | W130,R38,S0,IN,BN,CN,QN,G3756,C1310,LN,AN,FN,CCN,F96,D8,DTY,MN,WT | 9.64 | 1.04 | 0.65 | 12.73 | 24.06 | 58.89% | 36.21% | 2 | 3607.0342 | 3126.4697 | 0.85556 | 348.6669 | 290.22 | 0.7 | 164.0785 | 160.44 | Walls:R13,Roof:R38,SlabEdge:R0,Infiltration:No,RadBarrier:No,CoolRoof:No,InsQuality:No | Window:0.37 U/0.56 SHGC | AirCond:13/10,ChargeLight:No,AirFlowTest:No,FanEnergyTest:No,MaxCoolCap:No,Furnace:0.96 | Duct:R8.0,DuctTest:Yes | Mass:Std | Dhw:84% EF Tankless | E17 | G09 | H09 | D05 | M01 | W03 | 183.75 | 318.5 | 1365 | 602.2842 | 0 | 1137.5 | W130,R38,S0,IN,BN,CN,QN, | G3756, | C1310,LN,AN,FN,CCN,F96, | D8,DTY, | MN, | WT
| 160 | 6444 | 05E17G10H09D05M01W03 | 160 | W130,R38,S0,IN,BN,CN,QN,G3430,C1310,LN,AN,FN,CCN,F96,D8,DTY,MN,WT | 13.81 | 0.03 | 0.65 | 12.73 | 27.22 | 98.81% | 27.84% | 1 | 3607.0342 | 3126.4697 | 0.077778 | 350.7178 | 340.41 | 1.4778 | 162.0275 | 110.25 | Walls:R13,Roof:R38,SlabEdge:R0,Infiltration:No,RadBarrier:No,CoolRoof:No,InsQuality:No | Window:0.34 U/0.30 SHGC | AirCond:13/10,ChargeLight:No,AirFlowTest:No,FanEnergyTest:No,MaxCoolCap:No,Furnace:0.96 | Duct:R8.0,DuctTest:Yes | Mass:Std | Dhw:84% EF Tankless | E17 | G10 | H09 | D05 | M01 | W03 | 183.75 | 318.5 | 1365 | 602.2842 | 0 | 1137.5 | W130,R38,S0,IN,BN,CN,QN, | G3430, | C1310,LN,AN,FN,CCN,F96, | D8,DTY, | MN, | WT
| 469 | 6753 | 05E19G09H14D07M01W03 | 469 | W134,R38,S0,IN,BY,CN,QN,G3756,C1512,LY,AN,FN,CCN,F80,D6,DTY,MN,WT | 9.67 | 0.28 | 0.65 | 12.73 | 23.33 | 88.93% | 38.15% | 2 | 3611.8764 | 3131.3119 | 0.38889 | 268.6786 | 292.11 | 1.1667 | 244.0668 | 158.55 | Walls:R13+R4 foam,Roof:R38,SlabEdge:R0,Infiltration:No,RadBarrier:Yes,CoolRoof:No,InsQuality:No | Window:0.37 U/0.56 SHGC | AirCond:15/12,ChargeLight:Yes,AirFlowTest:No,FanEnergyTest:No,MaxCoolCap:No,Furnace:0.8 | Duct:R6.0,DuctTest:Yes | Mass:Std | Dhw:84% EF Tankless | E19 | G09 | H14 | D07 | M01 | W03 | 895.6869 | 318.5 | 779.625 | 480.5645 | 0 | 1137.5 | W134,R38,S0,IN,BY,CN,QN, | G3756, | C1512,LY,AN,FN,CCN,F80, | D6,DTY, | MN, | WT
| 524 | 6808 | 05E19G10H14D07M01W03 | 524 | W134,R38,S0,IN,BY,CN,QN,G3430,C1512,LY,AN,FN,CCN,F80,D6,DTY,MN,WT | 14.99 | 0 | 0.65 | 12.73 | 28.37 | 100% | 24.79% | 1 | 3611.8764 | 3131.3119 | 0 | 330.208 | 357.42 | 1.5556 | 182.5374 | 93.24 | Walls:R13+R4 foam,Roof:R38,SlabEdge:R0,Infiltration:No,RadBarrier:Yes,CoolRoof:No,InsQuality:No | Window:0.34 U/0.30 SHGC | AirCond:15/12,ChargeLight:Yes,AirFlowTest:No,FanEnergyTest:No,MaxCoolCap:No,Furnace:0.8 | Duct:R6.0,DuctTest:Yes | Mass:Std | Dhw:84% EF Tankless | E19 | G10 | H14 | D07 | M01 | W03 | 895.6869 | 318.5 | 779.625 | 480.5645 | 0 | 1137.5 | W134,R38,S0,IN,BY,CN,QN, | G3430, | C1512,LY,AN,FN,CCN,F80, | D6,DTY, | MN, | WT
| 757 | 7041 | 05E21G09H08D05M01W03 | 757 | W134,R38,S0,IY,BN,CN,QY,G3756,C1310,LN,AN,FN,CCN,F92,D8,DTY,MN,WT | 6.23 | 0.75 | 0.65 | 12.73 | 20.36 | 70.36% | 46.02% | 2 | 3612.6274 | 3132.0629 | 0.62222 | 264.5766 | 249.69 | 0.93333 | 248.1688 | 200.97 | Walls:R13+R4 foam,Roof:R38,SlabEdge:R0,Infiltration:Test 3.2 SLA,RadBarrier:No,CoolRoof:No,InsQuality:Yes | Window:0.37 U/0.56 SHGC | AirCond:13/10,ChargeLight:No,AirFlowTest:No,FanEnergyTest:No,MaxCoolCap:No,Furnace:0.92 | Duct:R8.0,DuctTest:Yes | Mass:Std | Dhw:84% EF Tankless | E21 | G09 | H08 | D05 | M01 | W03 | 871.8432 | 318.5 | 682.5 | 602.2842 | 0 | 1137.5 | W134,R38,S0,IY,BN,CN,QY, | G3756, | C1310,LN,AN,FN,CCN,F92, | D8,DTY, | MN, | WT
| 812 | 7096 | 05E21G10H08D05M01W03 | 812 | W134,R38,S0,IY,BN,CN,QY,G3430,C1310,LN,AN,FN,CCN,F92,D8,DTY,MN,WT | 10.3 | 0.01 | 0.65 | 12.73 | 23.69 | 99.6% | 37.2% | 2 | 3612.6274 | 3132.0629 | 0 | 278.9335 | 298.62 | 1.5556 | 233.8119 | 152.04 | Walls:R13+R4 foam,Roof:R38,SlabEdge:R0,Infiltration:Test 3.2 SLA,RadBarrier:No,CoolRoof:No,InsQuality:Yes | Window:0.34 U/0.30 SHGC | AirCond:13/10,ChargeLight:No,AirFlowTest:No,FanEnergyTest:No,MaxCoolCap:No,Furnace:0.92 | Duct:R8.0,DuctTest:Yes | Mass:Std | Dhw:84% EF Tankless | E21 | G10 | H08 | D05 | M01 | W03 | 871.8432 | 318.5 | 682.5 | 602.2842 | 0 | 1137.5 | W134,R38,S0,IY,BN,CN,QY, | G3430, | C1310,LN,AN,FN,CCN,F92, | D8,DTY, | MN, | WT
| 558 | 6842 | 05E19G12H11D06M01W02 | 558 | W134,R38,S0,IN,BY,CN,QN,G4965,C1312,LY,AN,FN,CCN,F80,DC,DTY,MN,WY | 9.25 | 0.65 | 0.65 | 17.5 | 28.05 | 74.31% | 25.64% | 1 | 3614.4234 | 3133.8589 | 0.62222 | 289.1884 | 353.64 | 0.93333 | 223.557 | 97.02 | Walls:R13+R4 foam,Roof:R38,SlabEdge:R0,Infiltration:No,RadBarrier:Yes,CoolRoof:No,InsQuality:No | Window:0.49 U/0.65 SHGC | AirCond:13/12,ChargeLight:Yes,AirFlowTest:No,FanEnergyTest:No,MaxCoolCap:No,Furnace:0.8 | Duct:Conditioned Space,DuctTest:Yes | Mass:Std | Dhw:62% EF | E19 | G12 | H11 | D06 | M01 | W02 | 895.6869 | 159.25 | 449.75 | 2109.7365 | 0 | 0 | W134,R38,S0,IN,BY,CN,QN, | G4965, | C1312,LY,AN,FN,CCN,F80, | DC,DTY, | MN, | WY
| 402 | 6686 | 05E18G12H12D07M01W03 | 402 | W134,R38,S0,IN,BN,CN,QN,G4965,C1312,LY,AY,FY,CCY,F92,D6,DTY,MN,WT | 8.61 | 1.15 | 0.65 | 12.73 | 23.14 | 54.55% | 38.65% | 2 | 3634.8451 | 3154.2807 | 0.85556 | 289.1884 | 280.98 | 0.7 | 223.557 | 169.68 | Walls:R13+R4 foam,Roof:R38,SlabEdge:R0,Infiltration:No,RadBarrier:No,CoolRoof:No,InsQuality:No | Window:0.49 U/0.65 SHGC | AirCond:13/12,ChargeLight:Yes,AirFlowTest:Yes,FanEnergyTest:Yes,MaxCoolCap:Yes,Furnace:0.92 | Duct:R6.0,DuctTest:Yes | Mass:Std | Dhw:84% EF Tankless | E18 | G12 | H12 | D07 | M01 | W03 | 413.3432 | 159.25 | 1444.1875 | 480.5645 | 0 | 1137.5 | W134,R38,S0,IN,BN,CN,QN, | G4965, | C1312,LY,AY,FY,CCY,F92, | D6,DTY, | MN, | WT
| 427 | 6711 | 05E19G09H08D05M01W03 | 427 | W134,R38,S0,IN,BY,CN,QN,G3756,C1310,LN,AN,FN,CCN,F92,D8,DTY,MN,WT | 8.32 | 0.34 | 0.65 | 12.73 | 22.04 | 86.56% | 41.57% | 2 | 3636.4711 | 3155.9067 | 0.46667 | 268.6786 | 274.89 | 1.0889 | 244.0668 | 175.77 | Walls:R13+R4 foam,Roof:R38,SlabEdge:R0,Infiltration:No,RadBarrier:Yes,CoolRoof:No,InsQuality:No | Window:0.37 U/0.56 SHGC | AirCond:13/10,ChargeLight:No,AirFlowTest:No,FanEnergyTest:No,MaxCoolCap:No,Furnace:0.92 | Duct:R8.0,DuctTest:Yes | Mass:Std | Dhw:84% EF Tankless | E19 | G09 | H08 | D05 | M01 | W03 | 895.6869 | 318.5 | 682.5 | 602.2842 | 0 | 1137.5 | W134,R38,S0,IN,BY,CN,QN, | G3756, | C1310,LN,AN,FN,CCN,F92, | D8,DTY, | MN, | WT
| 482 | 6766 | 05E19G10H08D05M01W03 | 482 | W134,R38,S0,IN,BY,CN,QN,G3430,C1310,LN,AN,FN,CCN,F92,D8,DTY,MN,WT | 12.91 | 0 | 0.65 | 12.73 | 26.29 | 100% | 30.3% | 1 | 3636.4711 | 3155.9067 | 0 | 324.0551 | 330.54 | 1.5556 | 188.6903 | 120.12 | Walls:R13+R4 foam,Roof:R38,SlabEdge:R0,Infiltration:No,RadBarrier:Yes,CoolRoof:No,InsQuality:No | Window:0.34 U/0.30 SHGC | AirCond:13/10,ChargeLight:No,AirFlowTest:No,FanEnergyTest:No,MaxCoolCap:No,Furnace:0.92 | Duct:R8.0,DuctTest:Yes | Mass:Std | Dhw:84% EF Tankless | E19 | G10 | H08 | D05 | M01 | W03 | 895.6869 | 318.5 | 682.5 | 602.2842 | 0 | 1137.5 | W134,R38,S0,IN,BY,CN,QN, | G3430, | C1310,LN,AN,FN,CCN,F92, | D8,DTY, | MN, | WT
| 1027 | 7311 | 05E22G12H07D07M01W02 | 1027 | W134,R49,S0,IY,BY,CY,QY,G4965,C1310,LN,AN,FN,CCN,F80,D6,DTY,MN,WY | 8.05 | 0.68 | 0.65 | 17.5 | 26.88 | 73.12% | 28.74% | 1 | 3647.7514 | 3167.1869 | 0.62222 | 272.7805 | 338.94 | 0.93333 | 239.9648 | 111.72 | Walls:R13+R4 foam,Roof:R49,SlabEdge:R0,Infiltration:Test 3.2 SLA,RadBarrier:Yes,CoolRoof:Yes,InsQuality:Yes | Window:0.49 U/0.65 SHGC | AirCond:13/10,ChargeLight:No,AirFlowTest:No,FanEnergyTest:No,MaxCoolCap:No,Furnace:0.8 | Duct:R6.0,DuctTest:Yes | Mass:Std | Dhw:62% EF | E22 | G12 | H07 | D07 | M01 | W02 | 3007.9369 | 159.25 | 0 | 480.5645 | 0 | 0 | W134,R49,S0,IY,BY,CY,QY, | G4965, | C1310,LN,AN,FN,CCN,F80, | D6,DTY, | MN, | WY
| 182 | 6466 | 05E17G10H12D07M01W03 | 182 | W130,R38,S0,IN,BN,CN,QN,G3430,C1312,LY,AY,FY,CCY,F92,D6,DTY,MN,WT | 14.46 | 0.03 | 0.65 | 12.73 | 27.87 | 98.81% | 26.11% | 1 | 3564.502 | 3083.9375 | 0.077778 | 287.1374 | 353.64 | 1.4778 | 225.608 | 97.02 | Walls:R13,Roof:R38,SlabEdge:R0,Infiltration:No,RadBarrier:No,CoolRoof:No,InsQuality:No | Window:0.34 U/0.30 SHGC | AirCond:13/12,ChargeLight:Yes,AirFlowTest:Yes,FanEnergyTest:Yes,MaxCoolCap:Yes,Furnace:0.92 | Duct:R6.0,DuctTest:Yes | Mass:Std | Dhw:84% EF Tankless | E17 | G10 | H12 | D07 | M01 | W03 | 183.75 | 318.5 | 1444.1875 | 480.5645 | 0 | 1137.5 | W130,R38,S0,IN,BN,CN,QN, | G3430, | C1312,LY,AY,FY,CCY,F92, | D6,DTY, | MN, | WT
| 380 | 6664 | 05E18G12H09D05M01W03 | 380 | W134,R38,S0,IN,BN,CN,QN,G4965,C1310,LN,AN,FN,CCN,F96,D8,DTY,MN,WT | 8.21 | 1.42 | 0.65 | 12.73 | 23.01 | 43.87% | 39% | 2 | 3677.3774 | 3196.8129 | 1.0111 | 348.6669 | 273 | 0.54444 | 164.0785 | 177.66 | Walls:R13+R4 foam,Roof:R38,SlabEdge:R0,Infiltration:No,RadBarrier:No,CoolRoof:No,InsQuality:No | Window:0.49 U/0.65 SHGC | AirCond:13/10,ChargeLight:No,AirFlowTest:No,FanEnergyTest:No,MaxCoolCap:No,Furnace:0.96 | Duct:R8.0,DuctTest:Yes | Mass:Std | Dhw:84% EF Tankless | E18 | G12 | H09 | D05 | M01 | W03 | 413.3432 | 159.25 | 1365 | 602.2842 | 0 | 1137.5 | W134,R38,S0,IN,BN,CN,QN, | G4965, | C1310,LN,AN,FN,CCN,F96, | D8,DTY, | MN, | WT
| 125 | 6409 | 05E17G09H12D05M01W03 | 125 | W130,R38,S0,IN,BN,CN,QN,G3756,C1312,LY,AY,FY,CCY,F92,D8,DTY,MN,WT | 9.9 | 0.81 | 0.65 | 12.73 | 24.09 | 67.98% | 36.13% | 2 | 3686.2217 | 3205.6572 | 0.7 | 285.0864 | 296.94 | 0.85556 | 227.659 | 153.72 | Walls:R13,Roof:R38,SlabEdge:R0,Infiltration:No,RadBarrier:No,CoolRoof:No,InsQuality:No | Window:0.37 U/0.56 SHGC | AirCond:13/12,ChargeLight:Yes,AirFlowTest:Yes,FanEnergyTest:Yes,MaxCoolCap:Yes,Furnace:0.92 | Duct:R8.0,DuctTest:Yes | Mass:Std | Dhw:84% EF Tankless | E17 | G09 | H12 | D05 | M01 | W03 | 183.75 | 318.5 | 1444.1875 | 602.2842 | 0 | 1137.5 | W130,R38,S0,IN,BN,CN,QN, | G3756, | C1312,LY,AY,FY,CCY,F92, | D8,DTY, | MN, | WT
| 180 | 6464 | 05E17G10H12D05M01W03 | 180 | W130,R38,S0,IN,BN,CN,QN,G3430,C1312,LY,AY,FY,CCY,F92,D8,DTY,MN,WT | 14.16 | 0.02 | 0.65 | 12.73 | 27.56 | 99.21% | 26.94% | 1 | 3686.2217 | 3205.6572 | 0.077778 | 283.0355 | 350.07 | 1.4778 | 229.7099 | 100.59 | Walls:R13,Roof:R38,SlabEdge:R0,Infiltration:No,RadBarrier:No,CoolRoof:No,InsQuality:No | Window:0.34 U/0.30 SHGC | AirCond:13/12,ChargeLight:Yes,AirFlowTest:Yes,FanEnergyTest:Yes,MaxCoolCap:Yes,Furnace:0.92 | Duct:R8.0,DuctTest:Yes | Mass:Std | Dhw:84% EF Tankless | E17 | G10 | H12 | D05 | M01 | W03 | 183.75 | 318.5 | 1444.1875 | 602.2842 | 0 | 1137.5 | W130,R38,S0,IN,BN,CN,QN, | G3430, | C1312,LY,AY,FY,CCY,F92, | D8,DTY, | MN, | WT
| 797 | 7081 | 05E21G09H14D05M01W03 | 797 | W134,R38,S0,IY,BN,CN,QY,G3756,C1512,LY,AN,FN,CCN,F80,D8,DTY,MN,WT | 7.07 | 0.61 | 0.65 | 12.73 | 21.06 | 75.89% | 44.17% | 2 | 3709.7524 | 3229.1879 | 0.46667 | 252.2707 | 260.61 | 1.0889 | 260.4747 | 190.05 | Walls:R13+R4 foam,Roof:R38,SlabEdge:R0,Infiltration:Test 3.2 SLA,RadBarrier:No,CoolRoof:No,InsQuality:Yes | Window:0.37 U/0.56 SHGC | AirCond:15/12,ChargeLight:Yes,AirFlowTest:No,FanEnergyTest:No,MaxCoolCap:No,Furnace:0.8 | Duct:R8.0,DuctTest:Yes | Mass:Std | Dhw:84% EF Tankless | E21 | G09 | H14 | D05 | M01 | W03 | 871.8432 | 318.5 | 779.625 | 602.2842 | 0 | 1137.5 | W134,R38,S0,IY,BN,CN,QY, | G3756, | C1512,LY,AN,FN,CCN,F80, | D8,DTY, | MN, | WT
| 852 | 7136 | 05E21G10H14D05M01W03 | 852 | W134,R38,S0,IY,BN,CN,QY,G3430,C1512,LY,AN,FN,CCN,F80,D8,DTY,MN,WT | 11.69 | 0.01 | 0.65 | 12.73 | 25.08 | 99.6% | 33.51% | 1 | 3709.7524 | 3229.1879 | 0 | 278.9335 | 316.89 | 1.5556 | 233.8119 | 133.77 | Walls:R13+R4 foam,Roof:R38,SlabEdge:R0,Infiltration:Test 3.2 SLA,RadBarrier:No,CoolRoof:No,InsQuality:Yes | Window:0.34 U/0.30 SHGC | AirCond:15/12,ChargeLight:Yes,AirFlowTest:No,FanEnergyTest:No,MaxCoolCap:No,Furnace:0.8 | Duct:R8.0,DuctTest:Yes | Mass:Std | Dhw:84% EF Tankless | E21 | G10 | H14 | D05 | M01 | W03 | 871.8432 | 318.5 | 779.625 | 602.2842 | 0 | 1137.5 | W134,R38,S0,IY,BN,CN,QY, | G3430, | C1512,LY,AN,FN,CCN,F80, | D8,DTY, | MN, | WT
| 510 | 6794 | 05E19G10H12D05M01W03 | 510 | W134,R38,S0,IN,BY,CN,QN,G3430,C1312,LY,AY,FY,CCY,F92,D8,DTY,MN,WT | 12.75 | 0 | 0.65 | 12.73 | 26.13 | 100% | 30.73% | 1 | 4398.1586 | 3917.5942 | 0 | 262.5256 | 332.85 | 1.5556 | 250.2197 | 117.81 | Walls:R13+R4 foam,Roof:R38,SlabEdge:R0,Infiltration:No,RadBarrier:Yes,CoolRoof:No,InsQuality:No | Window:0.34 U/0.30 SHGC | AirCond:13/12,ChargeLight:Yes,AirFlowTest:Yes,FanEnergyTest:Yes,MaxCoolCap:Yes,Furnace:0.92 | Duct:R8.0,DuctTest:Yes | Mass:Std | Dhw:84% EF Tankless | E19 | G10 | H12 | D05 | M01 | W03 | 895.6869 | 318.5 | 1444.1875 | 602.2842 | 0 | 1137.5 | W134,R38,S0,IN,BY,CN,QN, | G3430, | C1312,LY,AY,FY,CCY,F92, | D8,DTY, | MN, | WT
| 1453 | 7737 | 05E25G09H13D07M01W03 | 1453 | W130,R30,S0,IN,BN,CN,QN,G3756,C1512,LY,AY,FY,CCY,F92,D6,DTY,MN,WT | 10.45 | 0.87 | 0.65 | 12.73 | 24.7 | 65.61% | 34.52% | 1 | 3710.627 | 3230.0625 | 0.7 | 293.2904 | 303.66 | 0.85556 | 219.455 | 147 | Walls:R13,Roof:R30,SlabEdge:R0,Infiltration:No,RadBarrier:No,CoolRoof:No,InsQuality:No | Window:0.37 U/0.56 SHGC | AirCond:15/12,ChargeLight:Yes,AirFlowTest:Yes,FanEnergyTest:Yes,MaxCoolCap:Yes,Furnace:0.92 | Duct:R6.0,DuctTest:Yes | Mass:Std | Dhw:84% EF Tankless | E25 | G09 | H13 | D07 | M01 | W03 | 0 | 318.5 | 1774.0625 | 480.5645 | 0 | 1137.5 | W130,R30,S0,IN,BN,CN,QN, | G3756, | C1512,LY,AY,FY,CCY,F92, | D6,DTY, | MN, | WT
| 1508 | 7792 | 05E25G10H13D07M01W03 | 1508 | W130,R30,S0,IN,BN,CN,QN,G3430,C1512,LY,AY,FY,CCY,F92,D6,DTY,MN,WT | 14.7 | 0.03 | 0.65 | 12.73 | 28.11 | 98.81% | 25.48% | 1 | 3710.627 | 3230.0625 | 0.077778 | 289.1884 | 356.58 | 1.4778 | 223.557 | 94.08 | Walls:R13,Roof:R30,SlabEdge:R0,Infiltration:No,RadBarrier:No,CoolRoof:No,InsQuality:No | Window:0.34 U/0.30 SHGC | AirCond:15/12,ChargeLight:Yes,AirFlowTest:Yes,FanEnergyTest:Yes,MaxCoolCap:Yes,Furnace:0.92 | Duct:R6.0,DuctTest:Yes | Mass:Std | Dhw:84% EF Tankless | E25 | G10 | H13 | D07 | M01 | W03 | 0 | 318.5 | 1774.0625 | 480.5645 | 0 | 1137.5 | W130,R30,S0,IN,BN,CN,QN, | G3430, | C1512,LY,AY,FY,CCY,F92, | D6,DTY, | MN, | WT
| 272 | 6556 | 05E18G09H09D07M01W03 | 272 | W134,R38,S0,IN,BN,CN,QN,G3756,C1310,LN,AN,FN,CCN,F96,D6,DTY,MN,WT | 7.77 | 0.83 | 0.65 | 12.73 | 21.98 | 67.19% | 41.73% | 2 | 3714.9076 | 3234.3432 | 0.7 | 301.4943 | 267.75 | 0.85556 | 211.2511 | 182.91 | Walls:R13+R4 foam,Roof:R38,SlabEdge:R0,Infiltration:No,RadBarrier:No,CoolRoof:No,InsQuality:No | Window:0.37 U/0.56 SHGC | AirCond:13/10,ChargeLight:No,AirFlowTest:No,FanEnergyTest:No,MaxCoolCap:No,Furnace:0.96 | Duct:R6.0,DuctTest:Yes | Mass:Std | Dhw:84% EF Tankless | E18 | G09 | H09 | D07 | M01 | W03 | 413.3432 | 318.5 | 1365 | 480.5645 | 0 | 1137.5 | W134,R38,S0,IN,BN,CN,QN, | G3756, | C1310,LN,AN,FN,CCN,F96, | D6,DTY, | MN, | WT
| 327 | 6611 | 05E18G10H09D07M01W03 | 327 | W134,R38,S0,IN,BN,CN,QN,G3430,C1310,LN,AN,FN,CCN,F96,D6,DTY,MN,WT | 11.94 | 0.01 | 0.65 | 12.73 | 25.33 | 99.6% | 32.85% | 1 | 3714.9076 | 3234.3432 | 0 | 317.9021 | 317.94 | 1.5556 | 194.8432 | 132.72 | Walls:R13+R4 foam,Roof:R38,SlabEdge:R0,Infiltration:No,RadBarrier:No,CoolRoof:No,InsQuality:No | Window:0.34 U/0.30 SHGC | AirCond:13/10,ChargeLight:No,AirFlowTest:No,FanEnergyTest:No,MaxCoolCap:No,Furnace:0.96 | Duct:R6.0,DuctTest:Yes | Mass:Std | Dhw:84% EF Tankless | E18 | G10 | H09 | D07 | M01 | W03 | 413.3432 | 318.5 | 1365 | 480.5645 | 0 | 1137.5 | W134,R38,S0,IN,BN,CN,QN, | G3430, | C1310,LN,AN,FN,CCN,F96, | D6,DTY, | MN, | WT
| 593 | 6877 | 05E20G09H08D06M01W02 | 593 | W134,R38,S0,IY,BN,CN,QN,G3756,C1310,LN,AN,FN,CCN,F92,DC,DTY,MN,WY | 6.7 | 0.71 | 0.65 | 17.5 | 25.56 | 71.94% | 32.24% | 1 | 3730.5796 | 3250.0151 | 0.62222 | 270.7296 | 321.93 | 0.93333 | 242.0158 | 128.73 | Walls:R13+R4 foam,Roof:R38,SlabEdge:R0,Infiltration:Test 3.2 SLA,RadBarrier:No,CoolRoof:No,InsQuality:No | Window:0.37 U/0.56 SHGC | AirCond:13/10,ChargeLight:No,AirFlowTest:No,FanEnergyTest:No,MaxCoolCap:No,Furnace:0.92 | Duct:Conditioned Space,DuctTest:Yes | Mass:Std | Dhw:62% EF | E20 | G09 | H08 | D06 | M01 | W02 | 619.8432 | 318.5 | 682.5 | 2109.7365 | 0 | 0 | W134,R38,S0,IY,BN,CN,QN, | G3756, | C1310,LN,AN,FN,CCN,F92, | DC,DTY, | MN, | WY
| 648 | 6932 | 05E20G10H08D06M01W02 | 648 | W134,R38,S0,IY,BN,CN,QN,G3430,C1310,LN,AN,FN,CCN,F92,DC,DTY,MN,WY | 10.51 | 0.01 | 0.65 | 17.5 | 28.67 | 99.6% | 23.99% | 1 | 3730.5796 | 3250.0151 | 0 | 283.0355 | 367.71 | 1.5556 | 229.7099 | 82.95 | Walls:R13+R4 foam,Roof:R38,SlabEdge:R0,Infiltration:Test 3.2 SLA,RadBarrier:No,CoolRoof:No,InsQuality:No | Window:0.34 U/0.30 SHGC | AirCond:13/10,ChargeLight:No,AirFlowTest:No,FanEnergyTest:No,MaxCoolCap:No,Furnace:0.92 | Duct:Conditioned Space,DuctTest:Yes | Mass:Std | Dhw:62% EF | E20 | G10 | H08 | D06 | M01 | W02 | 619.8432 | 318.5 | 682.5 | 2109.7365 | 0 | 0 | W134,R38,S0,IY,BN,CN,QN, | G3430, | C1310,LN,AN,FN,CCN,F92, | DC,DTY, | MN, | WY
| 467 | 6751 | 05E19G09H14D05M01W03 | 467 | W134,R38,S0,IN,BY,CN,QN,G3756,C1512,LY,AN,FN,CCN,F80,D8,DTY,MN,WT | 9.45 | 0.27 | 0.65 | 12.73 | 23.1 | 89.33% | 38.76% | 2 | 3733.5961 | 3253.0317 | 0.38889 | 262.5256 | 289.59 | 1.1667 | 250.2197 | 161.07 | Walls:R13+R4 foam,Roof:R38,SlabEdge:R0,Infiltration:No,RadBarrier:Yes,CoolRoof:No,InsQuality:No | Window:0.37 U/0.56 SHGC | AirCond:15/12,ChargeLight:Yes,AirFlowTest:No,FanEnergyTest:No,MaxCoolCap:No,Furnace:0.8 | Duct:R8.0,DuctTest:Yes | Mass:Std | Dhw:84% EF Tankless | E19 | G09 | H14 | D05 | M01 | W03 | 895.6869 | 318.5 | 779.625 | 602.2842 | 0 | 1137.5 | W134,R38,S0,IN,BY,CN,QN, | G3756, | C1512,LY,AN,FN,CCN,F80, | D8,DTY, | MN, | WT
| 522 | 6806 | 05E19G10H14D05M01W03 | 522 | W134,R38,S0,IN,BY,CN,QN,G3430,C1512,LY,AN,FN,CCN,F80,D8,DTY,MN,WT | 14.66 | 0 | 0.65 | 12.73 | 28.04 | 100% | 25.66% | 1 | 3733.5961 | 3253.0317 | 0 | 324.0551 | 353.64 | 1.5556 | 188.6903 | 97.02 | Walls:R13+R4 foam,Roof:R38,SlabEdge:R0,Infiltration:No,RadBarrier:Yes,CoolRoof:No,InsQuality:No | Window:0.34 U/0.30 SHGC | AirCond:15/12,ChargeLight:Yes,AirFlowTest:No,FanEnergyTest:No,MaxCoolCap:No,Furnace:0.8 | Duct:R8.0,DuctTest:Yes | Mass:Std | Dhw:84% EF Tankless | E19 | G10 | H14 | D05 | M01 | W03 | 895.6869 | 318.5 | 779.625 | 602.2842 | 0 | 1137.5 | W134,R38,S0,IN,BY,CN,QN, | G3430, | C1512,LY,AN,FN,CCN,F80, | D8,DTY, | MN, | WT
| 243 | 6527 | 05E17G12H13D07M01W03 | 243 | W130,R38,S0,IN,BN,CN,QN,G4965,C1512,LY,AY,FY,CCY,F92,D6,DTY,MN,WT | 10.8 | 1.27 | 0.65 | 12.73 | 25.45 | 49.8% | 32.53% | 1 | 3735.127 | 3254.5625 | 0.93333 | 326.1061 | 307.86 | 0.62222 | 186.6393 | 142.8 | Walls:R13,Roof:R38,SlabEdge:R0,Infiltration:No,RadBarrier:No,CoolRoof:No,InsQuality:No | Window:0.49 U/0.65 SHGC | AirCond:15/12,ChargeLight:Yes,AirFlowTest:Yes,FanEnergyTest:Yes,MaxCoolCap:Yes,Furnace:0.92 | Duct:R6.0,DuctTest:Yes | Mass:Std | Dhw:84% EF Tankless | E17 | G12 | H13 | D07 | M01 | W03 | 183.75 | 159.25 | 1774.0625 | 480.5645 | 0 | 1137.5 | W130,R38,S0,IN,BN,CN,QN, | G4965, | C1512,LY,AY,FY,CCY,F92, | D6,DTY, | MN, | WT
| 91 | 6375 | 05E17G09H07D06M01W03 | 91 | W130,R38,S0,IN,BN,CN,QN,G3756,C1310,LN,AN,FN,CCN,F80,DC,DTY,MN,WT | 10.39 | 0.9 | 0.65 | 12.73 | 24.67 | 64.43% | 34.6% | 1 | 3749.4865 | 3268.922 | 0.77778 | 324.0551 | 300.93 | 0.77778 | 188.6903 | 149.73 | Walls:R13,Roof:R38,SlabEdge:R0,Infiltration:No,RadBarrier:No,CoolRoof:No,InsQuality:No | Window:0.37 U/0.56 SHGC | AirCond:13/10,ChargeLight:No,AirFlowTest:No,FanEnergyTest:No,MaxCoolCap:No,Furnace:0.8 | Duct:Conditioned Space,DuctTest:Yes | Mass:Std | Dhw:84% EF Tankless | E17 | G09 | H07 | D06 | M01 | W03 | 183.75 | 318.5 | 0 | 2109.7365 | 0 | 1137.5 | W130,R38,S0,IN,BN,CN,QN, | G3756, | C1310,LN,AN,FN,CCN,F80, | DC,DTY, | MN, | WT
| 229 | 6513 | 05E17G12H11D06M01W03 | 229 | W130,R38,S0,IN,BN,CN,QN,G4965,C1312,LY,AN,FN,CCN,F80,DC,DTY,MN,WT | 11.15 | 1.47 | 0.65 | 12.73 | 26 | 41.9% | 31.07% | 1 | 4039.9865 | 3559.422 | 1.0889 | 375.3296 | 310.17 | 0.46667 | 137.4158 | 140.49 | Walls:R13,Roof:R38,SlabEdge:R0,Infiltration:No,RadBarrier:No,CoolRoof:No,InsQuality:No | Window:0.49 U/0.65 SHGC | AirCond:13/12,ChargeLight:Yes,AirFlowTest:No,FanEnergyTest:No,MaxCoolCap:No,Furnace:0.8 | Duct:Conditioned Space,DuctTest:Yes | Mass:Std | Dhw:84% EF Tankless | E17 | G12 | H11 | D06 | M01 | W03 | 183.75 | 159.25 | 449.75 | 2109.7365 | 0 | 1137.5 | W130,R38,S0,IN,BN,CN,QN, | G4965, | C1312,LY,AN,FN,CCN,F80, | DC,DTY, | MN, | WT
| 778 | 7062 | 05E21G09H11D06M01W02 | 778 | W134,R38,S0,IY,BN,CN,QY,G3756,C1312,LY,AN,FN,CCN,F80,DC,DTY,MN,WY | 6.32 | 0.6 | 0.65 | 17.5 | 25.07 | 76.28% | 33.54% | 1 | 3749.8296 | 3269.2651 | 0.46667 | 242.0158 | 318.15 | 1.0889 | 270.7296 | 132.51 | Walls:R13+R4 foam,Roof:R38,SlabEdge:R0,Infiltration:Test 3.2 SLA,RadBarrier:No,CoolRoof:No,InsQuality:Yes | Window:0.37 U/0.56 SHGC | AirCond:13/12,ChargeLight:Yes,AirFlowTest:No,FanEnergyTest:No,MaxCoolCap:No,Furnace:0.8 | Duct:Conditioned Space,DuctTest:Yes | Mass:Std | Dhw:62% EF | E21 | G09 | H11 | D06 | M01 | W02 | 871.8432 | 318.5 | 449.75 | 2109.7365 | 0 | 0 | W134,R38,S0,IY,BN,CN,QY, | G3756, | C1312,LY,AN,FN,CCN,F80, | DC,DTY, | MN, | WY
| 833 | 7117 | 05E21G10H11D06M01W02 | 833 | W134,R38,S0,IY,BN,CN,QY,G3430,C1312,LY,AN,FN,CCN,F80,DC,DTY,MN,WY | 10.49 | 0.01 | 0.65 | 17.5 | 28.65 | 99.6% | 24.05% | 1 | 3749.8296 | 3269.2651 | 0 | 260.4747 | 368.97 | 1.5556 | 252.2707 | 81.69 | Walls:R13+R4 foam,Roof:R38,SlabEdge:R0,Infiltration:Test 3.2 SLA,RadBarrier:No,CoolRoof:No,InsQuality:Yes | Window:0.34 U/0.30 SHGC | AirCond:13/12,ChargeLight:Yes,AirFlowTest:No,FanEnergyTest:No,MaxCoolCap:No,Furnace:0.8 | Duct:Conditioned Space,DuctTest:Yes | Mass:Std | Dhw:62% EF | E21 | G10 | H11 | D06 | M01 | W02 | 871.8432 | 318.5 | 449.75 | 2109.7365 | 0 | 0 | W134,R38,S0,IY,BN,CN,QY, | G3430, | C1312,LY,AN,FN,CCN,F80, | DC,DTY, | MN, | WY
| 400 | 6684 | 05E18G12H12D05M01W03 | 400 | W134,R38,S0,IN,BN,CN,QN,G4965,C1312,LY,AY,FY,CCY,F92,D8,DTY,MN,WT | 8.42 | 1.1 | 0.65 | 12.73 | 22.9 | 56.52% | 39.29% | 2 | 3756.5649 | 3276.0004 | 0.77778 | 285.0864 | 278.67 | 0.77778 | 227.659 | 171.99 | Walls:R13+R4 foam,Roof:R38,SlabEdge:R0,Infiltration:No,RadBarrier:No,CoolRoof:No,InsQuality:No | Window:0.49 U/0.65 SHGC | AirCond:13/12,ChargeLight:Yes,AirFlowTest:Yes,FanEnergyTest:Yes,MaxCoolCap:Yes,Furnace:0.92 | Duct:R8.0,DuctTest:Yes | Mass:Std | Dhw:84% EF Tankless | E18 | G12 | H12 | D05 | M01 | W03 | 413.3432 | 159.25 | 1444.1875 | 602.2842 | 0 | 1137.5 | W134,R38,S0,IN,BN,CN,QN, | G4965, | C1312,LY,AY,FY,CCY,F92, | D8,DTY, | MN, | WT
| 712 | 6996 | 05E20G12H09D07M01W03 | 712 | W134,R38,S0,IY,BN,CN,QN,G4965,C1310,LN,AN,FN,CCN,F96,D6,DTY,MN,WT | 7.97 | 1.48 | 0.65 | 12.73 | 22.83 | 41.5% | 39.48% | 2 | 3762.1576 | 3281.5932 | 1.0111 | 350.7178 | 270.06 | 0.54444 | 162.0275 | 180.6 | Walls:R13+R4 foam,Roof:R38,SlabEdge:R0,Infiltration:Test 3.2 SLA,RadBarrier:No,CoolRoof:No,InsQuality:No | Window:0.49 U/0.65 SHGC | AirCond:13/10,ChargeLight:No,AirFlowTest:No,FanEnergyTest:No,MaxCoolCap:No,Furnace:0.96 | Duct:R6.0,DuctTest:Yes | Mass:Std | Dhw:84% EF Tankless | E20 | G12 | H09 | D07 | M01 | W03 | 619.8432 | 159.25 | 1365 | 480.5645 | 0 | 1137.5 | W134,R38,S0,IY,BN,CN,QN, | G4965, | C1310,LN,AN,FN,CCN,F96, | D6,DTY, | MN, | WT
| 1023 | 7307 | 05E22G12H07D05M01W02 | 1023 | W134,R49,S0,IY,BY,CY,QY,G4965,C1310,LN,AN,FN,CCN,F80,D8,DTY,MN,WY | 7.85 | 0.66 | 0.65 | 17.5 | 26.66 | 73.91% | 29.32% | 1 | 3769.4711 | 3288.9067 | 0.62222 | 268.6786 | 336.63 | 0.93333 | 244.0668 | 114.03 | Walls:R13+R4 foam,Roof:R49,SlabEdge:R0,Infiltration:Test 3.2 SLA,RadBarrier:Yes,CoolRoof:Yes,InsQuality:Yes | Window:0.49 U/0.65 SHGC | AirCond:13/10,ChargeLight:No,AirFlowTest:No,FanEnergyTest:No,MaxCoolCap:No,Furnace:0.8 | Duct:R8.0,DuctTest:Yes | Mass:Std | Dhw:62% EF | E22 | G12 | H07 | D05 | M01 | W02 | 3007.9369 | 159.25 | 0 | 602.2842 | 0 | 0 | W134,R49,S0,IY,BY,CY,QY, | G4965, | C1310,LN,AN,FN,CCN,F80, | D8,DTY, | MN, | WY
| 813 | 7097 | 05E21G10H08D06M01W02 | 813 | W134,R38,S0,IY,BN,CN,QY,G3430,C1310,LN,AN,FN,CCN,F92,DC,DTY,MN,WY | 9.24 | 0.01 | 0.65 | 17.5 | 27.4 | 99.6% | 27.36% | 1 | 3982.5796 | 3502.0151 | 0 | 260.4747 | 352.38 | 1.5556 | 252.2707 | 98.28 | Walls:R13+R4 foam,Roof:R38,SlabEdge:R0,Infiltration:Test 3.2 SLA,RadBarrier:No,CoolRoof:No,InsQuality:Yes | Window:0.34 U/0.30 SHGC | AirCond:13/10,ChargeLight:No,AirFlowTest:No,FanEnergyTest:No,MaxCoolCap:No,Furnace:0.92 | Duct:Conditioned Space,DuctTest:Yes | Mass:Std | Dhw:62% EF | E21 | G10 | H08 | D06 | M01 | W02 | 871.8432 | 318.5 | 682.5 | 2109.7365 | 0 | 0 | W134,R38,S0,IY,BN,CN,QY, | G3430, | C1310,LN,AN,FN,CCN,F92, | DC,DTY, | MN, | WY
| 503 | 6787 | 05E19G10H11D06M01W02 | 503 | W134,R38,S0,IN,BY,CN,QN,G3430,C1312,LY,AN,FN,CCN,F80,DC,DTY,MN,WY | 13.36 | 0 | 0.65 | 17.5 | 31.51 | 100% | 16.46% | 1 | 3773.6734 | 3293.1089 | 0 | 305.5962 | 404.25 | 1.5556 | 207.1491 | 46.41 | Walls:R13+R4 foam,Roof:R38,SlabEdge:R0,Infiltration:No,RadBarrier:Yes,CoolRoof:No,InsQuality:No | Window:0.34 U/0.30 SHGC | AirCond:13/12,ChargeLight:Yes,AirFlowTest:No,FanEnergyTest:No,MaxCoolCap:No,Furnace:0.8 | Duct:Conditioned Space,DuctTest:Yes | Mass:Std | Dhw:62% EF | E19 | G10 | H11 | D06 | M01 | W02 | 895.6869 | 318.5 | 449.75 | 2109.7365 | 0 | 0 | W134,R38,S0,IN,BY,CN,QN, | G3430, | C1312,LY,AN,FN,CCN,F80, | DC,DTY, | MN, | WY
| 292 | 6576 | 05E18G09H12D07M01W03 | 292 | W134,R38,S0,IN,BN,CN,QN,G3756,C1312,LY,AY,FY,CCY,F92,D6,DTY,MN,WT | 7.97 | 0.64 | 0.65 | 12.73 | 21.99 | 74.7% | 41.7% | 2 | 3794.0951 | 3313.5307 | 0.54444 | 248.1688 | 273.21 | 1.0111 | 264.5766 | 177.45 | Walls:R13+R4 foam,Roof:R38,SlabEdge:R0,Infiltration:No,RadBarrier:No,CoolRoof:No,InsQuality:No | Window:0.37 U/0.56 SHGC | AirCond:13/12,ChargeLight:Yes,AirFlowTest:Yes,FanEnergyTest:Yes,MaxCoolCap:Yes,Furnace:0.92 | Duct:R6.0,DuctTest:Yes | Mass:Std | Dhw:84% EF Tankless | E18 | G09 | H12 | D07 | M01 | W03 | 413.3432 | 318.5 | 1444.1875 | 480.5645 | 0 | 1137.5 | W134,R38,S0,IN,BN,CN,QN, | G3756, | C1312,LY,AY,FY,CCY,F92, | D6,DTY, | MN, | WT
| 347 | 6631 | 05E18G10H12D07M01W03 | 347 | W134,R38,S0,IN,BN,CN,QN,G3430,C1312,LY,AY,FY,CCY,F92,D6,DTY,MN,WT | 12.25 | 0.01 | 0.65 | 12.73 | 25.64 | 99.6% | 32.03% | 1 | 3794.0951 | 3313.5307 | 0 | 258.4237 | 326.34 | 1.5556 | 254.3217 | 124.32 | Walls:R13+R4 foam,Roof:R38,SlabEdge:R0,Infiltration:No,RadBarrier:No,CoolRoof:No,InsQuality:No | Window:0.34 U/0.30 SHGC | AirCond:13/12,ChargeLight:Yes,AirFlowTest:Yes,FanEnergyTest:Yes,MaxCoolCap:Yes,Furnace:0.92 | Duct:R6.0,DuctTest:Yes | Mass:Std | Dhw:84% EF Tankless | E18 | G10 | H12 | D07 | M01 | W03 | 413.3432 | 318.5 | 1444.1875 | 480.5645 | 0 | 1137.5 | W134,R38,S0,IN,BN,CN,QN, | G3430, | C1312,LY,AY,FY,CCY,F92, | D6,DTY, | MN, | WT
| 917 | 7201 | 05E22G09H07D07M01W02 | 917 | W134,R49,S0,IY,BY,CY,QY,G3756,C1310,LN,AN,FN,CCN,F80,D6,DTY,MN,WY | 7.4 | 0.28 | 0.65 | 17.5 | 25.83 | 88.93% | 31.52% | 1 | 3807.0014 | 3326.4369 | 0.31111 | 233.8119 | 330.96 | 1.2444 | 278.9335 | 119.7 | Walls:R13+R4 foam,Roof:R49,SlabEdge:R0,Infiltration:Test 3.2 SLA,RadBarrier:Yes,CoolRoof:Yes,InsQuality:Yes | Window:0.37 U/0.56 SHGC | AirCond:13/10,ChargeLight:No,AirFlowTest:No,FanEnergyTest:No,MaxCoolCap:No,Furnace:0.8 | Duct:R6.0,DuctTest:Yes | Mass:Std | Dhw:62% EF | E22 | G09 | H07 | D07 | M01 | W02 | 3007.9369 | 318.5 | 0 | 480.5645 | 0 | 0 | W134,R49,S0,IY,BY,CY,QY, | G3756, | C1310,LN,AN,FN,CCN,F80, | D6,DTY, | MN, | WY
| 972 | 7256 | 05E22G10H07D07M01W02 | 972 | W134,R49,S0,IY,BY,CY,QY,G3430,C1310,LN,AN,FN,CCN,F80,D6,DTY,MN,WY | 12.6 | 0 | 0.65 | 17.5 | 30.75 | 100% | 18.48% | 1 | 3807.0014 | 3326.4369 | 0 | 293.2904 | 394.8 | 1.5556 | 219.455 | 55.86 | Walls:R13+R4 foam,Roof:R49,SlabEdge:R0,Infiltration:Test 3.2 SLA,RadBarrier:Yes,CoolRoof:Yes,InsQuality:Yes | Window:0.34 U/0.30 SHGC | AirCond:13/10,ChargeLight:No,AirFlowTest:No,FanEnergyTest:No,MaxCoolCap:No,Furnace:0.8 | Duct:R6.0,DuctTest:Yes | Mass:Std | Dhw:62% EF | E22 | G10 | H07 | D07 | M01 | W02 | 3007.9369 | 318.5 | 0 | 480.5645 | 0 | 0 | W134,R49,S0,IY,BY,CY,QY, | G3430, | C1310,LN,AN,FN,CCN,F80, | D6,DTY, | MN, | WY
| 366 | 6650 | 05E18G12H07D06M01W03 | 366 | W134,R38,S0,IN,BN,CN,QN,G4965,C1310,LN,AN,FN,CCN,F80,DC,DTY,MN,WT | 8.81 | 1.25 | 0.65 | 12.73 | 23.44 | 50.59% | 37.86% | 2 | 3819.8296 | 3339.2651 | 0.93333 | 324.0551 | 281.82 | 0.62222 | 188.6903 | 168.84 | Walls:R13+R4 foam,Roof:R38,SlabEdge:R0,Infiltration:No,RadBarrier:No,CoolRoof:No,InsQuality:No | Window:0.49 U/0.65 SHGC | AirCond:13/10,ChargeLight:No,AirFlowTest:No,FanEnergyTest:No,MaxCoolCap:No,Furnace:0.8 | Duct:Conditioned Space,DuctTest:Yes | Mass:Std | Dhw:84% EF Tankless | E18 | G12 | H07 | D06 | M01 | W03 | 413.3432 | 159.25 | 0 | 2109.7365 | 0 | 1137.5 | W134,R38,S0,IN,BN,CN,QN, | G4965, | C1310,LN,AN,FN,CCN,F80, | DC,DTY, | MN, | WT
| 868 | 7152 | 05E21G12H08D06M01W02 | 868 | W134,R38,S0,IY,BN,CN,QY,G4965,C1310,LN,AN,FN,CCN,F92,DC,DTY,MN,WY | 6.16 | 1.17 | 0.65 | 17.5 | 25.48 | 53.75% | 32.45% | 1 | 3823.3296 | 3342.7651 | 0.85556 | 291.2394 | 315.42 | 0.7 | 221.506 | 135.24 | Walls:R13+R4 foam,Roof:R38,SlabEdge:R0,Infiltration:Test 3.2 SLA,RadBarrier:No,CoolRoof:No,InsQuality:Yes | Window:0.49 U/0.65 SHGC | AirCond:13/10,ChargeLight:No,AirFlowTest:No,FanEnergyTest:No,MaxCoolCap:No,Furnace:0.92 | Duct:Conditioned Space,DuctTest:Yes | Mass:Std | Dhw:62% EF | E21 | G12 | H08 | D06 | M01 | W02 | 871.8432 | 159.25 | 682.5 | 2109.7365 | 0 | 0 | W134,R38,S0,IY,BN,CN,QY, | G4965, | C1310,LN,AN,FN,CCN,F92, | DC,DTY, | MN, | WY
| 72 | 6356 | 05E05G09H13D05M01W03 | 72 | W130,R30,S0,IN,BN,CN,QN,G3756,C1512,LY,AY,FY,CCY,F92,D8,DTY,MN,WT | 10.23 | 0.84 | 0.65 | 12.73 | 24.45 | 66.8% | 35.18% | 2 | 3832.3467 | 3351.7822 | 0.62222 | 289.1884 | 300.93 | 0.93333 | 223.557 | 149.73 | Walls:R13,Roof:R30,SlabEdge:R0,Infiltration:No,RadBarrier:No,CoolRoof:No,InsQuality:No | Window:0.37 U/0.56 SHGC | AirCond:15/12,ChargeLight:Yes,AirFlowTest:Yes,FanEnergyTest:Yes,MaxCoolCap:Yes,Furnace:0.92 | Duct:R8.0,DuctTest:Yes | Mass:Std | Dhw:84% EF Tankless | E05 | G09 | H13 | D05 | M01 | W03 | 0 | 318.5 | 1774.0625 | 602.2842 | 0 | 1137.5 | W130,R30,S0,IN,BN,CN,QN, | G3756, | C1512,LY,AY,FY,CCY,F92, | D8,DTY, | MN, | WT
| 1451 | 7735 | 05E25G09H13D05M01W03 | 1451 | W130,R30,S0,IN,BN,CN,QN,G3756,C1512,LY,AY,FY,CCY,F92,D8,DTY,MN,WT | 10.23 | 0.84 | 0.65 | 12.73 | 24.45 | 66.8% | 35.18% | 2 | 3832.3467 | 3351.7822 | 0.62222 | 289.1884 | 300.93 | 0.93333 | 223.557 | 149.73 | Walls:R13,Roof:R30,SlabEdge:R0,Infiltration:No,RadBarrier:No,CoolRoof:No,InsQuality:No | Window:0.37 U/0.56 SHGC | AirCond:15/12,ChargeLight:Yes,AirFlowTest:Yes,FanEnergyTest:Yes,MaxCoolCap:Yes,Furnace:0.92 | Duct:R8.0,DuctTest:Yes | Mass:Std | Dhw:84% EF Tankless | E25 | G09 | H13 | D05 | M01 | W03 | 0 | 318.5 | 1774.0625 | 602.2842 | 0 | 1137.5 | W130,R30,S0,IN,BN,CN,QN, | G3756, | C1512,LY,AY,FY,CCY,F92, | D8,DTY, | MN, | WT
| 146 | 6430 | 05E17G10H07D06M01W03 | 146 | W130,R38,S0,IN,BN,CN,QN,G3430,C1310,LN,AN,FN,CCN,F80,DC,DTY,MN,WT | 14.89 | 0.03 | 0.65 | 12.73 | 28.3 | 98.81% | 24.97% | 1 | 3749.4865 | 3268.922 | 0.077778 | 330.208 | 356.16 | 1.4778 | 182.5374 | 94.5 | Walls:R13,Roof:R38,SlabEdge:R0,Infiltration:No,RadBarrier:No,CoolRoof:No,InsQuality:No | Window:0.34 U/0.30 SHGC | AirCond:13/10,ChargeLight:No,AirFlowTest:No,FanEnergyTest:No,MaxCoolCap:No,Furnace:0.8 | Duct:Conditioned Space,DuctTest:Yes | Mass:Std | Dhw:84% EF Tankless | E17 | G10 | H07 | D06 | M01 | W03 | 183.75 | 318.5 | 0 | 2109.7365 | 0 | 1137.5 | W130,R38,S0,IN,BN,CN,QN, | G3430, | C1310,LN,AN,FN,CCN,F80, | DC,DTY, | MN, | WT
| 270 | 6554 | 05E18G09H09D05M01W03 | 270 | W134,R38,S0,IN,BN,CN,QN,G3756,C1310,LN,AN,FN,CCN,F96,D8,DTY,MN,WT | 7.58 | 0.79 | 0.65 | 12.73 | 21.75 | 68.77% | 42.34% | 2 | 3836.6274 | 3356.0629 | 0.7 | 297.3923 | 265.65 | 0.85556 | 215.3531 | 185.01 | Walls:R13+R4 foam,Roof:R38,SlabEdge:R0,Infiltration:No,RadBarrier:No,CoolRoof:No,InsQuality:No | Window:0.37 U/0.56 SHGC | AirCond:13/10,ChargeLight:No,AirFlowTest:No,FanEnergyTest:No,MaxCoolCap:No,Furnace:0.96 | Duct:R8.0,DuctTest:Yes | Mass:Std | Dhw:84% EF Tankless | E18 | G09 | H09 | D05 | M01 | W03 | 413.3432 | 318.5 | 1365 | 602.2842 | 0 | 1137.5 | W134,R38,S0,IN,BN,CN,QN, | G3756, | C1310,LN,AN,FN,CCN,F96, | D8,DTY, | MN, | WT
| 325 | 6609 | 05E18G10H09D05M01W03 | 325 | W134,R38,S0,IN,BN,CN,QN,G3430,C1310,LN,AN,FN,CCN,F96,D8,DTY,MN,WT | 11.67 | 0.01 | 0.65 | 12.73 | 25.06 | 99.6% | 33.56% | 1 | 3836.6274 | 3356.0629 | 0 | 311.7492 | 314.58 | 1.5556 | 200.9962 | 136.08 | Walls:R13+R4 foam,Roof:R38,SlabEdge:R0,Infiltration:No,RadBarrier:No,CoolRoof:No,InsQuality:No | Window:0.34 U/0.30 SHGC | AirCond:13/10,ChargeLight:No,AirFlowTest:No,FanEnergyTest:No,MaxCoolCap:No,Furnace:0.96 | Duct:R8.0,DuctTest:Yes | Mass:Std | Dhw:84% EF Tankless | E18 | G10 | H09 | D05 | M01 | W03 | 413.3432 | 318.5 | 1365 | 602.2842 | 0 | 1137.5 | W134,R38,S0,IN,BN,CN,QN, | G3430, | C1310,LN,AN,FN,CCN,F96, | D8,DTY, | MN, | WT
| 732 | 7016 | 05E20G12H12D07M01W03 | 732 | W134,R38,S0,IY,BN,CN,QN,G4965,C1312,LY,AY,FY,CCY,F92,D6,DTY,MN,WT | 8.17 | 1.15 | 0.65 | 12.73 | 22.7 | 54.55% | 39.82% | 2 | 3841.3451 | 3360.7807 | 0.77778 | 287.1374 | 275.52 | 0.77778 | 225.608 | 175.14 | Walls:R13+R4 foam,Roof:R38,SlabEdge:R0,Infiltration:Test 3.2 SLA,RadBarrier:No,CoolRoof:No,InsQuality:No | Window:0.49 U/0.65 SHGC | AirCond:13/12,ChargeLight:Yes,AirFlowTest:Yes,FanEnergyTest:Yes,MaxCoolCap:Yes,Furnace:0.92 | Duct:R6.0,DuctTest:Yes | Mass:Std | Dhw:84% EF Tankless | E20 | G12 | H12 | D07 | M01 | W03 | 619.8432 | 159.25 | 1444.1875 | 480.5645 | 0 | 1137.5 | W134,R38,S0,IY,BN,CN,QN, | G4965, | C1312,LY,AY,FY,CCY,F92, | D6,DTY, | MN, | WT
| 538 | 6822 | 05E19G12H08D06M01W02 | 538 | W134,R38,S0,IN,BY,CN,QN,G4965,C1310,LN,AN,FN,CCN,F92,DC,DTY,MN,WY | 8.14 | 0.7 | 0.65 | 17.5 | 26.99 | 72.33% | 28.45% | 1 | 3847.1734 | 3366.6089 | 0.62222 | 293.2904 | 339.15 | 0.93333 | 219.455 | 111.51 | Walls:R13+R4 foam,Roof:R38,SlabEdge:R0,Infiltration:No,RadBarrier:Yes,CoolRoof:No,InsQuality:No | Window:0.49 U/0.65 SHGC | AirCond:13/10,ChargeLight:No,AirFlowTest:No,FanEnergyTest:No,MaxCoolCap:No,Furnace:0.92 | Duct:Conditioned Space,DuctTest:Yes | Mass:Std | Dhw:62% EF | E19 | G12 | H08 | D06 | M01 | W02 | 895.6869 | 159.25 | 682.5 | 2109.7365 | 0 | 0 | W134,R38,S0,IN,BY,CN,QN, | G4965, | C1310,LN,AN,FN,CCN,F92, | DC,DTY, | MN, | WY
| 1549 | 7833 | 05E25G12H11D06M01W03 | 1549 | W130,R30,S0,IN,BN,CN,QN,G4965,C1312,LY,AN,FN,CCN,F80,DC,DTY,MN,WT | 11.55 | 1.68 | 0.65 | 12.73 | 26.61 | 33.6% | 29.45% | 1 | 3856.2365 | 3375.672 | 1.1667 | 395.8394 | 315 | 0.38889 | 116.9059 | 135.66 | Walls:R13,Roof:R30,SlabEdge:R0,Infiltration:No,RadBarrier:No,CoolRoof:No,InsQuality:No | Window:0.49 U/0.65 SHGC | AirCond:13/12,ChargeLight:Yes,AirFlowTest:No,FanEnergyTest:No,MaxCoolCap:No,Furnace:0.8 | Duct:Conditioned Space,DuctTest:Yes | Mass:Std | Dhw:84% EF Tankless | E25 | G12 | H11 | D06 | M01 | W03 | 0 | 159.25 | 449.75 | 2109.7365 | 0 | 1137.5 | W130,R30,S0,IN,BN,CN,QN, | G4965, | C1312,LY,AN,FN,CCN,F80, | DC,DTY, | MN, | WT
| 241 | 6525 | 05E17G12H13D05M01W03 | 241 | W130,R38,S0,IN,BN,CN,QN,G4965,C1512,LY,AY,FY,CCY,F92,D8,DTY,MN,WT | 10.58 | 1.22 | 0.65 | 12.73 | 25.18 | 51.78% | 33.24% | 1 | 3856.8467 | 3376.2822 | 0.85556 | 319.9531 | 305.34 | 0.7 | 192.7923 | 145.32 | Walls:R13,Roof:R38,SlabEdge:R0,Infiltration:No,RadBarrier:No,CoolRoof:No,InsQuality:No | Window:0.49 U/0.65 SHGC | AirCond:15/12,ChargeLight:Yes,AirFlowTest:Yes,FanEnergyTest:Yes,MaxCoolCap:Yes,Furnace:0.92 | Duct:R8.0,DuctTest:Yes | Mass:Std | Dhw:84% EF Tankless | E17 | G12 | H13 | D05 | M01 | W03 | 183.75 | 159.25 | 1774.0625 | 602.2842 | 0 | 1137.5 | W130,R38,S0,IN,BN,CN,QN, | G4965, | C1512,LY,AY,FY,CCY,F92, | D8,DTY, | MN, | WT
| 1047 | 7331 | 05E22G12H10D07M01W02 | 1047 | W134,R49,S0,IY,BY,CY,QY,G4965,C1311,LY,AN,FN,CCN,F80,D6,DTY,MN,WY | 8.05 | 0.63 | 0.65 | 17.5 | 26.83 | 75.1% | 28.87% | 1 | 3870.0014 | 3389.4369 | 0.54444 | 268.6786 | 338.94 | 1.0111 | 244.0668 | 111.72 | Walls:R13+R4 foam,Roof:R49,SlabEdge:R0,Infiltration:Test 3.2 SLA,RadBarrier:Yes,CoolRoof:Yes,InsQuality:Yes | Window:0.49 U/0.65 SHGC | AirCond:13/11,ChargeLight:Yes,AirFlowTest:No,FanEnergyTest:No,MaxCoolCap:No,Furnace:0.8 | Duct:R6.0,DuctTest:Yes | Mass:Std | Dhw:62% EF | E22 | G12 | H10 | D07 | M01 | W02 | 3007.9369 | 159.25 | 222.25 | 480.5645 | 0 | 0 | W134,R49,S0,IY,BY,CY,QY, | G4965, | C1311,LY,AN,FN,CCN,F80, | D6,DTY, | MN, | WY
| 710 | 6994 | 05E20G12H09D05M01W03 | 710 | W134,R38,S0,IY,BN,CN,QN,G4965,C1310,LN,AN,FN,CCN,F96,D8,DTY,MN,WT | 7.78 | 1.43 | 0.65 | 12.73 | 22.59 | 43.48% | 40.11% | 2 | 3883.8774 | 3403.3129 | 1.0111 | 342.5139 | 267.96 | 0.54444 | 170.2315 | 182.7 | Walls:R13+R4 foam,Roof:R38,SlabEdge:R0,Infiltration:Test 3.2 SLA,RadBarrier:No,CoolRoof:No,InsQuality:No | Window:0.49 U/0.65 SHGC | AirCond:13/10,ChargeLight:No,AirFlowTest:No,FanEnergyTest:No,MaxCoolCap:No,Furnace:0.96 | Duct:R8.0,DuctTest:Yes | Mass:Std | Dhw:84% EF Tankless | E20 | G12 | H09 | D05 | M01 | W03 | 619.8432 | 159.25 | 1365 | 602.2842 | 0 | 1137.5 | W134,R38,S0,IY,BN,CN,QN, | G4965, | C1310,LN,AN,FN,CCN,F96, | D8,DTY, | MN, | WT
| 133 | 6417 | 05E17G09H13D07M01W03 | 133 | W130,R38,S0,IN,BN,CN,QN,G3756,C1512,LY,AY,FY,CCY,F92,D6,DTY,MN,WT | 10.12 | 0.74 | 0.65 | 12.73 | 24.24 | 70.75% | 35.74% | 2 | 3894.377 | 3413.8125 | 0.62222 | 280.9845 | 299.67 | 0.93333 | 231.7609 | 150.99 | Walls:R13,Roof:R38,SlabEdge:R0,Infiltration:No,RadBarrier:No,CoolRoof:No,InsQuality:No | Window:0.37 U/0.56 SHGC | AirCond:15/12,ChargeLight:Yes,AirFlowTest:Yes,FanEnergyTest:Yes,MaxCoolCap:Yes,Furnace:0.92 | Duct:R6.0,DuctTest:Yes | Mass:Std | Dhw:84% EF Tankless | E17 | G09 | H13 | D07 | M01 | W03 | 183.75 | 318.5 | 1774.0625 | 480.5645 | 0 | 1137.5 | W130,R38,S0,IN,BN,CN,QN, | G3756, | C1512,LY,AY,FY,CCY,F92, | D6,DTY, | MN, | WT
| 188 | 6472 | 05E17G10H13D07M01W03 | 188 | W130,R38,S0,IN,BN,CN,QN,G3430,C1512,LY,AY,FY,CCY,F92,D6,DTY,MN,WT | 14.46 | 0.02 | 0.65 | 12.73 | 27.86 | 99.21% | 26.14% | 1 | 3894.377 | 3413.8125 | 0.077778 | 287.1374 | 353.64 | 1.4778 | 225.608 | 97.02 | Walls:R13,Roof:R38,SlabEdge:R0,Infiltration:No,RadBarrier:No,CoolRoof:No,InsQuality:No | Window:0.34 U/0.30 SHGC | AirCond:15/12,ChargeLight:Yes,AirFlowTest:Yes,FanEnergyTest:Yes,MaxCoolCap:Yes,Furnace:0.92 | Duct:R6.0,DuctTest:Yes | Mass:Std | Dhw:84% EF Tankless | E17 | G10 | H13 | D07 | M01 | W03 | 183.75 | 318.5 | 1774.0625 | 480.5645 | 0 | 1137.5 | W130,R38,S0,IN,BN,CN,QN, | G3430, | C1512,LY,AY,FY,CCY,F92, | D6,DTY, | MN, | WT
| 290 | 6574 | 05E18G09H12D05M01W03 | 290 | W134,R38,S0,IN,BN,CN,QN,G3756,C1312,LY,AY,FY,CCY,F92,D8,DTY,MN,WT | 7.79 | 0.61 | 0.65 | 12.73 | 21.78 | 75.89% | 42.26% | 2 | 3915.8149 | 3435.2504 | 0.54444 | 244.0668 | 270.9 | 1.0111 | 268.6786 | 179.76 | Walls:R13+R4 foam,Roof:R38,SlabEdge:R0,Infiltration:No,RadBarrier:No,CoolRoof:No,InsQuality:No | Window:0.37 U/0.56 SHGC | AirCond:13/12,ChargeLight:Yes,AirFlowTest:Yes,FanEnergyTest:Yes,MaxCoolCap:Yes,Furnace:0.92 | Duct:R8.0,DuctTest:Yes | Mass:Std | Dhw:84% EF Tankless | E18 | G09 | H12 | D05 | M01 | W03 | 413.3432 | 318.5 | 1444.1875 | 602.2842 | 0 | 1137.5 | W134,R38,S0,IN,BN,CN,QN, | G3756, | C1312,LY,AY,FY,CCY,F92, | D8,DTY, | MN, | WT
| 345 | 6629 | 05E18G10H12D05M01W03 | 345 | W134,R38,S0,IN,BN,CN,QN,G3430,C1312,LY,AY,FY,CCY,F92,D8,DTY,MN,WT | 11.97 | 0.01 | 0.65 | 12.73 | 25.36 | 99.6% | 32.77% | 1 | 3915.8149 | 3435.2504 | 0 | 254.3217 | 322.77 | 1.5556 | 258.4237 | 127.89 | Walls:R13+R4 foam,Roof:R38,SlabEdge:R0,Infiltration:No,RadBarrier:No,CoolRoof:No,InsQuality:No | Window:0.34 U/0.30 SHGC | AirCond:13/12,ChargeLight:Yes,AirFlowTest:Yes,FanEnergyTest:Yes,MaxCoolCap:Yes,Furnace:0.92 | Duct:R8.0,DuctTest:Yes | Mass:Std | Dhw:84% EF Tankless | E18 | G10 | H12 | D05 | M01 | W03 | 413.3432 | 318.5 | 1444.1875 | 602.2842 | 0 | 1137.5 | W134,R38,S0,IN,BN,CN,QN, | G3430, | C1312,LY,AY,FY,CCY,F92, | D8,DTY, | MN, | WT
| 602 | 6886 | 05E20G09H09D07M01W03 | 602 | W134,R38,S0,IY,BN,CN,QN,G3756,C1310,LN,AN,FN,CCN,F96,D6,DTY,MN,WT | 7.34 | 0.83 | 0.65 | 12.73 | 21.55 | 67.19% | 42.87% | 2 | 3921.4076 | 3440.8432 | 0.7 | 293.2904 | 262.71 | 0.85556 | 219.455 | 187.95 | Walls:R13+R4 foam,Roof:R38,SlabEdge:R0,Infiltration:Test 3.2 SLA,RadBarrier:No,CoolRoof:No,InsQuality:No | Window:0.37 U/0.56 SHGC | AirCond:13/10,ChargeLight:No,AirFlowTest:No,FanEnergyTest:No,MaxCoolCap:No,Furnace:0.96 | Duct:R6.0,DuctTest:Yes | Mass:Std | Dhw:84% EF Tankless | E20 | G09 | H09 | D07 | M01 | W03 | 619.8432 | 318.5 | 1365 | 480.5645 | 0 | 1137.5 | W134,R38,S0,IY,BN,CN,QN, | G3756, | C1310,LN,AN,FN,CCN,F96, | D6,DTY, | MN, | WT
| 657 | 6941 | 05E20G10H09D07M01W03 | 657 | W134,R38,S0,IY,BN,CN,QN,G3430,C1310,LN,AN,FN,CCN,F96,D6,DTY,MN,WT | 11.45 | 0.01 | 0.65 | 12.73 | 24.84 | 99.6% | 34.15% | 1 | 3921.4076 | 3440.8432 | 0 | 307.6472 | 312.06 | 1.5556 | 205.0982 | 138.6 | Walls:R13+R4 foam,Roof:R38,SlabEdge:R0,Infiltration:Test 3.2 SLA,RadBarrier:No,CoolRoof:No,InsQuality:No | Window:0.34 U/0.30 SHGC | AirCond:13/10,ChargeLight:No,AirFlowTest:No,FanEnergyTest:No,MaxCoolCap:No,Furnace:0.96 | Duct:R6.0,DuctTest:Yes | Mass:Std | Dhw:84% EF Tankless | E20 | G10 | H09 | D07 | M01 | W03 | 619.8432 | 318.5 | 1365 | 480.5645 | 0 | 1137.5 | W134,R38,S0,IY,BN,CN,QN, | G3430, | C1310,LN,AN,FN,CCN,F96, | D6,DTY, | MN, | WT
| 913 | 7197 | 05E22G09H07D05M01W02 | 913 | W134,R49,S0,IY,BY,CY,QY,G3756,C1310,LN,AN,FN,CCN,F80,D8,DTY,MN,WY | 7.21 | 0.28 | 0.65 | 17.5 | 25.64 | 88.93% | 32.03% | 1 | 3928.7211 | 3448.1567 | 0.31111 | 231.7609 | 328.86 | 1.2444 | 280.9845 | 121.8 | Walls:R13+R4 foam,Roof:R49,SlabEdge:R0,Infiltration:Test 3.2 SLA,RadBarrier:Yes,CoolRoof:Yes,InsQuality:Yes | Window:0.37 U/0.56 SHGC | AirCond:13/10,ChargeLight:No,AirFlowTest:No,FanEnergyTest:No,MaxCoolCap:No,Furnace:0.8 | Duct:R8.0,DuctTest:Yes | Mass:Std | Dhw:62% EF | E22 | G09 | H07 | D05 | M01 | W02 | 3007.9369 | 318.5 | 0 | 602.2842 | 0 | 0 | W134,R49,S0,IY,BY,CY,QY, | G3756, | C1310,LN,AN,FN,CCN,F80, | D8,DTY, | MN, | WY
| 968 | 7252 | 05E22G10H07D05M01W02 | 968 | W134,R49,S0,IY,BY,CY,QY,G3430,C1310,LN,AN,FN,CCN,F80,D8,DTY,MN,WY | 12.3 | 0 | 0.65 | 17.5 | 30.45 | 100% | 19.27% | 1 | 3928.7211 | 3448.1567 | 0 | 287.1374 | 391.02 | 1.5556 | 225.608 | 59.64 | Walls:R13+R4 foam,Roof:R49,SlabEdge:R0,Infiltration:Test 3.2 SLA,RadBarrier:Yes,CoolRoof:Yes,InsQuality:Yes | Window:0.34 U/0.30 SHGC | AirCond:13/10,ChargeLight:No,AirFlowTest:No,FanEnergyTest:No,MaxCoolCap:No,Furnace:0.8 | Duct:R8.0,DuctTest:Yes | Mass:Std | Dhw:62% EF | E22 | G10 | H07 | D05 | M01 | W02 | 3007.9369 | 318.5 | 0 | 602.2842 | 0 | 0 | W134,R49,S0,IY,BY,CY,QY, | G3430, | C1310,LN,AN,FN,CCN,F80, | D8,DTY, | MN, | WY
| 730 | 7014 | 05E20G12H12D05M01W03 | 730 | W134,R38,S0,IY,BN,CN,QN,G4965,C1312,LY,AY,FY,CCY,F92,D8,DTY,MN,WT | 7.99 | 1.11 | 0.65 | 12.73 | 22.48 | 56.13% | 40.4% | 2 | 3963.0649 | 3482.5004 | 0.77778 | 280.9845 | 273.42 | 0.77778 | 231.7609 | 177.24 | Walls:R13+R4 foam,Roof:R38,SlabEdge:R0,Infiltration:Test 3.2 SLA,RadBarrier:No,CoolRoof:No,InsQuality:No | Window:0.49 U/0.65 SHGC | AirCond:13/12,ChargeLight:Yes,AirFlowTest:Yes,FanEnergyTest:Yes,MaxCoolCap:Yes,Furnace:0.92 | Duct:R8.0,DuctTest:Yes | Mass:Std | Dhw:84% EF Tankless | E20 | G12 | H12 | D05 | M01 | W03 | 619.8432 | 159.25 | 1444.1875 | 602.2842 | 0 | 1137.5 | W134,R38,S0,IY,BN,CN,QN, | G4965, | C1312,LY,AY,FY,CCY,F92, | D8,DTY, | MN, | WT
| 408 | 6692 | 05E18G12H13D07M01W03 | 408 | W134,R38,S0,IN,BN,CN,QN,G4965,C1512,LY,AY,FY,CCY,F92,D6,DTY,MN,WT | 8.61 | 1.01 | 0.65 | 12.73 | 23 | 60.08% | 39.02% | 2 | 3964.7201 | 3484.1557 | 0.7 | 278.9335 | 280.98 | 0.85556 | 233.8119 | 169.68 | Walls:R13+R4 foam,Roof:R38,SlabEdge:R0,Infiltration:No,RadBarrier:No,CoolRoof:No,InsQuality:No | Window:0.49 U/0.65 SHGC | AirCond:15/12,ChargeLight:Yes,AirFlowTest:Yes,FanEnergyTest:Yes,MaxCoolCap:Yes,Furnace:0.92 | Duct:R6.0,DuctTest:Yes | Mass:Std | Dhw:84% EF Tankless | E18 | G12 | H13 | D07 | M01 | W03 | 413.3432 | 159.25 | 1774.0625 | 480.5645 | 0 | 1137.5 | W134,R38,S0,IN,BN,CN,QN, | G4965, | C1512,LY,AY,FY,CCY,F92, | D6,DTY, | MN, | WT
| 256 | 6540 | 05E18G09H07D06M01W03 | 256 | W134,R38,S0,IN,BN,CN,QN,G3756,C1310,LN,AN,FN,CCN,F80,DC,DTY,MN,WT | 8.1 | 0.69 | 0.65 | 12.73 | 22.17 | 72.73% | 41.22% | 2 | 3979.0796 | 3498.5151 | 0.62222 | 274.8315 | 273.21 | 0.93333 | 237.9139 | 177.45 | Walls:R13+R4 foam,Roof:R38,SlabEdge:R0,Infiltration:No,RadBarrier:No,CoolRoof:No,InsQuality:No | Window:0.37 U/0.56 SHGC | AirCond:13/10,ChargeLight:No,AirFlowTest:No,FanEnergyTest:No,MaxCoolCap:No,Furnace:0.8 | Duct:Conditioned Space,DuctTest:Yes | Mass:Std | Dhw:84% EF Tankless | E18 | G09 | H07 | D06 | M01 | W03 | 413.3432 | 318.5 | 0 | 2109.7365 | 0 | 1137.5 | W134,R38,S0,IN,BN,CN,QN, | G3756, | C1310,LN,AN,FN,CCN,F80, | DC,DTY, | MN, | WT
| 311 | 6595 | 05E18G10H07D06M01W03 | 311 | W134,R38,S0,IN,BN,CN,QN,G3430,C1310,LN,AN,FN,CCN,F80,DC,DTY,MN,WT | 12.48 | 0.01 | 0.65 | 12.73 | 25.87 | 99.6% | 31.42% | 1 | 3979.0796 | 3498.5151 | 0 | 293.2904 | 326.97 | 1.5556 | 219.455 | 123.69 | Walls:R13+R4 foam,Roof:R38,SlabEdge:R0,Infiltration:No,RadBarrier:No,CoolRoof:No,InsQuality:No | Window:0.34 U/0.30 SHGC | AirCond:13/10,ChargeLight:No,AirFlowTest:No,FanEnergyTest:No,MaxCoolCap:No,Furnace:0.8 | Duct:Conditioned Space,DuctTest:Yes | Mass:Std | Dhw:84% EF Tankless | E18 | G10 | H07 | D06 | M01 | W03 | 413.3432 | 318.5 | 0 | 2109.7365 | 0 | 1137.5 | W134,R38,S0,IN,BN,CN,QN, | G3430, | C1310,LN,AN,FN,CCN,F80, | DC,DTY, | MN, | WT
| 758 | 7042 | 05E21G09H08D06M01W02 | 758 | W134,R38,S0,IY,BN,CN,QY,G3756,C1310,LN,AN,FN,CCN,F92,DC,DTY,MN,WY | 5.57 | 0.65 | 0.65 | 17.5 | 24.37 | 74.31% | 35.39% | 2 | 3982.5796 | 3502.0151 | 0.54444 | 246.1178 | 308.28 | 1.0111 | 266.6276 | 142.38 | Walls:R13+R4 foam,Roof:R38,SlabEdge:R0,Infiltration:Test 3.2 SLA,RadBarrier:No,CoolRoof:No,InsQuality:Yes | Window:0.37 U/0.56 SHGC | AirCond:13/10,ChargeLight:No,AirFlowTest:No,FanEnergyTest:No,MaxCoolCap:No,Furnace:0.92 | Duct:Conditioned Space,DuctTest:Yes | Mass:Std | Dhw:62% EF | E21 | G09 | H08 | D06 | M01 | W02 | 871.8432 | 318.5 | 682.5 | 2109.7365 | 0 | 0 | W134,R38,S0,IY,BN,CN,QY, | G3756, | C1310,LN,AN,FN,CCN,F92, | DC,DTY, | MN, | WY
| 21 | 6305 | 05E05G09H08D05M01W03 | 21 | W130,R30,S0,IN,BN,CN,QN,G3756,C1310,LN,AN,FN,CCN,F92,D8,DTY,MN,WT | 10.36 | 1.23 | 0.65 | 12.73 | 24.97 | 51.38% | 33.8% | 1 | 2740.7842 | 2260.2197 | 0.93333 | 367.1257 | 299.25 | 0.62222 | 145.6197 | 151.41 | Walls:R13,Roof:R30,SlabEdge:R0,Infiltration:No,RadBarrier:No,CoolRoof:No,InsQuality:No | Window:0.37 U/0.56 SHGC | AirCond:13/10,ChargeLight:No,AirFlowTest:No,FanEnergyTest:No,MaxCoolCap:No,Furnace:0.92 | Duct:R8.0,DuctTest:Yes | Mass:Std | Dhw:84% EF Tankless | E05 | G09 | H08 | D05 | M01 | W03 | 0 | 318.5 | 682.5 | 602.2842 | 0 | 1137.5 | W130,R30,S0,IN,BN,CN,QN, | G3756, | C1310,LN,AN,FN,CCN,F92, | D8,DTY, | MN, | WT
| 1045 | 7329 | 05E22G12H10D05M01W02 | 1045 | W134,R49,S0,IY,BY,CY,QY,G4965,C1311,LY,AN,FN,CCN,F80,D8,DTY,MN,WY | 7.85 | 0.62 | 0.65 | 17.5 | 26.62 | 75.49% | 29.43% | 1 | 3991.7211 | 3511.1567 | 0.54444 | 264.5766 | 336.63 | 1.0111 | 248.1688 | 114.03 | Walls:R13+R4 foam,Roof:R49,SlabEdge:R0,Infiltration:Test 3.2 SLA,RadBarrier:Yes,CoolRoof:Yes,InsQuality:Yes | Window:0.49 U/0.65 SHGC | AirCond:13/11,ChargeLight:Yes,AirFlowTest:No,FanEnergyTest:No,MaxCoolCap:No,Furnace:0.8 | Duct:R8.0,DuctTest:Yes | Mass:Std | Dhw:62% EF | E22 | G12 | H10 | D05 | M01 | W02 | 3007.9369 | 159.25 | 222.25 | 602.2842 | 0 | 0 | W134,R49,S0,IY,BY,CY,QY, | G4965, | C1311,LY,AN,FN,CCN,F80, | D8,DTY, | MN, | WY
| 622 | 6906 | 05E20G09H12D07M01W03 | 622 | W134,R38,S0,IY,BN,CN,QN,G3756,C1312,LY,AY,FY,CCY,F92,D6,DTY,MN,WT | 7.53 | 0.65 | 0.65 | 12.73 | 21.56 | 74.31% | 42.84% | 2 | 4000.5951 | 3520.0307 | 0.54444 | 244.0668 | 267.75 | 1.0111 | 268.6786 | 182.91 | Walls:R13+R4 foam,Roof:R38,SlabEdge:R0,Infiltration:Test 3.2 SLA,RadBarrier:No,CoolRoof:No,InsQuality:No | Window:0.37 U/0.56 SHGC | AirCond:13/12,ChargeLight:Yes,AirFlowTest:Yes,FanEnergyTest:Yes,MaxCoolCap:Yes,Furnace:0.92 | Duct:R6.0,DuctTest:Yes | Mass:Std | Dhw:84% EF Tankless | E20 | G09 | H12 | D07 | M01 | W03 | 619.8432 | 318.5 | 1444.1875 | 480.5645 | 0 | 1137.5 | W134,R38,S0,IY,BN,CN,QN, | G3756, | C1312,LY,AY,FY,CCY,F92, | D6,DTY, | MN, | WT
| 677 | 6961 | 05E20G10H12D07M01W03 | 677 | W134,R38,S0,IY,BN,CN,QN,G3430,C1312,LY,AY,FY,CCY,F92,D6,DTY,MN,WT | 11.74 | 0.01 | 0.65 | 12.73 | 25.13 | 99.6% | 33.38% | 1 | 4000.5951 | 3520.0307 | 0 | 248.1688 | 320.04 | 1.5556 | 264.5766 | 130.62 | Walls:R13+R4 foam,Roof:R38,SlabEdge:R0,Infiltration:Test 3.2 SLA,RadBarrier:No,CoolRoof:No,InsQuality:No | Window:0.34 U/0.30 SHGC | AirCond:13/12,ChargeLight:Yes,AirFlowTest:Yes,FanEnergyTest:Yes,MaxCoolCap:Yes,Furnace:0.92 | Duct:R6.0,DuctTest:Yes | Mass:Std | Dhw:84% EF Tankless | E20 | G10 | H12 | D07 | M01 | W03 | 619.8432 | 318.5 | 1444.1875 | 480.5645 | 0 | 1137.5 | W134,R38,S0,IY,BN,CN,QN, | G3430, | C1312,LY,AY,FY,CCY,F92, | D6,DTY, | MN, | WT
| 428 | 6712 | 05E19G09H08D06M01W02 | 428 | W134,R38,S0,IN,BY,CN,QN,G3756,C1310,LN,AN,FN,CCN,F92,DC,DTY,MN,WY | 7.56 | 0.3 | 0.65 | 17.5 | 26.01 | 88.14% | 31.04% | 1 | 4006.4234 | 3525.8589 | 0.38889 | 254.3217 | 332.22 | 1.1667 | 258.4237 | 118.44 | Walls:R13+R4 foam,Roof:R38,SlabEdge:R0,Infiltration:No,RadBarrier:Yes,CoolRoof:No,InsQuality:No | Window:0.37 U/0.56 SHGC | AirCond:13/10,ChargeLight:No,AirFlowTest:No,FanEnergyTest:No,MaxCoolCap:No,Furnace:0.92 | Duct:Conditioned Space,DuctTest:Yes | Mass:Std | Dhw:62% EF | E19 | G09 | H08 | D06 | M01 | W02 | 895.6869 | 318.5 | 682.5 | 2109.7365 | 0 | 0 | W134,R38,S0,IN,BY,CN,QN, | G3756, | C1310,LN,AN,FN,CCN,F92, | DC,DTY, | MN, | WY
| 483 | 6767 | 05E19G10H08D06M01W02 | 483 | W134,R38,S0,IN,BY,CN,QN,G3430,C1310,LN,AN,FN,CCN,F92,DC,DTY,MN,WY | 11.76 | 0 | 0.65 | 17.5 | 29.91 | 100% | 20.71% | 1 | 4006.4234 | 3525.8589 | 0 | 305.5962 | 383.25 | 1.5556 | 207.1491 | 67.41 | Walls:R13+R4 foam,Roof:R38,SlabEdge:R0,Infiltration:No,RadBarrier:Yes,CoolRoof:No,InsQuality:No | Window:0.34 U/0.30 SHGC | AirCond:13/10,ChargeLight:No,AirFlowTest:No,FanEnergyTest:No,MaxCoolCap:No,Furnace:0.92 | Duct:Conditioned Space,DuctTest:Yes | Mass:Std | Dhw:62% EF | E19 | G10 | H08 | D06 | M01 | W02 | 895.6869 | 318.5 | 682.5 | 2109.7365 | 0 | 0 | W134,R38,S0,IN,BY,CN,QN, | G3430, | C1310,LN,AN,FN,CCN,F92, | DC,DTY, | MN, | WY
| 877 | 7161 | 05E21G12H09D07M01W03 | 877 | W134,R38,S0,IY,BN,CN,QY,G4965,C1310,LN,AN,FN,CCN,F96,D6,DTY,MN,WT | 6.76 | 1.39 | 0.65 | 12.73 | 21.53 | 45.06% | 42.92% | 2 | 4014.1576 | 3533.5932 | 1.0111 | 322.0041 | 255.78 | 0.54444 | 190.7413 | 194.88 | Walls:R13+R4 foam,Roof:R38,SlabEdge:R0,Infiltration:Test 3.2 SLA,RadBarrier:No,CoolRoof:No,InsQuality:Yes | Window:0.49 U/0.65 SHGC | AirCond:13/10,ChargeLight:No,AirFlowTest:No,FanEnergyTest:No,MaxCoolCap:No,Furnace:0.96 | Duct:R6.0,DuctTest:Yes | Mass:Std | Dhw:84% EF Tankless | E21 | G12 | H09 | D07 | M01 | W03 | 871.8432 | 159.25 | 1365 | 480.5645 | 0 | 1137.5 | W134,R38,S0,IY,BN,CN,QY, | G4965, | C1310,LN,AN,FN,CCN,F96, | D6,DTY, | MN, | WT
| 54 | 6338 | 05E05G09H11D06M01W03 | 54 | W130,R30,S0,IN,BN,CN,QN,G3756,C1312,LY,AN,FN,CCN,F80,DC,DTY,MN,WT | 10.76 | 1.01 | 0.65 | 12.73 | 25.15 | 60.08% | 33.32% | 1 | 4015.4865 | 3534.922 | 0.77778 | 336.361 | 305.55 | 0.77778 | 176.3844 | 145.11 | Walls:R13,Roof:R30,SlabEdge:R0,Infiltration:No,RadBarrier:No,CoolRoof:No,InsQuality:No | Window:0.37 U/0.56 SHGC | AirCond:13/12,ChargeLight:Yes,AirFlowTest:No,FanEnergyTest:No,MaxCoolCap:No,Furnace:0.8 | Duct:Conditioned Space,DuctTest:Yes | Mass:Std | Dhw:84% EF Tankless | E05 | G09 | H11 | D06 | M01 | W03 | 0 | 318.5 | 449.75 | 2109.7365 | 0 | 1137.5 | W130,R30,S0,IN,BN,CN,QN, | G3756, | C1312,LY,AN,FN,CCN,F80, | DC,DTY, | MN, | WT
| 1439 | 7723 | 05E25G09H11D06M01W03 | 1439 | W130,R30,S0,IN,BN,CN,QN,G3756,C1312,LY,AN,FN,CCN,F80,DC,DTY,MN,WT | 10.76 | 1.01 | 0.65 | 12.73 | 25.15 | 60.08% | 33.32% | 1 | 4015.4865 | 3534.922 | 0.77778 | 336.361 | 305.55 | 0.77778 | 176.3844 | 145.11 | Walls:R13,Roof:R30,SlabEdge:R0,Infiltration:No,RadBarrier:No,CoolRoof:No,InsQuality:No | Window:0.37 U/0.56 SHGC | AirCond:13/12,ChargeLight:Yes,AirFlowTest:No,FanEnergyTest:No,MaxCoolCap:No,Furnace:0.8 | Duct:Conditioned Space,DuctTest:Yes | Mass:Std | Dhw:84% EF Tankless | E25 | G09 | H11 | D06 | M01 | W03 | 0 | 318.5 | 449.75 | 2109.7365 | 0 | 1137.5 | W130,R30,S0,IN,BN,CN,QN, | G3756, | C1312,LY,AN,FN,CCN,F80, | DC,DTY, | MN, | WT
| 1494 | 7778 | 05E25G10H11D06M01W03 | 1494 | W130,R30,S0,IN,BN,CN,QN,G3430,C1312,LY,AN,FN,CCN,F80,DC,DTY,MN,WT | 15.19 | 0.03 | 0.65 | 12.73 | 28.6 | 98.81% | 24.18% | 1 | 4015.4865 | 3534.922 | 0.15556 | 334.31 | 359.94 | 1.4 | 178.4354 | 90.72 | Walls:R13,Roof:R30,SlabEdge:R0,Infiltration:No,RadBarrier:No,CoolRoof:No,InsQuality:No | Window:0.34 U/0.30 SHGC | AirCond:13/12,ChargeLight:Yes,AirFlowTest:No,FanEnergyTest:No,MaxCoolCap:No,Furnace:0.8 | Duct:Conditioned Space,DuctTest:Yes | Mass:Std | Dhw:84% EF Tankless | E25 | G10 | H11 | D06 | M01 | W03 | 0 | 318.5 | 449.75 | 2109.7365 | 0 | 1137.5 | W130,R30,S0,IN,BN,CN,QN, | G3430, | C1312,LY,AN,FN,CCN,F80, | DC,DTY, | MN, | WT
| 131 | 6415 | 05E17G09H13D05M01W03 | 131 | W130,R38,S0,IN,BN,CN,QN,G3756,C1512,LY,AY,FY,CCY,F92,D8,DTY,MN,WT | 9.9 | 0.71 | 0.65 | 12.73 | 23.99 | 71.94% | 36.4% | 2 | 4016.0967 | 3535.5322 | 0.62222 | 276.8825 | 296.94 | 0.93333 | 235.8629 | 153.72 | Walls:R13,Roof:R38,SlabEdge:R0,Infiltration:No,RadBarrier:No,CoolRoof:No,InsQuality:No | Window:0.37 U/0.56 SHGC | AirCond:15/12,ChargeLight:Yes,AirFlowTest:Yes,FanEnergyTest:Yes,MaxCoolCap:Yes,Furnace:0.92 | Duct:R8.0,DuctTest:Yes | Mass:Std | Dhw:84% EF Tankless | E17 | G09 | H13 | D05 | M01 | W03 | 183.75 | 318.5 | 1774.0625 | 602.2842 | 0 | 1137.5 | W130,R38,S0,IN,BN,CN,QN, | G3756, | C1512,LY,AY,FY,CCY,F92, | D8,DTY, | MN, | WT
| 186 | 6470 | 05E17G10H13D05M01W03 | 186 | W130,R38,S0,IN,BN,CN,QN,G3430,C1512,LY,AY,FY,CCY,F92,D8,DTY,MN,WT | 14.16 | 0.02 | 0.65 | 12.73 | 27.56 | 99.21% | 26.94% | 1 | 4016.0967 | 3535.5322 | 0.077778 | 283.0355 | 350.07 | 1.4778 | 229.7099 | 100.59 | Walls:R13,Roof:R38,SlabEdge:R0,Infiltration:No,RadBarrier:No,CoolRoof:No,InsQuality:No | Window:0.34 U/0.30 SHGC | AirCond:15/12,ChargeLight:Yes,AirFlowTest:Yes,FanEnergyTest:Yes,MaxCoolCap:Yes,Furnace:0.92 | Duct:R8.0,DuctTest:Yes | Mass:Std | Dhw:84% EF Tankless | E17 | G10 | H13 | D05 | M01 | W03 | 183.75 | 318.5 | 1774.0625 | 602.2842 | 0 | 1137.5 | W130,R38,S0,IN,BN,CN,QN, | G3430, | C1512,LY,AY,FY,CCY,F92, | D8,DTY, | MN, | WT
| 696 | 6980 | 05E20G12H07D06M01W03 | 696 | W134,R38,S0,IY,BN,CN,QN,G4965,C1310,LN,AN,FN,CCN,F80,DC,DTY,MN,WT | 8.33 | 1.25 | 0.65 | 12.73 | 22.96 | 50.59% | 39.13% | 2 | 4026.3296 | 3545.7651 | 0.93333 | 317.9021 | 275.94 | 0.62222 | 194.8432 | 174.72 | Walls:R13+R4 foam,Roof:R38,SlabEdge:R0,Infiltration:Test 3.2 SLA,RadBarrier:No,CoolRoof:No,InsQuality:No | Window:0.49 U/0.65 SHGC | AirCond:13/10,ChargeLight:No,AirFlowTest:No,FanEnergyTest:No,MaxCoolCap:No,Furnace:0.8 | Duct:Conditioned Space,DuctTest:Yes | Mass:Std | Dhw:84% EF Tankless | E20 | G12 | H07 | D06 | M01 | W03 | 619.8432 | 159.25 | 0 | 2109.7365 | 0 | 1137.5 | W134,R38,S0,IY,BN,CN,QN, | G4965, | C1310,LN,AN,FN,CCN,F80, | DC,DTY, | MN, | WT
| 937 | 7221 | 05E22G09H10D07M01W02 | 937 | W134,R49,S0,IY,BY,CY,QY,G3756,C1311,LY,AN,FN,CCN,F80,D6,DTY,MN,WY | 7.4 | 0.26 | 0.65 | 17.5 | 25.81 | 89.72% | 31.57% | 1 | 4029.2514 | 3548.6869 | 0.31111 | 231.7609 | 330.96 | 1.2444 | 280.9845 | 119.7 | Walls:R13+R4 foam,Roof:R49,SlabEdge:R0,Infiltration:Test 3.2 SLA,RadBarrier:Yes,CoolRoof:Yes,InsQuality:Yes | Window:0.37 U/0.56 SHGC | AirCond:13/11,ChargeLight:Yes,AirFlowTest:No,FanEnergyTest:No,MaxCoolCap:No,Furnace:0.8 | Duct:R6.0,DuctTest:Yes | Mass:Std | Dhw:62% EF | E22 | G09 | H10 | D07 | M01 | W02 | 3007.9369 | 318.5 | 222.25 | 480.5645 | 0 | 0 | W134,R49,S0,IY,BY,CY,QY, | G3756, | C1311,LY,AN,FN,CCN,F80, | D6,DTY, | MN, | WY
| 992 | 7276 | 05E22G10H10D07M01W02 | 992 | W134,R49,S0,IY,BY,CY,QY,G3430,C1311,LY,AN,FN,CCN,F80,D6,DTY,MN,WY | 12.6 | 0 | 0.65 | 17.5 | 30.75 | 100% | 18.48% | 1 | 4029.2514 | 3548.6869 | 0 | 293.2904 | 394.8 | 1.5556 | 219.455 | 55.86 | Walls:R13+R4 foam,Roof:R49,SlabEdge:R0,Infiltration:Test 3.2 SLA,RadBarrier:Yes,CoolRoof:Yes,InsQuality:Yes | Window:0.34 U/0.30 SHGC | AirCond:13/11,ChargeLight:Yes,AirFlowTest:No,FanEnergyTest:No,MaxCoolCap:No,Furnace:0.8 | Duct:R6.0,DuctTest:Yes | Mass:Std | Dhw:62% EF | E22 | G10 | H10 | D07 | M01 | W02 | 3007.9369 | 318.5 | 222.25 | 480.5645 | 0 | 0 | W134,R49,S0,IY,BY,CY,QY, | G3430, | C1311,LY,AN,FN,CCN,F80, | D6,DTY, | MN, | WY
| 547 | 6831 | 05E19G12H09D07M01W03 | 547 | W134,R38,S0,IN,BY,CN,QN,G4965,C1310,LN,AN,FN,CCN,F96,D6,DTY,MN,WT | 8.76 | 0.79 | 0.65 | 12.73 | 22.93 | 68.77% | 39.21% | 2 | 4038.0014 | 3557.4369 | 0.7 | 315.8512 | 279.72 | 0.85556 | 196.8942 | 170.94 | Walls:R13+R4 foam,Roof:R38,SlabEdge:R0,Infiltration:No,RadBarrier:Yes,CoolRoof:No,InsQuality:No | Window:0.49 U/0.65 SHGC | AirCond:13/10,ChargeLight:No,AirFlowTest:No,FanEnergyTest:No,MaxCoolCap:No,Furnace:0.96 | Duct:R6.0,DuctTest:Yes | Mass:Std | Dhw:84% EF Tankless | E19 | G12 | H09 | D07 | M01 | W03 | 895.6869 | 159.25 | 1365 | 480.5645 | 0 | 1137.5 | W134,R38,S0,IN,BY,CN,QN, | G4965, | C1310,LN,AN,FN,CCN,F96, | D6,DTY, | MN, | WT
| 1506 | 7790 | 05E25G10H13D05M01W03 | 1506 | W130,R30,S0,IN,BN,CN,QN,G3430,C1512,LY,AY,FY,CCY,F92,D8,DTY,MN,WT | 14.4 | 0.03 | 0.65 | 12.73 | 27.81 | 98.81% | 26.27% | 1 | 3832.3467 | 3351.7822 | 0.077778 | 285.0864 | 353.01 | 1.4778 | 227.659 | 97.65 | Walls:R13,Roof:R30,SlabEdge:R0,Infiltration:No,RadBarrier:No,CoolRoof:No,InsQuality:No | Window:0.34 U/0.30 SHGC | AirCond:15/12,ChargeLight:Yes,AirFlowTest:Yes,FanEnergyTest:Yes,MaxCoolCap:Yes,Furnace:0.92 | Duct:R8.0,DuctTest:Yes | Mass:Std | Dhw:84% EF Tankless | E25 | G10 | H13 | D05 | M01 | W03 | 0 | 318.5 | 1774.0625 | 602.2842 | 0 | 1137.5 | W130,R30,S0,IN,BN,CN,QN, | G3430, | C1512,LY,AY,FY,CCY,F92, | D8,DTY, | MN, | WT
| 600 | 6884 | 05E20G09H09D05M01W03 | 600 | W134,R38,S0,IY,BN,CN,QN,G3756,C1310,LN,AN,FN,CCN,F96,D8,DTY,MN,WT | 7.16 | 0.8 | 0.65 | 12.73 | 21.34 | 68.38% | 43.43% | 2 | 4043.1274 | 3562.5629 | 0.7 | 289.1884 | 260.61 | 0.85556 | 223.557 | 190.05 | Walls:R13+R4 foam,Roof:R38,SlabEdge:R0,Infiltration:Test 3.2 SLA,RadBarrier:No,CoolRoof:No,InsQuality:No | Window:0.37 U/0.56 SHGC | AirCond:13/10,ChargeLight:No,AirFlowTest:No,FanEnergyTest:No,MaxCoolCap:No,Furnace:0.96 | Duct:R8.0,DuctTest:Yes | Mass:Std | Dhw:84% EF Tankless | E20 | G09 | H09 | D05 | M01 | W03 | 619.8432 | 318.5 | 1365 | 602.2842 | 0 | 1137.5 | W134,R38,S0,IY,BN,CN,QN, | G3756, | C1310,LN,AN,FN,CCN,F96, | D8,DTY, | MN, | WT
| 655 | 6939 | 05E20G10H09D05M01W03 | 655 | W134,R38,S0,IY,BN,CN,QN,G3430,C1310,LN,AN,FN,CCN,F96,D8,DTY,MN,WT | 11.18 | 0.01 | 0.65 | 12.73 | 24.57 | 99.6% | 34.86% | 1 | 4043.1274 | 3562.5629 | 0 | 303.5453 | 308.91 | 1.5556 | 209.2001 | 141.75 | Walls:R13+R4 foam,Roof:R38,SlabEdge:R0,Infiltration:Test 3.2 SLA,RadBarrier:No,CoolRoof:No,InsQuality:No | Window:0.34 U/0.30 SHGC | AirCond:13/10,ChargeLight:No,AirFlowTest:No,FanEnergyTest:No,MaxCoolCap:No,Furnace:0.96 | Duct:R8.0,DuctTest:Yes | Mass:Std | Dhw:84% EF Tankless | E20 | G10 | H09 | D05 | M01 | W03 | 619.8432 | 318.5 | 1365 | 602.2842 | 0 | 1137.5 | W134,R38,S0,IY,BN,CN,QN, | G3430, | C1310,LN,AN,FN,CCN,F96, | D8,DTY, | MN, | WT
| 406 | 6690 | 05E18G12H13D05M01W03 | 406 | W134,R38,S0,IN,BN,CN,QN,G4965,C1512,LY,AY,FY,CCY,F92,D8,DTY,MN,WT | 8.42 | 0.97 | 0.65 | 12.73 | 22.77 | 61.66% | 39.63% | 2 | 4086.4399 | 3605.8754 | 0.7 | 274.8315 | 278.67 | 0.85556 | 237.9139 | 171.99 | Walls:R13+R4 foam,Roof:R38,SlabEdge:R0,Infiltration:No,RadBarrier:No,CoolRoof:No,InsQuality:No | Window:0.49 U/0.65 SHGC | AirCond:15/12,ChargeLight:Yes,AirFlowTest:Yes,FanEnergyTest:Yes,MaxCoolCap:Yes,Furnace:0.92 | Duct:R8.0,DuctTest:Yes | Mass:Std | Dhw:84% EF Tankless | E18 | G12 | H13 | D05 | M01 | W03 | 413.3432 | 159.25 | 1774.0625 | 602.2842 | 0 | 1137.5 | W134,R38,S0,IN,BN,CN,QN, | G4965, | C1512,LY,AY,FY,CCY,F92, | D8,DTY, | MN, | WT
| 1529 | 7813 | 05E25G12H08D06M01W03 | 1529 | W130,R30,S0,IN,BN,CN,QN,G4965,C1310,LN,AN,FN,CCN,F92,DC,DTY,MN,WT | 10.17 | 1.81 | 0.65 | 12.73 | 25.36 | 28.46% | 32.77% | 1 | 4088.9865 | 3608.422 | 1.2444 | 404.0434 | 296.94 | 0.31111 | 108.702 | 153.72 | Walls:R13,Roof:R30,SlabEdge:R0,Infiltration:No,RadBarrier:No,CoolRoof:No,InsQuality:No | Window:0.49 U/0.65 SHGC | AirCond:13/10,ChargeLight:No,AirFlowTest:No,FanEnergyTest:No,MaxCoolCap:No,Furnace:0.92 | Duct:Conditioned Space,DuctTest:Yes | Mass:Std | Dhw:84% EF Tankless | E25 | G12 | H08 | D06 | M01 | W03 | 0 | 159.25 | 682.5 | 2109.7365 | 0 | 1137.5 | W130,R30,S0,IN,BN,CN,QN, | G4965, | C1310,LN,AN,FN,CCN,F92, | DC,DTY, | MN, | WT
| 897 | 7181 | 05E21G12H12D07M01W03 | 897 | W134,R38,S0,IY,BN,CN,QY,G4965,C1312,LY,AY,FY,CCY,F92,D6,DTY,MN,WT | 6.94 | 1.08 | 0.65 | 12.73 | 21.4 | 57.31% | 43.27% | 2 | 4093.3451 | 3612.7807 | 0.77778 | 266.6276 | 260.4 | 0.77778 | 246.1178 | 190.26 | Walls:R13+R4 foam,Roof:R38,SlabEdge:R0,Infiltration:Test 3.2 SLA,RadBarrier:No,CoolRoof:No,InsQuality:Yes | Window:0.49 U/0.65 SHGC | AirCond:13/12,ChargeLight:Yes,AirFlowTest:Yes,FanEnergyTest:Yes,MaxCoolCap:Yes,Furnace:0.92 | Duct:R6.0,DuctTest:Yes | Mass:Std | Dhw:84% EF Tankless | E21 | G12 | H12 | D07 | M01 | W03 | 871.8432 | 159.25 | 1444.1875 | 480.5645 | 0 | 1137.5 | W134,R38,S0,IY,BN,CN,QY, | G4965, | C1312,LY,AY,FY,CCY,F92, | D6,DTY, | MN, | WT
| 1055 | 7339 | 05E22G12H11D07M01W02 | 1055 | W134,R49,S0,IY,BY,CY,QY,G4965,C1312,LY,AN,FN,CCN,F80,D6,DTY,MN,WY | 8.05 | 0.63 | 0.65 | 17.5 | 26.83 | 75.1% | 28.87% | 1 | 4097.5014 | 3616.9369 | 0.54444 | 268.6786 | 338.94 | 1.0111 | 244.0668 | 111.72 | Walls:R13+R4 foam,Roof:R49,SlabEdge:R0,Infiltration:Test 3.2 SLA,RadBarrier:Yes,CoolRoof:Yes,InsQuality:Yes | Window:0.49 U/0.65 SHGC | AirCond:13/12,ChargeLight:Yes,AirFlowTest:No,FanEnergyTest:No,MaxCoolCap:No,Furnace:0.8 | Duct:R6.0,DuctTest:Yes | Mass:Std | Dhw:62% EF | E22 | G12 | H11 | D07 | M01 | W02 | 3007.9369 | 159.25 | 449.75 | 480.5645 | 0 | 0 | W134,R49,S0,IY,BY,CY,QY, | G4965, | C1312,LY,AN,FN,CCN,F80, | D6,DTY, | MN, | WY
| 567 | 6851 | 05E19G12H12D07M01W03 | 567 | W134,R38,S0,IN,BY,CN,QN,G4965,C1312,LY,AY,FY,CCY,F92,D6,DTY,MN,WT | 8.99 | 0.61 | 0.65 | 12.73 | 22.98 | 75.89% | 39.08% | 2 | 4117.1889 | 3636.6244 | 0.54444 | 258.4237 | 285.81 | 1.0111 | 254.3217 | 164.85 | Walls:R13+R4 foam,Roof:R38,SlabEdge:R0,Infiltration:No,RadBarrier:Yes,CoolRoof:No,InsQuality:No | Window:0.49 U/0.65 SHGC | AirCond:13/12,ChargeLight:Yes,AirFlowTest:Yes,FanEnergyTest:Yes,MaxCoolCap:Yes,Furnace:0.92 | Duct:R6.0,DuctTest:Yes | Mass:Std | Dhw:84% EF Tankless | E19 | G12 | H12 | D07 | M01 | W03 | 895.6869 | 159.25 | 1444.1875 | 480.5645 | 0 | 1137.5 | W134,R38,S0,IN,BY,CN,QN, | G4965, | C1312,LY,AY,FY,CCY,F92, | D6,DTY, | MN, | WT
| 620 | 6904 | 05E20G09H12D05M01W03 | 620 | W134,R38,S0,IY,BN,CN,QN,G3756,C1312,LY,AY,FY,CCY,F92,D8,DTY,MN,WT | 7.35 | 0.62 | 0.65 | 12.73 | 21.35 | 75.49% | 43.4% | 2 | 4122.3149 | 3641.7504 | 0.54444 | 239.9648 | 265.44 | 1.0111 | 272.7805 | 185.22 | Walls:R13+R4 foam,Roof:R38,SlabEdge:R0,Infiltration:Test 3.2 SLA,RadBarrier:No,CoolRoof:No,InsQuality:No | Window:0.37 U/0.56 SHGC | AirCond:13/12,ChargeLight:Yes,AirFlowTest:Yes,FanEnergyTest:Yes,MaxCoolCap:Yes,Furnace:0.92 | Duct:R8.0,DuctTest:Yes | Mass:Std | Dhw:84% EF Tankless | E20 | G09 | H12 | D05 | M01 | W03 | 619.8432 | 318.5 | 1444.1875 | 602.2842 | 0 | 1137.5 | W134,R38,S0,IY,BN,CN,QN, | G3756, | C1312,LY,AY,FY,CCY,F92, | D8,DTY, | MN, | WT
| 675 | 6959 | 05E20G10H12D05M01W03 | 675 | W134,R38,S0,IY,BN,CN,QN,G3430,C1312,LY,AY,FY,CCY,F92,D8,DTY,MN,WT | 11.47 | 0.01 | 0.65 | 12.73 | 24.86 | 99.6% | 34.09% | 1 | 4122.3149 | 3641.7504 | 0 | 246.1178 | 316.68 | 1.5556 | 266.6276 | 133.98 | Walls:R13+R4 foam,Roof:R38,SlabEdge:R0,Infiltration:Test 3.2 SLA,RadBarrier:No,CoolRoof:No,InsQuality:No | Window:0.34 U/0.30 SHGC | AirCond:13/12,ChargeLight:Yes,AirFlowTest:Yes,FanEnergyTest:Yes,MaxCoolCap:Yes,Furnace:0.92 | Duct:R8.0,DuctTest:Yes | Mass:Std | Dhw:84% EF Tankless | E20 | G10 | H12 | D05 | M01 | W03 | 619.8432 | 318.5 | 1444.1875 | 602.2842 | 0 | 1137.5 | W134,R38,S0,IY,BN,CN,QN, | G3430, | C1312,LY,AY,FY,CCY,F92, | D8,DTY, | MN, | WT
| 298 | 6582 | 05E18G09H13D07M01W03 | 298 | W134,R38,S0,IN,BN,CN,QN,G3756,C1512,LY,AY,FY,CCY,F92,D6,DTY,MN,WT | 7.97 | 0.56 | 0.65 | 12.73 | 21.91 | 77.87% | 41.91% | 2 | 4123.9701 | 3643.4057 | 0.46667 | 242.0158 | 273.21 | 1.0889 | 270.7296 | 177.45 | Walls:R13+R4 foam,Roof:R38,SlabEdge:R0,Infiltration:No,RadBarrier:No,CoolRoof:No,InsQuality:No | Window:0.37 U/0.56 SHGC | AirCond:15/12,ChargeLight:Yes,AirFlowTest:Yes,FanEnergyTest:Yes,MaxCoolCap:Yes,Furnace:0.92 | Duct:R6.0,DuctTest:Yes | Mass:Std | Dhw:84% EF Tankless | E18 | G09 | H13 | D07 | M01 | W03 | 413.3432 | 318.5 | 1774.0625 | 480.5645 | 0 | 1137.5 | W134,R38,S0,IN,BN,CN,QN, | G3756, | C1512,LY,AY,FY,CCY,F92, | D6,DTY, | MN, | WT
| 353 | 6637 | 05E18G10H13D07M01W03 | 353 | W134,R38,S0,IN,BN,CN,QN,G3430,C1512,LY,AY,FY,CCY,F92,D6,DTY,MN,WT | 12.25 | 0.01 | 0.65 | 12.73 | 25.64 | 99.6% | 32.03% | 1 | 4123.9701 | 3643.4057 | 0 | 256.3727 | 326.34 | 1.5556 | 256.3727 | 124.32 | Walls:R13+R4 foam,Roof:R38,SlabEdge:R0,Infiltration:No,RadBarrier:No,CoolRoof:No,InsQuality:No | Window:0.34 U/0.30 SHGC | AirCond:15/12,ChargeLight:Yes,AirFlowTest:Yes,FanEnergyTest:Yes,MaxCoolCap:Yes,Furnace:0.92 | Duct:R6.0,DuctTest:Yes | Mass:Std | Dhw:84% EF Tankless | E18 | G10 | H13 | D07 | M01 | W03 | 413.3432 | 318.5 | 1774.0625 | 480.5645 | 0 | 1137.5 | W134,R38,S0,IN,BN,CN,QN, | G3430, | C1512,LY,AY,FY,CCY,F92, | D6,DTY, | MN, | WT
| 875 | 7159 | 05E21G12H09D05M01W03 | 875 | W134,R38,S0,IY,BN,CN,QY,G4965,C1310,LN,AN,FN,CCN,F96,D8,DTY,MN,WT | 6.6 | 1.34 | 0.65 | 12.73 | 21.32 | 47.04% | 43.48% | 2 | 4135.8774 | 3655.3129 | 0.93333 | 315.8512 | 253.68 | 0.62222 | 196.8942 | 196.98 | Walls:R13+R4 foam,Roof:R38,SlabEdge:R0,Infiltration:Test 3.2 SLA,RadBarrier:No,CoolRoof:No,InsQuality:Yes | Window:0.49 U/0.65 SHGC | AirCond:13/10,ChargeLight:No,AirFlowTest:No,FanEnergyTest:No,MaxCoolCap:No,Furnace:0.96 | Duct:R8.0,DuctTest:Yes | Mass:Std | Dhw:84% EF Tankless | E21 | G12 | H09 | D05 | M01 | W03 | 871.8432 | 159.25 | 1365 | 602.2842 | 0 | 1137.5 | W134,R38,S0,IY,BN,CN,QY, | G4965, | C1310,LN,AN,FN,CCN,F96, | D8,DTY, | MN, | WT
| 935 | 7219 | 05E22G09H10D05M01W02 | 935 | W134,R49,S0,IY,BY,CY,QY,G3756,C1311,LY,AN,FN,CCN,F80,D8,DTY,MN,WY | 7.21 | 0.26 | 0.65 | 17.5 | 25.62 | 89.72% | 32.08% | 1 | 4150.9711 | 3670.4067 | 0.31111 | 229.7099 | 328.86 | 1.2444 | 283.0355 | 121.8 | Walls:R13+R4 foam,Roof:R49,SlabEdge:R0,Infiltration:Test 3.2 SLA,RadBarrier:Yes,CoolRoof:Yes,InsQuality:Yes | Window:0.37 U/0.56 SHGC | AirCond:13/11,ChargeLight:Yes,AirFlowTest:No,FanEnergyTest:No,MaxCoolCap:No,Furnace:0.8 | Duct:R8.0,DuctTest:Yes | Mass:Std | Dhw:62% EF | E22 | G09 | H10 | D05 | M01 | W02 | 3007.9369 | 318.5 | 222.25 | 602.2842 | 0 | 0 | W134,R49,S0,IY,BY,CY,QY, | G3756, | C1311,LY,AN,FN,CCN,F80, | D8,DTY, | MN, | WY
| 990 | 7274 | 05E22G10H10D05M01W02 | 990 | W134,R49,S0,IY,BY,CY,QY,G3430,C1311,LY,AN,FN,CCN,F80,D8,DTY,MN,WY | 12.3 | 0 | 0.65 | 17.5 | 30.45 | 100% | 19.27% | 1 | 4150.9711 | 3670.4067 | 0 | 287.1374 | 391.02 | 1.5556 | 225.608 | 59.64 | Walls:R13+R4 foam,Roof:R49,SlabEdge:R0,Infiltration:Test 3.2 SLA,RadBarrier:Yes,CoolRoof:Yes,InsQuality:Yes | Window:0.34 U/0.30 SHGC | AirCond:13/11,ChargeLight:Yes,AirFlowTest:No,FanEnergyTest:No,MaxCoolCap:No,Furnace:0.8 | Duct:R8.0,DuctTest:Yes | Mass:Std | Dhw:62% EF | E22 | G10 | H10 | D05 | M01 | W02 | 3007.9369 | 318.5 | 222.25 | 602.2842 | 0 | 0 | W134,R49,S0,IY,BY,CY,QY, | G3430, | C1311,LY,AN,FN,CCN,F80, | D8,DTY, | MN, | WY
| 545 | 6829 | 05E19G12H09D05M01W03 | 545 | W134,R38,S0,IN,BY,CN,QN,G4965,C1310,LN,AN,FN,CCN,F96,D8,DTY,MN,WT | 8.57 | 0.77 | 0.65 | 12.73 | 22.72 | 69.57% | 39.77% | 2 | 4159.7211 | 3679.1567 | 0.7 | 309.6982 | 277.41 | 0.85556 | 203.0472 | 173.25 | Walls:R13+R4 foam,Roof:R38,SlabEdge:R0,Infiltration:No,RadBarrier:Yes,CoolRoof:No,InsQuality:No | Window:0.49 U/0.65 SHGC | AirCond:13/10,ChargeLight:No,AirFlowTest:No,FanEnergyTest:No,MaxCoolCap:No,Furnace:0.96 | Duct:R8.0,DuctTest:Yes | Mass:Std | Dhw:84% EF Tankless | E19 | G12 | H09 | D05 | M01 | W03 | 895.6869 | 159.25 | 1365 | 602.2842 | 0 | 1137.5 | W134,R38,S0,IN,BY,CN,QN, | G4965, | C1310,LN,AN,FN,CCN,F96, | D8,DTY, | MN, | WT
| 738 | 7022 | 05E20G12H13D07M01W03 | 738 | W134,R38,S0,IY,BN,CN,QN,G4965,C1512,LY,AY,FY,CCY,F92,D6,DTY,MN,WT | 8.17 | 1.01 | 0.65 | 12.73 | 22.56 | 60.08% | 40.19% | 2 | 4171.2201 | 3690.6557 | 0.7 | 276.8825 | 275.52 | 0.85556 | 235.8629 | 175.14 | Walls:R13+R4 foam,Roof:R38,SlabEdge:R0,Infiltration:Test 3.2 SLA,RadBarrier:No,CoolRoof:No,InsQuality:No | Window:0.49 U/0.65 SHGC | AirCond:15/12,ChargeLight:Yes,AirFlowTest:Yes,FanEnergyTest:Yes,MaxCoolCap:Yes,Furnace:0.92 | Duct:R6.0,DuctTest:Yes | Mass:Std | Dhw:84% EF Tankless | E20 | G12 | H13 | D07 | M01 | W03 | 619.8432 | 159.25 | 1774.0625 | 480.5645 | 0 | 1137.5 | W134,R38,S0,IY,BN,CN,QN, | G4965, | C1512,LY,AY,FY,CCY,F92, | D6,DTY, | MN, | WT
| 767 | 7051 | 05E21G09H09D07M01W03 | 767 | W134,R38,S0,IY,BN,CN,QY,G3756,C1310,LN,AN,FN,CCN,F96,D6,DTY,MN,WT | 6.16 | 0.78 | 0.65 | 12.73 | 20.32 | 69.17% | 46.13% | 2 | 4173.4076 | 3692.8432 | 0.62222 | 270.7296 | 248.64 | 0.93333 | 242.0158 | 202.02 | Walls:R13+R4 foam,Roof:R38,SlabEdge:R0,Infiltration:Test 3.2 SLA,RadBarrier:No,CoolRoof:No,InsQuality:Yes | Window:0.37 U/0.56 SHGC | AirCond:13/10,ChargeLight:No,AirFlowTest:No,FanEnergyTest:No,MaxCoolCap:No,Furnace:0.96 | Duct:R6.0,DuctTest:Yes | Mass:Std | Dhw:84% EF Tankless | E21 | G09 | H09 | D07 | M01 | W03 | 871.8432 | 318.5 | 1365 | 480.5645 | 0 | 1137.5 | W134,R38,S0,IY,BN,CN,QY, | G3756, | C1310,LN,AN,FN,CCN,F96, | D6,DTY, | MN, | WT
| 822 | 7106 | 05E21G10H09D07M01W03 | 822 | W134,R38,S0,IY,BN,CN,QY,G3430,C1310,LN,AN,FN,CCN,F96,D6,DTY,MN,WT | 10.16 | 0.01 | 0.65 | 12.73 | 23.55 | 99.6% | 37.57% | 2 | 4173.4076 | 3692.8432 | 0 | 283.0355 | 296.73 | 1.5556 | 229.7099 | 153.93 | Walls:R13+R4 foam,Roof:R38,SlabEdge:R0,Infiltration:Test 3.2 SLA,RadBarrier:No,CoolRoof:No,InsQuality:Yes | Window:0.34 U/0.30 SHGC | AirCond:13/10,ChargeLight:No,AirFlowTest:No,FanEnergyTest:No,MaxCoolCap:No,Furnace:0.96 | Duct:R6.0,DuctTest:Yes | Mass:Std | Dhw:84% EF Tankless | E21 | G10 | H09 | D07 | M01 | W03 | 871.8432 | 318.5 | 1365 | 480.5645 | 0 | 1137.5 | W134,R38,S0,IY,BN,CN,QY, | G3430, | C1310,LN,AN,FN,CCN,F96, | D6,DTY, | MN, | WT
| 586 | 6870 | 05E20G09H07D06M01W03 | 586 | W134,R38,S0,IY,BN,CN,QN,G3756,C1310,LN,AN,FN,CCN,F80,DC,DTY,MN,WT | 7.61 | 0.71 | 0.65 | 12.73 | 21.7 | 71.94% | 42.47% | 2 | 4185.5796 | 3705.0151 | 0.62222 | 270.7296 | 267.33 | 0.93333 | 242.0158 | 183.33 | Walls:R13+R4 foam,Roof:R38,SlabEdge:R0,Infiltration:Test 3.2 SLA,RadBarrier:No,CoolRoof:No,InsQuality:No | Window:0.37 U/0.56 SHGC | AirCond:13/10,ChargeLight:No,AirFlowTest:No,FanEnergyTest:No,MaxCoolCap:No,Furnace:0.8 | Duct:Conditioned Space,DuctTest:Yes | Mass:Std | Dhw:84% EF Tankless | E20 | G09 | H07 | D06 | M01 | W03 | 619.8432 | 318.5 | 0 | 2109.7365 | 0 | 1137.5 | W134,R38,S0,IY,BN,CN,QN, | G3756, | C1310,LN,AN,FN,CCN,F80, | DC,DTY, | MN, | WT
| 641 | 6925 | 05E20G10H07D06M01W03 | 641 | W134,R38,S0,IY,BN,CN,QN,G3430,C1310,LN,AN,FN,CCN,F80,DC,DTY,MN,WT | 11.93 | 0.01 | 0.65 | 12.73 | 25.32 | 99.6% | 32.87% | 1 | 4185.5796 | 3705.0151 | 0 | 283.0355 | 320.04 | 1.5556 | 229.7099 | 130.62 | Walls:R13+R4 foam,Roof:R38,SlabEdge:R0,Infiltration:Test 3.2 SLA,RadBarrier:No,CoolRoof:No,InsQuality:No | Window:0.34 U/0.30 SHGC | AirCond:13/10,ChargeLight:No,AirFlowTest:No,FanEnergyTest:No,MaxCoolCap:No,Furnace:0.8 | Duct:Conditioned Space,DuctTest:Yes | Mass:Std | Dhw:84% EF Tankless | E20 | G10 | H07 | D06 | M01 | W03 | 619.8432 | 318.5 | 0 | 2109.7365 | 0 | 1137.5 | W134,R38,S0,IY,BN,CN,QN, | G3430, | C1310,LN,AN,FN,CCN,F80, | DC,DTY, | MN, | WT
| 437 | 6721 | 05E19G09H09D07M01W03 | 437 | W134,R38,S0,IN,BY,CN,QN,G3756,C1310,LN,AN,FN,CCN,F96,D6,DTY,MN,WT | 8.19 | 0.34 | 0.65 | 12.73 | 21.91 | 86.56% | 41.91% | 2 | 4197.2514 | 3716.6869 | 0.46667 | 272.7805 | 272.79 | 1.0889 | 239.9648 | 177.87 | Walls:R13+R4 foam,Roof:R38,SlabEdge:R0,Infiltration:No,RadBarrier:Yes,CoolRoof:No,InsQuality:No | Window:0.37 U/0.56 SHGC | AirCond:13/10,ChargeLight:No,AirFlowTest:No,FanEnergyTest:No,MaxCoolCap:No,Furnace:0.96 | Duct:R6.0,DuctTest:Yes | Mass:Std | Dhw:84% EF Tankless | E19 | G09 | H09 | D07 | M01 | W03 | 895.6869 | 318.5 | 1365 | 480.5645 | 0 | 1137.5 | W134,R38,S0,IN,BY,CN,QN, | G3756, | C1310,LN,AN,FN,CCN,F96, | D6,DTY, | MN, | WT
| 492 | 6776 | 05E19G10H09D07M01W03 | 492 | W134,R38,S0,IN,BY,CN,QN,G3430,C1310,LN,AN,FN,CCN,F96,D6,DTY,MN,WT | 12.7 | 0 | 0.65 | 12.73 | 26.08 | 100% | 30.86% | 1 | 4197.2514 | 3716.6869 | 0 | 330.208 | 327.39 | 1.5556 | 182.5374 | 123.27 | Walls:R13+R4 foam,Roof:R38,SlabEdge:R0,Infiltration:No,RadBarrier:Yes,CoolRoof:No,InsQuality:No | Window:0.34 U/0.30 SHGC | AirCond:13/10,ChargeLight:No,AirFlowTest:No,FanEnergyTest:No,MaxCoolCap:No,Furnace:0.96 | Duct:R6.0,DuctTest:Yes | Mass:Std | Dhw:84% EF Tankless | E19 | G10 | H09 | D07 | M01 | W03 | 895.6869 | 318.5 | 1365 | 480.5645 | 0 | 1137.5 | W134,R38,S0,IN,BY,CN,QN, | G3430, | C1310,LN,AN,FN,CCN,F96, | D6,DTY, | MN, | WT
| 119 | 6403 | 05E17G09H11D06M01W03 | 119 | W130,R38,S0,IN,BN,CN,QN,G3756,C1312,LY,AN,FN,CCN,F80,DC,DTY,MN,WT | 10.39 | 0.84 | 0.65 | 12.73 | 24.61 | 66.8% | 34.76% | 1 | 4199.2365 | 3718.672 | 0.7 | 319.9531 | 300.93 | 0.85556 | 192.7923 | 149.73 | Walls:R13,Roof:R38,SlabEdge:R0,Infiltration:No,RadBarrier:No,CoolRoof:No,InsQuality:No | Window:0.37 U/0.56 SHGC | AirCond:13/12,ChargeLight:Yes,AirFlowTest:No,FanEnergyTest:No,MaxCoolCap:No,Furnace:0.8 | Duct:Conditioned Space,DuctTest:Yes | Mass:Std | Dhw:84% EF Tankless | E17 | G09 | H11 | D06 | M01 | W03 | 183.75 | 318.5 | 449.75 | 2109.7365 | 0 | 1137.5 | W130,R38,S0,IN,BN,CN,QN, | G3756, | C1312,LY,AN,FN,CCN,F80, | DC,DTY, | MN, | WT
| 174 | 6458 | 05E17G10H11D06M01W03 | 174 | W130,R38,S0,IN,BN,CN,QN,G3430,C1312,LY,AN,FN,CCN,F80,DC,DTY,MN,WT | 14.89 | 0.03 | 0.65 | 12.73 | 28.3 | 98.81% | 24.97% | 1 | 4199.2365 | 3718.672 | 0.077778 | 330.208 | 356.16 | 1.4778 | 182.5374 | 94.5 | Walls:R13,Roof:R38,SlabEdge:R0,Infiltration:No,RadBarrier:No,CoolRoof:No,InsQuality:No | Window:0.34 U/0.30 SHGC | AirCond:13/12,ChargeLight:Yes,AirFlowTest:No,FanEnergyTest:No,MaxCoolCap:No,Furnace:0.8 | Duct:Conditioned Space,DuctTest:Yes | Mass:Std | Dhw:84% EF Tankless | E17 | G10 | H11 | D06 | M01 | W03 | 183.75 | 318.5 | 449.75 | 2109.7365 | 0 | 1137.5 | W130,R38,S0,IN,BN,CN,QN, | G3430, | C1312,LY,AN,FN,CCN,F80, | DC,DTY, | MN, | WT
| 895 | 7179 | 05E21G12H12D05M01W03 | 895 | W134,R38,S0,IY,BN,CN,QY,G4965,C1312,LY,AY,FY,CCY,F92,D8,DTY,MN,WT | 6.77 | 1.04 | 0.65 | 12.73 | 21.19 | 58.89% | 43.82% | 2 | 4215.0649 | 3734.5004 | 0.7 | 260.4747 | 258.3 | 0.85556 | 252.2707 | 192.36 | Walls:R13+R4 foam,Roof:R38,SlabEdge:R0,Infiltration:Test 3.2 SLA,RadBarrier:No,CoolRoof:No,InsQuality:Yes | Window:0.49 U/0.65 SHGC | AirCond:13/12,ChargeLight:Yes,AirFlowTest:Yes,FanEnergyTest:Yes,MaxCoolCap:Yes,Furnace:0.92 | Duct:R8.0,DuctTest:Yes | Mass:Std | Dhw:84% EF Tankless | E21 | G12 | H12 | D05 | M01 | W03 | 871.8432 | 159.25 | 1444.1875 | 602.2842 | 0 | 1137.5 | W134,R38,S0,IY,BN,CN,QY, | G4965, | C1312,LY,AY,FY,CCY,F92, | D8,DTY, | MN, | WT
| 1051 | 7335 | 05E22G12H11D05M01W02 | 1051 | W134,R49,S0,IY,BY,CY,QY,G4965,C1312,LY,AN,FN,CCN,F80,D8,DTY,MN,WY | 7.85 | 0.62 | 0.65 | 17.5 | 26.62 | 75.49% | 29.43% | 1 | 4219.2211 | 3738.6567 | 0.54444 | 264.5766 | 336.63 | 1.0111 | 248.1688 | 114.03 | Walls:R13+R4 foam,Roof:R49,SlabEdge:R0,Infiltration:Test 3.2 SLA,RadBarrier:Yes,CoolRoof:Yes,InsQuality:Yes | Window:0.49 U/0.65 SHGC | AirCond:13/12,ChargeLight:Yes,AirFlowTest:No,FanEnergyTest:No,MaxCoolCap:No,Furnace:0.8 | Duct:R8.0,DuctTest:Yes | Mass:Std | Dhw:62% EF | E22 | G12 | H11 | D05 | M01 | W02 | 3007.9369 | 159.25 | 449.75 | 602.2842 | 0 | 0 | W134,R49,S0,IY,BY,CY,QY, | G4965, | C1312,LY,AN,FN,CCN,F80, | D8,DTY, | MN, | WY
| 565 | 6849 | 05E19G12H12D05M01W03 | 565 | W134,R38,S0,IN,BY,CN,QN,G4965,C1312,LY,AY,FY,CCY,F92,D8,DTY,MN,WT | 8.8 | 0.6 | 0.65 | 12.73 | 22.78 | 76.28% | 39.61% | 2 | 4238.9086 | 3758.3442 | 0.54444 | 256.3727 | 283.5 | 1.0111 | 256.3727 | 167.16 | Walls:R13+R4 foam,Roof:R38,SlabEdge:R0,Infiltration:No,RadBarrier:Yes,CoolRoof:No,InsQuality:No | Window:0.49 U/0.65 SHGC | AirCond:13/12,ChargeLight:Yes,AirFlowTest:Yes,FanEnergyTest:Yes,MaxCoolCap:Yes,Furnace:0.92 | Duct:R8.0,DuctTest:Yes | Mass:Std | Dhw:84% EF Tankless | E19 | G12 | H12 | D05 | M01 | W03 | 895.6869 | 159.25 | 1444.1875 | 602.2842 | 0 | 1137.5 | W134,R38,S0,IN,BY,CN,QN, | G4965, | C1312,LY,AY,FY,CCY,F92, | D8,DTY, | MN, | WT
| 296 | 6580 | 05E18G09H13D05M01W03 | 296 | W134,R38,S0,IN,BN,CN,QN,G3756,C1512,LY,AY,FY,CCY,F92,D8,DTY,MN,WT | 7.79 | 0.54 | 0.65 | 12.73 | 21.71 | 78.66% | 42.44% | 2 | 4245.6899 | 3765.1254 | 0.46667 | 237.9139 | 270.9 | 1.0889 | 274.8315 | 179.76 | Walls:R13+R4 foam,Roof:R38,SlabEdge:R0,Infiltration:No,RadBarrier:No,CoolRoof:No,InsQuality:No | Window:0.37 U/0.56 SHGC | AirCond:15/12,ChargeLight:Yes,AirFlowTest:Yes,FanEnergyTest:Yes,MaxCoolCap:Yes,Furnace:0.92 | Duct:R8.0,DuctTest:Yes | Mass:Std | Dhw:84% EF Tankless | E18 | G09 | H13 | D05 | M01 | W03 | 413.3432 | 318.5 | 1774.0625 | 602.2842 | 0 | 1137.5 | W134,R38,S0,IN,BN,CN,QN, | G3756, | C1512,LY,AY,FY,CCY,F92, | D8,DTY, | MN, | WT
| 351 | 6635 | 05E18G10H13D05M01W03 | 351 | W134,R38,S0,IN,BN,CN,QN,G3430,C1512,LY,AY,FY,CCY,F92,D8,DTY,MN,WT | 11.97 | 0.01 | 0.65 | 12.73 | 25.36 | 99.6% | 32.77% | 1 | 4245.6899 | 3765.1254 | 0 | 252.2707 | 322.77 | 1.5556 | 260.4747 | 127.89 | Walls:R13+R4 foam,Roof:R38,SlabEdge:R0,Infiltration:No,RadBarrier:No,CoolRoof:No,InsQuality:No | Window:0.34 U/0.30 SHGC | AirCond:15/12,ChargeLight:Yes,AirFlowTest:Yes,FanEnergyTest:Yes,MaxCoolCap:Yes,Furnace:0.92 | Duct:R8.0,DuctTest:Yes | Mass:Std | Dhw:84% EF Tankless | E18 | G10 | H13 | D05 | M01 | W03 | 413.3432 | 318.5 | 1774.0625 | 602.2842 | 0 | 1137.5 | W134,R38,S0,IN,BN,CN,QN, | G3430, | C1512,LY,AY,FY,CCY,F92, | D8,DTY, | MN, | WT
| 24 | 6308 | 05E05G09H08D06M01W03 | 24 | W130,R30,S0,IN,BN,CN,QN,G3756,C1310,LN,AN,FN,CCN,F92,DC,DTY,MN,WT | 9.48 | 1.08 | 0.65 | 12.73 | 23.94 | 57.31% | 36.53% | 2 | 4248.2365 | 3767.672 | 0.85556 | 340.4629 | 288.75 | 0.7 | 172.2824 | 161.91 | Walls:R13,Roof:R30,SlabEdge:R0,Infiltration:No,RadBarrier:No,CoolRoof:No,InsQuality:No | Window:0.37 U/0.56 SHGC | AirCond:13/10,ChargeLight:No,AirFlowTest:No,FanEnergyTest:No,MaxCoolCap:No,Furnace:0.92 | Duct:Conditioned Space,DuctTest:Yes | Mass:Std | Dhw:84% EF Tankless | E05 | G09 | H08 | D06 | M01 | W03 | 0 | 318.5 | 682.5 | 2109.7365 | 0 | 1137.5 | W130,R30,S0,IN,BN,CN,QN, | G3756, | C1310,LN,AN,FN,CCN,F92, | DC,DTY, | MN, | WT
| 1419 | 7703 | 05E25G09H08D06M01W03 | 1419 | W130,R30,S0,IN,BN,CN,QN,G3756,C1310,LN,AN,FN,CCN,F92,DC,DTY,MN,WT | 9.48 | 1.08 | 0.65 | 12.73 | 23.94 | 57.31% | 36.53% | 2 | 4248.2365 | 3767.672 | 0.85556 | 340.4629 | 288.75 | 0.7 | 172.2824 | 161.91 | Walls:R13,Roof:R30,SlabEdge:R0,Infiltration:No,RadBarrier:No,CoolRoof:No,InsQuality:No | Window:0.37 U/0.56 SHGC | AirCond:13/10,ChargeLight:No,AirFlowTest:No,FanEnergyTest:No,MaxCoolCap:No,Furnace:0.92 | Duct:Conditioned Space,DuctTest:Yes | Mass:Std | Dhw:84% EF Tankless | E25 | G09 | H08 | D06 | M01 | W03 | 0 | 318.5 | 682.5 | 2109.7365 | 0 | 1137.5 | W130,R30,S0,IN,BN,CN,QN, | G3756, | C1310,LN,AN,FN,CCN,F92, | DC,DTY, | MN, | WT
| 1474 | 7758 | 05E25G10H08D06M01W03 | 1474 | W130,R30,S0,IN,BN,CN,QN,G3430,C1310,LN,AN,FN,CCN,F92,DC,DTY,MN,WT | 13.37 | 0.04 | 0.65 | 12.73 | 26.79 | 98.42% | 28.98% | 1 | 4248.2365 | 3767.672 | 0.15556 | 334.31 | 336 | 1.4 | 178.4354 | 114.66 | Walls:R13,Roof:R30,SlabEdge:R0,Infiltration:No,RadBarrier:No,CoolRoof:No,InsQuality:No | Window:0.34 U/0.30 SHGC | AirCond:13/10,ChargeLight:No,AirFlowTest:No,FanEnergyTest:No,MaxCoolCap:No,Furnace:0.92 | Duct:Conditioned Space,DuctTest:Yes | Mass:Std | Dhw:84% EF Tankless | E25 | G10 | H08 | D06 | M01 | W03 | 0 | 318.5 | 682.5 | 2109.7365 | 0 | 1137.5 | W130,R30,S0,IN,BN,CN,QN, | G3430, | C1310,LN,AN,FN,CCN,F92, | DC,DTY, | MN, | WT
| 787 | 7071 | 05E21G09H12D07M01W03 | 787 | W134,R38,S0,IY,BN,CN,QY,G3756,C1312,LY,AY,FY,CCY,F92,D6,DTY,MN,WT | 6.32 | 0.61 | 0.65 | 12.73 | 20.31 | 75.89% | 46.16% | 2 | 4252.5951 | 3772.0307 | 0.46667 | 225.608 | 252.84 | 1.0889 | 287.1374 | 197.82 | Walls:R13+R4 foam,Roof:R38,SlabEdge:R0,Infiltration:Test 3.2 SLA,RadBarrier:No,CoolRoof:No,InsQuality:Yes | Window:0.37 U/0.56 SHGC | AirCond:13/12,ChargeLight:Yes,AirFlowTest:Yes,FanEnergyTest:Yes,MaxCoolCap:Yes,Furnace:0.92 | Duct:R6.0,DuctTest:Yes | Mass:Std | Dhw:84% EF Tankless | E21 | G09 | H12 | D07 | M01 | W03 | 871.8432 | 318.5 | 1444.1875 | 480.5645 | 0 | 1137.5 | W134,R38,S0,IY,BN,CN,QY, | G3756, | C1312,LY,AY,FY,CCY,F92, | D6,DTY, | MN, | WT
| 842 | 7126 | 05E21G10H12D07M01W03 | 842 | W134,R38,S0,IY,BN,CN,QY,G3430,C1312,LY,AY,FY,CCY,F92,D6,DTY,MN,WT | 10.42 | 0.01 | 0.65 | 12.73 | 23.81 | 99.6% | 36.88% | 2 | 4252.5951 | 3772.0307 | 0 | 231.7609 | 303.66 | 1.5556 | 280.9845 | 147 | Walls:R13+R4 foam,Roof:R38,SlabEdge:R0,Infiltration:Test 3.2 SLA,RadBarrier:No,CoolRoof:No,InsQuality:Yes | Window:0.34 U/0.30 SHGC | AirCond:13/12,ChargeLight:Yes,AirFlowTest:Yes,FanEnergyTest:Yes,MaxCoolCap:Yes,Furnace:0.92 | Duct:R6.0,DuctTest:Yes | Mass:Std | Dhw:84% EF Tankless | E21 | G10 | H12 | D07 | M01 | W03 | 871.8432 | 318.5 | 1444.1875 | 480.5645 | 0 | 1137.5 | W134,R38,S0,IY,BN,CN,QY, | G3430, | C1312,LY,AY,FY,CCY,F92, | D6,DTY, | MN, | WT
| 945 | 7229 | 05E22G09H11D07M01W02 | 945 | W134,R49,S0,IY,BY,CY,QY,G3756,C1312,LY,AN,FN,CCN,F80,D6,DTY,MN,WY | 7.4 | 0.26 | 0.65 | 17.5 | 25.81 | 89.72% | 31.57% | 1 | 4256.7514 | 3776.1869 | 0.31111 | 231.7609 | 330.96 | 1.2444 | 280.9845 | 119.7 | Walls:R13+R4 foam,Roof:R49,SlabEdge:R0,Infiltration:Test 3.2 SLA,RadBarrier:Yes,CoolRoof:Yes,InsQuality:Yes | Window:0.37 U/0.56 SHGC | AirCond:13/12,ChargeLight:Yes,AirFlowTest:No,FanEnergyTest:No,MaxCoolCap:No,Furnace:0.8 | Duct:R6.0,DuctTest:Yes | Mass:Std | Dhw:62% EF | E22 | G09 | H11 | D07 | M01 | W02 | 3007.9369 | 318.5 | 449.75 | 480.5645 | 0 | 0 | W134,R49,S0,IY,BY,CY,QY, | G3756, | C1312,LY,AN,FN,CCN,F80, | D6,DTY, | MN, | WY
| 1000 | 7284 | 05E22G10H11D07M01W02 | 1000 | W134,R49,S0,IY,BY,CY,QY,G3430,C1312,LY,AN,FN,CCN,F80,D6,DTY,MN,WY | 12.6 | 0 | 0.65 | 17.5 | 30.75 | 100% | 18.48% | 1 | 4256.7514 | 3776.1869 | 0 | 293.2904 | 394.8 | 1.5556 | 219.455 | 55.86 | Walls:R13+R4 foam,Roof:R49,SlabEdge:R0,Infiltration:Test 3.2 SLA,RadBarrier:Yes,CoolRoof:Yes,InsQuality:Yes | Window:0.34 U/0.30 SHGC | AirCond:13/12,ChargeLight:Yes,AirFlowTest:No,FanEnergyTest:No,MaxCoolCap:No,Furnace:0.8 | Duct:R6.0,DuctTest:Yes | Mass:Std | Dhw:62% EF | E22 | G10 | H11 | D07 | M01 | W02 | 3007.9369 | 318.5 | 449.75 | 480.5645 | 0 | 0 | W134,R49,S0,IY,BY,CY,QY, | G3430, | C1312,LY,AN,FN,CCN,F80, | D6,DTY, | MN, | WY
| 394 | 6678 | 05E18G12H11D06M01W03 | 394 | W134,R38,S0,IN,BN,CN,QN,G4965,C1312,LY,AN,FN,CCN,F80,DC,DTY,MN,WT | 8.81 | 1.16 | 0.65 | 12.73 | 23.35 | 54.15% | 38.1% | 2 | 4269.5796 | 3789.0151 | 0.85556 | 317.9021 | 281.82 | 0.7 | 194.8432 | 168.84 | Walls:R13+R4 foam,Roof:R38,SlabEdge:R0,Infiltration:No,RadBarrier:No,CoolRoof:No,InsQuality:No | Window:0.49 U/0.65 SHGC | AirCond:13/12,ChargeLight:Yes,AirFlowTest:No,FanEnergyTest:No,MaxCoolCap:No,Furnace:0.8 | Duct:Conditioned Space,DuctTest:Yes | Mass:Std | Dhw:84% EF Tankless | E18 | G12 | H11 | D06 | M01 | W03 | 413.3432 | 159.25 | 449.75 | 2109.7365 | 0 | 1137.5 | W134,R38,S0,IN,BN,CN,QN, | G4965, | C1312,LY,AN,FN,CCN,F80, | DC,DTY, | MN, | WT
| 209 | 6493 | 05E17G12H08D06M01W03 | 209 | W130,R38,S0,IN,BN,CN,QN,G4965,C1310,LN,AN,FN,CCN,F92,DC,DTY,MN,WT | 9.82 | 1.58 | 0.65 | 12.73 | 24.78 | 37.55% | 34.31% | 1 | 4272.7365 | 3792.172 | 1.1667 | 381.4826 | 292.74 | 0.38889 | 131.2628 | 157.92 | Walls:R13,Roof:R38,SlabEdge:R0,Infiltration:No,RadBarrier:No,CoolRoof:No,InsQuality:No | Window:0.49 U/0.65 SHGC | AirCond:13/10,ChargeLight:No,AirFlowTest:No,FanEnergyTest:No,MaxCoolCap:No,Furnace:0.92 | Duct:Conditioned Space,DuctTest:Yes | Mass:Std | Dhw:84% EF Tankless | E17 | G12 | H08 | D06 | M01 | W03 | 183.75 | 159.25 | 682.5 | 2109.7365 | 0 | 1137.5 | W130,R38,S0,IN,BN,CN,QN, | G4965, | C1310,LN,AN,FN,CCN,F92, | DC,DTY, | MN, | WT
| 457 | 6741 | 05E19G09H12D07M01W03 | 457 | W134,R38,S0,IN,BY,CN,QN,G3756,C1312,LY,AY,FY,CCY,F92,D6,DTY,MN,WT | 8.4 | 0.27 | 0.65 | 12.73 | 22.05 | 89.33% | 41.54% | 2 | 4276.4389 | 3795.8744 | 0.31111 | 225.608 | 278.67 | 1.2444 | 287.1374 | 171.99 | Walls:R13+R4 foam,Roof:R38,SlabEdge:R0,Infiltration:No,RadBarrier:Yes,CoolRoof:No,InsQuality:No | Window:0.37 U/0.56 SHGC | AirCond:13/12,ChargeLight:Yes,AirFlowTest:Yes,FanEnergyTest:Yes,MaxCoolCap:Yes,Furnace:0.92 | Duct:R6.0,DuctTest:Yes | Mass:Std | Dhw:84% EF Tankless | E19 | G09 | H12 | D07 | M01 | W03 | 895.6869 | 318.5 | 1444.1875 | 480.5645 | 0 | 1137.5 | W134,R38,S0,IN,BY,CN,QN, | G3756, | C1312,LY,AY,FY,CCY,F92, | D6,DTY, | MN, | WT
| 512 | 6796 | 05E19G10H12D07M01W03 | 512 | W134,R38,S0,IN,BY,CN,QN,G3430,C1312,LY,AY,FY,CCY,F92,D6,DTY,MN,WT | 13.03 | 0 | 0.65 | 12.73 | 26.41 | 100% | 29.98% | 1 | 4276.4389 | 3795.8744 | 0 | 266.6276 | 336.21 | 1.5556 | 246.1178 | 114.45 | Walls:R13+R4 foam,Roof:R38,SlabEdge:R0,Infiltration:No,RadBarrier:Yes,CoolRoof:No,InsQuality:No | Window:0.34 U/0.30 SHGC | AirCond:13/12,ChargeLight:Yes,AirFlowTest:Yes,FanEnergyTest:Yes,MaxCoolCap:Yes,Furnace:0.92 | Duct:R6.0,DuctTest:Yes | Mass:Std | Dhw:84% EF Tankless | E19 | G10 | H12 | D07 | M01 | W03 | 895.6869 | 318.5 | 1444.1875 | 480.5645 | 0 | 1137.5 | W134,R38,S0,IN,BY,CN,QN, | G3430, | C1312,LY,AY,FY,CCY,F92, | D6,DTY, | MN, | WT
| 861 | 7145 | 05E21G12H07D06M01W03 | 861 | W134,R38,S0,IY,BN,CN,QY,G4965,C1310,LN,AN,FN,CCN,F80,DC,DTY,MN,WT | 7 | 1.17 | 0.65 | 12.73 | 21.55 | 53.75% | 42.87% | 2 | 4278.3296 | 3797.7651 | 0.85556 | 291.2394 | 259.98 | 0.7 | 221.506 | 190.68 | Walls:R13+R4 foam,Roof:R38,SlabEdge:R0,Infiltration:Test 3.2 SLA,RadBarrier:No,CoolRoof:No,InsQuality:Yes | Window:0.49 U/0.65 SHGC | AirCond:13/10,ChargeLight:No,AirFlowTest:No,FanEnergyTest:No,MaxCoolCap:No,Furnace:0.8 | Duct:Conditioned Space,DuctTest:Yes | Mass:Std | Dhw:84% EF Tankless | E21 | G12 | H07 | D06 | M01 | W03 | 871.8432 | 159.25 | 0 | 2109.7365 | 0 | 1137.5 | W134,R38,S0,IY,BN,CN,QY, | G4965, | C1310,LN,AN,FN,CCN,F80, | DC,DTY, | MN, | WT
| 736 | 7020 | 05E20G12H13D05M01W03 | 736 | W134,R38,S0,IY,BN,CN,QN,G4965,C1512,LY,AY,FY,CCY,F92,D8,DTY,MN,WT | 7.99 | 0.97 | 0.65 | 12.73 | 22.34 | 61.66% | 40.77% | 2 | 4292.9399 | 3812.3754 | 0.7 | 272.7805 | 273.42 | 0.85556 | 239.9648 | 177.24 | Walls:R13+R4 foam,Roof:R38,SlabEdge:R0,Infiltration:Test 3.2 SLA,RadBarrier:No,CoolRoof:No,InsQuality:No | Window:0.49 U/0.65 SHGC | AirCond:15/12,ChargeLight:Yes,AirFlowTest:Yes,FanEnergyTest:Yes,MaxCoolCap:Yes,Furnace:0.92 | Duct:R8.0,DuctTest:Yes | Mass:Std | Dhw:84% EF Tankless | E20 | G12 | H13 | D05 | M01 | W03 | 619.8432 | 159.25 | 1774.0625 | 602.2842 | 0 | 1137.5 | W134,R38,S0,IY,BN,CN,QN, | G4965, | C1512,LY,AY,FY,CCY,F92, | D8,DTY, | MN, | WT
| 765 | 7049 | 05E21G09H09D05M01W03 | 765 | W134,R38,S0,IY,BN,CN,QY,G3756,C1310,LN,AN,FN,CCN,F96,D8,DTY,MN,WT | 6 | 0.75 | 0.65 | 12.73 | 20.13 | 70.36% | 46.63% | 2 | 4295.1274 | 3814.5629 | 0.62222 | 264.5766 | 246.54 | 0.93333 | 248.1688 | 204.12 | Walls:R13+R4 foam,Roof:R38,SlabEdge:R0,Infiltration:Test 3.2 SLA,RadBarrier:No,CoolRoof:No,InsQuality:Yes | Window:0.37 U/0.56 SHGC | AirCond:13/10,ChargeLight:No,AirFlowTest:No,FanEnergyTest:No,MaxCoolCap:No,Furnace:0.96 | Duct:R8.0,DuctTest:Yes | Mass:Std | Dhw:84% EF Tankless | E21 | G09 | H09 | D05 | M01 | W03 | 871.8432 | 318.5 | 1365 | 602.2842 | 0 | 1137.5 | W134,R38,S0,IY,BN,CN,QY, | G3756, | C1310,LN,AN,FN,CCN,F96, | D8,DTY, | MN, | WT
| 820 | 7104 | 05E21G10H09D05M01W03 | 820 | W134,R38,S0,IY,BN,CN,QY,G3430,C1310,LN,AN,FN,CCN,F96,D8,DTY,MN,WT | 9.91 | 0.01 | 0.65 | 12.73 | 23.3 | 99.6% | 38.23% | 2 | 4295.1274 | 3814.5629 | 0 | 278.9335 | 293.58 | 1.5556 | 233.8119 | 157.08 | Walls:R13+R4 foam,Roof:R38,SlabEdge:R0,Infiltration:Test 3.2 SLA,RadBarrier:No,CoolRoof:No,InsQuality:Yes | Window:0.34 U/0.30 SHGC | AirCond:13/10,ChargeLight:No,AirFlowTest:No,FanEnergyTest:No,MaxCoolCap:No,Furnace:0.96 | Duct:R8.0,DuctTest:Yes | Mass:Std | Dhw:84% EF Tankless | E21 | G10 | H09 | D05 | M01 | W03 | 871.8432 | 318.5 | 1365 | 602.2842 | 0 | 1137.5 | W134,R38,S0,IY,BN,CN,QY, | G3430, | C1310,LN,AN,FN,CCN,F96, | D8,DTY, | MN, | WT
| 531 | 6815 | 05E19G12H07D06M01W03 | 531 | W134,R38,S0,IN,BY,CN,QN,G4965,C1310,LN,AN,FN,CCN,F80,DC,DTY,MN,WT | 9.25 | 0.7 | 0.65 | 12.73 | 23.33 | 72.33% | 38.15% | 2 | 4302.1734 | 3821.6089 | 0.62222 | 293.2904 | 287.28 | 0.93333 | 219.455 | 163.38 | Walls:R13+R4 foam,Roof:R38,SlabEdge:R0,Infiltration:No,RadBarrier:Yes,CoolRoof:No,InsQuality:No | Window:0.49 U/0.65 SHGC | AirCond:13/10,ChargeLight:No,AirFlowTest:No,FanEnergyTest:No,MaxCoolCap:No,Furnace:0.8 | Duct:Conditioned Space,DuctTest:Yes | Mass:Std | Dhw:84% EF Tankless | E19 | G12 | H07 | D06 | M01 | W03 | 895.6869 | 159.25 | 0 | 2109.7365 | 0 | 1137.5 | W134,R38,S0,IN,BY,CN,QN, | G4965, | C1310,LN,AN,FN,CCN,F80, | DC,DTY, | MN, | WT
| 435 | 6719 | 05E19G09H09D05M01W03 | 435 | W134,R38,S0,IN,BY,CN,QN,G3756,C1310,LN,AN,FN,CCN,F96,D8,DTY,MN,WT | 8.01 | 0.34 | 0.65 | 12.73 | 21.73 | 86.56% | 42.39% | 2 | 4318.9711 | 3838.4067 | 0.46667 | 268.6786 | 270.69 | 1.0889 | 244.0668 | 179.97 | Walls:R13+R4 foam,Roof:R38,SlabEdge:R0,Infiltration:No,RadBarrier:Yes,CoolRoof:No,InsQuality:No | Window:0.37 U/0.56 SHGC | AirCond:13/10,ChargeLight:No,AirFlowTest:No,FanEnergyTest:No,MaxCoolCap:No,Furnace:0.96 | Duct:R8.0,DuctTest:Yes | Mass:Std | Dhw:84% EF Tankless | E19 | G09 | H09 | D05 | M01 | W03 | 895.6869 | 318.5 | 1365 | 602.2842 | 0 | 1137.5 | W134,R38,S0,IN,BY,CN,QN, | G3756, | C1310,LN,AN,FN,CCN,F96, | D8,DTY, | MN, | WT
| 490 | 6774 | 05E19G10H09D05M01W03 | 490 | W134,R38,S0,IN,BY,CN,QN,G3430,C1310,LN,AN,FN,CCN,F96,D8,DTY,MN,WT | 12.43 | 0 | 0.65 | 12.73 | 25.81 | 100% | 31.57% | 1 | 4318.9711 | 3838.4067 | 0 | 324.0551 | 324.03 | 1.5556 | 188.6903 | 126.63 | Walls:R13+R4 foam,Roof:R38,SlabEdge:R0,Infiltration:No,RadBarrier:Yes,CoolRoof:No,InsQuality:No | Window:0.34 U/0.30 SHGC | AirCond:13/10,ChargeLight:No,AirFlowTest:No,FanEnergyTest:No,MaxCoolCap:No,Furnace:0.96 | Duct:R8.0,DuctTest:Yes | Mass:Std | Dhw:84% EF Tankless | E19 | G10 | H09 | D05 | M01 | W03 | 895.6869 | 318.5 | 1365 | 602.2842 | 0 | 1137.5 | W134,R38,S0,IN,BY,CN,QN, | G3430, | C1310,LN,AN,FN,CCN,F96, | D8,DTY, | MN, | WT
| 1035 | 7319 | 05E22G12H08D07M01W02 | 1035 | W134,R49,S0,IY,BY,CY,QY,G4965,C1310,LN,AN,FN,CCN,F92,D6,DTY,MN,WY | 7.09 | 0.68 | 0.65 | 17.5 | 25.92 | 73.12% | 31.28% | 1 | 4330.2514 | 3849.6869 | 0.62222 | 272.7805 | 326.34 | 0.93333 | 239.9648 | 124.32 | Walls:R13+R4 foam,Roof:R49,SlabEdge:R0,Infiltration:Test 3.2 SLA,RadBarrier:Yes,CoolRoof:Yes,InsQuality:Yes | Window:0.49 U/0.65 SHGC | AirCond:13/10,ChargeLight:No,AirFlowTest:No,FanEnergyTest:No,MaxCoolCap:No,Furnace:0.92 | Duct:R6.0,DuctTest:Yes | Mass:Std | Dhw:62% EF | E22 | G12 | H08 | D07 | M01 | W02 | 3007.9369 | 159.25 | 682.5 | 480.5645 | 0 | 0 | W134,R49,S0,IY,BY,CY,QY, | G4965, | C1310,LN,AN,FN,CCN,F92, | D6,DTY, | MN, | WY
| 628 | 6912 | 05E20G09H13D07M01W03 | 628 | W134,R38,S0,IY,BN,CN,QN,G3756,C1512,LY,AY,FY,CCY,F92,D6,DTY,MN,WT | 7.53 | 0.57 | 0.65 | 12.73 | 21.48 | 77.47% | 43.05% | 2 | 4330.4701 | 3849.9057 | 0.46667 | 237.9139 | 267.75 | 1.0889 | 274.8315 | 182.91 | Walls:R13+R4 foam,Roof:R38,SlabEdge:R0,Infiltration:Test 3.2 SLA,RadBarrier:No,CoolRoof:No,InsQuality:No | Window:0.37 U/0.56 SHGC | AirCond:15/12,ChargeLight:Yes,AirFlowTest:Yes,FanEnergyTest:Yes,MaxCoolCap:Yes,Furnace:0.92 | Duct:R6.0,DuctTest:Yes | Mass:Std | Dhw:84% EF Tankless | E20 | G09 | H13 | D07 | M01 | W03 | 619.8432 | 318.5 | 1774.0625 | 480.5645 | 0 | 1137.5 | W134,R38,S0,IY,BN,CN,QN, | G3756, | C1512,LY,AY,FY,CCY,F92, | D6,DTY, | MN, | WT
| 683 | 6967 | 05E20G10H13D07M01W03 | 683 | W134,R38,S0,IY,BN,CN,QN,G3430,C1512,LY,AY,FY,CCY,F92,D6,DTY,MN,WT | 11.74 | 0.01 | 0.65 | 12.73 | 25.13 | 99.6% | 33.38% | 1 | 4330.4701 | 3849.9057 | 0 | 248.1688 | 320.04 | 1.5556 | 264.5766 | 130.62 | Walls:R13+R4 foam,Roof:R38,SlabEdge:R0,Infiltration:Test 3.2 SLA,RadBarrier:No,CoolRoof:No,InsQuality:No | Window:0.34 U/0.30 SHGC | AirCond:15/12,ChargeLight:Yes,AirFlowTest:Yes,FanEnergyTest:Yes,MaxCoolCap:Yes,Furnace:0.92 | Duct:R6.0,DuctTest:Yes | Mass:Std | Dhw:84% EF Tankless | E20 | G10 | H13 | D07 | M01 | W03 | 619.8432 | 318.5 | 1774.0625 | 480.5645 | 0 | 1137.5 | W134,R38,S0,IY,BN,CN,QN, | G3430, | C1512,LY,AY,FY,CCY,F92, | D6,DTY, | MN, | WT
| 785 | 7069 | 05E21G09H12D05M01W03 | 785 | W134,R38,S0,IY,BN,CN,QY,G3756,C1312,LY,AY,FY,CCY,F92,D8,DTY,MN,WT | 6.14 | 0.58 | 0.65 | 12.73 | 20.1 | 77.08% | 46.71% | 2 | 4374.3149 | 3893.7504 | 0.46667 | 221.506 | 250.74 | 1.0889 | 291.2394 | 199.92 | Walls:R13+R4 foam,Roof:R38,SlabEdge:R0,Infiltration:Test 3.2 SLA,RadBarrier:No,CoolRoof:No,InsQuality:Yes | Window:0.37 U/0.56 SHGC | AirCond:13/12,ChargeLight:Yes,AirFlowTest:Yes,FanEnergyTest:Yes,MaxCoolCap:Yes,Furnace:0.92 | Duct:R8.0,DuctTest:Yes | Mass:Std | Dhw:84% EF Tankless | E21 | G09 | H12 | D05 | M01 | W03 | 871.8432 | 318.5 | 1444.1875 | 602.2842 | 0 | 1137.5 | W134,R38,S0,IY,BN,CN,QY, | G3756, | C1312,LY,AY,FY,CCY,F92, | D8,DTY, | MN, | WT
| 840 | 7124 | 05E21G10H12D05M01W03 | 840 | W134,R38,S0,IY,BN,CN,QY,G3430,C1312,LY,AY,FY,CCY,F92,D8,DTY,MN,WT | 10.16 | 0.01 | 0.65 | 12.73 | 23.55 | 99.6% | 37.57% | 2 | 4374.3149 | 3893.7504 | 0 | 227.659 | 300.51 | 1.5556 | 285.0864 | 150.15 | Walls:R13+R4 foam,Roof:R38,SlabEdge:R0,Infiltration:Test 3.2 SLA,RadBarrier:No,CoolRoof:No,InsQuality:Yes | Window:0.34 U/0.30 SHGC | AirCond:13/12,ChargeLight:Yes,AirFlowTest:Yes,FanEnergyTest:Yes,MaxCoolCap:Yes,Furnace:0.92 | Duct:R8.0,DuctTest:Yes | Mass:Std | Dhw:84% EF Tankless | E21 | G10 | H12 | D05 | M01 | W03 | 871.8432 | 318.5 | 1444.1875 | 602.2842 | 0 | 1137.5 | W134,R38,S0,IY,BN,CN,QY, | G3430, | C1312,LY,AY,FY,CCY,F92, | D8,DTY, | MN, | WT
| 941 | 7225 | 05E22G09H11D05M01W02 | 941 | W134,R49,S0,IY,BY,CY,QY,G3756,C1312,LY,AN,FN,CCN,F80,D8,DTY,MN,WY | 7.21 | 0.26 | 0.65 | 17.5 | 25.62 | 89.72% | 32.08% | 1 | 4378.4711 | 3897.9067 | 0.31111 | 229.7099 | 328.86 | 1.2444 | 283.0355 | 121.8 | Walls:R13+R4 foam,Roof:R49,SlabEdge:R0,Infiltration:Test 3.2 SLA,RadBarrier:Yes,CoolRoof:Yes,InsQuality:Yes | Window:0.37 U/0.56 SHGC | AirCond:13/12,ChargeLight:Yes,AirFlowTest:No,FanEnergyTest:No,MaxCoolCap:No,Furnace:0.8 | Duct:R8.0,DuctTest:Yes | Mass:Std | Dhw:62% EF | E22 | G09 | H11 | D05 | M01 | W02 | 3007.9369 | 318.5 | 449.75 | 602.2842 | 0 | 0 | W134,R49,S0,IY,BY,CY,QY, | G3756, | C1312,LY,AN,FN,CCN,F80, | D8,DTY, | MN, | WY
| 996 | 7280 | 05E22G10H11D05M01W02 | 996 | W134,R49,S0,IY,BY,CY,QY,G3430,C1312,LY,AN,FN,CCN,F80,D8,DTY,MN,WY | 12.3 | 0 | 0.65 | 17.5 | 30.45 | 100% | 19.27% | 1 | 4378.4711 | 3897.9067 | 0 | 287.1374 | 391.02 | 1.5556 | 225.608 | 59.64 | Walls:R13+R4 foam,Roof:R49,SlabEdge:R0,Infiltration:Test 3.2 SLA,RadBarrier:Yes,CoolRoof:Yes,InsQuality:Yes | Window:0.34 U/0.30 SHGC | AirCond:13/12,ChargeLight:Yes,AirFlowTest:No,FanEnergyTest:No,MaxCoolCap:No,Furnace:0.8 | Duct:R8.0,DuctTest:Yes | Mass:Std | Dhw:62% EF | E22 | G10 | H11 | D05 | M01 | W02 | 3007.9369 | 318.5 | 449.75 | 602.2842 | 0 | 0 | W134,R49,S0,IY,BY,CY,QY, | G3430, | C1312,LY,AN,FN,CCN,F80, | D8,DTY, | MN, | WY
| 455 | 6739 | 05E19G09H12D05M01W03 | 455 | W134,R38,S0,IN,BY,CN,QN,G3756,C1312,LY,AY,FY,CCY,F92,D8,DTY,MN,WT | 8.22 | 0.26 | 0.65 | 12.73 | 21.86 | 89.72% | 42.05% | 2 | 4398.1586 | 3917.5942 | 0.31111 | 223.557 | 276.36 | 1.2444 | 289.1884 | 174.3 | Walls:R13+R4 foam,Roof:R38,SlabEdge:R0,Infiltration:No,RadBarrier:Yes,CoolRoof:No,InsQuality:No | Window:0.37 U/0.56 SHGC | AirCond:13/12,ChargeLight:Yes,AirFlowTest:Yes,FanEnergyTest:Yes,MaxCoolCap:Yes,Furnace:0.92 | Duct:R8.0,DuctTest:Yes | Mass:Std | Dhw:84% EF Tankless | E19 | G09 | H12 | D05 | M01 | W03 | 895.6869 | 318.5 | 1444.1875 | 602.2842 | 0 | 1137.5 | W134,R38,S0,IN,BY,CN,QN, | G3756, | C1312,LY,AY,FY,CCY,F92, | D8,DTY, | MN, | WT
| 1006 | 7290 | 05E22G10H12D07M01W02 | 1006 | W134,R49,S0,IY,BY,CY,QY,G3430,C1312,LY,AY,FY,CCY,F92,D6,DTY,MN,WY | 10.96 | 0 | 0.65 | 17.5 | 29.11 | 100% | 22.83% | 1 | 5251.1889 | 4770.6244 | 0 | 239.9648 | 376.95 | 1.5556 | 272.7805 | 73.71 | Walls:R13+R4 foam,Roof:R49,SlabEdge:R0,Infiltration:Test 3.2 SLA,RadBarrier:Yes,CoolRoof:Yes,InsQuality:Yes | Window:0.34 U/0.30 SHGC | AirCond:13/12,ChargeLight:Yes,AirFlowTest:Yes,FanEnergyTest:Yes,MaxCoolCap:Yes,Furnace:0.92 | Duct:R6.0,DuctTest:Yes | Mass:Std | Dhw:62% EF | E22 | G10 | H12 | D07 | M01 | W02 | 3007.9369 | 318.5 | 1444.1875 | 480.5645 | 0 | 0 | W134,R49,S0,IY,BY,CY,QY, | G3430, | C1312,LY,AY,FY,CCY,F92, | D6,DTY, | MN, | WY
| 903 | 7187 | 05E21G12H13D07M01W03 | 903 | W134,R38,S0,IY,BN,CN,QY,G4965,C1512,LY,AY,FY,CCY,F92,D6,DTY,MN,WT | 6.94 | 0.95 | 0.65 | 12.73 | 21.27 | 62.45% | 43.61% | 2 | 4423.2201 | 3942.6557 | 0.7 | 256.3727 | 260.4 | 0.85556 | 256.3727 | 190.26 | Walls:R13+R4 foam,Roof:R38,SlabEdge:R0,Infiltration:Test 3.2 SLA,RadBarrier:No,CoolRoof:No,InsQuality:Yes | Window:0.49 U/0.65 SHGC | AirCond:15/12,ChargeLight:Yes,AirFlowTest:Yes,FanEnergyTest:Yes,MaxCoolCap:Yes,Furnace:0.92 | Duct:R6.0,DuctTest:Yes | Mass:Std | Dhw:84% EF Tankless | E21 | G12 | H13 | D07 | M01 | W03 | 871.8432 | 159.25 | 1774.0625 | 480.5645 | 0 | 1137.5 | W134,R38,S0,IY,BN,CN,QY, | G4965, | C1512,LY,AY,FY,CCY,F92, | D6,DTY, | MN, | WT
| 1073 | 7357 | 05E22G12H14D07M01W02 | 1073 | W134,R49,S0,IY,BY,CY,QY,G4965,C1512,LY,AN,FN,CCN,F80,D6,DTY,MN,WY | 8.05 | 0.56 | 0.65 | 17.5 | 26.76 | 77.87% | 29.06% | 1 | 4427.3764 | 3946.8119 | 0.54444 | 264.5766 | 338.94 | 1.0111 | 248.1688 | 111.72 | Walls:R13+R4 foam,Roof:R49,SlabEdge:R0,Infiltration:Test 3.2 SLA,RadBarrier:Yes,CoolRoof:Yes,InsQuality:Yes | Window:0.49 U/0.65 SHGC | AirCond:15/12,ChargeLight:Yes,AirFlowTest:No,FanEnergyTest:No,MaxCoolCap:No,Furnace:0.8 | Duct:R6.0,DuctTest:Yes | Mass:Std | Dhw:62% EF | E22 | G12 | H14 | D07 | M01 | W02 | 3007.9369 | 159.25 | 779.625 | 480.5645 | 0 | 0 | W134,R49,S0,IY,BY,CY,QY, | G4965, | C1512,LY,AN,FN,CCN,F80, | D6,DTY, | MN, | WY
| 284 | 6568 | 05E18G09H11D06M01W03 | 284 | W134,R38,S0,IN,BN,CN,QN,G3756,C1312,LY,AN,FN,CCN,F80,DC,DTY,MN,WT | 8.1 | 0.64 | 0.65 | 12.73 | 22.12 | 74.7% | 41.36% | 2 | 4428.8296 | 3948.2651 | 0.54444 | 270.7296 | 273.21 | 1.0111 | 242.0158 | 177.45 | Walls:R13+R4 foam,Roof:R38,SlabEdge:R0,Infiltration:No,RadBarrier:No,CoolRoof:No,InsQuality:No | Window:0.37 U/0.56 SHGC | AirCond:13/12,ChargeLight:Yes,AirFlowTest:No,FanEnergyTest:No,MaxCoolCap:No,Furnace:0.8 | Duct:Conditioned Space,DuctTest:Yes | Mass:Std | Dhw:84% EF Tankless | E18 | G09 | H11 | D06 | M01 | W03 | 413.3432 | 318.5 | 449.75 | 2109.7365 | 0 | 1137.5 | W134,R38,S0,IN,BN,CN,QN, | G3756, | C1312,LY,AN,FN,CCN,F80, | DC,DTY, | MN, | WT
| 339 | 6623 | 05E18G10H11D06M01W03 | 339 | W134,R38,S0,IN,BN,CN,QN,G3430,C1312,LY,AN,FN,CCN,F80,DC,DTY,MN,WT | 12.48 | 0.01 | 0.65 | 12.73 | 25.87 | 99.6% | 31.42% | 1 | 4428.8296 | 3948.2651 | 0 | 293.2904 | 326.97 | 1.5556 | 219.455 | 123.69 | Walls:R13+R4 foam,Roof:R38,SlabEdge:R0,Infiltration:No,RadBarrier:No,CoolRoof:No,InsQuality:No | Window:0.34 U/0.30 SHGC | AirCond:13/12,ChargeLight:Yes,AirFlowTest:No,FanEnergyTest:No,MaxCoolCap:No,Furnace:0.8 | Duct:Conditioned Space,DuctTest:Yes | Mass:Std | Dhw:84% EF Tankless | E18 | G10 | H11 | D06 | M01 | W03 | 413.3432 | 318.5 | 449.75 | 2109.7365 | 0 | 1137.5 | W134,R38,S0,IN,BN,CN,QN, | G3430, | C1312,LY,AN,FN,CCN,F80, | DC,DTY, | MN, | WT
| 99 | 6383 | 05E17G09H08D06M01W03 | 99 | W130,R38,S0,IN,BN,CN,QN,G3756,C1310,LN,AN,FN,CCN,F92,DC,DTY,MN,WT | 9.14 | 0.9 | 0.65 | 12.73 | 23.42 | 64.43% | 37.91% | 2 | 4431.9865 | 3951.422 | 0.77778 | 324.0551 | 284.76 | 0.77778 | 188.6903 | 165.9 | Walls:R13,Roof:R38,SlabEdge:R0,Infiltration:No,RadBarrier:No,CoolRoof:No,InsQuality:No | Window:0.37 U/0.56 SHGC | AirCond:13/10,ChargeLight:No,AirFlowTest:No,FanEnergyTest:No,MaxCoolCap:No,Furnace:0.92 | Duct:Conditioned Space,DuctTest:Yes | Mass:Std | Dhw:84% EF Tankless | E17 | G09 | H08 | D06 | M01 | W03 | 183.75 | 318.5 | 682.5 | 2109.7365 | 0 | 1137.5 | W130,R38,S0,IN,BN,CN,QN, | G3756, | C1310,LN,AN,FN,CCN,F92, | DC,DTY, | MN, | WT
| 154 | 6438 | 05E17G10H08D06M01W03 | 154 | W130,R38,S0,IN,BN,CN,QN,G3430,C1310,LN,AN,FN,CCN,F92,DC,DTY,MN,WT | 13.11 | 0.03 | 0.65 | 12.73 | 26.52 | 98.81% | 29.69% | 1 | 4431.9865 | 3951.422 | 0.077778 | 330.208 | 332.85 | 1.4778 | 182.5374 | 117.81 | Walls:R13,Roof:R38,SlabEdge:R0,Infiltration:No,RadBarrier:No,CoolRoof:No,InsQuality:No | Window:0.34 U/0.30 SHGC | AirCond:13/10,ChargeLight:No,AirFlowTest:No,FanEnergyTest:No,MaxCoolCap:No,Furnace:0.92 | Duct:Conditioned Space,DuctTest:Yes | Mass:Std | Dhw:84% EF Tankless | E17 | G10 | H08 | D06 | M01 | W03 | 183.75 | 318.5 | 682.5 | 2109.7365 | 0 | 1137.5 | W130,R38,S0,IN,BN,CN,QN, | G3430, | C1310,LN,AN,FN,CCN,F92, | DC,DTY, | MN, | WT
| 751 | 7035 | 05E21G09H07D06M01W03 | 751 | W134,R38,S0,IY,BN,CN,QY,G3756,C1310,LN,AN,FN,CCN,F80,DC,DTY,MN,WT | 6.32 | 0.65 | 0.65 | 12.73 | 20.35 | 74.31% | 46.05% | 2 | 4437.5796 | 3957.0151 | 0.54444 | 246.1178 | 251.79 | 1.0111 | 266.6276 | 198.87 | Walls:R13+R4 foam,Roof:R38,SlabEdge:R0,Infiltration:Test 3.2 SLA,RadBarrier:No,CoolRoof:No,InsQuality:Yes | Window:0.37 U/0.56 SHGC | AirCond:13/10,ChargeLight:No,AirFlowTest:No,FanEnergyTest:No,MaxCoolCap:No,Furnace:0.8 | Duct:Conditioned Space,DuctTest:Yes | Mass:Std | Dhw:84% EF Tankless | E21 | G09 | H07 | D06 | M01 | W03 | 871.8432 | 318.5 | 0 | 2109.7365 | 0 | 1137.5 | W134,R38,S0,IY,BN,CN,QY, | G3756, | C1310,LN,AN,FN,CCN,F80, | DC,DTY, | MN, | WT
| 806 | 7090 | 05E21G10H07D06M01W03 | 806 | W134,R38,S0,IY,BN,CN,QY,G3430,C1310,LN,AN,FN,CCN,F80,DC,DTY,MN,WT | 10.49 | 0.01 | 0.65 | 12.73 | 23.88 | 99.6% | 36.69% | 2 | 4437.5796 | 3957.0151 | 0 | 260.4747 | 302.61 | 1.5556 | 252.2707 | 148.05 | Walls:R13+R4 foam,Roof:R38,SlabEdge:R0,Infiltration:Test 3.2 SLA,RadBarrier:No,CoolRoof:No,InsQuality:Yes | Window:0.34 U/0.30 SHGC | AirCond:13/10,ChargeLight:No,AirFlowTest:No,FanEnergyTest:No,MaxCoolCap:No,Furnace:0.8 | Duct:Conditioned Space,DuctTest:Yes | Mass:Std | Dhw:84% EF Tankless | E21 | G10 | H07 | D06 | M01 | W03 | 871.8432 | 318.5 | 0 | 2109.7365 | 0 | 1137.5 | W134,R38,S0,IY,BN,CN,QY, | G3430, | C1310,LN,AN,FN,CCN,F80, | DC,DTY, | MN, | WT
| 573 | 6857 | 05E19G12H13D07M01W03 | 573 | W134,R38,S0,IN,BY,CN,QN,G4965,C1512,LY,AY,FY,CCY,F92,D6,DTY,MN,WT | 8.99 | 0.54 | 0.65 | 12.73 | 22.91 | 78.66% | 39.26% | 2 | 4447.0639 | 3966.4994 | 0.46667 | 254.3217 | 285.81 | 1.0889 | 258.4237 | 164.85 | Walls:R13+R4 foam,Roof:R38,SlabEdge:R0,Infiltration:No,RadBarrier:Yes,CoolRoof:No,InsQuality:No | Window:0.49 U/0.65 SHGC | AirCond:15/12,ChargeLight:Yes,AirFlowTest:Yes,FanEnergyTest:Yes,MaxCoolCap:Yes,Furnace:0.92 | Duct:R6.0,DuctTest:Yes | Mass:Std | Dhw:84% EF Tankless | E19 | G12 | H13 | D07 | M01 | W03 | 895.6869 | 159.25 | 1774.0625 | 480.5645 | 0 | 1137.5 | W134,R38,S0,IN,BY,CN,QN, | G4965, | C1512,LY,AY,FY,CCY,F92, | D6,DTY, | MN, | WT
| 1031 | 7315 | 05E22G12H08D05M01W02 | 1031 | W134,R49,S0,IY,BY,CY,QY,G4965,C1310,LN,AN,FN,CCN,F92,D8,DTY,MN,WY | 6.91 | 0.66 | 0.65 | 17.5 | 25.72 | 73.91% | 31.81% | 1 | 4451.9711 | 3971.4067 | 0.62222 | 268.6786 | 324.45 | 0.93333 | 244.0668 | 126.21 | Walls:R13+R4 foam,Roof:R49,SlabEdge:R0,Infiltration:Test 3.2 SLA,RadBarrier:Yes,CoolRoof:Yes,InsQuality:Yes | Window:0.49 U/0.65 SHGC | AirCond:13/10,ChargeLight:No,AirFlowTest:No,FanEnergyTest:No,MaxCoolCap:No,Furnace:0.92 | Duct:R8.0,DuctTest:Yes | Mass:Std | Dhw:62% EF | E22 | G12 | H08 | D05 | M01 | W02 | 3007.9369 | 159.25 | 682.5 | 602.2842 | 0 | 0 | W134,R49,S0,IY,BY,CY,QY, | G4965, | C1310,LN,AN,FN,CCN,F92, | D8,DTY, | MN, | WY
| 626 | 6910 | 05E20G09H13D05M01W03 | 626 | W134,R38,S0,IY,BN,CN,QN,G3756,C1512,LY,AY,FY,CCY,F92,D8,DTY,MN,WT | 7.35 | 0.54 | 0.65 | 12.73 | 21.27 | 78.66% | 43.61% | 2 | 4452.1899 | 3971.6254 | 0.46667 | 235.8629 | 265.44 | 1.0889 | 276.8825 | 185.22 | Walls:R13+R4 foam,Roof:R38,SlabEdge:R0,Infiltration:Test 3.2 SLA,RadBarrier:No,CoolRoof:No,InsQuality:No | Window:0.37 U/0.56 SHGC | AirCond:15/12,ChargeLight:Yes,AirFlowTest:Yes,FanEnergyTest:Yes,MaxCoolCap:Yes,Furnace:0.92 | Duct:R8.0,DuctTest:Yes | Mass:Std | Dhw:84% EF Tankless | E20 | G09 | H13 | D05 | M01 | W03 | 619.8432 | 318.5 | 1774.0625 | 602.2842 | 0 | 1137.5 | W134,R38,S0,IY,BN,CN,QN, | G3756, | C1512,LY,AY,FY,CCY,F92, | D8,DTY, | MN, | WT
| 681 | 6965 | 05E20G10H13D05M01W03 | 681 | W134,R38,S0,IY,BN,CN,QN,G3430,C1512,LY,AY,FY,CCY,F92,D8,DTY,MN,WT | 11.47 | 0.01 | 0.65 | 12.73 | 24.86 | 99.6% | 34.09% | 1 | 4452.1899 | 3971.6254 | 0 | 246.1178 | 316.68 | 1.5556 | 266.6276 | 133.98 | Walls:R13+R4 foam,Roof:R38,SlabEdge:R0,Infiltration:Test 3.2 SLA,RadBarrier:No,CoolRoof:No,InsQuality:No | Window:0.34 U/0.30 SHGC | AirCond:15/12,ChargeLight:Yes,AirFlowTest:Yes,FanEnergyTest:Yes,MaxCoolCap:Yes,Furnace:0.92 | Duct:R8.0,DuctTest:Yes | Mass:Std | Dhw:84% EF Tankless | E20 | G10 | H13 | D05 | M01 | W03 | 619.8432 | 318.5 | 1774.0625 | 602.2842 | 0 | 1137.5 | W134,R38,S0,IY,BN,CN,QN, | G3430, | C1512,LY,AY,FY,CCY,F92, | D8,DTY, | MN, | WT
| 421 | 6705 | 05E19G09H07D06M01W03 | 421 | W134,R38,S0,IN,BY,CN,QN,G3756,C1310,LN,AN,FN,CCN,F80,DC,DTY,MN,WT | 8.59 | 0.3 | 0.65 | 12.73 | 22.27 | 88.14% | 40.96% | 2 | 4461.4234 | 3980.8589 | 0.38889 | 254.3217 | 279.3 | 1.1667 | 258.4237 | 171.36 | Walls:R13+R4 foam,Roof:R38,SlabEdge:R0,Infiltration:No,RadBarrier:Yes,CoolRoof:No,InsQuality:No | Window:0.37 U/0.56 SHGC | AirCond:13/10,ChargeLight:No,AirFlowTest:No,FanEnergyTest:No,MaxCoolCap:No,Furnace:0.8 | Duct:Conditioned Space,DuctTest:Yes | Mass:Std | Dhw:84% EF Tankless | E19 | G09 | H07 | D06 | M01 | W03 | 895.6869 | 318.5 | 0 | 2109.7365 | 0 | 1137.5 | W134,R38,S0,IN,BY,CN,QN, | G3756, | C1310,LN,AN,FN,CCN,F80, | DC,DTY, | MN, | WT
| 476 | 6760 | 05E19G10H07D06M01W03 | 476 | W134,R38,S0,IN,BY,CN,QN,G3430,C1310,LN,AN,FN,CCN,F80,DC,DTY,MN,WT | 13.36 | 0 | 0.65 | 12.73 | 26.74 | 100% | 29.11% | 1 | 4461.4234 | 3980.8589 | 0 | 305.5962 | 337.89 | 1.5556 | 207.1491 | 112.77 | Walls:R13+R4 foam,Roof:R38,SlabEdge:R0,Infiltration:No,RadBarrier:Yes,CoolRoof:No,InsQuality:No | Window:0.34 U/0.30 SHGC | AirCond:13/10,ChargeLight:No,AirFlowTest:No,FanEnergyTest:No,MaxCoolCap:No,Furnace:0.8 | Duct:Conditioned Space,DuctTest:Yes | Mass:Std | Dhw:84% EF Tankless | E19 | G10 | H07 | D06 | M01 | W03 | 895.6869 | 318.5 | 0 | 2109.7365 | 0 | 1137.5 | W134,R38,S0,IN,BY,CN,QN, | G3430, | C1310,LN,AN,FN,CCN,F80, | DC,DTY, | MN, | WT
| 724 | 7008 | 05E20G12H11D06M01W03 | 724 | W134,R38,S0,IY,BN,CN,QN,G4965,C1312,LY,AN,FN,CCN,F80,DC,DTY,MN,WT | 8.33 | 1.16 | 0.65 | 12.73 | 22.87 | 54.15% | 39.37% | 2 | 4476.0796 | 3995.5151 | 0.85556 | 311.7492 | 275.94 | 0.7 | 200.9962 | 174.72 | Walls:R13+R4 foam,Roof:R38,SlabEdge:R0,Infiltration:Test 3.2 SLA,RadBarrier:No,CoolRoof:No,InsQuality:No | Window:0.49 U/0.65 SHGC | AirCond:13/12,ChargeLight:Yes,AirFlowTest:No,FanEnergyTest:No,MaxCoolCap:No,Furnace:0.8 | Duct:Conditioned Space,DuctTest:Yes | Mass:Std | Dhw:84% EF Tankless | E20 | G12 | H11 | D06 | M01 | W03 | 619.8432 | 159.25 | 449.75 | 2109.7365 | 0 | 1137.5 | W134,R38,S0,IY,BN,CN,QN, | G4965, | C1312,LY,AN,FN,CCN,F80, | DC,DTY, | MN, | WT
| 1352 | 7636 | 05E24G12H07D04M01W02 | 1352 | W190,R49,S7,IY,BY,CY,QY,G4965,C1310,LN,AN,FN,CCN,F80,D6,DTN,MN,WY | 8 | 0.98 | 0.65 | 17.5 | 27.13 | 61.26% | 28.08% | 1 | 4480.9682 | 4000.4037 | 0.77778 | 293.2904 | 338.1 | 0.77778 | 219.455 | 112.56 | Walls:R19,Roof:R49,SlabEdge:R7,Infiltration:Test 3.2 SLA,RadBarrier:Yes,CoolRoof:Yes,InsQuality:Yes | Window:0.49 U/0.65 SHGC | AirCond:13/10,ChargeLight:No,AirFlowTest:No,FanEnergyTest:No,MaxCoolCap:No,Furnace:0.8 | Duct:R6.0,DuctTest:No | Mass:Std | Dhw:62% EF | E24 | G12 | H07 | D04 | M01 | W02 | 4078.2787 | 159.25 | 0 | 243.4395 | 0 | 0 | W190,R49,S7,IY,BY,CY,QY, | G4965, | C1310,LN,AN,FN,CCN,F80, | D6,DTN, | MN, | WY
| 925 | 7209 | 05E22G09H08D07M01W02 | 925 | W134,R49,S0,IY,BY,CY,QY,G3756,C1310,LN,AN,FN,CCN,F92,D6,DTY,MN,WY | 6.52 | 0.28 | 0.65 | 17.5 | 24.95 | 88.93% | 33.85% | 1 | 4489.5014 | 4008.9369 | 0.31111 | 233.8119 | 319.62 | 1.2444 | 278.9335 | 131.04 | Walls:R13+R4 foam,Roof:R49,SlabEdge:R0,Infiltration:Test 3.2 SLA,RadBarrier:Yes,CoolRoof:Yes,InsQuality:Yes | Window:0.37 U/0.56 SHGC | AirCond:13/10,ChargeLight:No,AirFlowTest:No,FanEnergyTest:No,MaxCoolCap:No,Furnace:0.92 | Duct:R6.0,DuctTest:Yes | Mass:Std | Dhw:62% EF | E22 | G09 | H08 | D07 | M01 | W02 | 3007.9369 | 318.5 | 682.5 | 480.5645 | 0 | 0 | W134,R49,S0,IY,BY,CY,QY, | G3756, | C1310,LN,AN,FN,CCN,F92, | D6,DTY, | MN, | WY
| 980 | 7264 | 05E22G10H08D07M01W02 | 980 | W134,R49,S0,IY,BY,CY,QY,G3430,C1310,LN,AN,FN,CCN,F92,D6,DTY,MN,WY | 11.1 | 0 | 0.65 | 17.5 | 29.25 | 100% | 22.45% | 1 | 4489.5014 | 4008.9369 | 0 | 293.2904 | 375.06 | 1.5556 | 219.455 | 75.6 | Walls:R13+R4 foam,Roof:R49,SlabEdge:R0,Infiltration:Test 3.2 SLA,RadBarrier:Yes,CoolRoof:Yes,InsQuality:Yes | Window:0.34 U/0.30 SHGC | AirCond:13/10,ChargeLight:No,AirFlowTest:No,FanEnergyTest:No,MaxCoolCap:No,Furnace:0.92 | Duct:R6.0,DuctTest:Yes | Mass:Std | Dhw:62% EF | E22 | G10 | H08 | D07 | M01 | W02 | 3007.9369 | 318.5 | 682.5 | 480.5645 | 0 | 0 | W134,R49,S0,IY,BY,CY,QY, | G3430, | C1310,LN,AN,FN,CCN,F92, | D6,DTY, | MN, | WY
| 374 | 6658 | 05E18G12H08D06M01W03 | 374 | W134,R38,S0,IN,BN,CN,QN,G4965,C1310,LN,AN,FN,CCN,F92,DC,DTY,MN,WT | 7.76 | 1.25 | 0.65 | 12.73 | 22.39 | 50.59% | 40.64% | 2 | 4502.3296 | 4021.7651 | 0.93333 | 324.0551 | 268.17 | 0.62222 | 188.6903 | 182.49 | Walls:R13+R4 foam,Roof:R38,SlabEdge:R0,Infiltration:No,RadBarrier:No,CoolRoof:No,InsQuality:No | Window:0.49 U/0.65 SHGC | AirCond:13/10,ChargeLight:No,AirFlowTest:No,FanEnergyTest:No,MaxCoolCap:No,Furnace:0.92 | Duct:Conditioned Space,DuctTest:Yes | Mass:Std | Dhw:84% EF Tankless | E18 | G12 | H08 | D06 | M01 | W03 | 413.3432 | 159.25 | 682.5 | 2109.7365 | 0 | 1137.5 | W134,R38,S0,IN,BN,CN,QN, | G4965, | C1310,LN,AN,FN,CCN,F92, | DC,DTY, | MN, | WT
| 901 | 7185 | 05E21G12H13D05M01W03 | 901 | W134,R38,S0,IY,BN,CN,QY,G4965,C1512,LY,AY,FY,CCY,F92,D8,DTY,MN,WT | 6.77 | 0.91 | 0.65 | 12.73 | 21.06 | 64.03% | 44.17% | 2 | 4544.9399 | 4064.3754 | 0.62222 | 252.2707 | 258.3 | 0.93333 | 260.4747 | 192.36 | Walls:R13+R4 foam,Roof:R38,SlabEdge:R0,Infiltration:Test 3.2 SLA,RadBarrier:No,CoolRoof:No,InsQuality:Yes | Window:0.49 U/0.65 SHGC | AirCond:15/12,ChargeLight:Yes,AirFlowTest:Yes,FanEnergyTest:Yes,MaxCoolCap:Yes,Furnace:0.92 | Duct:R8.0,DuctTest:Yes | Mass:Std | Dhw:84% EF Tankless | E21 | G12 | H13 | D05 | M01 | W03 | 871.8432 | 159.25 | 1774.0625 | 602.2842 | 0 | 1137.5 | W134,R38,S0,IY,BN,CN,QY, | G4965, | C1512,LY,AY,FY,CCY,F92, | D8,DTY, | MN, | WT
| 1071 | 7355 | 05E22G12H14D05M01W02 | 1071 | W134,R49,S0,IY,BY,CY,QY,G4965,C1512,LY,AN,FN,CCN,F80,D8,DTY,MN,WY | 7.85 | 0.54 | 0.65 | 17.5 | 26.54 | 78.66% | 29.64% | 1 | 4549.0961 | 4068.5317 | 0.46667 | 258.4237 | 336.63 | 1.0889 | 254.3217 | 114.03 | Walls:R13+R4 foam,Roof:R49,SlabEdge:R0,Infiltration:Test 3.2 SLA,RadBarrier:Yes,CoolRoof:Yes,InsQuality:Yes | Window:0.49 U/0.65 SHGC | AirCond:15/12,ChargeLight:Yes,AirFlowTest:No,FanEnergyTest:No,MaxCoolCap:No,Furnace:0.8 | Duct:R8.0,DuctTest:Yes | Mass:Std | Dhw:62% EF | E22 | G12 | H14 | D05 | M01 | W02 | 3007.9369 | 159.25 | 779.625 | 602.2842 | 0 | 0 | W134,R49,S0,IY,BY,CY,QY, | G4965, | C1512,LY,AN,FN,CCN,F80, | D8,DTY, | MN, | WY
| 571 | 6855 | 05E19G12H13D05M01W03 | 571 | W134,R38,S0,IN,BY,CN,QN,G4965,C1512,LY,AY,FY,CCY,F92,D8,DTY,MN,WT | 8.8 | 0.52 | 0.65 | 12.73 | 22.7 | 79.45% | 39.82% | 2 | 4568.7836 | 4088.2192 | 0.46667 | 250.2197 | 283.5 | 1.0889 | 262.5256 | 167.16 | Walls:R13+R4 foam,Roof:R38,SlabEdge:R0,Infiltration:No,RadBarrier:Yes,CoolRoof:No,InsQuality:No | Window:0.49 U/0.65 SHGC | AirCond:15/12,ChargeLight:Yes,AirFlowTest:Yes,FanEnergyTest:Yes,MaxCoolCap:Yes,Furnace:0.92 | Duct:R8.0,DuctTest:Yes | Mass:Std | Dhw:84% EF Tankless | E19 | G12 | H13 | D05 | M01 | W03 | 895.6869 | 159.25 | 1774.0625 | 602.2842 | 0 | 1137.5 | W134,R38,S0,IN,BY,CN,QN, | G4965, | C1512,LY,AY,FY,CCY,F92, | D8,DTY, | MN, | WT
| 793 | 7077 | 05E21G09H13D07M01W03 | 793 | W134,R38,S0,IY,BN,CN,QY,G3756,C1512,LY,AY,FY,CCY,F92,D6,DTY,MN,WT | 6.32 | 0.53 | 0.65 | 12.73 | 20.23 | 79.05% | 46.37% | 2 | 4582.4701 | 4101.9057 | 0.46667 | 219.455 | 252.84 | 1.0889 | 293.2904 | 197.82 | Walls:R13+R4 foam,Roof:R38,SlabEdge:R0,Infiltration:Test 3.2 SLA,RadBarrier:No,CoolRoof:No,InsQuality:Yes | Window:0.37 U/0.56 SHGC | AirCond:15/12,ChargeLight:Yes,AirFlowTest:Yes,FanEnergyTest:Yes,MaxCoolCap:Yes,Furnace:0.92 | Duct:R6.0,DuctTest:Yes | Mass:Std | Dhw:84% EF Tankless | E21 | G09 | H13 | D07 | M01 | W03 | 871.8432 | 318.5 | 1774.0625 | 480.5645 | 0 | 1137.5 | W134,R38,S0,IY,BN,CN,QY, | G3756, | C1512,LY,AY,FY,CCY,F92, | D6,DTY, | MN, | WT
| 848 | 7132 | 05E21G10H13D07M01W03 | 848 | W134,R38,S0,IY,BN,CN,QY,G3430,C1512,LY,AY,FY,CCY,F92,D6,DTY,MN,WT | 10.42 | 0 | 0.65 | 12.73 | 23.8 | 100% | 36.9% | 2 | 4582.4701 | 4101.9057 | 0 | 231.7609 | 303.66 | 1.5556 | 280.9845 | 147 | Walls:R13+R4 foam,Roof:R38,SlabEdge:R0,Infiltration:Test 3.2 SLA,RadBarrier:No,CoolRoof:No,InsQuality:Yes | Window:0.34 U/0.30 SHGC | AirCond:15/12,ChargeLight:Yes,AirFlowTest:Yes,FanEnergyTest:Yes,MaxCoolCap:Yes,Furnace:0.92 | Duct:R6.0,DuctTest:Yes | Mass:Std | Dhw:84% EF Tankless | E21 | G10 | H13 | D07 | M01 | W03 | 871.8432 | 318.5 | 1774.0625 | 480.5645 | 0 | 1137.5 | W134,R38,S0,IY,BN,CN,QY, | G3430, | C1512,LY,AY,FY,CCY,F92, | D6,DTY, | MN, | WT
| 963 | 7247 | 05E22G09H14D07M01W02 | 963 | W134,R49,S0,IY,BY,CY,QY,G3756,C1512,LY,AN,FN,CCN,F80,D6,DTY,MN,WY | 7.4 | 0.23 | 0.65 | 17.5 | 25.78 | 90.91% | 31.65% | 1 | 4586.6264 | 4106.0619 | 0.31111 | 229.7099 | 330.96 | 1.2444 | 283.0355 | 119.7 | Walls:R13+R4 foam,Roof:R49,SlabEdge:R0,Infiltration:Test 3.2 SLA,RadBarrier:Yes,CoolRoof:Yes,InsQuality:Yes | Window:0.37 U/0.56 SHGC | AirCond:15/12,ChargeLight:Yes,AirFlowTest:No,FanEnergyTest:No,MaxCoolCap:No,Furnace:0.8 | Duct:R6.0,DuctTest:Yes | Mass:Std | Dhw:62% EF | E22 | G09 | H14 | D07 | M01 | W02 | 3007.9369 | 318.5 | 779.625 | 480.5645 | 0 | 0 | W134,R49,S0,IY,BY,CY,QY, | G3756, | C1512,LY,AN,FN,CCN,F80, | D6,DTY, | MN, | WY
| 1018 | 7302 | 05E22G10H14D07M01W02 | 1018 | W134,R49,S0,IY,BY,CY,QY,G3430,C1512,LY,AN,FN,CCN,F80,D6,DTY,MN,WY | 12.6 | 0 | 0.65 | 17.5 | 30.75 | 100% | 18.48% | 1 | 4586.6264 | 4106.0619 | 0 | 293.2904 | 394.8 | 1.5556 | 219.455 | 55.86 | Walls:R13+R4 foam,Roof:R49,SlabEdge:R0,Infiltration:Test 3.2 SLA,RadBarrier:Yes,CoolRoof:Yes,InsQuality:Yes | Window:0.34 U/0.30 SHGC | AirCond:15/12,ChargeLight:Yes,AirFlowTest:No,FanEnergyTest:No,MaxCoolCap:No,Furnace:0.8 | Duct:R6.0,DuctTest:Yes | Mass:Std | Dhw:62% EF | E22 | G10 | H14 | D07 | M01 | W02 | 3007.9369 | 318.5 | 779.625 | 480.5645 | 0 | 0 | W134,R49,S0,IY,BY,CY,QY, | G3430, | C1512,LY,AN,FN,CCN,F80, | D6,DTY, | MN, | WY
| 463 | 6747 | 05E19G09H13D07M01W03 | 463 | W134,R38,S0,IN,BY,CN,QN,G3756,C1512,LY,AY,FY,CCY,F92,D6,DTY,MN,WT | 8.4 | 0.23 | 0.65 | 12.73 | 22.01 | 90.91% | 41.65% | 2 | 4606.3139 | 4125.7494 | 0.31111 | 223.557 | 278.67 | 1.2444 | 289.1884 | 171.99 | Walls:R13+R4 foam,Roof:R38,SlabEdge:R0,Infiltration:No,RadBarrier:Yes,CoolRoof:No,InsQuality:No | Window:0.37 U/0.56 SHGC | AirCond:15/12,ChargeLight:Yes,AirFlowTest:Yes,FanEnergyTest:Yes,MaxCoolCap:Yes,Furnace:0.92 | Duct:R6.0,DuctTest:Yes | Mass:Std | Dhw:84% EF Tankless | E19 | G09 | H13 | D07 | M01 | W03 | 895.6869 | 318.5 | 1774.0625 | 480.5645 | 0 | 1137.5 | W134,R38,S0,IN,BY,CN,QN, | G3756, | C1512,LY,AY,FY,CCY,F92, | D6,DTY, | MN, | WT
| 518 | 6802 | 05E19G10H13D07M01W03 | 518 | W134,R38,S0,IN,BY,CN,QN,G3430,C1512,LY,AY,FY,CCY,F92,D6,DTY,MN,WT | 13.03 | 0 | 0.65 | 12.73 | 26.41 | 100% | 29.98% | 1 | 4606.3139 | 4125.7494 | 0 | 266.6276 | 336.21 | 1.5556 | 246.1178 | 114.45 | Walls:R13+R4 foam,Roof:R38,SlabEdge:R0,Infiltration:No,RadBarrier:Yes,CoolRoof:No,InsQuality:No | Window:0.34 U/0.30 SHGC | AirCond:15/12,ChargeLight:Yes,AirFlowTest:Yes,FanEnergyTest:Yes,MaxCoolCap:Yes,Furnace:0.92 | Duct:R6.0,DuctTest:Yes | Mass:Std | Dhw:84% EF Tankless | E19 | G10 | H13 | D07 | M01 | W03 | 895.6869 | 318.5 | 1774.0625 | 480.5645 | 0 | 1137.5 | W134,R38,S0,IN,BY,CN,QN, | G3430, | C1512,LY,AY,FY,CCY,F92, | D6,DTY, | MN, | WT
| 921 | 7205 | 05E22G09H08D05M01W02 | 921 | W134,R49,S0,IY,BY,CY,QY,G3756,C1310,LN,AN,FN,CCN,F92,D8,DTY,MN,WY | 6.35 | 0.28 | 0.65 | 17.5 | 24.78 | 88.93% | 34.31% | 1 | 4611.2211 | 4130.6567 | 0.31111 | 231.7609 | 317.52 | 1.2444 | 280.9845 | 133.14 | Walls:R13+R4 foam,Roof:R49,SlabEdge:R0,Infiltration:Test 3.2 SLA,RadBarrier:Yes,CoolRoof:Yes,InsQuality:Yes | Window:0.37 U/0.56 SHGC | AirCond:13/10,ChargeLight:No,AirFlowTest:No,FanEnergyTest:No,MaxCoolCap:No,Furnace:0.92 | Duct:R8.0,DuctTest:Yes | Mass:Std | Dhw:62% EF | E22 | G09 | H08 | D05 | M01 | W02 | 3007.9369 | 318.5 | 682.5 | 602.2842 | 0 | 0 | W134,R49,S0,IY,BY,CY,QY, | G3756, | C1310,LN,AN,FN,CCN,F92, | D8,DTY, | MN, | WY
| 976 | 7260 | 05E22G10H08D05M01W02 | 976 | W134,R49,S0,IY,BY,CY,QY,G3430,C1310,LN,AN,FN,CCN,F92,D8,DTY,MN,WY | 10.83 | 0 | 0.65 | 17.5 | 28.98 | 100% | 23.17% | 1 | 4611.2211 | 4130.6567 | 0 | 287.1374 | 371.7 | 1.5556 | 225.608 | 78.96 | Walls:R13+R4 foam,Roof:R49,SlabEdge:R0,Infiltration:Test 3.2 SLA,RadBarrier:Yes,CoolRoof:Yes,InsQuality:Yes | Window:0.34 U/0.30 SHGC | AirCond:13/10,ChargeLight:No,AirFlowTest:No,FanEnergyTest:No,MaxCoolCap:No,Furnace:0.92 | Duct:R8.0,DuctTest:Yes | Mass:Std | Dhw:62% EF | E22 | G10 | H08 | D05 | M01 | W02 | 3007.9369 | 318.5 | 682.5 | 602.2842 | 0 | 0 | W134,R49,S0,IY,BY,CY,QY, | G3430, | C1310,LN,AN,FN,CCN,F92, | D8,DTY, | MN, | WY
| 614 | 6898 | 05E20G09H11D06M01W03 | 614 | W134,R38,S0,IY,BN,CN,QN,G3756,C1312,LY,AN,FN,CCN,F80,DC,DTY,MN,WT | 7.61 | 0.66 | 0.65 | 12.73 | 21.65 | 73.91% | 42.6% | 2 | 4635.3296 | 4154.7651 | 0.54444 | 266.6276 | 267.33 | 1.0111 | 246.1178 | 183.33 | Walls:R13+R4 foam,Roof:R38,SlabEdge:R0,Infiltration:Test 3.2 SLA,RadBarrier:No,CoolRoof:No,InsQuality:No | Window:0.37 U/0.56 SHGC | AirCond:13/12,ChargeLight:Yes,AirFlowTest:No,FanEnergyTest:No,MaxCoolCap:No,Furnace:0.8 | Duct:Conditioned Space,DuctTest:Yes | Mass:Std | Dhw:84% EF Tankless | E20 | G09 | H11 | D06 | M01 | W03 | 619.8432 | 318.5 | 449.75 | 2109.7365 | 0 | 1137.5 | W134,R38,S0,IY,BN,CN,QN, | G3756, | C1312,LY,AN,FN,CCN,F80, | DC,DTY, | MN, | WT
| 669 | 6953 | 05E20G10H11D06M01W03 | 669 | W134,R38,S0,IY,BN,CN,QN,G3430,C1312,LY,AN,FN,CCN,F80,DC,DTY,MN,WT | 11.93 | 0.01 | 0.65 | 12.73 | 25.32 | 99.6% | 32.87% | 1 | 4635.3296 | 4154.7651 | 0 | 283.0355 | 320.04 | 1.5556 | 229.7099 | 130.62 | Walls:R13+R4 foam,Roof:R38,SlabEdge:R0,Infiltration:Test 3.2 SLA,RadBarrier:No,CoolRoof:No,InsQuality:No | Window:0.34 U/0.30 SHGC | AirCond:13/12,ChargeLight:Yes,AirFlowTest:No,FanEnergyTest:No,MaxCoolCap:No,Furnace:0.8 | Duct:Conditioned Space,DuctTest:Yes | Mass:Std | Dhw:84% EF Tankless | E20 | G10 | H11 | D06 | M01 | W03 | 619.8432 | 318.5 | 449.75 | 2109.7365 | 0 | 1137.5 | W134,R38,S0,IY,BN,CN,QN, | G3430, | C1312,LY,AN,FN,CCN,F80, | DC,DTY, | MN, | WT
| 1524 | 7808 | 05E25G12H07D07M01W04 | 1524 | W130,R30,S0,IN,BN,CN,QN,G4965,C1310,LN,AN,FN,CCN,F80,D6,DTY,MN,WS | 12.83 | 2.12 | 0.65 | 9.23 | 24.83 | 16.21% | 34.17% | 1 | 4639.8145 | 4159.25 | 1.4 | 445.063 | 281.82 | 0.15556 | 67.6824 | 168.84 | Walls:R13,Roof:R30,SlabEdge:R0,Infiltration:No,RadBarrier:No,CoolRoof:No,InsQuality:No | Window:0.49 U/0.65 SHGC | AirCond:13/10,ChargeLight:No,AirFlowTest:No,FanEnergyTest:No,MaxCoolCap:No,Furnace:0.8 | Duct:R6.0,DuctTest:Yes | Mass:Std | Dhw:60% EF with 50% solar | E25 | G12 | H07 | D07 | M01 | W04 | 0 | 159.25 | 0 | 480.5645 | 0 | 4000 | W130,R30,S0,IN,BN,CN,QN, | G4965, | C1310,LN,AN,FN,CCN,F80, | D6,DTY, | MN, | WS
| 1242 | 7526 | 05E24G09H07D04M01W02 | 1242 | W190,R49,S7,IY,BY,CY,QY,G3756,C1310,LN,AN,FN,CCN,F80,D6,DTN,MN,WY | 7.24 | 0.47 | 0.65 | 17.5 | 25.86 | 81.42% | 31.44% | 1 | 4640.2182 | 4159.6538 | 0.46667 | 246.1178 | 329.07 | 1.0889 | 266.6276 | 121.59 | Walls:R19,Roof:R49,SlabEdge:R7,Infiltration:Test 3.2 SLA,RadBarrier:Yes,CoolRoof:Yes,InsQuality:Yes | Window:0.37 U/0.56 SHGC | AirCond:13/10,ChargeLight:No,AirFlowTest:No,FanEnergyTest:No,MaxCoolCap:No,Furnace:0.8 | Duct:R6.0,DuctTest:No | Mass:Std | Dhw:62% EF | E24 | G09 | H07 | D04 | M01 | W02 | 4078.2787 | 318.5 | 0 | 243.4395 | 0 | 0 | W190,R49,S7,IY,BY,CY,QY, | G3756, | C1310,LN,AN,FN,CCN,F80, | D6,DTN, | MN, | WY
| 1297 | 7581 | 05E24G10H07D04M01W02 | 1297 | W190,R49,S7,IY,BY,CY,QY,G3430,C1310,LN,AN,FN,CCN,F80,D6,DTN,MN,WY | 12.67 | 0 | 0.65 | 17.5 | 30.82 | 100% | 18.29% | 1 | 4640.2182 | 4159.6538 | 0 | 293.2904 | 395.43 | 1.5556 | 219.455 | 55.23 | Walls:R19,Roof:R49,SlabEdge:R7,Infiltration:Test 3.2 SLA,RadBarrier:Yes,CoolRoof:Yes,InsQuality:Yes | Window:0.34 U/0.30 SHGC | AirCond:13/10,ChargeLight:No,AirFlowTest:No,FanEnergyTest:No,MaxCoolCap:No,Furnace:0.8 | Duct:R6.0,DuctTest:No | Mass:Std | Dhw:62% EF | E24 | G10 | H07 | D04 | M01 | W02 | 4078.2787 | 318.5 | 0 | 243.4395 | 0 | 0 | W190,R49,S7,IY,BY,CY,QY, | G3430, | C1310,LN,AN,FN,CCN,F80, | D6,DTN, | MN, | WY
| 264 | 6548 | 05E18G09H08D06M01W03 | 264 | W134,R38,S0,IN,BN,CN,QN,G3756,C1310,LN,AN,FN,CCN,F92,DC,DTY,MN,WT | 7.13 | 0.69 | 0.65 | 12.73 | 21.2 | 72.73% | 43.8% | 2 | 4661.5796 | 4181.0151 | 0.62222 | 274.8315 | 260.61 | 0.93333 | 237.9139 | 190.05 | Walls:R13+R4 foam,Roof:R38,SlabEdge:R0,Infiltration:No,RadBarrier:No,CoolRoof:No,InsQuality:No | Window:0.37 U/0.56 SHGC | AirCond:13/10,ChargeLight:No,AirFlowTest:No,FanEnergyTest:No,MaxCoolCap:No,Furnace:0.92 | Duct:Conditioned Space,DuctTest:Yes | Mass:Std | Dhw:84% EF Tankless | E18 | G09 | H08 | D06 | M01 | W03 | 413.3432 | 318.5 | 682.5 | 2109.7365 | 0 | 1137.5 | W134,R38,S0,IN,BN,CN,QN, | G3756, | C1310,LN,AN,FN,CCN,F92, | DC,DTY, | MN, | WT
| 319 | 6603 | 05E18G10H08D06M01W03 | 319 | W134,R38,S0,IN,BN,CN,QN,G3430,C1310,LN,AN,FN,CCN,F92,DC,DTY,MN,WT | 10.99 | 0.01 | 0.65 | 12.73 | 24.38 | 99.6% | 35.37% | 2 | 4661.5796 | 4181.0151 | 0 | 293.2904 | 307.23 | 1.5556 | 219.455 | 143.43 | Walls:R13+R4 foam,Roof:R38,SlabEdge:R0,Infiltration:No,RadBarrier:No,CoolRoof:No,InsQuality:No | Window:0.34 U/0.30 SHGC | AirCond:13/10,ChargeLight:No,AirFlowTest:No,FanEnergyTest:No,MaxCoolCap:No,Furnace:0.92 | Duct:Conditioned Space,DuctTest:Yes | Mass:Std | Dhw:84% EF Tankless | E18 | G10 | H08 | D06 | M01 | W03 | 413.3432 | 318.5 | 682.5 | 2109.7365 | 0 | 1137.5 | W134,R38,S0,IN,BN,CN,QN, | G3430, | C1310,LN,AN,FN,CCN,F92, | DC,DTY, | MN, | WT
| 791 | 7075 | 05E21G09H13D05M01W03 | 791 | W134,R38,S0,IY,BN,CN,QY,G3756,C1512,LY,AY,FY,CCY,F92,D8,DTY,MN,WT | 6.14 | 0.51 | 0.65 | 12.73 | 20.03 | 79.84% | 46.9% | 2 | 4704.1899 | 4223.6254 | 0.38889 | 215.3531 | 250.74 | 1.1667 | 297.3923 | 199.92 | Walls:R13+R4 foam,Roof:R38,SlabEdge:R0,Infiltration:Test 3.2 SLA,RadBarrier:No,CoolRoof:No,InsQuality:Yes | Window:0.37 U/0.56 SHGC | AirCond:15/12,ChargeLight:Yes,AirFlowTest:Yes,FanEnergyTest:Yes,MaxCoolCap:Yes,Furnace:0.92 | Duct:R8.0,DuctTest:Yes | Mass:Std | Dhw:84% EF Tankless | E21 | G09 | H13 | D05 | M01 | W03 | 871.8432 | 318.5 | 1774.0625 | 602.2842 | 0 | 1137.5 | W134,R38,S0,IY,BN,CN,QY, | G3756, | C1512,LY,AY,FY,CCY,F92, | D8,DTY, | MN, | WT
| 846 | 7130 | 05E21G10H13D05M01W03 | 846 | W134,R38,S0,IY,BN,CN,QY,G3430,C1512,LY,AY,FY,CCY,F92,D8,DTY,MN,WT | 10.16 | 0 | 0.65 | 12.73 | 23.54 | 100% | 37.59% | 2 | 4704.1899 | 4223.6254 | 0 | 227.659 | 300.51 | 1.5556 | 285.0864 | 150.15 | Walls:R13+R4 foam,Roof:R38,SlabEdge:R0,Infiltration:Test 3.2 SLA,RadBarrier:No,CoolRoof:No,InsQuality:Yes | Window:0.34 U/0.30 SHGC | AirCond:15/12,ChargeLight:Yes,AirFlowTest:Yes,FanEnergyTest:Yes,MaxCoolCap:Yes,Furnace:0.92 | Duct:R8.0,DuctTest:Yes | Mass:Std | Dhw:84% EF Tankless | E21 | G10 | H13 | D05 | M01 | W03 | 871.8432 | 318.5 | 1774.0625 | 602.2842 | 0 | 1137.5 | W134,R38,S0,IY,BN,CN,QY, | G3430, | C1512,LY,AY,FY,CCY,F92, | D8,DTY, | MN, | WT
| 961 | 7245 | 05E22G09H14D05M01W02 | 961 | W134,R49,S0,IY,BY,CY,QY,G3756,C1512,LY,AN,FN,CCN,F80,D8,DTY,MN,WY | 7.21 | 0.23 | 0.65 | 17.5 | 25.59 | 90.91% | 32.16% | 1 | 4708.3461 | 4227.7817 | 0.23333 | 227.659 | 328.86 | 1.3222 | 285.0864 | 121.8 | Walls:R13+R4 foam,Roof:R49,SlabEdge:R0,Infiltration:Test 3.2 SLA,RadBarrier:Yes,CoolRoof:Yes,InsQuality:Yes | Window:0.37 U/0.56 SHGC | AirCond:15/12,ChargeLight:Yes,AirFlowTest:No,FanEnergyTest:No,MaxCoolCap:No,Furnace:0.8 | Duct:R8.0,DuctTest:Yes | Mass:Std | Dhw:62% EF | E22 | G09 | H14 | D05 | M01 | W02 | 3007.9369 | 318.5 | 779.625 | 602.2842 | 0 | 0 | W134,R49,S0,IY,BY,CY,QY, | G3756, | C1512,LY,AN,FN,CCN,F80, | D8,DTY, | MN, | WY
| 1016 | 7300 | 05E22G10H14D05M01W02 | 1016 | W134,R49,S0,IY,BY,CY,QY,G3430,C1512,LY,AN,FN,CCN,F80,D8,DTY,MN,WY | 12.3 | 0 | 0.65 | 17.5 | 30.45 | 100% | 19.27% | 1 | 4708.3461 | 4227.7817 | 0 | 287.1374 | 391.02 | 1.5556 | 225.608 | 59.64 | Walls:R13+R4 foam,Roof:R49,SlabEdge:R0,Infiltration:Test 3.2 SLA,RadBarrier:Yes,CoolRoof:Yes,InsQuality:Yes | Window:0.34 U/0.30 SHGC | AirCond:15/12,ChargeLight:Yes,AirFlowTest:No,FanEnergyTest:No,MaxCoolCap:No,Furnace:0.8 | Duct:R8.0,DuctTest:Yes | Mass:Std | Dhw:62% EF | E22 | G10 | H14 | D05 | M01 | W02 | 3007.9369 | 318.5 | 779.625 | 602.2842 | 0 | 0 | W134,R49,S0,IY,BY,CY,QY, | G3430, | C1512,LY,AN,FN,CCN,F80, | D8,DTY, | MN, | WY
| 704 | 6988 | 05E20G12H08D06M01W03 | 704 | W134,R38,S0,IY,BN,CN,QN,G4965,C1310,LN,AN,FN,CCN,F92,DC,DTY,MN,WT | 7.33 | 1.25 | 0.65 | 12.73 | 21.96 | 50.59% | 41.78% | 2 | 4708.8296 | 4228.2651 | 0.93333 | 317.9021 | 262.92 | 0.62222 | 194.8432 | 187.74 | Walls:R13+R4 foam,Roof:R38,SlabEdge:R0,Infiltration:Test 3.2 SLA,RadBarrier:No,CoolRoof:No,InsQuality:No | Window:0.49 U/0.65 SHGC | AirCond:13/10,ChargeLight:No,AirFlowTest:No,FanEnergyTest:No,MaxCoolCap:No,Furnace:0.92 | Duct:Conditioned Space,DuctTest:Yes | Mass:Std | Dhw:84% EF Tankless | E20 | G12 | H08 | D06 | M01 | W03 | 619.8432 | 159.25 | 682.5 | 2109.7365 | 0 | 1137.5 | W134,R38,S0,IY,BN,CN,QN, | G4965, | C1310,LN,AN,FN,CCN,F92, | DC,DTY, | MN, | WT
| 1187 | 7471 | 05E23G12H07D04M01W02 | 1187 | W194,R49,S7,IY,BY,CY,QY,G4965,C1310,LN,AN,FN,CCN,F80,D6,DTN,MN,WY | 6.75 | 0.9 | 0.65 | 17.5 | 25.8 | 64.43% | 31.6% | 1 | 4710.5614 | 4229.9969 | 0.62222 | 270.7296 | 323.19 | 0.93333 | 242.0158 | 127.47 | Walls:R19+R4 foam,Roof:R49,SlabEdge:R7,Infiltration:Test 3.2 SLA,RadBarrier:Yes,CoolRoof:Yes,InsQuality:Yes | Window:0.49 U/0.65 SHGC | AirCond:13/10,ChargeLight:No,AirFlowTest:No,FanEnergyTest:No,MaxCoolCap:No,Furnace:0.8 | Duct:R6.0,DuctTest:No | Mass:Std | Dhw:62% EF | E23 | G12 | H07 | D04 | M01 | W02 | 4307.8719 | 159.25 | 0 | 243.4395 | 0 | 0 | W194,R49,S7,IY,BY,CY,QY, | G4965, | C1310,LN,AN,FN,CCN,F80, | D6,DTN, | MN, | WY
| 1357 | 7641 | 05E24G12H07D07M01W02 | 1357 | W190,R49,S7,IY,BY,CY,QY,G4965,C1310,LN,AN,FN,CCN,F80,D6,DTY,MN,WY | 7.19 | 0.86 | 0.65 | 17.5 | 26.2 | 66.01% | 30.54% | 1 | 4718.0932 | 4237.5288 | 0.7 | 272.7805 | 328.44 | 0.85556 | 239.9648 | 122.22 | Walls:R19,Roof:R49,SlabEdge:R7,Infiltration:Test 3.2 SLA,RadBarrier:Yes,CoolRoof:Yes,InsQuality:Yes | Window:0.49 U/0.65 SHGC | AirCond:13/10,ChargeLight:No,AirFlowTest:No,FanEnergyTest:No,MaxCoolCap:No,Furnace:0.8 | Duct:R6.0,DuctTest:Yes | Mass:Std | Dhw:62% EF | E24 | G12 | H07 | D07 | M01 | W02 | 4078.2787 | 159.25 | 0 | 480.5645 | 0 | 0 | W190,R49,S7,IY,BY,CY,QY, | G4965, | C1310,LN,AN,FN,CCN,F80, | D6,DTY, | MN, | WY
| 461 | 6745 | 05E19G09H13D05M01W03 | 461 | W134,R38,S0,IN,BY,CN,QN,G3756,C1512,LY,AY,FY,CCY,F92,D8,DTY,MN,WT | 8.22 | 0.23 | 0.65 | 12.73 | 21.83 | 90.91% | 42.13% | 2 | 4728.0336 | 4247.4692 | 0.31111 | 221.506 | 276.36 | 1.2444 | 291.2394 | 174.3 | Walls:R13+R4 foam,Roof:R38,SlabEdge:R0,Infiltration:No,RadBarrier:Yes,CoolRoof:No,InsQuality:No | Window:0.37 U/0.56 SHGC | AirCond:15/12,ChargeLight:Yes,AirFlowTest:Yes,FanEnergyTest:Yes,MaxCoolCap:Yes,Furnace:0.92 | Duct:R8.0,DuctTest:Yes | Mass:Std | Dhw:84% EF Tankless | E19 | G09 | H13 | D05 | M01 | W03 | 895.6869 | 318.5 | 1774.0625 | 602.2842 | 0 | 1137.5 | W134,R38,S0,IN,BY,CN,QN, | G3756, | C1512,LY,AY,FY,CCY,F92, | D8,DTY, | MN, | WT
| 516 | 6800 | 05E19G10H13D05M01W03 | 516 | W134,R38,S0,IN,BY,CN,QN,G3430,C1512,LY,AY,FY,CCY,F92,D8,DTY,MN,WT | 12.75 | 0 | 0.65 | 12.73 | 26.13 | 100% | 30.73% | 1 | 4728.0336 | 4247.4692 | 0 | 262.5256 | 332.85 | 1.5556 | 250.2197 | 117.81 | Walls:R13+R4 foam,Roof:R38,SlabEdge:R0,Infiltration:No,RadBarrier:Yes,CoolRoof:No,InsQuality:No | Window:0.34 U/0.30 SHGC | AirCond:15/12,ChargeLight:Yes,AirFlowTest:Yes,FanEnergyTest:Yes,MaxCoolCap:Yes,Furnace:0.92 | Duct:R8.0,DuctTest:Yes | Mass:Std | Dhw:84% EF Tankless | E19 | G10 | H13 | D05 | M01 | W03 | 895.6869 | 318.5 | 1774.0625 | 602.2842 | 0 | 1137.5 | W134,R38,S0,IN,BY,CN,QN, | G3430, | C1512,LY,AY,FY,CCY,F92, | D8,DTY, | MN, | WT
| 889 | 7173 | 05E21G12H11D06M01W03 | 889 | W134,R38,S0,IY,BN,CN,QY,G4965,C1312,LY,AN,FN,CCN,F80,DC,DTY,MN,WT | 7 | 1.08 | 0.65 | 12.73 | 21.46 | 57.31% | 43.11% | 2 | 4728.0796 | 4247.5151 | 0.77778 | 285.0864 | 259.98 | 0.77778 | 227.659 | 190.68 | Walls:R13+R4 foam,Roof:R38,SlabEdge:R0,Infiltration:Test 3.2 SLA,RadBarrier:No,CoolRoof:No,InsQuality:Yes | Window:0.49 U/0.65 SHGC | AirCond:13/12,ChargeLight:Yes,AirFlowTest:No,FanEnergyTest:No,MaxCoolCap:No,Furnace:0.8 | Duct:Conditioned Space,DuctTest:Yes | Mass:Std | Dhw:84% EF Tankless | E21 | G12 | H11 | D06 | M01 | W03 | 871.8432 | 159.25 | 449.75 | 2109.7365 | 0 | 1137.5 | W134,R38,S0,IY,BN,CN,QY, | G4965, | C1312,LY,AN,FN,CCN,F80, | DC,DTY, | MN, | WT
| 559 | 6843 | 05E19G12H11D06M01W03 | 559 | W134,R38,S0,IN,BY,CN,QN,G4965,C1312,LY,AN,FN,CCN,F80,DC,DTY,MN,WT | 9.25 | 0.65 | 0.65 | 12.73 | 23.28 | 74.31% | 38.28% | 2 | 4751.9234 | 4271.3589 | 0.62222 | 289.1884 | 287.28 | 0.93333 | 223.557 | 163.38 | Walls:R13+R4 foam,Roof:R38,SlabEdge:R0,Infiltration:No,RadBarrier:Yes,CoolRoof:No,InsQuality:No | Window:0.49 U/0.65 SHGC | AirCond:13/12,ChargeLight:Yes,AirFlowTest:No,FanEnergyTest:No,MaxCoolCap:No,Furnace:0.8 | Duct:Conditioned Space,DuctTest:Yes | Mass:Std | Dhw:84% EF Tankless | E19 | G12 | H11 | D06 | M01 | W03 | 895.6869 | 159.25 | 449.75 | 2109.7365 | 0 | 1137.5 | W134,R38,S0,IN,BY,CN,QN, | G4965, | C1312,LY,AN,FN,CCN,F80, | DC,DTY, | MN, | WT
| 1028 | 7312 | 05E22G12H07D07M01W03 | 1028 | W134,R49,S0,IY,BY,CY,QY,G4965,C1310,LN,AN,FN,CCN,F80,D6,DTY,MN,WT | 8.05 | 0.68 | 0.65 | 12.73 | 22.11 | 73.12% | 41.38% | 2 | 4785.2514 | 4304.6869 | 0.62222 | 272.7805 | 272.58 | 0.93333 | 239.9648 | 178.08 | Walls:R13+R4 foam,Roof:R49,SlabEdge:R0,Infiltration:Test 3.2 SLA,RadBarrier:Yes,CoolRoof:Yes,InsQuality:Yes | Window:0.49 U/0.65 SHGC | AirCond:13/10,ChargeLight:No,AirFlowTest:No,FanEnergyTest:No,MaxCoolCap:No,Furnace:0.8 | Duct:R6.0,DuctTest:Yes | Mass:Std | Dhw:84% EF Tankless | E22 | G12 | H07 | D07 | M01 | W03 | 3007.9369 | 159.25 | 0 | 480.5645 | 0 | 1137.5 | W134,R49,S0,IY,BY,CY,QY, | G4965, | C1310,LN,AN,FN,CCN,F80, | D6,DTY, | MN, | WT
| 16 | 6300 | 05E05G09H07D07M01W04 | 16 | W130,R30,S0,IN,BN,CN,QN,G3756,C1310,LN,AN,FN,CCN,F80,D6,DTY,MN,WS | 12.02 | 1.28 | 0.65 | 9.23 | 23.18 | 49.41% | 38.55% | 2 | 4799.0645 | 4318.5 | 1.0111 | 375.3296 | 271.95 | 0.54444 | 137.4158 | 178.71 | Walls:R13,Roof:R30,SlabEdge:R0,Infiltration:No,RadBarrier:No,CoolRoof:No,InsQuality:No | Window:0.37 U/0.56 SHGC | AirCond:13/10,ChargeLight:No,AirFlowTest:No,FanEnergyTest:No,MaxCoolCap:No,Furnace:0.8 | Duct:R6.0,DuctTest:Yes | Mass:Std | Dhw:60% EF with 50% solar | E05 | G09 | H07 | D07 | M01 | W04 | 0 | 318.5 | 0 | 480.5645 | 0 | 4000 | W130,R30,S0,IN,BN,CN,QN, | G3756, | C1310,LN,AN,FN,CCN,F80, | D6,DTY, | MN, | WS
| 1414 | 7698 | 05E25G09H07D07M01W04 | 1414 | W130,R30,S0,IN,BN,CN,QN,G3756,C1310,LN,AN,FN,CCN,F80,D6,DTY,MN,WS | 12.02 | 1.28 | 0.65 | 9.23 | 23.18 | 49.41% | 38.55% | 2 | 4799.0645 | 4318.5 | 1.0111 | 375.3296 | 271.95 | 0.54444 | 137.4158 | 178.71 | Walls:R13,Roof:R30,SlabEdge:R0,Infiltration:No,RadBarrier:No,CoolRoof:No,InsQuality:No | Window:0.37 U/0.56 SHGC | AirCond:13/10,ChargeLight:No,AirFlowTest:No,FanEnergyTest:No,MaxCoolCap:No,Furnace:0.8 | Duct:R6.0,DuctTest:Yes | Mass:Std | Dhw:60% EF with 50% solar | E25 | G09 | H07 | D07 | M01 | W04 | 0 | 318.5 | 0 | 480.5645 | 0 | 4000 | W130,R30,S0,IN,BN,CN,QN, | G3756, | C1310,LN,AN,FN,CCN,F80, | D6,DTY, | MN, | WS
| 1469 | 7753 | 05E25G10H07D07M01W04 | 1469 | W130,R30,S0,IN,BN,CN,QN,G3430,C1310,LN,AN,FN,CCN,F80,D6,DTY,MN,WS | 16.92 | 0.04 | 0.65 | 9.23 | 26.84 | 98.42% | 28.84% | 1 | 4799.0645 | 4318.5 | 0.15556 | 363.0237 | 332.01 | 1.4 | 149.7217 | 118.65 | Walls:R13,Roof:R30,SlabEdge:R0,Infiltration:No,RadBarrier:No,CoolRoof:No,InsQuality:No | Window:0.34 U/0.30 SHGC | AirCond:13/10,ChargeLight:No,AirFlowTest:No,FanEnergyTest:No,MaxCoolCap:No,Furnace:0.8 | Duct:R6.0,DuctTest:Yes | Mass:Std | Dhw:60% EF with 50% solar | E25 | G10 | H07 | D07 | M01 | W04 | 0 | 318.5 | 0 | 480.5645 | 0 | 4000 | W130,R30,S0,IN,BN,CN,QN, | G3430, | C1310,LN,AN,FN,CCN,F80, | D6,DTY, | MN, | WS
| 204 | 6488 | 05E17G12H07D07M01W04 | 204 | W130,R38,S0,IN,BN,CN,QN,G4965,C1310,LN,AN,FN,CCN,F80,D6,DTY,MN,WS | 12.42 | 1.87 | 0.65 | 9.23 | 24.17 | 26.09% | 35.92% | 1 | 4823.5645 | 4343 | 1.3222 | 420.4512 | 276.99 | 0.23333 | 92.2942 | 173.67 | Walls:R13,Roof:R38,SlabEdge:R0,Infiltration:No,RadBarrier:No,CoolRoof:No,InsQuality:No | Window:0.49 U/0.65 SHGC | AirCond:13/10,ChargeLight:No,AirFlowTest:No,FanEnergyTest:No,MaxCoolCap:No,Furnace:0.8 | Duct:R6.0,DuctTest:Yes | Mass:Std | Dhw:60% EF with 50% solar | E17 | G12 | H07 | D07 | M01 | W04 | 183.75 | 159.25 | 0 | 480.5645 | 0 | 4000 | W130,R38,S0,IN,BN,CN,QN, | G4965, | C1310,LN,AN,FN,CCN,F80, | D6,DTY, | MN, | WS
| 1353 | 7637 | 05E24G12H07D05M01W02 | 1353 | W190,R49,S7,IY,BY,CY,QY,G4965,C1310,LN,AN,FN,CCN,F80,D8,DTY,MN,WY | 7 | 0.84 | 0.65 | 17.5 | 25.99 | 66.8% | 31.1% | 1 | 4839.813 | 4359.2485 | 0.62222 | 268.6786 | 326.34 | 0.93333 | 244.0668 | 124.32 | Walls:R19,Roof:R49,SlabEdge:R7,Infiltration:Test 3.2 SLA,RadBarrier:Yes,CoolRoof:Yes,InsQuality:Yes | Window:0.49 U/0.65 SHGC | AirCond:13/10,ChargeLight:No,AirFlowTest:No,FanEnergyTest:No,MaxCoolCap:No,Furnace:0.8 | Duct:R8.0,DuctTest:Yes | Mass:Std | Dhw:62% EF | E24 | G12 | H07 | D05 | M01 | W02 | 4078.2787 | 159.25 | 0 | 602.2842 | 0 | 0 | W190,R49,S7,IY,BY,CY,QY, | G4965, | C1310,LN,AN,FN,CCN,F80, | D8,DTY, | MN, | WY
| 1544 | 7828 | 05E25G12H10D07M01W04 | 1544 | W130,R30,S0,IN,BN,CN,QN,G4965,C1311,LY,AN,FN,CCN,F80,D6,DTY,MN,WS | 12.83 | 1.98 | 0.65 | 9.23 | 24.69 | 21.74% | 34.54% | 1 | 4862.0645 | 4381.5 | 1.3222 | 434.8081 | 281.82 | 0.23333 | 77.9373 | 168.84 | Walls:R13,Roof:R30,SlabEdge:R0,Infiltration:No,RadBarrier:No,CoolRoof:No,InsQuality:No | Window:0.49 U/0.65 SHGC | AirCond:13/11,ChargeLight:Yes,AirFlowTest:No,FanEnergyTest:No,MaxCoolCap:No,Furnace:0.8 | Duct:R6.0,DuctTest:Yes | Mass:Std | Dhw:60% EF with 50% solar | E25 | G12 | H10 | D07 | M01 | W04 | 0 | 159.25 | 222.25 | 480.5645 | 0 | 4000 | W130,R30,S0,IN,BN,CN,QN, | G4965, | C1311,LY,AN,FN,CCN,F80, | D6,DTY, | MN, | WS
| 594 | 6878 | 05E20G09H08D06M01W03 | 594 | W134,R38,S0,IY,BN,CN,QN,G3756,C1310,LN,AN,FN,CCN,F92,DC,DTY,MN,WT | 6.7 | 0.71 | 0.65 | 12.73 | 20.79 | 71.94% | 44.88% | 2 | 4868.0796 | 4387.5151 | 0.62222 | 270.7296 | 255.57 | 0.93333 | 242.0158 | 195.09 | Walls:R13+R4 foam,Roof:R38,SlabEdge:R0,Infiltration:Test 3.2 SLA,RadBarrier:No,CoolRoof:No,InsQuality:No | Window:0.37 U/0.56 SHGC | AirCond:13/10,ChargeLight:No,AirFlowTest:No,FanEnergyTest:No,MaxCoolCap:No,Furnace:0.92 | Duct:Conditioned Space,DuctTest:Yes | Mass:Std | Dhw:84% EF Tankless | E20 | G09 | H08 | D06 | M01 | W03 | 619.8432 | 318.5 | 682.5 | 2109.7365 | 0 | 1137.5 | W134,R38,S0,IY,BN,CN,QN, | G3756, | C1310,LN,AN,FN,CCN,F92, | DC,DTY, | MN, | WT
| 649 | 6933 | 05E20G10H08D06M01W03 | 649 | W134,R38,S0,IY,BN,CN,QN,G3430,C1310,LN,AN,FN,CCN,F92,DC,DTY,MN,WT | 10.51 | 0.01 | 0.65 | 12.73 | 23.9 | 99.6% | 36.64% | 2 | 4868.0796 | 4387.5151 | 0 | 283.0355 | 301.35 | 1.5556 | 229.7099 | 149.31 | Walls:R13+R4 foam,Roof:R38,SlabEdge:R0,Infiltration:Test 3.2 SLA,RadBarrier:No,CoolRoof:No,InsQuality:No | Window:0.34 U/0.30 SHGC | AirCond:13/10,ChargeLight:No,AirFlowTest:No,FanEnergyTest:No,MaxCoolCap:No,Furnace:0.92 | Duct:Conditioned Space,DuctTest:Yes | Mass:Std | Dhw:84% EF Tankless | E20 | G10 | H08 | D06 | M01 | W03 | 619.8432 | 318.5 | 682.5 | 2109.7365 | 0 | 1137.5 | W134,R38,S0,IY,BN,CN,QN, | G3430, | C1310,LN,AN,FN,CCN,F92, | DC,DTY, | MN, | WT
| 1077 | 7361 | 05E23G09H07D04M01W02 | 1077 | W194,R49,S7,IY,BY,CY,QY,G3756,C1310,LN,AN,FN,CCN,F80,D6,DTN,MN,WY | 6.02 | 0.41 | 0.65 | 17.5 | 24.58 | 83.79% | 34.84% | 1 | 4869.8114 | 4389.2469 | 0.31111 | 223.557 | 314.37 | 1.2444 | 289.1884 | 136.29 | Walls:R19+R4 foam,Roof:R49,SlabEdge:R7,Infiltration:Test 3.2 SLA,RadBarrier:Yes,CoolRoof:Yes,InsQuality:Yes | Window:0.37 U/0.56 SHGC | AirCond:13/10,ChargeLight:No,AirFlowTest:No,FanEnergyTest:No,MaxCoolCap:No,Furnace:0.8 | Duct:R6.0,DuctTest:No | Mass:Std | Dhw:62% EF | E23 | G09 | H07 | D04 | M01 | W02 | 4307.8719 | 318.5 | 0 | 243.4395 | 0 | 0 | W194,R49,S7,IY,BY,CY,QY, | G3756, | C1310,LN,AN,FN,CCN,F80, | D6,DTN, | MN, | WY
| 1082 | 7366 | 05E23G09H07D07M01W02 | 1082 | W194,R49,S7,IY,BY,CY,QY,G3756,C1310,LN,AN,FN,CCN,F80,D6,DTY,MN,WY | 5.42 | 0.36 | 0.65 | 17.5 | 23.93 | 85.77% | 36.56% | 2 | 5106.9364 | 4626.3719 | 0.31111 | 211.2511 | 307.23 | 1.2444 | 301.4943 | 143.43 | Walls:R19+R4 foam,Roof:R49,SlabEdge:R7,Infiltration:Test 3.2 SLA,RadBarrier:Yes,CoolRoof:Yes,InsQuality:Yes | Window:0.37 U/0.56 SHGC | AirCond:13/10,ChargeLight:No,AirFlowTest:No,FanEnergyTest:No,MaxCoolCap:No,Furnace:0.8 | Duct:R6.0,DuctTest:Yes | Mass:Std | Dhw:62% EF | E23 | G09 | H07 | D07 | M01 | W02 | 4307.8719 | 318.5 | 0 | 480.5645 | 0 | 0 | W194,R49,S7,IY,BY,CY,QY, | G3756, | C1310,LN,AN,FN,CCN,F80, | D6,DTY, | MN, | WY
| 1247 | 7531 | 05E24G09H07D07M01W02 | 1247 | W190,R49,S7,IY,BY,CY,QY,G3756,C1310,LN,AN,FN,CCN,F80,D6,DTY,MN,WY | 6.51 | 0.41 | 0.65 | 17.5 | 25.07 | 83.79% | 33.54% | 1 | 4877.3432 | 4396.7788 | 0.38889 | 229.7099 | 320.46 | 1.1667 | 283.0355 | 130.2 | Walls:R19,Roof:R49,SlabEdge:R7,Infiltration:Test 3.2 SLA,RadBarrier:Yes,CoolRoof:Yes,InsQuality:Yes | Window:0.37 U/0.56 SHGC | AirCond:13/10,ChargeLight:No,AirFlowTest:No,FanEnergyTest:No,MaxCoolCap:No,Furnace:0.8 | Duct:R6.0,DuctTest:Yes | Mass:Std | Dhw:62% EF | E24 | G09 | H07 | D07 | M01 | W02 | 4078.2787 | 318.5 | 0 | 480.5645 | 0 | 0 | W190,R49,S7,IY,BY,CY,QY, | G3756, | C1310,LN,AN,FN,CCN,F80, | D6,DTY, | MN, | WY
| 1302 | 7586 | 05E24G10H07D07M01W02 | 1302 | W190,R49,S7,IY,BY,CY,QY,G3430,C1310,LN,AN,FN,CCN,F80,D6,DTY,MN,WY | 11.46 | 0 | 0.65 | 17.5 | 29.61 | 100% | 21.5% | 1 | 4877.3432 | 4396.7788 | 0 | 274.8315 | 380.94 | 1.5556 | 237.9139 | 69.72 | Walls:R19,Roof:R49,SlabEdge:R7,Infiltration:Test 3.2 SLA,RadBarrier:Yes,CoolRoof:Yes,InsQuality:Yes | Window:0.34 U/0.30 SHGC | AirCond:13/10,ChargeLight:No,AirFlowTest:No,FanEnergyTest:No,MaxCoolCap:No,Furnace:0.8 | Duct:R6.0,DuctTest:Yes | Mass:Std | Dhw:62% EF | E24 | G10 | H07 | D07 | M01 | W02 | 4078.2787 | 318.5 | 0 | 480.5645 | 0 | 0 | W190,R49,S7,IY,BY,CY,QY, | G3430, | C1310,LN,AN,FN,CCN,F80, | D6,DTY, | MN, | WY
| 779 | 7063 | 05E21G09H11D06M01W03 | 779 | W134,R38,S0,IY,BN,CN,QY,G3756,C1312,LY,AN,FN,CCN,F80,DC,DTY,MN,WT | 6.32 | 0.6 | 0.65 | 12.73 | 20.3 | 76.28% | 46.18% | 2 | 4887.3296 | 4406.7651 | 0.46667 | 242.0158 | 251.79 | 1.0889 | 270.7296 | 198.87 | Walls:R13+R4 foam,Roof:R38,SlabEdge:R0,Infiltration:Test 3.2 SLA,RadBarrier:No,CoolRoof:No,InsQuality:Yes | Window:0.37 U/0.56 SHGC | AirCond:13/12,ChargeLight:Yes,AirFlowTest:No,FanEnergyTest:No,MaxCoolCap:No,Furnace:0.8 | Duct:Conditioned Space,DuctTest:Yes | Mass:Std | Dhw:84% EF Tankless | E21 | G09 | H11 | D06 | M01 | W03 | 871.8432 | 318.5 | 449.75 | 2109.7365 | 0 | 1137.5 | W134,R38,S0,IY,BN,CN,QY, | G3756, | C1312,LY,AN,FN,CCN,F80, | DC,DTY, | MN, | WT
| 834 | 7118 | 05E21G10H11D06M01W03 | 834 | W134,R38,S0,IY,BN,CN,QY,G3430,C1312,LY,AN,FN,CCN,F80,DC,DTY,MN,WT | 10.49 | 0.01 | 0.65 | 12.73 | 23.88 | 99.6% | 36.69% | 2 | 4887.3296 | 4406.7651 | 0 | 260.4747 | 302.61 | 1.5556 | 252.2707 | 148.05 | Walls:R13+R4 foam,Roof:R38,SlabEdge:R0,Infiltration:Test 3.2 SLA,RadBarrier:No,CoolRoof:No,InsQuality:Yes | Window:0.34 U/0.30 SHGC | AirCond:13/12,ChargeLight:Yes,AirFlowTest:No,FanEnergyTest:No,MaxCoolCap:No,Furnace:0.8 | Duct:Conditioned Space,DuctTest:Yes | Mass:Std | Dhw:84% EF Tankless | E21 | G10 | H11 | D06 | M01 | W03 | 871.8432 | 318.5 | 449.75 | 2109.7365 | 0 | 1137.5 | W134,R38,S0,IY,BN,CN,QY, | G3430, | C1312,LY,AN,FN,CCN,F80, | DC,DTY, | MN, | WT
| 1024 | 7308 | 05E22G12H07D05M01W03 | 1024 | W134,R49,S0,IY,BY,CY,QY,G4965,C1310,LN,AN,FN,CCN,F80,D8,DTY,MN,WT | 7.85 | 0.66 | 0.65 | 12.73 | 21.89 | 73.91% | 41.97% | 2 | 4906.9711 | 4426.4067 | 0.62222 | 268.6786 | 270.27 | 0.93333 | 244.0668 | 180.39 | Walls:R13+R4 foam,Roof:R49,SlabEdge:R0,Infiltration:Test 3.2 SLA,RadBarrier:Yes,CoolRoof:Yes,InsQuality:Yes | Window:0.49 U/0.65 SHGC | AirCond:13/10,ChargeLight:No,AirFlowTest:No,FanEnergyTest:No,MaxCoolCap:No,Furnace:0.8 | Duct:R8.0,DuctTest:Yes | Mass:Std | Dhw:84% EF Tankless | E22 | G12 | H07 | D05 | M01 | W03 | 3007.9369 | 159.25 | 0 | 602.2842 | 0 | 1137.5 | W134,R49,S0,IY,BY,CY,QY, | G4965, | C1310,LN,AN,FN,CCN,F80, | D8,DTY, | MN, | WT
| 449 | 6733 | 05E19G09H11D06M01W03 | 449 | W134,R38,S0,IN,BY,CN,QN,G3756,C1312,LY,AN,FN,CCN,F80,DC,DTY,MN,WT | 8.59 | 0.28 | 0.65 | 12.73 | 22.25 | 88.93% | 41.01% | 2 | 4911.1734 | 4430.6089 | 0.38889 | 252.2707 | 279.3 | 1.1667 | 260.4747 | 171.36 | Walls:R13+R4 foam,Roof:R38,SlabEdge:R0,Infiltration:No,RadBarrier:Yes,CoolRoof:No,InsQuality:No | Window:0.37 U/0.56 SHGC | AirCond:13/12,ChargeLight:Yes,AirFlowTest:No,FanEnergyTest:No,MaxCoolCap:No,Furnace:0.8 | Duct:Conditioned Space,DuctTest:Yes | Mass:Std | Dhw:84% EF Tankless | E19 | G09 | H11 | D06 | M01 | W03 | 895.6869 | 318.5 | 449.75 | 2109.7365 | 0 | 1137.5 | W134,R38,S0,IN,BY,CN,QN, | G3756, | C1312,LY,AN,FN,CCN,F80, | DC,DTY, | MN, | WT
| 504 | 6788 | 05E19G10H11D06M01W03 | 504 | W134,R38,S0,IN,BY,CN,QN,G3430,C1312,LY,AN,FN,CCN,F80,DC,DTY,MN,WT | 13.36 | 0 | 0.65 | 12.73 | 26.74 | 100% | 29.11% | 1 | 4911.1734 | 4430.6089 | 0 | 305.5962 | 337.89 | 1.5556 | 207.1491 | 112.77 | Walls:R13+R4 foam,Roof:R38,SlabEdge:R0,Infiltration:No,RadBarrier:Yes,CoolRoof:No,InsQuality:No | Window:0.34 U/0.30 SHGC | AirCond:13/12,ChargeLight:Yes,AirFlowTest:No,FanEnergyTest:No,MaxCoolCap:No,Furnace:0.8 | Duct:Conditioned Space,DuctTest:Yes | Mass:Std | Dhw:84% EF Tankless | E19 | G10 | H11 | D06 | M01 | W03 | 895.6869 | 318.5 | 449.75 | 2109.7365 | 0 | 1137.5 | W134,R38,S0,IN,BY,CN,QN, | G3430, | C1312,LY,AN,FN,CCN,F80, | DC,DTY, | MN, | WT
| 1377 | 7661 | 05E24G12H10D07M01W02 | 1377 | W190,R49,S7,IY,BY,CY,QY,G4965,C1311,LY,AN,FN,CCN,F80,D6,DTY,MN,WY | 7.19 | 0.8 | 0.65 | 17.5 | 26.14 | 68.38% | 30.7% | 1 | 4940.3432 | 4459.7788 | 0.62222 | 268.6786 | 328.44 | 0.93333 | 244.0668 | 122.22 | Walls:R19,Roof:R49,SlabEdge:R7,Infiltration:Test 3.2 SLA,RadBarrier:Yes,CoolRoof:Yes,InsQuality:Yes | Window:0.49 U/0.65 SHGC | AirCond:13/11,ChargeLight:Yes,AirFlowTest:No,FanEnergyTest:No,MaxCoolCap:No,Furnace:0.8 | Duct:R6.0,DuctTest:Yes | Mass:Std | Dhw:62% EF | E24 | G12 | H10 | D07 | M01 | W02 | 4078.2787 | 159.25 | 222.25 | 480.5645 | 0 | 0 | W190,R49,S7,IY,BY,CY,QY, | G4965, | C1311,LY,AN,FN,CCN,F80, | D6,DTY, | MN, | WY
| 918 | 7202 | 05E22G09H07D07M01W03 | 918 | W134,R49,S0,IY,BY,CY,QY,G3756,C1310,LN,AN,FN,CCN,F80,D6,DTY,MN,WT | 7.4 | 0.28 | 0.65 | 12.73 | 21.06 | 88.93% | 44.17% | 2 | 4944.5014 | 4463.9369 | 0.31111 | 233.8119 | 264.6 | 1.2444 | 278.9335 | 186.06 | Walls:R13+R4 foam,Roof:R49,SlabEdge:R0,Infiltration:Test 3.2 SLA,RadBarrier:Yes,CoolRoof:Yes,InsQuality:Yes | Window:0.37 U/0.56 SHGC | AirCond:13/10,ChargeLight:No,AirFlowTest:No,FanEnergyTest:No,MaxCoolCap:No,Furnace:0.8 | Duct:R6.0,DuctTest:Yes | Mass:Std | Dhw:84% EF Tankless | E22 | G09 | H07 | D07 | M01 | W03 | 3007.9369 | 318.5 | 0 | 480.5645 | 0 | 1137.5 | W134,R49,S0,IY,BY,CY,QY, | G3756, | C1310,LN,AN,FN,CCN,F80, | D6,DTY, | MN, | WT
| 973 | 7257 | 05E22G10H07D07M01W03 | 973 | W134,R49,S0,IY,BY,CY,QY,G3430,C1310,LN,AN,FN,CCN,F80,D6,DTY,MN,WT | 12.6 | 0 | 0.65 | 12.73 | 25.98 | 100% | 31.12% | 1 | 4944.5014 | 4463.9369 | 0 | 293.2904 | 328.44 | 1.5556 | 219.455 | 122.22 | Walls:R13+R4 foam,Roof:R49,SlabEdge:R0,Infiltration:Test 3.2 SLA,RadBarrier:Yes,CoolRoof:Yes,InsQuality:Yes | Window:0.34 U/0.30 SHGC | AirCond:13/10,ChargeLight:No,AirFlowTest:No,FanEnergyTest:No,MaxCoolCap:No,Furnace:0.8 | Duct:R6.0,DuctTest:Yes | Mass:Std | Dhw:84% EF Tankless | E22 | G10 | H07 | D07 | M01 | W03 | 3007.9369 | 318.5 | 0 | 480.5645 | 0 | 1137.5 | W134,R49,S0,IY,BY,CY,QY, | G3430, | C1310,LN,AN,FN,CCN,F80, | D6,DTY, | MN, | WT
| 1192 | 7476 | 05E23G12H07D07M01W02 | 1192 | W194,R49,S7,IY,BY,CY,QY,G4965,C1310,LN,AN,FN,CCN,F80,D6,DTY,MN,WY | 6.08 | 0.79 | 0.65 | 17.5 | 25.02 | 68.77% | 33.67% | 1 | 4947.6864 | 4467.1219 | 0.62222 | 252.2707 | 315 | 0.93333 | 260.4747 | 135.66 | Walls:R19+R4 foam,Roof:R49,SlabEdge:R7,Infiltration:Test 3.2 SLA,RadBarrier:Yes,CoolRoof:Yes,InsQuality:Yes | Window:0.49 U/0.65 SHGC | AirCond:13/10,ChargeLight:No,AirFlowTest:No,FanEnergyTest:No,MaxCoolCap:No,Furnace:0.8 | Duct:R6.0,DuctTest:Yes | Mass:Std | Dhw:62% EF | E23 | G12 | H07 | D07 | M01 | W02 | 4307.8719 | 159.25 | 0 | 480.5645 | 0 | 0 | W194,R49,S7,IY,BY,CY,QY, | G4965, | C1310,LN,AN,FN,CCN,F80, | D6,DTY, | MN, | WY
| 869 | 7153 | 05E21G12H08D06M01W03 | 869 | W134,R38,S0,IY,BN,CN,QY,G4965,C1310,LN,AN,FN,CCN,F92,DC,DTY,MN,WT | 6.16 | 1.17 | 0.65 | 12.73 | 20.71 | 53.75% | 45.1% | 2 | 4960.8296 | 4480.2651 | 0.85556 | 291.2394 | 249.06 | 0.7 | 221.506 | 201.6 | Walls:R13+R4 foam,Roof:R38,SlabEdge:R0,Infiltration:Test 3.2 SLA,RadBarrier:No,CoolRoof:No,InsQuality:Yes | Window:0.49 U/0.65 SHGC | AirCond:13/10,ChargeLight:No,AirFlowTest:No,FanEnergyTest:No,MaxCoolCap:No,Furnace:0.92 | Duct:Conditioned Space,DuctTest:Yes | Mass:Std | Dhw:84% EF Tankless | E21 | G12 | H08 | D06 | M01 | W03 | 871.8432 | 159.25 | 682.5 | 2109.7365 | 0 | 1137.5 | W134,R38,S0,IY,BN,CN,QY, | G4965, | C1310,LN,AN,FN,CCN,F92, | DC,DTY, | MN, | WT
| 94 | 6378 | 05E17G09H07D07M01W04 | 94 | W130,R38,S0,IN,BN,CN,QN,G3756,C1310,LN,AN,FN,CCN,F80,D6,DTY,MN,WS | 11.64 | 1.08 | 0.65 | 9.23 | 22.6 | 57.31% | 40.08% | 2 | 4982.8145 | 4502.25 | 0.93333 | 354.8198 | 267.54 | 0.62222 | 157.9256 | 183.12 | Walls:R13,Roof:R38,SlabEdge:R0,Infiltration:No,RadBarrier:No,CoolRoof:No,InsQuality:No | Window:0.37 U/0.56 SHGC | AirCond:13/10,ChargeLight:No,AirFlowTest:No,FanEnergyTest:No,MaxCoolCap:No,Furnace:0.8 | Duct:R6.0,DuctTest:Yes | Mass:Std | Dhw:60% EF with 50% solar | E17 | G09 | H07 | D07 | M01 | W04 | 183.75 | 318.5 | 0 | 480.5645 | 0 | 4000 | W130,R38,S0,IN,BN,CN,QN, | G3756, | C1310,LN,AN,FN,CCN,F80, | D6,DTY, | MN, | WS
| 149 | 6433 | 05E17G10H07D07M01W04 | 149 | W130,R38,S0,IN,BN,CN,QN,G3430,C1310,LN,AN,FN,CCN,F80,D6,DTY,MN,WS | 16.63 | 0.03 | 0.65 | 9.23 | 26.54 | 98.81% | 29.64% | 1 | 4982.8145 | 4502.25 | 0.077778 | 356.8708 | 328.86 | 1.4778 | 155.8746 | 121.8 | Walls:R13,Roof:R38,SlabEdge:R0,Infiltration:No,RadBarrier:No,CoolRoof:No,InsQuality:No | Window:0.34 U/0.30 SHGC | AirCond:13/10,ChargeLight:No,AirFlowTest:No,FanEnergyTest:No,MaxCoolCap:No,Furnace:0.8 | Duct:R6.0,DuctTest:Yes | Mass:Std | Dhw:60% EF with 50% solar | E17 | G10 | H07 | D07 | M01 | W04 | 183.75 | 318.5 | 0 | 480.5645 | 0 | 4000 | W130,R38,S0,IN,BN,CN,QN, | G3430, | C1310,LN,AN,FN,CCN,F80, | D6,DTY, | MN, | WS
| 539 | 6823 | 05E19G12H08D06M01W03 | 539 | W134,R38,S0,IN,BY,CN,QN,G4965,C1310,LN,AN,FN,CCN,F92,DC,DTY,MN,WT | 8.14 | 0.7 | 0.65 | 12.73 | 22.22 | 72.33% | 41.09% | 2 | 4984.6734 | 4504.1089 | 0.62222 | 293.2904 | 272.79 | 0.93333 | 219.455 | 177.87 | Walls:R13+R4 foam,Roof:R38,SlabEdge:R0,Infiltration:No,RadBarrier:Yes,CoolRoof:No,InsQuality:No | Window:0.49 U/0.65 SHGC | AirCond:13/10,ChargeLight:No,AirFlowTest:No,FanEnergyTest:No,MaxCoolCap:No,Furnace:0.92 | Duct:Conditioned Space,DuctTest:Yes | Mass:Std | Dhw:84% EF Tankless | E19 | G12 | H08 | D06 | M01 | W03 | 895.6869 | 159.25 | 682.5 | 2109.7365 | 0 | 1137.5 | W134,R38,S0,IN,BY,CN,QN, | G4965, | C1310,LN,AN,FN,CCN,F92, | DC,DTY, | MN, | WT
| 1243 | 7527 | 05E24G09H07D05M01W02 | 1243 | W190,R49,S7,IY,BY,CY,QY,G3756,C1310,LN,AN,FN,CCN,F80,D8,DTY,MN,WY | 6.34 | 0.4 | 0.65 | 17.5 | 24.89 | 84.19% | 34.01% | 1 | 4999.063 | 4518.4985 | 0.38889 | 227.659 | 318.36 | 1.1667 | 285.0864 | 132.3 | Walls:R19,Roof:R49,SlabEdge:R7,Infiltration:Test 3.2 SLA,RadBarrier:Yes,CoolRoof:Yes,InsQuality:Yes | Window:0.37 U/0.56 SHGC | AirCond:13/10,ChargeLight:No,AirFlowTest:No,FanEnergyTest:No,MaxCoolCap:No,Furnace:0.8 | Duct:R8.0,DuctTest:Yes | Mass:Std | Dhw:62% EF | E24 | G09 | H07 | D05 | M01 | W02 | 4078.2787 | 318.5 | 0 | 602.2842 | 0 | 0 | W190,R49,S7,IY,BY,CY,QY, | G3756, | C1310,LN,AN,FN,CCN,F80, | D8,DTY, | MN, | WY
| 1132 | 7416 | 05E23G10H07D04M01W02 | 1132 | W194,R49,S7,IY,BY,CY,QY,G3430,C1310,LN,AN,FN,CCN,F80,D6,DTN,MN,WY | 11.28 | 0 | 0.65 | 17.5 | 29.43 | 100% | 21.98% | 1 | 4869.8114 | 4389.2469 | 0 | 272.7805 | 378.63 | 1.5556 | 239.9648 | 72.03 | Walls:R19+R4 foam,Roof:R49,SlabEdge:R7,Infiltration:Test 3.2 SLA,RadBarrier:Yes,CoolRoof:Yes,InsQuality:Yes | Window:0.34 U/0.30 SHGC | AirCond:13/10,ChargeLight:No,AirFlowTest:No,FanEnergyTest:No,MaxCoolCap:No,Furnace:0.8 | Duct:R6.0,DuctTest:No | Mass:Std | Dhw:62% EF | E23 | G10 | H07 | D04 | M01 | W02 | 4307.8719 | 318.5 | 0 | 243.4395 | 0 | 0 | W194,R49,S7,IY,BY,CY,QY, | G3430, | C1310,LN,AN,FN,CCN,F80, | D6,DTN, | MN, | WY
| 1048 | 7332 | 05E22G12H10D07M01W03 | 1048 | W134,R49,S0,IY,BY,CY,QY,G4965,C1311,LY,AN,FN,CCN,F80,D6,DTY,MN,WT | 8.05 | 0.63 | 0.65 | 12.73 | 22.06 | 75.1% | 41.52% | 2 | 5007.5014 | 4526.9369 | 0.54444 | 268.6786 | 272.58 | 1.0111 | 244.0668 | 178.08 | Walls:R13+R4 foam,Roof:R49,SlabEdge:R0,Infiltration:Test 3.2 SLA,RadBarrier:Yes,CoolRoof:Yes,InsQuality:Yes | Window:0.49 U/0.65 SHGC | AirCond:13/11,ChargeLight:Yes,AirFlowTest:No,FanEnergyTest:No,MaxCoolCap:No,Furnace:0.8 | Duct:R6.0,DuctTest:Yes | Mass:Std | Dhw:84% EF Tankless | E22 | G12 | H10 | D07 | M01 | W03 | 3007.9369 | 159.25 | 222.25 | 480.5645 | 0 | 1137.5 | W134,R49,S0,IY,BY,CY,QY, | G4965, | C1311,LY,AN,FN,CCN,F80, | D6,DTY, | MN, | WT
| 1041 | 7325 | 05E22G12H09D07M01W02 | 1041 | W134,R49,S0,IY,BY,CY,QY,G4965,C1310,LN,AN,FN,CCN,F96,D6,DTY,MN,WY | 6.82 | 0.68 | 0.65 | 17.5 | 25.65 | 73.12% | 32% | 1 | 5012.7514 | 4532.1869 | 0.62222 | 272.7805 | 322.98 | 0.93333 | 239.9648 | 127.68 | Walls:R13+R4 foam,Roof:R49,SlabEdge:R0,Infiltration:Test 3.2 SLA,RadBarrier:Yes,CoolRoof:Yes,InsQuality:Yes | Window:0.49 U/0.65 SHGC | AirCond:13/10,ChargeLight:No,AirFlowTest:No,FanEnergyTest:No,MaxCoolCap:No,Furnace:0.96 | Duct:R6.0,DuctTest:Yes | Mass:Std | Dhw:62% EF | E22 | G12 | H09 | D07 | M01 | W02 | 3007.9369 | 159.25 | 1365 | 480.5645 | 0 | 0 | W134,R49,S0,IY,BY,CY,QY, | G4965, | C1310,LN,AN,FN,CCN,F96, | D6,DTY, | MN, | WY
| 46 | 6330 | 05E05G09H10D07M01W04 | 46 | W130,R30,S0,IN,BN,CN,QN,G3756,C1311,LY,AN,FN,CCN,F80,D6,DTY,MN,WS | 12.02 | 1.2 | 0.65 | 9.23 | 23.1 | 52.57% | 38.76% | 2 | 5021.3145 | 4540.75 | 0.93333 | 369.1767 | 271.95 | 0.62222 | 143.5687 | 178.71 | Walls:R13,Roof:R30,SlabEdge:R0,Infiltration:No,RadBarrier:No,CoolRoof:No,InsQuality:No | Window:0.37 U/0.56 SHGC | AirCond:13/11,ChargeLight:Yes,AirFlowTest:No,FanEnergyTest:No,MaxCoolCap:No,Furnace:0.8 | Duct:R6.0,DuctTest:Yes | Mass:Std | Dhw:60% EF with 50% solar | E05 | G09 | H10 | D07 | M01 | W04 | 0 | 318.5 | 222.25 | 480.5645 | 0 | 4000 | W130,R30,S0,IN,BN,CN,QN, | G3756, | C1311,LY,AN,FN,CCN,F80, | D6,DTY, | MN, | WS
| 1434 | 7718 | 05E25G09H10D07M01W04 | 1434 | W130,R30,S0,IN,BN,CN,QN,G3756,C1311,LY,AN,FN,CCN,F80,D6,DTY,MN,WS | 12.02 | 1.2 | 0.65 | 9.23 | 23.1 | 52.57% | 38.76% | 2 | 5021.3145 | 4540.75 | 0.93333 | 369.1767 | 271.95 | 0.62222 | 143.5687 | 178.71 | Walls:R13,Roof:R30,SlabEdge:R0,Infiltration:No,RadBarrier:No,CoolRoof:No,InsQuality:No | Window:0.37 U/0.56 SHGC | AirCond:13/11,ChargeLight:Yes,AirFlowTest:No,FanEnergyTest:No,MaxCoolCap:No,Furnace:0.8 | Duct:R6.0,DuctTest:Yes | Mass:Std | Dhw:60% EF with 50% solar | E25 | G09 | H10 | D07 | M01 | W04 | 0 | 318.5 | 222.25 | 480.5645 | 0 | 4000 | W130,R30,S0,IN,BN,CN,QN, | G3756, | C1311,LY,AN,FN,CCN,F80, | D6,DTY, | MN, | WS
| 1489 | 7773 | 05E25G10H10D07M01W04 | 1489 | W130,R30,S0,IN,BN,CN,QN,G3430,C1311,LY,AN,FN,CCN,F80,D6,DTY,MN,WS | 16.92 | 0.04 | 0.65 | 9.23 | 26.84 | 98.42% | 28.84% | 1 | 5021.3145 | 4540.75 | 0.15556 | 363.0237 | 332.01 | 1.4 | 149.7217 | 118.65 | Walls:R13,Roof:R30,SlabEdge:R0,Infiltration:No,RadBarrier:No,CoolRoof:No,InsQuality:No | Window:0.34 U/0.30 SHGC | AirCond:13/11,ChargeLight:Yes,AirFlowTest:No,FanEnergyTest:No,MaxCoolCap:No,Furnace:0.8 | Duct:R6.0,DuctTest:Yes | Mass:Std | Dhw:60% EF with 50% solar | E25 | G10 | H10 | D07 | M01 | W04 | 0 | 318.5 | 222.25 | 480.5645 | 0 | 4000 | W130,R30,S0,IN,BN,CN,QN, | G3430, | C1311,LY,AN,FN,CCN,F80, | D6,DTY, | MN, | WS
| 224 | 6508 | 05E17G12H10D07M01W04 | 224 | W130,R38,S0,IN,BN,CN,QN,G4965,C1311,LY,AN,FN,CCN,F80,D6,DTY,MN,WS | 12.42 | 1.74 | 0.65 | 9.23 | 24.04 | 31.23% | 36.27% | 1 | 5045.8145 | 4565.25 | 1.2444 | 412.2473 | 276.99 | 0.31111 | 100.4981 | 173.67 | Walls:R13,Roof:R38,SlabEdge:R0,Infiltration:No,RadBarrier:No,CoolRoof:No,InsQuality:No | Window:0.49 U/0.65 SHGC | AirCond:13/11,ChargeLight:Yes,AirFlowTest:No,FanEnergyTest:No,MaxCoolCap:No,Furnace:0.8 | Duct:R6.0,DuctTest:Yes | Mass:Std | Dhw:60% EF with 50% solar | E17 | G12 | H10 | D07 | M01 | W04 | 183.75 | 159.25 | 222.25 | 480.5645 | 0 | 4000 | W130,R38,S0,IN,BN,CN,QN, | G4965, | C1311,LY,AN,FN,CCN,F80, | D6,DTY, | MN, | WS
| 369 | 6653 | 05E18G12H07D07M01W04 | 369 | W134,R38,S0,IN,BN,CN,QN,G4965,C1310,LN,AN,FN,CCN,F80,D6,DTY,MN,WS | 9.91 | 1.48 | 0.65 | 9.23 | 21.27 | 41.5% | 43.61% | 2 | 5053.1576 | 4572.5932 | 1.0889 | 356.8708 | 246.33 | 0.46667 | 155.8746 | 204.33 | Walls:R13+R4 foam,Roof:R38,SlabEdge:R0,Infiltration:No,RadBarrier:No,CoolRoof:No,InsQuality:No | Window:0.49 U/0.65 SHGC | AirCond:13/10,ChargeLight:No,AirFlowTest:No,FanEnergyTest:No,MaxCoolCap:No,Furnace:0.8 | Duct:R6.0,DuctTest:Yes | Mass:Std | Dhw:60% EF with 50% solar | E18 | G12 | H07 | D07 | M01 | W04 | 413.3432 | 159.25 | 0 | 480.5645 | 0 | 4000 | W134,R38,S0,IN,BN,CN,QN, | G4965, | C1310,LN,AN,FN,CCN,F80, | D6,DTY, | MN, | WS
| 1375 | 7659 | 05E24G12H10D05M01W02 | 1375 | W190,R49,S7,IY,BY,CY,QY,G4965,C1311,LY,AN,FN,CCN,F80,D8,DTY,MN,WY | 7 | 0.78 | 0.65 | 17.5 | 25.93 | 69.17% | 31.26% | 1 | 5062.063 | 4581.4985 | 0.62222 | 264.5766 | 326.34 | 0.93333 | 248.1688 | 124.32 | Walls:R19,Roof:R49,SlabEdge:R7,Infiltration:Test 3.2 SLA,RadBarrier:Yes,CoolRoof:Yes,InsQuality:Yes | Window:0.49 U/0.65 SHGC | AirCond:13/11,ChargeLight:Yes,AirFlowTest:No,FanEnergyTest:No,MaxCoolCap:No,Furnace:0.8 | Duct:R8.0,DuctTest:Yes | Mass:Std | Dhw:62% EF | E24 | G12 | H10 | D05 | M01 | W02 | 4078.2787 | 159.25 | 222.25 | 602.2842 | 0 | 0 | W190,R49,S7,IY,BY,CY,QY, | G4965, | C1311,LY,AN,FN,CCN,F80, | D8,DTY, | MN, | WY
| 914 | 7198 | 05E22G09H07D05M01W03 | 914 | W134,R49,S0,IY,BY,CY,QY,G3756,C1310,LN,AN,FN,CCN,F80,D8,DTY,MN,WT | 7.21 | 0.28 | 0.65 | 12.73 | 20.87 | 88.93% | 44.67% | 2 | 5066.2211 | 4585.6567 | 0.31111 | 231.7609 | 262.5 | 1.2444 | 280.9845 | 188.16 | Walls:R13+R4 foam,Roof:R49,SlabEdge:R0,Infiltration:Test 3.2 SLA,RadBarrier:Yes,CoolRoof:Yes,InsQuality:Yes | Window:0.37 U/0.56 SHGC | AirCond:13/10,ChargeLight:No,AirFlowTest:No,FanEnergyTest:No,MaxCoolCap:No,Furnace:0.8 | Duct:R8.0,DuctTest:Yes | Mass:Std | Dhw:84% EF Tankless | E22 | G09 | H07 | D05 | M01 | W03 | 3007.9369 | 318.5 | 0 | 602.2842 | 0 | 1137.5 | W134,R49,S0,IY,BY,CY,QY, | G3756, | C1310,LN,AN,FN,CCN,F80, | D8,DTY, | MN, | WT
| 969 | 7253 | 05E22G10H07D05M01W03 | 969 | W134,R49,S0,IY,BY,CY,QY,G3430,C1310,LN,AN,FN,CCN,F80,D8,DTY,MN,WT | 12.3 | 0 | 0.65 | 12.73 | 25.68 | 100% | 31.92% | 1 | 5066.2211 | 4585.6567 | 0 | 287.1374 | 324.66 | 1.5556 | 225.608 | 126 | Walls:R13+R4 foam,Roof:R49,SlabEdge:R0,Infiltration:Test 3.2 SLA,RadBarrier:Yes,CoolRoof:Yes,InsQuality:Yes | Window:0.34 U/0.30 SHGC | AirCond:13/10,ChargeLight:No,AirFlowTest:No,FanEnergyTest:No,MaxCoolCap:No,Furnace:0.8 | Duct:R8.0,DuctTest:Yes | Mass:Std | Dhw:84% EF Tankless | E22 | G10 | H07 | D05 | M01 | W03 | 3007.9369 | 318.5 | 0 | 602.2842 | 0 | 1137.5 | W134,R49,S0,IY,BY,CY,QY, | G3430, | C1310,LN,AN,FN,CCN,F80, | D8,DTY, | MN, | WT
| 1188 | 7472 | 05E23G12H07D05M01W02 | 1188 | W194,R49,S7,IY,BY,CY,QY,G4965,C1310,LN,AN,FN,CCN,F80,D8,DTY,MN,WY | 5.91 | 0.78 | 0.65 | 17.5 | 24.84 | 69.17% | 34.15% | 1 | 5069.4061 | 4588.8417 | 0.54444 | 248.1688 | 313.11 | 1.0111 | 264.5766 | 137.55 | Walls:R19+R4 foam,Roof:R49,SlabEdge:R7,Infiltration:Test 3.2 SLA,RadBarrier:Yes,CoolRoof:Yes,InsQuality:Yes | Window:0.49 U/0.65 SHGC | AirCond:13/10,ChargeLight:No,AirFlowTest:No,FanEnergyTest:No,MaxCoolCap:No,Furnace:0.8 | Duct:R8.0,DuctTest:Yes | Mass:Std | Dhw:62% EF | E23 | G12 | H07 | D05 | M01 | W02 | 4307.8719 | 159.25 | 0 | 602.2842 | 0 | 0 | W194,R49,S7,IY,BY,CY,QY, | G4965, | C1310,LN,AN,FN,CCN,F80, | D8,DTY, | MN, | WY
| 1552 | 7836 | 05E25G12H11D07M01W04 | 1552 | W130,R30,S0,IN,BN,CN,QN,G4965,C1312,LY,AN,FN,CCN,F80,D6,DTY,MN,WS | 12.83 | 1.97 | 0.65 | 9.23 | 24.68 | 22.13% | 34.57% | 1 | 5089.5645 | 4609 | 1.3222 | 434.8081 | 281.82 | 0.23333 | 77.9373 | 168.84 | Walls:R13,Roof:R30,SlabEdge:R0,Infiltration:No,RadBarrier:No,CoolRoof:No,InsQuality:No | Window:0.49 U/0.65 SHGC | AirCond:13/12,ChargeLight:Yes,AirFlowTest:No,FanEnergyTest:No,MaxCoolCap:No,Furnace:0.8 | Duct:R6.0,DuctTest:Yes | Mass:Std | Dhw:60% EF with 50% solar | E25 | G12 | H11 | D07 | M01 | W04 | 0 | 159.25 | 449.75 | 480.5645 | 0 | 4000 | W130,R30,S0,IN,BN,CN,QN, | G4965, | C1312,LY,AN,FN,CCN,F80, | D6,DTY, | MN, | WS
| 1061 | 7345 | 05E22G12H12D07M01W02 | 1061 | W134,R49,S0,IY,BY,CY,QY,G4965,C1312,LY,AY,FY,CCY,F92,D6,DTY,MN,WY | 6.99 | 0.53 | 0.65 | 17.5 | 25.67 | 79.05% | 31.95% | 1 | 5091.9389 | 4611.3744 | 0.46667 | 227.659 | 327.6 | 1.0889 | 285.0864 | 123.06 | Walls:R13+R4 foam,Roof:R49,SlabEdge:R0,Infiltration:Test 3.2 SLA,RadBarrier:Yes,CoolRoof:Yes,InsQuality:Yes | Window:0.49 U/0.65 SHGC | AirCond:13/12,ChargeLight:Yes,AirFlowTest:Yes,FanEnergyTest:Yes,MaxCoolCap:Yes,Furnace:0.92 | Duct:R6.0,DuctTest:Yes | Mass:Std | Dhw:62% EF | E22 | G12 | H12 | D07 | M01 | W02 | 3007.9369 | 159.25 | 1444.1875 | 480.5645 | 0 | 0 | W134,R49,S0,IY,BY,CY,QY, | G4965, | C1312,LY,AY,FY,CCY,F92, | D6,DTY, | MN, | WY
| 1267 | 7551 | 05E24G09H10D07M01W02 | 1267 | W190,R49,S7,IY,BY,CY,QY,G3756,C1311,LY,AN,FN,CCN,F80,D6,DTY,MN,WY | 6.51 | 0.39 | 0.65 | 17.5 | 25.05 | 84.58% | 33.59% | 1 | 5099.5932 | 4619.0288 | 0.38889 | 227.659 | 320.46 | 1.1667 | 285.0864 | 130.2 | Walls:R19,Roof:R49,SlabEdge:R7,Infiltration:Test 3.2 SLA,RadBarrier:Yes,CoolRoof:Yes,InsQuality:Yes | Window:0.37 U/0.56 SHGC | AirCond:13/11,ChargeLight:Yes,AirFlowTest:No,FanEnergyTest:No,MaxCoolCap:No,Furnace:0.8 | Duct:R6.0,DuctTest:Yes | Mass:Std | Dhw:62% EF | E24 | G09 | H10 | D07 | M01 | W02 | 4078.2787 | 318.5 | 222.25 | 480.5645 | 0 | 0 | W190,R49,S7,IY,BY,CY,QY, | G3756, | C1311,LY,AN,FN,CCN,F80, | D6,DTY, | MN, | WY
| 1298 | 7582 | 05E24G10H07D05M01W02 | 1298 | W190,R49,S7,IY,BY,CY,QY,G3430,C1310,LN,AN,FN,CCN,F80,D8,DTY,MN,WY | 11.16 | 0 | 0.65 | 17.5 | 29.31 | 100% | 22.3% | 1 | 4999.063 | 4518.4985 | 0 | 270.7296 | 377.37 | 1.5556 | 242.0158 | 73.29 | Walls:R19,Roof:R49,SlabEdge:R7,Infiltration:Test 3.2 SLA,RadBarrier:Yes,CoolRoof:Yes,InsQuality:Yes | Window:0.34 U/0.30 SHGC | AirCond:13/10,ChargeLight:No,AirFlowTest:No,FanEnergyTest:No,MaxCoolCap:No,Furnace:0.8 | Duct:R8.0,DuctTest:Yes | Mass:Std | Dhw:62% EF | E24 | G10 | H07 | D05 | M01 | W02 | 4078.2787 | 318.5 | 0 | 602.2842 | 0 | 0 | W190,R49,S7,IY,BY,CY,QY, | G3430, | C1310,LN,AN,FN,CCN,F80, | D8,DTY, | MN, | WY
| 1322 | 7606 | 05E24G10H10D07M01W02 | 1322 | W190,R49,S7,IY,BY,CY,QY,G3430,C1311,LY,AN,FN,CCN,F80,D6,DTY,MN,WY | 11.46 | 0 | 0.65 | 17.5 | 29.61 | 100% | 21.5% | 1 | 5099.5932 | 4619.0288 | 0 | 274.8315 | 380.94 | 1.5556 | 237.9139 | 69.72 | Walls:R19,Roof:R49,SlabEdge:R7,Infiltration:Test 3.2 SLA,RadBarrier:Yes,CoolRoof:Yes,InsQuality:Yes | Window:0.34 U/0.30 SHGC | AirCond:13/11,ChargeLight:Yes,AirFlowTest:No,FanEnergyTest:No,MaxCoolCap:No,Furnace:0.8 | Duct:R6.0,DuctTest:Yes | Mass:Std | Dhw:62% EF | E24 | G10 | H10 | D07 | M01 | W02 | 4078.2787 | 318.5 | 222.25 | 480.5645 | 0 | 0 | W190,R49,S7,IY,BY,CY,QY, | G3430, | C1311,LY,AN,FN,CCN,F80, | D6,DTY, | MN, | WY
| 1137 | 7421 | 05E23G10H07D07M01W02 | 1137 | W194,R49,S7,IY,BY,CY,QY,G3430,C1310,LN,AN,FN,CCN,F80,D6,DTY,MN,WY | 10.22 | 0 | 0.65 | 17.5 | 28.37 | 100% | 24.79% | 1 | 5106.9364 | 4626.3719 | 0 | 256.3727 | 365.82 | 1.5556 | 256.3727 | 84.84 | Walls:R19+R4 foam,Roof:R49,SlabEdge:R7,Infiltration:Test 3.2 SLA,RadBarrier:Yes,CoolRoof:Yes,InsQuality:Yes | Window:0.34 U/0.30 SHGC | AirCond:13/10,ChargeLight:No,AirFlowTest:No,FanEnergyTest:No,MaxCoolCap:No,Furnace:0.8 | Duct:R6.0,DuctTest:Yes | Mass:Std | Dhw:62% EF | E23 | G10 | H07 | D07 | M01 | W02 | 4307.8719 | 318.5 | 0 | 480.5645 | 0 | 0 | W194,R49,S7,IY,BY,CY,QY, | G3430, | C1310,LN,AN,FN,CCN,F80, | D6,DTY, | MN, | WY
| 759 | 7043 | 05E21G09H08D06M01W03 | 759 | W134,R38,S0,IY,BN,CN,QY,G3756,C1310,LN,AN,FN,CCN,F92,DC,DTY,MN,WT | 5.57 | 0.65 | 0.65 | 12.73 | 19.6 | 74.31% | 48.04% | 2 | 5120.0796 | 4639.5151 | 0.54444 | 246.1178 | 241.92 | 1.0111 | 266.6276 | 208.74 | Walls:R13+R4 foam,Roof:R38,SlabEdge:R0,Infiltration:Test 3.2 SLA,RadBarrier:No,CoolRoof:No,InsQuality:Yes | Window:0.37 U/0.56 SHGC | AirCond:13/10,ChargeLight:No,AirFlowTest:No,FanEnergyTest:No,MaxCoolCap:No,Furnace:0.92 | Duct:Conditioned Space,DuctTest:Yes | Mass:Std | Dhw:84% EF Tankless | E21 | G09 | H08 | D06 | M01 | W03 | 871.8432 | 318.5 | 682.5 | 2109.7365 | 0 | 1137.5 | W134,R38,S0,IY,BN,CN,QY, | G3756, | C1310,LN,AN,FN,CCN,F92, | DC,DTY, | MN, | WT
| 814 | 7098 | 05E21G10H08D06M01W03 | 814 | W134,R38,S0,IY,BN,CN,QY,G3430,C1310,LN,AN,FN,CCN,F92,DC,DTY,MN,WT | 9.24 | 0.01 | 0.65 | 12.73 | 22.63 | 99.6% | 40.01% | 2 | 5120.0796 | 4639.5151 | 0 | 260.4747 | 286.02 | 1.5556 | 252.2707 | 164.64 | Walls:R13+R4 foam,Roof:R38,SlabEdge:R0,Infiltration:Test 3.2 SLA,RadBarrier:No,CoolRoof:No,InsQuality:Yes | Window:0.34 U/0.30 SHGC | AirCond:13/10,ChargeLight:No,AirFlowTest:No,FanEnergyTest:No,MaxCoolCap:No,Furnace:0.92 | Duct:Conditioned Space,DuctTest:Yes | Mass:Std | Dhw:84% EF Tankless | E21 | G10 | H08 | D06 | M01 | W03 | 871.8432 | 318.5 | 682.5 | 2109.7365 | 0 | 1137.5 | W134,R38,S0,IY,BN,CN,QY, | G3430, | C1310,LN,AN,FN,CCN,F92, | DC,DTY, | MN, | WT
| 1046 | 7330 | 05E22G12H10D05M01W03 | 1046 | W134,R49,S0,IY,BY,CY,QY,G4965,C1311,LY,AN,FN,CCN,F80,D8,DTY,MN,WT | 7.85 | 0.62 | 0.65 | 12.73 | 21.85 | 75.49% | 42.07% | 2 | 5129.2211 | 4648.6567 | 0.54444 | 264.5766 | 270.27 | 1.0111 | 248.1688 | 180.39 | Walls:R13+R4 foam,Roof:R49,SlabEdge:R0,Infiltration:Test 3.2 SLA,RadBarrier:Yes,CoolRoof:Yes,InsQuality:Yes | Window:0.49 U/0.65 SHGC | AirCond:13/11,ChargeLight:Yes,AirFlowTest:No,FanEnergyTest:No,MaxCoolCap:No,Furnace:0.8 | Duct:R8.0,DuctTest:Yes | Mass:Std | Dhw:84% EF Tankless | E22 | G12 | H10 | D05 | M01 | W03 | 3007.9369 | 159.25 | 222.25 | 602.2842 | 0 | 1137.5 | W134,R49,S0,IY,BY,CY,QY, | G4965, | C1311,LY,AN,FN,CCN,F80, | D8,DTY, | MN, | WT
| 1039 | 7323 | 05E22G12H09D05M01W02 | 1039 | W134,R49,S0,IY,BY,CY,QY,G4965,C1310,LN,AN,FN,CCN,F96,D8,DTY,MN,WY | 6.65 | 0.66 | 0.65 | 17.5 | 25.46 | 73.91% | 32.5% | 1 | 5134.4711 | 4653.9067 | 0.62222 | 268.6786 | 320.88 | 0.93333 | 244.0668 | 129.78 | Walls:R13+R4 foam,Roof:R49,SlabEdge:R0,Infiltration:Test 3.2 SLA,RadBarrier:Yes,CoolRoof:Yes,InsQuality:Yes | Window:0.49 U/0.65 SHGC | AirCond:13/10,ChargeLight:No,AirFlowTest:No,FanEnergyTest:No,MaxCoolCap:No,Furnace:0.96 | Duct:R8.0,DuctTest:Yes | Mass:Std | Dhw:62% EF | E22 | G12 | H09 | D05 | M01 | W02 | 3007.9369 | 159.25 | 1365 | 602.2842 | 0 | 0 | W134,R49,S0,IY,BY,CY,QY, | G4965, | C1310,LN,AN,FN,CCN,F96, | D8,DTY, | MN, | WY
| 429 | 6713 | 05E19G09H08D06M01W03 | 429 | W134,R38,S0,IN,BY,CN,QN,G3756,C1310,LN,AN,FN,CCN,F92,DC,DTY,MN,WT | 7.56 | 0.3 | 0.65 | 12.73 | 21.24 | 88.14% | 43.69% | 2 | 5143.9234 | 4663.3589 | 0.38889 | 254.3217 | 265.86 | 1.1667 | 258.4237 | 184.8 | Walls:R13+R4 foam,Roof:R38,SlabEdge:R0,Infiltration:No,RadBarrier:Yes,CoolRoof:No,InsQuality:No | Window:0.37 U/0.56 SHGC | AirCond:13/10,ChargeLight:No,AirFlowTest:No,FanEnergyTest:No,MaxCoolCap:No,Furnace:0.92 | Duct:Conditioned Space,DuctTest:Yes | Mass:Std | Dhw:84% EF Tankless | E19 | G09 | H08 | D06 | M01 | W03 | 895.6869 | 318.5 | 682.5 | 2109.7365 | 0 | 1137.5 | W134,R38,S0,IN,BY,CN,QN, | G3756, | C1310,LN,AN,FN,CCN,F92, | DC,DTY, | MN, | WT
| 484 | 6768 | 05E19G10H08D06M01W03 | 484 | W134,R38,S0,IN,BY,CN,QN,G3430,C1310,LN,AN,FN,CCN,F92,DC,DTY,MN,WT | 11.76 | 0 | 0.65 | 12.73 | 25.14 | 100% | 33.35% | 1 | 5143.9234 | 4663.3589 | 0 | 305.5962 | 316.89 | 1.5556 | 207.1491 | 133.77 | Walls:R13+R4 foam,Roof:R38,SlabEdge:R0,Infiltration:No,RadBarrier:Yes,CoolRoof:No,InsQuality:No | Window:0.34 U/0.30 SHGC | AirCond:13/10,ChargeLight:No,AirFlowTest:No,FanEnergyTest:No,MaxCoolCap:No,Furnace:0.92 | Duct:Conditioned Space,DuctTest:Yes | Mass:Std | Dhw:84% EF Tankless | E19 | G10 | H08 | D06 | M01 | W03 | 895.6869 | 318.5 | 682.5 | 2109.7365 | 0 | 1137.5 | W134,R38,S0,IN,BY,CN,QN, | G3430, | C1310,LN,AN,FN,CCN,F92, | DC,DTY, | MN, | WT
| 938 | 7222 | 05E22G09H10D07M01W03 | 938 | W134,R49,S0,IY,BY,CY,QY,G3756,C1311,LY,AN,FN,CCN,F80,D6,DTY,MN,WT | 7.4 | 0.26 | 0.65 | 12.73 | 21.04 | 89.72% | 44.22% | 2 | 5166.7514 | 4686.1869 | 0.31111 | 231.7609 | 264.6 | 1.2444 | 280.9845 | 186.06 | Walls:R13+R4 foam,Roof:R49,SlabEdge:R0,Infiltration:Test 3.2 SLA,RadBarrier:Yes,CoolRoof:Yes,InsQuality:Yes | Window:0.37 U/0.56 SHGC | AirCond:13/11,ChargeLight:Yes,AirFlowTest:No,FanEnergyTest:No,MaxCoolCap:No,Furnace:0.8 | Duct:R6.0,DuctTest:Yes | Mass:Std | Dhw:84% EF Tankless | E22 | G09 | H10 | D07 | M01 | W03 | 3007.9369 | 318.5 | 222.25 | 480.5645 | 0 | 1137.5 | W134,R49,S0,IY,BY,CY,QY, | G3756, | C1311,LY,AN,FN,CCN,F80, | D6,DTY, | MN, | WT
| 993 | 7277 | 05E22G10H10D07M01W03 | 993 | W134,R49,S0,IY,BY,CY,QY,G3430,C1311,LY,AN,FN,CCN,F80,D6,DTY,MN,WT | 12.6 | 0 | 0.65 | 12.73 | 25.98 | 100% | 31.12% | 1 | 5166.7514 | 4686.1869 | 0 | 293.2904 | 328.44 | 1.5556 | 219.455 | 122.22 | Walls:R13+R4 foam,Roof:R49,SlabEdge:R0,Infiltration:Test 3.2 SLA,RadBarrier:Yes,CoolRoof:Yes,InsQuality:Yes | Window:0.34 U/0.30 SHGC | AirCond:13/11,ChargeLight:Yes,AirFlowTest:No,FanEnergyTest:No,MaxCoolCap:No,Furnace:0.8 | Duct:R6.0,DuctTest:Yes | Mass:Std | Dhw:84% EF Tankless | E22 | G10 | H10 | D07 | M01 | W03 | 3007.9369 | 318.5 | 222.25 | 480.5645 | 0 | 1137.5 | W134,R49,S0,IY,BY,CY,QY, | G3430, | C1311,LY,AN,FN,CCN,F80, | D6,DTY, | MN, | WT
| 1385 | 7669 | 05E24G12H11D07M01W02 | 1385 | W190,R49,S7,IY,BY,CY,QY,G4965,C1312,LY,AN,FN,CCN,F80,D6,DTY,MN,WY | 7.19 | 0.8 | 0.65 | 17.5 | 26.14 | 68.38% | 30.7% | 1 | 5167.8432 | 4687.2788 | 0.62222 | 268.6786 | 328.44 | 0.93333 | 244.0668 | 122.22 | Walls:R19,Roof:R49,SlabEdge:R7,Infiltration:Test 3.2 SLA,RadBarrier:Yes,CoolRoof:Yes,InsQuality:Yes | Window:0.49 U/0.65 SHGC | AirCond:13/12,ChargeLight:Yes,AirFlowTest:No,FanEnergyTest:No,MaxCoolCap:No,Furnace:0.8 | Duct:R6.0,DuctTest:Yes | Mass:Std | Dhw:62% EF | E24 | G12 | H11 | D07 | M01 | W02 | 4078.2787 | 159.25 | 449.75 | 480.5645 | 0 | 0 | W190,R49,S7,IY,BY,CY,QY, | G4965, | C1312,LY,AN,FN,CCN,F80, | D6,DTY, | MN, | WY
| 1212 | 7496 | 05E23G12H10D07M01W02 | 1212 | W194,R49,S7,IY,BY,CY,QY,G4965,C1311,LY,AN,FN,CCN,F80,D6,DTY,MN,WY | 6.08 | 0.74 | 0.65 | 17.5 | 24.97 | 70.75% | 33.8% | 1 | 5169.9364 | 4689.3719 | 0.54444 | 248.1688 | 315 | 1.0111 | 264.5766 | 135.66 | Walls:R19+R4 foam,Roof:R49,SlabEdge:R7,Infiltration:Test 3.2 SLA,RadBarrier:Yes,CoolRoof:Yes,InsQuality:Yes | Window:0.49 U/0.65 SHGC | AirCond:13/11,ChargeLight:Yes,AirFlowTest:No,FanEnergyTest:No,MaxCoolCap:No,Furnace:0.8 | Duct:R6.0,DuctTest:Yes | Mass:Std | Dhw:62% EF | E23 | G12 | H10 | D07 | M01 | W02 | 4307.8719 | 159.25 | 222.25 | 480.5645 | 0 | 0 | W194,R49,S7,IY,BY,CY,QY, | G4965, | C1311,LY,AN,FN,CCN,F80, | D6,DTY, | MN, | WY
| 931 | 7215 | 05E22G09H09D07M01W02 | 931 | W134,R49,S0,IY,BY,CY,QY,G3756,C1310,LN,AN,FN,CCN,F96,D6,DTY,MN,WY | 6.27 | 0.28 | 0.65 | 17.5 | 24.7 | 88.93% | 34.52% | 1 | 5172.0014 | 4691.4369 | 0.31111 | 233.8119 | 316.47 | 1.2444 | 278.9335 | 134.19 | Walls:R13+R4 foam,Roof:R49,SlabEdge:R0,Infiltration:Test 3.2 SLA,RadBarrier:Yes,CoolRoof:Yes,InsQuality:Yes | Window:0.37 U/0.56 SHGC | AirCond:13/10,ChargeLight:No,AirFlowTest:No,FanEnergyTest:No,MaxCoolCap:No,Furnace:0.96 | Duct:R6.0,DuctTest:Yes | Mass:Std | Dhw:62% EF | E22 | G09 | H09 | D07 | M01 | W02 | 3007.9369 | 318.5 | 1365 | 480.5645 | 0 | 0 | W134,R49,S0,IY,BY,CY,QY, | G3756, | C1310,LN,AN,FN,CCN,F96, | D6,DTY, | MN, | WY
| 986 | 7270 | 05E22G10H09D07M01W02 | 986 | W134,R49,S0,IY,BY,CY,QY,G3430,C1310,LN,AN,FN,CCN,F96,D6,DTY,MN,WY | 10.68 | 0 | 0.65 | 17.5 | 28.83 | 100% | 23.57% | 1 | 5172.0014 | 4691.4369 | 0 | 293.2904 | 369.39 | 1.5556 | 219.455 | 81.27 | Walls:R13+R4 foam,Roof:R49,SlabEdge:R0,Infiltration:Test 3.2 SLA,RadBarrier:Yes,CoolRoof:Yes,InsQuality:Yes | Window:0.34 U/0.30 SHGC | AirCond:13/10,ChargeLight:No,AirFlowTest:No,FanEnergyTest:No,MaxCoolCap:No,Furnace:0.96 | Duct:R6.0,DuctTest:Yes | Mass:Std | Dhw:62% EF | E22 | G10 | H09 | D07 | M01 | W02 | 3007.9369 | 318.5 | 1365 | 480.5645 | 0 | 0 | W134,R49,S0,IY,BY,CY,QY, | G3430, | C1310,LN,AN,FN,CCN,F96, | D6,DTY, | MN, | WY
| 114 | 6398 | 05E17G09H10D07M01W04 | 114 | W130,R38,S0,IN,BN,CN,QN,G3756,C1311,LY,AN,FN,CCN,F80,D6,DTY,MN,WS | 11.64 | 1.01 | 0.65 | 9.23 | 22.53 | 60.08% | 40.27% | 2 | 5205.0645 | 4724.5 | 0.85556 | 350.7178 | 267.54 | 0.7 | 162.0275 | 183.12 | Walls:R13,Roof:R38,SlabEdge:R0,Infiltration:No,RadBarrier:No,CoolRoof:No,InsQuality:No | Window:0.37 U/0.56 SHGC | AirCond:13/11,ChargeLight:Yes,AirFlowTest:No,FanEnergyTest:No,MaxCoolCap:No,Furnace:0.8 | Duct:R6.0,DuctTest:Yes | Mass:Std | Dhw:60% EF with 50% solar | E17 | G09 | H10 | D07 | M01 | W04 | 183.75 | 318.5 | 222.25 | 480.5645 | 0 | 4000 | W130,R38,S0,IN,BN,CN,QN, | G3756, | C1311,LY,AN,FN,CCN,F80, | D6,DTY, | MN, | WS
| 169 | 6453 | 05E17G10H10D07M01W04 | 169 | W130,R38,S0,IN,BN,CN,QN,G3430,C1311,LY,AN,FN,CCN,F80,D6,DTY,MN,WS | 16.63 | 0.03 | 0.65 | 9.23 | 26.54 | 98.81% | 29.64% | 1 | 5205.0645 | 4724.5 | 0.077778 | 356.8708 | 328.86 | 1.4778 | 155.8746 | 121.8 | Walls:R13,Roof:R38,SlabEdge:R0,Infiltration:No,RadBarrier:No,CoolRoof:No,InsQuality:No | Window:0.34 U/0.30 SHGC | AirCond:13/11,ChargeLight:Yes,AirFlowTest:No,FanEnergyTest:No,MaxCoolCap:No,Furnace:0.8 | Duct:R6.0,DuctTest:Yes | Mass:Std | Dhw:60% EF with 50% solar | E17 | G10 | H10 | D07 | M01 | W04 | 183.75 | 318.5 | 222.25 | 480.5645 | 0 | 4000 | W130,R38,S0,IN,BN,CN,QN, | G3430, | C1311,LY,AN,FN,CCN,F80, | D6,DTY, | MN, | WS
| 259 | 6543 | 05E18G09H07D07M01W04 | 259 | W134,R38,S0,IN,BN,CN,QN,G3756,C1310,LN,AN,FN,CCN,F80,D6,DTY,MN,WS | 9.17 | 0.83 | 0.65 | 9.23 | 19.88 | 67.19% | 47.3% | 2 | 5212.4076 | 4731.8432 | 0.7 | 301.4943 | 237.51 | 0.85556 | 211.2511 | 213.15 | Walls:R13+R4 foam,Roof:R38,SlabEdge:R0,Infiltration:No,RadBarrier:No,CoolRoof:No,InsQuality:No | Window:0.37 U/0.56 SHGC | AirCond:13/10,ChargeLight:No,AirFlowTest:No,FanEnergyTest:No,MaxCoolCap:No,Furnace:0.8 | Duct:R6.0,DuctTest:Yes | Mass:Std | Dhw:60% EF with 50% solar | E18 | G09 | H07 | D07 | M01 | W04 | 413.3432 | 318.5 | 0 | 480.5645 | 0 | 4000 | W134,R38,S0,IN,BN,CN,QN, | G3756, | C1310,LN,AN,FN,CCN,F80, | D6,DTY, | MN, | WS
| 314 | 6598 | 05E18G10H07D07M01W04 | 314 | W134,R38,S0,IN,BN,CN,QN,G3430,C1310,LN,AN,FN,CCN,F80,D6,DTY,MN,WS | 14.09 | 0.01 | 0.65 | 9.23 | 23.98 | 99.6% | 36.43% | 2 | 5212.4076 | 4731.8432 | 0 | 317.9021 | 297.57 | 1.5556 | 194.8432 | 153.09 | Walls:R13+R4 foam,Roof:R38,SlabEdge:R0,Infiltration:No,RadBarrier:No,CoolRoof:No,InsQuality:No | Window:0.34 U/0.30 SHGC | AirCond:13/10,ChargeLight:No,AirFlowTest:No,FanEnergyTest:No,MaxCoolCap:No,Furnace:0.8 | Duct:R6.0,DuctTest:Yes | Mass:Std | Dhw:60% EF with 50% solar | E18 | G10 | H07 | D07 | M01 | W04 | 413.3432 | 318.5 | 0 | 480.5645 | 0 | 4000 | W134,R38,S0,IN,BN,CN,QN, | G3430, | C1310,LN,AN,FN,CCN,F80, | D6,DTY, | MN, | WS
| 1059 | 7343 | 05E22G12H12D05M01W02 | 1059 | W134,R49,S0,IY,BY,CY,QY,G4965,C1312,LY,AY,FY,CCY,F92,D8,DTY,MN,WY | 6.83 | 0.51 | 0.65 | 17.5 | 25.49 | 79.84% | 32.42% | 1 | 5213.6586 | 4733.0942 | 0.46667 | 223.557 | 325.5 | 1.0889 | 289.1884 | 125.16 | Walls:R13+R4 foam,Roof:R49,SlabEdge:R0,Infiltration:Test 3.2 SLA,RadBarrier:Yes,CoolRoof:Yes,InsQuality:Yes | Window:0.49 U/0.65 SHGC | AirCond:13/12,ChargeLight:Yes,AirFlowTest:Yes,FanEnergyTest:Yes,MaxCoolCap:Yes,Furnace:0.92 | Duct:R8.0,DuctTest:Yes | Mass:Std | Dhw:62% EF | E22 | G12 | H12 | D05 | M01 | W02 | 3007.9369 | 159.25 | 1444.1875 | 602.2842 | 0 | 0 | W134,R49,S0,IY,BY,CY,QY, | G4965, | C1312,LY,AY,FY,CCY,F92, | D8,DTY, | MN, | WY
| 1265 | 7549 | 05E24G09H10D05M01W02 | 1265 | W190,R49,S7,IY,BY,CY,QY,G3756,C1311,LY,AN,FN,CCN,F80,D8,DTY,MN,WY | 6.34 | 0.38 | 0.65 | 17.5 | 24.87 | 84.98% | 34.07% | 1 | 5221.313 | 4740.7485 | 0.38889 | 225.608 | 318.36 | 1.1667 | 287.1374 | 132.3 | Walls:R19,Roof:R49,SlabEdge:R7,Infiltration:Test 3.2 SLA,RadBarrier:Yes,CoolRoof:Yes,InsQuality:Yes | Window:0.37 U/0.56 SHGC | AirCond:13/11,ChargeLight:Yes,AirFlowTest:No,FanEnergyTest:No,MaxCoolCap:No,Furnace:0.8 | Duct:R8.0,DuctTest:Yes | Mass:Std | Dhw:62% EF | E24 | G09 | H10 | D05 | M01 | W02 | 4078.2787 | 318.5 | 222.25 | 602.2842 | 0 | 0 | W190,R49,S7,IY,BY,CY,QY, | G3756, | C1311,LY,AN,FN,CCN,F80, | D8,DTY, | MN, | WY
| 1320 | 7604 | 05E24G10H10D05M01W02 | 1320 | W190,R49,S7,IY,BY,CY,QY,G3430,C1311,LY,AN,FN,CCN,F80,D8,DTY,MN,WY | 11.16 | 0 | 0.65 | 17.5 | 29.31 | 100% | 22.3% | 1 | 5221.313 | 4740.7485 | 0 | 270.7296 | 377.37 | 1.5556 | 242.0158 | 73.29 | Walls:R19,Roof:R49,SlabEdge:R7,Infiltration:Test 3.2 SLA,RadBarrier:Yes,CoolRoof:Yes,InsQuality:Yes | Window:0.34 U/0.30 SHGC | AirCond:13/11,ChargeLight:Yes,AirFlowTest:No,FanEnergyTest:No,MaxCoolCap:No,Furnace:0.8 | Duct:R8.0,DuctTest:Yes | Mass:Std | Dhw:62% EF | E24 | G10 | H10 | D05 | M01 | W02 | 4078.2787 | 318.5 | 222.25 | 602.2842 | 0 | 0 | W190,R49,S7,IY,BY,CY,QY, | G3430, | C1311,LY,AN,FN,CCN,F80, | D8,DTY, | MN, | WY
| 1078 | 7362 | 05E23G09H07D05M01W02 | 1078 | W194,R49,S7,IY,BY,CY,QY,G3756,C1310,LN,AN,FN,CCN,F80,D8,DTY,MN,WY | 5.27 | 0.36 | 0.65 | 17.5 | 23.78 | 85.77% | 36.96% | 2 | 5228.6561 | 4748.0917 | 0.31111 | 207.1491 | 305.55 | 1.2444 | 305.5962 | 145.11 | Walls:R19+R4 foam,Roof:R49,SlabEdge:R7,Infiltration:Test 3.2 SLA,RadBarrier:Yes,CoolRoof:Yes,InsQuality:Yes | Window:0.37 U/0.56 SHGC | AirCond:13/10,ChargeLight:No,AirFlowTest:No,FanEnergyTest:No,MaxCoolCap:No,Furnace:0.8 | Duct:R8.0,DuctTest:Yes | Mass:Std | Dhw:62% EF | E23 | G09 | H07 | D05 | M01 | W02 | 4307.8719 | 318.5 | 0 | 602.2842 | 0 | 0 | W194,R49,S7,IY,BY,CY,QY, | G3756, | C1310,LN,AN,FN,CCN,F80, | D8,DTY, | MN, | WY
| 1133 | 7417 | 05E23G10H07D05M01W02 | 1133 | W194,R49,S7,IY,BY,CY,QY,G3430,C1310,LN,AN,FN,CCN,F80,D8,DTY,MN,WY | 9.94 | 0 | 0.65 | 17.5 | 28.09 | 100% | 25.53% | 1 | 5228.6561 | 4748.0917 | 0 | 250.2197 | 362.46 | 1.5556 | 262.5256 | 88.2 | Walls:R19+R4 foam,Roof:R49,SlabEdge:R7,Infiltration:Test 3.2 SLA,RadBarrier:Yes,CoolRoof:Yes,InsQuality:Yes | Window:0.34 U/0.30 SHGC | AirCond:13/10,ChargeLight:No,AirFlowTest:No,FanEnergyTest:No,MaxCoolCap:No,Furnace:0.8 | Duct:R8.0,DuctTest:Yes | Mass:Std | Dhw:62% EF | E23 | G10 | H07 | D05 | M01 | W02 | 4307.8719 | 318.5 | 0 | 602.2842 | 0 | 0 | W194,R49,S7,IY,BY,CY,QY, | G3430, | C1310,LN,AN,FN,CCN,F80, | D8,DTY, | MN, | WY
| 1056 | 7340 | 05E22G12H11D07M01W03 | 1056 | W134,R49,S0,IY,BY,CY,QY,G4965,C1312,LY,AN,FN,CCN,F80,D6,DTY,MN,WT | 8.05 | 0.63 | 0.65 | 12.73 | 22.06 | 75.1% | 41.52% | 2 | 5235.0014 | 4754.4369 | 0.54444 | 268.6786 | 272.58 | 1.0111 | 244.0668 | 178.08 | Walls:R13+R4 foam,Roof:R49,SlabEdge:R0,Infiltration:Test 3.2 SLA,RadBarrier:Yes,CoolRoof:Yes,InsQuality:Yes | Window:0.49 U/0.65 SHGC | AirCond:13/12,ChargeLight:Yes,AirFlowTest:No,FanEnergyTest:No,MaxCoolCap:No,Furnace:0.8 | Duct:R6.0,DuctTest:Yes | Mass:Std | Dhw:84% EF Tankless | E22 | G12 | H11 | D07 | M01 | W03 | 3007.9369 | 159.25 | 449.75 | 480.5645 | 0 | 1137.5 | W134,R49,S0,IY,BY,CY,QY, | G4965, | C1312,LY,AN,FN,CCN,F80, | D6,DTY, | MN, | WT
| 58 | 6342 | 05E05G09H11D07M01W04 | 58 | W130,R30,S0,IN,BN,CN,QN,G3756,C1312,LY,AN,FN,CCN,F80,D6,DTY,MN,WS | 12.02 | 1.19 | 0.65 | 9.23 | 23.09 | 52.96% | 38.79% | 2 | 5248.8145 | 4768.25 | 0.93333 | 369.1767 | 271.95 | 0.62222 | 143.5687 | 178.71 | Walls:R13,Roof:R30,SlabEdge:R0,Infiltration:No,RadBarrier:No,CoolRoof:No,InsQuality:No | Window:0.37 U/0.56 SHGC | AirCond:13/12,ChargeLight:Yes,AirFlowTest:No,FanEnergyTest:No,MaxCoolCap:No,Furnace:0.8 | Duct:R6.0,DuctTest:Yes | Mass:Std | Dhw:60% EF with 50% solar | E05 | G09 | H11 | D07 | M01 | W04 | 0 | 318.5 | 449.75 | 480.5645 | 0 | 4000 | W130,R30,S0,IN,BN,CN,QN, | G3756, | C1312,LY,AN,FN,CCN,F80, | D6,DTY, | MN, | WS
| 1442 | 7726 | 05E25G09H11D07M01W04 | 1442 | W130,R30,S0,IN,BN,CN,QN,G3756,C1312,LY,AN,FN,CCN,F80,D6,DTY,MN,WS | 12.02 | 1.19 | 0.65 | 9.23 | 23.09 | 52.96% | 38.79% | 2 | 5248.8145 | 4768.25 | 0.93333 | 369.1767 | 271.95 | 0.62222 | 143.5687 | 178.71 | Walls:R13,Roof:R30,SlabEdge:R0,Infiltration:No,RadBarrier:No,CoolRoof:No,InsQuality:No | Window:0.37 U/0.56 SHGC | AirCond:13/12,ChargeLight:Yes,AirFlowTest:No,FanEnergyTest:No,MaxCoolCap:No,Furnace:0.8 | Duct:R6.0,DuctTest:Yes | Mass:Std | Dhw:60% EF with 50% solar | E25 | G09 | H11 | D07 | M01 | W04 | 0 | 318.5 | 449.75 | 480.5645 | 0 | 4000 | W130,R30,S0,IN,BN,CN,QN, | G3756, | C1312,LY,AN,FN,CCN,F80, | D6,DTY, | MN, | WS
| 1497 | 7781 | 05E25G10H11D07M01W04 | 1497 | W130,R30,S0,IN,BN,CN,QN,G3430,C1312,LY,AN,FN,CCN,F80,D6,DTY,MN,WS | 16.92 | 0.04 | 0.65 | 9.23 | 26.84 | 98.42% | 28.84% | 1 | 5248.8145 | 4768.25 | 0.15556 | 363.0237 | 332.01 | 1.4 | 149.7217 | 118.65 | Walls:R13,Roof:R30,SlabEdge:R0,Infiltration:No,RadBarrier:No,CoolRoof:No,InsQuality:No | Window:0.34 U/0.30 SHGC | AirCond:13/12,ChargeLight:Yes,AirFlowTest:No,FanEnergyTest:No,MaxCoolCap:No,Furnace:0.8 | Duct:R6.0,DuctTest:Yes | Mass:Std | Dhw:60% EF with 50% solar | E25 | G10 | H11 | D07 | M01 | W04 | 0 | 318.5 | 449.75 | 480.5645 | 0 | 4000 | W130,R30,S0,IN,BN,CN,QN, | G3430, | C1312,LY,AN,FN,CCN,F80, | D6,DTY, | MN, | WS
| 951 | 7235 | 05E22G09H12D07M01W02 | 951 | W134,R49,S0,IY,BY,CY,QY,G3756,C1312,LY,AY,FY,CCY,F92,D6,DTY,MN,WY | 6.44 | 0.22 | 0.65 | 17.5 | 24.81 | 91.3% | 34.23% | 1 | 5251.1889 | 4770.6244 | 0.23333 | 198.9452 | 320.67 | 1.3222 | 313.8002 | 129.99 | Walls:R13+R4 foam,Roof:R49,SlabEdge:R0,Infiltration:Test 3.2 SLA,RadBarrier:Yes,CoolRoof:Yes,InsQuality:Yes | Window:0.37 U/0.56 SHGC | AirCond:13/12,ChargeLight:Yes,AirFlowTest:Yes,FanEnergyTest:Yes,MaxCoolCap:Yes,Furnace:0.92 | Duct:R6.0,DuctTest:Yes | Mass:Std | Dhw:62% EF | E22 | G09 | H12 | D07 | M01 | W02 | 3007.9369 | 318.5 | 1444.1875 | 480.5645 | 0 | 0 | W134,R49,S0,IY,BY,CY,QY, | G3756, | C1312,LY,AY,FY,CCY,F92, | D6,DTY, | MN, | WY
| 955 | 7239 | 05E22G09H13D05M01W02 | 955 | W134,R49,S0,IY,BY,CY,QY,G3756,C1512,LY,AY,FY,CCY,F92,D8,DTY,MN,WY | 6.26 | 0.19 | 0.65 | 17.5 | 24.6 | 92.49% | 34.78% | 1 | 5702.7836 | 5222.2192 | 0.23333 | 192.7923 | 318.78 | 1.3222 | 319.9531 | 131.88 | Walls:R13+R4 foam,Roof:R49,SlabEdge:R0,Infiltration:Test 3.2 SLA,RadBarrier:Yes,CoolRoof:Yes,InsQuality:Yes | Window:0.37 U/0.56 SHGC | AirCond:15/12,ChargeLight:Yes,AirFlowTest:Yes,FanEnergyTest:Yes,MaxCoolCap:Yes,Furnace:0.92 | Duct:R8.0,DuctTest:Yes | Mass:Std | Dhw:62% EF | E22 | G09 | H13 | D05 | M01 | W02 | 3007.9369 | 318.5 | 1774.0625 | 602.2842 | 0 | 0 | W134,R49,S0,IY,BY,CY,QY, | G3756, | C1512,LY,AY,FY,CCY,F92, | D8,DTY, | MN, | WY
| 699 | 6983 | 05E20G12H07D07M01W04 | 699 | W134,R38,S0,IY,BN,CN,QN,G4965,C1310,LN,AN,FN,CCN,F80,D6,DTY,MN,WS | 9.4 | 1.48 | 0.65 | 9.23 | 20.76 | 41.5% | 44.96% | 2 | 5259.6576 | 4779.0932 | 1.0111 | 350.7178 | 240.24 | 0.54444 | 162.0275 | 210.42 | Walls:R13+R4 foam,Roof:R38,SlabEdge:R0,Infiltration:Test 3.2 SLA,RadBarrier:No,CoolRoof:No,InsQuality:No | Window:0.49 U/0.65 SHGC | AirCond:13/10,ChargeLight:No,AirFlowTest:No,FanEnergyTest:No,MaxCoolCap:No,Furnace:0.8 | Duct:R6.0,DuctTest:Yes | Mass:Std | Dhw:60% EF with 50% solar | E20 | G12 | H07 | D07 | M01 | W04 | 619.8432 | 159.25 | 0 | 480.5645 | 0 | 4000 | W134,R38,S0,IY,BN,CN,QN, | G4965, | C1310,LN,AN,FN,CCN,F80, | D6,DTY, | MN, | WS
| 232 | 6516 | 05E17G12H11D07M01W04 | 232 | W130,R38,S0,IN,BN,CN,QN,G4965,C1312,LY,AN,FN,CCN,F80,D6,DTY,MN,WS | 12.42 | 1.73 | 0.65 | 9.23 | 24.03 | 31.62% | 36.29% | 1 | 5273.3145 | 4792.75 | 1.2444 | 412.2473 | 276.99 | 0.31111 | 100.4981 | 173.67 | Walls:R13,Roof:R38,SlabEdge:R0,Infiltration:No,RadBarrier:No,CoolRoof:No,InsQuality:No | Window:0.49 U/0.65 SHGC | AirCond:13/12,ChargeLight:Yes,AirFlowTest:No,FanEnergyTest:No,MaxCoolCap:No,Furnace:0.8 | Duct:R6.0,DuctTest:Yes | Mass:Std | Dhw:60% EF with 50% solar | E17 | G12 | H11 | D07 | M01 | W04 | 183.75 | 159.25 | 449.75 | 480.5645 | 0 | 4000 | W130,R38,S0,IN,BN,CN,QN, | G4965, | C1312,LY,AN,FN,CCN,F80, | D6,DTY, | MN, | WS
| 389 | 6673 | 05E18G12H10D07M01W04 | 389 | W134,R38,S0,IN,BN,CN,QN,G4965,C1311,LY,AN,FN,CCN,F80,D6,DTY,MN,WS | 9.91 | 1.38 | 0.65 | 9.23 | 21.17 | 45.45% | 43.88% | 2 | 5275.4076 | 4794.8432 | 1.0111 | 350.7178 | 246.33 | 0.54444 | 162.0275 | 204.33 | Walls:R13+R4 foam,Roof:R38,SlabEdge:R0,Infiltration:No,RadBarrier:No,CoolRoof:No,InsQuality:No | Window:0.49 U/0.65 SHGC | AirCond:13/11,ChargeLight:Yes,AirFlowTest:No,FanEnergyTest:No,MaxCoolCap:No,Furnace:0.8 | Duct:R6.0,DuctTest:Yes | Mass:Std | Dhw:60% EF with 50% solar | E18 | G12 | H10 | D07 | M01 | W04 | 413.3432 | 159.25 | 222.25 | 480.5645 | 0 | 4000 | W134,R38,S0,IN,BN,CN,QN, | G4965, | C1311,LY,AN,FN,CCN,F80, | D6,DTY, | MN, | WS
| 1025 | 7309 | 05E22G12H07D06M01W02 | 1025 | W134,R49,S0,IY,BY,CY,QY,G4965,C1310,LN,AN,FN,CCN,F80,DC,DTY,MN,WY | 7.08 | 0.6 | 0.65 | 17.5 | 25.83 | 76.28% | 31.52% | 1 | 5276.9234 | 4796.3589 | 0.54444 | 254.3217 | 327.39 | 1.0111 | 258.4237 | 123.27 | Walls:R13+R4 foam,Roof:R49,SlabEdge:R0,Infiltration:Test 3.2 SLA,RadBarrier:Yes,CoolRoof:Yes,InsQuality:Yes | Window:0.49 U/0.65 SHGC | AirCond:13/10,ChargeLight:No,AirFlowTest:No,FanEnergyTest:No,MaxCoolCap:No,Furnace:0.8 | Duct:Conditioned Space,DuctTest:Yes | Mass:Std | Dhw:62% EF | E22 | G12 | H07 | D06 | M01 | W02 | 3007.9369 | 159.25 | 0 | 2109.7365 | 0 | 0 | W134,R49,S0,IY,BY,CY,QY, | G4965, | C1310,LN,AN,FN,CCN,F80, | DC,DTY, | MN, | WY
| 936 | 7220 | 05E22G09H10D05M01W03 | 936 | W134,R49,S0,IY,BY,CY,QY,G3756,C1311,LY,AN,FN,CCN,F80,D8,DTY,MN,WT | 7.21 | 0.26 | 0.65 | 12.73 | 20.85 | 89.72% | 44.72% | 2 | 5288.4711 | 4807.9067 | 0.31111 | 229.7099 | 262.5 | 1.2444 | 283.0355 | 188.16 | Walls:R13+R4 foam,Roof:R49,SlabEdge:R0,Infiltration:Test 3.2 SLA,RadBarrier:Yes,CoolRoof:Yes,InsQuality:Yes | Window:0.37 U/0.56 SHGC | AirCond:13/11,ChargeLight:Yes,AirFlowTest:No,FanEnergyTest:No,MaxCoolCap:No,Furnace:0.8 | Duct:R8.0,DuctTest:Yes | Mass:Std | Dhw:84% EF Tankless | E22 | G09 | H10 | D05 | M01 | W03 | 3007.9369 | 318.5 | 222.25 | 602.2842 | 0 | 1137.5 | W134,R49,S0,IY,BY,CY,QY, | G3756, | C1311,LY,AN,FN,CCN,F80, | D8,DTY, | MN, | WT
| 991 | 7275 | 05E22G10H10D05M01W03 | 991 | W134,R49,S0,IY,BY,CY,QY,G3430,C1311,LY,AN,FN,CCN,F80,D8,DTY,MN,WT | 12.3 | 0 | 0.65 | 12.73 | 25.68 | 100% | 31.92% | 1 | 5288.4711 | 4807.9067 | 0 | 287.1374 | 324.66 | 1.5556 | 225.608 | 126 | Walls:R13+R4 foam,Roof:R49,SlabEdge:R0,Infiltration:Test 3.2 SLA,RadBarrier:Yes,CoolRoof:Yes,InsQuality:Yes | Window:0.34 U/0.30 SHGC | AirCond:13/11,ChargeLight:Yes,AirFlowTest:No,FanEnergyTest:No,MaxCoolCap:No,Furnace:0.8 | Duct:R8.0,DuctTest:Yes | Mass:Std | Dhw:84% EF Tankless | E22 | G10 | H10 | D05 | M01 | W03 | 3007.9369 | 318.5 | 222.25 | 602.2842 | 0 | 1137.5 | W134,R49,S0,IY,BY,CY,QY, | G3430, | C1311,LY,AN,FN,CCN,F80, | D8,DTY, | MN, | WT
| 1381 | 7665 | 05E24G12H11D05M01W02 | 1381 | W190,R49,S7,IY,BY,CY,QY,G4965,C1312,LY,AN,FN,CCN,F80,D8,DTY,MN,WY | 7 | 0.78 | 0.65 | 17.5 | 25.93 | 69.17% | 31.26% | 1 | 5289.563 | 4808.9985 | 0.62222 | 264.5766 | 326.34 | 0.93333 | 248.1688 | 124.32 | Walls:R19,Roof:R49,SlabEdge:R7,Infiltration:Test 3.2 SLA,RadBarrier:Yes,CoolRoof:Yes,InsQuality:Yes | Window:0.49 U/0.65 SHGC | AirCond:13/12,ChargeLight:Yes,AirFlowTest:No,FanEnergyTest:No,MaxCoolCap:No,Furnace:0.8 | Duct:R8.0,DuctTest:Yes | Mass:Std | Dhw:62% EF | E24 | G12 | H11 | D05 | M01 | W02 | 4078.2787 | 159.25 | 449.75 | 602.2842 | 0 | 0 | W190,R49,S7,IY,BY,CY,QY, | G4965, | C1312,LY,AN,FN,CCN,F80, | D8,DTY, | MN, | WY
| 1210 | 7494 | 05E23G12H10D05M01W02 | 1210 | W194,R49,S7,IY,BY,CY,QY,G4965,C1311,LY,AN,FN,CCN,F80,D8,DTY,MN,WY | 5.91 | 0.72 | 0.65 | 17.5 | 24.78 | 71.54% | 34.31% | 1 | 5291.6561 | 4811.0917 | 0.54444 | 244.0668 | 313.11 | 1.0111 | 268.6786 | 137.55 | Walls:R19+R4 foam,Roof:R49,SlabEdge:R7,Infiltration:Test 3.2 SLA,RadBarrier:Yes,CoolRoof:Yes,InsQuality:Yes | Window:0.49 U/0.65 SHGC | AirCond:13/11,ChargeLight:Yes,AirFlowTest:No,FanEnergyTest:No,MaxCoolCap:No,Furnace:0.8 | Duct:R8.0,DuctTest:Yes | Mass:Std | Dhw:62% EF | E23 | G12 | H10 | D05 | M01 | W02 | 4307.8719 | 159.25 | 222.25 | 602.2842 | 0 | 0 | W194,R49,S7,IY,BY,CY,QY, | G4965, | C1311,LY,AN,FN,CCN,F80, | D8,DTY, | MN, | WY
| 929 | 7213 | 05E22G09H09D05M01W02 | 929 | W134,R49,S0,IY,BY,CY,QY,G3756,C1310,LN,AN,FN,CCN,F96,D8,DTY,MN,WY | 6.11 | 0.28 | 0.65 | 17.5 | 24.54 | 88.93% | 34.94% | 1 | 5293.7211 | 4813.1567 | 0.31111 | 231.7609 | 314.58 | 1.2444 | 280.9845 | 136.08 | Walls:R13+R4 foam,Roof:R49,SlabEdge:R0,Infiltration:Test 3.2 SLA,RadBarrier:Yes,CoolRoof:Yes,InsQuality:Yes | Window:0.37 U/0.56 SHGC | AirCond:13/10,ChargeLight:No,AirFlowTest:No,FanEnergyTest:No,MaxCoolCap:No,Furnace:0.96 | Duct:R8.0,DuctTest:Yes | Mass:Std | Dhw:62% EF | E22 | G09 | H09 | D05 | M01 | W02 | 3007.9369 | 318.5 | 1365 | 602.2842 | 0 | 0 | W134,R49,S0,IY,BY,CY,QY, | G3756, | C1310,LN,AN,FN,CCN,F96, | D8,DTY, | MN, | WY
| 984 | 7268 | 05E22G10H09D05M01W02 | 984 | W134,R49,S0,IY,BY,CY,QY,G3430,C1310,LN,AN,FN,CCN,F96,D8,DTY,MN,WY | 10.42 | 0 | 0.65 | 17.5 | 28.57 | 100% | 24.26% | 1 | 5293.7211 | 4813.1567 | 0 | 287.1374 | 366.45 | 1.5556 | 225.608 | 84.21 | Walls:R13+R4 foam,Roof:R49,SlabEdge:R0,Infiltration:Test 3.2 SLA,RadBarrier:Yes,CoolRoof:Yes,InsQuality:Yes | Window:0.34 U/0.30 SHGC | AirCond:13/10,ChargeLight:No,AirFlowTest:No,FanEnergyTest:No,MaxCoolCap:No,Furnace:0.96 | Duct:R8.0,DuctTest:Yes | Mass:Std | Dhw:62% EF | E22 | G10 | H09 | D05 | M01 | W02 | 3007.9369 | 318.5 | 1365 | 602.2842 | 0 | 0 | W134,R49,S0,IY,BY,CY,QY, | G3430, | C1310,LN,AN,FN,CCN,F96, | D8,DTY, | MN, | WY
| 1532 | 7816 | 05E25G12H08D07M01W04 | 1532 | W130,R30,S0,IN,BN,CN,QN,G4965,C1310,LN,AN,FN,CCN,F92,D6,DTY,MN,WS | 11.29 | 2.12 | 0.65 | 9.23 | 23.29 | 16.21% | 38.26% | 1 | 5322.3145 | 4841.75 | 1.4 | 445.063 | 261.66 | 0.15556 | 67.6824 | 189 | Walls:R13,Roof:R30,SlabEdge:R0,Infiltration:No,RadBarrier:No,CoolRoof:No,InsQuality:No | Window:0.49 U/0.65 SHGC | AirCond:13/10,ChargeLight:No,AirFlowTest:No,FanEnergyTest:No,MaxCoolCap:No,Furnace:0.92 | Duct:R6.0,DuctTest:Yes | Mass:Std | Dhw:60% EF with 50% solar | E25 | G12 | H08 | D07 | M01 | W04 | 0 | 159.25 | 682.5 | 480.5645 | 0 | 4000 | W130,R30,S0,IN,BN,CN,QN, | G4965, | C1310,LN,AN,FN,CCN,F92, | D6,DTY, | MN, | WS
| 1275 | 7559 | 05E24G09H11D07M01W02 | 1275 | W190,R49,S7,IY,BY,CY,QY,G3756,C1312,LY,AN,FN,CCN,F80,D6,DTY,MN,WY | 6.51 | 0.38 | 0.65 | 17.5 | 25.04 | 84.98% | 33.62% | 1 | 5327.0932 | 4846.5288 | 0.38889 | 227.659 | 320.46 | 1.1667 | 285.0864 | 130.2 | Walls:R19,Roof:R49,SlabEdge:R7,Infiltration:Test 3.2 SLA,RadBarrier:Yes,CoolRoof:Yes,InsQuality:Yes | Window:0.37 U/0.56 SHGC | AirCond:13/12,ChargeLight:Yes,AirFlowTest:No,FanEnergyTest:No,MaxCoolCap:No,Furnace:0.8 | Duct:R6.0,DuctTest:Yes | Mass:Std | Dhw:62% EF | E24 | G09 | H11 | D07 | M01 | W02 | 4078.2787 | 318.5 | 449.75 | 480.5645 | 0 | 0 | W190,R49,S7,IY,BY,CY,QY, | G3756, | C1312,LY,AN,FN,CCN,F80, | D6,DTY, | MN, | WY
| 1330 | 7614 | 05E24G10H11D07M01W02 | 1330 | W190,R49,S7,IY,BY,CY,QY,G3430,C1312,LY,AN,FN,CCN,F80,D6,DTY,MN,WY | 11.46 | 0 | 0.65 | 17.5 | 29.61 | 100% | 21.5% | 1 | 5327.0932 | 4846.5288 | 0 | 274.8315 | 380.94 | 1.5556 | 237.9139 | 69.72 | Walls:R19,Roof:R49,SlabEdge:R7,Infiltration:Test 3.2 SLA,RadBarrier:Yes,CoolRoof:Yes,InsQuality:Yes | Window:0.34 U/0.30 SHGC | AirCond:13/12,ChargeLight:Yes,AirFlowTest:No,FanEnergyTest:No,MaxCoolCap:No,Furnace:0.8 | Duct:R6.0,DuctTest:Yes | Mass:Std | Dhw:62% EF | E24 | G10 | H11 | D07 | M01 | W02 | 4078.2787 | 318.5 | 449.75 | 480.5645 | 0 | 0 | W190,R49,S7,IY,BY,CY,QY, | G3430, | C1312,LY,AN,FN,CCN,F80, | D6,DTY, | MN, | WY
| 1102 | 7386 | 05E23G09H10D07M01W02 | 1102 | W194,R49,S7,IY,BY,CY,QY,G3756,C1311,LY,AN,FN,CCN,F80,D6,DTY,MN,WY | 5.42 | 0.34 | 0.65 | 17.5 | 23.91 | 86.56% | 36.61% | 2 | 5329.1864 | 4848.6219 | 0.31111 | 209.2001 | 307.23 | 1.2444 | 303.5453 | 143.43 | Walls:R19+R4 foam,Roof:R49,SlabEdge:R7,Infiltration:Test 3.2 SLA,RadBarrier:Yes,CoolRoof:Yes,InsQuality:Yes | Window:0.37 U/0.56 SHGC | AirCond:13/11,ChargeLight:Yes,AirFlowTest:No,FanEnergyTest:No,MaxCoolCap:No,Furnace:0.8 | Duct:R6.0,DuctTest:Yes | Mass:Std | Dhw:62% EF | E23 | G09 | H10 | D07 | M01 | W02 | 4307.8719 | 318.5 | 222.25 | 480.5645 | 0 | 0 | W194,R49,S7,IY,BY,CY,QY, | G3756, | C1311,LY,AN,FN,CCN,F80, | D6,DTY, | MN, | WY
| 1157 | 7441 | 05E23G10H10D07M01W02 | 1157 | W194,R49,S7,IY,BY,CY,QY,G3430,C1311,LY,AN,FN,CCN,F80,D6,DTY,MN,WY | 10.22 | 0 | 0.65 | 17.5 | 28.37 | 100% | 24.79% | 1 | 5329.1864 | 4848.6219 | 0 | 256.3727 | 365.82 | 1.5556 | 256.3727 | 84.84 | Walls:R19+R4 foam,Roof:R49,SlabEdge:R7,Infiltration:Test 3.2 SLA,RadBarrier:Yes,CoolRoof:Yes,InsQuality:Yes | Window:0.34 U/0.30 SHGC | AirCond:13/11,ChargeLight:Yes,AirFlowTest:No,FanEnergyTest:No,MaxCoolCap:No,Furnace:0.8 | Duct:R6.0,DuctTest:Yes | Mass:Std | Dhw:62% EF | E23 | G10 | H10 | D07 | M01 | W02 | 4307.8719 | 318.5 | 222.25 | 480.5645 | 0 | 0 | W194,R49,S7,IY,BY,CY,QY, | G3430, | C1311,LY,AN,FN,CCN,F80, | D6,DTY, | MN, | WY
| 1052 | 7336 | 05E22G12H11D05M01W03 | 1052 | W134,R49,S0,IY,BY,CY,QY,G4965,C1312,LY,AN,FN,CCN,F80,D8,DTY,MN,WT | 7.85 | 0.62 | 0.65 | 12.73 | 21.85 | 75.49% | 42.07% | 2 | 5356.7211 | 4876.1567 | 0.54444 | 264.5766 | 270.27 | 1.0111 | 248.1688 | 180.39 | Walls:R13+R4 foam,Roof:R49,SlabEdge:R0,Infiltration:Test 3.2 SLA,RadBarrier:Yes,CoolRoof:Yes,InsQuality:Yes | Window:0.49 U/0.65 SHGC | AirCond:13/12,ChargeLight:Yes,AirFlowTest:No,FanEnergyTest:No,MaxCoolCap:No,Furnace:0.8 | Duct:R8.0,DuctTest:Yes | Mass:Std | Dhw:84% EF Tankless | E22 | G12 | H11 | D05 | M01 | W03 | 3007.9369 | 159.25 | 449.75 | 602.2842 | 0 | 1137.5 | W134,R49,S0,IY,BY,CY,QY, | G4965, | C1312,LY,AN,FN,CCN,F80, | D8,DTY, | MN, | WT
| 1525 | 7809 | 05E25G12H07D07M02W02 | 1525 | W130,R30,S0,IN,BN,CN,QN,G4965,C1310,LN,AN,FN,CCN,F80,D6,DTY,MY,WY | 12.13 | 1.45 | 0.65 | 17.5 | 31.73 | 42.69% | 15.88% | 1 | 5364.8145 | 4884.25 | 1.0889 | 387.6355 | 387.87 | 0.46667 | 125.1099 | 62.79 | Walls:R13,Roof:R30,SlabEdge:R0,Infiltration:No,RadBarrier:No,CoolRoof:No,InsQuality:No | Window:0.49 U/0.65 SHGC | AirCond:13/10,ChargeLight:No,AirFlowTest:No,FanEnergyTest:No,MaxCoolCap:No,Furnace:0.8 | Duct:R6.0,DuctTest:Yes | Mass:40% Exposed | Dhw:62% EF | E25 | G12 | H07 | D07 | M02 | W02 | 0 | 159.25 | 0 | 480.5645 | 4725 | 0 | W130,R30,S0,IN,BN,CN,QN, | G4965, | C1310,LN,AN,FN,CCN,F80, | D6,DTY, | MY, | WY
| 949 | 7233 | 05E22G09H12D05M01W02 | 949 | W134,R49,S0,IY,BY,CY,QY,G3756,C1312,LY,AY,FY,CCY,F92,D8,DTY,MN,WY | 6.26 | 0.21 | 0.65 | 17.5 | 24.62 | 91.7% | 34.73% | 1 | 5372.9086 | 4892.3442 | 0.23333 | 194.8432 | 318.78 | 1.3222 | 317.9021 | 131.88 | Walls:R13+R4 foam,Roof:R49,SlabEdge:R0,Infiltration:Test 3.2 SLA,RadBarrier:Yes,CoolRoof:Yes,InsQuality:Yes | Window:0.37 U/0.56 SHGC | AirCond:13/12,ChargeLight:Yes,AirFlowTest:Yes,FanEnergyTest:Yes,MaxCoolCap:Yes,Furnace:0.92 | Duct:R8.0,DuctTest:Yes | Mass:Std | Dhw:62% EF | E22 | G09 | H12 | D05 | M01 | W02 | 3007.9369 | 318.5 | 1444.1875 | 602.2842 | 0 | 0 | W134,R49,S0,IY,BY,CY,QY, | G3756, | C1312,LY,AY,FY,CCY,F92, | D8,DTY, | MN, | WY
| 1004 | 7288 | 05E22G10H12D05M01W02 | 1004 | W134,R49,S0,IY,BY,CY,QY,G3430,C1312,LY,AY,FY,CCY,F92,D8,DTY,MN,WY | 10.69 | 0 | 0.65 | 17.5 | 28.84 | 100% | 23.54% | 1 | 5372.9086 | 4892.3442 | 0 | 235.8629 | 373.59 | 1.5556 | 276.8825 | 77.07 | Walls:R13+R4 foam,Roof:R49,SlabEdge:R0,Infiltration:Test 3.2 SLA,RadBarrier:Yes,CoolRoof:Yes,InsQuality:Yes | Window:0.34 U/0.30 SHGC | AirCond:13/12,ChargeLight:Yes,AirFlowTest:Yes,FanEnergyTest:Yes,MaxCoolCap:Yes,Furnace:0.92 | Duct:R8.0,DuctTest:Yes | Mass:Std | Dhw:62% EF | E22 | G10 | H12 | D05 | M01 | W02 | 3007.9369 | 318.5 | 1444.1875 | 602.2842 | 0 | 0 | W134,R49,S0,IY,BY,CY,QY, | G3430, | C1312,LY,AY,FY,CCY,F92, | D8,DTY, | MN, | WY
| 946 | 7230 | 05E22G09H11D07M01W03 | 946 | W134,R49,S0,IY,BY,CY,QY,G3756,C1312,LY,AN,FN,CCN,F80,D6,DTY,MN,WT | 7.4 | 0.26 | 0.65 | 12.73 | 21.04 | 89.72% | 44.22% | 2 | 5394.2514 | 4913.6869 | 0.31111 | 231.7609 | 264.6 | 1.2444 | 280.9845 | 186.06 | Walls:R13+R4 foam,Roof:R49,SlabEdge:R0,Infiltration:Test 3.2 SLA,RadBarrier:Yes,CoolRoof:Yes,InsQuality:Yes | Window:0.37 U/0.56 SHGC | AirCond:13/12,ChargeLight:Yes,AirFlowTest:No,FanEnergyTest:No,MaxCoolCap:No,Furnace:0.8 | Duct:R6.0,DuctTest:Yes | Mass:Std | Dhw:84% EF Tankless | E22 | G09 | H11 | D07 | M01 | W03 | 3007.9369 | 318.5 | 449.75 | 480.5645 | 0 | 1137.5 | W134,R49,S0,IY,BY,CY,QY, | G3756, | C1312,LY,AN,FN,CCN,F80, | D6,DTY, | MN, | WT
| 1001 | 7285 | 05E22G10H11D07M01W03 | 1001 | W134,R49,S0,IY,BY,CY,QY,G3430,C1312,LY,AN,FN,CCN,F80,D6,DTY,MN,WT | 12.6 | 0 | 0.65 | 12.73 | 25.98 | 100% | 31.12% | 1 | 5394.2514 | 4913.6869 | 0 | 293.2904 | 328.44 | 1.5556 | 219.455 | 122.22 | Walls:R13+R4 foam,Roof:R49,SlabEdge:R0,Infiltration:Test 3.2 SLA,RadBarrier:Yes,CoolRoof:Yes,InsQuality:Yes | Window:0.34 U/0.30 SHGC | AirCond:13/12,ChargeLight:Yes,AirFlowTest:No,FanEnergyTest:No,MaxCoolCap:No,Furnace:0.8 | Duct:R6.0,DuctTest:Yes | Mass:Std | Dhw:84% EF Tankless | E22 | G10 | H11 | D07 | M01 | W03 | 3007.9369 | 318.5 | 449.75 | 480.5645 | 0 | 1137.5 | W134,R49,S0,IY,BY,CY,QY, | G3430, | C1312,LY,AN,FN,CCN,F80, | D6,DTY, | MN, | WT
| 1220 | 7504 | 05E23G12H11D07M01W02 | 1220 | W194,R49,S7,IY,BY,CY,QY,G4965,C1312,LY,AN,FN,CCN,F80,D6,DTY,MN,WY | 6.08 | 0.74 | 0.65 | 17.5 | 24.97 | 70.75% | 33.8% | 1 | 5397.4364 | 4916.8719 | 0.54444 | 248.1688 | 315 | 1.0111 | 264.5766 | 135.66 | Walls:R19+R4 foam,Roof:R49,SlabEdge:R7,Infiltration:Test 3.2 SLA,RadBarrier:Yes,CoolRoof:Yes,InsQuality:Yes | Window:0.49 U/0.65 SHGC | AirCond:13/12,ChargeLight:Yes,AirFlowTest:No,FanEnergyTest:No,MaxCoolCap:No,Furnace:0.8 | Duct:R6.0,DuctTest:Yes | Mass:Std | Dhw:62% EF | E23 | G12 | H11 | D07 | M01 | W02 | 4307.8719 | 159.25 | 449.75 | 480.5645 | 0 | 0 | W194,R49,S7,IY,BY,CY,QY, | G4965, | C1312,LY,AN,FN,CCN,F80, | D6,DTY, | MN, | WY
| 1365 | 7649 | 05E24G12H08D07M01W02 | 1365 | W190,R49,S7,IY,BY,CY,QY,G4965,C1310,LN,AN,FN,CCN,F92,D6,DTY,MN,WY | 6.33 | 0.86 | 0.65 | 17.5 | 25.34 | 66.01% | 32.82% | 1 | 5400.5932 | 4920.0288 | 0.7 | 272.7805 | 317.31 | 0.85556 | 239.9648 | 133.35 | Walls:R19,Roof:R49,SlabEdge:R7,Infiltration:Test 3.2 SLA,RadBarrier:Yes,CoolRoof:Yes,InsQuality:Yes | Window:0.49 U/0.65 SHGC | AirCond:13/10,ChargeLight:No,AirFlowTest:No,FanEnergyTest:No,MaxCoolCap:No,Furnace:0.92 | Duct:R6.0,DuctTest:Yes | Mass:Std | Dhw:62% EF | E24 | G12 | H08 | D07 | M01 | W02 | 4078.2787 | 159.25 | 682.5 | 480.5645 | 0 | 0 | W190,R49,S7,IY,BY,CY,QY, | G4965, | C1310,LN,AN,FN,CCN,F92, | D6,DTY, | MN, | WY
| 589 | 6873 | 05E20G09H07D07M01W04 | 589 | W134,R38,S0,IY,BN,CN,QN,G3756,C1310,LN,AN,FN,CCN,F80,D6,DTY,MN,WS | 8.66 | 0.83 | 0.65 | 9.23 | 19.37 | 67.19% | 48.65% | 2 | 5418.9076 | 4938.3432 | 0.7 | 293.2904 | 231.42 | 0.85556 | 219.455 | 219.24 | Walls:R13+R4 foam,Roof:R38,SlabEdge:R0,Infiltration:Test 3.2 SLA,RadBarrier:No,CoolRoof:No,InsQuality:No | Window:0.37 U/0.56 SHGC | AirCond:13/10,ChargeLight:No,AirFlowTest:No,FanEnergyTest:No,MaxCoolCap:No,Furnace:0.8 | Duct:R6.0,DuctTest:Yes | Mass:Std | Dhw:60% EF with 50% solar | E20 | G09 | H07 | D07 | M01 | W04 | 619.8432 | 318.5 | 0 | 480.5645 | 0 | 4000 | W134,R38,S0,IY,BN,CN,QN, | G3756, | C1310,LN,AN,FN,CCN,F80, | D6,DTY, | MN, | WS
| 644 | 6928 | 05E20G10H07D07M01W04 | 644 | W134,R38,S0,IY,BN,CN,QN,G3430,C1310,LN,AN,FN,CCN,F80,D6,DTY,MN,WS | 13.51 | 0.01 | 0.65 | 9.23 | 23.4 | 99.6% | 37.96% | 2 | 5418.9076 | 4938.3432 | 0 | 307.6472 | 290.64 | 1.5556 | 205.0982 | 160.02 | Walls:R13+R4 foam,Roof:R38,SlabEdge:R0,Infiltration:Test 3.2 SLA,RadBarrier:No,CoolRoof:No,InsQuality:No | Window:0.34 U/0.30 SHGC | AirCond:13/10,ChargeLight:No,AirFlowTest:No,FanEnergyTest:No,MaxCoolCap:No,Furnace:0.8 | Duct:R6.0,DuctTest:Yes | Mass:Std | Dhw:60% EF with 50% solar | E20 | G10 | H07 | D07 | M01 | W04 | 619.8432 | 318.5 | 0 | 480.5645 | 0 | 4000 | W134,R38,S0,IY,BN,CN,QN, | G3430, | C1310,LN,AN,FN,CCN,F80, | D6,DTY, | MN, | WS
| 1570 | 7854 | 05E25G12H14D07M01W04 | 1570 | W130,R30,S0,IN,BN,CN,QN,G4965,C1512,LY,AN,FN,CCN,F80,D6,DTY,MN,WS | 12.83 | 1.74 | 0.65 | 9.23 | 24.45 | 31.23% | 35.18% | 1 | 5419.4395 | 4938.875 | 1.1667 | 418.4002 | 281.82 | 0.38889 | 94.3452 | 168.84 | Walls:R13,Roof:R30,SlabEdge:R0,Infiltration:No,RadBarrier:No,CoolRoof:No,InsQuality:No | Window:0.49 U/0.65 SHGC | AirCond:15/12,ChargeLight:Yes,AirFlowTest:No,FanEnergyTest:No,MaxCoolCap:No,Furnace:0.8 | Duct:R6.0,DuctTest:Yes | Mass:Std | Dhw:60% EF with 50% solar | E25 | G12 | H14 | D07 | M01 | W04 | 0 | 159.25 | 779.625 | 480.5645 | 0 | 4000 | W130,R30,S0,IN,BN,CN,QN, | G4965, | C1512,LY,AN,FN,CCN,F80, | D6,DTY, | MN, | WS
| 1067 | 7351 | 05E22G12H13D07M01W02 | 1067 | W134,R49,S0,IY,BY,CY,QY,G4965,C1512,LY,AY,FY,CCY,F92,D6,DTY,MN,WY | 6.99 | 0.46 | 0.65 | 17.5 | 25.6 | 81.82% | 32.13% | 1 | 5421.8139 | 4941.2494 | 0.38889 | 221.506 | 327.6 | 1.1667 | 291.2394 | 123.06 | Walls:R13+R4 foam,Roof:R49,SlabEdge:R0,Infiltration:Test 3.2 SLA,RadBarrier:Yes,CoolRoof:Yes,InsQuality:Yes | Window:0.49 U/0.65 SHGC | AirCond:15/12,ChargeLight:Yes,AirFlowTest:Yes,FanEnergyTest:Yes,MaxCoolCap:Yes,Furnace:0.92 | Duct:R6.0,DuctTest:Yes | Mass:Std | Dhw:62% EF | E22 | G12 | H13 | D07 | M01 | W02 | 3007.9369 | 159.25 | 1774.0625 | 480.5645 | 0 | 0 | W134,R49,S0,IY,BY,CY,QY, | G4965, | C1512,LY,AY,FY,CCY,F92, | D6,DTY, | MN, | WY
| 122 | 6406 | 05E17G09H11D07M01W04 | 122 | W130,R38,S0,IN,BN,CN,QN,G3756,C1312,LY,AN,FN,CCN,F80,D6,DTY,MN,WS | 11.64 | 1.01 | 0.65 | 9.23 | 22.53 | 60.08% | 40.27% | 2 | 5432.5645 | 4952 | 0.85556 | 350.7178 | 267.54 | 0.7 | 162.0275 | 183.12 | Walls:R13,Roof:R38,SlabEdge:R0,Infiltration:No,RadBarrier:No,CoolRoof:No,InsQuality:No | Window:0.37 U/0.56 SHGC | AirCond:13/12,ChargeLight:Yes,AirFlowTest:No,FanEnergyTest:No,MaxCoolCap:No,Furnace:0.8 | Duct:R6.0,DuctTest:Yes | Mass:Std | Dhw:60% EF with 50% solar | E17 | G09 | H11 | D07 | M01 | W04 | 183.75 | 318.5 | 449.75 | 480.5645 | 0 | 4000 | W130,R38,S0,IN,BN,CN,QN, | G3756, | C1312,LY,AN,FN,CCN,F80, | D6,DTY, | MN, | WS
| 177 | 6461 | 05E17G10H11D07M01W04 | 177 | W130,R38,S0,IN,BN,CN,QN,G3430,C1312,LY,AN,FN,CCN,F80,D6,DTY,MN,WS | 16.63 | 0.03 | 0.65 | 9.23 | 26.54 | 98.81% | 29.64% | 1 | 5432.5645 | 4952 | 0.077778 | 356.8708 | 328.86 | 1.4778 | 155.8746 | 121.8 | Walls:R13,Roof:R38,SlabEdge:R0,Infiltration:No,RadBarrier:No,CoolRoof:No,InsQuality:No | Window:0.34 U/0.30 SHGC | AirCond:13/12,ChargeLight:Yes,AirFlowTest:No,FanEnergyTest:No,MaxCoolCap:No,Furnace:0.8 | Duct:R6.0,DuctTest:Yes | Mass:Std | Dhw:60% EF with 50% solar | E17 | G10 | H11 | D07 | M01 | W04 | 183.75 | 318.5 | 449.75 | 480.5645 | 0 | 4000 | W130,R38,S0,IN,BN,CN,QN, | G3430, | C1312,LY,AN,FN,CCN,F80, | D6,DTY, | MN, | WS
| 279 | 6563 | 05E18G09H10D07M01W04 | 279 | W134,R38,S0,IN,BN,CN,QN,G3756,C1311,LY,AN,FN,CCN,F80,D6,DTY,MN,WS | 9.17 | 0.77 | 0.65 | 9.23 | 19.82 | 69.57% | 47.45% | 2 | 5434.6576 | 4954.0932 | 0.7 | 297.3923 | 237.51 | 0.85556 | 215.3531 | 213.15 | Walls:R13+R4 foam,Roof:R38,SlabEdge:R0,Infiltration:No,RadBarrier:No,CoolRoof:No,InsQuality:No | Window:0.37 U/0.56 SHGC | AirCond:13/11,ChargeLight:Yes,AirFlowTest:No,FanEnergyTest:No,MaxCoolCap:No,Furnace:0.8 | Duct:R6.0,DuctTest:Yes | Mass:Std | Dhw:60% EF with 50% solar | E18 | G09 | H10 | D07 | M01 | W04 | 413.3432 | 318.5 | 222.25 | 480.5645 | 0 | 4000 | W134,R38,S0,IN,BN,CN,QN, | G3756, | C1311,LY,AN,FN,CCN,F80, | D6,DTY, | MN, | WS
| 334 | 6618 | 05E18G10H10D07M01W04 | 334 | W134,R38,S0,IN,BN,CN,QN,G3430,C1311,LY,AN,FN,CCN,F80,D6,DTY,MN,WS | 14.09 | 0.01 | 0.65 | 9.23 | 23.98 | 99.6% | 36.43% | 2 | 5434.6576 | 4954.0932 | 0 | 317.9021 | 297.57 | 1.5556 | 194.8432 | 153.09 | Walls:R13+R4 foam,Roof:R38,SlabEdge:R0,Infiltration:No,RadBarrier:No,CoolRoof:No,InsQuality:No | Window:0.34 U/0.30 SHGC | AirCond:13/11,ChargeLight:Yes,AirFlowTest:No,FanEnergyTest:No,MaxCoolCap:No,Furnace:0.8 | Duct:R6.0,DuctTest:Yes | Mass:Std | Dhw:60% EF with 50% solar | E18 | G10 | H10 | D07 | M01 | W04 | 413.3432 | 318.5 | 222.25 | 480.5645 | 0 | 4000 | W134,R38,S0,IN,BN,CN,QN, | G3430, | C1311,LY,AN,FN,CCN,F80, | D6,DTY, | MN, | WS
| 915 | 7199 | 05E22G09H07D06M01W02 | 915 | W134,R49,S0,IY,BY,CY,QY,G3756,C1310,LN,AN,FN,CCN,F80,DC,DTY,MN,WY | 6.45 | 0.25 | 0.65 | 17.5 | 24.85 | 90.12% | 34.12% | 1 | 5436.1734 | 4955.6089 | 0.31111 | 217.404 | 319.83 | 1.2444 | 295.3413 | 130.83 | Walls:R13+R4 foam,Roof:R49,SlabEdge:R0,Infiltration:Test 3.2 SLA,RadBarrier:Yes,CoolRoof:Yes,InsQuality:Yes | Window:0.37 U/0.56 SHGC | AirCond:13/10,ChargeLight:No,AirFlowTest:No,FanEnergyTest:No,MaxCoolCap:No,Furnace:0.8 | Duct:Conditioned Space,DuctTest:Yes | Mass:Std | Dhw:62% EF | E22 | G09 | H07 | D06 | M01 | W02 | 3007.9369 | 318.5 | 0 | 2109.7365 | 0 | 0 | W134,R49,S0,IY,BY,CY,QY, | G3756, | C1310,LN,AN,FN,CCN,F80, | DC,DTY, | MN, | WY
| 970 | 7254 | 05E22G10H07D06M01W02 | 970 | W134,R49,S0,IY,BY,CY,QY,G3430,C1310,LN,AN,FN,CCN,F80,DC,DTY,MN,WY | 11.04 | 0 | 0.65 | 17.5 | 29.19 | 100% | 22.61% | 1 | 5436.1734 | 4955.6089 | 0 | 268.6786 | 375.9 | 1.5556 | 244.0668 | 74.76 | Walls:R13+R4 foam,Roof:R49,SlabEdge:R0,Infiltration:Test 3.2 SLA,RadBarrier:Yes,CoolRoof:Yes,InsQuality:Yes | Window:0.34 U/0.30 SHGC | AirCond:13/10,ChargeLight:No,AirFlowTest:No,FanEnergyTest:No,MaxCoolCap:No,Furnace:0.8 | Duct:Conditioned Space,DuctTest:Yes | Mass:Std | Dhw:62% EF | E22 | G10 | H07 | D06 | M01 | W02 | 3007.9369 | 318.5 | 0 | 2109.7365 | 0 | 0 | W134,R49,S0,IY,BY,CY,QY, | G3430, | C1310,LN,AN,FN,CCN,F80, | DC,DTY, | MN, | WY
| 1271 | 7555 | 05E24G09H11D05M01W02 | 1271 | W190,R49,S7,IY,BY,CY,QY,G3756,C1312,LY,AN,FN,CCN,F80,D8,DTY,MN,WY | 6.34 | 0.38 | 0.65 | 17.5 | 24.87 | 84.98% | 34.07% | 1 | 5448.813 | 4968.2485 | 0.38889 | 225.608 | 318.36 | 1.1667 | 287.1374 | 132.3 | Walls:R19,Roof:R49,SlabEdge:R7,Infiltration:Test 3.2 SLA,RadBarrier:Yes,CoolRoof:Yes,InsQuality:Yes | Window:0.37 U/0.56 SHGC | AirCond:13/12,ChargeLight:Yes,AirFlowTest:No,FanEnergyTest:No,MaxCoolCap:No,Furnace:0.8 | Duct:R8.0,DuctTest:Yes | Mass:Std | Dhw:62% EF | E24 | G09 | H11 | D05 | M01 | W02 | 4078.2787 | 318.5 | 449.75 | 602.2842 | 0 | 0 | W190,R49,S7,IY,BY,CY,QY, | G3756, | C1312,LY,AN,FN,CCN,F80, | D8,DTY, | MN, | WY
| 1326 | 7610 | 05E24G10H11D05M01W02 | 1326 | W190,R49,S7,IY,BY,CY,QY,G3430,C1312,LY,AN,FN,CCN,F80,D8,DTY,MN,WY | 11.16 | 0 | 0.65 | 17.5 | 29.31 | 100% | 22.3% | 1 | 5448.813 | 4968.2485 | 0 | 270.7296 | 377.37 | 1.5556 | 242.0158 | 73.29 | Walls:R19,Roof:R49,SlabEdge:R7,Infiltration:Test 3.2 SLA,RadBarrier:Yes,CoolRoof:Yes,InsQuality:Yes | Window:0.34 U/0.30 SHGC | AirCond:13/12,ChargeLight:Yes,AirFlowTest:No,FanEnergyTest:No,MaxCoolCap:No,Furnace:0.8 | Duct:R8.0,DuctTest:Yes | Mass:Std | Dhw:62% EF | E24 | G10 | H11 | D05 | M01 | W02 | 4078.2787 | 318.5 | 449.75 | 602.2842 | 0 | 0 | W190,R49,S7,IY,BY,CY,QY, | G3430, | C1312,LY,AN,FN,CCN,F80, | D8,DTY, | MN, | WY
| 1100 | 7384 | 05E23G09H10D05M01W02 | 1100 | W194,R49,S7,IY,BY,CY,QY,G3756,C1311,LY,AN,FN,CCN,F80,D8,DTY,MN,WY | 5.27 | 0.33 | 0.65 | 17.5 | 23.75 | 86.96% | 37.04% | 2 | 5450.9061 | 4970.3417 | 0.31111 | 205.0982 | 305.55 | 1.2444 | 307.6472 | 145.11 | Walls:R19+R4 foam,Roof:R49,SlabEdge:R7,Infiltration:Test 3.2 SLA,RadBarrier:Yes,CoolRoof:Yes,InsQuality:Yes | Window:0.37 U/0.56 SHGC | AirCond:13/11,ChargeLight:Yes,AirFlowTest:No,FanEnergyTest:No,MaxCoolCap:No,Furnace:0.8 | Duct:R8.0,DuctTest:Yes | Mass:Std | Dhw:62% EF | E23 | G09 | H10 | D05 | M01 | W02 | 4307.8719 | 318.5 | 222.25 | 602.2842 | 0 | 0 | W194,R49,S7,IY,BY,CY,QY, | G3756, | C1311,LY,AN,FN,CCN,F80, | D8,DTY, | MN, | WY
| 1155 | 7439 | 05E23G10H10D05M01W02 | 1155 | W194,R49,S7,IY,BY,CY,QY,G3430,C1311,LY,AN,FN,CCN,F80,D8,DTY,MN,WY | 9.94 | 0 | 0.65 | 17.5 | 28.09 | 100% | 25.53% | 1 | 5450.9061 | 4970.3417 | 0 | 250.2197 | 362.46 | 1.5556 | 262.5256 | 88.2 | Walls:R19+R4 foam,Roof:R49,SlabEdge:R7,Infiltration:Test 3.2 SLA,RadBarrier:Yes,CoolRoof:Yes,InsQuality:Yes | Window:0.34 U/0.30 SHGC | AirCond:13/11,ChargeLight:Yes,AirFlowTest:No,FanEnergyTest:No,MaxCoolCap:No,Furnace:0.8 | Duct:R8.0,DuctTest:Yes | Mass:Std | Dhw:62% EF | E23 | G10 | H10 | D05 | M01 | W02 | 4307.8719 | 318.5 | 222.25 | 602.2842 | 0 | 0 | W194,R49,S7,IY,BY,CY,QY, | G3430, | C1311,LY,AN,FN,CCN,F80, | D8,DTY, | MN, | WY
| 1036 | 7320 | 05E22G12H08D07M01W03 | 1036 | W134,R49,S0,IY,BY,CY,QY,G4965,C1310,LN,AN,FN,CCN,F92,D6,DTY,MN,WT | 7.09 | 0.68 | 0.65 | 12.73 | 21.15 | 73.12% | 43.93% | 2 | 5467.7514 | 4987.1869 | 0.62222 | 272.7805 | 259.98 | 0.93333 | 239.9648 | 190.68 | Walls:R13+R4 foam,Roof:R49,SlabEdge:R0,Infiltration:Test 3.2 SLA,RadBarrier:Yes,CoolRoof:Yes,InsQuality:Yes | Window:0.49 U/0.65 SHGC | AirCond:13/10,ChargeLight:No,AirFlowTest:No,FanEnergyTest:No,MaxCoolCap:No,Furnace:0.92 | Duct:R6.0,DuctTest:Yes | Mass:Std | Dhw:84% EF Tankless | E22 | G12 | H08 | D07 | M01 | W03 | 3007.9369 | 159.25 | 682.5 | 480.5645 | 0 | 1137.5 | W134,R49,S0,IY,BY,CY,QY, | G4965, | C1310,LN,AN,FN,CCN,F92, | D6,DTY, | MN, | WT
| 28 | 6312 | 05E05G09H08D07M01W04 | 28 | W130,R30,S0,IN,BN,CN,QN,G3756,C1310,LN,AN,FN,CCN,F92,D6,DTY,MN,WS | 10.59 | 1.28 | 0.65 | 9.23 | 21.75 | 49.41% | 42.34% | 2 | 5481.5645 | 5001 | 1.0111 | 375.3296 | 253.26 | 0.54444 | 137.4158 | 197.4 | Walls:R13,Roof:R30,SlabEdge:R0,Infiltration:No,RadBarrier:No,CoolRoof:No,InsQuality:No | Window:0.37 U/0.56 SHGC | AirCond:13/10,ChargeLight:No,AirFlowTest:No,FanEnergyTest:No,MaxCoolCap:No,Furnace:0.92 | Duct:R6.0,DuctTest:Yes | Mass:Std | Dhw:60% EF with 50% solar | E05 | G09 | H08 | D07 | M01 | W04 | 0 | 318.5 | 682.5 | 480.5645 | 0 | 4000 | W130,R30,S0,IN,BN,CN,QN, | G3756, | C1310,LN,AN,FN,CCN,F92, | D6,DTY, | MN, | WS
| 1422 | 7706 | 05E25G09H08D07M01W04 | 1422 | W130,R30,S0,IN,BN,CN,QN,G3756,C1310,LN,AN,FN,CCN,F92,D6,DTY,MN,WS | 10.59 | 1.28 | 0.65 | 9.23 | 21.75 | 49.41% | 42.34% | 2 | 5481.5645 | 5001 | 1.0111 | 375.3296 | 253.26 | 0.54444 | 137.4158 | 197.4 | Walls:R13,Roof:R30,SlabEdge:R0,Infiltration:No,RadBarrier:No,CoolRoof:No,InsQuality:No | Window:0.37 U/0.56 SHGC | AirCond:13/10,ChargeLight:No,AirFlowTest:No,FanEnergyTest:No,MaxCoolCap:No,Furnace:0.92 | Duct:R6.0,DuctTest:Yes | Mass:Std | Dhw:60% EF with 50% solar | E25 | G09 | H08 | D07 | M01 | W04 | 0 | 318.5 | 682.5 | 480.5645 | 0 | 4000 | W130,R30,S0,IN,BN,CN,QN, | G3756, | C1310,LN,AN,FN,CCN,F92, | D6,DTY, | MN, | WS
| 1477 | 7761 | 05E25G10H08D07M01W04 | 1477 | W130,R30,S0,IN,BN,CN,QN,G3430,C1310,LN,AN,FN,CCN,F92,D6,DTY,MN,WS | 14.9 | 0.04 | 0.65 | 9.23 | 24.82 | 98.42% | 34.2% | 1 | 5481.5645 | 5001 | 0.15556 | 363.0237 | 305.55 | 1.4 | 149.7217 | 145.11 | Walls:R13,Roof:R30,SlabEdge:R0,Infiltration:No,RadBarrier:No,CoolRoof:No,InsQuality:No | Window:0.34 U/0.30 SHGC | AirCond:13/10,ChargeLight:No,AirFlowTest:No,FanEnergyTest:No,MaxCoolCap:No,Furnace:0.92 | Duct:R6.0,DuctTest:Yes | Mass:Std | Dhw:60% EF with 50% solar | E25 | G10 | H08 | D07 | M01 | W04 | 0 | 318.5 | 682.5 | 480.5645 | 0 | 4000 | W130,R30,S0,IN,BN,CN,QN, | G3430, | C1310,LN,AN,FN,CCN,F92, | D6,DTY, | MN, | WS
| 719 | 7003 | 05E20G12H10D07M01W04 | 719 | W134,R38,S0,IY,BN,CN,QN,G4965,C1311,LY,AN,FN,CCN,F80,D6,DTY,MN,WS | 9.4 | 1.38 | 0.65 | 9.23 | 20.66 | 45.45% | 45.23% | 2 | 5481.9076 | 5001.3432 | 0.93333 | 342.5139 | 240.24 | 0.62222 | 170.2315 | 210.42 | Walls:R13+R4 foam,Roof:R38,SlabEdge:R0,Infiltration:Test 3.2 SLA,RadBarrier:No,CoolRoof:No,InsQuality:No | Window:0.49 U/0.65 SHGC | AirCond:13/11,ChargeLight:Yes,AirFlowTest:No,FanEnergyTest:No,MaxCoolCap:No,Furnace:0.8 | Duct:R6.0,DuctTest:Yes | Mass:Std | Dhw:60% EF with 50% solar | E20 | G12 | H10 | D07 | M01 | W04 | 619.8432 | 159.25 | 222.25 | 480.5645 | 0 | 4000 | W134,R38,S0,IY,BN,CN,QN, | G4965, | C1311,LY,AN,FN,CCN,F80, | D6,DTY, | MN, | WS
| 1403 | 7687 | 05E24G12H14D07M01W02 | 1403 | W190,R49,S7,IY,BY,CY,QY,G4965,C1512,LY,AN,FN,CCN,F80,D6,DTY,MN,WY | 7.19 | 0.7 | 0.65 | 17.5 | 26.04 | 72.33% | 30.97% | 1 | 5497.7182 | 5017.1538 | 0.54444 | 260.4747 | 328.44 | 1.0111 | 252.2707 | 122.22 | Walls:R19,Roof:R49,SlabEdge:R7,Infiltration:Test 3.2 SLA,RadBarrier:Yes,CoolRoof:Yes,InsQuality:Yes | Window:0.49 U/0.65 SHGC | AirCond:15/12,ChargeLight:Yes,AirFlowTest:No,FanEnergyTest:No,MaxCoolCap:No,Furnace:0.8 | Duct:R6.0,DuctTest:Yes | Mass:Std | Dhw:62% EF | E24 | G12 | H14 | D07 | M01 | W02 | 4078.2787 | 159.25 | 779.625 | 480.5645 | 0 | 0 | W190,R49,S7,IY,BY,CY,QY, | G4965, | C1512,LY,AN,FN,CCN,F80, | D6,DTY, | MN, | WY
| 397 | 6681 | 05E18G12H11D07M01W04 | 397 | W134,R38,S0,IN,BN,CN,QN,G4965,C1312,LY,AN,FN,CCN,F80,D6,DTY,MN,WS | 9.91 | 1.37 | 0.65 | 9.23 | 21.16 | 45.85% | 43.9% | 2 | 5502.9076 | 5022.3432 | 1.0111 | 348.6669 | 246.33 | 0.54444 | 164.0785 | 204.33 | Walls:R13+R4 foam,Roof:R38,SlabEdge:R0,Infiltration:No,RadBarrier:No,CoolRoof:No,InsQuality:No | Window:0.49 U/0.65 SHGC | AirCond:13/12,ChargeLight:Yes,AirFlowTest:No,FanEnergyTest:No,MaxCoolCap:No,Furnace:0.8 | Duct:R6.0,DuctTest:Yes | Mass:Std | Dhw:60% EF with 50% solar | E18 | G12 | H11 | D07 | M01 | W04 | 413.3432 | 159.25 | 449.75 | 480.5645 | 0 | 4000 | W134,R38,S0,IN,BN,CN,QN, | G4965, | C1312,LY,AN,FN,CCN,F80, | D6,DTY, | MN, | WS
| 212 | 6496 | 05E17G12H08D07M01W04 | 212 | W130,R38,S0,IN,BN,CN,QN,G4965,C1310,LN,AN,FN,CCN,F92,D6,DTY,MN,WS | 10.94 | 1.87 | 0.65 | 9.23 | 22.69 | 26.09% | 39.85% | 1 | 5506.0645 | 5025.5 | 1.3222 | 420.4512 | 257.46 | 0.23333 | 92.2942 | 193.2 | Walls:R13,Roof:R38,SlabEdge:R0,Infiltration:No,RadBarrier:No,CoolRoof:No,InsQuality:No | Window:0.49 U/0.65 SHGC | AirCond:13/10,ChargeLight:No,AirFlowTest:No,FanEnergyTest:No,MaxCoolCap:No,Furnace:0.92 | Duct:R6.0,DuctTest:Yes | Mass:Std | Dhw:60% EF with 50% solar | E17 | G12 | H08 | D07 | M01 | W04 | 183.75 | 159.25 | 682.5 | 480.5645 | 0 | 4000 | W130,R38,S0,IN,BN,CN,QN, | G4965, | C1310,LN,AN,FN,CCN,F92, | D6,DTY, | MN, | WS
| 864 | 7148 | 05E21G12H07D07M01W04 | 864 | W134,R38,S0,IY,BN,CN,QY,G4965,C1310,LN,AN,FN,CCN,F80,D6,DTY,MN,WS | 7.98 | 1.39 | 0.65 | 9.23 | 19.25 | 45.06% | 48.97% | 2 | 5511.6576 | 5031.0932 | 1.0111 | 322.0041 | 223.02 | 0.54444 | 190.7413 | 227.64 | Walls:R13+R4 foam,Roof:R38,SlabEdge:R0,Infiltration:Test 3.2 SLA,RadBarrier:No,CoolRoof:No,InsQuality:Yes | Window:0.49 U/0.65 SHGC | AirCond:13/10,ChargeLight:No,AirFlowTest:No,FanEnergyTest:No,MaxCoolCap:No,Furnace:0.8 | Duct:R6.0,DuctTest:Yes | Mass:Std | Dhw:60% EF with 50% solar | E21 | G12 | H07 | D07 | M01 | W04 | 871.8432 | 159.25 | 0 | 480.5645 | 0 | 4000 | W134,R38,S0,IY,BN,CN,QY, | G4965, | C1310,LN,AN,FN,CCN,F80, | D6,DTY, | MN, | WS
| 942 | 7226 | 05E22G09H11D05M01W03 | 942 | W134,R49,S0,IY,BY,CY,QY,G3756,C1312,LY,AN,FN,CCN,F80,D8,DTY,MN,WT | 7.21 | 0.26 | 0.65 | 12.73 | 20.85 | 89.72% | 44.72% | 2 | 5515.9711 | 5035.4067 | 0.31111 | 229.7099 | 262.5 | 1.2444 | 283.0355 | 188.16 | Walls:R13+R4 foam,Roof:R49,SlabEdge:R0,Infiltration:Test 3.2 SLA,RadBarrier:Yes,CoolRoof:Yes,InsQuality:Yes | Window:0.37 U/0.56 SHGC | AirCond:13/12,ChargeLight:Yes,AirFlowTest:No,FanEnergyTest:No,MaxCoolCap:No,Furnace:0.8 | Duct:R8.0,DuctTest:Yes | Mass:Std | Dhw:84% EF Tankless | E22 | G09 | H11 | D05 | M01 | W03 | 3007.9369 | 318.5 | 449.75 | 602.2842 | 0 | 1137.5 | W134,R49,S0,IY,BY,CY,QY, | G3756, | C1312,LY,AN,FN,CCN,F80, | D8,DTY, | MN, | WT
| 997 | 7281 | 05E22G10H11D05M01W03 | 997 | W134,R49,S0,IY,BY,CY,QY,G3430,C1312,LY,AN,FN,CCN,F80,D8,DTY,MN,WT | 12.3 | 0 | 0.65 | 12.73 | 25.68 | 100% | 31.92% | 1 | 5515.9711 | 5035.4067 | 0 | 287.1374 | 324.66 | 1.5556 | 225.608 | 126 | Walls:R13+R4 foam,Roof:R49,SlabEdge:R0,Infiltration:Test 3.2 SLA,RadBarrier:Yes,CoolRoof:Yes,InsQuality:Yes | Window:0.34 U/0.30 SHGC | AirCond:13/12,ChargeLight:Yes,AirFlowTest:No,FanEnergyTest:No,MaxCoolCap:No,Furnace:0.8 | Duct:R8.0,DuctTest:Yes | Mass:Std | Dhw:84% EF Tankless | E22 | G10 | H11 | D05 | M01 | W03 | 3007.9369 | 318.5 | 449.75 | 602.2842 | 0 | 1137.5 | W134,R49,S0,IY,BY,CY,QY, | G3430, | C1312,LY,AN,FN,CCN,F80, | D8,DTY, | MN, | WT
| 1216 | 7500 | 05E23G12H11D05M01W02 | 1216 | W194,R49,S7,IY,BY,CY,QY,G4965,C1312,LY,AN,FN,CCN,F80,D8,DTY,MN,WY | 5.91 | 0.72 | 0.65 | 17.5 | 24.78 | 71.54% | 34.31% | 1 | 5519.1561 | 5038.5917 | 0.54444 | 244.0668 | 313.11 | 1.0111 | 268.6786 | 137.55 | Walls:R19+R4 foam,Roof:R49,SlabEdge:R7,Infiltration:Test 3.2 SLA,RadBarrier:Yes,CoolRoof:Yes,InsQuality:Yes | Window:0.49 U/0.65 SHGC | AirCond:13/12,ChargeLight:Yes,AirFlowTest:No,FanEnergyTest:No,MaxCoolCap:No,Furnace:0.8 | Duct:R8.0,DuctTest:Yes | Mass:Std | Dhw:62% EF | E23 | G12 | H11 | D05 | M01 | W02 | 4307.8719 | 159.25 | 449.75 | 602.2842 | 0 | 0 | W194,R49,S7,IY,BY,CY,QY, | G4965, | C1312,LY,AN,FN,CCN,F80, | D8,DTY, | MN, | WY
| 1361 | 7645 | 05E24G12H08D05M01W02 | 1361 | W190,R49,S7,IY,BY,CY,QY,G4965,C1310,LN,AN,FN,CCN,F92,D8,DTY,MN,WY | 6.16 | 0.84 | 0.65 | 17.5 | 25.15 | 66.8% | 33.32% | 1 | 5522.313 | 5041.7485 | 0.62222 | 268.6786 | 315.42 | 0.93333 | 244.0668 | 135.24 | Walls:R19,Roof:R49,SlabEdge:R7,Infiltration:Test 3.2 SLA,RadBarrier:Yes,CoolRoof:Yes,InsQuality:Yes | Window:0.49 U/0.65 SHGC | AirCond:13/10,ChargeLight:No,AirFlowTest:No,FanEnergyTest:No,MaxCoolCap:No,Furnace:0.92 | Duct:R8.0,DuctTest:Yes | Mass:Std | Dhw:62% EF | E24 | G12 | H08 | D05 | M01 | W02 | 4078.2787 | 159.25 | 682.5 | 602.2842 | 0 | 0 | W190,R49,S7,IY,BY,CY,QY, | G4965, | C1310,LN,AN,FN,CCN,F92, | D8,DTY, | MN, | WY
| 17 | 6301 | 05E05G09H07D07M02W02 | 17 | W130,R30,S0,IN,BN,CN,QN,G3756,C1310,LN,AN,FN,CCN,F80,D6,DTY,MY,WY | 11.47 | 0.81 | 0.65 | 17.5 | 30.43 | 67.98% | 19.33% | 1 | 5524.0645 | 5043.5 | 0.77778 | 334.31 | 379.89 | 0.77778 | 178.4354 | 70.77 | Walls:R13,Roof:R30,SlabEdge:R0,Infiltration:No,RadBarrier:No,CoolRoof:No,InsQuality:No | Window:0.37 U/0.56 SHGC | AirCond:13/10,ChargeLight:No,AirFlowTest:No,FanEnergyTest:No,MaxCoolCap:No,Furnace:0.8 | Duct:R6.0,DuctTest:Yes | Mass:40% Exposed | Dhw:62% EF | E05 | G09 | H07 | D07 | M02 | W02 | 0 | 318.5 | 0 | 480.5645 | 4725 | 0 | W130,R30,S0,IN,BN,CN,QN, | G3756, | C1310,LN,AN,FN,CCN,F80, | D6,DTY, | MY, | WY
| 1415 | 7699 | 05E25G09H07D07M02W02 | 1415 | W130,R30,S0,IN,BN,CN,QN,G3756,C1310,LN,AN,FN,CCN,F80,D6,DTY,MY,WY | 11.47 | 0.81 | 0.65 | 17.5 | 30.43 | 67.98% | 19.33% | 1 | 5524.0645 | 5043.5 | 0.77778 | 334.31 | 379.89 | 0.77778 | 178.4354 | 70.77 | Walls:R13,Roof:R30,SlabEdge:R0,Infiltration:No,RadBarrier:No,CoolRoof:No,InsQuality:No | Window:0.37 U/0.56 SHGC | AirCond:13/10,ChargeLight:No,AirFlowTest:No,FanEnergyTest:No,MaxCoolCap:No,Furnace:0.8 | Duct:R6.0,DuctTest:Yes | Mass:40% Exposed | Dhw:62% EF | E25 | G09 | H07 | D07 | M02 | W02 | 0 | 318.5 | 0 | 480.5645 | 4725 | 0 | W130,R30,S0,IN,BN,CN,QN, | G3756, | C1310,LN,AN,FN,CCN,F80, | D6,DTY, | MY, | WY
| 1470 | 7754 | 05E25G10H07D07M02W02 | 1470 | W130,R30,S0,IN,BN,CN,QN,G3430,C1310,LN,AN,FN,CCN,F80,D6,DTY,MY,WY | 16.63 | 0.02 | 0.65 | 17.5 | 34.8 | 99.21% | 7.741% | 0 | 5524.0645 | 5043.5 | 0.077778 | 356.8708 | 443.31 | 1.4778 | 155.8746 | 7.35 | Walls:R13,Roof:R30,SlabEdge:R0,Infiltration:No,RadBarrier:No,CoolRoof:No,InsQuality:No | Window:0.34 U/0.30 SHGC | AirCond:13/10,ChargeLight:No,AirFlowTest:No,FanEnergyTest:No,MaxCoolCap:No,Furnace:0.8 | Duct:R6.0,DuctTest:Yes | Mass:40% Exposed | Dhw:62% EF | E25 | G10 | H07 | D07 | M02 | W02 | 0 | 318.5 | 0 | 480.5645 | 4725 | 0 | W130,R30,S0,IN,BN,CN,QN, | G3430, | C1310,LN,AN,FN,CCN,F80, | D6,DTY, | MY, | WY
| 534 | 6818 | 05E19G12H07D07M01W04 | 534 | W134,R38,S0,IN,BY,CN,QN,G4965,C1310,LN,AN,FN,CCN,F80,D6,DTY,MN,WS | 10.34 | 0.79 | 0.65 | 9.23 | 21.01 | 68.77% | 44.3% | 2 | 5535.5014 | 5054.9369 | 0.7 | 315.8512 | 251.79 | 0.85556 | 196.8942 | 198.87 | Walls:R13+R4 foam,Roof:R38,SlabEdge:R0,Infiltration:No,RadBarrier:Yes,CoolRoof:No,InsQuality:No | Window:0.49 U/0.65 SHGC | AirCond:13/10,ChargeLight:No,AirFlowTest:No,FanEnergyTest:No,MaxCoolCap:No,Furnace:0.8 | Duct:R6.0,DuctTest:Yes | Mass:Std | Dhw:60% EF with 50% solar | E19 | G12 | H07 | D07 | M01 | W04 | 895.6869 | 159.25 | 0 | 480.5645 | 0 | 4000 | W134,R38,S0,IN,BY,CN,QN, | G4965, | C1310,LN,AN,FN,CCN,F80, | D6,DTY, | MN, | WS
| 1065 | 7349 | 05E22G12H13D05M01W02 | 1065 | W134,R49,S0,IY,BY,CY,QY,G4965,C1512,LY,AY,FY,CCY,F92,D8,DTY,MN,WY | 6.83 | 0.45 | 0.65 | 17.5 | 25.43 | 82.21% | 32.58% | 1 | 5543.5336 | 5062.9692 | 0.38889 | 219.455 | 325.5 | 1.1667 | 293.2904 | 125.16 | Walls:R13+R4 foam,Roof:R49,SlabEdge:R0,Infiltration:Test 3.2 SLA,RadBarrier:Yes,CoolRoof:Yes,InsQuality:Yes | Window:0.49 U/0.65 SHGC | AirCond:15/12,ChargeLight:Yes,AirFlowTest:Yes,FanEnergyTest:Yes,MaxCoolCap:Yes,Furnace:0.92 | Duct:R8.0,DuctTest:Yes | Mass:Std | Dhw:62% EF | E22 | G12 | H13 | D05 | M01 | W02 | 3007.9369 | 159.25 | 1774.0625 | 602.2842 | 0 | 0 | W134,R49,S0,IY,BY,CY,QY, | G4965, | C1512,LY,AY,FY,CCY,F92, | D8,DTY, | MN, | WY
| 205 | 6489 | 05E17G12H07D07M02W02 | 205 | W130,R38,S0,IN,BN,CN,QN,G4965,C1310,LN,AN,FN,CCN,F80,D6,DTY,MY,WY | 11.76 | 1.24 | 0.65 | 17.5 | 31.15 | 50.99% | 17.42% | 1 | 5548.5645 | 5068 | 1.0111 | 369.1767 | 383.46 | 0.54444 | 143.5687 | 67.2 | Walls:R13,Roof:R38,SlabEdge:R0,Infiltration:No,RadBarrier:No,CoolRoof:No,InsQuality:No | Window:0.49 U/0.65 SHGC | AirCond:13/10,ChargeLight:No,AirFlowTest:No,FanEnergyTest:No,MaxCoolCap:No,Furnace:0.8 | Duct:R6.0,DuctTest:Yes | Mass:40% Exposed | Dhw:62% EF | E17 | G12 | H07 | D07 | M02 | W02 | 183.75 | 159.25 | 0 | 480.5645 | 4725 | 0 | W130,R38,S0,IN,BN,CN,QN, | G4965, | C1310,LN,AN,FN,CCN,F80, | D6,DTY, | MY, | WY
| 1110 | 7394 | 05E23G09H11D07M01W02 | 1110 | W194,R49,S7,IY,BY,CY,QY,G3756,C1312,LY,AN,FN,CCN,F80,D6,DTY,MN,WY | 5.42 | 0.34 | 0.65 | 17.5 | 23.91 | 86.56% | 36.61% | 2 | 5556.6864 | 5076.1219 | 0.31111 | 209.2001 | 307.23 | 1.2444 | 303.5453 | 143.43 | Walls:R19+R4 foam,Roof:R49,SlabEdge:R7,Infiltration:Test 3.2 SLA,RadBarrier:Yes,CoolRoof:Yes,InsQuality:Yes | Window:0.37 U/0.56 SHGC | AirCond:13/12,ChargeLight:Yes,AirFlowTest:No,FanEnergyTest:No,MaxCoolCap:No,Furnace:0.8 | Duct:R6.0,DuctTest:Yes | Mass:Std | Dhw:62% EF | E23 | G09 | H11 | D07 | M01 | W02 | 4307.8719 | 318.5 | 449.75 | 480.5645 | 0 | 0 | W194,R49,S7,IY,BY,CY,QY, | G3756, | C1312,LY,AN,FN,CCN,F80, | D6,DTY, | MN, | WY
| 1165 | 7449 | 05E23G10H11D07M01W02 | 1165 | W194,R49,S7,IY,BY,CY,QY,G3430,C1312,LY,AN,FN,CCN,F80,D6,DTY,MN,WY | 10.22 | 0 | 0.65 | 17.5 | 28.37 | 100% | 24.79% | 1 | 5556.6864 | 5076.1219 | 0 | 256.3727 | 365.82 | 1.5556 | 256.3727 | 84.84 | Walls:R19+R4 foam,Roof:R49,SlabEdge:R7,Infiltration:Test 3.2 SLA,RadBarrier:Yes,CoolRoof:Yes,InsQuality:Yes | Window:0.34 U/0.30 SHGC | AirCond:13/12,ChargeLight:Yes,AirFlowTest:No,FanEnergyTest:No,MaxCoolCap:No,Furnace:0.8 | Duct:R6.0,DuctTest:Yes | Mass:Std | Dhw:62% EF | E23 | G10 | H11 | D07 | M01 | W02 | 4307.8719 | 318.5 | 449.75 | 480.5645 | 0 | 0 | W194,R49,S7,IY,BY,CY,QY, | G3430, | C1312,LY,AN,FN,CCN,F80, | D6,DTY, | MN, | WY
| 1255 | 7539 | 05E24G09H08D07M01W02 | 1255 | W190,R49,S7,IY,BY,CY,QY,G3756,C1310,LN,AN,FN,CCN,F92,D6,DTY,MN,WY | 5.74 | 0.41 | 0.65 | 17.5 | 24.3 | 83.79% | 35.58% | 2 | 5559.8432 | 5079.2788 | 0.38889 | 229.7099 | 310.38 | 1.1667 | 283.0355 | 140.28 | Walls:R19,Roof:R49,SlabEdge:R7,Infiltration:Test 3.2 SLA,RadBarrier:Yes,CoolRoof:Yes,InsQuality:Yes | Window:0.37 U/0.56 SHGC | AirCond:13/10,ChargeLight:No,AirFlowTest:No,FanEnergyTest:No,MaxCoolCap:No,Furnace:0.92 | Duct:R6.0,DuctTest:Yes | Mass:Std | Dhw:62% EF | E24 | G09 | H08 | D07 | M01 | W02 | 4078.2787 | 318.5 | 682.5 | 480.5645 | 0 | 0 | W190,R49,S7,IY,BY,CY,QY, | G3756, | C1310,LN,AN,FN,CCN,F92, | D6,DTY, | MN, | WY
| 1310 | 7594 | 05E24G10H08D07M01W02 | 1310 | W190,R49,S7,IY,BY,CY,QY,G3430,C1310,LN,AN,FN,CCN,F92,D6,DTY,MN,WY | 10.09 | 0 | 0.65 | 17.5 | 28.24 | 100% | 25.13% | 1 | 5559.8432 | 5079.2788 | 0 | 274.8315 | 362.88 | 1.5556 | 237.9139 | 87.78 | Walls:R19,Roof:R49,SlabEdge:R7,Infiltration:Test 3.2 SLA,RadBarrier:Yes,CoolRoof:Yes,InsQuality:Yes | Window:0.34 U/0.30 SHGC | AirCond:13/10,ChargeLight:No,AirFlowTest:No,FanEnergyTest:No,MaxCoolCap:No,Furnace:0.92 | Duct:R6.0,DuctTest:Yes | Mass:Std | Dhw:62% EF | E24 | G10 | H08 | D07 | M01 | W02 | 4078.2787 | 318.5 | 682.5 | 480.5645 | 0 | 0 | W190,R49,S7,IY,BY,CY,QY, | G3430, | C1310,LN,AN,FN,CCN,F92, | D6,DTY, | MN, | WY
| 1074 | 7358 | 05E22G12H14D07M01W03 | 1074 | W134,R49,S0,IY,BY,CY,QY,G4965,C1512,LY,AN,FN,CCN,F80,D6,DTY,MN,WT | 8.05 | 0.56 | 0.65 | 12.73 | 21.99 | 77.87% | 41.7% | 2 | 5564.8764 | 5084.3119 | 0.54444 | 264.5766 | 272.58 | 1.0111 | 248.1688 | 178.08 | Walls:R13+R4 foam,Roof:R49,SlabEdge:R0,Infiltration:Test 3.2 SLA,RadBarrier:Yes,CoolRoof:Yes,InsQuality:Yes | Window:0.49 U/0.65 SHGC | AirCond:15/12,ChargeLight:Yes,AirFlowTest:No,FanEnergyTest:No,MaxCoolCap:No,Furnace:0.8 | Duct:R6.0,DuctTest:Yes | Mass:Std | Dhw:84% EF Tankless | E22 | G12 | H14 | D07 | M01 | W03 | 3007.9369 | 159.25 | 779.625 | 480.5645 | 0 | 1137.5 | W134,R49,S0,IY,BY,CY,QY, | G4965, | C1512,LY,AN,FN,CCN,F80, | D6,DTY, | MN, | WT
| 85 | 6369 | 05E05G09H14D07M01W04 | 85 | W130,R30,S0,IN,BN,CN,QN,G3756,C1512,LY,AN,FN,CCN,F80,D6,DTY,MN,WS | 12.02 | 1.05 | 0.65 | 9.23 | 22.95 | 58.5% | 39.16% | 2 | 5578.6895 | 5098.125 | 0.77778 | 358.9218 | 271.95 | 0.77778 | 153.8236 | 178.71 | Walls:R13,Roof:R30,SlabEdge:R0,Infiltration:No,RadBarrier:No,CoolRoof:No,InsQuality:No | Window:0.37 U/0.56 SHGC | AirCond:15/12,ChargeLight:Yes,AirFlowTest:No,FanEnergyTest:No,MaxCoolCap:No,Furnace:0.8 | Duct:R6.0,DuctTest:Yes | Mass:Std | Dhw:60% EF with 50% solar | E05 | G09 | H14 | D07 | M01 | W04 | 0 | 318.5 | 779.625 | 480.5645 | 0 | 4000 | W130,R30,S0,IN,BN,CN,QN, | G3756, | C1512,LY,AN,FN,CCN,F80, | D6,DTY, | MN, | WS
| 1460 | 7744 | 05E25G09H14D07M01W04 | 1460 | W130,R30,S0,IN,BN,CN,QN,G3756,C1512,LY,AN,FN,CCN,F80,D6,DTY,MN,WS | 12.02 | 1.05 | 0.65 | 9.23 | 22.95 | 58.5% | 39.16% | 2 | 5578.6895 | 5098.125 | 0.77778 | 358.9218 | 271.95 | 0.77778 | 153.8236 | 178.71 | Walls:R13,Roof:R30,SlabEdge:R0,Infiltration:No,RadBarrier:No,CoolRoof:No,InsQuality:No | Window:0.37 U/0.56 SHGC | AirCond:15/12,ChargeLight:Yes,AirFlowTest:No,FanEnergyTest:No,MaxCoolCap:No,Furnace:0.8 | Duct:R6.0,DuctTest:Yes | Mass:Std | Dhw:60% EF with 50% solar | E25 | G09 | H14 | D07 | M01 | W04 | 0 | 318.5 | 779.625 | 480.5645 | 0 | 4000 | W130,R30,S0,IN,BN,CN,QN, | G3756, | C1512,LY,AN,FN,CCN,F80, | D6,DTY, | MN, | WS
| 1515 | 7799 | 05E25G10H14D07M01W04 | 1515 | W130,R30,S0,IN,BN,CN,QN,G3430,C1512,LY,AN,FN,CCN,F80,D6,DTY,MN,WS | 16.92 | 0.04 | 0.65 | 9.23 | 26.84 | 98.42% | 28.84% | 1 | 5578.6895 | 5098.125 | 0.15556 | 360.9728 | 332.01 | 1.4 | 151.7726 | 118.65 | Walls:R13,Roof:R30,SlabEdge:R0,Infiltration:No,RadBarrier:No,CoolRoof:No,InsQuality:No | Window:0.34 U/0.30 SHGC | AirCond:15/12,ChargeLight:Yes,AirFlowTest:No,FanEnergyTest:No,MaxCoolCap:No,Furnace:0.8 | Duct:R6.0,DuctTest:Yes | Mass:Std | Dhw:60% EF with 50% solar | E25 | G10 | H14 | D07 | M01 | W04 | 0 | 318.5 | 779.625 | 480.5645 | 0 | 4000 | W130,R30,S0,IN,BN,CN,QN, | G3430, | C1512,LY,AN,FN,CCN,F80, | D6,DTY, | MN, | WS
| 957 | 7241 | 05E22G09H13D07M01W02 | 957 | W134,R49,S0,IY,BY,CY,QY,G3756,C1512,LY,AY,FY,CCY,F92,D6,DTY,MN,WY | 6.44 | 0.19 | 0.65 | 17.5 | 24.78 | 92.49% | 34.31% | 1 | 5581.0639 | 5100.4994 | 0.23333 | 196.8942 | 320.67 | 1.3222 | 315.8512 | 129.99 | Walls:R13+R4 foam,Roof:R49,SlabEdge:R0,Infiltration:Test 3.2 SLA,RadBarrier:Yes,CoolRoof:Yes,InsQuality:Yes | Window:0.37 U/0.56 SHGC | AirCond:15/12,ChargeLight:Yes,AirFlowTest:Yes,FanEnergyTest:Yes,MaxCoolCap:Yes,Furnace:0.92 | Duct:R6.0,DuctTest:Yes | Mass:Std | Dhw:62% EF | E22 | G09 | H13 | D07 | M01 | W02 | 3007.9369 | 318.5 | 1774.0625 | 480.5645 | 0 | 0 | W134,R49,S0,IY,BY,CY,QY, | G3756, | C1512,LY,AY,FY,CCY,F92, | D6,DTY, | MN, | WY
| 1012 | 7296 | 05E22G10H13D07M01W02 | 1012 | W134,R49,S0,IY,BY,CY,QY,G3430,C1512,LY,AY,FY,CCY,F92,D6,DTY,MN,WY | 10.96 | 0 | 0.65 | 17.5 | 29.11 | 100% | 22.83% | 1 | 5581.0639 | 5100.4994 | 0 | 239.9648 | 376.95 | 1.5556 | 272.7805 | 73.71 | Walls:R13+R4 foam,Roof:R49,SlabEdge:R0,Infiltration:Test 3.2 SLA,RadBarrier:Yes,CoolRoof:Yes,InsQuality:Yes | Window:0.34 U/0.30 SHGC | AirCond:15/12,ChargeLight:Yes,AirFlowTest:Yes,FanEnergyTest:Yes,MaxCoolCap:Yes,Furnace:0.92 | Duct:R6.0,DuctTest:Yes | Mass:Std | Dhw:62% EF | E22 | G10 | H13 | D07 | M01 | W02 | 3007.9369 | 318.5 | 1774.0625 | 480.5645 | 0 | 0 | W134,R49,S0,IY,BY,CY,QY, | G3430, | C1512,LY,AY,FY,CCY,F92, | D6,DTY, | MN, | WY
| 1545 | 7829 | 05E25G12H10D07M02W02 | 1545 | W130,R30,S0,IN,BN,CN,QN,G4965,C1311,LY,AN,FN,CCN,F80,D6,DTY,MY,WY | 12.13 | 1.35 | 0.65 | 17.5 | 31.63 | 46.64% | 16.15% | 1 | 5587.0645 | 5106.5 | 1.0111 | 379.4316 | 387.87 | 0.54444 | 133.3138 | 62.79 | Walls:R13,Roof:R30,SlabEdge:R0,Infiltration:No,RadBarrier:No,CoolRoof:No,InsQuality:No | Window:0.49 U/0.65 SHGC | AirCond:13/11,ChargeLight:Yes,AirFlowTest:No,FanEnergyTest:No,MaxCoolCap:No,Furnace:0.8 | Duct:R6.0,DuctTest:Yes | Mass:40% Exposed | Dhw:62% EF | E25 | G12 | H10 | D07 | M02 | W02 | 0 | 159.25 | 222.25 | 480.5645 | 4725 | 0 | W130,R30,S0,IN,BN,CN,QN, | G4965, | C1311,LY,AN,FN,CCN,F80, | D6,DTY, | MY, | WY
| 1032 | 7316 | 05E22G12H08D05M01W03 | 1032 | W134,R49,S0,IY,BY,CY,QY,G4965,C1310,LN,AN,FN,CCN,F92,D8,DTY,MN,WT | 6.91 | 0.66 | 0.65 | 12.73 | 20.95 | 73.91% | 44.46% | 2 | 5589.4711 | 5108.9067 | 0.62222 | 268.6786 | 258.09 | 0.93333 | 244.0668 | 192.57 | Walls:R13+R4 foam,Roof:R49,SlabEdge:R0,Infiltration:Test 3.2 SLA,RadBarrier:Yes,CoolRoof:Yes,InsQuality:Yes | Window:0.49 U/0.65 SHGC | AirCond:13/10,ChargeLight:No,AirFlowTest:No,FanEnergyTest:No,MaxCoolCap:No,Furnace:0.92 | Duct:R8.0,DuctTest:Yes | Mass:Std | Dhw:84% EF Tankless | E22 | G12 | H08 | D05 | M01 | W03 | 3007.9369 | 159.25 | 682.5 | 602.2842 | 0 | 1137.5 | W134,R49,S0,IY,BY,CY,QY, | G4965, | C1310,LN,AN,FN,CCN,F92, | D8,DTY, | MN, | WT
| 250 | 6534 | 05E17G12H14D07M01W04 | 250 | W130,R38,S0,IN,BN,CN,QN,G4965,C1512,LY,AN,FN,CCN,F80,D6,DTY,MN,WS | 12.42 | 1.53 | 0.65 | 9.23 | 23.83 | 39.53% | 36.82% | 1 | 5603.1895 | 5122.625 | 1.0889 | 397.8904 | 276.99 | 0.46667 | 114.855 | 173.67 | Walls:R13,Roof:R38,SlabEdge:R0,Infiltration:No,RadBarrier:No,CoolRoof:No,InsQuality:No | Window:0.49 U/0.65 SHGC | AirCond:15/12,ChargeLight:Yes,AirFlowTest:No,FanEnergyTest:No,MaxCoolCap:No,Furnace:0.8 | Duct:R6.0,DuctTest:Yes | Mass:Std | Dhw:60% EF with 50% solar | E17 | G12 | H14 | D07 | M01 | W04 | 183.75 | 159.25 | 779.625 | 480.5645 | 0 | 4000 | W130,R38,S0,IN,BN,CN,QN, | G4965, | C1512,LY,AN,FN,CCN,F80, | D6,DTY, | MN, | WS
| 1401 | 7685 | 05E24G12H14D05M01W02 | 1401 | W190,R49,S7,IY,BY,CY,QY,G4965,C1512,LY,AN,FN,CCN,F80,D8,DTY,MN,WY | 7 | 0.69 | 0.65 | 17.5 | 25.84 | 72.73% | 31.5% | 1 | 5619.438 | 5138.8735 | 0.54444 | 258.4237 | 326.34 | 1.0111 | 254.3217 | 124.32 | Walls:R19,Roof:R49,SlabEdge:R7,Infiltration:Test 3.2 SLA,RadBarrier:Yes,CoolRoof:Yes,InsQuality:Yes | Window:0.49 U/0.65 SHGC | AirCond:15/12,ChargeLight:Yes,AirFlowTest:No,FanEnergyTest:No,MaxCoolCap:No,Furnace:0.8 | Duct:R8.0,DuctTest:Yes | Mass:Std | Dhw:62% EF | E24 | G12 | H14 | D05 | M01 | W02 | 4078.2787 | 159.25 | 779.625 | 602.2842 | 0 | 0 | W190,R49,S7,IY,BY,CY,QY, | G4965, | C1512,LY,AN,FN,CCN,F80, | D8,DTY, | MN, | WY
| 926 | 7210 | 05E22G09H08D07M01W03 | 926 | W134,R49,S0,IY,BY,CY,QY,G3756,C1310,LN,AN,FN,CCN,F92,D6,DTY,MN,WT | 6.52 | 0.28 | 0.65 | 12.73 | 20.18 | 88.93% | 46.5% | 2 | 5627.0014 | 5146.4369 | 0.31111 | 233.8119 | 253.26 | 1.2444 | 278.9335 | 197.4 | Walls:R13+R4 foam,Roof:R49,SlabEdge:R0,Infiltration:Test 3.2 SLA,RadBarrier:Yes,CoolRoof:Yes,InsQuality:Yes | Window:0.37 U/0.56 SHGC | AirCond:13/10,ChargeLight:No,AirFlowTest:No,FanEnergyTest:No,MaxCoolCap:No,Furnace:0.92 | Duct:R6.0,DuctTest:Yes | Mass:Std | Dhw:84% EF Tankless | E22 | G09 | H08 | D07 | M01 | W03 | 3007.9369 | 318.5 | 682.5 | 480.5645 | 0 | 1137.5 | W134,R49,S0,IY,BY,CY,QY, | G3756, | C1310,LN,AN,FN,CCN,F92, | D6,DTY, | MN, | WT
| 981 | 7265 | 05E22G10H08D07M01W03 | 981 | W134,R49,S0,IY,BY,CY,QY,G3430,C1310,LN,AN,FN,CCN,F92,D6,DTY,MN,WT | 11.1 | 0 | 0.65 | 12.73 | 24.48 | 100% | 35.1% | 2 | 5627.0014 | 5146.4369 | 0 | 293.2904 | 308.7 | 1.5556 | 219.455 | 141.96 | Walls:R13+R4 foam,Roof:R49,SlabEdge:R0,Infiltration:Test 3.2 SLA,RadBarrier:Yes,CoolRoof:Yes,InsQuality:Yes | Window:0.34 U/0.30 SHGC | AirCond:13/10,ChargeLight:No,AirFlowTest:No,FanEnergyTest:No,MaxCoolCap:No,Furnace:0.92 | Duct:R6.0,DuctTest:Yes | Mass:Std | Dhw:84% EF Tankless | E22 | G10 | H08 | D07 | M01 | W03 | 3007.9369 | 318.5 | 682.5 | 480.5645 | 0 | 1137.5 | W134,R49,S0,IY,BY,CY,QY, | G3430, | C1310,LN,AN,FN,CCN,F92, | D6,DTY, | MN, | WT
| 1200 | 7484 | 05E23G12H08D07M01W02 | 1200 | W194,R49,S7,IY,BY,CY,QY,G4965,C1310,LN,AN,FN,CCN,F92,D6,DTY,MN,WY | 5.35 | 0.79 | 0.65 | 17.5 | 24.29 | 68.77% | 35.6% | 2 | 5630.1864 | 5149.6219 | 0.62222 | 252.2707 | 305.55 | 0.93333 | 260.4747 | 145.11 | Walls:R19+R4 foam,Roof:R49,SlabEdge:R7,Infiltration:Test 3.2 SLA,RadBarrier:Yes,CoolRoof:Yes,InsQuality:Yes | Window:0.49 U/0.65 SHGC | AirCond:13/10,ChargeLight:No,AirFlowTest:No,FanEnergyTest:No,MaxCoolCap:No,Furnace:0.92 | Duct:R6.0,DuctTest:Yes | Mass:Std | Dhw:62% EF | E23 | G12 | H08 | D07 | M01 | W02 | 4307.8719 | 159.25 | 682.5 | 480.5645 | 0 | 0 | W194,R49,S7,IY,BY,CY,QY, | G4965, | C1310,LN,AN,FN,CCN,F92, | D6,DTY, | MN, | WY
| 609 | 6893 | 05E20G09H10D07M01W04 | 609 | W134,R38,S0,IY,BN,CN,QN,G3756,C1311,LY,AN,FN,CCN,F80,D6,DTY,MN,WS | 8.66 | 0.78 | 0.65 | 9.23 | 19.32 | 69.17% | 48.78% | 2 | 5641.1576 | 5160.5932 | 0.62222 | 289.1884 | 231.42 | 0.93333 | 223.557 | 219.24 | Walls:R13+R4 foam,Roof:R38,SlabEdge:R0,Infiltration:Test 3.2 SLA,RadBarrier:No,CoolRoof:No,InsQuality:No | Window:0.37 U/0.56 SHGC | AirCond:13/11,ChargeLight:Yes,AirFlowTest:No,FanEnergyTest:No,MaxCoolCap:No,Furnace:0.8 | Duct:R6.0,DuctTest:Yes | Mass:Std | Dhw:60% EF with 50% solar | E20 | G09 | H10 | D07 | M01 | W04 | 619.8432 | 318.5 | 222.25 | 480.5645 | 0 | 4000 | W134,R38,S0,IY,BN,CN,QN, | G3756, | C1311,LY,AN,FN,CCN,F80, | D6,DTY, | MN, | WS
| 664 | 6948 | 05E20G10H10D07M01W04 | 664 | W134,R38,S0,IY,BN,CN,QN,G3430,C1311,LY,AN,FN,CCN,F80,D6,DTY,MN,WS | 13.51 | 0.01 | 0.65 | 9.23 | 23.4 | 99.6% | 37.96% | 2 | 5641.1576 | 5160.5932 | 0 | 307.6472 | 290.64 | 1.5556 | 205.0982 | 160.02 | Walls:R13+R4 foam,Roof:R38,SlabEdge:R0,Infiltration:Test 3.2 SLA,RadBarrier:No,CoolRoof:No,InsQuality:No | Window:0.34 U/0.30 SHGC | AirCond:13/11,ChargeLight:Yes,AirFlowTest:No,FanEnergyTest:No,MaxCoolCap:No,Furnace:0.8 | Duct:R6.0,DuctTest:Yes | Mass:Std | Dhw:60% EF with 50% solar | E20 | G10 | H10 | D07 | M01 | W04 | 619.8432 | 318.5 | 222.25 | 480.5645 | 0 | 4000 | W134,R38,S0,IY,BN,CN,QN, | G3430, | C1311,LY,AN,FN,CCN,F80, | D6,DTY, | MN, | WS
| 1293 | 7577 | 05E24G09H14D07M01W02 | 1293 | W190,R49,S7,IY,BY,CY,QY,G3756,C1512,LY,AN,FN,CCN,F80,D6,DTY,MN,WY | 6.51 | 0.34 | 0.65 | 17.5 | 25 | 86.56% | 33.72% | 1 | 5656.9682 | 5176.4038 | 0.31111 | 223.557 | 320.46 | 1.2444 | 289.1884 | 130.2 | Walls:R19,Roof:R49,SlabEdge:R7,Infiltration:Test 3.2 SLA,RadBarrier:Yes,CoolRoof:Yes,InsQuality:Yes | Window:0.37 U/0.56 SHGC | AirCond:15/12,ChargeLight:Yes,AirFlowTest:No,FanEnergyTest:No,MaxCoolCap:No,Furnace:0.8 | Duct:R6.0,DuctTest:Yes | Mass:Std | Dhw:62% EF | E24 | G09 | H14 | D07 | M01 | W02 | 4078.2787 | 318.5 | 779.625 | 480.5645 | 0 | 0 | W190,R49,S7,IY,BY,CY,QY, | G3756, | C1512,LY,AN,FN,CCN,F80, | D6,DTY, | MN, | WY
| 1348 | 7632 | 05E24G10H14D07M01W02 | 1348 | W190,R49,S7,IY,BY,CY,QY,G3430,C1512,LY,AN,FN,CCN,F80,D6,DTY,MN,WY | 11.46 | 0 | 0.65 | 17.5 | 29.61 | 100% | 21.5% | 1 | 5656.9682 | 5176.4038 | 0 | 274.8315 | 380.94 | 1.5556 | 237.9139 | 69.72 | Walls:R19,Roof:R49,SlabEdge:R7,Infiltration:Test 3.2 SLA,RadBarrier:Yes,CoolRoof:Yes,InsQuality:Yes | Window:0.34 U/0.30 SHGC | AirCond:15/12,ChargeLight:Yes,AirFlowTest:No,FanEnergyTest:No,MaxCoolCap:No,Furnace:0.8 | Duct:R6.0,DuctTest:Yes | Mass:Std | Dhw:62% EF | E24 | G10 | H14 | D07 | M01 | W02 | 4078.2787 | 318.5 | 779.625 | 480.5645 | 0 | 0 | W190,R49,S7,IY,BY,CY,QY, | G3430, | C1512,LY,AN,FN,CCN,F80, | D6,DTY, | MN, | WY
| 287 | 6571 | 05E18G09H11D07M01W04 | 287 | W134,R38,S0,IN,BN,CN,QN,G3756,C1312,LY,AN,FN,CCN,F80,D6,DTY,MN,WS | 9.17 | 0.77 | 0.65 | 9.23 | 19.82 | 69.57% | 47.45% | 2 | 5662.1576 | 5181.5932 | 0.7 | 297.3923 | 237.51 | 0.85556 | 215.3531 | 213.15 | Walls:R13+R4 foam,Roof:R38,SlabEdge:R0,Infiltration:No,RadBarrier:No,CoolRoof:No,InsQuality:No | Window:0.37 U/0.56 SHGC | AirCond:13/12,ChargeLight:Yes,AirFlowTest:No,FanEnergyTest:No,MaxCoolCap:No,Furnace:0.8 | Duct:R6.0,DuctTest:Yes | Mass:Std | Dhw:60% EF with 50% solar | E18 | G09 | H11 | D07 | M01 | W04 | 413.3432 | 318.5 | 449.75 | 480.5645 | 0 | 4000 | W134,R38,S0,IN,BN,CN,QN, | G3756, | C1312,LY,AN,FN,CCN,F80, | D6,DTY, | MN, | WS
| 342 | 6626 | 05E18G10H11D07M01W04 | 342 | W134,R38,S0,IN,BN,CN,QN,G3430,C1312,LY,AN,FN,CCN,F80,D6,DTY,MN,WS | 14.09 | 0.01 | 0.65 | 9.23 | 23.98 | 99.6% | 36.43% | 2 | 5662.1576 | 5181.5932 | 0 | 317.9021 | 297.57 | 1.5556 | 194.8432 | 153.09 | Walls:R13+R4 foam,Roof:R38,SlabEdge:R0,Infiltration:No,RadBarrier:No,CoolRoof:No,InsQuality:No | Window:0.34 U/0.30 SHGC | AirCond:13/12,ChargeLight:Yes,AirFlowTest:No,FanEnergyTest:No,MaxCoolCap:No,Furnace:0.8 | Duct:R6.0,DuctTest:Yes | Mass:Std | Dhw:60% EF with 50% solar | E18 | G10 | H11 | D07 | M01 | W04 | 413.3432 | 318.5 | 449.75 | 480.5645 | 0 | 4000 | W134,R38,S0,IN,BN,CN,QN, | G3430, | C1312,LY,AN,FN,CCN,F80, | D6,DTY, | MN, | WS
| 102 | 6386 | 05E17G09H08D07M01W04 | 102 | W130,R38,S0,IN,BN,CN,QN,G3756,C1310,LN,AN,FN,CCN,F92,D6,DTY,MN,WS | 10.24 | 1.08 | 0.65 | 9.23 | 21.2 | 57.31% | 43.8% | 2 | 5665.3145 | 5184.75 | 0.93333 | 354.8198 | 249.27 | 0.62222 | 157.9256 | 201.39 | Walls:R13,Roof:R38,SlabEdge:R0,Infiltration:No,RadBarrier:No,CoolRoof:No,InsQuality:No | Window:0.37 U/0.56 SHGC | AirCond:13/10,ChargeLight:No,AirFlowTest:No,FanEnergyTest:No,MaxCoolCap:No,Furnace:0.92 | Duct:R6.0,DuctTest:Yes | Mass:Std | Dhw:60% EF with 50% solar | E17 | G09 | H08 | D07 | M01 | W04 | 183.75 | 318.5 | 682.5 | 480.5645 | 0 | 4000 | W130,R38,S0,IN,BN,CN,QN, | G3756, | C1310,LN,AN,FN,CCN,F92, | D6,DTY, | MN, | WS
| 157 | 6441 | 05E17G10H08D07M01W04 | 157 | W130,R38,S0,IN,BN,CN,QN,G3430,C1310,LN,AN,FN,CCN,F92,D6,DTY,MN,WS | 14.65 | 0.03 | 0.65 | 9.23 | 24.56 | 98.81% | 34.89% | 1 | 5665.3145 | 5184.75 | 0.077778 | 356.8708 | 302.61 | 1.4778 | 155.8746 | 148.05 | Walls:R13,Roof:R38,SlabEdge:R0,Infiltration:No,RadBarrier:No,CoolRoof:No,InsQuality:No | Window:0.34 U/0.30 SHGC | AirCond:13/10,ChargeLight:No,AirFlowTest:No,FanEnergyTest:No,MaxCoolCap:No,Furnace:0.92 | Duct:R6.0,DuctTest:Yes | Mass:Std | Dhw:60% EF with 50% solar | E17 | G10 | H08 | D07 | M01 | W04 | 183.75 | 318.5 | 682.5 | 480.5645 | 0 | 4000 | W130,R38,S0,IN,BN,CN,QN, | G3430, | C1310,LN,AN,FN,CCN,F92, | D6,DTY, | MN, | WS
| 754 | 7038 | 05E21G09H07D07M01W04 | 754 | W134,R38,S0,IY,BN,CN,QY,G3756,C1310,LN,AN,FN,CCN,F80,D6,DTY,MN,WS | 7.27 | 0.78 | 0.65 | 9.23 | 17.93 | 69.17% | 52.47% | 2 | 5670.9076 | 5190.3432 | 0.62222 | 270.7296 | 214.41 | 0.93333 | 242.0158 | 236.25 | Walls:R13+R4 foam,Roof:R38,SlabEdge:R0,Infiltration:Test 3.2 SLA,RadBarrier:No,CoolRoof:No,InsQuality:Yes | Window:0.37 U/0.56 SHGC | AirCond:13/10,ChargeLight:No,AirFlowTest:No,FanEnergyTest:No,MaxCoolCap:No,Furnace:0.8 | Duct:R6.0,DuctTest:Yes | Mass:Std | Dhw:60% EF with 50% solar | E21 | G09 | H07 | D07 | M01 | W04 | 871.8432 | 318.5 | 0 | 480.5645 | 0 | 4000 | W134,R38,S0,IY,BN,CN,QY, | G3756, | C1310,LN,AN,FN,CCN,F80, | D6,DTY, | MN, | WS
| 809 | 7093 | 05E21G10H07D07M01W04 | 809 | W134,R38,S0,IY,BN,CN,QY,G3430,C1310,LN,AN,FN,CCN,F80,D6,DTY,MN,WS | 11.99 | 0.01 | 0.65 | 9.23 | 21.88 | 99.6% | 41.99% | 2 | 5670.9076 | 5190.3432 | 0 | 283.0355 | 272.16 | 1.5556 | 229.7099 | 178.5 | Walls:R13+R4 foam,Roof:R38,SlabEdge:R0,Infiltration:Test 3.2 SLA,RadBarrier:No,CoolRoof:No,InsQuality:Yes | Window:0.34 U/0.30 SHGC | AirCond:13/10,ChargeLight:No,AirFlowTest:No,FanEnergyTest:No,MaxCoolCap:No,Furnace:0.8 | Duct:R6.0,DuctTest:Yes | Mass:Std | Dhw:60% EF with 50% solar | E21 | G10 | H07 | D07 | M01 | W04 | 871.8432 | 318.5 | 0 | 480.5645 | 0 | 4000 | W134,R38,S0,IY,BN,CN,QY, | G3430, | C1310,LN,AN,FN,CCN,F80, | D6,DTY, | MN, | WS
| 1106 | 7390 | 05E23G09H11D05M01W02 | 1106 | W194,R49,S7,IY,BY,CY,QY,G3756,C1312,LY,AN,FN,CCN,F80,D8,DTY,MN,WY | 5.27 | 0.33 | 0.65 | 17.5 | 23.75 | 86.96% | 37.04% | 2 | 5678.4061 | 5197.8417 | 0.31111 | 205.0982 | 305.55 | 1.2444 | 307.6472 | 145.11 | Walls:R19+R4 foam,Roof:R49,SlabEdge:R7,Infiltration:Test 3.2 SLA,RadBarrier:Yes,CoolRoof:Yes,InsQuality:Yes | Window:0.37 U/0.56 SHGC | AirCond:13/12,ChargeLight:Yes,AirFlowTest:No,FanEnergyTest:No,MaxCoolCap:No,Furnace:0.8 | Duct:R8.0,DuctTest:Yes | Mass:Std | Dhw:62% EF | E23 | G09 | H11 | D05 | M01 | W02 | 4307.8719 | 318.5 | 449.75 | 602.2842 | 0 | 0 | W194,R49,S7,IY,BY,CY,QY, | G3756, | C1312,LY,AN,FN,CCN,F80, | D8,DTY, | MN, | WY
| 1161 | 7445 | 05E23G10H11D05M01W02 | 1161 | W194,R49,S7,IY,BY,CY,QY,G3430,C1312,LY,AN,FN,CCN,F80,D8,DTY,MN,WY | 9.94 | 0 | 0.65 | 17.5 | 28.09 | 100% | 25.53% | 1 | 5678.4061 | 5197.8417 | 0 | 250.2197 | 362.46 | 1.5556 | 262.5256 | 88.2 | Walls:R19+R4 foam,Roof:R49,SlabEdge:R7,Infiltration:Test 3.2 SLA,RadBarrier:Yes,CoolRoof:Yes,InsQuality:Yes | Window:0.34 U/0.30 SHGC | AirCond:13/12,ChargeLight:Yes,AirFlowTest:No,FanEnergyTest:No,MaxCoolCap:No,Furnace:0.8 | Duct:R8.0,DuctTest:Yes | Mass:Std | Dhw:62% EF | E23 | G10 | H11 | D05 | M01 | W02 | 4307.8719 | 318.5 | 449.75 | 602.2842 | 0 | 0 | W194,R49,S7,IY,BY,CY,QY, | G3430, | C1312,LY,AN,FN,CCN,F80, | D8,DTY, | MN, | WY
| 1251 | 7535 | 05E24G09H08D05M01W02 | 1251 | W190,R49,S7,IY,BY,CY,QY,G3756,C1310,LN,AN,FN,CCN,F92,D8,DTY,MN,WY | 5.59 | 0.4 | 0.65 | 17.5 | 24.14 | 84.19% | 36% | 2 | 5681.563 | 5200.9985 | 0.38889 | 227.659 | 308.49 | 1.1667 | 285.0864 | 142.17 | Walls:R19,Roof:R49,SlabEdge:R7,Infiltration:Test 3.2 SLA,RadBarrier:Yes,CoolRoof:Yes,InsQuality:Yes | Window:0.37 U/0.56 SHGC | AirCond:13/10,ChargeLight:No,AirFlowTest:No,FanEnergyTest:No,MaxCoolCap:No,Furnace:0.92 | Duct:R8.0,DuctTest:Yes | Mass:Std | Dhw:62% EF | E24 | G09 | H08 | D05 | M01 | W02 | 4078.2787 | 318.5 | 682.5 | 602.2842 | 0 | 0 | W190,R49,S7,IY,BY,CY,QY, | G3756, | C1310,LN,AN,FN,CCN,F92, | D8,DTY, | MN, | WY
| 1306 | 7590 | 05E24G10H08D05M01W02 | 1306 | W190,R49,S7,IY,BY,CY,QY,G3430,C1310,LN,AN,FN,CCN,F92,D8,DTY,MN,WY | 9.83 | 0 | 0.65 | 17.5 | 27.98 | 100% | 25.82% | 1 | 5681.563 | 5200.9985 | 0 | 270.7296 | 359.73 | 1.5556 | 242.0158 | 90.93 | Walls:R19,Roof:R49,SlabEdge:R7,Infiltration:Test 3.2 SLA,RadBarrier:Yes,CoolRoof:Yes,InsQuality:Yes | Window:0.34 U/0.30 SHGC | AirCond:13/10,ChargeLight:No,AirFlowTest:No,FanEnergyTest:No,MaxCoolCap:No,Furnace:0.92 | Duct:R8.0,DuctTest:Yes | Mass:Std | Dhw:62% EF | E24 | G10 | H08 | D05 | M01 | W02 | 4078.2787 | 318.5 | 682.5 | 602.2842 | 0 | 0 | W190,R49,S7,IY,BY,CY,QY, | G3430, | C1310,LN,AN,FN,CCN,F92, | D8,DTY, | MN, | WY
| 1072 | 7356 | 05E22G12H14D05M01W03 | 1072 | W134,R49,S0,IY,BY,CY,QY,G4965,C1512,LY,AN,FN,CCN,F80,D8,DTY,MN,WT | 7.85 | 0.54 | 0.65 | 12.73 | 21.77 | 78.66% | 42.29% | 2 | 5686.5961 | 5206.0317 | 0.46667 | 258.4237 | 270.27 | 1.0889 | 254.3217 | 180.39 | Walls:R13+R4 foam,Roof:R49,SlabEdge:R0,Infiltration:Test 3.2 SLA,RadBarrier:Yes,CoolRoof:Yes,InsQuality:Yes | Window:0.49 U/0.65 SHGC | AirCond:15/12,ChargeLight:Yes,AirFlowTest:No,FanEnergyTest:No,MaxCoolCap:No,Furnace:0.8 | Duct:R8.0,DuctTest:Yes | Mass:Std | Dhw:84% EF Tankless | E22 | G12 | H14 | D05 | M01 | W03 | 3007.9369 | 159.25 | 779.625 | 602.2842 | 0 | 1137.5 | W134,R49,S0,IY,BY,CY,QY, | G4965, | C1512,LY,AN,FN,CCN,F80, | D8,DTY, | MN, | WT
| 424 | 6708 | 05E19G09H07D07M01W04 | 424 | W134,R38,S0,IN,BY,CN,QN,G3756,C1310,LN,AN,FN,CCN,F80,D6,DTY,MN,WS | 9.67 | 0.34 | 0.65 | 9.23 | 19.89 | 86.56% | 47.27% | 2 | 5694.7514 | 5214.1869 | 0.46667 | 272.7805 | 243.6 | 1.0889 | 239.9648 | 207.06 | Walls:R13+R4 foam,Roof:R38,SlabEdge:R0,Infiltration:No,RadBarrier:Yes,CoolRoof:No,InsQuality:No | Window:0.37 U/0.56 SHGC | AirCond:13/10,ChargeLight:No,AirFlowTest:No,FanEnergyTest:No,MaxCoolCap:No,Furnace:0.8 | Duct:R6.0,DuctTest:Yes | Mass:Std | Dhw:60% EF with 50% solar | E19 | G09 | H07 | D07 | M01 | W04 | 895.6869 | 318.5 | 0 | 480.5645 | 0 | 4000 | W134,R38,S0,IN,BY,CN,QN, | G3756, | C1310,LN,AN,FN,CCN,F80, | D6,DTY, | MN, | WS
| 479 | 6763 | 05E19G10H07D07M01W04 | 479 | W134,R38,S0,IN,BY,CN,QN,G3430,C1310,LN,AN,FN,CCN,F80,D6,DTY,MN,WS | 14.99 | 0 | 0.65 | 9.23 | 24.87 | 100% | 34.07% | 1 | 5694.7514 | 5214.1869 | 0 | 330.208 | 308.91 | 1.5556 | 182.5374 | 141.75 | Walls:R13+R4 foam,Roof:R38,SlabEdge:R0,Infiltration:No,RadBarrier:Yes,CoolRoof:No,InsQuality:No | Window:0.34 U/0.30 SHGC | AirCond:13/10,ChargeLight:No,AirFlowTest:No,FanEnergyTest:No,MaxCoolCap:No,Furnace:0.8 | Duct:R6.0,DuctTest:Yes | Mass:Std | Dhw:60% EF with 50% solar | E19 | G10 | H07 | D07 | M01 | W04 | 895.6869 | 318.5 | 0 | 480.5645 | 0 | 4000 | W134,R38,S0,IN,BY,CN,QN, | G3430, | C1310,LN,AN,FN,CCN,F80, | D6,DTY, | MN, | WS
| 75 | 6359 | 05E05G09H13D07M01W03 | 75 | W130,R30,S0,IN,BN,CN,QN,G3756,C1512,LY,AY,FY,CCY,F92,D6,DTY,MN,WT | 10.45 | 0.87 | 0.65 | 12.73 | 24.7 | 65.61% | 34.52% | 1 | 3710.627 | 3230.0625 | 0.7 | 293.2904 | 303.66 | 0.85556 | 219.455 | 147 | Walls:R13,Roof:R30,SlabEdge:R0,Infiltration:No,RadBarrier:No,CoolRoof:No,InsQuality:No | Window:0.37 U/0.56 SHGC | AirCond:15/12,ChargeLight:Yes,AirFlowTest:Yes,FanEnergyTest:Yes,MaxCoolCap:Yes,Furnace:0.92 | Duct:R6.0,DuctTest:Yes | Mass:Std | Dhw:84% EF Tankless | E05 | G09 | H13 | D07 | M01 | W03 | 0 | 318.5 | 1774.0625 | 480.5645 | 0 | 1137.5 | W130,R30,S0,IN,BN,CN,QN, | G3756, | C1512,LY,AY,FY,CCY,F92, | D6,DTY, | MN, | WT
| 1010 | 7294 | 05E22G10H13D05M01W02 | 1010 | W134,R49,S0,IY,BY,CY,QY,G3430,C1512,LY,AY,FY,CCY,F92,D8,DTY,MN,WY | 10.69 | 0 | 0.65 | 17.5 | 28.84 | 100% | 23.54% | 1 | 5702.7836 | 5222.2192 | 0 | 235.8629 | 373.59 | 1.5556 | 276.8825 | 77.07 | Walls:R13+R4 foam,Roof:R49,SlabEdge:R0,Infiltration:Test 3.2 SLA,RadBarrier:Yes,CoolRoof:Yes,InsQuality:Yes | Window:0.34 U/0.30 SHGC | AirCond:15/12,ChargeLight:Yes,AirFlowTest:Yes,FanEnergyTest:Yes,MaxCoolCap:Yes,Furnace:0.92 | Duct:R8.0,DuctTest:Yes | Mass:Std | Dhw:62% EF | E22 | G10 | H13 | D05 | M01 | W02 | 3007.9369 | 318.5 | 1774.0625 | 602.2842 | 0 | 0 | W134,R49,S0,IY,BY,CY,QY, | G3430, | C1512,LY,AY,FY,CCY,F92, | D8,DTY, | MN, | WY
| 95 | 6379 | 05E17G09H07D07M02W02 | 95 | W130,R38,S0,IN,BN,CN,QN,G3756,C1310,LN,AN,FN,CCN,F80,D6,DTY,MY,WY | 11.12 | 0.66 | 0.65 | 17.5 | 29.93 | 73.91% | 20.65% | 1 | 5707.8145 | 5227.25 | 0.7 | 317.9021 | 375.69 | 0.85556 | 194.8432 | 74.97 | Walls:R13,Roof:R38,SlabEdge:R0,Infiltration:No,RadBarrier:No,CoolRoof:No,InsQuality:No | Window:0.37 U/0.56 SHGC | AirCond:13/10,ChargeLight:No,AirFlowTest:No,FanEnergyTest:No,MaxCoolCap:No,Furnace:0.8 | Duct:R6.0,DuctTest:Yes | Mass:40% Exposed | Dhw:62% EF | E17 | G09 | H07 | D07 | M02 | W02 | 183.75 | 318.5 | 0 | 480.5645 | 4725 | 0 | W130,R38,S0,IN,BN,CN,QN, | G3756, | C1310,LN,AN,FN,CCN,F80, | D6,DTY, | MY, | WY
| 150 | 6434 | 05E17G10H07D07M02W02 | 150 | W130,R38,S0,IN,BN,CN,QN,G3430,C1310,LN,AN,FN,CCN,F80,D6,DTY,MY,WY | 16.39 | 0.01 | 0.65 | 17.5 | 34.55 | 99.6% | 8.404% | 0 | 5707.8145 | 5227.25 | 0 | 352.7688 | 440.16 | 1.5556 | 159.9766 | 10.5 | Walls:R13,Roof:R38,SlabEdge:R0,Infiltration:No,RadBarrier:No,CoolRoof:No,InsQuality:No | Window:0.34 U/0.30 SHGC | AirCond:13/10,ChargeLight:No,AirFlowTest:No,FanEnergyTest:No,MaxCoolCap:No,Furnace:0.8 | Duct:R6.0,DuctTest:Yes | Mass:40% Exposed | Dhw:62% EF | E17 | G10 | H07 | D07 | M02 | W02 | 183.75 | 318.5 | 0 | 480.5645 | 4725 | 0 | W130,R38,S0,IN,BN,CN,QN, | G3430, | C1310,LN,AN,FN,CCN,F80, | D6,DTY, | MY, | WY
| 727 | 7011 | 05E20G12H11D07M01W04 | 727 | W134,R38,S0,IY,BN,CN,QN,G4965,C1312,LY,AN,FN,CCN,F80,D6,DTY,MN,WS | 9.4 | 1.38 | 0.65 | 9.23 | 20.66 | 45.45% | 45.23% | 2 | 5709.4076 | 5228.8432 | 0.93333 | 342.5139 | 240.24 | 0.62222 | 170.2315 | 210.42 | Walls:R13+R4 foam,Roof:R38,SlabEdge:R0,Infiltration:Test 3.2 SLA,RadBarrier:No,CoolRoof:No,InsQuality:No | Window:0.49 U/0.65 SHGC | AirCond:13/12,ChargeLight:Yes,AirFlowTest:No,FanEnergyTest:No,MaxCoolCap:No,Furnace:0.8 | Duct:R6.0,DuctTest:Yes | Mass:Std | Dhw:60% EF with 50% solar | E20 | G12 | H11 | D07 | M01 | W04 | 619.8432 | 159.25 | 449.75 | 480.5645 | 0 | 4000 | W134,R38,S0,IY,BN,CN,QN, | G4965, | C1312,LY,AN,FN,CCN,F80, | D6,DTY, | MN, | WS
| 964 | 7248 | 05E22G09H14D07M01W03 | 964 | W134,R49,S0,IY,BY,CY,QY,G3756,C1512,LY,AN,FN,CCN,F80,D6,DTY,MN,WT | 7.4 | 0.23 | 0.65 | 12.73 | 21.01 | 90.91% | 44.3% | 2 | 5724.1264 | 5243.5619 | 0.31111 | 229.7099 | 264.6 | 1.2444 | 283.0355 | 186.06 | Walls:R13+R4 foam,Roof:R49,SlabEdge:R0,Infiltration:Test 3.2 SLA,RadBarrier:Yes,CoolRoof:Yes,InsQuality:Yes | Window:0.37 U/0.56 SHGC | AirCond:15/12,ChargeLight:Yes,AirFlowTest:No,FanEnergyTest:No,MaxCoolCap:No,Furnace:0.8 | Duct:R6.0,DuctTest:Yes | Mass:Std | Dhw:84% EF Tankless | E22 | G09 | H14 | D07 | M01 | W03 | 3007.9369 | 318.5 | 779.625 | 480.5645 | 0 | 1137.5 | W134,R49,S0,IY,BY,CY,QY, | G3756, | C1512,LY,AN,FN,CCN,F80, | D6,DTY, | MN, | WT
| 1019 | 7303 | 05E22G10H14D07M01W03 | 1019 | W134,R49,S0,IY,BY,CY,QY,G3430,C1512,LY,AN,FN,CCN,F80,D6,DTY,MN,WT | 12.6 | 0 | 0.65 | 12.73 | 25.98 | 100% | 31.12% | 1 | 5724.1264 | 5243.5619 | 0 | 293.2904 | 328.44 | 1.5556 | 219.455 | 122.22 | Walls:R13+R4 foam,Roof:R49,SlabEdge:R0,Infiltration:Test 3.2 SLA,RadBarrier:Yes,CoolRoof:Yes,InsQuality:Yes | Window:0.34 U/0.30 SHGC | AirCond:15/12,ChargeLight:Yes,AirFlowTest:No,FanEnergyTest:No,MaxCoolCap:No,Furnace:0.8 | Duct:R6.0,DuctTest:Yes | Mass:Std | Dhw:84% EF Tankless | E22 | G10 | H14 | D07 | M01 | W03 | 3007.9369 | 318.5 | 779.625 | 480.5645 | 0 | 1137.5 | W134,R49,S0,IY,BY,CY,QY, | G3430, | C1512,LY,AN,FN,CCN,F80, | D6,DTY, | MN, | WT
| 1053 | 7337 | 05E22G12H11D06M01W02 | 1053 | W134,R49,S0,IY,BY,CY,QY,G4965,C1312,LY,AN,FN,CCN,F80,DC,DTY,MN,WY | 7.08 | 0.56 | 0.65 | 17.5 | 25.79 | 77.87% | 31.63% | 1 | 5726.6734 | 5246.1089 | 0.54444 | 250.2197 | 327.39 | 1.0111 | 262.5256 | 123.27 | Walls:R13+R4 foam,Roof:R49,SlabEdge:R0,Infiltration:Test 3.2 SLA,RadBarrier:Yes,CoolRoof:Yes,InsQuality:Yes | Window:0.49 U/0.65 SHGC | AirCond:13/12,ChargeLight:Yes,AirFlowTest:No,FanEnergyTest:No,MaxCoolCap:No,Furnace:0.8 | Duct:Conditioned Space,DuctTest:Yes | Mass:Std | Dhw:62% EF | E22 | G12 | H11 | D06 | M01 | W02 | 3007.9369 | 159.25 | 449.75 | 2109.7365 | 0 | 0 | W134,R49,S0,IY,BY,CY,QY, | G4965, | C1312,LY,AN,FN,CCN,F80, | DC,DTY, | MN, | WY
| 1238 | 7522 | 05E23G12H14D07M01W02 | 1238 | W194,R49,S7,IY,BY,CY,QY,G4965,C1512,LY,AN,FN,CCN,F80,D6,DTY,MN,WY | 6.08 | 0.65 | 0.65 | 17.5 | 24.88 | 74.31% | 34.04% | 1 | 5727.3114 | 5246.7469 | 0.46667 | 242.0158 | 315 | 1.0889 | 270.7296 | 135.66 | Walls:R19+R4 foam,Roof:R49,SlabEdge:R7,Infiltration:Test 3.2 SLA,RadBarrier:Yes,CoolRoof:Yes,InsQuality:Yes | Window:0.49 U/0.65 SHGC | AirCond:15/12,ChargeLight:Yes,AirFlowTest:No,FanEnergyTest:No,MaxCoolCap:No,Furnace:0.8 | Duct:R6.0,DuctTest:Yes | Mass:Std | Dhw:62% EF | E23 | G12 | H14 | D07 | M01 | W02 | 4307.8719 | 159.25 | 779.625 | 480.5645 | 0 | 0 | W194,R49,S7,IY,BY,CY,QY, | G4965, | C1512,LY,AN,FN,CCN,F80, | D6,DTY, | MN, | WY
| 884 | 7168 | 05E21G12H10D07M01W04 | 884 | W134,R38,S0,IY,BN,CN,QY,G4965,C1311,LY,AN,FN,CCN,F80,D6,DTY,MN,WS | 7.98 | 1.3 | 0.65 | 9.23 | 19.16 | 48.62% | 49.2% | 2 | 5733.9076 | 5253.3432 | 0.93333 | 313.8002 | 223.02 | 0.62222 | 198.9452 | 227.64 | Walls:R13+R4 foam,Roof:R38,SlabEdge:R0,Infiltration:Test 3.2 SLA,RadBarrier:No,CoolRoof:No,InsQuality:Yes | Window:0.49 U/0.65 SHGC | AirCond:13/11,ChargeLight:Yes,AirFlowTest:No,FanEnergyTest:No,MaxCoolCap:No,Furnace:0.8 | Duct:R6.0,DuctTest:Yes | Mass:Std | Dhw:60% EF with 50% solar | E21 | G12 | H10 | D07 | M01 | W04 | 871.8432 | 159.25 | 222.25 | 480.5645 | 0 | 4000 | W134,R38,S0,IY,BN,CN,QY, | G4965, | C1311,LY,AN,FN,CCN,F80, | D6,DTY, | MN, | WS
| 377 | 6661 | 05E18G12H08D07M01W04 | 377 | W134,R38,S0,IN,BN,CN,QN,G4965,C1310,LN,AN,FN,CCN,F92,D6,DTY,MN,WS | 8.72 | 1.48 | 0.65 | 9.23 | 20.08 | 41.5% | 46.77% | 2 | 5735.6576 | 5255.0932 | 1.0889 | 356.8708 | 231 | 0.46667 | 155.8746 | 219.66 | Walls:R13+R4 foam,Roof:R38,SlabEdge:R0,Infiltration:No,RadBarrier:No,CoolRoof:No,InsQuality:No | Window:0.49 U/0.65 SHGC | AirCond:13/10,ChargeLight:No,AirFlowTest:No,FanEnergyTest:No,MaxCoolCap:No,Furnace:0.92 | Duct:R6.0,DuctTest:Yes | Mass:Std | Dhw:60% EF with 50% solar | E18 | G12 | H08 | D07 | M01 | W04 | 413.3432 | 159.25 | 682.5 | 480.5645 | 0 | 4000 | W134,R38,S0,IN,BN,CN,QN, | G4965, | C1310,LN,AN,FN,CCN,F92, | D6,DTY, | MN, | WS
| 47 | 6331 | 05E05G09H10D07M02W02 | 47 | W130,R30,S0,IN,BN,CN,QN,G3756,C1311,LY,AN,FN,CCN,F80,D6,DTY,MY,WY | 11.47 | 0.76 | 0.65 | 17.5 | 30.38 | 69.96% | 19.46% | 1 | 5746.3145 | 5265.75 | 0.7 | 330.208 | 379.89 | 0.85556 | 182.5374 | 70.77 | Walls:R13,Roof:R30,SlabEdge:R0,Infiltration:No,RadBarrier:No,CoolRoof:No,InsQuality:No | Window:0.37 U/0.56 SHGC | AirCond:13/11,ChargeLight:Yes,AirFlowTest:No,FanEnergyTest:No,MaxCoolCap:No,Furnace:0.8 | Duct:R6.0,DuctTest:Yes | Mass:40% Exposed | Dhw:62% EF | E05 | G09 | H10 | D07 | M02 | W02 | 0 | 318.5 | 222.25 | 480.5645 | 4725 | 0 | W130,R30,S0,IN,BN,CN,QN, | G3756, | C1311,LY,AN,FN,CCN,F80, | D6,DTY, | MY, | WY
| 1435 | 7719 | 05E25G09H10D07M02W02 | 1435 | W130,R30,S0,IN,BN,CN,QN,G3756,C1311,LY,AN,FN,CCN,F80,D6,DTY,MY,WY | 11.47 | 0.76 | 0.65 | 17.5 | 30.38 | 69.96% | 19.46% | 1 | 5746.3145 | 5265.75 | 0.7 | 330.208 | 379.89 | 0.85556 | 182.5374 | 70.77 | Walls:R13,Roof:R30,SlabEdge:R0,Infiltration:No,RadBarrier:No,CoolRoof:No,InsQuality:No | Window:0.37 U/0.56 SHGC | AirCond:13/11,ChargeLight:Yes,AirFlowTest:No,FanEnergyTest:No,MaxCoolCap:No,Furnace:0.8 | Duct:R6.0,DuctTest:Yes | Mass:40% Exposed | Dhw:62% EF | E25 | G09 | H10 | D07 | M02 | W02 | 0 | 318.5 | 222.25 | 480.5645 | 4725 | 0 | W130,R30,S0,IN,BN,CN,QN, | G3756, | C1311,LY,AN,FN,CCN,F80, | D6,DTY, | MY, | WY
| 1490 | 7774 | 05E25G10H10D07M02W02 | 1490 | W130,R30,S0,IN,BN,CN,QN,G3430,C1311,LY,AN,FN,CCN,F80,D6,DTY,MY,WY | 16.63 | 0.02 | 0.65 | 17.5 | 34.8 | 99.21% | 7.741% | 0 | 5746.3145 | 5265.75 | 0.077778 | 356.8708 | 443.31 | 1.4778 | 155.8746 | 7.35 | Walls:R13,Roof:R30,SlabEdge:R0,Infiltration:No,RadBarrier:No,CoolRoof:No,InsQuality:No | Window:0.34 U/0.30 SHGC | AirCond:13/11,ChargeLight:Yes,AirFlowTest:No,FanEnergyTest:No,MaxCoolCap:No,Furnace:0.8 | Duct:R6.0,DuctTest:Yes | Mass:40% Exposed | Dhw:62% EF | E25 | G10 | H10 | D07 | M02 | W02 | 0 | 318.5 | 222.25 | 480.5645 | 4725 | 0 | W130,R30,S0,IN,BN,CN,QN, | G3430, | C1311,LY,AN,FN,CCN,F80, | D6,DTY, | MY, | WY
| 922 | 7206 | 05E22G09H08D05M01W03 | 922 | W134,R49,S0,IY,BY,CY,QY,G3756,C1310,LN,AN,FN,CCN,F92,D8,DTY,MN,WT | 6.35 | 0.28 | 0.65 | 12.73 | 20.01 | 88.93% | 46.95% | 2 | 5748.7211 | 5268.1567 | 0.31111 | 231.7609 | 251.16 | 1.2444 | 280.9845 | 199.5 | Walls:R13+R4 foam,Roof:R49,SlabEdge:R0,Infiltration:Test 3.2 SLA,RadBarrier:Yes,CoolRoof:Yes,InsQuality:Yes | Window:0.37 U/0.56 SHGC | AirCond:13/10,ChargeLight:No,AirFlowTest:No,FanEnergyTest:No,MaxCoolCap:No,Furnace:0.92 | Duct:R8.0,DuctTest:Yes | Mass:Std | Dhw:84% EF Tankless | E22 | G09 | H08 | D05 | M01 | W03 | 3007.9369 | 318.5 | 682.5 | 602.2842 | 0 | 1137.5 | W134,R49,S0,IY,BY,CY,QY, | G3756, | C1310,LN,AN,FN,CCN,F92, | D8,DTY, | MN, | WT
| 977 | 7261 | 05E22G10H08D05M01W03 | 977 | W134,R49,S0,IY,BY,CY,QY,G3430,C1310,LN,AN,FN,CCN,F92,D8,DTY,MN,WT | 10.83 | 0 | 0.65 | 12.73 | 24.21 | 100% | 35.82% | 2 | 5748.7211 | 5268.1567 | 0 | 287.1374 | 305.34 | 1.5556 | 225.608 | 145.32 | Walls:R13+R4 foam,Roof:R49,SlabEdge:R0,Infiltration:Test 3.2 SLA,RadBarrier:Yes,CoolRoof:Yes,InsQuality:Yes | Window:0.34 U/0.30 SHGC | AirCond:13/10,ChargeLight:No,AirFlowTest:No,FanEnergyTest:No,MaxCoolCap:No,Furnace:0.92 | Duct:R8.0,DuctTest:Yes | Mass:Std | Dhw:84% EF Tankless | E22 | G10 | H08 | D05 | M01 | W03 | 3007.9369 | 318.5 | 682.5 | 602.2842 | 0 | 1137.5 | W134,R49,S0,IY,BY,CY,QY, | G3430, | C1310,LN,AN,FN,CCN,F92, | D8,DTY, | MN, | WT
| 1196 | 7480 | 05E23G12H08D05M01W02 | 1196 | W194,R49,S7,IY,BY,CY,QY,G4965,C1310,LN,AN,FN,CCN,F92,D8,DTY,MN,WY | 5.2 | 0.78 | 0.65 | 17.5 | 24.13 | 69.17% | 36.03% | 2 | 5751.9061 | 5271.3417 | 0.54444 | 248.1688 | 303.87 | 1.0111 | 264.5766 | 146.79 | Walls:R19+R4 foam,Roof:R49,SlabEdge:R7,Infiltration:Test 3.2 SLA,RadBarrier:Yes,CoolRoof:Yes,InsQuality:Yes | Window:0.49 U/0.65 SHGC | AirCond:13/10,ChargeLight:No,AirFlowTest:No,FanEnergyTest:No,MaxCoolCap:No,Furnace:0.92 | Duct:R8.0,DuctTest:Yes | Mass:Std | Dhw:62% EF | E23 | G12 | H08 | D05 | M01 | W02 | 4307.8719 | 159.25 | 682.5 | 602.2842 | 0 | 0 | W194,R49,S7,IY,BY,CY,QY, | G4965, | C1310,LN,AN,FN,CCN,F92, | D8,DTY, | MN, | WY
| 554 | 6838 | 05E19G12H10D07M01W04 | 554 | W134,R38,S0,IN,BY,CN,QN,G4965,C1311,LY,AN,FN,CCN,F80,D6,DTY,MN,WS | 10.34 | 0.73 | 0.65 | 9.23 | 20.95 | 71.15% | 44.46% | 2 | 5757.7514 | 5277.1869 | 0.7 | 311.7492 | 251.79 | 0.85556 | 200.9962 | 198.87 | Walls:R13+R4 foam,Roof:R38,SlabEdge:R0,Infiltration:No,RadBarrier:Yes,CoolRoof:No,InsQuality:No | Window:0.49 U/0.65 SHGC | AirCond:13/11,ChargeLight:Yes,AirFlowTest:No,FanEnergyTest:No,MaxCoolCap:No,Furnace:0.8 | Duct:R6.0,DuctTest:Yes | Mass:Std | Dhw:60% EF with 50% solar | E19 | G12 | H10 | D07 | M01 | W04 | 895.6869 | 159.25 | 222.25 | 480.5645 | 0 | 4000 | W134,R38,S0,IN,BY,CN,QN, | G4965, | C1311,LY,AN,FN,CCN,F80, | D6,DTY, | MN, | WS
| 140 | 6424 | 05E17G09H14D07M01W04 | 140 | W130,R38,S0,IN,BN,CN,QN,G3756,C1512,LY,AN,FN,CCN,F80,D6,DTY,MN,WS | 11.64 | 0.89 | 0.65 | 9.23 | 22.41 | 64.82% | 40.59% | 2 | 5762.4395 | 5281.875 | 0.7 | 340.4629 | 267.54 | 0.85556 | 172.2824 | 183.12 | Walls:R13,Roof:R38,SlabEdge:R0,Infiltration:No,RadBarrier:No,CoolRoof:No,InsQuality:No | Window:0.37 U/0.56 SHGC | AirCond:15/12,ChargeLight:Yes,AirFlowTest:No,FanEnergyTest:No,MaxCoolCap:No,Furnace:0.8 | Duct:R6.0,DuctTest:Yes | Mass:Std | Dhw:60% EF with 50% solar | E17 | G09 | H14 | D07 | M01 | W04 | 183.75 | 318.5 | 779.625 | 480.5645 | 0 | 4000 | W130,R38,S0,IN,BN,CN,QN, | G3756, | C1512,LY,AN,FN,CCN,F80, | D6,DTY, | MN, | WS
| 195 | 6479 | 05E17G10H14D07M01W04 | 195 | W130,R38,S0,IN,BN,CN,QN,G3430,C1512,LY,AN,FN,CCN,F80,D6,DTY,MN,WS | 16.63 | 0.03 | 0.65 | 9.23 | 26.54 | 98.81% | 29.64% | 1 | 5762.4395 | 5281.875 | 0.077778 | 356.8708 | 328.86 | 1.4778 | 155.8746 | 121.8 | Walls:R13,Roof:R38,SlabEdge:R0,Infiltration:No,RadBarrier:No,CoolRoof:No,InsQuality:No | Window:0.34 U/0.30 SHGC | AirCond:15/12,ChargeLight:Yes,AirFlowTest:No,FanEnergyTest:No,MaxCoolCap:No,Furnace:0.8 | Duct:R6.0,DuctTest:Yes | Mass:Std | Dhw:60% EF with 50% solar | E17 | G10 | H14 | D07 | M01 | W04 | 183.75 | 318.5 | 779.625 | 480.5645 | 0 | 4000 | W130,R38,S0,IN,BN,CN,QN, | G3430, | C1512,LY,AN,FN,CCN,F80, | D6,DTY, | MN, | WS
| 225 | 6509 | 05E17G12H10D07M02W02 | 225 | W130,R38,S0,IN,BN,CN,QN,G4965,C1311,LY,AN,FN,CCN,F80,D6,DTY,MY,WY | 11.76 | 1.15 | 0.65 | 17.5 | 31.06 | 54.55% | 17.66% | 1 | 5770.8145 | 5290.25 | 0.93333 | 363.0237 | 383.46 | 0.62222 | 149.7217 | 67.2 | Walls:R13,Roof:R38,SlabEdge:R0,Infiltration:No,RadBarrier:No,CoolRoof:No,InsQuality:No | Window:0.49 U/0.65 SHGC | AirCond:13/11,ChargeLight:Yes,AirFlowTest:No,FanEnergyTest:No,MaxCoolCap:No,Furnace:0.8 | Duct:R6.0,DuctTest:Yes | Mass:40% Exposed | Dhw:62% EF | E17 | G12 | H10 | D07 | M02 | W02 | 183.75 | 159.25 | 222.25 | 480.5645 | 4725 | 0 | W130,R38,S0,IN,BN,CN,QN, | G4965, | C1311,LY,AN,FN,CCN,F80, | D6,DTY, | MY, | WY
| 370 | 6654 | 05E18G12H07D07M02W02 | 370 | W134,R38,S0,IN,BN,CN,QN,G4965,C1310,LN,AN,FN,CCN,F80,D6,DTY,MY,WY | 9.35 | 1.01 | 0.65 | 17.5 | 28.51 | 60.08% | 24.42% | 1 | 5778.1576 | 5297.5932 | 0.77778 | 315.8512 | 354.27 | 0.77778 | 196.8942 | 96.39 | Walls:R13+R4 foam,Roof:R38,SlabEdge:R0,Infiltration:No,RadBarrier:No,CoolRoof:No,InsQuality:No | Window:0.49 U/0.65 SHGC | AirCond:13/10,ChargeLight:No,AirFlowTest:No,FanEnergyTest:No,MaxCoolCap:No,Furnace:0.8 | Duct:R6.0,DuctTest:Yes | Mass:40% Exposed | Dhw:62% EF | E18 | G12 | H07 | D07 | M02 | W02 | 413.3432 | 159.25 | 0 | 480.5645 | 4725 | 0 | W134,R38,S0,IN,BN,CN,QN, | G4965, | C1310,LN,AN,FN,CCN,F80, | D6,DTY, | MY, | WY
| 1291 | 7575 | 05E24G09H14D05M01W02 | 1291 | W190,R49,S7,IY,BY,CY,QY,G3756,C1512,LY,AN,FN,CCN,F80,D8,DTY,MN,WY | 6.34 | 0.33 | 0.65 | 17.5 | 24.82 | 86.96% | 34.2% | 1 | 5778.688 | 5298.1235 | 0.31111 | 221.506 | 318.36 | 1.2444 | 291.2394 | 132.3 | Walls:R19,Roof:R49,SlabEdge:R7,Infiltration:Test 3.2 SLA,RadBarrier:Yes,CoolRoof:Yes,InsQuality:Yes | Window:0.37 U/0.56 SHGC | AirCond:15/12,ChargeLight:Yes,AirFlowTest:No,FanEnergyTest:No,MaxCoolCap:No,Furnace:0.8 | Duct:R8.0,DuctTest:Yes | Mass:Std | Dhw:62% EF | E24 | G09 | H14 | D05 | M01 | W02 | 4078.2787 | 318.5 | 779.625 | 602.2842 | 0 | 0 | W190,R49,S7,IY,BY,CY,QY, | G3756, | C1512,LY,AN,FN,CCN,F80, | D8,DTY, | MN, | WY
| 1346 | 7630 | 05E24G10H14D05M01W02 | 1346 | W190,R49,S7,IY,BY,CY,QY,G3430,C1512,LY,AN,FN,CCN,F80,D8,DTY,MN,WY | 11.16 | 0 | 0.65 | 17.5 | 29.31 | 100% | 22.3% | 1 | 5778.688 | 5298.1235 | 0 | 270.7296 | 377.37 | 1.5556 | 242.0158 | 73.29 | Walls:R19,Roof:R49,SlabEdge:R7,Infiltration:Test 3.2 SLA,RadBarrier:Yes,CoolRoof:Yes,InsQuality:Yes | Window:0.34 U/0.30 SHGC | AirCond:15/12,ChargeLight:Yes,AirFlowTest:No,FanEnergyTest:No,MaxCoolCap:No,Furnace:0.8 | Duct:R8.0,DuctTest:Yes | Mass:Std | Dhw:62% EF | E24 | G10 | H14 | D05 | M01 | W02 | 4078.2787 | 318.5 | 779.625 | 602.2842 | 0 | 0 | W190,R49,S7,IY,BY,CY,QY, | G3430, | C1512,LY,AN,FN,CCN,F80, | D8,DTY, | MN, | WY
| 1090 | 7374 | 05E23G09H08D07M01W02 | 1090 | W194,R49,S7,IY,BY,CY,QY,G3756,C1310,LN,AN,FN,CCN,F92,D6,DTY,MN,WY | 4.78 | 0.36 | 0.65 | 17.5 | 23.29 | 85.77% | 38.26% | 2 | 5789.4364 | 5308.8719 | 0.31111 | 211.2511 | 298.83 | 1.2444 | 301.4943 | 151.83 | Walls:R19+R4 foam,Roof:R49,SlabEdge:R7,Infiltration:Test 3.2 SLA,RadBarrier:Yes,CoolRoof:Yes,InsQuality:Yes | Window:0.37 U/0.56 SHGC | AirCond:13/10,ChargeLight:No,AirFlowTest:No,FanEnergyTest:No,MaxCoolCap:No,Furnace:0.92 | Duct:R6.0,DuctTest:Yes | Mass:Std | Dhw:62% EF | E23 | G09 | H08 | D07 | M01 | W02 | 4307.8719 | 318.5 | 682.5 | 480.5645 | 0 | 0 | W194,R49,S7,IY,BY,CY,QY, | G3756, | C1310,LN,AN,FN,CCN,F92, | D6,DTY, | MN, | WY
| 1145 | 7429 | 05E23G10H08D07M01W02 | 1145 | W194,R49,S7,IY,BY,CY,QY,G3430,C1310,LN,AN,FN,CCN,F92,D6,DTY,MN,WY | 9 | 0 | 0.65 | 17.5 | 27.15 | 100% | 28.02% | 1 | 5789.4364 | 5308.8719 | 0 | 256.3727 | 349.86 | 1.5556 | 256.3727 | 100.8 | Walls:R19+R4 foam,Roof:R49,SlabEdge:R7,Infiltration:Test 3.2 SLA,RadBarrier:Yes,CoolRoof:Yes,InsQuality:Yes | Window:0.34 U/0.30 SHGC | AirCond:13/10,ChargeLight:No,AirFlowTest:No,FanEnergyTest:No,MaxCoolCap:No,Furnace:0.92 | Duct:R6.0,DuctTest:Yes | Mass:Std | Dhw:62% EF | E23 | G10 | H08 | D07 | M01 | W02 | 4307.8719 | 318.5 | 682.5 | 480.5645 | 0 | 0 | W194,R49,S7,IY,BY,CY,QY, | G3430, | C1310,LN,AN,FN,CCN,F92, | D6,DTY, | MN, | WY
| 1553 | 7837 | 05E25G12H11D07M02W02 | 1553 | W130,R30,S0,IN,BN,CN,QN,G4965,C1312,LY,AN,FN,CCN,F80,D6,DTY,MY,WY | 12.13 | 1.34 | 0.65 | 17.5 | 31.62 | 47.04% | 16.17% | 1 | 5814.5645 | 5334 | 1.0111 | 379.4316 | 387.87 | 0.54444 | 133.3138 | 62.79 | Walls:R13,Roof:R30,SlabEdge:R0,Infiltration:No,RadBarrier:No,CoolRoof:No,InsQuality:No | Window:0.49 U/0.65 SHGC | AirCond:13/12,ChargeLight:Yes,AirFlowTest:No,FanEnergyTest:No,MaxCoolCap:No,Furnace:0.8 | Duct:R6.0,DuctTest:Yes | Mass:40% Exposed | Dhw:62% EF | E25 | G12 | H11 | D07 | M02 | W02 | 0 | 159.25 | 449.75 | 480.5645 | 4725 | 0 | W130,R30,S0,IN,BN,CN,QN, | G4965, | C1312,LY,AN,FN,CCN,F80, | D6,DTY, | MY, | WY
| 415 | 6699 | 05E18G12H14D07M01W04 | 415 | W134,R38,S0,IN,BN,CN,QN,G4965,C1512,LY,AN,FN,CCN,F80,D6,DTY,MN,WS | 9.91 | 1.21 | 0.65 | 9.23 | 21 | 52.17% | 44.33% | 2 | 5832.7826 | 5352.2182 | 0.85556 | 338.412 | 246.33 | 0.7 | 174.3334 | 204.33 | Walls:R13+R4 foam,Roof:R38,SlabEdge:R0,Infiltration:No,RadBarrier:No,CoolRoof:No,InsQuality:No | Window:0.49 U/0.65 SHGC | AirCond:15/12,ChargeLight:Yes,AirFlowTest:No,FanEnergyTest:No,MaxCoolCap:No,Furnace:0.8 | Duct:R6.0,DuctTest:Yes | Mass:Std | Dhw:60% EF with 50% solar | E18 | G12 | H14 | D07 | M01 | W04 | 413.3432 | 159.25 | 779.625 | 480.5645 | 0 | 4000 | W134,R38,S0,IN,BN,CN,QN, | G4965, | C1512,LY,AN,FN,CCN,F80, | D6,DTY, | MN, | WS
| 962 | 7246 | 05E22G09H14D05M01W03 | 962 | W134,R49,S0,IY,BY,CY,QY,G3756,C1512,LY,AN,FN,CCN,F80,D8,DTY,MN,WT | 7.21 | 0.23 | 0.65 | 12.73 | 20.82 | 90.91% | 44.8% | 2 | 5845.8461 | 5365.2817 | 0.23333 | 227.659 | 262.5 | 1.3222 | 285.0864 | 188.16 | Walls:R13+R4 foam,Roof:R49,SlabEdge:R0,Infiltration:Test 3.2 SLA,RadBarrier:Yes,CoolRoof:Yes,InsQuality:Yes | Window:0.37 U/0.56 SHGC | AirCond:15/12,ChargeLight:Yes,AirFlowTest:No,FanEnergyTest:No,MaxCoolCap:No,Furnace:0.8 | Duct:R8.0,DuctTest:Yes | Mass:Std | Dhw:84% EF Tankless | E22 | G09 | H14 | D05 | M01 | W03 | 3007.9369 | 318.5 | 779.625 | 602.2842 | 0 | 1137.5 | W134,R49,S0,IY,BY,CY,QY, | G3756, | C1512,LY,AN,FN,CCN,F80, | D8,DTY, | MN, | WT
| 1017 | 7301 | 05E22G10H14D05M01W03 | 1017 | W134,R49,S0,IY,BY,CY,QY,G3430,C1512,LY,AN,FN,CCN,F80,D8,DTY,MN,WT | 12.3 | 0 | 0.65 | 12.73 | 25.68 | 100% | 31.92% | 1 | 5845.8461 | 5365.2817 | 0 | 287.1374 | 324.66 | 1.5556 | 225.608 | 126 | Walls:R13+R4 foam,Roof:R49,SlabEdge:R0,Infiltration:Test 3.2 SLA,RadBarrier:Yes,CoolRoof:Yes,InsQuality:Yes | Window:0.34 U/0.30 SHGC | AirCond:15/12,ChargeLight:Yes,AirFlowTest:No,FanEnergyTest:No,MaxCoolCap:No,Furnace:0.8 | Duct:R8.0,DuctTest:Yes | Mass:Std | Dhw:84% EF Tankless | E22 | G10 | H14 | D05 | M01 | W03 | 3007.9369 | 318.5 | 779.625 | 602.2842 | 0 | 1137.5 | W134,R49,S0,IY,BY,CY,QY, | G3430, | C1512,LY,AN,FN,CCN,F80, | D8,DTY, | MN, | WT
| 1236 | 7520 | 05E23G12H14D05M01W02 | 1236 | W194,R49,S7,IY,BY,CY,QY,G4965,C1512,LY,AN,FN,CCN,F80,D8,DTY,MN,WY | 5.91 | 0.63 | 0.65 | 17.5 | 24.69 | 75.1% | 34.54% | 1 | 5849.0311 | 5368.4667 | 0.46667 | 237.9139 | 313.11 | 1.0889 | 274.8315 | 137.55 | Walls:R19+R4 foam,Roof:R49,SlabEdge:R7,Infiltration:Test 3.2 SLA,RadBarrier:Yes,CoolRoof:Yes,InsQuality:Yes | Window:0.49 U/0.65 SHGC | AirCond:15/12,ChargeLight:Yes,AirFlowTest:No,FanEnergyTest:No,MaxCoolCap:No,Furnace:0.8 | Duct:R8.0,DuctTest:Yes | Mass:Std | Dhw:62% EF | E23 | G12 | H14 | D05 | M01 | W02 | 4307.8719 | 159.25 | 779.625 | 602.2842 | 0 | 0 | W194,R49,S7,IY,BY,CY,QY, | G4965, | C1512,LY,AN,FN,CCN,F80, | D8,DTY, | MN, | WY
| 1358 | 7642 | 05E24G12H07D07M01W03 | 1358 | W190,R49,S7,IY,BY,CY,QY,G4965,C1310,LN,AN,FN,CCN,F80,D6,DTY,MN,WT | 7.19 | 0.86 | 0.65 | 12.73 | 21.43 | 66.01% | 43.19% | 2 | 5855.5932 | 5375.0288 | 0.7 | 272.7805 | 262.08 | 0.85556 | 239.9648 | 188.58 | Walls:R19,Roof:R49,SlabEdge:R7,Infiltration:Test 3.2 SLA,RadBarrier:Yes,CoolRoof:Yes,InsQuality:Yes | Window:0.49 U/0.65 SHGC | AirCond:13/10,ChargeLight:No,AirFlowTest:No,FanEnergyTest:No,MaxCoolCap:No,Furnace:0.8 | Duct:R6.0,DuctTest:Yes | Mass:Std | Dhw:84% EF Tankless | E24 | G12 | H07 | D07 | M01 | W03 | 4078.2787 | 159.25 | 0 | 480.5645 | 0 | 1137.5 | W190,R49,S7,IY,BY,CY,QY, | G4965, | C1310,LN,AN,FN,CCN,F80, | D6,DTY, | MN, | WT
| 617 | 6901 | 05E20G09H11D07M01W04 | 617 | W134,R38,S0,IY,BN,CN,QN,G3756,C1312,LY,AN,FN,CCN,F80,D6,DTY,MN,WS | 8.66 | 0.77 | 0.65 | 9.23 | 19.31 | 69.57% | 48.81% | 2 | 5868.6576 | 5388.0932 | 0.62222 | 289.1884 | 231.42 | 0.93333 | 223.557 | 219.24 | Walls:R13+R4 foam,Roof:R38,SlabEdge:R0,Infiltration:Test 3.2 SLA,RadBarrier:No,CoolRoof:No,InsQuality:No | Window:0.37 U/0.56 SHGC | AirCond:13/12,ChargeLight:Yes,AirFlowTest:No,FanEnergyTest:No,MaxCoolCap:No,Furnace:0.8 | Duct:R6.0,DuctTest:Yes | Mass:Std | Dhw:60% EF with 50% solar | E20 | G09 | H11 | D07 | M01 | W04 | 619.8432 | 318.5 | 449.75 | 480.5645 | 0 | 4000 | W134,R38,S0,IY,BN,CN,QN, | G3756, | C1312,LY,AN,FN,CCN,F80, | D6,DTY, | MN, | WS
| 672 | 6956 | 05E20G10H11D07M01W04 | 672 | W134,R38,S0,IY,BN,CN,QN,G3430,C1312,LY,AN,FN,CCN,F80,D6,DTY,MN,WS | 13.51 | 0.01 | 0.65 | 9.23 | 23.4 | 99.6% | 37.96% | 2 | 5868.6576 | 5388.0932 | 0 | 307.6472 | 290.64 | 1.5556 | 205.0982 | 160.02 | Walls:R13+R4 foam,Roof:R38,SlabEdge:R0,Infiltration:Test 3.2 SLA,RadBarrier:No,CoolRoof:No,InsQuality:No | Window:0.34 U/0.30 SHGC | AirCond:13/12,ChargeLight:Yes,AirFlowTest:No,FanEnergyTest:No,MaxCoolCap:No,Furnace:0.8 | Duct:R6.0,DuctTest:Yes | Mass:Std | Dhw:60% EF with 50% solar | E20 | G10 | H11 | D07 | M01 | W04 | 619.8432 | 318.5 | 449.75 | 480.5645 | 0 | 4000 | W134,R38,S0,IY,BN,CN,QN, | G3430, | C1312,LY,AN,FN,CCN,F80, | D6,DTY, | MN, | WS
| 943 | 7227 | 05E22G09H11D06M01W02 | 943 | W134,R49,S0,IY,BY,CY,QY,G3756,C1312,LY,AN,FN,CCN,F80,DC,DTY,MN,WY | 6.45 | 0.23 | 0.65 | 17.5 | 24.83 | 90.91% | 34.17% | 1 | 5885.9234 | 5405.3589 | 0.31111 | 215.3531 | 319.83 | 1.2444 | 297.3923 | 130.83 | Walls:R13+R4 foam,Roof:R49,SlabEdge:R0,Infiltration:Test 3.2 SLA,RadBarrier:Yes,CoolRoof:Yes,InsQuality:Yes | Window:0.37 U/0.56 SHGC | AirCond:13/12,ChargeLight:Yes,AirFlowTest:No,FanEnergyTest:No,MaxCoolCap:No,Furnace:0.8 | Duct:Conditioned Space,DuctTest:Yes | Mass:Std | Dhw:62% EF | E22 | G09 | H11 | D06 | M01 | W02 | 3007.9369 | 318.5 | 449.75 | 2109.7365 | 0 | 0 | W134,R49,S0,IY,BY,CY,QY, | G3756, | C1312,LY,AN,FN,CCN,F80, | DC,DTY, | MN, | WY
| 998 | 7282 | 05E22G10H11D06M01W02 | 998 | W134,R49,S0,IY,BY,CY,QY,G3430,C1312,LY,AN,FN,CCN,F80,DC,DTY,MN,WY | 11.04 | 0 | 0.65 | 17.5 | 29.19 | 100% | 22.61% | 1 | 5885.9234 | 5405.3589 | 0 | 268.6786 | 375.9 | 1.5556 | 244.0668 | 74.76 | Walls:R13+R4 foam,Roof:R49,SlabEdge:R0,Infiltration:Test 3.2 SLA,RadBarrier:Yes,CoolRoof:Yes,InsQuality:Yes | Window:0.34 U/0.30 SHGC | AirCond:13/12,ChargeLight:Yes,AirFlowTest:No,FanEnergyTest:No,MaxCoolCap:No,Furnace:0.8 | Duct:Conditioned Space,DuctTest:Yes | Mass:Std | Dhw:62% EF | E22 | G10 | H11 | D06 | M01 | W02 | 3007.9369 | 318.5 | 449.75 | 2109.7365 | 0 | 0 | W134,R49,S0,IY,BY,CY,QY, | G3430, | C1312,LY,AN,FN,CCN,F80, | DC,DTY, | MN, | WY
| 1128 | 7412 | 05E23G09H14D07M01W02 | 1128 | W194,R49,S7,IY,BY,CY,QY,G3756,C1512,LY,AN,FN,CCN,F80,D6,DTY,MN,WY | 5.42 | 0.3 | 0.65 | 17.5 | 23.87 | 88.14% | 36.72% | 2 | 5886.5614 | 5405.9969 | 0.23333 | 205.0982 | 307.23 | 1.3222 | 307.6472 | 143.43 | Walls:R19+R4 foam,Roof:R49,SlabEdge:R7,Infiltration:Test 3.2 SLA,RadBarrier:Yes,CoolRoof:Yes,InsQuality:Yes | Window:0.37 U/0.56 SHGC | AirCond:15/12,ChargeLight:Yes,AirFlowTest:No,FanEnergyTest:No,MaxCoolCap:No,Furnace:0.8 | Duct:R6.0,DuctTest:Yes | Mass:Std | Dhw:62% EF | E23 | G09 | H14 | D07 | M01 | W02 | 4307.8719 | 318.5 | 779.625 | 480.5645 | 0 | 0 | W194,R49,S7,IY,BY,CY,QY, | G3756, | C1512,LY,AN,FN,CCN,F80, | D6,DTY, | MN, | WY
| 1183 | 7467 | 05E23G10H14D07M01W02 | 1183 | W194,R49,S7,IY,BY,CY,QY,G3430,C1512,LY,AN,FN,CCN,F80,D6,DTY,MN,WY | 10.22 | 0 | 0.65 | 17.5 | 28.37 | 100% | 24.79% | 1 | 5886.5614 | 5405.9969 | 0 | 256.3727 | 365.82 | 1.5556 | 256.3727 | 84.84 | Walls:R19+R4 foam,Roof:R49,SlabEdge:R7,Infiltration:Test 3.2 SLA,RadBarrier:Yes,CoolRoof:Yes,InsQuality:Yes | Window:0.34 U/0.30 SHGC | AirCond:15/12,ChargeLight:Yes,AirFlowTest:No,FanEnergyTest:No,MaxCoolCap:No,Furnace:0.8 | Duct:R6.0,DuctTest:Yes | Mass:Std | Dhw:62% EF | E23 | G10 | H14 | D07 | M01 | W02 | 4307.8719 | 318.5 | 779.625 | 480.5645 | 0 | 0 | W194,R49,S7,IY,BY,CY,QY, | G3430, | C1512,LY,AN,FN,CCN,F80, | D6,DTY, | MN, | WY
| 774 | 7058 | 05E21G09H10D07M01W04 | 774 | W134,R38,S0,IY,BN,CN,QY,G3756,C1311,LY,AN,FN,CCN,F80,D6,DTY,MN,WS | 7.27 | 0.73 | 0.65 | 9.23 | 17.88 | 71.15% | 52.6% | 2 | 5893.1576 | 5412.5932 | 0.62222 | 266.6276 | 214.41 | 0.93333 | 246.1178 | 236.25 | Walls:R13+R4 foam,Roof:R38,SlabEdge:R0,Infiltration:Test 3.2 SLA,RadBarrier:No,CoolRoof:No,InsQuality:Yes | Window:0.37 U/0.56 SHGC | AirCond:13/11,ChargeLight:Yes,AirFlowTest:No,FanEnergyTest:No,MaxCoolCap:No,Furnace:0.8 | Duct:R6.0,DuctTest:Yes | Mass:Std | Dhw:60% EF with 50% solar | E21 | G09 | H10 | D07 | M01 | W04 | 871.8432 | 318.5 | 222.25 | 480.5645 | 0 | 4000 | W134,R38,S0,IY,BN,CN,QY, | G3756, | C1311,LY,AN,FN,CCN,F80, | D6,DTY, | MN, | WS
| 829 | 7113 | 05E21G10H10D07M01W04 | 829 | W134,R38,S0,IY,BN,CN,QY,G3430,C1311,LY,AN,FN,CCN,F80,D6,DTY,MN,WS | 11.99 | 0.01 | 0.65 | 9.23 | 21.88 | 99.6% | 41.99% | 2 | 5893.1576 | 5412.5932 | 0 | 283.0355 | 272.16 | 1.5556 | 229.7099 | 178.5 | Walls:R13+R4 foam,Roof:R38,SlabEdge:R0,Infiltration:Test 3.2 SLA,RadBarrier:No,CoolRoof:No,InsQuality:Yes | Window:0.34 U/0.30 SHGC | AirCond:13/11,ChargeLight:Yes,AirFlowTest:No,FanEnergyTest:No,MaxCoolCap:No,Furnace:0.8 | Duct:R6.0,DuctTest:Yes | Mass:Std | Dhw:60% EF with 50% solar | E21 | G10 | H10 | D07 | M01 | W04 | 871.8432 | 318.5 | 222.25 | 480.5645 | 0 | 4000 | W134,R38,S0,IY,BN,CN,QY, | G3430, | C1311,LY,AN,FN,CCN,F80, | D6,DTY, | MN, | WS
| 267 | 6551 | 05E18G09H08D07M01W04 | 267 | W134,R38,S0,IN,BN,CN,QN,G3756,C1310,LN,AN,FN,CCN,F92,D6,DTY,MN,WS | 8.07 | 0.83 | 0.65 | 9.23 | 18.78 | 67.19% | 50.21% | 2 | 5894.9076 | 5414.3432 | 0.7 | 301.4943 | 223.23 | 0.85556 | 211.2511 | 227.43 | Walls:R13+R4 foam,Roof:R38,SlabEdge:R0,Infiltration:No,RadBarrier:No,CoolRoof:No,InsQuality:No | Window:0.37 U/0.56 SHGC | AirCond:13/10,ChargeLight:No,AirFlowTest:No,FanEnergyTest:No,MaxCoolCap:No,Furnace:0.92 | Duct:R6.0,DuctTest:Yes | Mass:Std | Dhw:60% EF with 50% solar | E18 | G09 | H08 | D07 | M01 | W04 | 413.3432 | 318.5 | 682.5 | 480.5645 | 0 | 4000 | W134,R38,S0,IN,BN,CN,QN, | G3756, | C1310,LN,AN,FN,CCN,F92, | D6,DTY, | MN, | WS
| 322 | 6606 | 05E18G10H08D07M01W04 | 322 | W134,R38,S0,IN,BN,CN,QN,G3430,C1310,LN,AN,FN,CCN,F92,D6,DTY,MN,WS | 12.41 | 0.01 | 0.65 | 9.23 | 22.3 | 99.6% | 40.88% | 2 | 5894.9076 | 5414.3432 | 0 | 317.9021 | 275.52 | 1.5556 | 194.8432 | 175.14 | Walls:R13+R4 foam,Roof:R38,SlabEdge:R0,Infiltration:No,RadBarrier:No,CoolRoof:No,InsQuality:No | Window:0.34 U/0.30 SHGC | AirCond:13/10,ChargeLight:No,AirFlowTest:No,FanEnergyTest:No,MaxCoolCap:No,Furnace:0.92 | Duct:R6.0,DuctTest:Yes | Mass:Std | Dhw:60% EF with 50% solar | E18 | G10 | H08 | D07 | M01 | W04 | 413.3432 | 318.5 | 682.5 | 480.5645 | 0 | 4000 | W134,R38,S0,IN,BN,CN,QN, | G3430, | C1310,LN,AN,FN,CCN,F92, | D6,DTY, | MN, | WS
| 1086 | 7370 | 05E23G09H08D05M01W02 | 1086 | W194,R49,S7,IY,BY,CY,QY,G3756,C1310,LN,AN,FN,CCN,F92,D8,DTY,MN,WY | 4.64 | 0.36 | 0.65 | 17.5 | 23.15 | 85.77% | 38.63% | 2 | 5911.1561 | 5430.5917 | 0.31111 | 207.1491 | 297.36 | 1.2444 | 305.5962 | 153.3 | Walls:R19+R4 foam,Roof:R49,SlabEdge:R7,Infiltration:Test 3.2 SLA,RadBarrier:Yes,CoolRoof:Yes,InsQuality:Yes | Window:0.37 U/0.56 SHGC | AirCond:13/10,ChargeLight:No,AirFlowTest:No,FanEnergyTest:No,MaxCoolCap:No,Furnace:0.92 | Duct:R8.0,DuctTest:Yes | Mass:Std | Dhw:62% EF | E23 | G09 | H08 | D05 | M01 | W02 | 4307.8719 | 318.5 | 682.5 | 602.2842 | 0 | 0 | W194,R49,S7,IY,BY,CY,QY, | G3756, | C1310,LN,AN,FN,CCN,F92, | D8,DTY, | MN, | WY
| 1141 | 7425 | 05E23G10H08D05M01W02 | 1141 | W194,R49,S7,IY,BY,CY,QY,G3430,C1310,LN,AN,FN,CCN,F92,D8,DTY,MN,WY | 8.76 | 0 | 0.65 | 17.5 | 26.91 | 100% | 28.66% | 1 | 5911.1561 | 5430.5917 | 0 | 250.2197 | 346.92 | 1.5556 | 262.5256 | 103.74 | Walls:R19+R4 foam,Roof:R49,SlabEdge:R7,Infiltration:Test 3.2 SLA,RadBarrier:Yes,CoolRoof:Yes,InsQuality:Yes | Window:0.34 U/0.30 SHGC | AirCond:13/10,ChargeLight:No,AirFlowTest:No,FanEnergyTest:No,MaxCoolCap:No,Furnace:0.92 | Duct:R8.0,DuctTest:Yes | Mass:Std | Dhw:62% EF | E23 | G10 | H08 | D05 | M01 | W02 | 4307.8719 | 318.5 | 682.5 | 602.2842 | 0 | 0 | W194,R49,S7,IY,BY,CY,QY, | G3430, | C1310,LN,AN,FN,CCN,F92, | D8,DTY, | MN, | WY
| 444 | 6728 | 05E19G09H10D07M01W04 | 444 | W134,R38,S0,IN,BY,CN,QN,G3756,C1311,LY,AN,FN,CCN,F80,D6,DTY,MN,WS | 9.67 | 0.32 | 0.65 | 9.23 | 19.87 | 87.35% | 47.32% | 2 | 5917.0014 | 5436.4369 | 0.38889 | 270.7296 | 243.6 | 1.1667 | 242.0158 | 207.06 | Walls:R13+R4 foam,Roof:R38,SlabEdge:R0,Infiltration:No,RadBarrier:Yes,CoolRoof:No,InsQuality:No | Window:0.37 U/0.56 SHGC | AirCond:13/11,ChargeLight:Yes,AirFlowTest:No,FanEnergyTest:No,MaxCoolCap:No,Furnace:0.8 | Duct:R6.0,DuctTest:Yes | Mass:Std | Dhw:60% EF with 50% solar | E19 | G09 | H10 | D07 | M01 | W04 | 895.6869 | 318.5 | 222.25 | 480.5645 | 0 | 4000 | W134,R38,S0,IN,BY,CN,QN, | G3756, | C1311,LY,AN,FN,CCN,F80, | D6,DTY, | MN, | WS
| 499 | 6783 | 05E19G10H10D07M01W04 | 499 | W134,R38,S0,IN,BY,CN,QN,G3430,C1311,LY,AN,FN,CCN,F80,D6,DTY,MN,WS | 14.99 | 0 | 0.65 | 9.23 | 24.87 | 100% | 34.07% | 1 | 5917.0014 | 5436.4369 | 0 | 330.208 | 308.91 | 1.5556 | 182.5374 | 141.75 | Walls:R13+R4 foam,Roof:R38,SlabEdge:R0,Infiltration:No,RadBarrier:Yes,CoolRoof:No,InsQuality:No | Window:0.34 U/0.30 SHGC | AirCond:13/11,ChargeLight:Yes,AirFlowTest:No,FanEnergyTest:No,MaxCoolCap:No,Furnace:0.8 | Duct:R6.0,DuctTest:Yes | Mass:Std | Dhw:60% EF with 50% solar | E19 | G10 | H10 | D07 | M01 | W04 | 895.6869 | 318.5 | 222.25 | 480.5645 | 0 | 4000 | W134,R38,S0,IN,BY,CN,QN, | G3430, | C1311,LY,AN,FN,CCN,F80, | D6,DTY, | MN, | WS
| 115 | 6399 | 05E17G09H10D07M02W02 | 115 | W130,R38,S0,IN,BN,CN,QN,G3756,C1311,LY,AN,FN,CCN,F80,D6,DTY,MY,WY | 11.12 | 0.62 | 0.65 | 17.5 | 29.89 | 75.49% | 20.76% | 1 | 5930.0645 | 5449.5 | 0.62222 | 315.8512 | 375.69 | 0.93333 | 196.8942 | 74.97 | Walls:R13,Roof:R38,SlabEdge:R0,Infiltration:No,RadBarrier:No,CoolRoof:No,InsQuality:No | Window:0.37 U/0.56 SHGC | AirCond:13/11,ChargeLight:Yes,AirFlowTest:No,FanEnergyTest:No,MaxCoolCap:No,Furnace:0.8 | Duct:R6.0,DuctTest:Yes | Mass:40% Exposed | Dhw:62% EF | E17 | G09 | H10 | D07 | M02 | W02 | 183.75 | 318.5 | 222.25 | 480.5645 | 4725 | 0 | W130,R38,S0,IN,BN,CN,QN, | G3756, | C1311,LY,AN,FN,CCN,F80, | D6,DTY, | MY, | WY
| 170 | 6454 | 05E17G10H10D07M02W02 | 170 | W130,R38,S0,IN,BN,CN,QN,G3430,C1311,LY,AN,FN,CCN,F80,D6,DTY,MY,WY | 16.39 | 0.01 | 0.65 | 17.5 | 34.55 | 99.6% | 8.404% | 0 | 5930.0645 | 5449.5 | 0 | 352.7688 | 440.16 | 1.5556 | 159.9766 | 10.5 | Walls:R13,Roof:R38,SlabEdge:R0,Infiltration:No,RadBarrier:No,CoolRoof:No,InsQuality:No | Window:0.34 U/0.30 SHGC | AirCond:13/11,ChargeLight:Yes,AirFlowTest:No,FanEnergyTest:No,MaxCoolCap:No,Furnace:0.8 | Duct:R6.0,DuctTest:Yes | Mass:40% Exposed | Dhw:62% EF | E17 | G10 | H10 | D07 | M02 | W02 | 183.75 | 318.5 | 222.25 | 480.5645 | 4725 | 0 | W130,R38,S0,IN,BN,CN,QN, | G3430, | C1311,LY,AN,FN,CCN,F80, | D6,DTY, | MY, | WY
| 260 | 6544 | 05E18G09H07D07M02W02 | 260 | W134,R38,S0,IN,BN,CN,QN,G3756,C1310,LN,AN,FN,CCN,F80,D6,DTY,MY,WY | 8.74 | 0.49 | 0.65 | 17.5 | 27.38 | 80.63% | 27.41% | 1 | 5937.4076 | 5456.8432 | 0.46667 | 270.7296 | 346.92 | 1.0889 | 242.0158 | 103.74 | Walls:R13+R4 foam,Roof:R38,SlabEdge:R0,Infiltration:No,RadBarrier:No,CoolRoof:No,InsQuality:No | Window:0.37 U/0.56 SHGC | AirCond:13/10,ChargeLight:No,AirFlowTest:No,FanEnergyTest:No,MaxCoolCap:No,Furnace:0.8 | Duct:R6.0,DuctTest:Yes | Mass:40% Exposed | Dhw:62% EF | E18 | G09 | H07 | D07 | M02 | W02 | 413.3432 | 318.5 | 0 | 480.5645 | 4725 | 0 | W134,R38,S0,IN,BN,CN,QN, | G3756, | C1310,LN,AN,FN,CCN,F80, | D6,DTY, | MY, | WY
| 315 | 6599 | 05E18G10H07D07M02W02 | 315 | W134,R38,S0,IN,BN,CN,QN,G3430,C1310,LN,AN,FN,CCN,F80,D6,DTY,MY,WY | 13.9 | 0 | 0.65 | 17.5 | 32.05 | 100% | 15.03% | 1 | 5937.4076 | 5456.8432 | 0 | 311.7492 | 409.92 | 1.5556 | 200.9962 | 40.74 | Walls:R13+R4 foam,Roof:R38,SlabEdge:R0,Infiltration:No,RadBarrier:No,CoolRoof:No,InsQuality:No | Window:0.34 U/0.30 SHGC | AirCond:13/10,ChargeLight:No,AirFlowTest:No,FanEnergyTest:No,MaxCoolCap:No,Furnace:0.8 | Duct:R6.0,DuctTest:Yes | Mass:40% Exposed | Dhw:62% EF | E18 | G10 | H07 | D07 | M02 | W02 | 413.3432 | 318.5 | 0 | 480.5645 | 4725 | 0 | W134,R38,S0,IN,BN,CN,QN, | G3430, | C1310,LN,AN,FN,CCN,F80, | D6,DTY, | MY, | WY
| 707 | 6991 | 05E20G12H08D07M01W04 | 707 | W134,R38,S0,IY,BN,CN,QN,G4965,C1310,LN,AN,FN,CCN,F92,D6,DTY,MN,WS | 8.28 | 1.48 | 0.65 | 9.23 | 19.64 | 41.5% | 47.93% | 2 | 5942.1576 | 5461.5932 | 1.0111 | 350.7178 | 225.54 | 0.54444 | 162.0275 | 225.12 | Walls:R13+R4 foam,Roof:R38,SlabEdge:R0,Infiltration:Test 3.2 SLA,RadBarrier:No,CoolRoof:No,InsQuality:No | Window:0.49 U/0.65 SHGC | AirCond:13/10,ChargeLight:No,AirFlowTest:No,FanEnergyTest:No,MaxCoolCap:No,Furnace:0.92 | Duct:R6.0,DuctTest:Yes | Mass:Std | Dhw:60% EF with 50% solar | E20 | G12 | H08 | D07 | M01 | W04 | 619.8432 | 159.25 | 682.5 | 480.5645 | 0 | 4000 | W134,R38,S0,IY,BN,CN,QN, | G4965, | C1310,LN,AN,FN,CCN,F92, | D6,DTY, | MN, | WS
| 1033 | 7317 | 05E22G12H08D06M01W02 | 1033 | W134,R49,S0,IY,BY,CY,QY,G4965,C1310,LN,AN,FN,CCN,F92,DC,DTY,MN,WY | 6.23 | 0.6 | 0.65 | 17.5 | 24.98 | 76.28% | 33.78% | 1 | 5959.4234 | 5478.8589 | 0.54444 | 254.3217 | 316.26 | 1.0111 | 258.4237 | 134.4 | Walls:R13+R4 foam,Roof:R49,SlabEdge:R0,Infiltration:Test 3.2 SLA,RadBarrier:Yes,CoolRoof:Yes,InsQuality:Yes | Window:0.49 U/0.65 SHGC | AirCond:13/10,ChargeLight:No,AirFlowTest:No,FanEnergyTest:No,MaxCoolCap:No,Furnace:0.92 | Duct:Conditioned Space,DuctTest:Yes | Mass:Std | Dhw:62% EF | E22 | G12 | H08 | D06 | M01 | W02 | 3007.9369 | 159.25 | 682.5 | 2109.7365 | 0 | 0 | W134,R49,S0,IY,BY,CY,QY, | G4965, | C1310,LN,AN,FN,CCN,F92, | DC,DTY, | MN, | WY
| 892 | 7176 | 05E21G12H11D07M01W04 | 892 | W134,R38,S0,IY,BN,CN,QY,G4965,C1312,LY,AN,FN,CCN,F80,D6,DTY,MN,WS | 7.98 | 1.29 | 0.65 | 9.23 | 19.15 | 49.01% | 49.23% | 2 | 5961.4076 | 5480.8432 | 0.93333 | 313.8002 | 223.02 | 0.62222 | 198.9452 | 227.64 | Walls:R13+R4 foam,Roof:R38,SlabEdge:R0,Infiltration:Test 3.2 SLA,RadBarrier:No,CoolRoof:No,InsQuality:Yes | Window:0.49 U/0.65 SHGC | AirCond:13/12,ChargeLight:Yes,AirFlowTest:No,FanEnergyTest:No,MaxCoolCap:No,Furnace:0.8 | Duct:R6.0,DuctTest:Yes | Mass:Std | Dhw:60% EF with 50% solar | E21 | G12 | H11 | D07 | M01 | W04 | 871.8432 | 159.25 | 449.75 | 480.5645 | 0 | 4000 | W134,R38,S0,IY,BN,CN,QY, | G4965, | C1312,LY,AN,FN,CCN,F80, | D6,DTY, | MN, | WS
| 59 | 6343 | 05E05G09H11D07M02W02 | 59 | W130,R30,S0,IN,BN,CN,QN,G3756,C1312,LY,AN,FN,CCN,F80,D6,DTY,MY,WY | 11.47 | 0.76 | 0.65 | 17.5 | 30.38 | 69.96% | 19.46% | 1 | 5973.8145 | 5493.25 | 0.7 | 330.208 | 379.89 | 0.85556 | 182.5374 | 70.77 | Walls:R13,Roof:R30,SlabEdge:R0,Infiltration:No,RadBarrier:No,CoolRoof:No,InsQuality:No | Window:0.37 U/0.56 SHGC | AirCond:13/12,ChargeLight:Yes,AirFlowTest:No,FanEnergyTest:No,MaxCoolCap:No,Furnace:0.8 | Duct:R6.0,DuctTest:Yes | Mass:40% Exposed | Dhw:62% EF | E05 | G09 | H11 | D07 | M02 | W02 | 0 | 318.5 | 449.75 | 480.5645 | 4725 | 0 | W130,R30,S0,IN,BN,CN,QN, | G3756, | C1312,LY,AN,FN,CCN,F80, | D6,DTY, | MY, | WY
| 1443 | 7727 | 05E25G09H11D07M02W02 | 1443 | W130,R30,S0,IN,BN,CN,QN,G3756,C1312,LY,AN,FN,CCN,F80,D6,DTY,MY,WY | 11.47 | 0.76 | 0.65 | 17.5 | 30.38 | 69.96% | 19.46% | 1 | 5973.8145 | 5493.25 | 0.7 | 330.208 | 379.89 | 0.85556 | 182.5374 | 70.77 | Walls:R13,Roof:R30,SlabEdge:R0,Infiltration:No,RadBarrier:No,CoolRoof:No,InsQuality:No | Window:0.37 U/0.56 SHGC | AirCond:13/12,ChargeLight:Yes,AirFlowTest:No,FanEnergyTest:No,MaxCoolCap:No,Furnace:0.8 | Duct:R6.0,DuctTest:Yes | Mass:40% Exposed | Dhw:62% EF | E25 | G09 | H11 | D07 | M02 | W02 | 0 | 318.5 | 449.75 | 480.5645 | 4725 | 0 | W130,R30,S0,IN,BN,CN,QN, | G3756, | C1312,LY,AN,FN,CCN,F80, | D6,DTY, | MY, | WY
| 1498 | 7782 | 05E25G10H11D07M02W02 | 1498 | W130,R30,S0,IN,BN,CN,QN,G3430,C1312,LY,AN,FN,CCN,F80,D6,DTY,MY,WY | 16.63 | 0.02 | 0.65 | 17.5 | 34.8 | 99.21% | 7.741% | 0 | 5973.8145 | 5493.25 | 0.077778 | 356.8708 | 443.31 | 1.4778 | 155.8746 | 7.35 | Walls:R13,Roof:R30,SlabEdge:R0,Infiltration:No,RadBarrier:No,CoolRoof:No,InsQuality:No | Window:0.34 U/0.30 SHGC | AirCond:13/12,ChargeLight:Yes,AirFlowTest:No,FanEnergyTest:No,MaxCoolCap:No,Furnace:0.8 | Duct:R6.0,DuctTest:Yes | Mass:40% Exposed | Dhw:62% EF | E25 | G10 | H11 | D07 | M02 | W02 | 0 | 318.5 | 449.75 | 480.5645 | 4725 | 0 | W130,R30,S0,IN,BN,CN,QN, | G3430, | C1312,LY,AN,FN,CCN,F80, | D6,DTY, | MY, | WY
| 1354 | 7638 | 05E24G12H07D05M01W03 | 1354 | W190,R49,S7,IY,BY,CY,QY,G4965,C1310,LN,AN,FN,CCN,F80,D8,DTY,MN,WT | 7 | 0.84 | 0.65 | 12.73 | 21.22 | 66.8% | 43.74% | 2 | 5977.313 | 5496.7485 | 0.62222 | 268.6786 | 259.98 | 0.93333 | 244.0668 | 190.68 | Walls:R19,Roof:R49,SlabEdge:R7,Infiltration:Test 3.2 SLA,RadBarrier:Yes,CoolRoof:Yes,InsQuality:Yes | Window:0.49 U/0.65 SHGC | AirCond:13/10,ChargeLight:No,AirFlowTest:No,FanEnergyTest:No,MaxCoolCap:No,Furnace:0.8 | Duct:R8.0,DuctTest:Yes | Mass:Std | Dhw:84% EF Tankless | E24 | G12 | H07 | D05 | M01 | W03 | 4078.2787 | 159.25 | 0 | 602.2842 | 0 | 1137.5 | W190,R49,S7,IY,BY,CY,QY, | G4965, | C1310,LN,AN,FN,CCN,F80, | D8,DTY, | MN, | WT
| 700 | 6984 | 05E20G12H07D07M02W02 | 700 | W134,R38,S0,IY,BN,CN,QN,G4965,C1310,LN,AN,FN,CCN,F80,D6,DTY,MY,WY | 8.86 | 1.02 | 0.65 | 17.5 | 28.03 | 59.68% | 25.69% | 1 | 5984.6576 | 5504.0932 | 0.77778 | 309.6982 | 348.39 | 0.77778 | 203.0472 | 102.27 | Walls:R13+R4 foam,Roof:R38,SlabEdge:R0,Infiltration:Test 3.2 SLA,RadBarrier:No,CoolRoof:No,InsQuality:No | Window:0.49 U/0.65 SHGC | AirCond:13/10,ChargeLight:No,AirFlowTest:No,FanEnergyTest:No,MaxCoolCap:No,Furnace:0.8 | Duct:R6.0,DuctTest:Yes | Mass:40% Exposed | Dhw:62% EF | E20 | G12 | H07 | D07 | M02 | W02 | 619.8432 | 159.25 | 0 | 480.5645 | 4725 | 0 | W134,R38,S0,IY,BN,CN,QN, | G4965, | C1310,LN,AN,FN,CCN,F80, | D6,DTY, | MY, | WY
| 562 | 6846 | 05E19G12H11D07M01W04 | 562 | W134,R38,S0,IN,BY,CN,QN,G4965,C1312,LY,AN,FN,CCN,F80,D6,DTY,MN,WS | 10.34 | 0.73 | 0.65 | 9.23 | 20.95 | 71.15% | 44.46% | 2 | 5985.2514 | 5504.6869 | 0.7 | 311.7492 | 251.79 | 0.85556 | 200.9962 | 198.87 | Walls:R13+R4 foam,Roof:R38,SlabEdge:R0,Infiltration:No,RadBarrier:Yes,CoolRoof:No,InsQuality:No | Window:0.49 U/0.65 SHGC | AirCond:13/12,ChargeLight:Yes,AirFlowTest:No,FanEnergyTest:No,MaxCoolCap:No,Furnace:0.8 | Duct:R6.0,DuctTest:Yes | Mass:Std | Dhw:60% EF with 50% solar | E19 | G12 | H11 | D07 | M01 | W04 | 895.6869 | 159.25 | 449.75 | 480.5645 | 0 | 4000 | W134,R38,S0,IN,BY,CN,QN, | G4965, | C1312,LY,AN,FN,CCN,F80, | D6,DTY, | MN, | WS
| 305 | 6589 | 05E18G09H14D07M01W04 | 305 | W134,R38,S0,IN,BN,CN,QN,G3756,C1512,LY,AN,FN,CCN,F80,D6,DTY,MN,WS | 9.17 | 0.68 | 0.65 | 9.23 | 19.73 | 73.12% | 47.69% | 2 | 5992.0326 | 5511.4682 | 0.62222 | 289.1884 | 237.51 | 0.93333 | 223.557 | 213.15 | Walls:R13+R4 foam,Roof:R38,SlabEdge:R0,Infiltration:No,RadBarrier:No,CoolRoof:No,InsQuality:No | Window:0.37 U/0.56 SHGC | AirCond:15/12,ChargeLight:Yes,AirFlowTest:No,FanEnergyTest:No,MaxCoolCap:No,Furnace:0.8 | Duct:R6.0,DuctTest:Yes | Mass:Std | Dhw:60% EF with 50% solar | E18 | G09 | H14 | D07 | M01 | W04 | 413.3432 | 318.5 | 779.625 | 480.5645 | 0 | 4000 | W134,R38,S0,IN,BN,CN,QN, | G3756, | C1512,LY,AN,FN,CCN,F80, | D6,DTY, | MN, | WS
| 360 | 6644 | 05E18G10H14D07M01W04 | 360 | W134,R38,S0,IN,BN,CN,QN,G3430,C1512,LY,AN,FN,CCN,F80,D6,DTY,MN,WS | 14.09 | 0.01 | 0.65 | 9.23 | 23.98 | 99.6% | 36.43% | 2 | 5992.0326 | 5511.4682 | 0 | 317.9021 | 297.57 | 1.5556 | 194.8432 | 153.09 | Walls:R13+R4 foam,Roof:R38,SlabEdge:R0,Infiltration:No,RadBarrier:No,CoolRoof:No,InsQuality:No | Window:0.34 U/0.30 SHGC | AirCond:15/12,ChargeLight:Yes,AirFlowTest:No,FanEnergyTest:No,MaxCoolCap:No,Furnace:0.8 | Duct:R6.0,DuctTest:Yes | Mass:Std | Dhw:60% EF with 50% solar | E18 | G10 | H14 | D07 | M01 | W04 | 413.3432 | 318.5 | 779.625 | 480.5645 | 0 | 4000 | W134,R38,S0,IN,BN,CN,QN, | G3430, | C1512,LY,AN,FN,CCN,F80, | D6,DTY, | MN, | WS
| 233 | 6517 | 05E17G12H11D07M02W02 | 233 | W130,R38,S0,IN,BN,CN,QN,G4965,C1312,LY,AN,FN,CCN,F80,D6,DTY,MY,WY | 11.76 | 1.15 | 0.65 | 17.5 | 31.06 | 54.55% | 17.66% | 1 | 5998.3145 | 5517.75 | 0.93333 | 363.0237 | 383.46 | 0.62222 | 149.7217 | 67.2 | Walls:R13,Roof:R38,SlabEdge:R0,Infiltration:No,RadBarrier:No,CoolRoof:No,InsQuality:No | Window:0.49 U/0.65 SHGC | AirCond:13/12,ChargeLight:Yes,AirFlowTest:No,FanEnergyTest:No,MaxCoolCap:No,Furnace:0.8 | Duct:R6.0,DuctTest:Yes | Mass:40% Exposed | Dhw:62% EF | E17 | G12 | H11 | D07 | M02 | W02 | 183.75 | 159.25 | 449.75 | 480.5645 | 4725 | 0 | W130,R38,S0,IN,BN,CN,QN, | G4965, | C1312,LY,AN,FN,CCN,F80, | D6,DTY, | MY, | WY
| 390 | 6674 | 05E18G12H10D07M02W02 | 390 | W134,R38,S0,IN,BN,CN,QN,G4965,C1311,LY,AN,FN,CCN,F80,D6,DTY,MY,WY | 9.35 | 0.94 | 0.65 | 17.5 | 28.44 | 62.85% | 24.6% | 1 | 6000.4076 | 5519.8432 | 0.77778 | 309.6982 | 354.27 | 0.77778 | 203.0472 | 96.39 | Walls:R13+R4 foam,Roof:R38,SlabEdge:R0,Infiltration:No,RadBarrier:No,CoolRoof:No,InsQuality:No | Window:0.49 U/0.65 SHGC | AirCond:13/11,ChargeLight:Yes,AirFlowTest:No,FanEnergyTest:No,MaxCoolCap:No,Furnace:0.8 | Duct:R6.0,DuctTest:Yes | Mass:40% Exposed | Dhw:62% EF | E18 | G12 | H10 | D07 | M02 | W02 | 413.3432 | 159.25 | 222.25 | 480.5645 | 4725 | 0 | W134,R38,S0,IN,BN,CN,QN, | G4965, | C1311,LY,AN,FN,CCN,F80, | D6,DTY, | MY, | WY
| 1538 | 7822 | 05E25G12H09D07M01W04 | 1538 | W130,R30,S0,IN,BN,CN,QN,G4965,C1310,LN,AN,FN,CCN,F96,D6,DTY,MN,WS | 10.87 | 2.12 | 0.65 | 9.23 | 22.87 | 16.21% | 39.37% | 1 | 6004.8145 | 5524.25 | 1.4 | 445.063 | 256.2 | 0.15556 | 67.6824 | 194.46 | Walls:R13,Roof:R30,SlabEdge:R0,Infiltration:No,RadBarrier:No,CoolRoof:No,InsQuality:No | Window:0.49 U/0.65 SHGC | AirCond:13/10,ChargeLight:No,AirFlowTest:No,FanEnergyTest:No,MaxCoolCap:No,Furnace:0.96 | Duct:R6.0,DuctTest:Yes | Mass:Std | Dhw:60% EF with 50% solar | E25 | G12 | H09 | D07 | M01 | W04 | 0 | 159.25 | 1365 | 480.5645 | 0 | 4000 | W130,R30,S0,IN,BN,CN,QN, | G4965, | C1310,LN,AN,FN,CCN,F96, | D6,DTY, | MN, | WS
| 1126 | 7410 | 05E23G09H14D05M01W02 | 1126 | W194,R49,S7,IY,BY,CY,QY,G3756,C1512,LY,AN,FN,CCN,F80,D8,DTY,MN,WY | 5.27 | 0.29 | 0.65 | 17.5 | 23.71 | 88.54% | 37.14% | 2 | 6008.2811 | 5527.7167 | 0.23333 | 203.0472 | 305.55 | 1.3222 | 309.6982 | 145.11 | Walls:R19+R4 foam,Roof:R49,SlabEdge:R7,Infiltration:Test 3.2 SLA,RadBarrier:Yes,CoolRoof:Yes,InsQuality:Yes | Window:0.37 U/0.56 SHGC | AirCond:15/12,ChargeLight:Yes,AirFlowTest:No,FanEnergyTest:No,MaxCoolCap:No,Furnace:0.8 | Duct:R8.0,DuctTest:Yes | Mass:Std | Dhw:62% EF | E23 | G09 | H14 | D05 | M01 | W02 | 4307.8719 | 318.5 | 779.625 | 602.2842 | 0 | 0 | W194,R49,S7,IY,BY,CY,QY, | G3756, | C1512,LY,AN,FN,CCN,F80, | D8,DTY, | MN, | WY
| 1181 | 7465 | 05E23G10H14D05M01W02 | 1181 | W194,R49,S7,IY,BY,CY,QY,G3430,C1512,LY,AN,FN,CCN,F80,D8,DTY,MN,WY | 9.94 | 0 | 0.65 | 17.5 | 28.09 | 100% | 25.53% | 1 | 6008.2811 | 5527.7167 | 0 | 250.2197 | 362.46 | 1.5556 | 262.5256 | 88.2 | Walls:R19+R4 foam,Roof:R49,SlabEdge:R7,Infiltration:Test 3.2 SLA,RadBarrier:Yes,CoolRoof:Yes,InsQuality:Yes | Window:0.34 U/0.30 SHGC | AirCond:15/12,ChargeLight:Yes,AirFlowTest:No,FanEnergyTest:No,MaxCoolCap:No,Furnace:0.8 | Duct:R8.0,DuctTest:Yes | Mass:Std | Dhw:62% EF | E23 | G10 | H14 | D05 | M01 | W02 | 4307.8719 | 318.5 | 779.625 | 602.2842 | 0 | 0 | W194,R49,S7,IY,BY,CY,QY, | G3430, | C1512,LY,AN,FN,CCN,F80, | D8,DTY, | MN, | WY
| 1248 | 7532 | 05E24G09H07D07M01W03 | 1248 | W190,R49,S7,IY,BY,CY,QY,G3756,C1310,LN,AN,FN,CCN,F80,D6,DTY,MN,WT | 6.51 | 0.41 | 0.65 | 12.73 | 20.3 | 83.79% | 46.18% | 2 | 6014.8432 | 5534.2788 | 0.38889 | 229.7099 | 254.1 | 1.1667 | 283.0355 | 196.56 | Walls:R19,Roof:R49,SlabEdge:R7,Infiltration:Test 3.2 SLA,RadBarrier:Yes,CoolRoof:Yes,InsQuality:Yes | Window:0.37 U/0.56 SHGC | AirCond:13/10,ChargeLight:No,AirFlowTest:No,FanEnergyTest:No,MaxCoolCap:No,Furnace:0.8 | Duct:R6.0,DuctTest:Yes | Mass:Std | Dhw:84% EF Tankless | E24 | G09 | H07 | D07 | M01 | W03 | 4078.2787 | 318.5 | 0 | 480.5645 | 0 | 1137.5 | W190,R49,S7,IY,BY,CY,QY, | G3756, | C1310,LN,AN,FN,CCN,F80, | D6,DTY, | MN, | WT
| 1303 | 7587 | 05E24G10H07D07M01W03 | 1303 | W190,R49,S7,IY,BY,CY,QY,G3430,C1310,LN,AN,FN,CCN,F80,D6,DTY,MN,WT | 11.46 | 0 | 0.65 | 12.73 | 24.84 | 100% | 34.15% | 1 | 6014.8432 | 5534.2788 | 0 | 274.8315 | 314.58 | 1.5556 | 237.9139 | 136.08 | Walls:R19,Roof:R49,SlabEdge:R7,Infiltration:Test 3.2 SLA,RadBarrier:Yes,CoolRoof:Yes,InsQuality:Yes | Window:0.34 U/0.30 SHGC | AirCond:13/10,ChargeLight:No,AirFlowTest:No,FanEnergyTest:No,MaxCoolCap:No,Furnace:0.8 | Duct:R6.0,DuctTest:Yes | Mass:Std | Dhw:84% EF Tankless | E24 | G10 | H07 | D07 | M01 | W03 | 4078.2787 | 318.5 | 0 | 480.5645 | 0 | 1137.5 | W190,R49,S7,IY,BY,CY,QY, | G3430, | C1310,LN,AN,FN,CCN,F80, | D6,DTY, | MN, | WT
| 745 | 7029 | 05E20G12H14D07M01W04 | 745 | W134,R38,S0,IY,BN,CN,QN,G4965,C1512,LY,AN,FN,CCN,F80,D6,DTY,MN,WS | 9.4 | 1.21 | 0.65 | 9.23 | 20.49 | 52.17% | 45.68% | 2 | 6039.2826 | 5558.7182 | 0.85556 | 330.208 | 240.24 | 0.7 | 182.5374 | 210.42 | Walls:R13+R4 foam,Roof:R38,SlabEdge:R0,Infiltration:Test 3.2 SLA,RadBarrier:No,CoolRoof:No,InsQuality:No | Window:0.49 U/0.65 SHGC | AirCond:15/12,ChargeLight:Yes,AirFlowTest:No,FanEnergyTest:No,MaxCoolCap:No,Furnace:0.8 | Duct:R6.0,DuctTest:Yes | Mass:Std | Dhw:60% EF with 50% solar | E20 | G12 | H14 | D07 | M01 | W04 | 619.8432 | 159.25 | 779.625 | 480.5645 | 0 | 4000 | W134,R38,S0,IY,BN,CN,QN, | G4965, | C1512,LY,AN,FN,CCN,F80, | D6,DTY, | MN, | WS
| 1533 | 7817 | 05E25G12H08D07M02W02 | 1533 | W130,R30,S0,IN,BN,CN,QN,G4965,C1310,LN,AN,FN,CCN,F92,D6,DTY,MY,WY | 10.68 | 1.45 | 0.65 | 17.5 | 30.28 | 42.69% | 19.72% | 1 | 6047.3145 | 5566.75 | 1.0889 | 387.6355 | 368.97 | 0.46667 | 125.1099 | 81.69 | Walls:R13,Roof:R30,SlabEdge:R0,Infiltration:No,RadBarrier:No,CoolRoof:No,InsQuality:No | Window:0.49 U/0.65 SHGC | AirCond:13/10,ChargeLight:No,AirFlowTest:No,FanEnergyTest:No,MaxCoolCap:No,Furnace:0.92 | Duct:R6.0,DuctTest:Yes | Mass:40% Exposed | Dhw:62% EF | E25 | G12 | H08 | D07 | M02 | W02 | 0 | 159.25 | 682.5 | 480.5645 | 4725 | 0 | W130,R30,S0,IN,BN,CN,QN, | G4965, | C1310,LN,AN,FN,CCN,F92, | D6,DTY, | MY, | WY
| 1378 | 7662 | 05E24G12H10D07M01W03 | 1378 | W190,R49,S7,IY,BY,CY,QY,G4965,C1311,LY,AN,FN,CCN,F80,D6,DTY,MN,WT | 7.19 | 0.8 | 0.65 | 12.73 | 21.37 | 68.38% | 43.35% | 2 | 6077.8432 | 5597.2788 | 0.62222 | 268.6786 | 262.08 | 0.93333 | 244.0668 | 188.58 | Walls:R19,Roof:R49,SlabEdge:R7,Infiltration:Test 3.2 SLA,RadBarrier:Yes,CoolRoof:Yes,InsQuality:Yes | Window:0.49 U/0.65 SHGC | AirCond:13/11,ChargeLight:Yes,AirFlowTest:No,FanEnergyTest:No,MaxCoolCap:No,Furnace:0.8 | Duct:R6.0,DuctTest:Yes | Mass:Std | Dhw:84% EF Tankless | E24 | G12 | H10 | D07 | M01 | W03 | 4078.2787 | 159.25 | 222.25 | 480.5645 | 0 | 1137.5 | W190,R49,S7,IY,BY,CY,QY, | G4965, | C1311,LY,AN,FN,CCN,F80, | D6,DTY, | MN, | WT
| 1371 | 7655 | 05E24G12H09D07M01W02 | 1371 | W190,R49,S7,IY,BY,CY,QY,G4965,C1310,LN,AN,FN,CCN,F96,D6,DTY,MN,WY | 6.09 | 0.86 | 0.65 | 17.5 | 25.1 | 66.01% | 33.46% | 1 | 6083.0932 | 5602.5288 | 0.7 | 272.7805 | 314.16 | 0.85556 | 239.9648 | 136.5 | Walls:R19,Roof:R49,SlabEdge:R7,Infiltration:Test 3.2 SLA,RadBarrier:Yes,CoolRoof:Yes,InsQuality:Yes | Window:0.49 U/0.65 SHGC | AirCond:13/10,ChargeLight:No,AirFlowTest:No,FanEnergyTest:No,MaxCoolCap:No,Furnace:0.96 | Duct:R6.0,DuctTest:Yes | Mass:Std | Dhw:62% EF | E24 | G12 | H09 | D07 | M01 | W02 | 4078.2787 | 159.25 | 1365 | 480.5645 | 0 | 0 | W190,R49,S7,IY,BY,CY,QY, | G4965, | C1310,LN,AN,FN,CCN,F96, | D6,DTY, | MN, | WY
| 1558 | 7842 | 05E25G12H12D07M01W04 | 1558 | W130,R30,S0,IN,BN,CN,QN,G4965,C1312,LY,AY,FY,CCY,F92,D6,DTY,MN,WS | 11.15 | 1.64 | 0.65 | 9.23 | 22.67 | 35.18% | 39.9% | 1 | 6084.002 | 5603.4375 | 1.0889 | 356.8708 | 263.76 | 0.46667 | 155.8746 | 186.9 | Walls:R13,Roof:R30,SlabEdge:R0,Infiltration:No,RadBarrier:No,CoolRoof:No,InsQuality:No | Window:0.49 U/0.65 SHGC | AirCond:13/12,ChargeLight:Yes,AirFlowTest:Yes,FanEnergyTest:Yes,MaxCoolCap:Yes,Furnace:0.92 | Duct:R6.0,DuctTest:Yes | Mass:Std | Dhw:60% EF with 50% solar | E25 | G12 | H12 | D07 | M01 | W04 | 0 | 159.25 | 1444.1875 | 480.5645 | 0 | 4000 | W130,R30,S0,IN,BN,CN,QN, | G4965, | C1312,LY,AY,FY,CCY,F92, | D6,DTY, | MN, | WS
| 1193 | 7477 | 05E23G12H07D07M01W03 | 1193 | W194,R49,S7,IY,BY,CY,QY,G4965,C1310,LN,AN,FN,CCN,F80,D6,DTY,MN,WT | 6.08 | 0.79 | 0.65 | 12.73 | 20.25 | 68.77% | 46.31% | 2 | 6085.1864 | 5604.6219 | 0.62222 | 252.2707 | 248.64 | 0.93333 | 260.4747 | 202.02 | Walls:R19+R4 foam,Roof:R49,SlabEdge:R7,Infiltration:Test 3.2 SLA,RadBarrier:Yes,CoolRoof:Yes,InsQuality:Yes | Window:0.49 U/0.65 SHGC | AirCond:13/10,ChargeLight:No,AirFlowTest:No,FanEnergyTest:No,MaxCoolCap:No,Furnace:0.8 | Duct:R6.0,DuctTest:Yes | Mass:Std | Dhw:84% EF Tankless | E23 | G12 | H07 | D07 | M01 | W03 | 4307.8719 | 159.25 | 0 | 480.5645 | 0 | 1137.5 | W194,R49,S7,IY,BY,CY,QY, | G4965, | C1310,LN,AN,FN,CCN,F80, | D6,DTY, | MN, | WT
| 597 | 6881 | 05E20G09H08D07M01W04 | 597 | W134,R38,S0,IY,BN,CN,QN,G3756,C1310,LN,AN,FN,CCN,F92,D6,DTY,MN,WS | 7.63 | 0.83 | 0.65 | 9.23 | 18.34 | 67.19% | 51.38% | 2 | 6101.4076 | 5620.8432 | 0.7 | 293.2904 | 217.77 | 0.85556 | 219.455 | 232.89 | Walls:R13+R4 foam,Roof:R38,SlabEdge:R0,Infiltration:Test 3.2 SLA,RadBarrier:No,CoolRoof:No,InsQuality:No | Window:0.37 U/0.56 SHGC | AirCond:13/10,ChargeLight:No,AirFlowTest:No,FanEnergyTest:No,MaxCoolCap:No,Furnace:0.92 | Duct:R6.0,DuctTest:Yes | Mass:Std | Dhw:60% EF with 50% solar | E20 | G09 | H08 | D07 | M01 | W04 | 619.8432 | 318.5 | 682.5 | 480.5645 | 0 | 4000 | W134,R38,S0,IY,BN,CN,QN, | G3756, | C1310,LN,AN,FN,CCN,F92, | D6,DTY, | MN, | WS
| 652 | 6936 | 05E20G10H08D07M01W04 | 652 | W134,R38,S0,IY,BN,CN,QN,G3430,C1310,LN,AN,FN,CCN,F92,D6,DTY,MN,WS | 11.9 | 0.01 | 0.65 | 9.23 | 21.79 | 99.6% | 42.23% | 2 | 6101.4076 | 5620.8432 | 0 | 307.6472 | 269.43 | 1.5556 | 205.0982 | 181.23 | Walls:R13+R4 foam,Roof:R38,SlabEdge:R0,Infiltration:Test 3.2 SLA,RadBarrier:No,CoolRoof:No,InsQuality:No | Window:0.34 U/0.30 SHGC | AirCond:13/10,ChargeLight:No,AirFlowTest:No,FanEnergyTest:No,MaxCoolCap:No,Furnace:0.92 | Duct:R6.0,DuctTest:Yes | Mass:Std | Dhw:60% EF with 50% solar | E20 | G10 | H08 | D07 | M01 | W04 | 619.8432 | 318.5 | 682.5 | 480.5645 | 0 | 4000 | W134,R38,S0,IY,BN,CN,QN, | G3430, | C1310,LN,AN,FN,CCN,F92, | D6,DTY, | MN, | WS
| 923 | 7207 | 05E22G09H08D06M01W02 | 923 | W134,R49,S0,IY,BY,CY,QY,G3756,C1310,LN,AN,FN,CCN,F92,DC,DTY,MN,WY | 5.68 | 0.25 | 0.65 | 17.5 | 24.08 | 90.12% | 36.16% | 2 | 6118.6734 | 5638.1089 | 0.31111 | 217.404 | 309.75 | 1.2444 | 295.3413 | 140.91 | Walls:R13+R4 foam,Roof:R49,SlabEdge:R0,Infiltration:Test 3.2 SLA,RadBarrier:Yes,CoolRoof:Yes,InsQuality:Yes | Window:0.37 U/0.56 SHGC | AirCond:13/10,ChargeLight:No,AirFlowTest:No,FanEnergyTest:No,MaxCoolCap:No,Furnace:0.92 | Duct:Conditioned Space,DuctTest:Yes | Mass:Std | Dhw:62% EF | E22 | G09 | H08 | D06 | M01 | W02 | 3007.9369 | 318.5 | 682.5 | 2109.7365 | 0 | 0 | W134,R49,S0,IY,BY,CY,QY, | G3756, | C1310,LN,AN,FN,CCN,F92, | DC,DTY, | MN, | WY
| 978 | 7262 | 05E22G10H08D06M01W02 | 978 | W134,R49,S0,IY,BY,CY,QY,G3430,C1310,LN,AN,FN,CCN,F92,DC,DTY,MN,WY | 9.72 | 0 | 0.65 | 17.5 | 27.87 | 100% | 26.11% | 1 | 6118.6734 | 5638.1089 | 0 | 268.6786 | 358.47 | 1.5556 | 244.0668 | 92.19 | Walls:R13+R4 foam,Roof:R49,SlabEdge:R0,Infiltration:Test 3.2 SLA,RadBarrier:Yes,CoolRoof:Yes,InsQuality:Yes | Window:0.34 U/0.30 SHGC | AirCond:13/10,ChargeLight:No,AirFlowTest:No,FanEnergyTest:No,MaxCoolCap:No,Furnace:0.92 | Duct:Conditioned Space,DuctTest:Yes | Mass:Std | Dhw:62% EF | E22 | G10 | H08 | D06 | M01 | W02 | 3007.9369 | 318.5 | 682.5 | 2109.7365 | 0 | 0 | W134,R49,S0,IY,BY,CY,QY, | G3430, | C1310,LN,AN,FN,CCN,F92, | DC,DTY, | MN, | WY
| 782 | 7066 | 05E21G09H11D07M01W04 | 782 | W134,R38,S0,IY,BN,CN,QY,G3756,C1312,LY,AN,FN,CCN,F80,D6,DTY,MN,WS | 7.27 | 0.73 | 0.65 | 9.23 | 17.88 | 71.15% | 52.6% | 2 | 6120.6576 | 5640.0932 | 0.62222 | 266.6276 | 214.41 | 0.93333 | 246.1178 | 236.25 | Walls:R13+R4 foam,Roof:R38,SlabEdge:R0,Infiltration:Test 3.2 SLA,RadBarrier:No,CoolRoof:No,InsQuality:Yes | Window:0.37 U/0.56 SHGC | AirCond:13/12,ChargeLight:Yes,AirFlowTest:No,FanEnergyTest:No,MaxCoolCap:No,Furnace:0.8 | Duct:R6.0,DuctTest:Yes | Mass:Std | Dhw:60% EF with 50% solar | E21 | G09 | H11 | D07 | M01 | W04 | 871.8432 | 318.5 | 449.75 | 480.5645 | 0 | 4000 | W134,R38,S0,IY,BN,CN,QY, | G3756, | C1312,LY,AN,FN,CCN,F80, | D6,DTY, | MN, | WS
| 837 | 7121 | 05E21G10H11D07M01W04 | 837 | W134,R38,S0,IY,BN,CN,QY,G3430,C1312,LY,AN,FN,CCN,F80,D6,DTY,MN,WS | 11.99 | 0.01 | 0.65 | 9.23 | 21.88 | 99.6% | 41.99% | 2 | 6120.6576 | 5640.0932 | 0 | 283.0355 | 272.16 | 1.5556 | 229.7099 | 178.5 | Walls:R13+R4 foam,Roof:R38,SlabEdge:R0,Infiltration:Test 3.2 SLA,RadBarrier:No,CoolRoof:No,InsQuality:Yes | Window:0.34 U/0.30 SHGC | AirCond:13/12,ChargeLight:Yes,AirFlowTest:No,FanEnergyTest:No,MaxCoolCap:No,Furnace:0.8 | Duct:R6.0,DuctTest:Yes | Mass:Std | Dhw:60% EF with 50% solar | E21 | G10 | H11 | D07 | M01 | W04 | 871.8432 | 318.5 | 449.75 | 480.5645 | 0 | 4000 | W134,R38,S0,IY,BN,CN,QY, | G3430, | C1312,LY,AN,FN,CCN,F80, | D6,DTY, | MN, | WS
| 1244 | 7528 | 05E24G09H07D05M01W03 | 1244 | W190,R49,S7,IY,BY,CY,QY,G3756,C1310,LN,AN,FN,CCN,F80,D8,DTY,MN,WT | 6.34 | 0.4 | 0.65 | 12.73 | 20.12 | 84.19% | 46.66% | 2 | 6136.563 | 5655.9985 | 0.38889 | 227.659 | 252 | 1.1667 | 285.0864 | 198.66 | Walls:R19,Roof:R49,SlabEdge:R7,Infiltration:Test 3.2 SLA,RadBarrier:Yes,CoolRoof:Yes,InsQuality:Yes | Window:0.37 U/0.56 SHGC | AirCond:13/10,ChargeLight:No,AirFlowTest:No,FanEnergyTest:No,MaxCoolCap:No,Furnace:0.8 | Duct:R8.0,DuctTest:Yes | Mass:Std | Dhw:84% EF Tankless | E24 | G09 | H07 | D05 | M01 | W03 | 4078.2787 | 318.5 | 0 | 602.2842 | 0 | 1137.5 | W190,R49,S7,IY,BY,CY,QY, | G3756, | C1310,LN,AN,FN,CCN,F80, | D8,DTY, | MN, | WT
| 1299 | 7583 | 05E24G10H07D05M01W03 | 1299 | W190,R49,S7,IY,BY,CY,QY,G3430,C1310,LN,AN,FN,CCN,F80,D8,DTY,MN,WT | 11.16 | 0 | 0.65 | 12.73 | 24.54 | 100% | 34.94% | 1 | 6136.563 | 5655.9985 | 0 | 270.7296 | 311.01 | 1.5556 | 242.0158 | 139.65 | Walls:R19,Roof:R49,SlabEdge:R7,Infiltration:Test 3.2 SLA,RadBarrier:Yes,CoolRoof:Yes,InsQuality:Yes | Window:0.34 U/0.30 SHGC | AirCond:13/10,ChargeLight:No,AirFlowTest:No,FanEnergyTest:No,MaxCoolCap:No,Furnace:0.8 | Duct:R8.0,DuctTest:Yes | Mass:Std | Dhw:84% EF Tankless | E24 | G10 | H07 | D05 | M01 | W03 | 4078.2787 | 318.5 | 0 | 602.2842 | 0 | 1137.5 | W190,R49,S7,IY,BY,CY,QY, | G3430, | C1310,LN,AN,FN,CCN,F80, | D8,DTY, | MN, | WT
| 590 | 6874 | 05E20G09H07D07M02W02 | 590 | W134,R38,S0,IY,BN,CN,QN,G3756,C1310,LN,AN,FN,CCN,F80,D6,DTY,MY,WY | 8.24 | 0.51 | 0.65 | 17.5 | 26.9 | 79.84% | 28.69% | 1 | 6143.9076 | 5663.3432 | 0.46667 | 264.5766 | 341.04 | 1.0889 | 248.1688 | 109.62 | Walls:R13+R4 foam,Roof:R38,SlabEdge:R0,Infiltration:Test 3.2 SLA,RadBarrier:No,CoolRoof:No,InsQuality:No | Window:0.37 U/0.56 SHGC | AirCond:13/10,ChargeLight:No,AirFlowTest:No,FanEnergyTest:No,MaxCoolCap:No,Furnace:0.8 | Duct:R6.0,DuctTest:Yes | Mass:40% Exposed | Dhw:62% EF | E20 | G09 | H07 | D07 | M02 | W02 | 619.8432 | 318.5 | 0 | 480.5645 | 4725 | 0 | W134,R38,S0,IY,BN,CN,QN, | G3756, | C1310,LN,AN,FN,CCN,F80, | D6,DTY, | MY, | WY
| 645 | 6929 | 05E20G10H07D07M02W02 | 645 | W134,R38,S0,IY,BN,CN,QN,G3430,C1310,LN,AN,FN,CCN,F80,D6,DTY,MY,WY | 13.33 | 0 | 0.65 | 17.5 | 31.48 | 100% | 16.54% | 1 | 6143.9076 | 5663.3432 | 0 | 303.5453 | 402.99 | 1.5556 | 209.2001 | 47.67 | Walls:R13+R4 foam,Roof:R38,SlabEdge:R0,Infiltration:Test 3.2 SLA,RadBarrier:No,CoolRoof:No,InsQuality:No | Window:0.34 U/0.30 SHGC | AirCond:13/10,ChargeLight:No,AirFlowTest:No,FanEnergyTest:No,MaxCoolCap:No,Furnace:0.8 | Duct:R6.0,DuctTest:Yes | Mass:40% Exposed | Dhw:62% EF | E20 | G10 | H07 | D07 | M02 | W02 | 619.8432 | 318.5 | 0 | 480.5645 | 4725 | 0 | W134,R38,S0,IY,BN,CN,QN, | G3430, | C1310,LN,AN,FN,CCN,F80, | D6,DTY, | MY, | WY
| 1571 | 7855 | 05E25G12H14D07M02W02 | 1571 | W130,R30,S0,IN,BN,CN,QN,G4965,C1512,LY,AN,FN,CCN,F80,D6,DTY,MY,WY | 12.13 | 1.18 | 0.65 | 17.5 | 31.46 | 53.36% | 16.6% | 1 | 6144.4395 | 5663.875 | 0.85556 | 369.1767 | 387.87 | 0.7 | 143.5687 | 62.79 | Walls:R13,Roof:R30,SlabEdge:R0,Infiltration:No,RadBarrier:No,CoolRoof:No,InsQuality:No | Window:0.49 U/0.65 SHGC | AirCond:15/12,ChargeLight:Yes,AirFlowTest:No,FanEnergyTest:No,MaxCoolCap:No,Furnace:0.8 | Duct:R6.0,DuctTest:Yes | Mass:40% Exposed | Dhw:62% EF | E25 | G12 | H14 | D07 | M02 | W02 | 0 | 159.25 | 779.625 | 480.5645 | 4725 | 0 | W130,R30,S0,IN,BN,CN,QN, | G4965, | C1512,LY,AN,FN,CCN,F80, | D6,DTY, | MY, | WY
| 452 | 6736 | 05E19G09H11D07M01W04 | 452 | W134,R38,S0,IN,BY,CN,QN,G3756,C1312,LY,AN,FN,CCN,F80,D6,DTY,MN,WS | 9.67 | 0.32 | 0.65 | 9.23 | 19.87 | 87.35% | 47.32% | 2 | 6144.5014 | 5663.9369 | 0.38889 | 270.7296 | 243.6 | 1.1667 | 242.0158 | 207.06 | Walls:R13+R4 foam,Roof:R38,SlabEdge:R0,Infiltration:No,RadBarrier:Yes,CoolRoof:No,InsQuality:No | Window:0.37 U/0.56 SHGC | AirCond:13/12,ChargeLight:Yes,AirFlowTest:No,FanEnergyTest:No,MaxCoolCap:No,Furnace:0.8 | Duct:R6.0,DuctTest:Yes | Mass:Std | Dhw:60% EF with 50% solar | E19 | G09 | H11 | D07 | M01 | W04 | 895.6869 | 318.5 | 449.75 | 480.5645 | 0 | 4000 | W134,R38,S0,IN,BY,CN,QN, | G3756, | C1312,LY,AN,FN,CCN,F80, | D6,DTY, | MN, | WS
| 507 | 6791 | 05E19G10H11D07M01W04 | 507 | W134,R38,S0,IN,BY,CN,QN,G3430,C1312,LY,AN,FN,CCN,F80,D6,DTY,MN,WS | 14.99 | 0 | 0.65 | 9.23 | 24.87 | 100% | 34.07% | 1 | 6144.5014 | 5663.9369 | 0 | 330.208 | 308.91 | 1.5556 | 182.5374 | 141.75 | Walls:R13+R4 foam,Roof:R38,SlabEdge:R0,Infiltration:No,RadBarrier:Yes,CoolRoof:No,InsQuality:No | Window:0.34 U/0.30 SHGC | AirCond:13/12,ChargeLight:Yes,AirFlowTest:No,FanEnergyTest:No,MaxCoolCap:No,Furnace:0.8 | Duct:R6.0,DuctTest:Yes | Mass:Std | Dhw:60% EF with 50% solar | E19 | G10 | H11 | D07 | M01 | W04 | 895.6869 | 318.5 | 449.75 | 480.5645 | 0 | 4000 | W134,R38,S0,IN,BY,CN,QN, | G3430, | C1312,LY,AN,FN,CCN,F80, | D6,DTY, | MN, | WS
| 1042 | 7326 | 05E22G12H09D07M01W03 | 1042 | W134,R49,S0,IY,BY,CY,QY,G4965,C1310,LN,AN,FN,CCN,F96,D6,DTY,MN,WT | 6.82 | 0.68 | 0.65 | 12.73 | 20.88 | 73.12% | 44.64% | 2 | 6150.2514 | 5669.6869 | 0.62222 | 272.7805 | 256.62 | 0.93333 | 239.9648 | 194.04 | Walls:R13+R4 foam,Roof:R49,SlabEdge:R0,Infiltration:Test 3.2 SLA,RadBarrier:Yes,CoolRoof:Yes,InsQuality:Yes | Window:0.49 U/0.65 SHGC | AirCond:13/10,ChargeLight:No,AirFlowTest:No,FanEnergyTest:No,MaxCoolCap:No,Furnace:0.96 | Duct:R6.0,DuctTest:Yes | Mass:Std | Dhw:84% EF Tankless | E22 | G12 | H09 | D07 | M01 | W03 | 3007.9369 | 159.25 | 1365 | 480.5645 | 0 | 1137.5 | W134,R49,S0,IY,BY,CY,QY, | G4965, | C1310,LN,AN,FN,CCN,F96, | D6,DTY, | MN, | WT
| 123 | 6407 | 05E17G09H11D07M02W02 | 123 | W130,R38,S0,IN,BN,CN,QN,G3756,C1312,LY,AN,FN,CCN,F80,D6,DTY,MY,WY | 11.12 | 0.62 | 0.65 | 17.5 | 29.89 | 75.49% | 20.76% | 1 | 6157.5645 | 5677 | 0.62222 | 315.8512 | 375.69 | 0.93333 | 196.8942 | 74.97 | Walls:R13,Roof:R38,SlabEdge:R0,Infiltration:No,RadBarrier:No,CoolRoof:No,InsQuality:No | Window:0.37 U/0.56 SHGC | AirCond:13/12,ChargeLight:Yes,AirFlowTest:No,FanEnergyTest:No,MaxCoolCap:No,Furnace:0.8 | Duct:R6.0,DuctTest:Yes | Mass:40% Exposed | Dhw:62% EF | E17 | G09 | H11 | D07 | M02 | W02 | 183.75 | 318.5 | 449.75 | 480.5645 | 4725 | 0 | W130,R38,S0,IN,BN,CN,QN, | G3756, | C1312,LY,AN,FN,CCN,F80, | D6,DTY, | MY, | WY
| 178 | 6462 | 05E17G10H11D07M02W02 | 178 | W130,R38,S0,IN,BN,CN,QN,G3430,C1312,LY,AN,FN,CCN,F80,D6,DTY,MY,WY | 16.39 | 0.01 | 0.65 | 17.5 | 34.55 | 99.6% | 8.404% | 0 | 6157.5645 | 5677 | 0 | 352.7688 | 440.16 | 1.5556 | 159.9766 | 10.5 | Walls:R13,Roof:R38,SlabEdge:R0,Infiltration:No,RadBarrier:No,CoolRoof:No,InsQuality:No | Window:0.34 U/0.30 SHGC | AirCond:13/12,ChargeLight:Yes,AirFlowTest:No,FanEnergyTest:No,MaxCoolCap:No,Furnace:0.8 | Duct:R6.0,DuctTest:Yes | Mass:40% Exposed | Dhw:62% EF | E17 | G10 | H11 | D07 | M02 | W02 | 183.75 | 318.5 | 449.75 | 480.5645 | 4725 | 0 | W130,R38,S0,IN,BN,CN,QN, | G3430, | C1312,LY,AN,FN,CCN,F80, | D6,DTY, | MY, | WY
| 280 | 6564 | 05E18G09H10D07M02W02 | 280 | W134,R38,S0,IN,BN,CN,QN,G3756,C1311,LY,AN,FN,CCN,F80,D6,DTY,MY,WY | 8.74 | 0.46 | 0.65 | 17.5 | 27.35 | 81.82% | 27.49% | 1 | 6159.6576 | 5679.0932 | 0.46667 | 268.6786 | 346.92 | 1.0889 | 244.0668 | 103.74 | Walls:R13+R4 foam,Roof:R38,SlabEdge:R0,Infiltration:No,RadBarrier:No,CoolRoof:No,InsQuality:No | Window:0.37 U/0.56 SHGC | AirCond:13/11,ChargeLight:Yes,AirFlowTest:No,FanEnergyTest:No,MaxCoolCap:No,Furnace:0.8 | Duct:R6.0,DuctTest:Yes | Mass:40% Exposed | Dhw:62% EF | E18 | G09 | H10 | D07 | M02 | W02 | 413.3432 | 318.5 | 222.25 | 480.5645 | 4725 | 0 | W134,R38,S0,IN,BN,CN,QN, | G3756, | C1311,LY,AN,FN,CCN,F80, | D6,DTY, | MY, | WY
| 335 | 6619 | 05E18G10H10D07M02W02 | 335 | W134,R38,S0,IN,BN,CN,QN,G3430,C1311,LY,AN,FN,CCN,F80,D6,DTY,MY,WY | 13.9 | 0 | 0.65 | 17.5 | 32.05 | 100% | 15.03% | 1 | 6159.6576 | 5679.0932 | 0 | 311.7492 | 409.92 | 1.5556 | 200.9962 | 40.74 | Walls:R13+R4 foam,Roof:R38,SlabEdge:R0,Infiltration:No,RadBarrier:No,CoolRoof:No,InsQuality:No | Window:0.34 U/0.30 SHGC | AirCond:13/11,ChargeLight:Yes,AirFlowTest:No,FanEnergyTest:No,MaxCoolCap:No,Furnace:0.8 | Duct:R6.0,DuctTest:Yes | Mass:40% Exposed | Dhw:62% EF | E18 | G10 | H10 | D07 | M02 | W02 | 413.3432 | 318.5 | 222.25 | 480.5645 | 4725 | 0 | W134,R38,S0,IN,BN,CN,QN, | G3430, | C1311,LY,AN,FN,CCN,F80, | D6,DTY, | MY, | WY
| 1391 | 7675 | 05E24G12H12D07M01W02 | 1391 | W190,R49,S7,IY,BY,CY,QY,G4965,C1312,LY,AY,FY,CCY,F92,D6,DTY,MN,WY | 6.25 | 0.67 | 0.65 | 17.5 | 25.07 | 73.52% | 33.54% | 1 | 6162.2807 | 5681.7163 | 0.54444 | 229.7099 | 318.36 | 1.0111 | 283.0355 | 132.3 | Walls:R19,Roof:R49,SlabEdge:R7,Infiltration:Test 3.2 SLA,RadBarrier:Yes,CoolRoof:Yes,InsQuality:Yes | Window:0.49 U/0.65 SHGC | AirCond:13/12,ChargeLight:Yes,AirFlowTest:Yes,FanEnergyTest:Yes,MaxCoolCap:Yes,Furnace:0.92 | Duct:R6.0,DuctTest:Yes | Mass:Std | Dhw:62% EF | E24 | G12 | H12 | D07 | M01 | W02 | 4078.2787 | 159.25 | 1444.1875 | 480.5645 | 0 | 0 | W190,R49,S7,IY,BY,CY,QY, | G4965, | C1312,LY,AY,FY,CCY,F92, | D6,DTY, | MN, | WY
| 37 | 6321 | 05E05G09H09D07M01W04 | 37 | W130,R30,S0,IN,BN,CN,QN,G3756,C1310,LN,AN,FN,CCN,F96,D6,DTY,MN,WS | 10.19 | 1.28 | 0.65 | 9.23 | 21.35 | 49.41% | 43.4% | 2 | 6164.0645 | 5683.5 | 1.0111 | 375.3296 | 248.01 | 0.54444 | 137.4158 | 202.65 | Walls:R13,Roof:R30,SlabEdge:R0,Infiltration:No,RadBarrier:No,CoolRoof:No,InsQuality:No | Window:0.37 U/0.56 SHGC | AirCond:13/10,ChargeLight:No,AirFlowTest:No,FanEnergyTest:No,MaxCoolCap:No,Furnace:0.96 | Duct:R6.0,DuctTest:Yes | Mass:Std | Dhw:60% EF with 50% solar | E05 | G09 | H09 | D07 | M01 | W04 | 0 | 318.5 | 1365 | 480.5645 | 0 | 4000 | W130,R30,S0,IN,BN,CN,QN, | G3756, | C1310,LN,AN,FN,CCN,F96, | D6,DTY, | MN, | WS
| 1428 | 7712 | 05E25G09H09D07M01W04 | 1428 | W130,R30,S0,IN,BN,CN,QN,G3756,C1310,LN,AN,FN,CCN,F96,D6,DTY,MN,WS | 10.19 | 1.28 | 0.65 | 9.23 | 21.35 | 49.41% | 43.4% | 2 | 6164.0645 | 5683.5 | 1.0111 | 375.3296 | 248.01 | 0.54444 | 137.4158 | 202.65 | Walls:R13,Roof:R30,SlabEdge:R0,Infiltration:No,RadBarrier:No,CoolRoof:No,InsQuality:No | Window:0.37 U/0.56 SHGC | AirCond:13/10,ChargeLight:No,AirFlowTest:No,FanEnergyTest:No,MaxCoolCap:No,Furnace:0.96 | Duct:R6.0,DuctTest:Yes | Mass:Std | Dhw:60% EF with 50% solar | E25 | G09 | H09 | D07 | M01 | W04 | 0 | 318.5 | 1365 | 480.5645 | 0 | 4000 | W130,R30,S0,IN,BN,CN,QN, | G3756, | C1310,LN,AN,FN,CCN,F96, | D6,DTY, | MN, | WS
| 1483 | 7767 | 05E25G10H09D07M01W04 | 1483 | W130,R30,S0,IN,BN,CN,QN,G3430,C1310,LN,AN,FN,CCN,F96,D6,DTY,MN,WS | 14.34 | 0.04 | 0.65 | 9.23 | 24.26 | 98.42% | 35.68% | 2 | 6164.0645 | 5683.5 | 0.15556 | 363.0237 | 298.2 | 1.4 | 149.7217 | 152.46 | Walls:R13,Roof:R30,SlabEdge:R0,Infiltration:No,RadBarrier:No,CoolRoof:No,InsQuality:No | Window:0.34 U/0.30 SHGC | AirCond:13/10,ChargeLight:No,AirFlowTest:No,FanEnergyTest:No,MaxCoolCap:No,Furnace:0.96 | Duct:R6.0,DuctTest:Yes | Mass:Std | Dhw:60% EF with 50% solar | E25 | G10 | H09 | D07 | M01 | W04 | 0 | 318.5 | 1365 | 480.5645 | 0 | 4000 | W130,R30,S0,IN,BN,CN,QN, | G3430, | C1310,LN,AN,FN,CCN,F96, | D6,DTY, | MN, | WS
| 218 | 6502 | 05E17G12H09D07M01W04 | 218 | W130,R38,S0,IN,BN,CN,QN,G4965,C1310,LN,AN,FN,CCN,F96,D6,DTY,MN,WS | 10.53 | 1.87 | 0.65 | 9.23 | 22.28 | 26.09% | 40.93% | 1 | 6188.5645 | 5708 | 1.3222 | 420.4512 | 252.21 | 0.23333 | 92.2942 | 198.45 | Walls:R13,Roof:R38,SlabEdge:R0,Infiltration:No,RadBarrier:No,CoolRoof:No,InsQuality:No | Window:0.49 U/0.65 SHGC | AirCond:13/10,ChargeLight:No,AirFlowTest:No,FanEnergyTest:No,MaxCoolCap:No,Furnace:0.96 | Duct:R6.0,DuctTest:Yes | Mass:Std | Dhw:60% EF with 50% solar | E17 | G12 | H09 | D07 | M01 | W04 | 183.75 | 159.25 | 1365 | 480.5645 | 0 | 4000 | W130,R38,S0,IN,BN,CN,QN, | G4965, | C1310,LN,AN,FN,CCN,F96, | D6,DTY, | MN, | WS
| 872 | 7156 | 05E21G12H08D07M01W04 | 872 | W134,R38,S0,IY,BN,CN,QY,G4965,C1310,LN,AN,FN,CCN,F92,D6,DTY,MN,WS | 7.02 | 1.39 | 0.65 | 9.23 | 18.29 | 45.06% | 51.51% | 2 | 6194.1576 | 5713.5932 | 1.0111 | 322.0041 | 210.63 | 0.54444 | 190.7413 | 240.03 | Walls:R13+R4 foam,Roof:R38,SlabEdge:R0,Infiltration:Test 3.2 SLA,RadBarrier:No,CoolRoof:No,InsQuality:Yes | Window:0.49 U/0.65 SHGC | AirCond:13/10,ChargeLight:No,AirFlowTest:No,FanEnergyTest:No,MaxCoolCap:No,Furnace:0.92 | Duct:R6.0,DuctTest:Yes | Mass:Std | Dhw:60% EF with 50% solar | E21 | G12 | H08 | D07 | M01 | W04 | 871.8432 | 159.25 | 682.5 | 480.5645 | 0 | 4000 | W134,R38,S0,IY,BN,CN,QY, | G4965, | C1310,LN,AN,FN,CCN,F92, | D6,DTY, | MN, | WS
| 635 | 6919 | 05E20G09H14D07M01W04 | 635 | W134,R38,S0,IY,BN,CN,QN,G3756,C1512,LY,AN,FN,CCN,F80,D6,DTY,MN,WS | 8.66 | 0.68 | 0.65 | 9.23 | 19.22 | 73.12% | 49.05% | 2 | 6198.5326 | 5717.9682 | 0.54444 | 283.0355 | 231.42 | 1.0111 | 229.7099 | 219.24 | Walls:R13+R4 foam,Roof:R38,SlabEdge:R0,Infiltration:Test 3.2 SLA,RadBarrier:No,CoolRoof:No,InsQuality:No | Window:0.37 U/0.56 SHGC | AirCond:15/12,ChargeLight:Yes,AirFlowTest:No,FanEnergyTest:No,MaxCoolCap:No,Furnace:0.8 | Duct:R6.0,DuctTest:Yes | Mass:Std | Dhw:60% EF with 50% solar | E20 | G09 | H14 | D07 | M01 | W04 | 619.8432 | 318.5 | 779.625 | 480.5645 | 0 | 4000 | W134,R38,S0,IY,BN,CN,QN, | G3756, | C1512,LY,AN,FN,CCN,F80, | D6,DTY, | MN, | WS
| 690 | 6974 | 05E20G10H14D07M01W04 | 690 | W134,R38,S0,IY,BN,CN,QN,G3430,C1512,LY,AN,FN,CCN,F80,D6,DTY,MN,WS | 13.51 | 0.01 | 0.65 | 9.23 | 23.4 | 99.6% | 37.96% | 2 | 6198.5326 | 5717.9682 | 0 | 307.6472 | 290.64 | 1.5556 | 205.0982 | 160.02 | Walls:R13+R4 foam,Roof:R38,SlabEdge:R0,Infiltration:Test 3.2 SLA,RadBarrier:No,CoolRoof:No,InsQuality:No | Window:0.34 U/0.30 SHGC | AirCond:15/12,ChargeLight:Yes,AirFlowTest:No,FanEnergyTest:No,MaxCoolCap:No,Furnace:0.8 | Duct:R6.0,DuctTest:Yes | Mass:Std | Dhw:60% EF with 50% solar | E20 | G10 | H14 | D07 | M01 | W04 | 619.8432 | 318.5 | 779.625 | 480.5645 | 0 | 4000 | W134,R38,S0,IY,BN,CN,QN, | G3430, | C1512,LY,AN,FN,CCN,F80, | D6,DTY, | MN, | WS
| 1376 | 7660 | 05E24G12H10D05M01W03 | 1376 | W190,R49,S7,IY,BY,CY,QY,G4965,C1311,LY,AN,FN,CCN,F80,D8,DTY,MN,WT | 7 | 0.78 | 0.65 | 12.73 | 21.16 | 69.17% | 43.9% | 2 | 6199.563 | 5718.9985 | 0.62222 | 264.5766 | 259.98 | 0.93333 | 248.1688 | 190.68 | Walls:R19,Roof:R49,SlabEdge:R7,Infiltration:Test 3.2 SLA,RadBarrier:Yes,CoolRoof:Yes,InsQuality:Yes | Window:0.49 U/0.65 SHGC | AirCond:13/11,ChargeLight:Yes,AirFlowTest:No,FanEnergyTest:No,MaxCoolCap:No,Furnace:0.8 | Duct:R8.0,DuctTest:Yes | Mass:Std | Dhw:84% EF Tankless | E24 | G12 | H10 | D05 | M01 | W03 | 4078.2787 | 159.25 | 222.25 | 602.2842 | 0 | 1137.5 | W190,R49,S7,IY,BY,CY,QY, | G4965, | C1311,LY,AN,FN,CCN,F80, | D8,DTY, | MN, | WT
| 1369 | 7653 | 05E24G12H09D05M01W02 | 1369 | W190,R49,S7,IY,BY,CY,QY,G4965,C1310,LN,AN,FN,CCN,F96,D8,DTY,MN,WY | 5.93 | 0.84 | 0.65 | 17.5 | 24.92 | 66.8% | 33.93% | 1 | 6204.813 | 5724.2485 | 0.62222 | 268.6786 | 312.48 | 0.93333 | 244.0668 | 138.18 | Walls:R19,Roof:R49,SlabEdge:R7,Infiltration:Test 3.2 SLA,RadBarrier:Yes,CoolRoof:Yes,InsQuality:Yes | Window:0.49 U/0.65 SHGC | AirCond:13/10,ChargeLight:No,AirFlowTest:No,FanEnergyTest:No,MaxCoolCap:No,Furnace:0.96 | Duct:R8.0,DuctTest:Yes | Mass:Std | Dhw:62% EF | E24 | G12 | H09 | D05 | M01 | W02 | 4078.2787 | 159.25 | 1365 | 602.2842 | 0 | 0 | W190,R49,S7,IY,BY,CY,QY, | G4965, | C1310,LN,AN,FN,CCN,F96, | D8,DTY, | MN, | WY
| 29 | 6313 | 05E05G09H08D07M02W02 | 29 | W130,R30,S0,IN,BN,CN,QN,G3756,C1310,LN,AN,FN,CCN,F92,D6,DTY,MY,WY | 10.1 | 0.81 | 0.65 | 17.5 | 29.06 | 67.98% | 22.96% | 1 | 6206.5645 | 5726 | 0.77778 | 334.31 | 362.04 | 0.77778 | 178.4354 | 88.62 | Walls:R13,Roof:R30,SlabEdge:R0,Infiltration:No,RadBarrier:No,CoolRoof:No,InsQuality:No | Window:0.37 U/0.56 SHGC | AirCond:13/10,ChargeLight:No,AirFlowTest:No,FanEnergyTest:No,MaxCoolCap:No,Furnace:0.92 | Duct:R6.0,DuctTest:Yes | Mass:40% Exposed | Dhw:62% EF | E05 | G09 | H08 | D07 | M02 | W02 | 0 | 318.5 | 682.5 | 480.5645 | 4725 | 0 | W130,R30,S0,IN,BN,CN,QN, | G3756, | C1310,LN,AN,FN,CCN,F92, | D6,DTY, | MY, | WY
| 1423 | 7707 | 05E25G09H08D07M02W02 | 1423 | W130,R30,S0,IN,BN,CN,QN,G3756,C1310,LN,AN,FN,CCN,F92,D6,DTY,MY,WY | 10.1 | 0.81 | 0.65 | 17.5 | 29.06 | 67.98% | 22.96% | 1 | 6206.5645 | 5726 | 0.77778 | 334.31 | 362.04 | 0.77778 | 178.4354 | 88.62 | Walls:R13,Roof:R30,SlabEdge:R0,Infiltration:No,RadBarrier:No,CoolRoof:No,InsQuality:No | Window:0.37 U/0.56 SHGC | AirCond:13/10,ChargeLight:No,AirFlowTest:No,FanEnergyTest:No,MaxCoolCap:No,Furnace:0.92 | Duct:R6.0,DuctTest:Yes | Mass:40% Exposed | Dhw:62% EF | E25 | G09 | H08 | D07 | M02 | W02 | 0 | 318.5 | 682.5 | 480.5645 | 4725 | 0 | W130,R30,S0,IN,BN,CN,QN, | G3756, | C1310,LN,AN,FN,CCN,F92, | D6,DTY, | MY, | WY
| 1478 | 7762 | 05E25G10H08D07M02W02 | 1478 | W130,R30,S0,IN,BN,CN,QN,G3430,C1310,LN,AN,FN,CCN,F92,D6,DTY,MY,WY | 14.65 | 0.02 | 0.65 | 17.5 | 32.82 | 99.21% | 12.99% | 0 | 6206.5645 | 5726 | 0.077778 | 356.8708 | 417.06 | 1.4778 | 155.8746 | 33.6 | Walls:R13,Roof:R30,SlabEdge:R0,Infiltration:No,RadBarrier:No,CoolRoof:No,InsQuality:No | Window:0.34 U/0.30 SHGC | AirCond:13/10,ChargeLight:No,AirFlowTest:No,FanEnergyTest:No,MaxCoolCap:No,Furnace:0.92 | Duct:R6.0,DuctTest:Yes | Mass:40% Exposed | Dhw:62% EF | E25 | G10 | H08 | D07 | M02 | W02 | 0 | 318.5 | 682.5 | 480.5645 | 4725 | 0 | W130,R30,S0,IN,BN,CN,QN, | G3430, | C1310,LN,AN,FN,CCN,F92, | D6,DTY, | MY, | WY
| 1189 | 7473 | 05E23G12H07D05M01W03 | 1189 | W194,R49,S7,IY,BY,CY,QY,G4965,C1310,LN,AN,FN,CCN,F80,D8,DTY,MN,WT | 5.91 | 0.78 | 0.65 | 12.73 | 20.07 | 69.17% | 46.79% | 2 | 6206.9061 | 5726.3417 | 0.54444 | 248.1688 | 246.75 | 1.0111 | 264.5766 | 203.91 | Walls:R19+R4 foam,Roof:R49,SlabEdge:R7,Infiltration:Test 3.2 SLA,RadBarrier:Yes,CoolRoof:Yes,InsQuality:Yes | Window:0.49 U/0.65 SHGC | AirCond:13/10,ChargeLight:No,AirFlowTest:No,FanEnergyTest:No,MaxCoolCap:No,Furnace:0.8 | Duct:R8.0,DuctTest:Yes | Mass:Std | Dhw:84% EF Tankless | E23 | G12 | H07 | D05 | M01 | W03 | 4307.8719 | 159.25 | 0 | 602.2842 | 0 | 1137.5 | W194,R49,S7,IY,BY,CY,QY, | G4965, | C1310,LN,AN,FN,CCN,F80, | D8,DTY, | MN, | WT
| 720 | 7004 | 05E20G12H10D07M02W02 | 720 | W134,R38,S0,IY,BN,CN,QN,G4965,C1311,LY,AN,FN,CCN,F80,D6,DTY,MY,WY | 8.86 | 0.95 | 0.65 | 17.5 | 27.96 | 62.45% | 25.87% | 1 | 6206.9076 | 5726.3432 | 0.77778 | 305.5962 | 348.39 | 0.77778 | 207.1491 | 102.27 | Walls:R13+R4 foam,Roof:R38,SlabEdge:R0,Infiltration:Test 3.2 SLA,RadBarrier:No,CoolRoof:No,InsQuality:No | Window:0.49 U/0.65 SHGC | AirCond:13/11,ChargeLight:Yes,AirFlowTest:No,FanEnergyTest:No,MaxCoolCap:No,Furnace:0.8 | Duct:R6.0,DuctTest:Yes | Mass:40% Exposed | Dhw:62% EF | E20 | G12 | H10 | D07 | M02 | W02 | 619.8432 | 159.25 | 222.25 | 480.5645 | 4725 | 0 | W134,R38,S0,IY,BN,CN,QN, | G4965, | C1311,LY,AN,FN,CCN,F80, | D6,DTY, | MY, | WY
| 542 | 6826 | 05E19G12H08D07M01W04 | 542 | W134,R38,S0,IN,BY,CN,QN,G4965,C1310,LN,AN,FN,CCN,F92,D6,DTY,MN,WS | 9.1 | 0.79 | 0.65 | 9.23 | 19.77 | 68.77% | 47.59% | 2 | 6218.0014 | 5737.4369 | 0.7 | 315.8512 | 235.62 | 0.85556 | 196.8942 | 215.04 | Walls:R13+R4 foam,Roof:R38,SlabEdge:R0,Infiltration:No,RadBarrier:Yes,CoolRoof:No,InsQuality:No | Window:0.49 U/0.65 SHGC | AirCond:13/10,ChargeLight:No,AirFlowTest:No,FanEnergyTest:No,MaxCoolCap:No,Furnace:0.92 | Duct:R6.0,DuctTest:Yes | Mass:Std | Dhw:60% EF with 50% solar | E19 | G12 | H08 | D07 | M01 | W04 | 895.6869 | 159.25 | 682.5 | 480.5645 | 0 | 4000 | W134,R38,S0,IN,BY,CN,QN, | G4965, | C1310,LN,AN,FN,CCN,F92, | D6,DTY, | MN, | WS
| 398 | 6682 | 05E18G12H11D07M02W02 | 398 | W134,R38,S0,IN,BN,CN,QN,G4965,C1312,LY,AN,FN,CCN,F80,D6,DTY,MY,WY | 9.35 | 0.94 | 0.65 | 17.5 | 28.44 | 62.85% | 24.6% | 1 | 6227.9076 | 5747.3432 | 0.77778 | 309.6982 | 354.27 | 0.77778 | 203.0472 | 96.39 | Walls:R13+R4 foam,Roof:R38,SlabEdge:R0,Infiltration:No,RadBarrier:No,CoolRoof:No,InsQuality:No | Window:0.49 U/0.65 SHGC | AirCond:13/12,ChargeLight:Yes,AirFlowTest:No,FanEnergyTest:No,MaxCoolCap:No,Furnace:0.8 | Duct:R6.0,DuctTest:Yes | Mass:40% Exposed | Dhw:62% EF | E18 | G12 | H11 | D07 | M02 | W02 | 413.3432 | 159.25 | 449.75 | 480.5645 | 4725 | 0 | W134,R38,S0,IN,BN,CN,QN, | G4965, | C1312,LY,AN,FN,CCN,F80, | D6,DTY, | MY, | WY
| 1062 | 7346 | 05E22G12H12D07M01W03 | 1062 | W134,R49,S0,IY,BY,CY,QY,G4965,C1312,LY,AY,FY,CCY,F92,D6,DTY,MN,WT | 6.99 | 0.53 | 0.65 | 12.73 | 20.9 | 79.05% | 44.59% | 2 | 6229.4389 | 5748.8744 | 0.46667 | 227.659 | 261.24 | 1.0889 | 285.0864 | 189.42 | Walls:R13+R4 foam,Roof:R49,SlabEdge:R0,Infiltration:Test 3.2 SLA,RadBarrier:Yes,CoolRoof:Yes,InsQuality:Yes | Window:0.49 U/0.65 SHGC | AirCond:13/12,ChargeLight:Yes,AirFlowTest:Yes,FanEnergyTest:Yes,MaxCoolCap:Yes,Furnace:0.92 | Duct:R6.0,DuctTest:Yes | Mass:Std | Dhw:84% EF Tankless | E22 | G12 | H12 | D07 | M01 | W03 | 3007.9369 | 159.25 | 1444.1875 | 480.5645 | 0 | 1137.5 | W134,R49,S0,IY,BY,CY,QY, | G4965, | C1312,LY,AY,FY,CCY,F92, | D6,DTY, | MN, | WT
| 213 | 6497 | 05E17G12H08D07M02W02 | 213 | W130,R38,S0,IN,BN,CN,QN,G4965,C1310,LN,AN,FN,CCN,F92,D6,DTY,MY,WY | 10.35 | 1.24 | 0.65 | 17.5 | 29.74 | 50.99% | 21.16% | 1 | 6231.0645 | 5750.5 | 1.0111 | 369.1767 | 365.19 | 0.54444 | 143.5687 | 85.47 | Walls:R13,Roof:R38,SlabEdge:R0,Infiltration:No,RadBarrier:No,CoolRoof:No,InsQuality:No | Window:0.49 U/0.65 SHGC | AirCond:13/10,ChargeLight:No,AirFlowTest:No,FanEnergyTest:No,MaxCoolCap:No,Furnace:0.92 | Duct:R6.0,DuctTest:Yes | Mass:40% Exposed | Dhw:62% EF | E17 | G12 | H08 | D07 | M02 | W02 | 183.75 | 159.25 | 682.5 | 480.5645 | 4725 | 0 | W130,R38,S0,IN,BN,CN,QN, | G4965, | C1310,LN,AN,FN,CCN,F92, | D6,DTY, | MY, | WY
| 865 | 7149 | 05E21G12H07D07M02W02 | 865 | W134,R38,S0,IY,BN,CN,QY,G4965,C1310,LN,AN,FN,CCN,F80,D6,DTY,MY,WY | 7.51 | 0.95 | 0.65 | 17.5 | 26.61 | 62.45% | 29.45% | 1 | 6236.6576 | 5756.0932 | 0.7 | 285.0864 | 332.01 | 0.85556 | 227.659 | 118.65 | Walls:R13+R4 foam,Roof:R38,SlabEdge:R0,Infiltration:Test 3.2 SLA,RadBarrier:No,CoolRoof:No,InsQuality:Yes | Window:0.49 U/0.65 SHGC | AirCond:13/10,ChargeLight:No,AirFlowTest:No,FanEnergyTest:No,MaxCoolCap:No,Furnace:0.8 | Duct:R6.0,DuctTest:Yes | Mass:40% Exposed | Dhw:62% EF | E21 | G12 | H07 | D07 | M02 | W02 | 871.8432 | 159.25 | 0 | 480.5645 | 4725 | 0 | W134,R38,S0,IY,BN,CN,QY, | G4965, | C1310,LN,AN,FN,CCN,F80, | D6,DTY, | MY, | WY
| 1268 | 7552 | 05E24G09H10D07M01W03 | 1268 | W190,R49,S7,IY,BY,CY,QY,G3756,C1311,LY,AN,FN,CCN,F80,D6,DTY,MN,WT | 6.51 | 0.39 | 0.65 | 12.73 | 20.28 | 84.58% | 46.24% | 2 | 6237.0932 | 5756.5288 | 0.38889 | 227.659 | 254.1 | 1.1667 | 285.0864 | 196.56 | Walls:R19,Roof:R49,SlabEdge:R7,Infiltration:Test 3.2 SLA,RadBarrier:Yes,CoolRoof:Yes,InsQuality:Yes | Window:0.37 U/0.56 SHGC | AirCond:13/11,ChargeLight:Yes,AirFlowTest:No,FanEnergyTest:No,MaxCoolCap:No,Furnace:0.8 | Duct:R6.0,DuctTest:Yes | Mass:Std | Dhw:84% EF Tankless | E24 | G09 | H10 | D07 | M01 | W03 | 4078.2787 | 318.5 | 222.25 | 480.5645 | 0 | 1137.5 | W190,R49,S7,IY,BY,CY,QY, | G3756, | C1311,LY,AN,FN,CCN,F80, | D6,DTY, | MN, | WT
| 1323 | 7607 | 05E24G10H10D07M01W03 | 1323 | W190,R49,S7,IY,BY,CY,QY,G3430,C1311,LY,AN,FN,CCN,F80,D6,DTY,MN,WT | 11.46 | 0 | 0.65 | 12.73 | 24.84 | 100% | 34.15% | 1 | 6237.0932 | 5756.5288 | 0 | 274.8315 | 314.58 | 1.5556 | 237.9139 | 136.08 | Walls:R19,Roof:R49,SlabEdge:R7,Infiltration:Test 3.2 SLA,RadBarrier:Yes,CoolRoof:Yes,InsQuality:Yes | Window:0.34 U/0.30 SHGC | AirCond:13/11,ChargeLight:Yes,AirFlowTest:No,FanEnergyTest:No,MaxCoolCap:No,Furnace:0.8 | Duct:R6.0,DuctTest:Yes | Mass:Std | Dhw:84% EF Tankless | E24 | G10 | H10 | D07 | M01 | W03 | 4078.2787 | 318.5 | 222.25 | 480.5645 | 0 | 1137.5 | W190,R49,S7,IY,BY,CY,QY, | G3430, | C1311,LY,AN,FN,CCN,F80, | D6,DTY, | MN, | WT
| 1261 | 7545 | 05E24G09H09D07M01W02 | 1261 | W190,R49,S7,IY,BY,CY,QY,G3756,C1310,LN,AN,FN,CCN,F96,D6,DTY,MN,WY | 5.52 | 0.41 | 0.65 | 17.5 | 24.08 | 83.79% | 36.16% | 2 | 6242.3432 | 5761.7788 | 0.38889 | 229.7099 | 307.65 | 1.1667 | 283.0355 | 143.01 | Walls:R19,Roof:R49,SlabEdge:R7,Infiltration:Test 3.2 SLA,RadBarrier:Yes,CoolRoof:Yes,InsQuality:Yes | Window:0.37 U/0.56 SHGC | AirCond:13/10,ChargeLight:No,AirFlowTest:No,FanEnergyTest:No,MaxCoolCap:No,Furnace:0.96 | Duct:R6.0,DuctTest:Yes | Mass:Std | Dhw:62% EF | E24 | G09 | H09 | D07 | M01 | W02 | 4078.2787 | 318.5 | 1365 | 480.5645 | 0 | 0 | W190,R49,S7,IY,BY,CY,QY, | G3756, | C1310,LN,AN,FN,CCN,F96, | D6,DTY, | MN, | WY
| 1316 | 7600 | 05E24G10H09D07M01W02 | 1316 | W190,R49,S7,IY,BY,CY,QY,G3430,C1310,LN,AN,FN,CCN,F96,D6,DTY,MN,WY | 9.71 | 0 | 0.65 | 17.5 | 27.86 | 100% | 26.14% | 1 | 6242.3432 | 5761.7788 | 0 | 274.8315 | 357.84 | 1.5556 | 237.9139 | 92.82 | Walls:R19,Roof:R49,SlabEdge:R7,Infiltration:Test 3.2 SLA,RadBarrier:Yes,CoolRoof:Yes,InsQuality:Yes | Window:0.34 U/0.30 SHGC | AirCond:13/10,ChargeLight:No,AirFlowTest:No,FanEnergyTest:No,MaxCoolCap:No,Furnace:0.96 | Duct:R6.0,DuctTest:Yes | Mass:Std | Dhw:62% EF | E24 | G10 | H09 | D07 | M01 | W02 | 4078.2787 | 318.5 | 1365 | 480.5645 | 0 | 0 | W190,R49,S7,IY,BY,CY,QY, | G3430, | C1310,LN,AN,FN,CCN,F96, | D6,DTY, | MN, | WY
| 67 | 6351 | 05E05G09H12D07M01W04 | 67 | W130,R30,S0,IN,BN,CN,QN,G3756,C1312,LY,AY,FY,CCY,F92,D6,DTY,MN,WS | 10.45 | 0.99 | 0.65 | 9.23 | 21.32 | 60.87% | 43.48% | 2 | 6243.252 | 5762.6875 | 0.77778 | 303.5453 | 255.15 | 0.77778 | 209.2001 | 195.51 | Walls:R13,Roof:R30,SlabEdge:R0,Infiltration:No,RadBarrier:No,CoolRoof:No,InsQuality:No | Window:0.37 U/0.56 SHGC | AirCond:13/12,ChargeLight:Yes,AirFlowTest:Yes,FanEnergyTest:Yes,MaxCoolCap:Yes,Furnace:0.92 | Duct:R6.0,DuctTest:Yes | Mass:Std | Dhw:60% EF with 50% solar | E05 | G09 | H12 | D07 | M01 | W04 | 0 | 318.5 | 1444.1875 | 480.5645 | 0 | 4000 | W130,R30,S0,IN,BN,CN,QN, | G3756, | C1312,LY,AY,FY,CCY,F92, | D6,DTY, | MN, | WS
| 1448 | 7732 | 05E25G09H12D07M01W04 | 1448 | W130,R30,S0,IN,BN,CN,QN,G3756,C1312,LY,AY,FY,CCY,F92,D6,DTY,MN,WS | 10.45 | 0.99 | 0.65 | 9.23 | 21.32 | 60.87% | 43.48% | 2 | 6243.252 | 5762.6875 | 0.77778 | 303.5453 | 255.15 | 0.77778 | 209.2001 | 195.51 | Walls:R13,Roof:R30,SlabEdge:R0,Infiltration:No,RadBarrier:No,CoolRoof:No,InsQuality:No | Window:0.37 U/0.56 SHGC | AirCond:13/12,ChargeLight:Yes,AirFlowTest:Yes,FanEnergyTest:Yes,MaxCoolCap:Yes,Furnace:0.92 | Duct:R6.0,DuctTest:Yes | Mass:Std | Dhw:60% EF with 50% solar | E25 | G09 | H12 | D07 | M01 | W04 | 0 | 318.5 | 1444.1875 | 480.5645 | 0 | 4000 | W130,R30,S0,IN,BN,CN,QN, | G3756, | C1312,LY,AY,FY,CCY,F92, | D6,DTY, | MN, | WS
| 1503 | 7787 | 05E25G10H12D07M01W04 | 1503 | W130,R30,S0,IN,BN,CN,QN,G3430,C1312,LY,AY,FY,CCY,F92,D6,DTY,MN,WS | 14.7 | 0.03 | 0.65 | 9.23 | 24.61 | 98.81% | 34.76% | 1 | 6243.252 | 5762.6875 | 0.15556 | 289.1884 | 308.07 | 1.4 | 223.557 | 142.59 | Walls:R13,Roof:R30,SlabEdge:R0,Infiltration:No,RadBarrier:No,CoolRoof:No,InsQuality:No | Window:0.34 U/0.30 SHGC | AirCond:13/12,ChargeLight:Yes,AirFlowTest:Yes,FanEnergyTest:Yes,MaxCoolCap:Yes,Furnace:0.92 | Duct:R6.0,DuctTest:Yes | Mass:Std | Dhw:60% EF with 50% solar | E25 | G10 | H12 | D07 | M01 | W04 | 0 | 318.5 | 1444.1875 | 480.5645 | 0 | 4000 | W130,R30,S0,IN,BN,CN,QN, | G3430, | C1312,LY,AY,FY,CCY,F92, | D6,DTY, | MN, | WS
| 1083 | 7367 | 05E23G09H07D07M01W03 | 1083 | W194,R49,S7,IY,BY,CY,QY,G3756,C1310,LN,AN,FN,CCN,F80,D6,DTY,MN,WT | 5.42 | 0.36 | 0.65 | 12.73 | 19.16 | 85.77% | 49.2% | 2 | 6244.4364 | 5763.8719 | 0.31111 | 211.2511 | 240.87 | 1.2444 | 301.4943 | 209.79 | Walls:R19+R4 foam,Roof:R49,SlabEdge:R7,Infiltration:Test 3.2 SLA,RadBarrier:Yes,CoolRoof:Yes,InsQuality:Yes | Window:0.37 U/0.56 SHGC | AirCond:13/10,ChargeLight:No,AirFlowTest:No,FanEnergyTest:No,MaxCoolCap:No,Furnace:0.8 | Duct:R6.0,DuctTest:Yes | Mass:Std | Dhw:84% EF Tankless | E23 | G09 | H07 | D07 | M01 | W03 | 4307.8719 | 318.5 | 0 | 480.5645 | 0 | 1137.5 | W194,R49,S7,IY,BY,CY,QY, | G3756, | C1310,LN,AN,FN,CCN,F80, | D6,DTY, | MN, | WT
| 1138 | 7422 | 05E23G10H07D07M01W03 | 1138 | W194,R49,S7,IY,BY,CY,QY,G3430,C1310,LN,AN,FN,CCN,F80,D6,DTY,MN,WT | 10.22 | 0 | 0.65 | 12.73 | 23.6 | 100% | 37.43% | 2 | 6244.4364 | 5763.8719 | 0 | 256.3727 | 299.46 | 1.5556 | 256.3727 | 151.2 | Walls:R19+R4 foam,Roof:R49,SlabEdge:R7,Infiltration:Test 3.2 SLA,RadBarrier:Yes,CoolRoof:Yes,InsQuality:Yes | Window:0.34 U/0.30 SHGC | AirCond:13/10,ChargeLight:No,AirFlowTest:No,FanEnergyTest:No,MaxCoolCap:No,Furnace:0.8 | Duct:R6.0,DuctTest:Yes | Mass:Std | Dhw:84% EF Tankless | E23 | G10 | H07 | D07 | M01 | W03 | 4307.8719 | 318.5 | 0 | 480.5645 | 0 | 1137.5 | W194,R49,S7,IY,BY,CY,QY, | G3430, | C1310,LN,AN,FN,CCN,F80, | D6,DTY, | MN, | WT
| 535 | 6819 | 05E19G12H07D07M02W02 | 535 | W134,R38,S0,IN,BY,CN,QN,G4965,C1310,LN,AN,FN,CCN,F80,D6,DTY,MY,WY | 9.84 | 0.48 | 0.65 | 17.5 | 28.47 | 81.03% | 24.52% | 1 | 6260.5014 | 5779.9369 | 0.54444 | 285.0864 | 360.36 | 1.0111 | 227.659 | 90.3 | Walls:R13+R4 foam,Roof:R38,SlabEdge:R0,Infiltration:No,RadBarrier:Yes,CoolRoof:No,InsQuality:No | Window:0.49 U/0.65 SHGC | AirCond:13/10,ChargeLight:No,AirFlowTest:No,FanEnergyTest:No,MaxCoolCap:No,Furnace:0.8 | Duct:R6.0,DuctTest:Yes | Mass:40% Exposed | Dhw:62% EF | E19 | G12 | H07 | D07 | M02 | W02 | 895.6869 | 159.25 | 0 | 480.5645 | 4725 | 0 | W134,R38,S0,IN,BY,CN,QN, | G4965, | C1310,LN,AN,FN,CCN,F80, | D6,DTY, | MY, | WY
| 238 | 6522 | 05E17G12H12D07M01W04 | 238 | W130,R38,S0,IN,BN,CN,QN,G4965,C1312,LY,AY,FY,CCY,F92,D6,DTY,MN,WS | 10.8 | 1.45 | 0.65 | 9.23 | 22.13 | 42.69% | 41.33% | 2 | 6267.752 | 5787.1875 | 1.0111 | 338.412 | 259.35 | 0.54444 | 174.3334 | 191.31 | Walls:R13,Roof:R38,SlabEdge:R0,Infiltration:No,RadBarrier:No,CoolRoof:No,InsQuality:No | Window:0.49 U/0.65 SHGC | AirCond:13/12,ChargeLight:Yes,AirFlowTest:Yes,FanEnergyTest:Yes,MaxCoolCap:Yes,Furnace:0.92 | Duct:R6.0,DuctTest:Yes | Mass:Std | Dhw:60% EF with 50% solar | E17 | G12 | H12 | D07 | M01 | W04 | 183.75 | 159.25 | 1444.1875 | 480.5645 | 0 | 4000 | W130,R38,S0,IN,BN,CN,QN, | G4965, | C1312,LY,AY,FY,CCY,F92, | D6,DTY, | MN, | WS
| 1040 | 7324 | 05E22G12H09D05M01W03 | 1040 | W134,R49,S0,IY,BY,CY,QY,G4965,C1310,LN,AN,FN,CCN,F96,D8,DTY,MN,WT | 6.65 | 0.66 | 0.65 | 12.73 | 20.69 | 73.91% | 45.15% | 2 | 6271.9711 | 5791.4067 | 0.62222 | 268.6786 | 254.52 | 0.93333 | 244.0668 | 196.14 | Walls:R13+R4 foam,Roof:R49,SlabEdge:R0,Infiltration:Test 3.2 SLA,RadBarrier:Yes,CoolRoof:Yes,InsQuality:Yes | Window:0.49 U/0.65 SHGC | AirCond:13/10,ChargeLight:No,AirFlowTest:No,FanEnergyTest:No,MaxCoolCap:No,Furnace:0.96 | Duct:R8.0,DuctTest:Yes | Mass:Std | Dhw:84% EF Tankless | E22 | G12 | H09 | D05 | M01 | W03 | 3007.9369 | 159.25 | 1365 | 602.2842 | 0 | 1137.5 | W134,R49,S0,IY,BY,CY,QY, | G4965, | C1310,LN,AN,FN,CCN,F96, | D8,DTY, | MN, | WT
| 1389 | 7673 | 05E24G12H12D05M01W02 | 1389 | W190,R49,S7,IY,BY,CY,QY,G4965,C1312,LY,AY,FY,CCY,F92,D8,DTY,MN,WY | 6.09 | 0.65 | 0.65 | 17.5 | 24.89 | 74.31% | 34.01% | 1 | 6284.0005 | 5803.436 | 0.54444 | 225.608 | 316.47 | 1.0111 | 287.1374 | 134.19 | Walls:R19,Roof:R49,SlabEdge:R7,Infiltration:Test 3.2 SLA,RadBarrier:Yes,CoolRoof:Yes,InsQuality:Yes | Window:0.49 U/0.65 SHGC | AirCond:13/12,ChargeLight:Yes,AirFlowTest:Yes,FanEnergyTest:Yes,MaxCoolCap:Yes,Furnace:0.92 | Duct:R8.0,DuctTest:Yes | Mass:Std | Dhw:62% EF | E24 | G12 | H12 | D05 | M01 | W02 | 4078.2787 | 159.25 | 1444.1875 | 602.2842 | 0 | 0 | W190,R49,S7,IY,BY,CY,QY, | G4965, | C1312,LY,AY,FY,CCY,F92, | D8,DTY, | MN, | WY
| 910 | 7194 | 05E21G12H14D07M01W04 | 910 | W134,R38,S0,IY,BN,CN,QY,G4965,C1512,LY,AN,FN,CCN,F80,D6,DTY,MN,WS | 7.98 | 1.14 | 0.65 | 9.23 | 19 | 54.94% | 49.63% | 2 | 6291.2826 | 5810.7182 | 0.77778 | 303.5453 | 223.02 | 0.77778 | 209.2001 | 227.64 | Walls:R13+R4 foam,Roof:R38,SlabEdge:R0,Infiltration:Test 3.2 SLA,RadBarrier:No,CoolRoof:No,InsQuality:Yes | Window:0.49 U/0.65 SHGC | AirCond:15/12,ChargeLight:Yes,AirFlowTest:No,FanEnergyTest:No,MaxCoolCap:No,Furnace:0.8 | Duct:R6.0,DuctTest:Yes | Mass:Std | Dhw:60% EF with 50% solar | E21 | G12 | H14 | D07 | M01 | W04 | 871.8432 | 159.25 | 779.625 | 480.5645 | 0 | 4000 | W134,R38,S0,IY,BN,CN,QY, | G4965, | C1512,LY,AN,FN,CCN,F80, | D6,DTY, | MN, | WS
| 86 | 6370 | 05E05G09H14D07M02W02 | 86 | W130,R30,S0,IN,BN,CN,QN,G3756,C1512,LY,AN,FN,CCN,F80,D6,DTY,MY,WY | 11.47 | 0.67 | 0.65 | 17.5 | 30.29 | 73.52% | 19.7% | 1 | 6303.6895 | 5823.125 | 0.62222 | 324.0551 | 379.89 | 0.93333 | 188.6903 | 70.77 | Walls:R13,Roof:R30,SlabEdge:R0,Infiltration:No,RadBarrier:No,CoolRoof:No,InsQuality:No | Window:0.37 U/0.56 SHGC | AirCond:15/12,ChargeLight:Yes,AirFlowTest:No,FanEnergyTest:No,MaxCoolCap:No,Furnace:0.8 | Duct:R6.0,DuctTest:Yes | Mass:40% Exposed | Dhw:62% EF | E05 | G09 | H14 | D07 | M02 | W02 | 0 | 318.5 | 779.625 | 480.5645 | 4725 | 0 | W130,R30,S0,IN,BN,CN,QN, | G3756, | C1512,LY,AN,FN,CCN,F80, | D6,DTY, | MY, | WY
| 1461 | 7745 | 05E25G09H14D07M02W02 | 1461 | W130,R30,S0,IN,BN,CN,QN,G3756,C1512,LY,AN,FN,CCN,F80,D6,DTY,MY,WY | 11.47 | 0.67 | 0.65 | 17.5 | 30.29 | 73.52% | 19.7% | 1 | 6303.6895 | 5823.125 | 0.62222 | 324.0551 | 379.89 | 0.93333 | 188.6903 | 70.77 | Walls:R13,Roof:R30,SlabEdge:R0,Infiltration:No,RadBarrier:No,CoolRoof:No,InsQuality:No | Window:0.37 U/0.56 SHGC | AirCond:15/12,ChargeLight:Yes,AirFlowTest:No,FanEnergyTest:No,MaxCoolCap:No,Furnace:0.8 | Duct:R6.0,DuctTest:Yes | Mass:40% Exposed | Dhw:62% EF | E25 | G09 | H14 | D07 | M02 | W02 | 0 | 318.5 | 779.625 | 480.5645 | 4725 | 0 | W130,R30,S0,IN,BN,CN,QN, | G3756, | C1512,LY,AN,FN,CCN,F80, | D6,DTY, | MY, | WY
| 1516 | 7800 | 05E25G10H14D07M02W02 | 1516 | W130,R30,S0,IN,BN,CN,QN,G3430,C1512,LY,AN,FN,CCN,F80,D6,DTY,MY,WY | 16.63 | 0.02 | 0.65 | 17.5 | 34.8 | 99.21% | 7.741% | 0 | 6303.6895 | 5823.125 | 0.077778 | 356.8708 | 443.31 | 1.4778 | 155.8746 | 7.35 | Walls:R13,Roof:R30,SlabEdge:R0,Infiltration:No,RadBarrier:No,CoolRoof:No,InsQuality:No | Window:0.34 U/0.30 SHGC | AirCond:15/12,ChargeLight:Yes,AirFlowTest:No,FanEnergyTest:No,MaxCoolCap:No,Furnace:0.8 | Duct:R6.0,DuctTest:Yes | Mass:40% Exposed | Dhw:62% EF | E25 | G10 | H14 | D07 | M02 | W02 | 0 | 318.5 | 779.625 | 480.5645 | 4725 | 0 | W130,R30,S0,IN,BN,CN,QN, | G3430, | C1512,LY,AN,FN,CCN,F80, | D6,DTY, | MY, | WY
| 1386 | 7670 | 05E24G12H11D07M01W03 | 1386 | W190,R49,S7,IY,BY,CY,QY,G4965,C1312,LY,AN,FN,CCN,F80,D6,DTY,MN,WT | 7.19 | 0.8 | 0.65 | 12.73 | 21.37 | 68.38% | 43.35% | 2 | 6305.3432 | 5824.7788 | 0.62222 | 268.6786 | 262.08 | 0.93333 | 244.0668 | 188.58 | Walls:R19,Roof:R49,SlabEdge:R7,Infiltration:Test 3.2 SLA,RadBarrier:Yes,CoolRoof:Yes,InsQuality:Yes | Window:0.49 U/0.65 SHGC | AirCond:13/12,ChargeLight:Yes,AirFlowTest:No,FanEnergyTest:No,MaxCoolCap:No,Furnace:0.8 | Duct:R6.0,DuctTest:Yes | Mass:Std | Dhw:84% EF Tankless | E24 | G12 | H11 | D07 | M01 | W03 | 4078.2787 | 159.25 | 449.75 | 480.5645 | 0 | 1137.5 | W190,R49,S7,IY,BY,CY,QY, | G4965, | C1312,LY,AN,FN,CCN,F80, | D6,DTY, | MN, | WT
| 1213 | 7497 | 05E23G12H10D07M01W03 | 1213 | W194,R49,S7,IY,BY,CY,QY,G4965,C1311,LY,AN,FN,CCN,F80,D6,DTY,MN,WT | 6.08 | 0.74 | 0.65 | 12.73 | 20.2 | 70.75% | 46.45% | 2 | 6307.4364 | 5826.8719 | 0.54444 | 248.1688 | 248.64 | 1.0111 | 264.5766 | 202.02 | Walls:R19+R4 foam,Roof:R49,SlabEdge:R7,Infiltration:Test 3.2 SLA,RadBarrier:Yes,CoolRoof:Yes,InsQuality:Yes | Window:0.49 U/0.65 SHGC | AirCond:13/11,ChargeLight:Yes,AirFlowTest:No,FanEnergyTest:No,MaxCoolCap:No,Furnace:0.8 | Duct:R6.0,DuctTest:Yes | Mass:Std | Dhw:84% EF Tankless | E23 | G12 | H10 | D07 | M01 | W03 | 4307.8719 | 159.25 | 222.25 | 480.5645 | 0 | 1137.5 | W194,R49,S7,IY,BY,CY,QY, | G4965, | C1311,LY,AN,FN,CCN,F80, | D6,DTY, | MN, | WT
| 932 | 7216 | 05E22G09H09D07M01W03 | 932 | W134,R49,S0,IY,BY,CY,QY,G3756,C1310,LN,AN,FN,CCN,F96,D6,DTY,MN,WT | 6.27 | 0.28 | 0.65 | 12.73 | 19.93 | 88.93% | 47.16% | 2 | 6309.5014 | 5828.9369 | 0.31111 | 233.8119 | 250.11 | 1.2444 | 278.9335 | 200.55 | Walls:R13+R4 foam,Roof:R49,SlabEdge:R0,Infiltration:Test 3.2 SLA,RadBarrier:Yes,CoolRoof:Yes,InsQuality:Yes | Window:0.37 U/0.56 SHGC | AirCond:13/10,ChargeLight:No,AirFlowTest:No,FanEnergyTest:No,MaxCoolCap:No,Furnace:0.96 | Duct:R6.0,DuctTest:Yes | Mass:Std | Dhw:84% EF Tankless | E22 | G09 | H09 | D07 | M01 | W03 | 3007.9369 | 318.5 | 1365 | 480.5645 | 0 | 1137.5 | W134,R49,S0,IY,BY,CY,QY, | G3756, | C1310,LN,AN,FN,CCN,F96, | D6,DTY, | MN, | WT
| 987 | 7271 | 05E22G10H09D07M01W03 | 987 | W134,R49,S0,IY,BY,CY,QY,G3430,C1310,LN,AN,FN,CCN,F96,D6,DTY,MN,WT | 10.68 | 0 | 0.65 | 12.73 | 24.06 | 100% | 36.21% | 2 | 6309.5014 | 5828.9369 | 0 | 293.2904 | 303.03 | 1.5556 | 219.455 | 147.63 | Walls:R13+R4 foam,Roof:R49,SlabEdge:R0,Infiltration:Test 3.2 SLA,RadBarrier:Yes,CoolRoof:Yes,InsQuality:Yes | Window:0.34 U/0.30 SHGC | AirCond:13/10,ChargeLight:No,AirFlowTest:No,FanEnergyTest:No,MaxCoolCap:No,Furnace:0.96 | Duct:R6.0,DuctTest:Yes | Mass:Std | Dhw:84% EF Tankless | E22 | G10 | H09 | D07 | M01 | W03 | 3007.9369 | 318.5 | 1365 | 480.5645 | 0 | 1137.5 | W134,R49,S0,IY,BY,CY,QY, | G3430, | C1310,LN,AN,FN,CCN,F96, | D6,DTY, | MN, | WT
| 1206 | 7490 | 05E23G12H09D07M01W02 | 1206 | W194,R49,S7,IY,BY,CY,QY,G4965,C1310,LN,AN,FN,CCN,F96,D6,DTY,MN,WY | 5.15 | 0.79 | 0.65 | 17.5 | 24.09 | 68.77% | 36.13% | 2 | 6312.6864 | 5832.1219 | 0.62222 | 252.2707 | 303.03 | 0.93333 | 260.4747 | 147.63 | Walls:R19+R4 foam,Roof:R49,SlabEdge:R7,Infiltration:Test 3.2 SLA,RadBarrier:Yes,CoolRoof:Yes,InsQuality:Yes | Window:0.49 U/0.65 SHGC | AirCond:13/10,ChargeLight:No,AirFlowTest:No,FanEnergyTest:No,MaxCoolCap:No,Furnace:0.96 | Duct:R6.0,DuctTest:Yes | Mass:Std | Dhw:62% EF | E23 | G12 | H09 | D07 | M01 | W02 | 4307.8719 | 159.25 | 1365 | 480.5645 | 0 | 0 | W194,R49,S7,IY,BY,CY,QY, | G4965, | C1310,LN,AN,FN,CCN,F96, | D6,DTY, | MN, | WY
| 580 | 6864 | 05E19G12H14D07M01W04 | 580 | W134,R38,S0,IN,BY,CN,QN,G4965,C1512,LY,AN,FN,CCN,F80,D6,DTY,MN,WS | 10.34 | 0.65 | 0.65 | 9.23 | 20.87 | 74.31% | 44.67% | 2 | 6315.1264 | 5834.5619 | 0.62222 | 305.5962 | 251.79 | 0.93333 | 207.1491 | 198.87 | Walls:R13+R4 foam,Roof:R38,SlabEdge:R0,Infiltration:No,RadBarrier:Yes,CoolRoof:No,InsQuality:No | Window:0.49 U/0.65 SHGC | AirCond:15/12,ChargeLight:Yes,AirFlowTest:No,FanEnergyTest:No,MaxCoolCap:No,Furnace:0.8 | Duct:R6.0,DuctTest:Yes | Mass:Std | Dhw:60% EF with 50% solar | E19 | G12 | H14 | D07 | M01 | W04 | 895.6869 | 159.25 | 779.625 | 480.5645 | 0 | 4000 | W134,R38,S0,IN,BY,CN,QN, | G4965, | C1512,LY,AN,FN,CCN,F80, | D6,DTY, | MN, | WS
| 1281 | 7565 | 05E24G09H12D07M01W02 | 1281 | W190,R49,S7,IY,BY,CY,QY,G3756,C1312,LY,AY,FY,CCY,F92,D6,DTY,MN,WY | 5.66 | 0.32 | 0.65 | 17.5 | 24.13 | 87.35% | 36.03% | 2 | 6321.5307 | 5840.9663 | 0.31111 | 194.8432 | 311.43 | 1.2444 | 317.9021 | 139.23 | Walls:R19,Roof:R49,SlabEdge:R7,Infiltration:Test 3.2 SLA,RadBarrier:Yes,CoolRoof:Yes,InsQuality:Yes | Window:0.37 U/0.56 SHGC | AirCond:13/12,ChargeLight:Yes,AirFlowTest:Yes,FanEnergyTest:Yes,MaxCoolCap:Yes,Furnace:0.92 | Duct:R6.0,DuctTest:Yes | Mass:Std | Dhw:62% EF | E24 | G09 | H12 | D07 | M01 | W02 | 4078.2787 | 318.5 | 1444.1875 | 480.5645 | 0 | 0 | W190,R49,S7,IY,BY,CY,QY, | G3756, | C1312,LY,AY,FY,CCY,F92, | D6,DTY, | MN, | WY
| 1336 | 7620 | 05E24G10H12D07M01W02 | 1336 | W190,R49,S7,IY,BY,CY,QY,G3430,C1312,LY,AY,FY,CCY,F92,D6,DTY,MN,WY | 9.96 | 0 | 0.65 | 17.5 | 28.11 | 100% | 25.48% | 1 | 6321.5307 | 5840.9663 | 0 | 225.608 | 364.77 | 1.5556 | 287.1374 | 85.89 | Walls:R19,Roof:R49,SlabEdge:R7,Infiltration:Test 3.2 SLA,RadBarrier:Yes,CoolRoof:Yes,InsQuality:Yes | Window:0.34 U/0.30 SHGC | AirCond:13/12,ChargeLight:Yes,AirFlowTest:Yes,FanEnergyTest:Yes,MaxCoolCap:Yes,Furnace:0.92 | Duct:R6.0,DuctTest:Yes | Mass:Std | Dhw:62% EF | E24 | G10 | H12 | D07 | M01 | W02 | 4078.2787 | 318.5 | 1444.1875 | 480.5645 | 0 | 0 | W190,R49,S7,IY,BY,CY,QY, | G3430, | C1312,LY,AY,FY,CCY,F92, | D6,DTY, | MN, | WY
| 251 | 6535 | 05E17G12H14D07M02W02 | 251 | W130,R38,S0,IN,BN,CN,QN,G4965,C1512,LY,AN,FN,CCN,F80,D6,DTY,MY,WY | 11.76 | 1.01 | 0.65 | 17.5 | 30.92 | 60.08% | 18.03% | 1 | 6328.1895 | 5847.625 | 0.77778 | 352.7688 | 383.46 | 0.77778 | 159.9766 | 67.2 | Walls:R13,Roof:R38,SlabEdge:R0,Infiltration:No,RadBarrier:No,CoolRoof:No,InsQuality:No | Window:0.49 U/0.65 SHGC | AirCond:15/12,ChargeLight:Yes,AirFlowTest:No,FanEnergyTest:No,MaxCoolCap:No,Furnace:0.8 | Duct:R6.0,DuctTest:Yes | Mass:40% Exposed | Dhw:62% EF | E17 | G12 | H14 | D07 | M02 | W02 | 183.75 | 159.25 | 779.625 | 480.5645 | 4725 | 0 | W130,R38,S0,IN,BN,CN,QN, | G4965, | C1512,LY,AN,FN,CCN,F80, | D6,DTY, | MY, | WY
| 1355 | 7639 | 05E24G12H07D06M01W02 | 1355 | W190,R49,S7,IY,BY,CY,QY,G4965,C1310,LN,AN,FN,CCN,F80,DC,DTY,MN,WY | 6.28 | 0.76 | 0.65 | 17.5 | 25.19 | 69.96% | 33.22% | 1 | 6347.2652 | 5866.7007 | 0.62222 | 254.3217 | 317.73 | 0.93333 | 258.4237 | 132.93 | Walls:R19,Roof:R49,SlabEdge:R7,Infiltration:Test 3.2 SLA,RadBarrier:Yes,CoolRoof:Yes,InsQuality:Yes | Window:0.49 U/0.65 SHGC | AirCond:13/10,ChargeLight:No,AirFlowTest:No,FanEnergyTest:No,MaxCoolCap:No,Furnace:0.8 | Duct:Conditioned Space,DuctTest:Yes | Mass:Std | Dhw:62% EF | E24 | G12 | H07 | D06 | M01 | W02 | 4078.2787 | 159.25 | 0 | 2109.7365 | 0 | 0 | W190,R49,S7,IY,BY,CY,QY, | G4965, | C1310,LN,AN,FN,CCN,F80, | DC,DTY, | MN, | WY
| 108 | 6392 | 05E17G09H09D07M01W04 | 108 | W130,R38,S0,IN,BN,CN,QN,G3756,C1310,LN,AN,FN,CCN,F96,D6,DTY,MN,WS | 9.86 | 1.08 | 0.65 | 9.23 | 20.82 | 57.31% | 44.8% | 2 | 6347.8145 | 5867.25 | 0.93333 | 354.8198 | 244.23 | 0.62222 | 157.9256 | 206.43 | Walls:R13,Roof:R38,SlabEdge:R0,Infiltration:No,RadBarrier:No,CoolRoof:No,InsQuality:No | Window:0.37 U/0.56 SHGC | AirCond:13/10,ChargeLight:No,AirFlowTest:No,FanEnergyTest:No,MaxCoolCap:No,Furnace:0.96 | Duct:R6.0,DuctTest:Yes | Mass:Std | Dhw:60% EF with 50% solar | E17 | G09 | H09 | D07 | M01 | W04 | 183.75 | 318.5 | 1365 | 480.5645 | 0 | 4000 | W130,R38,S0,IN,BN,CN,QN, | G3756, | C1310,LN,AN,FN,CCN,F96, | D6,DTY, | MN, | WS
| 163 | 6447 | 05E17G10H09D07M01W04 | 163 | W130,R38,S0,IN,BN,CN,QN,G3430,C1310,LN,AN,FN,CCN,F96,D6,DTY,MN,WS | 14.09 | 0.03 | 0.65 | 9.23 | 24 | 98.81% | 36.37% | 2 | 6347.8145 | 5867.25 | 0.077778 | 356.8708 | 295.26 | 1.4778 | 155.8746 | 155.4 | Walls:R13,Roof:R38,SlabEdge:R0,Infiltration:No,RadBarrier:No,CoolRoof:No,InsQuality:No | Window:0.34 U/0.30 SHGC | AirCond:13/10,ChargeLight:No,AirFlowTest:No,FanEnergyTest:No,MaxCoolCap:No,Furnace:0.96 | Duct:R6.0,DuctTest:Yes | Mass:Std | Dhw:60% EF with 50% solar | E17 | G10 | H09 | D07 | M01 | W04 | 183.75 | 318.5 | 1365 | 480.5645 | 0 | 4000 | W130,R38,S0,IN,BN,CN,QN, | G3430, | C1310,LN,AN,FN,CCN,F96, | D6,DTY, | MN, | WS
| 1060 | 7344 | 05E22G12H12D05M01W03 | 1060 | W134,R49,S0,IY,BY,CY,QY,G4965,C1312,LY,AY,FY,CCY,F92,D8,DTY,MN,WT | 6.83 | 0.51 | 0.65 | 12.73 | 20.72 | 79.84% | 45.07% | 2 | 6351.1586 | 5870.5942 | 0.46667 | 223.557 | 259.14 | 1.0889 | 289.1884 | 191.52 | Walls:R13+R4 foam,Roof:R49,SlabEdge:R0,Infiltration:Test 3.2 SLA,RadBarrier:Yes,CoolRoof:Yes,InsQuality:Yes | Window:0.49 U/0.65 SHGC | AirCond:13/12,ChargeLight:Yes,AirFlowTest:Yes,FanEnergyTest:Yes,MaxCoolCap:Yes,Furnace:0.92 | Duct:R8.0,DuctTest:Yes | Mass:Std | Dhw:84% EF Tankless | E22 | G12 | H12 | D05 | M01 | W03 | 3007.9369 | 159.25 | 1444.1875 | 602.2842 | 0 | 1137.5 | W134,R49,S0,IY,BY,CY,QY, | G4965, | C1312,LY,AY,FY,CCY,F92, | D8,DTY, | MN, | WT
| 762 | 7046 | 05E21G09H08D07M01W04 | 762 | W134,R38,S0,IY,BN,CN,QY,G3756,C1310,LN,AN,FN,CCN,F92,D6,DTY,MN,WS | 6.4 | 0.78 | 0.65 | 9.23 | 17.06 | 69.17% | 54.77% | 2 | 6353.4076 | 5872.8432 | 0.62222 | 270.7296 | 203.07 | 0.93333 | 242.0158 | 247.59 | Walls:R13+R4 foam,Roof:R38,SlabEdge:R0,Infiltration:Test 3.2 SLA,RadBarrier:No,CoolRoof:No,InsQuality:Yes | Window:0.37 U/0.56 SHGC | AirCond:13/10,ChargeLight:No,AirFlowTest:No,FanEnergyTest:No,MaxCoolCap:No,Furnace:0.92 | Duct:R6.0,DuctTest:Yes | Mass:Std | Dhw:60% EF with 50% solar | E21 | G09 | H08 | D07 | M01 | W04 | 871.8432 | 318.5 | 682.5 | 480.5645 | 0 | 4000 | W134,R38,S0,IY,BN,CN,QY, | G3756, | C1310,LN,AN,FN,CCN,F92, | D6,DTY, | MN, | WS
| 817 | 7101 | 05E21G10H08D07M01W04 | 817 | W134,R38,S0,IY,BN,CN,QY,G3430,C1310,LN,AN,FN,CCN,F92,D6,DTY,MN,WS | 10.56 | 0.01 | 0.65 | 9.23 | 20.45 | 99.6% | 45.78% | 2 | 6353.4076 | 5872.8432 | 0 | 283.0355 | 253.26 | 1.5556 | 229.7099 | 197.4 | Walls:R13+R4 foam,Roof:R38,SlabEdge:R0,Infiltration:Test 3.2 SLA,RadBarrier:No,CoolRoof:No,InsQuality:Yes | Window:0.34 U/0.30 SHGC | AirCond:13/10,ChargeLight:No,AirFlowTest:No,FanEnergyTest:No,MaxCoolCap:No,Furnace:0.92 | Duct:R6.0,DuctTest:Yes | Mass:Std | Dhw:60% EF with 50% solar | E21 | G10 | H08 | D07 | M01 | W04 | 871.8432 | 318.5 | 682.5 | 480.5645 | 0 | 4000 | W134,R38,S0,IY,BN,CN,QY, | G3430, | C1310,LN,AN,FN,CCN,F92, | D6,DTY, | MN, | WS
| 1266 | 7550 | 05E24G09H10D05M01W03 | 1266 | W190,R49,S7,IY,BY,CY,QY,G3756,C1311,LY,AN,FN,CCN,F80,D8,DTY,MN,WT | 6.34 | 0.38 | 0.65 | 12.73 | 20.1 | 84.98% | 46.71% | 2 | 6358.813 | 5878.2485 | 0.38889 | 225.608 | 252 | 1.1667 | 287.1374 | 198.66 | Walls:R19,Roof:R49,SlabEdge:R7,Infiltration:Test 3.2 SLA,RadBarrier:Yes,CoolRoof:Yes,InsQuality:Yes | Window:0.37 U/0.56 SHGC | AirCond:13/11,ChargeLight:Yes,AirFlowTest:No,FanEnergyTest:No,MaxCoolCap:No,Furnace:0.8 | Duct:R8.0,DuctTest:Yes | Mass:Std | Dhw:84% EF Tankless | E24 | G09 | H10 | D05 | M01 | W03 | 4078.2787 | 318.5 | 222.25 | 602.2842 | 0 | 1137.5 | W190,R49,S7,IY,BY,CY,QY, | G3756, | C1311,LY,AN,FN,CCN,F80, | D8,DTY, | MN, | WT
| 1321 | 7605 | 05E24G10H10D05M01W03 | 1321 | W190,R49,S7,IY,BY,CY,QY,G3430,C1311,LY,AN,FN,CCN,F80,D8,DTY,MN,WT | 11.16 | 0 | 0.65 | 12.73 | 24.54 | 100% | 34.94% | 1 | 6358.813 | 5878.2485 | 0 | 270.7296 | 311.01 | 1.5556 | 242.0158 | 139.65 | Walls:R19,Roof:R49,SlabEdge:R7,Infiltration:Test 3.2 SLA,RadBarrier:Yes,CoolRoof:Yes,InsQuality:Yes | Window:0.34 U/0.30 SHGC | AirCond:13/11,ChargeLight:Yes,AirFlowTest:No,FanEnergyTest:No,MaxCoolCap:No,Furnace:0.8 | Duct:R8.0,DuctTest:Yes | Mass:Std | Dhw:84% EF Tankless | E24 | G10 | H10 | D05 | M01 | W03 | 4078.2787 | 318.5 | 222.25 | 602.2842 | 0 | 1137.5 | W190,R49,S7,IY,BY,CY,QY, | G3430, | C1311,LY,AN,FN,CCN,F80, | D8,DTY, | MN, | WT
| 1259 | 7543 | 05E24G09H09D05M01W02 | 1259 | W190,R49,S7,IY,BY,CY,QY,G3756,C1310,LN,AN,FN,CCN,F96,D8,DTY,MN,WY | 5.38 | 0.4 | 0.65 | 17.5 | 23.93 | 84.19% | 36.56% | 2 | 6364.063 | 5883.4985 | 0.38889 | 227.659 | 305.76 | 1.1667 | 285.0864 | 144.9 | Walls:R19,Roof:R49,SlabEdge:R7,Infiltration:Test 3.2 SLA,RadBarrier:Yes,CoolRoof:Yes,InsQuality:Yes | Window:0.37 U/0.56 SHGC | AirCond:13/10,ChargeLight:No,AirFlowTest:No,FanEnergyTest:No,MaxCoolCap:No,Furnace:0.96 | Duct:R8.0,DuctTest:Yes | Mass:Std | Dhw:62% EF | E24 | G09 | H09 | D05 | M01 | W02 | 4078.2787 | 318.5 | 1365 | 602.2842 | 0 | 0 | W190,R49,S7,IY,BY,CY,QY, | G3756, | C1310,LN,AN,FN,CCN,F96, | D8,DTY, | MN, | WY
| 1314 | 7598 | 05E24G10H09D05M01W02 | 1314 | W190,R49,S7,IY,BY,CY,QY,G3430,C1310,LN,AN,FN,CCN,F96,D8,DTY,MN,WY | 9.46 | 0 | 0.65 | 17.5 | 27.61 | 100% | 26.8% | 1 | 6364.063 | 5883.4985 | 0 | 270.7296 | 354.9 | 1.5556 | 242.0158 | 95.76 | Walls:R19,Roof:R49,SlabEdge:R7,Infiltration:Test 3.2 SLA,RadBarrier:Yes,CoolRoof:Yes,InsQuality:Yes | Window:0.34 U/0.30 SHGC | AirCond:13/10,ChargeLight:No,AirFlowTest:No,FanEnergyTest:No,MaxCoolCap:No,Furnace:0.96 | Duct:R8.0,DuctTest:Yes | Mass:Std | Dhw:62% EF | E24 | G10 | H09 | D05 | M01 | W02 | 4078.2787 | 318.5 | 1365 | 602.2842 | 0 | 0 | W190,R49,S7,IY,BY,CY,QY, | G3430, | C1310,LN,AN,FN,CCN,F96, | D8,DTY, | MN, | WY
| 1079 | 7363 | 05E23G09H07D05M01W03 | 1079 | W194,R49,S7,IY,BY,CY,QY,G3756,C1310,LN,AN,FN,CCN,F80,D8,DTY,MN,WT | 5.27 | 0.36 | 0.65 | 12.73 | 19.01 | 85.77% | 49.6% | 2 | 6366.1561 | 5885.5917 | 0.31111 | 207.1491 | 239.19 | 1.2444 | 305.5962 | 211.47 | Walls:R19+R4 foam,Roof:R49,SlabEdge:R7,Infiltration:Test 3.2 SLA,RadBarrier:Yes,CoolRoof:Yes,InsQuality:Yes | Window:0.37 U/0.56 SHGC | AirCond:13/10,ChargeLight:No,AirFlowTest:No,FanEnergyTest:No,MaxCoolCap:No,Furnace:0.8 | Duct:R8.0,DuctTest:Yes | Mass:Std | Dhw:84% EF Tankless | E23 | G09 | H07 | D05 | M01 | W03 | 4307.8719 | 318.5 | 0 | 602.2842 | 0 | 1137.5 | W194,R49,S7,IY,BY,CY,QY, | G3756, | C1310,LN,AN,FN,CCN,F80, | D8,DTY, | MN, | WT
| 1134 | 7418 | 05E23G10H07D05M01W03 | 1134 | W194,R49,S7,IY,BY,CY,QY,G3430,C1310,LN,AN,FN,CCN,F80,D8,DTY,MN,WT | 9.94 | 0 | 0.65 | 12.73 | 23.32 | 100% | 38.18% | 2 | 6366.1561 | 5885.5917 | 0 | 250.2197 | 296.1 | 1.5556 | 262.5256 | 154.56 | Walls:R19+R4 foam,Roof:R49,SlabEdge:R7,Infiltration:Test 3.2 SLA,RadBarrier:Yes,CoolRoof:Yes,InsQuality:Yes | Window:0.34 U/0.30 SHGC | AirCond:13/10,ChargeLight:No,AirFlowTest:No,FanEnergyTest:No,MaxCoolCap:No,Furnace:0.8 | Duct:R8.0,DuctTest:Yes | Mass:Std | Dhw:84% EF Tankless | E23 | G10 | H07 | D05 | M01 | W03 | 4307.8719 | 318.5 | 0 | 602.2842 | 0 | 1137.5 | W194,R49,S7,IY,BY,CY,QY, | G3430, | C1310,LN,AN,FN,CCN,F80, | D8,DTY, | MN, | WT
| 610 | 6894 | 05E20G09H10D07M02W02 | 610 | W134,R38,S0,IY,BN,CN,QN,G3756,C1311,LY,AN,FN,CCN,F80,D6,DTY,MY,WY | 8.24 | 0.47 | 0.65 | 17.5 | 26.86 | 81.42% | 28.79% | 1 | 6366.1576 | 5885.5932 | 0.46667 | 260.4747 | 341.04 | 1.0889 | 252.2707 | 109.62 | Walls:R13+R4 foam,Roof:R38,SlabEdge:R0,Infiltration:Test 3.2 SLA,RadBarrier:No,CoolRoof:No,InsQuality:No | Window:0.37 U/0.56 SHGC | AirCond:13/11,ChargeLight:Yes,AirFlowTest:No,FanEnergyTest:No,MaxCoolCap:No,Furnace:0.8 | Duct:R6.0,DuctTest:Yes | Mass:40% Exposed | Dhw:62% EF | E20 | G09 | H10 | D07 | M02 | W02 | 619.8432 | 318.5 | 222.25 | 480.5645 | 4725 | 0 | W134,R38,S0,IY,BN,CN,QN, | G3756, | C1311,LY,AN,FN,CCN,F80, | D6,DTY, | MY, | WY
| 665 | 6949 | 05E20G10H10D07M02W02 | 665 | W134,R38,S0,IY,BN,CN,QN,G3430,C1311,LY,AN,FN,CCN,F80,D6,DTY,MY,WY | 13.33 | 0 | 0.65 | 17.5 | 31.48 | 100% | 16.54% | 1 | 6366.1576 | 5885.5932 | 0 | 303.5453 | 402.99 | 1.5556 | 209.2001 | 47.67 | Walls:R13+R4 foam,Roof:R38,SlabEdge:R0,Infiltration:Test 3.2 SLA,RadBarrier:No,CoolRoof:No,InsQuality:No | Window:0.34 U/0.30 SHGC | AirCond:13/11,ChargeLight:Yes,AirFlowTest:No,FanEnergyTest:No,MaxCoolCap:No,Furnace:0.8 | Duct:R6.0,DuctTest:Yes | Mass:40% Exposed | Dhw:62% EF | E20 | G10 | H10 | D07 | M02 | W02 | 619.8432 | 318.5 | 222.25 | 480.5645 | 4725 | 0 | W134,R38,S0,IY,BN,CN,QN, | G3430, | C1311,LY,AN,FN,CCN,F80, | D6,DTY, | MY, | WY
| 432 | 6716 | 05E19G09H08D07M01W04 | 432 | W134,R38,S0,IN,BY,CN,QN,G3756,C1310,LN,AN,FN,CCN,F92,D6,DTY,MN,WS | 8.51 | 0.34 | 0.65 | 9.23 | 18.73 | 86.56% | 50.34% | 2 | 6377.2514 | 5896.6869 | 0.46667 | 272.7805 | 228.48 | 1.0889 | 239.9648 | 222.18 | Walls:R13+R4 foam,Roof:R38,SlabEdge:R0,Infiltration:No,RadBarrier:Yes,CoolRoof:No,InsQuality:No | Window:0.37 U/0.56 SHGC | AirCond:13/10,ChargeLight:No,AirFlowTest:No,FanEnergyTest:No,MaxCoolCap:No,Furnace:0.92 | Duct:R6.0,DuctTest:Yes | Mass:Std | Dhw:60% EF with 50% solar | E19 | G09 | H08 | D07 | M01 | W04 | 895.6869 | 318.5 | 682.5 | 480.5645 | 0 | 4000 | W134,R38,S0,IN,BY,CN,QN, | G3756, | C1310,LN,AN,FN,CCN,F92, | D6,DTY, | MN, | WS
| 487 | 6771 | 05E19G10H08D07M01W04 | 487 | W134,R38,S0,IN,BY,CN,QN,G3430,C1310,LN,AN,FN,CCN,F92,D6,DTY,MN,WS | 13.2 | 0 | 0.65 | 9.23 | 23.08 | 100% | 38.81% | 2 | 6377.2514 | 5896.6869 | 0 | 330.208 | 285.39 | 1.5556 | 182.5374 | 165.27 | Walls:R13+R4 foam,Roof:R38,SlabEdge:R0,Infiltration:No,RadBarrier:Yes,CoolRoof:No,InsQuality:No | Window:0.34 U/0.30 SHGC | AirCond:13/10,ChargeLight:No,AirFlowTest:No,FanEnergyTest:No,MaxCoolCap:No,Furnace:0.92 | Duct:R6.0,DuctTest:Yes | Mass:Std | Dhw:60% EF with 50% solar | E19 | G10 | H08 | D07 | M01 | W04 | 895.6869 | 318.5 | 682.5 | 480.5645 | 0 | 4000 | W134,R38,S0,IN,BY,CN,QN, | G3430, | C1310,LN,AN,FN,CCN,F92, | D6,DTY, | MN, | WS
| 288 | 6572 | 05E18G09H11D07M02W02 | 288 | W134,R38,S0,IN,BN,CN,QN,G3756,C1312,LY,AN,FN,CCN,F80,D6,DTY,MY,WY | 8.74 | 0.46 | 0.65 | 17.5 | 27.35 | 81.82% | 27.49% | 1 | 6387.1576 | 5906.5932 | 0.46667 | 268.6786 | 346.92 | 1.0889 | 244.0668 | 103.74 | Walls:R13+R4 foam,Roof:R38,SlabEdge:R0,Infiltration:No,RadBarrier:No,CoolRoof:No,InsQuality:No | Window:0.37 U/0.56 SHGC | AirCond:13/12,ChargeLight:Yes,AirFlowTest:No,FanEnergyTest:No,MaxCoolCap:No,Furnace:0.8 | Duct:R6.0,DuctTest:Yes | Mass:40% Exposed | Dhw:62% EF | E18 | G09 | H11 | D07 | M02 | W02 | 413.3432 | 318.5 | 449.75 | 480.5645 | 4725 | 0 | W134,R38,S0,IN,BN,CN,QN, | G3756, | C1312,LY,AN,FN,CCN,F80, | D6,DTY, | MY, | WY
| 343 | 6627 | 05E18G10H11D07M02W02 | 343 | W134,R38,S0,IN,BN,CN,QN,G3430,C1312,LY,AN,FN,CCN,F80,D6,DTY,MY,WY | 13.9 | 0 | 0.65 | 17.5 | 32.05 | 100% | 15.03% | 1 | 6387.1576 | 5906.5932 | 0 | 311.7492 | 409.92 | 1.5556 | 200.9962 | 40.74 | Walls:R13+R4 foam,Roof:R38,SlabEdge:R0,Infiltration:No,RadBarrier:No,CoolRoof:No,InsQuality:No | Window:0.34 U/0.30 SHGC | AirCond:13/12,ChargeLight:Yes,AirFlowTest:No,FanEnergyTest:No,MaxCoolCap:No,Furnace:0.8 | Duct:R6.0,DuctTest:Yes | Mass:40% Exposed | Dhw:62% EF | E18 | G10 | H11 | D07 | M02 | W02 | 413.3432 | 318.5 | 449.75 | 480.5645 | 4725 | 0 | W134,R38,S0,IN,BN,CN,QN, | G3430, | C1312,LY,AN,FN,CCN,F80, | D6,DTY, | MY, | WY
| 952 | 7236 | 05E22G09H12D07M01W03 | 952 | W134,R49,S0,IY,BY,CY,QY,G3756,C1312,LY,AY,FY,CCY,F92,D6,DTY,MN,WT | 6.44 | 0.22 | 0.65 | 12.73 | 20.04 | 91.3% | 46.87% | 2 | 6388.6889 | 5908.1244 | 0.23333 | 198.9452 | 254.31 | 1.3222 | 313.8002 | 196.35 | Walls:R13+R4 foam,Roof:R49,SlabEdge:R0,Infiltration:Test 3.2 SLA,RadBarrier:Yes,CoolRoof:Yes,InsQuality:Yes | Window:0.37 U/0.56 SHGC | AirCond:13/12,ChargeLight:Yes,AirFlowTest:Yes,FanEnergyTest:Yes,MaxCoolCap:Yes,Furnace:0.92 | Duct:R6.0,DuctTest:Yes | Mass:Std | Dhw:84% EF Tankless | E22 | G09 | H12 | D07 | M01 | W03 | 3007.9369 | 318.5 | 1444.1875 | 480.5645 | 0 | 1137.5 | W134,R49,S0,IY,BY,CY,QY, | G3756, | C1312,LY,AY,FY,CCY,F92, | D6,DTY, | MN, | WT
| 1007 | 7291 | 05E22G10H12D07M01W03 | 1007 | W134,R49,S0,IY,BY,CY,QY,G3430,C1312,LY,AY,FY,CCY,F92,D6,DTY,MN,WT | 10.96 | 0 | 0.65 | 12.73 | 24.34 | 100% | 35.47% | 2 | 6388.6889 | 5908.1244 | 0 | 239.9648 | 310.59 | 1.5556 | 272.7805 | 140.07 | Walls:R13+R4 foam,Roof:R49,SlabEdge:R0,Infiltration:Test 3.2 SLA,RadBarrier:Yes,CoolRoof:Yes,InsQuality:Yes | Window:0.34 U/0.30 SHGC | AirCond:13/12,ChargeLight:Yes,AirFlowTest:Yes,FanEnergyTest:Yes,MaxCoolCap:Yes,Furnace:0.92 | Duct:R6.0,DuctTest:Yes | Mass:Std | Dhw:84% EF Tankless | E22 | G10 | H12 | D07 | M01 | W03 | 3007.9369 | 318.5 | 1444.1875 | 480.5645 | 0 | 1137.5 | W134,R49,S0,IY,BY,CY,QY, | G3430, | C1312,LY,AY,FY,CCY,F92, | D6,DTY, | MN, | WT
| 103 | 6387 | 05E17G09H08D07M02W02 | 103 | W130,R38,S0,IN,BN,CN,QN,G3756,C1310,LN,AN,FN,CCN,F92,D6,DTY,MY,WY | 9.79 | 0.66 | 0.65 | 17.5 | 28.6 | 73.91% | 24.18% | 1 | 6390.3145 | 5909.75 | 0.7 | 317.9021 | 358.47 | 0.85556 | 194.8432 | 92.19 | Walls:R13,Roof:R38,SlabEdge:R0,Infiltration:No,RadBarrier:No,CoolRoof:No,InsQuality:No | Window:0.37 U/0.56 SHGC | AirCond:13/10,ChargeLight:No,AirFlowTest:No,FanEnergyTest:No,MaxCoolCap:No,Furnace:0.92 | Duct:R6.0,DuctTest:Yes | Mass:40% Exposed | Dhw:62% EF | E17 | G09 | H08 | D07 | M02 | W02 | 183.75 | 318.5 | 682.5 | 480.5645 | 4725 | 0 | W130,R38,S0,IN,BN,CN,QN, | G3756, | C1310,LN,AN,FN,CCN,F92, | D6,DTY, | MY, | WY
| 158 | 6442 | 05E17G10H08D07M02W02 | 158 | W130,R38,S0,IN,BN,CN,QN,G3430,C1310,LN,AN,FN,CCN,F92,D6,DTY,MY,WY | 14.43 | 0.01 | 0.65 | 17.5 | 32.59 | 99.6% | 13.6% | 0 | 6390.3145 | 5909.75 | 0 | 352.7688 | 414.54 | 1.5556 | 159.9766 | 36.12 | Walls:R13,Roof:R38,SlabEdge:R0,Infiltration:No,RadBarrier:No,CoolRoof:No,InsQuality:No | Window:0.34 U/0.30 SHGC | AirCond:13/10,ChargeLight:No,AirFlowTest:No,FanEnergyTest:No,MaxCoolCap:No,Furnace:0.92 | Duct:R6.0,DuctTest:Yes | Mass:40% Exposed | Dhw:62% EF | E17 | G10 | H08 | D07 | M02 | W02 | 183.75 | 318.5 | 682.5 | 480.5645 | 4725 | 0 | W130,R38,S0,IN,BN,CN,QN, | G3430, | C1310,LN,AN,FN,CCN,F92, | D6,DTY, | MY, | WY
| 1226 | 7510 | 05E23G12H12D07M01W02 | 1226 | W194,R49,S7,IY,BY,CY,QY,G4965,C1312,LY,AY,FY,CCY,F92,D6,DTY,MN,WY | 5.27 | 0.61 | 0.65 | 17.5 | 24.03 | 75.89% | 36.29% | 2 | 6391.8739 | 5911.3094 | 0.46667 | 213.3021 | 306.6 | 1.0889 | 299.4433 | 144.06 | Walls:R19+R4 foam,Roof:R49,SlabEdge:R7,Infiltration:Test 3.2 SLA,RadBarrier:Yes,CoolRoof:Yes,InsQuality:Yes | Window:0.49 U/0.65 SHGC | AirCond:13/12,ChargeLight:Yes,AirFlowTest:Yes,FanEnergyTest:Yes,MaxCoolCap:Yes,Furnace:0.92 | Duct:R6.0,DuctTest:Yes | Mass:Std | Dhw:62% EF | E23 | G12 | H12 | D07 | M01 | W02 | 4307.8719 | 159.25 | 1444.1875 | 480.5645 | 0 | 0 | W194,R49,S7,IY,BY,CY,QY, | G4965, | C1312,LY,AY,FY,CCY,F92, | D6,DTY, | MN, | WY
| 755 | 7039 | 05E21G09H07D07M02W02 | 755 | W134,R38,S0,IY,BN,CN,QY,G3756,C1310,LN,AN,FN,CCN,F80,D6,DTY,MY,WY | 6.91 | 0.47 | 0.65 | 17.5 | 25.53 | 81.42% | 32.32% | 1 | 6395.9076 | 5915.3432 | 0.38889 | 239.9648 | 324.87 | 1.1667 | 272.7805 | 125.79 | Walls:R13+R4 foam,Roof:R38,SlabEdge:R0,Infiltration:Test 3.2 SLA,RadBarrier:No,CoolRoof:No,InsQuality:Yes | Window:0.37 U/0.56 SHGC | AirCond:13/10,ChargeLight:No,AirFlowTest:No,FanEnergyTest:No,MaxCoolCap:No,Furnace:0.8 | Duct:R6.0,DuctTest:Yes | Mass:40% Exposed | Dhw:62% EF | E21 | G09 | H07 | D07 | M02 | W02 | 871.8432 | 318.5 | 0 | 480.5645 | 4725 | 0 | W134,R38,S0,IY,BN,CN,QY, | G3756, | C1310,LN,AN,FN,CCN,F80, | D6,DTY, | MY, | WY
| 810 | 7094 | 05E21G10H07D07M02W02 | 810 | W134,R38,S0,IY,BN,CN,QY,G3430,C1310,LN,AN,FN,CCN,F80,D6,DTY,MY,WY | 11.84 | 0 | 0.65 | 17.5 | 29.99 | 100% | 20.49% | 1 | 6395.9076 | 5915.3432 | 0 | 278.9335 | 384.93 | 1.5556 | 233.8119 | 65.73 | Walls:R13+R4 foam,Roof:R38,SlabEdge:R0,Infiltration:Test 3.2 SLA,RadBarrier:No,CoolRoof:No,InsQuality:Yes | Window:0.34 U/0.30 SHGC | AirCond:13/10,ChargeLight:No,AirFlowTest:No,FanEnergyTest:No,MaxCoolCap:No,Furnace:0.8 | Duct:R6.0,DuctTest:Yes | Mass:40% Exposed | Dhw:62% EF | E21 | G10 | H07 | D07 | M02 | W02 | 871.8432 | 318.5 | 0 | 480.5645 | 4725 | 0 | W134,R38,S0,IY,BN,CN,QY, | G3430, | C1310,LN,AN,FN,CCN,F80, | D6,DTY, | MY, | WY
| 1564 | 7848 | 05E25G12H13D07M01W04 | 1564 | W130,R30,S0,IN,BN,CN,QN,G4965,C1512,LY,AY,FY,CCY,F92,D6,DTY,MN,WS | 11.15 | 1.44 | 0.65 | 9.23 | 22.47 | 43.08% | 40.43% | 2 | 6413.877 | 5933.3125 | 1.0111 | 342.5139 | 263.76 | 0.54444 | 170.2315 | 186.9 | Walls:R13,Roof:R30,SlabEdge:R0,Infiltration:No,RadBarrier:No,CoolRoof:No,InsQuality:No | Window:0.49 U/0.65 SHGC | AirCond:15/12,ChargeLight:Yes,AirFlowTest:Yes,FanEnergyTest:Yes,MaxCoolCap:Yes,Furnace:0.92 | Duct:R6.0,DuctTest:Yes | Mass:Std | Dhw:60% EF with 50% solar | E25 | G12 | H13 | D07 | M01 | W04 | 0 | 159.25 | 1774.0625 | 480.5645 | 0 | 4000 | W130,R30,S0,IN,BN,CN,QN, | G4965, | C1512,LY,AY,FY,CCY,F92, | D6,DTY, | MN, | WS
| 1026 | 7310 | 05E22G12H07D06M01W03 | 1026 | W134,R49,S0,IY,BY,CY,QY,G4965,C1310,LN,AN,FN,CCN,F80,DC,DTY,MN,WT | 7.08 | 0.6 | 0.65 | 12.73 | 21.06 | 76.28% | 44.17% | 2 | 6414.4234 | 5933.8589 | 0.54444 | 254.3217 | 261.03 | 1.0111 | 258.4237 | 189.63 | Walls:R13+R4 foam,Roof:R49,SlabEdge:R0,Infiltration:Test 3.2 SLA,RadBarrier:Yes,CoolRoof:Yes,InsQuality:Yes | Window:0.49 U/0.65 SHGC | AirCond:13/10,ChargeLight:No,AirFlowTest:No,FanEnergyTest:No,MaxCoolCap:No,Furnace:0.8 | Duct:Conditioned Space,DuctTest:Yes | Mass:Std | Dhw:84% EF Tankless | E22 | G12 | H07 | D06 | M01 | W03 | 3007.9369 | 159.25 | 0 | 2109.7365 | 0 | 1137.5 | W134,R49,S0,IY,BY,CY,QY, | G4965, | C1310,LN,AN,FN,CCN,F80, | DC,DTY, | MN, | WT
| 383 | 6667 | 05E18G12H09D07M01W04 | 383 | W134,R38,S0,IN,BN,CN,QN,G4965,C1310,LN,AN,FN,CCN,F96,D6,DTY,MN,WS | 8.4 | 1.48 | 0.65 | 9.23 | 19.76 | 41.5% | 47.61% | 2 | 6418.1576 | 5937.5932 | 1.0889 | 356.8708 | 226.59 | 0.46667 | 155.8746 | 224.07 | Walls:R13+R4 foam,Roof:R38,SlabEdge:R0,Infiltration:No,RadBarrier:No,CoolRoof:No,InsQuality:No | Window:0.49 U/0.65 SHGC | AirCond:13/10,ChargeLight:No,AirFlowTest:No,FanEnergyTest:No,MaxCoolCap:No,Furnace:0.96 | Duct:R6.0,DuctTest:Yes | Mass:Std | Dhw:60% EF with 50% solar | E18 | G12 | H09 | D07 | M01 | W04 | 413.3432 | 159.25 | 1365 | 480.5645 | 0 | 4000 | W134,R38,S0,IN,BN,CN,QN, | G4965, | C1310,LN,AN,FN,CCN,F96, | D6,DTY, | MN, | WS
| 425 | 6709 | 05E19G09H07D07M02W02 | 425 | W134,R38,S0,IN,BY,CN,QN,G3756,C1310,LN,AN,FN,CCN,F80,D6,DTY,MY,WY | 9.29 | 0.18 | 0.65 | 17.5 | 27.62 | 92.89% | 26.78% | 1 | 6419.7514 | 5939.1869 | 0.23333 | 256.3727 | 353.85 | 1.3222 | 256.3727 | 96.81 | Walls:R13+R4 foam,Roof:R38,SlabEdge:R0,Infiltration:No,RadBarrier:Yes,CoolRoof:No,InsQuality:No | Window:0.37 U/0.56 SHGC | AirCond:13/10,ChargeLight:No,AirFlowTest:No,FanEnergyTest:No,MaxCoolCap:No,Furnace:0.8 | Duct:R6.0,DuctTest:Yes | Mass:40% Exposed | Dhw:62% EF | E19 | G09 | H07 | D07 | M02 | W02 | 895.6869 | 318.5 | 0 | 480.5645 | 4725 | 0 | W134,R38,S0,IN,BY,CN,QN, | G3756, | C1310,LN,AN,FN,CCN,F80, | D6,DTY, | MY, | WY
| 480 | 6764 | 05E19G10H07D07M02W02 | 480 | W134,R38,S0,IN,BY,CN,QN,G3430,C1310,LN,AN,FN,CCN,F80,D6,DTY,MY,WY | 14.86 | 0 | 0.65 | 17.5 | 33.01 | 100% | 12.49% | 0 | 6419.7514 | 5939.1869 | 0 | 328.157 | 421.89 | 1.5556 | 184.5883 | 28.77 | Walls:R13+R4 foam,Roof:R38,SlabEdge:R0,Infiltration:No,RadBarrier:Yes,CoolRoof:No,InsQuality:No | Window:0.34 U/0.30 SHGC | AirCond:13/10,ChargeLight:No,AirFlowTest:No,FanEnergyTest:No,MaxCoolCap:No,Furnace:0.8 | Duct:R6.0,DuctTest:Yes | Mass:40% Exposed | Dhw:62% EF | E19 | G10 | H07 | D07 | M02 | W02 | 895.6869 | 318.5 | 0 | 480.5645 | 4725 | 0 | W134,R38,S0,IN,BY,CN,QN, | G3430, | C1310,LN,AN,FN,CCN,F80, | D6,DTY, | MY, | WY
| 128 | 6412 | 05E17G09H12D07M01W04 | 128 | W130,R38,S0,IN,BN,CN,QN,G3756,C1312,LY,AY,FY,CCY,F92,D6,DTY,MN,WS | 10.12 | 0.84 | 0.65 | 9.23 | 20.84 | 66.8% | 44.75% | 2 | 6427.002 | 5946.4375 | 0.7 | 289.1884 | 251.16 | 0.85556 | 223.557 | 199.5 | Walls:R13,Roof:R38,SlabEdge:R0,Infiltration:No,RadBarrier:No,CoolRoof:No,InsQuality:No | Window:0.37 U/0.56 SHGC | AirCond:13/12,ChargeLight:Yes,AirFlowTest:Yes,FanEnergyTest:Yes,MaxCoolCap:Yes,Furnace:0.92 | Duct:R6.0,DuctTest:Yes | Mass:Std | Dhw:60% EF with 50% solar | E17 | G09 | H12 | D07 | M01 | W04 | 183.75 | 318.5 | 1444.1875 | 480.5645 | 0 | 4000 | W130,R38,S0,IN,BN,CN,QN, | G3756, | C1312,LY,AY,FY,CCY,F92, | D6,DTY, | MN, | WS
| 183 | 6467 | 05E17G10H12D07M01W04 | 183 | W130,R38,S0,IN,BN,CN,QN,G3430,C1312,LY,AY,FY,CCY,F92,D6,DTY,MN,WS | 14.46 | 0.03 | 0.65 | 9.23 | 24.37 | 98.81% | 35.39% | 2 | 6427.002 | 5946.4375 | 0.077778 | 287.1374 | 305.13 | 1.4778 | 225.608 | 145.53 | Walls:R13,Roof:R38,SlabEdge:R0,Infiltration:No,RadBarrier:No,CoolRoof:No,InsQuality:No | Window:0.34 U/0.30 SHGC | AirCond:13/12,ChargeLight:Yes,AirFlowTest:Yes,FanEnergyTest:Yes,MaxCoolCap:Yes,Furnace:0.92 | Duct:R6.0,DuctTest:Yes | Mass:Std | Dhw:60% EF with 50% solar | E17 | G10 | H12 | D07 | M01 | W04 | 183.75 | 318.5 | 1444.1875 | 480.5645 | 0 | 4000 | W130,R38,S0,IN,BN,CN,QN, | G3430, | C1312,LY,AY,FY,CCY,F92, | D6,DTY, | MN, | WS
| 1382 | 7666 | 05E24G12H11D05M01W03 | 1382 | W190,R49,S7,IY,BY,CY,QY,G4965,C1312,LY,AN,FN,CCN,F80,D8,DTY,MN,WT | 7 | 0.78 | 0.65 | 12.73 | 21.16 | 69.17% | 43.9% | 2 | 6427.063 | 5946.4985 | 0.62222 | 264.5766 | 259.98 | 0.93333 | 248.1688 | 190.68 | Walls:R19,Roof:R49,SlabEdge:R7,Infiltration:Test 3.2 SLA,RadBarrier:Yes,CoolRoof:Yes,InsQuality:Yes | Window:0.49 U/0.65 SHGC | AirCond:13/12,ChargeLight:Yes,AirFlowTest:No,FanEnergyTest:No,MaxCoolCap:No,Furnace:0.8 | Duct:R8.0,DuctTest:Yes | Mass:Std | Dhw:84% EF Tankless | E24 | G12 | H11 | D05 | M01 | W03 | 4078.2787 | 159.25 | 449.75 | 602.2842 | 0 | 1137.5 | W190,R49,S7,IY,BY,CY,QY, | G4965, | C1312,LY,AN,FN,CCN,F80, | D8,DTY, | MN, | WT
| 1211 | 7495 | 05E23G12H10D05M01W03 | 1211 | W194,R49,S7,IY,BY,CY,QY,G4965,C1311,LY,AN,FN,CCN,F80,D8,DTY,MN,WT | 5.91 | 0.72 | 0.65 | 12.73 | 20.01 | 71.54% | 46.95% | 2 | 6429.1561 | 5948.5917 | 0.54444 | 244.0668 | 246.75 | 1.0111 | 268.6786 | 203.91 | Walls:R19+R4 foam,Roof:R49,SlabEdge:R7,Infiltration:Test 3.2 SLA,RadBarrier:Yes,CoolRoof:Yes,InsQuality:Yes | Window:0.49 U/0.65 SHGC | AirCond:13/11,ChargeLight:Yes,AirFlowTest:No,FanEnergyTest:No,MaxCoolCap:No,Furnace:0.8 | Duct:R8.0,DuctTest:Yes | Mass:Std | Dhw:84% EF Tankless | E23 | G12 | H10 | D05 | M01 | W03 | 4307.8719 | 159.25 | 222.25 | 602.2842 | 0 | 1137.5 | W194,R49,S7,IY,BY,CY,QY, | G4965, | C1311,LY,AN,FN,CCN,F80, | D8,DTY, | MN, | WT
| 930 | 7214 | 05E22G09H09D05M01W03 | 930 | W134,R49,S0,IY,BY,CY,QY,G3756,C1310,LN,AN,FN,CCN,F96,D8,DTY,MN,WT | 6.11 | 0.28 | 0.65 | 12.73 | 19.77 | 88.93% | 47.59% | 2 | 6431.2211 | 5950.6567 | 0.31111 | 231.7609 | 248.22 | 1.2444 | 280.9845 | 202.44 | Walls:R13+R4 foam,Roof:R49,SlabEdge:R0,Infiltration:Test 3.2 SLA,RadBarrier:Yes,CoolRoof:Yes,InsQuality:Yes | Window:0.37 U/0.56 SHGC | AirCond:13/10,ChargeLight:No,AirFlowTest:No,FanEnergyTest:No,MaxCoolCap:No,Furnace:0.96 | Duct:R8.0,DuctTest:Yes | Mass:Std | Dhw:84% EF Tankless | E22 | G09 | H09 | D05 | M01 | W03 | 3007.9369 | 318.5 | 1365 | 602.2842 | 0 | 1137.5 | W134,R49,S0,IY,BY,CY,QY, | G3756, | C1310,LN,AN,FN,CCN,F96, | D8,DTY, | MN, | WT
| 985 | 7269 | 05E22G10H09D05M01W03 | 985 | W134,R49,S0,IY,BY,CY,QY,G3430,C1310,LN,AN,FN,CCN,F96,D8,DTY,MN,WT | 10.42 | 0 | 0.65 | 12.73 | 23.8 | 100% | 36.9% | 2 | 6431.2211 | 5950.6567 | 0 | 287.1374 | 300.09 | 1.5556 | 225.608 | 150.57 | Walls:R13+R4 foam,Roof:R49,SlabEdge:R0,Infiltration:Test 3.2 SLA,RadBarrier:Yes,CoolRoof:Yes,InsQuality:Yes | Window:0.34 U/0.30 SHGC | AirCond:13/10,ChargeLight:No,AirFlowTest:No,FanEnergyTest:No,MaxCoolCap:No,Furnace:0.96 | Duct:R8.0,DuctTest:Yes | Mass:Std | Dhw:84% EF Tankless | E22 | G10 | H09 | D05 | M01 | W03 | 3007.9369 | 318.5 | 1365 | 602.2842 | 0 | 1137.5 | W134,R49,S0,IY,BY,CY,QY, | G3430, | C1310,LN,AN,FN,CCN,F96, | D8,DTY, | MN, | WT
| 1204 | 7488 | 05E23G12H09D05M01W02 | 1204 | W194,R49,S7,IY,BY,CY,QY,G4965,C1310,LN,AN,FN,CCN,F96,D8,DTY,MN,WY | 5.01 | 0.78 | 0.65 | 17.5 | 23.94 | 69.17% | 36.53% | 2 | 6434.4061 | 5953.8417 | 0.54444 | 248.1688 | 301.35 | 1.0111 | 264.5766 | 149.31 | Walls:R19+R4 foam,Roof:R49,SlabEdge:R7,Infiltration:Test 3.2 SLA,RadBarrier:Yes,CoolRoof:Yes,InsQuality:Yes | Window:0.49 U/0.65 SHGC | AirCond:13/10,ChargeLight:No,AirFlowTest:No,FanEnergyTest:No,MaxCoolCap:No,Furnace:0.96 | Duct:R8.0,DuctTest:Yes | Mass:Std | Dhw:62% EF | E23 | G12 | H09 | D05 | M01 | W02 | 4307.8719 | 159.25 | 1365 | 602.2842 | 0 | 0 | W194,R49,S7,IY,BY,CY,QY, | G4965, | C1310,LN,AN,FN,CCN,F96, | D8,DTY, | MN, | WY
| 728 | 7012 | 05E20G12H11D07M02W02 | 728 | W134,R38,S0,IY,BN,CN,QN,G4965,C1312,LY,AN,FN,CCN,F80,D6,DTY,MY,WY | 8.86 | 0.94 | 0.65 | 17.5 | 27.95 | 62.85% | 25.9% | 1 | 6434.4076 | 5953.8432 | 0.77778 | 305.5962 | 348.39 | 0.77778 | 207.1491 | 102.27 | Walls:R13+R4 foam,Roof:R38,SlabEdge:R0,Infiltration:Test 3.2 SLA,RadBarrier:No,CoolRoof:No,InsQuality:No | Window:0.49 U/0.65 SHGC | AirCond:13/12,ChargeLight:Yes,AirFlowTest:No,FanEnergyTest:No,MaxCoolCap:No,Furnace:0.8 | Duct:R6.0,DuctTest:Yes | Mass:40% Exposed | Dhw:62% EF | E20 | G12 | H11 | D07 | M02 | W02 | 619.8432 | 159.25 | 449.75 | 480.5645 | 4725 | 0 | W134,R38,S0,IY,BN,CN,QN, | G4965, | C1312,LY,AN,FN,CCN,F80, | D6,DTY, | MY, | WY
| 1279 | 7563 | 05E24G09H12D05M01W02 | 1279 | W190,R49,S7,IY,BY,CY,QY,G3756,C1312,LY,AY,FY,CCY,F92,D8,DTY,MN,WY | 5.51 | 0.31 | 0.65 | 17.5 | 23.97 | 87.75% | 36.45% | 2 | 6443.2505 | 5962.686 | 0.31111 | 192.7923 | 309.54 | 1.2444 | 319.9531 | 141.12 | Walls:R19,Roof:R49,SlabEdge:R7,Infiltration:Test 3.2 SLA,RadBarrier:Yes,CoolRoof:Yes,InsQuality:Yes | Window:0.37 U/0.56 SHGC | AirCond:13/12,ChargeLight:Yes,AirFlowTest:Yes,FanEnergyTest:Yes,MaxCoolCap:Yes,Furnace:0.92 | Duct:R8.0,DuctTest:Yes | Mass:Std | Dhw:62% EF | E24 | G09 | H12 | D05 | M01 | W02 | 4078.2787 | 318.5 | 1444.1875 | 602.2842 | 0 | 0 | W190,R49,S7,IY,BY,CY,QY, | G3756, | C1312,LY,AY,FY,CCY,F92, | D8,DTY, | MN, | WY
| 1334 | 7618 | 05E24G10H12D05M01W02 | 1334 | W190,R49,S7,IY,BY,CY,QY,G3430,C1312,LY,AY,FY,CCY,F92,D8,DTY,MN,WY | 9.71 | 0 | 0.65 | 17.5 | 27.86 | 100% | 26.14% | 1 | 6443.2505 | 5962.686 | 0 | 223.557 | 361.62 | 1.5556 | 289.1884 | 89.04 | Walls:R19,Roof:R49,SlabEdge:R7,Infiltration:Test 3.2 SLA,RadBarrier:Yes,CoolRoof:Yes,InsQuality:Yes | Window:0.34 U/0.30 SHGC | AirCond:13/12,ChargeLight:Yes,AirFlowTest:Yes,FanEnergyTest:Yes,MaxCoolCap:Yes,Furnace:0.92 | Duct:R8.0,DuctTest:Yes | Mass:Std | Dhw:62% EF | E24 | G10 | H12 | D05 | M01 | W02 | 4078.2787 | 318.5 | 1444.1875 | 602.2842 | 0 | 0 | W190,R49,S7,IY,BY,CY,QY, | G3430, | C1312,LY,AY,FY,CCY,F92, | D8,DTY, | MN, | WY
| 800 | 7084 | 05E21G09H14D07M01W04 | 800 | W134,R38,S0,IY,BN,CN,QY,G3756,C1512,LY,AN,FN,CCN,F80,D6,DTY,MN,WS | 7.27 | 0.64 | 0.65 | 9.23 | 17.79 | 74.7% | 52.84% | 2 | 6450.5326 | 5969.9682 | 0.54444 | 258.4237 | 214.41 | 1.0111 | 254.3217 | 236.25 | Walls:R13+R4 foam,Roof:R38,SlabEdge:R0,Infiltration:Test 3.2 SLA,RadBarrier:No,CoolRoof:No,InsQuality:Yes | Window:0.37 U/0.56 SHGC | AirCond:15/12,ChargeLight:Yes,AirFlowTest:No,FanEnergyTest:No,MaxCoolCap:No,Furnace:0.8 | Duct:R6.0,DuctTest:Yes | Mass:Std | Dhw:60% EF with 50% solar | E21 | G09 | H14 | D07 | M01 | W04 | 871.8432 | 318.5 | 779.625 | 480.5645 | 0 | 4000 | W134,R38,S0,IY,BN,CN,QY, | G3756, | C1512,LY,AN,FN,CCN,F80, | D6,DTY, | MN, | WS
| 855 | 7139 | 05E21G10H14D07M01W04 | 855 | W134,R38,S0,IY,BN,CN,QY,G3430,C1512,LY,AN,FN,CCN,F80,D6,DTY,MN,WS | 11.99 | 0.01 | 0.65 | 9.23 | 21.88 | 99.6% | 41.99% | 2 | 6450.5326 | 5969.9682 | 0 | 283.0355 | 272.16 | 1.5556 | 229.7099 | 178.5 | Walls:R13+R4 foam,Roof:R38,SlabEdge:R0,Infiltration:Test 3.2 SLA,RadBarrier:No,CoolRoof:No,InsQuality:Yes | Window:0.34 U/0.30 SHGC | AirCond:15/12,ChargeLight:Yes,AirFlowTest:No,FanEnergyTest:No,MaxCoolCap:No,Furnace:0.8 | Duct:R6.0,DuctTest:Yes | Mass:Std | Dhw:60% EF with 50% solar | E21 | G10 | H14 | D07 | M01 | W04 | 871.8432 | 318.5 | 779.625 | 480.5645 | 0 | 4000 | W134,R38,S0,IY,BN,CN,QY, | G3430, | C1512,LY,AN,FN,CCN,F80, | D6,DTY, | MN, | WS
| 885 | 7169 | 05E21G12H10D07M02W02 | 885 | W134,R38,S0,IY,BN,CN,QY,G4965,C1311,LY,AN,FN,CCN,F80,D6,DTY,MY,WY | 7.51 | 0.88 | 0.65 | 17.5 | 26.54 | 65.22% | 29.64% | 1 | 6458.9076 | 5978.3432 | 0.7 | 280.9845 | 332.01 | 0.85556 | 231.7609 | 118.65 | Walls:R13+R4 foam,Roof:R38,SlabEdge:R0,Infiltration:Test 3.2 SLA,RadBarrier:No,CoolRoof:No,InsQuality:Yes | Window:0.49 U/0.65 SHGC | AirCond:13/11,ChargeLight:Yes,AirFlowTest:No,FanEnergyTest:No,MaxCoolCap:No,Furnace:0.8 | Duct:R6.0,DuctTest:Yes | Mass:40% Exposed | Dhw:62% EF | E21 | G12 | H10 | D07 | M02 | W02 | 871.8432 | 159.25 | 222.25 | 480.5645 | 4725 | 0 | W134,R38,S0,IY,BN,CN,QY, | G4965, | C1311,LY,AN,FN,CCN,F80, | D6,DTY, | MY, | WY
| 378 | 6662 | 05E18G12H08D07M02W02 | 378 | W134,R38,S0,IN,BN,CN,QN,G4965,C1310,LN,AN,FN,CCN,F92,D6,DTY,MY,WY | 8.24 | 1.01 | 0.65 | 17.5 | 27.4 | 60.08% | 27.36% | 1 | 6460.6576 | 5980.0932 | 0.77778 | 315.8512 | 339.78 | 0.77778 | 196.8942 | 110.88 | Walls:R13+R4 foam,Roof:R38,SlabEdge:R0,Infiltration:No,RadBarrier:No,CoolRoof:No,InsQuality:No | Window:0.49 U/0.65 SHGC | AirCond:13/10,ChargeLight:No,AirFlowTest:No,FanEnergyTest:No,MaxCoolCap:No,Furnace:0.92 | Duct:R6.0,DuctTest:Yes | Mass:40% Exposed | Dhw:62% EF | E18 | G12 | H08 | D07 | M02 | W02 | 413.3432 | 159.25 | 682.5 | 480.5645 | 4725 | 0 | W134,R38,S0,IN,BN,CN,QN, | G4965, | C1310,LN,AN,FN,CCN,F92, | D6,DTY, | MY, | WY
| 1276 | 7560 | 05E24G09H11D07M01W03 | 1276 | W190,R49,S7,IY,BY,CY,QY,G3756,C1312,LY,AN,FN,CCN,F80,D6,DTY,MN,WT | 6.51 | 0.38 | 0.65 | 12.73 | 20.27 | 84.98% | 46.26% | 2 | 6464.5932 | 5984.0288 | 0.38889 | 227.659 | 254.1 | 1.1667 | 285.0864 | 196.56 | Walls:R19,Roof:R49,SlabEdge:R7,Infiltration:Test 3.2 SLA,RadBarrier:Yes,CoolRoof:Yes,InsQuality:Yes | Window:0.37 U/0.56 SHGC | AirCond:13/12,ChargeLight:Yes,AirFlowTest:No,FanEnergyTest:No,MaxCoolCap:No,Furnace:0.8 | Duct:R6.0,DuctTest:Yes | Mass:Std | Dhw:84% EF Tankless | E24 | G09 | H11 | D07 | M01 | W03 | 4078.2787 | 318.5 | 449.75 | 480.5645 | 0 | 1137.5 | W190,R49,S7,IY,BY,CY,QY, | G3756, | C1312,LY,AN,FN,CCN,F80, | D6,DTY, | MN, | WT
| 1331 | 7615 | 05E24G10H11D07M01W03 | 1331 | W190,R49,S7,IY,BY,CY,QY,G3430,C1312,LY,AN,FN,CCN,F80,D6,DTY,MN,WT | 11.46 | 0 | 0.65 | 12.73 | 24.84 | 100% | 34.15% | 1 | 6464.5932 | 5984.0288 | 0 | 274.8315 | 314.58 | 1.5556 | 237.9139 | 136.08 | Walls:R19,Roof:R49,SlabEdge:R7,Infiltration:Test 3.2 SLA,RadBarrier:Yes,CoolRoof:Yes,InsQuality:Yes | Window:0.34 U/0.30 SHGC | AirCond:13/12,ChargeLight:Yes,AirFlowTest:No,FanEnergyTest:No,MaxCoolCap:No,Furnace:0.8 | Duct:R6.0,DuctTest:Yes | Mass:Std | Dhw:84% EF Tankless | E24 | G10 | H11 | D07 | M01 | W03 | 4078.2787 | 318.5 | 449.75 | 480.5645 | 0 | 1137.5 | W190,R49,S7,IY,BY,CY,QY, | G3430, | C1312,LY,AN,FN,CCN,F80, | D6,DTY, | MN, | WT
| 1103 | 7387 | 05E23G09H10D07M01W03 | 1103 | W194,R49,S7,IY,BY,CY,QY,G3756,C1311,LY,AN,FN,CCN,F80,D6,DTY,MN,WT | 5.42 | 0.34 | 0.65 | 12.73 | 19.14 | 86.56% | 49.26% | 2 | 6466.6864 | 5986.1219 | 0.31111 | 209.2001 | 240.87 | 1.2444 | 303.5453 | 209.79 | Walls:R19+R4 foam,Roof:R49,SlabEdge:R7,Infiltration:Test 3.2 SLA,RadBarrier:Yes,CoolRoof:Yes,InsQuality:Yes | Window:0.37 U/0.56 SHGC | AirCond:13/11,ChargeLight:Yes,AirFlowTest:No,FanEnergyTest:No,MaxCoolCap:No,Furnace:0.8 | Duct:R6.0,DuctTest:Yes | Mass:Std | Dhw:84% EF Tankless | E23 | G09 | H10 | D07 | M01 | W03 | 4307.8719 | 318.5 | 222.25 | 480.5645 | 0 | 1137.5 | W194,R49,S7,IY,BY,CY,QY, | G3756, | C1311,LY,AN,FN,CCN,F80, | D6,DTY, | MN, | WT
| 1158 | 7442 | 05E23G10H10D07M01W03 | 1158 | W194,R49,S7,IY,BY,CY,QY,G3430,C1311,LY,AN,FN,CCN,F80,D6,DTY,MN,WT | 10.22 | 0 | 0.65 | 12.73 | 23.6 | 100% | 37.43% | 2 | 6466.6864 | 5986.1219 | 0 | 256.3727 | 299.46 | 1.5556 | 256.3727 | 151.2 | Walls:R19+R4 foam,Roof:R49,SlabEdge:R7,Infiltration:Test 3.2 SLA,RadBarrier:Yes,CoolRoof:Yes,InsQuality:Yes | Window:0.34 U/0.30 SHGC | AirCond:13/11,ChargeLight:Yes,AirFlowTest:No,FanEnergyTest:No,MaxCoolCap:No,Furnace:0.8 | Duct:R6.0,DuctTest:Yes | Mass:Std | Dhw:84% EF Tankless | E23 | G10 | H10 | D07 | M01 | W03 | 4307.8719 | 318.5 | 222.25 | 480.5645 | 0 | 1137.5 | W194,R49,S7,IY,BY,CY,QY, | G3430, | C1311,LY,AN,FN,CCN,F80, | D6,DTY, | MN, | WT
| 1096 | 7380 | 05E23G09H09D07M01W02 | 1096 | W194,R49,S7,IY,BY,CY,QY,G3756,C1310,LN,AN,FN,CCN,F96,D6,DTY,MN,WY | 4.6 | 0.36 | 0.65 | 17.5 | 23.11 | 85.77% | 38.73% | 2 | 6471.9364 | 5991.3719 | 0.31111 | 211.2511 | 296.52 | 1.2444 | 301.4943 | 154.14 | Walls:R19+R4 foam,Roof:R49,SlabEdge:R7,Infiltration:Test 3.2 SLA,RadBarrier:Yes,CoolRoof:Yes,InsQuality:Yes | Window:0.37 U/0.56 SHGC | AirCond:13/10,ChargeLight:No,AirFlowTest:No,FanEnergyTest:No,MaxCoolCap:No,Furnace:0.96 | Duct:R6.0,DuctTest:Yes | Mass:Std | Dhw:62% EF | E23 | G09 | H09 | D07 | M01 | W02 | 4307.8719 | 318.5 | 1365 | 480.5645 | 0 | 0 | W194,R49,S7,IY,BY,CY,QY, | G3756, | C1310,LN,AN,FN,CCN,F96, | D6,DTY, | MN, | WY
| 1151 | 7435 | 05E23G10H09D07M01W02 | 1151 | W194,R49,S7,IY,BY,CY,QY,G3430,C1310,LN,AN,FN,CCN,F96,D6,DTY,MN,WY | 8.66 | 0 | 0.65 | 17.5 | 26.81 | 100% | 28.92% | 1 | 6471.9364 | 5991.3719 | 0 | 256.3727 | 345.24 | 1.5556 | 256.3727 | 105.42 | Walls:R19+R4 foam,Roof:R49,SlabEdge:R7,Infiltration:Test 3.2 SLA,RadBarrier:Yes,CoolRoof:Yes,InsQuality:Yes | Window:0.34 U/0.30 SHGC | AirCond:13/10,ChargeLight:No,AirFlowTest:No,FanEnergyTest:No,MaxCoolCap:No,Furnace:0.96 | Duct:R6.0,DuctTest:Yes | Mass:Std | Dhw:62% EF | E23 | G10 | H09 | D07 | M01 | W02 | 4307.8719 | 318.5 | 1365 | 480.5645 | 0 | 0 | W194,R49,S7,IY,BY,CY,QY, | G3430, | C1310,LN,AN,FN,CCN,F96, | D6,DTY, | MN, | WY
| 470 | 6754 | 05E19G09H14D07M01W04 | 470 | W134,R38,S0,IN,BY,CN,QN,G3756,C1512,LY,AN,FN,CCN,F80,D6,DTY,MN,WS | 9.67 | 0.28 | 0.65 | 9.23 | 19.83 | 88.93% | 47.43% | 2 | 6474.3764 | 5993.8119 | 0.38889 | 268.6786 | 243.6 | 1.1667 | 244.0668 | 207.06 | Walls:R13+R4 foam,Roof:R38,SlabEdge:R0,Infiltration:No,RadBarrier:Yes,CoolRoof:No,InsQuality:No | Window:0.37 U/0.56 SHGC | AirCond:15/12,ChargeLight:Yes,AirFlowTest:No,FanEnergyTest:No,MaxCoolCap:No,Furnace:0.8 | Duct:R6.0,DuctTest:Yes | Mass:Std | Dhw:60% EF with 50% solar | E19 | G09 | H14 | D07 | M01 | W04 | 895.6869 | 318.5 | 779.625 | 480.5645 | 0 | 4000 | W134,R38,S0,IN,BY,CN,QN, | G3756, | C1512,LY,AN,FN,CCN,F80, | D6,DTY, | MN, | WS
| 525 | 6809 | 05E19G10H14D07M01W04 | 525 | W134,R38,S0,IN,BY,CN,QN,G3430,C1512,LY,AN,FN,CCN,F80,D6,DTY,MN,WS | 14.99 | 0 | 0.65 | 9.23 | 24.87 | 100% | 34.07% | 1 | 6474.3764 | 5993.8119 | 0 | 330.208 | 308.91 | 1.5556 | 182.5374 | 141.75 | Walls:R13+R4 foam,Roof:R38,SlabEdge:R0,Infiltration:No,RadBarrier:Yes,CoolRoof:No,InsQuality:No | Window:0.34 U/0.30 SHGC | AirCond:15/12,ChargeLight:Yes,AirFlowTest:No,FanEnergyTest:No,MaxCoolCap:No,Furnace:0.8 | Duct:R6.0,DuctTest:Yes | Mass:Std | Dhw:60% EF with 50% solar | E19 | G10 | H14 | D07 | M01 | W04 | 895.6869 | 318.5 | 779.625 | 480.5645 | 0 | 4000 | W134,R38,S0,IN,BY,CN,QN, | G3430, | C1512,LY,AN,FN,CCN,F80, | D6,DTY, | MN, | WS
| 555 | 6839 | 05E19G12H10D07M02W02 | 555 | W134,R38,S0,IN,BY,CN,QN,G4965,C1311,LY,AN,FN,CCN,F80,D6,DTY,MY,WY | 9.84 | 0.45 | 0.65 | 17.5 | 28.44 | 82.21% | 24.6% | 1 | 6482.7514 | 6002.1869 | 0.46667 | 283.0355 | 360.36 | 1.0889 | 229.7099 | 90.3 | Walls:R13+R4 foam,Roof:R38,SlabEdge:R0,Infiltration:No,RadBarrier:Yes,CoolRoof:No,InsQuality:No | Window:0.49 U/0.65 SHGC | AirCond:13/11,ChargeLight:Yes,AirFlowTest:No,FanEnergyTest:No,MaxCoolCap:No,Furnace:0.8 | Duct:R6.0,DuctTest:Yes | Mass:40% Exposed | Dhw:62% EF | E19 | G12 | H10 | D07 | M02 | W02 | 895.6869 | 159.25 | 222.25 | 480.5645 | 4725 | 0 | W134,R38,S0,IN,BY,CN,QN, | G4965, | C1311,LY,AN,FN,CCN,F80, | D6,DTY, | MY, | WY
| 141 | 6425 | 05E17G09H14D07M02W02 | 141 | W130,R38,S0,IN,BN,CN,QN,G3756,C1512,LY,AN,FN,CCN,F80,D6,DTY,MY,WY | 11.12 | 0.54 | 0.65 | 17.5 | 29.81 | 78.66% | 20.97% | 1 | 6487.4395 | 6006.875 | 0.54444 | 309.6982 | 375.69 | 1.0111 | 203.0472 | 74.97 | Walls:R13,Roof:R38,SlabEdge:R0,Infiltration:No,RadBarrier:No,CoolRoof:No,InsQuality:No | Window:0.37 U/0.56 SHGC | AirCond:15/12,ChargeLight:Yes,AirFlowTest:No,FanEnergyTest:No,MaxCoolCap:No,Furnace:0.8 | Duct:R6.0,DuctTest:Yes | Mass:40% Exposed | Dhw:62% EF | E17 | G09 | H14 | D07 | M02 | W02 | 183.75 | 318.5 | 779.625 | 480.5645 | 4725 | 0 | W130,R38,S0,IN,BN,CN,QN, | G3756, | C1512,LY,AN,FN,CCN,F80, | D6,DTY, | MY, | WY
| 196 | 6480 | 05E17G10H14D07M02W02 | 196 | W130,R38,S0,IN,BN,CN,QN,G3430,C1512,LY,AN,FN,CCN,F80,D6,DTY,MY,WY | 16.39 | 0.01 | 0.65 | 17.5 | 34.55 | 99.6% | 8.404% | 0 | 6487.4395 | 6006.875 | 0 | 352.7688 | 440.16 | 1.5556 | 159.9766 | 10.5 | Walls:R13,Roof:R38,SlabEdge:R0,Infiltration:No,RadBarrier:No,CoolRoof:No,InsQuality:No | Window:0.34 U/0.30 SHGC | AirCond:15/12,ChargeLight:Yes,AirFlowTest:No,FanEnergyTest:No,MaxCoolCap:No,Furnace:0.8 | Duct:R6.0,DuctTest:Yes | Mass:40% Exposed | Dhw:62% EF | E17 | G10 | H14 | D07 | M02 | W02 | 183.75 | 318.5 | 779.625 | 480.5645 | 4725 | 0 | W130,R38,S0,IN,BN,CN,QN, | G3430, | C1512,LY,AN,FN,CCN,F80, | D6,DTY, | MY, | WY
| 1397 | 7681 | 05E24G12H13D07M01W02 | 1397 | W190,R49,S7,IY,BY,CY,QY,G4965,C1512,LY,AY,FY,CCY,F92,D6,DTY,MN,WY | 6.25 | 0.59 | 0.65 | 17.5 | 24.99 | 76.68% | 33.75% | 1 | 6492.1557 | 6011.5913 | 0.46667 | 223.557 | 318.36 | 1.0889 | 289.1884 | 132.3 | Walls:R19,Roof:R49,SlabEdge:R7,Infiltration:Test 3.2 SLA,RadBarrier:Yes,CoolRoof:Yes,InsQuality:Yes | Window:0.49 U/0.65 SHGC | AirCond:15/12,ChargeLight:Yes,AirFlowTest:Yes,FanEnergyTest:Yes,MaxCoolCap:Yes,Furnace:0.92 | Duct:R6.0,DuctTest:Yes | Mass:Std | Dhw:62% EF | E24 | G12 | H13 | D07 | M01 | W02 | 4078.2787 | 159.25 | 1774.0625 | 480.5645 | 0 | 0 | W190,R49,S7,IY,BY,CY,QY, | G4965, | C1512,LY,AY,FY,CCY,F92, | D6,DTY, | MN, | WY
| 403 | 6687 | 05E18G12H12D07M01W04 | 403 | W134,R38,S0,IN,BN,CN,QN,G4965,C1312,LY,AY,FY,CCY,F92,D6,DTY,MN,WS | 8.61 | 1.15 | 0.65 | 9.23 | 19.64 | 54.55% | 47.93% | 2 | 6497.3451 | 6016.7807 | 0.85556 | 289.1884 | 232.47 | 0.7 | 223.557 | 218.19 | Walls:R13+R4 foam,Roof:R38,SlabEdge:R0,Infiltration:No,RadBarrier:No,CoolRoof:No,InsQuality:No | Window:0.49 U/0.65 SHGC | AirCond:13/12,ChargeLight:Yes,AirFlowTest:Yes,FanEnergyTest:Yes,MaxCoolCap:Yes,Furnace:0.92 | Duct:R6.0,DuctTest:Yes | Mass:Std | Dhw:60% EF with 50% solar | E18 | G12 | H12 | D07 | M01 | W04 | 413.3432 | 159.25 | 1444.1875 | 480.5645 | 0 | 4000 | W134,R38,S0,IN,BN,CN,QN, | G4965, | C1312,LY,AY,FY,CCY,F92, | D6,DTY, | MN, | WS
| 1245 | 7529 | 05E24G09H07D06M01W02 | 1245 | W190,R49,S7,IY,BY,CY,QY,G3756,C1310,LN,AN,FN,CCN,F80,DC,DTY,MN,WY | 5.64 | 0.36 | 0.65 | 17.5 | 24.15 | 85.77% | 35.98% | 2 | 6506.5152 | 6025.9507 | 0.38889 | 213.3021 | 309.96 | 1.1667 | 299.4433 | 140.7 | Walls:R19,Roof:R49,SlabEdge:R7,Infiltration:Test 3.2 SLA,RadBarrier:Yes,CoolRoof:Yes,InsQuality:Yes | Window:0.37 U/0.56 SHGC | AirCond:13/10,ChargeLight:No,AirFlowTest:No,FanEnergyTest:No,MaxCoolCap:No,Furnace:0.8 | Duct:Conditioned Space,DuctTest:Yes | Mass:Std | Dhw:62% EF | E24 | G09 | H07 | D06 | M01 | W02 | 4078.2787 | 318.5 | 0 | 2109.7365 | 0 | 0 | W190,R49,S7,IY,BY,CY,QY, | G3756, | C1310,LN,AN,FN,CCN,F80, | DC,DTY, | MN, | WY
| 1300 | 7584 | 05E24G10H07D06M01W02 | 1300 | W190,R49,S7,IY,BY,CY,QY,G3430,C1310,LN,AN,FN,CCN,F80,DC,DTY,MN,WY | 9.97 | 0 | 0.65 | 17.5 | 28.12 | 100% | 25.45% | 1 | 6506.5152 | 6025.9507 | 0 | 252.2707 | 362.88 | 1.5556 | 260.4747 | 87.78 | Walls:R19,Roof:R49,SlabEdge:R7,Infiltration:Test 3.2 SLA,RadBarrier:Yes,CoolRoof:Yes,InsQuality:Yes | Window:0.34 U/0.30 SHGC | AirCond:13/10,ChargeLight:No,AirFlowTest:No,FanEnergyTest:No,MaxCoolCap:No,Furnace:0.8 | Duct:Conditioned Space,DuctTest:Yes | Mass:Std | Dhw:62% EF | E24 | G10 | H07 | D06 | M01 | W02 | 4078.2787 | 318.5 | 0 | 2109.7365 | 0 | 0 | W190,R49,S7,IY,BY,CY,QY, | G3430, | C1310,LN,AN,FN,CCN,F80, | DC,DTY, | MN, | WY
| 950 | 7234 | 05E22G09H12D05M01W03 | 950 | W134,R49,S0,IY,BY,CY,QY,G3756,C1312,LY,AY,FY,CCY,F92,D8,DTY,MN,WT | 6.26 | 0.21 | 0.65 | 12.73 | 19.85 | 91.7% | 47.38% | 2 | 6510.4086 | 6029.8442 | 0.23333 | 194.8432 | 252.42 | 1.3222 | 317.9021 | 198.24 | Walls:R13+R4 foam,Roof:R49,SlabEdge:R0,Infiltration:Test 3.2 SLA,RadBarrier:Yes,CoolRoof:Yes,InsQuality:Yes | Window:0.37 U/0.56 SHGC | AirCond:13/12,ChargeLight:Yes,AirFlowTest:Yes,FanEnergyTest:Yes,MaxCoolCap:Yes,Furnace:0.92 | Duct:R8.0,DuctTest:Yes | Mass:Std | Dhw:84% EF Tankless | E22 | G09 | H12 | D05 | M01 | W03 | 3007.9369 | 318.5 | 1444.1875 | 602.2842 | 0 | 1137.5 | W134,R49,S0,IY,BY,CY,QY, | G3756, | C1312,LY,AY,FY,CCY,F92, | D8,DTY, | MN, | WT
| 1005 | 7289 | 05E22G10H12D05M01W03 | 1005 | W134,R49,S0,IY,BY,CY,QY,G3430,C1312,LY,AY,FY,CCY,F92,D8,DTY,MN,WT | 10.69 | 0 | 0.65 | 12.73 | 24.07 | 100% | 36.19% | 2 | 6510.4086 | 6029.8442 | 0 | 235.8629 | 307.23 | 1.5556 | 276.8825 | 143.43 | Walls:R13+R4 foam,Roof:R49,SlabEdge:R0,Infiltration:Test 3.2 SLA,RadBarrier:Yes,CoolRoof:Yes,InsQuality:Yes | Window:0.34 U/0.30 SHGC | AirCond:13/12,ChargeLight:Yes,AirFlowTest:Yes,FanEnergyTest:Yes,MaxCoolCap:Yes,Furnace:0.92 | Duct:R8.0,DuctTest:Yes | Mass:Std | Dhw:84% EF Tankless | E22 | G10 | H12 | D05 | M01 | W03 | 3007.9369 | 318.5 | 1444.1875 | 602.2842 | 0 | 1137.5 | W134,R49,S0,IY,BY,CY,QY, | G3430, | C1312,LY,AY,FY,CCY,F92, | D8,DTY, | MN, | WT
| 1224 | 7508 | 05E23G12H12D05M01W02 | 1224 | W194,R49,S7,IY,BY,CY,QY,G4965,C1312,LY,AY,FY,CCY,F92,D8,DTY,MN,WY | 5.13 | 0.6 | 0.65 | 17.5 | 23.88 | 76.28% | 36.69% | 2 | 6513.5936 | 6033.0292 | 0.46667 | 211.2511 | 304.92 | 1.0889 | 301.4943 | 145.74 | Walls:R19+R4 foam,Roof:R49,SlabEdge:R7,Infiltration:Test 3.2 SLA,RadBarrier:Yes,CoolRoof:Yes,InsQuality:Yes | Window:0.49 U/0.65 SHGC | AirCond:13/12,ChargeLight:Yes,AirFlowTest:Yes,FanEnergyTest:Yes,MaxCoolCap:Yes,Furnace:0.92 | Duct:R8.0,DuctTest:Yes | Mass:Std | Dhw:62% EF | E23 | G12 | H12 | D05 | M01 | W02 | 4307.8719 | 159.25 | 1444.1875 | 602.2842 | 0 | 0 | W194,R49,S7,IY,BY,CY,QY, | G4965, | C1312,LY,AY,FY,CCY,F92, | D8,DTY, | MN, | WY
| 1221 | 7505 | 05E23G12H11D07M01W03 | 1221 | W194,R49,S7,IY,BY,CY,QY,G4965,C1312,LY,AN,FN,CCN,F80,D6,DTY,MN,WT | 6.08 | 0.74 | 0.65 | 12.73 | 20.2 | 70.75% | 46.45% | 2 | 6534.9364 | 6054.3719 | 0.54444 | 248.1688 | 248.64 | 1.0111 | 264.5766 | 202.02 | Walls:R19+R4 foam,Roof:R49,SlabEdge:R7,Infiltration:Test 3.2 SLA,RadBarrier:Yes,CoolRoof:Yes,InsQuality:Yes | Window:0.49 U/0.65 SHGC | AirCond:13/12,ChargeLight:Yes,AirFlowTest:No,FanEnergyTest:No,MaxCoolCap:No,Furnace:0.8 | Duct:R6.0,DuctTest:Yes | Mass:Std | Dhw:84% EF Tankless | E23 | G12 | H11 | D07 | M01 | W03 | 4307.8719 | 159.25 | 449.75 | 480.5645 | 0 | 1137.5 | W194,R49,S7,IY,BY,CY,QY, | G4965, | C1312,LY,AN,FN,CCN,F80, | D6,DTY, | MN, | WT
| 1366 | 7650 | 05E24G12H08D07M01W03 | 1366 | W190,R49,S7,IY,BY,CY,QY,G4965,C1310,LN,AN,FN,CCN,F92,D6,DTY,MN,WT | 6.33 | 0.86 | 0.65 | 12.73 | 20.57 | 66.01% | 45.47% | 2 | 6538.0932 | 6057.5288 | 0.7 | 272.7805 | 250.95 | 0.85556 | 239.9648 | 199.71 | Walls:R19,Roof:R49,SlabEdge:R7,Infiltration:Test 3.2 SLA,RadBarrier:Yes,CoolRoof:Yes,InsQuality:Yes | Window:0.49 U/0.65 SHGC | AirCond:13/10,ChargeLight:No,AirFlowTest:No,FanEnergyTest:No,MaxCoolCap:No,Furnace:0.92 | Duct:R6.0,DuctTest:Yes | Mass:Std | Dhw:84% EF Tankless | E24 | G12 | H08 | D07 | M01 | W03 | 4078.2787 | 159.25 | 682.5 | 480.5645 | 0 | 1137.5 | W190,R49,S7,IY,BY,CY,QY, | G4965, | C1310,LN,AN,FN,CCN,F92, | D6,DTY, | MN, | WT
| 1116 | 7400 | 05E23G09H12D07M01W02 | 1116 | W194,R49,S7,IY,BY,CY,QY,G3756,C1312,LY,AY,FY,CCY,F92,D6,DTY,MN,WY | 4.72 | 0.28 | 0.65 | 17.5 | 23.15 | 88.93% | 38.63% | 2 | 6551.1239 | 6070.5594 | 0.23333 | 180.4864 | 299.67 | 1.3222 | 332.259 | 150.99 | Walls:R19+R4 foam,Roof:R49,SlabEdge:R7,Infiltration:Test 3.2 SLA,RadBarrier:Yes,CoolRoof:Yes,InsQuality:Yes | Window:0.37 U/0.56 SHGC | AirCond:13/12,ChargeLight:Yes,AirFlowTest:Yes,FanEnergyTest:Yes,MaxCoolCap:Yes,Furnace:0.92 | Duct:R6.0,DuctTest:Yes | Mass:Std | Dhw:62% EF | E23 | G09 | H12 | D07 | M01 | W02 | 4307.8719 | 318.5 | 1444.1875 | 480.5645 | 0 | 0 | W194,R49,S7,IY,BY,CY,QY, | G3756, | C1312,LY,AY,FY,CCY,F92, | D6,DTY, | MN, | WY
| 1171 | 7455 | 05E23G10H12D07M01W02 | 1171 | W194,R49,S7,IY,BY,CY,QY,G3430,C1312,LY,AY,FY,CCY,F92,D6,DTY,MN,WY | 8.88 | 0 | 0.65 | 17.5 | 27.03 | 100% | 28.34% | 1 | 6551.1239 | 6070.5594 | 0 | 213.3021 | 351.33 | 1.5556 | 299.4433 | 99.33 | Walls:R19+R4 foam,Roof:R49,SlabEdge:R7,Infiltration:Test 3.2 SLA,RadBarrier:Yes,CoolRoof:Yes,InsQuality:Yes | Window:0.34 U/0.30 SHGC | AirCond:13/12,ChargeLight:Yes,AirFlowTest:Yes,FanEnergyTest:Yes,MaxCoolCap:Yes,Furnace:0.92 | Duct:R6.0,DuctTest:Yes | Mass:Std | Dhw:62% EF | E23 | G10 | H12 | D07 | M01 | W02 | 4307.8719 | 318.5 | 1444.1875 | 480.5645 | 0 | 0 | W194,R49,S7,IY,BY,CY,QY, | G3430, | C1312,LY,AY,FY,CCY,F92, | D6,DTY, | MN, | WY
| 416 | 6700 | 05E18G12H14D07M02W02 | 416 | W134,R38,S0,IN,BN,CN,QN,G4965,C1512,LY,AN,FN,CCN,F80,D6,DTY,MY,WY | 9.35 | 0.82 | 0.65 | 17.5 | 28.32 | 67.59% | 24.92% | 1 | 6557.7826 | 6077.2182 | 0.7 | 301.4943 | 354.27 | 0.85556 | 211.2511 | 96.39 | Walls:R13+R4 foam,Roof:R38,SlabEdge:R0,Infiltration:No,RadBarrier:No,CoolRoof:No,InsQuality:No | Window:0.49 U/0.65 SHGC | AirCond:15/12,ChargeLight:Yes,AirFlowTest:No,FanEnergyTest:No,MaxCoolCap:No,Furnace:0.8 | Duct:R6.0,DuctTest:Yes | Mass:40% Exposed | Dhw:62% EF | E18 | G12 | H14 | D07 | M02 | W02 | 413.3432 | 159.25 | 779.625 | 480.5645 | 4725 | 0 | W134,R38,S0,IN,BN,CN,QN, | G4965, | C1512,LY,AN,FN,CCN,F80, | D6,DTY, | MY, | WY
| 1068 | 7352 | 05E22G12H13D07M01W03 | 1068 | W134,R49,S0,IY,BY,CY,QY,G4965,C1512,LY,AY,FY,CCY,F92,D6,DTY,MN,WT | 6.99 | 0.46 | 0.65 | 12.73 | 20.83 | 81.82% | 44.78% | 2 | 6559.3139 | 6078.7494 | 0.38889 | 221.506 | 261.24 | 1.1667 | 291.2394 | 189.42 | Walls:R13+R4 foam,Roof:R49,SlabEdge:R0,Infiltration:Test 3.2 SLA,RadBarrier:Yes,CoolRoof:Yes,InsQuality:Yes | Window:0.49 U/0.65 SHGC | AirCond:15/12,ChargeLight:Yes,AirFlowTest:Yes,FanEnergyTest:Yes,MaxCoolCap:Yes,Furnace:0.92 | Duct:R6.0,DuctTest:Yes | Mass:Std | Dhw:84% EF Tankless | E22 | G12 | H13 | D07 | M01 | W03 | 3007.9369 | 159.25 | 1774.0625 | 480.5645 | 0 | 1137.5 | W134,R49,S0,IY,BY,CY,QY, | G4965, | C1512,LY,AY,FY,CCY,F92, | D6,DTY, | MN, | WT
| 76 | 6360 | 05E05G09H13D07M01W04 | 76 | W130,R30,S0,IN,BN,CN,QN,G3756,C1512,LY,AY,FY,CCY,F92,D6,DTY,MN,WS | 10.45 | 0.87 | 0.65 | 9.23 | 21.2 | 65.61% | 43.8% | 2 | 6573.127 | 6092.5625 | 0.7 | 293.2904 | 255.15 | 0.85556 | 219.455 | 195.51 | Walls:R13,Roof:R30,SlabEdge:R0,Infiltration:No,RadBarrier:No,CoolRoof:No,InsQuality:No | Window:0.37 U/0.56 SHGC | AirCond:15/12,ChargeLight:Yes,AirFlowTest:Yes,FanEnergyTest:Yes,MaxCoolCap:Yes,Furnace:0.92 | Duct:R6.0,DuctTest:Yes | Mass:Std | Dhw:60% EF with 50% solar | E05 | G09 | H13 | D07 | M01 | W04 | 0 | 318.5 | 1774.0625 | 480.5645 | 0 | 4000 | W130,R30,S0,IN,BN,CN,QN, | G3756, | C1512,LY,AY,FY,CCY,F92, | D6,DTY, | MN, | WS
| 1454 | 7738 | 05E25G09H13D07M01W04 | 1454 | W130,R30,S0,IN,BN,CN,QN,G3756,C1512,LY,AY,FY,CCY,F92,D6,DTY,MN,WS | 10.45 | 0.87 | 0.65 | 9.23 | 21.2 | 65.61% | 43.8% | 2 | 6573.127 | 6092.5625 | 0.7 | 293.2904 | 255.15 | 0.85556 | 219.455 | 195.51 | Walls:R13,Roof:R30,SlabEdge:R0,Infiltration:No,RadBarrier:No,CoolRoof:No,InsQuality:No | Window:0.37 U/0.56 SHGC | AirCond:15/12,ChargeLight:Yes,AirFlowTest:Yes,FanEnergyTest:Yes,MaxCoolCap:Yes,Furnace:0.92 | Duct:R6.0,DuctTest:Yes | Mass:Std | Dhw:60% EF with 50% solar | E25 | G09 | H13 | D07 | M01 | W04 | 0 | 318.5 | 1774.0625 | 480.5645 | 0 | 4000 | W130,R30,S0,IN,BN,CN,QN, | G3756, | C1512,LY,AY,FY,CCY,F92, | D6,DTY, | MN, | WS
| 1509 | 7793 | 05E25G10H13D07M01W04 | 1509 | W130,R30,S0,IN,BN,CN,QN,G3430,C1512,LY,AY,FY,CCY,F92,D6,DTY,MN,WS | 14.7 | 0.03 | 0.65 | 9.23 | 24.61 | 98.81% | 34.76% | 1 | 6573.127 | 6092.5625 | 0.077778 | 289.1884 | 308.07 | 1.4778 | 223.557 | 142.59 | Walls:R13,Roof:R30,SlabEdge:R0,Infiltration:No,RadBarrier:No,CoolRoof:No,InsQuality:No | Window:0.34 U/0.30 SHGC | AirCond:15/12,ChargeLight:Yes,AirFlowTest:Yes,FanEnergyTest:Yes,MaxCoolCap:Yes,Furnace:0.92 | Duct:R6.0,DuctTest:Yes | Mass:Std | Dhw:60% EF with 50% solar | E25 | G10 | H13 | D07 | M01 | W04 | 0 | 318.5 | 1774.0625 | 480.5645 | 0 | 4000 | W130,R30,S0,IN,BN,CN,QN, | G3430, | C1512,LY,AY,FY,CCY,F92, | D6,DTY, | MN, | WS
| 916 | 7200 | 05E22G09H07D06M01W03 | 916 | W134,R49,S0,IY,BY,CY,QY,G3756,C1310,LN,AN,FN,CCN,F80,DC,DTY,MN,WT | 6.45 | 0.25 | 0.65 | 12.73 | 20.08 | 90.12% | 46.77% | 2 | 6573.6734 | 6093.1089 | 0.31111 | 217.404 | 253.47 | 1.2444 | 295.3413 | 197.19 | Walls:R13+R4 foam,Roof:R49,SlabEdge:R0,Infiltration:Test 3.2 SLA,RadBarrier:Yes,CoolRoof:Yes,InsQuality:Yes | Window:0.37 U/0.56 SHGC | AirCond:13/10,ChargeLight:No,AirFlowTest:No,FanEnergyTest:No,MaxCoolCap:No,Furnace:0.8 | Duct:Conditioned Space,DuctTest:Yes | Mass:Std | Dhw:84% EF Tankless | E22 | G09 | H07 | D06 | M01 | W03 | 3007.9369 | 318.5 | 0 | 2109.7365 | 0 | 1137.5 | W134,R49,S0,IY,BY,CY,QY, | G3756, | C1310,LN,AN,FN,CCN,F80, | DC,DTY, | MN, | WT
| 971 | 7255 | 05E22G10H07D06M01W03 | 971 | W134,R49,S0,IY,BY,CY,QY,G3430,C1310,LN,AN,FN,CCN,F80,DC,DTY,MN,WT | 11.04 | 0 | 0.65 | 12.73 | 24.42 | 100% | 35.26% | 2 | 6573.6734 | 6093.1089 | 0 | 268.6786 | 309.54 | 1.5556 | 244.0668 | 141.12 | Walls:R13+R4 foam,Roof:R49,SlabEdge:R0,Infiltration:Test 3.2 SLA,RadBarrier:Yes,CoolRoof:Yes,InsQuality:Yes | Window:0.34 U/0.30 SHGC | AirCond:13/10,ChargeLight:No,AirFlowTest:No,FanEnergyTest:No,MaxCoolCap:No,Furnace:0.8 | Duct:Conditioned Space,DuctTest:Yes | Mass:Std | Dhw:84% EF Tankless | E22 | G10 | H07 | D06 | M01 | W03 | 3007.9369 | 318.5 | 0 | 2109.7365 | 0 | 1137.5 | W134,R49,S0,IY,BY,CY,QY, | G3430, | C1310,LN,AN,FN,CCN,F80, | DC,DTY, | MN, | WT
| 1190 | 7474 | 05E23G12H07D06M01W02 | 1190 | W194,R49,S7,IY,BY,CY,QY,G4965,C1310,LN,AN,FN,CCN,F80,DC,DTY,MN,WY | 5.27 | 0.7 | 0.65 | 17.5 | 24.12 | 72.33% | 36.06% | 2 | 6576.8584 | 6096.2939 | 0.54444 | 233.8119 | 305.55 | 1.0111 | 278.9335 | 145.11 | Walls:R19+R4 foam,Roof:R49,SlabEdge:R7,Infiltration:Test 3.2 SLA,RadBarrier:Yes,CoolRoof:Yes,InsQuality:Yes | Window:0.49 U/0.65 SHGC | AirCond:13/10,ChargeLight:No,AirFlowTest:No,FanEnergyTest:No,MaxCoolCap:No,Furnace:0.8 | Duct:Conditioned Space,DuctTest:Yes | Mass:Std | Dhw:62% EF | E23 | G12 | H07 | D06 | M01 | W02 | 4307.8719 | 159.25 | 0 | 2109.7365 | 0 | 0 | W194,R49,S7,IY,BY,CY,QY, | G4965, | C1310,LN,AN,FN,CCN,F80, | DC,DTY, | MN, | WY
| 273 | 6557 | 05E18G09H09D07M01W04 | 273 | W134,R38,S0,IN,BN,CN,QN,G3756,C1310,LN,AN,FN,CCN,F96,D6,DTY,MN,WS | 7.77 | 0.83 | 0.65 | 9.23 | 18.48 | 67.19% | 51.01% | 2 | 6577.4076 | 6096.8432 | 0.7 | 301.4943 | 219.24 | 0.85556 | 211.2511 | 231.42 | Walls:R13+R4 foam,Roof:R38,SlabEdge:R0,Infiltration:No,RadBarrier:No,CoolRoof:No,InsQuality:No | Window:0.37 U/0.56 SHGC | AirCond:13/10,ChargeLight:No,AirFlowTest:No,FanEnergyTest:No,MaxCoolCap:No,Furnace:0.96 | Duct:R6.0,DuctTest:Yes | Mass:Std | Dhw:60% EF with 50% solar | E18 | G09 | H09 | D07 | M01 | W04 | 413.3432 | 318.5 | 1365 | 480.5645 | 0 | 4000 | W134,R38,S0,IN,BN,CN,QN, | G3756, | C1310,LN,AN,FN,CCN,F96, | D6,DTY, | MN, | WS
| 328 | 6612 | 05E18G10H09D07M01W04 | 328 | W134,R38,S0,IN,BN,CN,QN,G3430,C1310,LN,AN,FN,CCN,F96,D6,DTY,MN,WS | 11.94 | 0.01 | 0.65 | 9.23 | 21.83 | 99.6% | 42.13% | 2 | 6577.4076 | 6096.8432 | 0 | 317.9021 | 269.43 | 1.5556 | 194.8432 | 181.23 | Walls:R13+R4 foam,Roof:R38,SlabEdge:R0,Infiltration:No,RadBarrier:No,CoolRoof:No,InsQuality:No | Window:0.34 U/0.30 SHGC | AirCond:13/10,ChargeLight:No,AirFlowTest:No,FanEnergyTest:No,MaxCoolCap:No,Furnace:0.96 | Duct:R6.0,DuctTest:Yes | Mass:Std | Dhw:60% EF with 50% solar | E18 | G10 | H09 | D07 | M01 | W04 | 413.3432 | 318.5 | 1365 | 480.5645 | 0 | 4000 | W134,R38,S0,IN,BN,CN,QN, | G3430, | C1310,LN,AN,FN,CCN,F96, | D6,DTY, | MN, | WS
| 1272 | 7556 | 05E24G09H11D05M01W03 | 1272 | W190,R49,S7,IY,BY,CY,QY,G3756,C1312,LY,AN,FN,CCN,F80,D8,DTY,MN,WT | 6.34 | 0.38 | 0.65 | 12.73 | 20.1 | 84.98% | 46.71% | 2 | 6586.313 | 6105.7485 | 0.38889 | 225.608 | 252 | 1.1667 | 287.1374 | 198.66 | Walls:R19,Roof:R49,SlabEdge:R7,Infiltration:Test 3.2 SLA,RadBarrier:Yes,CoolRoof:Yes,InsQuality:Yes | Window:0.37 U/0.56 SHGC | AirCond:13/12,ChargeLight:Yes,AirFlowTest:No,FanEnergyTest:No,MaxCoolCap:No,Furnace:0.8 | Duct:R8.0,DuctTest:Yes | Mass:Std | Dhw:84% EF Tankless | E24 | G09 | H11 | D05 | M01 | W03 | 4078.2787 | 318.5 | 449.75 | 602.2842 | 0 | 1137.5 | W190,R49,S7,IY,BY,CY,QY, | G3756, | C1312,LY,AN,FN,CCN,F80, | D8,DTY, | MN, | WT
| 1327 | 7611 | 05E24G10H11D05M01W03 | 1327 | W190,R49,S7,IY,BY,CY,QY,G3430,C1312,LY,AN,FN,CCN,F80,D8,DTY,MN,WT | 11.16 | 0 | 0.65 | 12.73 | 24.54 | 100% | 34.94% | 1 | 6586.313 | 6105.7485 | 0 | 270.7296 | 311.01 | 1.5556 | 242.0158 | 139.65 | Walls:R19,Roof:R49,SlabEdge:R7,Infiltration:Test 3.2 SLA,RadBarrier:Yes,CoolRoof:Yes,InsQuality:Yes | Window:0.34 U/0.30 SHGC | AirCond:13/12,ChargeLight:Yes,AirFlowTest:No,FanEnergyTest:No,MaxCoolCap:No,Furnace:0.8 | Duct:R8.0,DuctTest:Yes | Mass:Std | Dhw:84% EF Tankless | E24 | G10 | H11 | D05 | M01 | W03 | 4078.2787 | 318.5 | 449.75 | 602.2842 | 0 | 1137.5 | W190,R49,S7,IY,BY,CY,QY, | G3430, | C1312,LY,AN,FN,CCN,F80, | D8,DTY, | MN, | WT
| 1101 | 7385 | 05E23G09H10D05M01W03 | 1101 | W194,R49,S7,IY,BY,CY,QY,G3756,C1311,LY,AN,FN,CCN,F80,D8,DTY,MN,WT | 5.27 | 0.33 | 0.65 | 12.73 | 18.98 | 86.96% | 49.68% | 2 | 6588.4061 | 6107.8417 | 0.31111 | 205.0982 | 239.19 | 1.2444 | 307.6472 | 211.47 | Walls:R19+R4 foam,Roof:R49,SlabEdge:R7,Infiltration:Test 3.2 SLA,RadBarrier:Yes,CoolRoof:Yes,InsQuality:Yes | Window:0.37 U/0.56 SHGC | AirCond:13/11,ChargeLight:Yes,AirFlowTest:No,FanEnergyTest:No,MaxCoolCap:No,Furnace:0.8 | Duct:R8.0,DuctTest:Yes | Mass:Std | Dhw:84% EF Tankless | E23 | G09 | H10 | D05 | M01 | W03 | 4307.8719 | 318.5 | 222.25 | 602.2842 | 0 | 1137.5 | W194,R49,S7,IY,BY,CY,QY, | G3756, | C1311,LY,AN,FN,CCN,F80, | D8,DTY, | MN, | WT
| 1156 | 7440 | 05E23G10H10D05M01W03 | 1156 | W194,R49,S7,IY,BY,CY,QY,G3430,C1311,LY,AN,FN,CCN,F80,D8,DTY,MN,WT | 9.94 | 0 | 0.65 | 12.73 | 23.32 | 100% | 38.18% | 2 | 6588.4061 | 6107.8417 | 0 | 250.2197 | 296.1 | 1.5556 | 262.5256 | 154.56 | Walls:R19+R4 foam,Roof:R49,SlabEdge:R7,Infiltration:Test 3.2 SLA,RadBarrier:Yes,CoolRoof:Yes,InsQuality:Yes | Window:0.34 U/0.30 SHGC | AirCond:13/11,ChargeLight:Yes,AirFlowTest:No,FanEnergyTest:No,MaxCoolCap:No,Furnace:0.8 | Duct:R8.0,DuctTest:Yes | Mass:Std | Dhw:84% EF Tankless | E23 | G10 | H10 | D05 | M01 | W03 | 4307.8719 | 318.5 | 222.25 | 602.2842 | 0 | 1137.5 | W194,R49,S7,IY,BY,CY,QY, | G3430, | C1311,LY,AN,FN,CCN,F80, | D8,DTY, | MN, | WT
| 1094 | 7378 | 05E23G09H09D05M01W02 | 1094 | W194,R49,S7,IY,BY,CY,QY,G3756,C1310,LN,AN,FN,CCN,F96,D8,DTY,MN,WY | 4.47 | 0.36 | 0.65 | 17.5 | 22.98 | 85.77% | 39.08% | 2 | 6593.6561 | 6113.0917 | 0.31111 | 207.1491 | 295.05 | 1.2444 | 305.5962 | 155.61 | Walls:R19+R4 foam,Roof:R49,SlabEdge:R7,Infiltration:Test 3.2 SLA,RadBarrier:Yes,CoolRoof:Yes,InsQuality:Yes | Window:0.37 U/0.56 SHGC | AirCond:13/10,ChargeLight:No,AirFlowTest:No,FanEnergyTest:No,MaxCoolCap:No,Furnace:0.96 | Duct:R8.0,DuctTest:Yes | Mass:Std | Dhw:62% EF | E23 | G09 | H09 | D05 | M01 | W02 | 4307.8719 | 318.5 | 1365 | 602.2842 | 0 | 0 | W194,R49,S7,IY,BY,CY,QY, | G3756, | C1310,LN,AN,FN,CCN,F96, | D8,DTY, | MN, | WY
| 1149 | 7433 | 05E23G10H09D05M01W02 | 1149 | W194,R49,S7,IY,BY,CY,QY,G3430,C1310,LN,AN,FN,CCN,F96,D8,DTY,MN,WY | 8.43 | 0 | 0.65 | 17.5 | 26.58 | 100% | 29.53% | 1 | 6593.6561 | 6113.0917 | 0 | 250.2197 | 342.51 | 1.5556 | 262.5256 | 108.15 | Walls:R19+R4 foam,Roof:R49,SlabEdge:R7,Infiltration:Test 3.2 SLA,RadBarrier:Yes,CoolRoof:Yes,InsQuality:Yes | Window:0.34 U/0.30 SHGC | AirCond:13/10,ChargeLight:No,AirFlowTest:No,FanEnergyTest:No,MaxCoolCap:No,Furnace:0.96 | Duct:R8.0,DuctTest:Yes | Mass:Std | Dhw:62% EF | E23 | G10 | H09 | D05 | M01 | W02 | 4307.8719 | 318.5 | 1365 | 602.2842 | 0 | 0 | W194,R49,S7,IY,BY,CY,QY, | G3430, | C1310,LN,AN,FN,CCN,F96, | D8,DTY, | MN, | WY
| 618 | 6902 | 05E20G09H11D07M02W02 | 618 | W134,R38,S0,IY,BN,CN,QN,G3756,C1312,LY,AN,FN,CCN,F80,D6,DTY,MY,WY | 8.24 | 0.47 | 0.65 | 17.5 | 26.86 | 81.42% | 28.79% | 1 | 6593.6576 | 6113.0932 | 0.46667 | 260.4747 | 341.04 | 1.0889 | 252.2707 | 109.62 | Walls:R13+R4 foam,Roof:R38,SlabEdge:R0,Infiltration:Test 3.2 SLA,RadBarrier:No,CoolRoof:No,InsQuality:No | Window:0.37 U/0.56 SHGC | AirCond:13/12,ChargeLight:Yes,AirFlowTest:No,FanEnergyTest:No,MaxCoolCap:No,Furnace:0.8 | Duct:R6.0,DuctTest:Yes | Mass:40% Exposed | Dhw:62% EF | E20 | G09 | H11 | D07 | M02 | W02 | 619.8432 | 318.5 | 449.75 | 480.5645 | 4725 | 0 | W134,R38,S0,IY,BN,CN,QN, | G3756, | C1312,LY,AN,FN,CCN,F80, | D6,DTY, | MY, | WY
| 673 | 6957 | 05E20G10H11D07M02W02 | 673 | W134,R38,S0,IY,BN,CN,QN,G3430,C1312,LY,AN,FN,CCN,F80,D6,DTY,MY,WY | 13.33 | 0 | 0.65 | 17.5 | 31.48 | 100% | 16.54% | 1 | 6593.6576 | 6113.0932 | 0 | 303.5453 | 402.99 | 1.5556 | 209.2001 | 47.67 | Walls:R13+R4 foam,Roof:R38,SlabEdge:R0,Infiltration:Test 3.2 SLA,RadBarrier:No,CoolRoof:No,InsQuality:No | Window:0.34 U/0.30 SHGC | AirCond:13/12,ChargeLight:Yes,AirFlowTest:No,FanEnergyTest:No,MaxCoolCap:No,Furnace:0.8 | Duct:R6.0,DuctTest:Yes | Mass:40% Exposed | Dhw:62% EF | E20 | G10 | H11 | D07 | M02 | W02 | 619.8432 | 318.5 | 449.75 | 480.5645 | 4725 | 0 | W134,R38,S0,IY,BN,CN,QN, | G3430, | C1312,LY,AN,FN,CCN,F80, | D6,DTY, | MY, | WY
| 244 | 6528 | 05E17G12H13D07M01W04 | 244 | W130,R38,S0,IN,BN,CN,QN,G4965,C1512,LY,AY,FY,CCY,F92,D6,DTY,MN,WS | 10.8 | 1.27 | 0.65 | 9.23 | 21.95 | 49.8% | 41.81% | 2 | 6597.627 | 6117.0625 | 0.93333 | 326.1061 | 259.35 | 0.62222 | 186.6393 | 191.31 | Walls:R13,Roof:R38,SlabEdge:R0,Infiltration:No,RadBarrier:No,CoolRoof:No,InsQuality:No | Window:0.49 U/0.65 SHGC | AirCond:15/12,ChargeLight:Yes,AirFlowTest:Yes,FanEnergyTest:Yes,MaxCoolCap:Yes,Furnace:0.92 | Duct:R6.0,DuctTest:Yes | Mass:Std | Dhw:60% EF with 50% solar | E17 | G12 | H13 | D07 | M01 | W04 | 183.75 | 159.25 | 1774.0625 | 480.5645 | 0 | 4000 | W130,R38,S0,IN,BN,CN,QN, | G4965, | C1512,LY,AY,FY,CCY,F92, | D6,DTY, | MN, | WS
| 1395 | 7679 | 05E24G12H13D05M01W02 | 1395 | W190,R49,S7,IY,BY,CY,QY,G4965,C1512,LY,AY,FY,CCY,F92,D8,DTY,MN,WY | 6.09 | 0.57 | 0.65 | 17.5 | 24.81 | 77.47% | 34.23% | 1 | 6613.8755 | 6133.311 | 0.46667 | 219.455 | 316.47 | 1.0889 | 293.2904 | 134.19 | Walls:R19,Roof:R49,SlabEdge:R7,Infiltration:Test 3.2 SLA,RadBarrier:Yes,CoolRoof:Yes,InsQuality:Yes | Window:0.49 U/0.65 SHGC | AirCond:15/12,ChargeLight:Yes,AirFlowTest:Yes,FanEnergyTest:Yes,MaxCoolCap:Yes,Furnace:0.92 | Duct:R8.0,DuctTest:Yes | Mass:Std | Dhw:62% EF | E24 | G12 | H13 | D05 | M01 | W02 | 4078.2787 | 159.25 | 1774.0625 | 602.2842 | 0 | 0 | W190,R49,S7,IY,BY,CY,QY, | G4965, | C1512,LY,AY,FY,CCY,F92, | D8,DTY, | MN, | WY
| 775 | 7059 | 05E21G09H10D07M02W02 | 775 | W134,R38,S0,IY,BN,CN,QY,G3756,C1311,LY,AN,FN,CCN,F80,D6,DTY,MY,WY | 6.91 | 0.44 | 0.65 | 17.5 | 25.5 | 82.61% | 32.4% | 1 | 6618.1576 | 6137.5932 | 0.38889 | 237.9139 | 324.87 | 1.1667 | 274.8315 | 125.79 | Walls:R13+R4 foam,Roof:R38,SlabEdge:R0,Infiltration:Test 3.2 SLA,RadBarrier:No,CoolRoof:No,InsQuality:Yes | Window:0.37 U/0.56 SHGC | AirCond:13/11,ChargeLight:Yes,AirFlowTest:No,FanEnergyTest:No,MaxCoolCap:No,Furnace:0.8 | Duct:R6.0,DuctTest:Yes | Mass:40% Exposed | Dhw:62% EF | E21 | G09 | H10 | D07 | M02 | W02 | 871.8432 | 318.5 | 222.25 | 480.5645 | 4725 | 0 | W134,R38,S0,IY,BN,CN,QY, | G3756, | C1311,LY,AN,FN,CCN,F80, | D6,DTY, | MY, | WY
| 830 | 7114 | 05E21G10H10D07M02W02 | 830 | W134,R38,S0,IY,BN,CN,QY,G3430,C1311,LY,AN,FN,CCN,F80,D6,DTY,MY,WY | 11.84 | 0 | 0.65 | 17.5 | 29.99 | 100% | 20.49% | 1 | 6618.1576 | 6137.5932 | 0 | 278.9335 | 384.93 | 1.5556 | 233.8119 | 65.73 | Walls:R13+R4 foam,Roof:R38,SlabEdge:R0,Infiltration:Test 3.2 SLA,RadBarrier:No,CoolRoof:No,InsQuality:Yes | Window:0.34 U/0.30 SHGC | AirCond:13/11,ChargeLight:Yes,AirFlowTest:No,FanEnergyTest:No,MaxCoolCap:No,Furnace:0.8 | Duct:R6.0,DuctTest:Yes | Mass:40% Exposed | Dhw:62% EF | E21 | G10 | H10 | D07 | M02 | W02 | 871.8432 | 318.5 | 222.25 | 480.5645 | 4725 | 0 | W134,R38,S0,IY,BN,CN,QY, | G3430, | C1311,LY,AN,FN,CCN,F80, | D6,DTY, | MY, | WY
| 268 | 6552 | 05E18G09H08D07M02W02 | 268 | W134,R38,S0,IN,BN,CN,QN,G3756,C1310,LN,AN,FN,CCN,F92,D6,DTY,MY,WY | 7.69 | 0.49 | 0.65 | 17.5 | 26.33 | 80.63% | 30.2% | 1 | 6619.9076 | 6139.3432 | 0.46667 | 270.7296 | 333.48 | 1.0889 | 242.0158 | 117.18 | Walls:R13+R4 foam,Roof:R38,SlabEdge:R0,Infiltration:No,RadBarrier:No,CoolRoof:No,InsQuality:No | Window:0.37 U/0.56 SHGC | AirCond:13/10,ChargeLight:No,AirFlowTest:No,FanEnergyTest:No,MaxCoolCap:No,Furnace:0.92 | Duct:R6.0,DuctTest:Yes | Mass:40% Exposed | Dhw:62% EF | E18 | G09 | H08 | D07 | M02 | W02 | 413.3432 | 318.5 | 682.5 | 480.5645 | 4725 | 0 | W134,R38,S0,IN,BN,CN,QN, | G3756, | C1310,LN,AN,FN,CCN,F92, | D6,DTY, | MY, | WY
| 323 | 6607 | 05E18G10H08D07M02W02 | 323 | W134,R38,S0,IN,BN,CN,QN,G3430,C1310,LN,AN,FN,CCN,F92,D6,DTY,MY,WY | 12.24 | 0 | 0.65 | 17.5 | 30.39 | 100% | 19.43% | 1 | 6619.9076 | 6139.3432 | 0 | 311.7492 | 388.08 | 1.5556 | 200.9962 | 62.58 | Walls:R13+R4 foam,Roof:R38,SlabEdge:R0,Infiltration:No,RadBarrier:No,CoolRoof:No,InsQuality:No | Window:0.34 U/0.30 SHGC | AirCond:13/10,ChargeLight:No,AirFlowTest:No,FanEnergyTest:No,MaxCoolCap:No,Furnace:0.92 | Duct:R6.0,DuctTest:Yes | Mass:40% Exposed | Dhw:62% EF | E18 | G10 | H08 | D07 | M02 | W02 | 413.3432 | 318.5 | 682.5 | 480.5645 | 4725 | 0 | W134,R38,S0,IN,BN,CN,QN, | G3430, | C1310,LN,AN,FN,CCN,F92, | D6,DTY, | MY, | WY
| 713 | 6997 | 05E20G12H09D07M01W04 | 713 | W134,R38,S0,IY,BN,CN,QN,G4965,C1310,LN,AN,FN,CCN,F96,D6,DTY,MN,WS | 7.97 | 1.48 | 0.65 | 9.23 | 19.33 | 41.5% | 48.75% | 2 | 6624.6576 | 6144.0932 | 1.0111 | 350.7178 | 221.55 | 0.54444 | 162.0275 | 229.11 | Walls:R13+R4 foam,Roof:R38,SlabEdge:R0,Infiltration:Test 3.2 SLA,RadBarrier:No,CoolRoof:No,InsQuality:No | Window:0.49 U/0.65 SHGC | AirCond:13/10,ChargeLight:No,AirFlowTest:No,FanEnergyTest:No,MaxCoolCap:No,Furnace:0.96 | Duct:R6.0,DuctTest:Yes | Mass:Std | Dhw:60% EF with 50% solar | E20 | G12 | H09 | D07 | M01 | W04 | 619.8432 | 159.25 | 1365 | 480.5645 | 0 | 4000 | W134,R38,S0,IY,BN,CN,QN, | G4965, | C1310,LN,AN,FN,CCN,F96, | D6,DTY, | MN, | WS
| 1404 | 7688 | 05E24G12H14D07M01W03 | 1404 | W190,R49,S7,IY,BY,CY,QY,G4965,C1512,LY,AN,FN,CCN,F80,D6,DTY,MN,WT | 7.19 | 0.7 | 0.65 | 12.73 | 21.27 | 72.33% | 43.61% | 2 | 6635.2182 | 6154.6538 | 0.54444 | 260.4747 | 262.08 | 1.0111 | 252.2707 | 188.58 | Walls:R19,Roof:R49,SlabEdge:R7,Infiltration:Test 3.2 SLA,RadBarrier:Yes,CoolRoof:Yes,InsQuality:Yes | Window:0.49 U/0.65 SHGC | AirCond:15/12,ChargeLight:Yes,AirFlowTest:No,FanEnergyTest:No,MaxCoolCap:No,Furnace:0.8 | Duct:R6.0,DuctTest:Yes | Mass:Std | Dhw:84% EF Tankless | E24 | G12 | H14 | D07 | M01 | W03 | 4078.2787 | 159.25 | 779.625 | 480.5645 | 0 | 1137.5 | W190,R49,S7,IY,BY,CY,QY, | G4965, | C1512,LY,AN,FN,CCN,F80, | D6,DTY, | MN, | WT
| 445 | 6729 | 05E19G09H10D07M02W02 | 445 | W134,R38,S0,IN,BY,CN,QN,G3756,C1311,LY,AN,FN,CCN,F80,D6,DTY,MY,WY | 9.29 | 0.17 | 0.65 | 17.5 | 27.61 | 93.28% | 26.8% | 1 | 6642.0014 | 6161.4369 | 0.23333 | 254.3217 | 353.85 | 1.3222 | 258.4237 | 96.81 | Walls:R13+R4 foam,Roof:R38,SlabEdge:R0,Infiltration:No,RadBarrier:Yes,CoolRoof:No,InsQuality:No | Window:0.37 U/0.56 SHGC | AirCond:13/11,ChargeLight:Yes,AirFlowTest:No,FanEnergyTest:No,MaxCoolCap:No,Furnace:0.8 | Duct:R6.0,DuctTest:Yes | Mass:40% Exposed | Dhw:62% EF | E19 | G09 | H10 | D07 | M02 | W02 | 895.6869 | 318.5 | 222.25 | 480.5645 | 4725 | 0 | W134,R38,S0,IN,BY,CN,QN, | G3756, | C1311,LY,AN,FN,CCN,F80, | D6,DTY, | MY, | WY
| 500 | 6784 | 05E19G10H10D07M02W02 | 500 | W134,R38,S0,IN,BY,CN,QN,G3430,C1311,LY,AN,FN,CCN,F80,D6,DTY,MY,WY | 14.86 | 0 | 0.65 | 17.5 | 33.01 | 100% | 12.49% | 0 | 6642.0014 | 6161.4369 | 0 | 328.157 | 421.89 | 1.5556 | 184.5883 | 28.77 | Walls:R13+R4 foam,Roof:R38,SlabEdge:R0,Infiltration:No,RadBarrier:Yes,CoolRoof:No,InsQuality:No | Window:0.34 U/0.30 SHGC | AirCond:13/11,ChargeLight:Yes,AirFlowTest:No,FanEnergyTest:No,MaxCoolCap:No,Furnace:0.8 | Duct:R6.0,DuctTest:Yes | Mass:40% Exposed | Dhw:62% EF | E19 | G10 | H10 | D07 | M02 | W02 | 895.6869 | 318.5 | 222.25 | 480.5645 | 4725 | 0 | W134,R38,S0,IN,BY,CN,QN, | G3430, | C1311,LY,AN,FN,CCN,F80, | D6,DTY, | MY, | WY
| 1287 | 7571 | 05E24G09H13D07M01W02 | 1287 | W190,R49,S7,IY,BY,CY,QY,G3756,C1512,LY,AY,FY,CCY,F92,D6,DTY,MN,WY | 5.66 | 0.28 | 0.65 | 17.5 | 24.09 | 88.93% | 36.13% | 2 | 6651.4057 | 6170.8413 | 0.23333 | 192.7923 | 311.43 | 1.3222 | 319.9531 | 139.23 | Walls:R19,Roof:R49,SlabEdge:R7,Infiltration:Test 3.2 SLA,RadBarrier:Yes,CoolRoof:Yes,InsQuality:Yes | Window:0.37 U/0.56 SHGC | AirCond:15/12,ChargeLight:Yes,AirFlowTest:Yes,FanEnergyTest:Yes,MaxCoolCap:Yes,Furnace:0.92 | Duct:R6.0,DuctTest:Yes | Mass:Std | Dhw:62% EF | E24 | G09 | H13 | D07 | M01 | W02 | 4078.2787 | 318.5 | 1774.0625 | 480.5645 | 0 | 0 | W190,R49,S7,IY,BY,CY,QY, | G3756, | C1512,LY,AY,FY,CCY,F92, | D6,DTY, | MN, | WY
| 1342 | 7626 | 05E24G10H13D07M01W02 | 1342 | W190,R49,S7,IY,BY,CY,QY,G3430,C1512,LY,AY,FY,CCY,F92,D6,DTY,MN,WY | 9.96 | 0 | 0.65 | 17.5 | 28.11 | 100% | 25.48% | 1 | 6651.4057 | 6170.8413 | 0 | 225.608 | 364.77 | 1.5556 | 287.1374 | 85.89 | Walls:R19,Roof:R49,SlabEdge:R7,Infiltration:Test 3.2 SLA,RadBarrier:Yes,CoolRoof:Yes,InsQuality:Yes | Window:0.34 U/0.30 SHGC | AirCond:15/12,ChargeLight:Yes,AirFlowTest:Yes,FanEnergyTest:Yes,MaxCoolCap:Yes,Furnace:0.92 | Duct:R6.0,DuctTest:Yes | Mass:Std | Dhw:62% EF | E24 | G10 | H13 | D07 | M01 | W02 | 4078.2787 | 318.5 | 1774.0625 | 480.5645 | 0 | 0 | W190,R49,S7,IY,BY,CY,QY, | G3430, | C1512,LY,AY,FY,CCY,F92, | D6,DTY, | MN, | WY
| 293 | 6577 | 05E18G09H12D07M01W04 | 293 | W134,R38,S0,IN,BN,CN,QN,G3756,C1312,LY,AY,FY,CCY,F92,D6,DTY,MN,WS | 7.97 | 0.64 | 0.65 | 9.23 | 18.49 | 74.7% | 50.98% | 2 | 6656.5951 | 6176.0307 | 0.54444 | 248.1688 | 224.7 | 1.0111 | 264.5766 | 225.96 | Walls:R13+R4 foam,Roof:R38,SlabEdge:R0,Infiltration:No,RadBarrier:No,CoolRoof:No,InsQuality:No | Window:0.37 U/0.56 SHGC | AirCond:13/12,ChargeLight:Yes,AirFlowTest:Yes,FanEnergyTest:Yes,MaxCoolCap:Yes,Furnace:0.92 | Duct:R6.0,DuctTest:Yes | Mass:Std | Dhw:60% EF with 50% solar | E18 | G09 | H12 | D07 | M01 | W04 | 413.3432 | 318.5 | 1444.1875 | 480.5645 | 0 | 4000 | W134,R38,S0,IN,BN,CN,QN, | G3756, | C1312,LY,AY,FY,CCY,F92, | D6,DTY, | MN, | WS
| 348 | 6632 | 05E18G10H12D07M01W04 | 348 | W134,R38,S0,IN,BN,CN,QN,G3430,C1312,LY,AY,FY,CCY,F92,D6,DTY,MN,WS | 12.25 | 0.01 | 0.65 | 9.23 | 22.14 | 99.6% | 41.3% | 2 | 6656.5951 | 6176.0307 | 0 | 258.4237 | 277.83 | 1.5556 | 254.3217 | 172.83 | Walls:R13+R4 foam,Roof:R38,SlabEdge:R0,Infiltration:No,RadBarrier:No,CoolRoof:No,InsQuality:No | Window:0.34 U/0.30 SHGC | AirCond:13/12,ChargeLight:Yes,AirFlowTest:Yes,FanEnergyTest:Yes,MaxCoolCap:Yes,Furnace:0.92 | Duct:R6.0,DuctTest:Yes | Mass:Std | Dhw:60% EF with 50% solar | E18 | G10 | H12 | D07 | M01 | W04 | 413.3432 | 318.5 | 1444.1875 | 480.5645 | 0 | 4000 | W134,R38,S0,IN,BN,CN,QN, | G3430, | C1312,LY,AY,FY,CCY,F92, | D6,DTY, | MN, | WS
| 1217 | 7501 | 05E23G12H11D05M01W03 | 1217 | W194,R49,S7,IY,BY,CY,QY,G4965,C1312,LY,AN,FN,CCN,F80,D8,DTY,MN,WT | 5.91 | 0.72 | 0.65 | 12.73 | 20.01 | 71.54% | 46.95% | 2 | 6656.6561 | 6176.0917 | 0.54444 | 244.0668 | 246.75 | 1.0111 | 268.6786 | 203.91 | Walls:R19+R4 foam,Roof:R49,SlabEdge:R7,Infiltration:Test 3.2 SLA,RadBarrier:Yes,CoolRoof:Yes,InsQuality:Yes | Window:0.49 U/0.65 SHGC | AirCond:13/12,ChargeLight:Yes,AirFlowTest:No,FanEnergyTest:No,MaxCoolCap:No,Furnace:0.8 | Duct:R8.0,DuctTest:Yes | Mass:Std | Dhw:84% EF Tankless | E23 | G12 | H11 | D05 | M01 | W03 | 4307.8719 | 159.25 | 449.75 | 602.2842 | 0 | 1137.5 | W194,R49,S7,IY,BY,CY,QY, | G4965, | C1312,LY,AN,FN,CCN,F80, | D8,DTY, | MN, | WT
| 1362 | 7646 | 05E24G12H08D05M01W03 | 1362 | W190,R49,S7,IY,BY,CY,QY,G4965,C1310,LN,AN,FN,CCN,F92,D8,DTY,MN,WT | 6.16 | 0.84 | 0.65 | 12.73 | 20.38 | 66.8% | 45.97% | 2 | 6659.813 | 6179.2485 | 0.62222 | 268.6786 | 249.06 | 0.93333 | 244.0668 | 201.6 | Walls:R19,Roof:R49,SlabEdge:R7,Infiltration:Test 3.2 SLA,RadBarrier:Yes,CoolRoof:Yes,InsQuality:Yes | Window:0.49 U/0.65 SHGC | AirCond:13/10,ChargeLight:No,AirFlowTest:No,FanEnergyTest:No,MaxCoolCap:No,Furnace:0.92 | Duct:R8.0,DuctTest:Yes | Mass:Std | Dhw:84% EF Tankless | E24 | G12 | H08 | D05 | M01 | W03 | 4078.2787 | 159.25 | 682.5 | 602.2842 | 0 | 1137.5 | W190,R49,S7,IY,BY,CY,QY, | G4965, | C1310,LN,AN,FN,CCN,F92, | D8,DTY, | MN, | WT
| 708 | 6992 | 05E20G12H08D07M02W02 | 708 | W134,R38,S0,IY,BN,CN,QN,G4965,C1310,LN,AN,FN,CCN,F92,D6,DTY,MY,WY | 7.8 | 1.02 | 0.65 | 17.5 | 26.97 | 59.68% | 28.5% | 1 | 6667.1576 | 6186.5932 | 0.77778 | 309.6982 | 334.53 | 0.77778 | 203.0472 | 116.13 | Walls:R13+R4 foam,Roof:R38,SlabEdge:R0,Infiltration:Test 3.2 SLA,RadBarrier:No,CoolRoof:No,InsQuality:No | Window:0.49 U/0.65 SHGC | AirCond:13/10,ChargeLight:No,AirFlowTest:No,FanEnergyTest:No,MaxCoolCap:No,Furnace:0.92 | Duct:R6.0,DuctTest:Yes | Mass:40% Exposed | Dhw:62% EF | E20 | G12 | H08 | D07 | M02 | W02 | 619.8432 | 159.25 | 682.5 | 480.5645 | 4725 | 0 | W134,R38,S0,IY,BN,CN,QN, | G4965, | C1310,LN,AN,FN,CCN,F92, | D6,DTY, | MY, | WY
| 1114 | 7398 | 05E23G09H12D05M01W02 | 1114 | W194,R49,S7,IY,BY,CY,QY,G3756,C1312,LY,AY,FY,CCY,F92,D8,DTY,MN,WY | 4.59 | 0.28 | 0.65 | 17.5 | 23.02 | 88.93% | 38.97% | 2 | 6672.8436 | 6192.2792 | 0.23333 | 178.4354 | 298.2 | 1.3222 | 334.31 | 152.46 | Walls:R19+R4 foam,Roof:R49,SlabEdge:R7,Infiltration:Test 3.2 SLA,RadBarrier:Yes,CoolRoof:Yes,InsQuality:Yes | Window:0.37 U/0.56 SHGC | AirCond:13/12,ChargeLight:Yes,AirFlowTest:Yes,FanEnergyTest:Yes,MaxCoolCap:Yes,Furnace:0.92 | Duct:R8.0,DuctTest:Yes | Mass:Std | Dhw:62% EF | E23 | G09 | H12 | D05 | M01 | W02 | 4307.8719 | 318.5 | 1444.1875 | 602.2842 | 0 | 0 | W194,R49,S7,IY,BY,CY,QY, | G3756, | C1312,LY,AY,FY,CCY,F92, | D8,DTY, | MN, | WY
| 1169 | 7453 | 05E23G10H12D05M01W02 | 1169 | W194,R49,S7,IY,BY,CY,QY,G3430,C1312,LY,AY,FY,CCY,F92,D8,DTY,MN,WY | 8.64 | 0 | 0.65 | 17.5 | 26.79 | 100% | 28.98% | 1 | 6672.8436 | 6192.2792 | 0 | 209.2001 | 348.39 | 1.5556 | 303.5453 | 102.27 | Walls:R19+R4 foam,Roof:R49,SlabEdge:R7,Infiltration:Test 3.2 SLA,RadBarrier:Yes,CoolRoof:Yes,InsQuality:Yes | Window:0.34 U/0.30 SHGC | AirCond:13/12,ChargeLight:Yes,AirFlowTest:Yes,FanEnergyTest:Yes,MaxCoolCap:Yes,Furnace:0.92 | Duct:R8.0,DuctTest:Yes | Mass:Std | Dhw:62% EF | E23 | G10 | H12 | D05 | M01 | W02 | 4307.8719 | 318.5 | 1444.1875 | 602.2842 | 0 | 0 | W194,R49,S7,IY,BY,CY,QY, | G3430, | C1312,LY,AY,FY,CCY,F92, | D8,DTY, | MN, | WY
| 1066 | 7350 | 05E22G12H13D05M01W03 | 1066 | W134,R49,S0,IY,BY,CY,QY,G4965,C1512,LY,AY,FY,CCY,F92,D8,DTY,MN,WT | 6.83 | 0.45 | 0.65 | 12.73 | 20.66 | 82.21% | 45.23% | 2 | 6681.0336 | 6200.4692 | 0.38889 | 219.455 | 259.14 | 1.1667 | 293.2904 | 191.52 | Walls:R13+R4 foam,Roof:R49,SlabEdge:R0,Infiltration:Test 3.2 SLA,RadBarrier:Yes,CoolRoof:Yes,InsQuality:Yes | Window:0.49 U/0.65 SHGC | AirCond:15/12,ChargeLight:Yes,AirFlowTest:Yes,FanEnergyTest:Yes,MaxCoolCap:Yes,Furnace:0.92 | Duct:R8.0,DuctTest:Yes | Mass:Std | Dhw:84% EF Tankless | E22 | G12 | H13 | D05 | M01 | W03 | 3007.9369 | 159.25 | 1774.0625 | 602.2842 | 0 | 1137.5 | W134,R49,S0,IY,BY,CY,QY, | G4965, | C1512,LY,AY,FY,CCY,F92, | D8,DTY, | MN, | WT
| 893 | 7177 | 05E21G12H11D07M02W02 | 893 | W134,R38,S0,IY,BN,CN,QY,G4965,C1312,LY,AN,FN,CCN,F80,D6,DTY,MY,WY | 7.51 | 0.88 | 0.65 | 17.5 | 26.54 | 65.22% | 29.64% | 1 | 6686.4076 | 6205.8432 | 0.7 | 280.9845 | 332.01 | 0.85556 | 231.7609 | 118.65 | Walls:R13+R4 foam,Roof:R38,SlabEdge:R0,Infiltration:Test 3.2 SLA,RadBarrier:No,CoolRoof:No,InsQuality:Yes | Window:0.49 U/0.65 SHGC | AirCond:13/12,ChargeLight:Yes,AirFlowTest:No,FanEnergyTest:No,MaxCoolCap:No,Furnace:0.8 | Duct:R6.0,DuctTest:Yes | Mass:40% Exposed | Dhw:62% EF | E21 | G12 | H11 | D07 | M02 | W02 | 871.8432 | 159.25 | 449.75 | 480.5645 | 4725 | 0 | W134,R38,S0,IY,BN,CN,QY, | G4965, | C1312,LY,AN,FN,CCN,F80, | D6,DTY, | MY, | WY
| 1111 | 7395 | 05E23G09H11D07M01W03 | 1111 | W194,R49,S7,IY,BY,CY,QY,G3756,C1312,LY,AN,FN,CCN,F80,D6,DTY,MN,WT | 5.42 | 0.34 | 0.65 | 12.73 | 19.14 | 86.56% | 49.26% | 2 | 6694.1864 | 6213.6219 | 0.31111 | 209.2001 | 240.87 | 1.2444 | 303.5453 | 209.79 | Walls:R19+R4 foam,Roof:R49,SlabEdge:R7,Infiltration:Test 3.2 SLA,RadBarrier:Yes,CoolRoof:Yes,InsQuality:Yes | Window:0.37 U/0.56 SHGC | AirCond:13/12,ChargeLight:Yes,AirFlowTest:No,FanEnergyTest:No,MaxCoolCap:No,Furnace:0.8 | Duct:R6.0,DuctTest:Yes | Mass:Std | Dhw:84% EF Tankless | E23 | G09 | H11 | D07 | M01 | W03 | 4307.8719 | 318.5 | 449.75 | 480.5645 | 0 | 1137.5 | W194,R49,S7,IY,BY,CY,QY, | G3756, | C1312,LY,AN,FN,CCN,F80, | D6,DTY, | MN, | WT
| 1166 | 7450 | 05E23G10H11D07M01W03 | 1166 | W194,R49,S7,IY,BY,CY,QY,G3430,C1312,LY,AN,FN,CCN,F80,D6,DTY,MN,WT | 10.22 | 0 | 0.65 | 12.73 | 23.6 | 100% | 37.43% | 2 | 6694.1864 | 6213.6219 | 0 | 256.3727 | 299.46 | 1.5556 | 256.3727 | 151.2 | Walls:R19+R4 foam,Roof:R49,SlabEdge:R7,Infiltration:Test 3.2 SLA,RadBarrier:Yes,CoolRoof:Yes,InsQuality:Yes | Window:0.34 U/0.30 SHGC | AirCond:13/12,ChargeLight:Yes,AirFlowTest:No,FanEnergyTest:No,MaxCoolCap:No,Furnace:0.8 | Duct:R6.0,DuctTest:Yes | Mass:Std | Dhw:84% EF Tankless | E23 | G10 | H11 | D07 | M01 | W03 | 4307.8719 | 318.5 | 449.75 | 480.5645 | 0 | 1137.5 | W194,R49,S7,IY,BY,CY,QY, | G3430, | C1312,LY,AN,FN,CCN,F80, | D6,DTY, | MN, | WT
| 1256 | 7540 | 05E24G09H08D07M01W03 | 1256 | W190,R49,S7,IY,BY,CY,QY,G3756,C1310,LN,AN,FN,CCN,F92,D6,DTY,MN,WT | 5.74 | 0.41 | 0.65 | 12.73 | 19.53 | 83.79% | 48.22% | 2 | 6697.3432 | 6216.7788 | 0.38889 | 229.7099 | 244.02 | 1.1667 | 283.0355 | 206.64 | Walls:R19,Roof:R49,SlabEdge:R7,Infiltration:Test 3.2 SLA,RadBarrier:Yes,CoolRoof:Yes,InsQuality:Yes | Window:0.37 U/0.56 SHGC | AirCond:13/10,ChargeLight:No,AirFlowTest:No,FanEnergyTest:No,MaxCoolCap:No,Furnace:0.92 | Duct:R6.0,DuctTest:Yes | Mass:Std | Dhw:84% EF Tankless | E24 | G09 | H08 | D07 | M01 | W03 | 4078.2787 | 318.5 | 682.5 | 480.5645 | 0 | 1137.5 | W190,R49,S7,IY,BY,CY,QY, | G3756, | C1310,LN,AN,FN,CCN,F92, | D6,DTY, | MN, | WT
| 1311 | 7595 | 05E24G10H08D07M01W03 | 1311 | W190,R49,S7,IY,BY,CY,QY,G3430,C1310,LN,AN,FN,CCN,F92,D6,DTY,MN,WT | 10.09 | 0 | 0.65 | 12.73 | 23.47 | 100% | 37.78% | 2 | 6697.3432 | 6216.7788 | 0 | 274.8315 | 296.52 | 1.5556 | 237.9139 | 154.14 | Walls:R19,Roof:R49,SlabEdge:R7,Infiltration:Test 3.2 SLA,RadBarrier:Yes,CoolRoof:Yes,InsQuality:Yes | Window:0.34 U/0.30 SHGC | AirCond:13/10,ChargeLight:No,AirFlowTest:No,FanEnergyTest:No,MaxCoolCap:No,Furnace:0.92 | Duct:R6.0,DuctTest:Yes | Mass:Std | Dhw:84% EF Tankless | E24 | G10 | H08 | D07 | M01 | W03 | 4078.2787 | 318.5 | 682.5 | 480.5645 | 0 | 1137.5 | W190,R49,S7,IY,BY,CY,QY, | G3430, | C1310,LN,AN,FN,CCN,F92, | D6,DTY, | MN, | WT
| 733 | 7017 | 05E20G12H12D07M01W04 | 733 | W134,R38,S0,IY,BN,CN,QN,G4965,C1312,LY,AY,FY,CCY,F92,D6,DTY,MN,WS | 8.17 | 1.15 | 0.65 | 9.23 | 19.2 | 54.55% | 49.1% | 2 | 6703.8451 | 6223.2807 | 0.77778 | 287.1374 | 227.01 | 0.77778 | 225.608 | 223.65 | Walls:R13+R4 foam,Roof:R38,SlabEdge:R0,Infiltration:Test 3.2 SLA,RadBarrier:No,CoolRoof:No,InsQuality:No | Window:0.49 U/0.65 SHGC | AirCond:13/12,ChargeLight:Yes,AirFlowTest:Yes,FanEnergyTest:Yes,MaxCoolCap:Yes,Furnace:0.92 | Duct:R6.0,DuctTest:Yes | Mass:Std | Dhw:60% EF with 50% solar | E20 | G12 | H12 | D07 | M01 | W04 | 619.8432 | 159.25 | 1444.1875 | 480.5645 | 0 | 4000 | W134,R38,S0,IY,BN,CN,QN, | G4965, | C1312,LY,AY,FY,CCY,F92, | D6,DTY, | MN, | WS
| 563 | 6847 | 05E19G12H11D07M02W02 | 563 | W134,R38,S0,IN,BY,CN,QN,G4965,C1312,LY,AN,FN,CCN,F80,D6,DTY,MY,WY | 9.84 | 0.45 | 0.65 | 17.5 | 28.44 | 82.21% | 24.6% | 1 | 6710.2514 | 6229.6869 | 0.46667 | 283.0355 | 360.36 | 1.0889 | 229.7099 | 90.3 | Walls:R13+R4 foam,Roof:R38,SlabEdge:R0,Infiltration:No,RadBarrier:Yes,CoolRoof:No,InsQuality:No | Window:0.49 U/0.65 SHGC | AirCond:13/12,ChargeLight:Yes,AirFlowTest:No,FanEnergyTest:No,MaxCoolCap:No,Furnace:0.8 | Duct:R6.0,DuctTest:Yes | Mass:40% Exposed | Dhw:62% EF | E19 | G12 | H11 | D07 | M02 | W02 | 895.6869 | 159.25 | 449.75 | 480.5645 | 4725 | 0 | W134,R38,S0,IN,BY,CN,QN, | G4965, | C1312,LY,AN,FN,CCN,F80, | D6,DTY, | MY, | WY
| 306 | 6590 | 05E18G09H14D07M02W02 | 306 | W134,R38,S0,IN,BN,CN,QN,G3756,C1512,LY,AN,FN,CCN,F80,D6,DTY,MY,WY | 8.74 | 0.4 | 0.65 | 17.5 | 27.29 | 84.19% | 27.65% | 1 | 6717.0326 | 6236.4682 | 0.38889 | 264.5766 | 346.92 | 1.1667 | 248.1688 | 103.74 | Walls:R13+R4 foam,Roof:R38,SlabEdge:R0,Infiltration:No,RadBarrier:No,CoolRoof:No,InsQuality:No | Window:0.37 U/0.56 SHGC | AirCond:15/12,ChargeLight:Yes,AirFlowTest:No,FanEnergyTest:No,MaxCoolCap:No,Furnace:0.8 | Duct:R6.0,DuctTest:Yes | Mass:40% Exposed | Dhw:62% EF | E18 | G09 | H14 | D07 | M02 | W02 | 413.3432 | 318.5 | 779.625 | 480.5645 | 4725 | 0 | W134,R38,S0,IN,BN,CN,QN, | G3756, | C1512,LY,AN,FN,CCN,F80, | D6,DTY, | MY, | WY
| 361 | 6645 | 05E18G10H14D07M02W02 | 361 | W134,R38,S0,IN,BN,CN,QN,G3430,C1512,LY,AN,FN,CCN,F80,D6,DTY,MY,WY | 13.9 | 0 | 0.65 | 17.5 | 32.05 | 100% | 15.03% | 1 | 6717.0326 | 6236.4682 | 0 | 311.7492 | 409.92 | 1.5556 | 200.9962 | 40.74 | Walls:R13+R4 foam,Roof:R38,SlabEdge:R0,Infiltration:No,RadBarrier:No,CoolRoof:No,InsQuality:No | Window:0.34 U/0.30 SHGC | AirCond:15/12,ChargeLight:Yes,AirFlowTest:No,FanEnergyTest:No,MaxCoolCap:No,Furnace:0.8 | Duct:R6.0,DuctTest:Yes | Mass:40% Exposed | Dhw:62% EF | E18 | G10 | H14 | D07 | M02 | W02 | 413.3432 | 318.5 | 779.625 | 480.5645 | 4725 | 0 | W134,R38,S0,IN,BN,CN,QN, | G3430, | C1512,LY,AN,FN,CCN,F80, | D6,DTY, | MY, | WY
| 958 | 7242 | 05E22G09H13D07M01W03 | 958 | W134,R49,S0,IY,BY,CY,QY,G3756,C1512,LY,AY,FY,CCY,F92,D6,DTY,MN,WT | 6.44 | 0.19 | 0.65 | 12.73 | 20.01 | 92.49% | 46.95% | 2 | 6718.5639 | 6237.9994 | 0.23333 | 196.8942 | 254.31 | 1.3222 | 315.8512 | 196.35 | Walls:R13+R4 foam,Roof:R49,SlabEdge:R0,Infiltration:Test 3.2 SLA,RadBarrier:Yes,CoolRoof:Yes,InsQuality:Yes | Window:0.37 U/0.56 SHGC | AirCond:15/12,ChargeLight:Yes,AirFlowTest:Yes,FanEnergyTest:Yes,MaxCoolCap:Yes,Furnace:0.92 | Duct:R6.0,DuctTest:Yes | Mass:Std | Dhw:84% EF Tankless | E22 | G09 | H13 | D07 | M01 | W03 | 3007.9369 | 318.5 | 1774.0625 | 480.5645 | 0 | 1137.5 | W134,R49,S0,IY,BY,CY,QY, | G3756, | C1512,LY,AY,FY,CCY,F92, | D6,DTY, | MN, | WT
| 1013 | 7297 | 05E22G10H13D07M01W03 | 1013 | W134,R49,S0,IY,BY,CY,QY,G3430,C1512,LY,AY,FY,CCY,F92,D6,DTY,MN,WT | 10.96 | 0 | 0.65 | 12.73 | 24.34 | 100% | 35.47% | 2 | 6718.5639 | 6237.9994 | 0 | 239.9648 | 310.59 | 1.5556 | 272.7805 | 140.07 | Walls:R13+R4 foam,Roof:R49,SlabEdge:R0,Infiltration:Test 3.2 SLA,RadBarrier:Yes,CoolRoof:Yes,InsQuality:Yes | Window:0.34 U/0.30 SHGC | AirCond:15/12,ChargeLight:Yes,AirFlowTest:Yes,FanEnergyTest:Yes,MaxCoolCap:Yes,Furnace:0.92 | Duct:R6.0,DuctTest:Yes | Mass:Std | Dhw:84% EF Tankless | E22 | G10 | H13 | D07 | M01 | W03 | 3007.9369 | 318.5 | 1774.0625 | 480.5645 | 0 | 1137.5 | W134,R49,S0,IY,BY,CY,QY, | G3430, | C1512,LY,AY,FY,CCY,F92, | D6,DTY, | MN, | WT
| 1232 | 7516 | 05E23G12H13D07M01W02 | 1232 | W194,R49,S7,IY,BY,CY,QY,G4965,C1512,LY,AY,FY,CCY,F92,D6,DTY,MN,WY | 5.27 | 0.54 | 0.65 | 17.5 | 23.96 | 78.66% | 36.48% | 2 | 6721.7489 | 6241.1844 | 0.38889 | 207.1491 | 306.6 | 1.1667 | 305.5962 | 144.06 | Walls:R19+R4 foam,Roof:R49,SlabEdge:R7,Infiltration:Test 3.2 SLA,RadBarrier:Yes,CoolRoof:Yes,InsQuality:Yes | Window:0.49 U/0.65 SHGC | AirCond:15/12,ChargeLight:Yes,AirFlowTest:Yes,FanEnergyTest:Yes,MaxCoolCap:Yes,Furnace:0.92 | Duct:R6.0,DuctTest:Yes | Mass:Std | Dhw:62% EF | E23 | G12 | H13 | D07 | M01 | W02 | 4307.8719 | 159.25 | 1774.0625 | 480.5645 | 0 | 0 | W194,R49,S7,IY,BY,CY,QY, | G4965, | C1512,LY,AY,FY,CCY,F92, | D6,DTY, | MN, | WY
| 1539 | 7823 | 05E25G12H09D07M02W02 | 1539 | W130,R30,S0,IN,BN,CN,QN,G4965,C1310,LN,AN,FN,CCN,F96,D6,DTY,MY,WY | 10.28 | 1.45 | 0.65 | 17.5 | 29.88 | 42.69% | 20.78% | 1 | 6729.8145 | 6249.25 | 1.0889 | 387.6355 | 363.72 | 0.46667 | 125.1099 | 86.94 | Walls:R13,Roof:R30,SlabEdge:R0,Infiltration:No,RadBarrier:No,CoolRoof:No,InsQuality:No | Window:0.49 U/0.65 SHGC | AirCond:13/10,ChargeLight:No,AirFlowTest:No,FanEnergyTest:No,MaxCoolCap:No,Furnace:0.96 | Duct:R6.0,DuctTest:Yes | Mass:40% Exposed | Dhw:62% EF | E25 | G12 | H09 | D07 | M02 | W02 | 0 | 159.25 | 1365 | 480.5645 | 4725 | 0 | W130,R30,S0,IN,BN,CN,QN, | G4965, | C1310,LN,AN,FN,CCN,F96, | D6,DTY, | MY, | WY
| 1080 | 7364 | 05E23G09H07D06M01W02 | 1080 | W194,R49,S7,IY,BY,CY,QY,G3756,C1310,LN,AN,FN,CCN,F80,DC,DTY,MN,WY | 4.66 | 0.32 | 0.65 | 17.5 | 23.13 | 87.35% | 38.68% | 2 | 6736.1084 | 6255.5439 | 0.31111 | 194.8432 | 298.2 | 1.2444 | 317.9021 | 152.46 | Walls:R19+R4 foam,Roof:R49,SlabEdge:R7,Infiltration:Test 3.2 SLA,RadBarrier:Yes,CoolRoof:Yes,InsQuality:Yes | Window:0.37 U/0.56 SHGC | AirCond:13/10,ChargeLight:No,AirFlowTest:No,FanEnergyTest:No,MaxCoolCap:No,Furnace:0.8 | Duct:Conditioned Space,DuctTest:Yes | Mass:Std | Dhw:62% EF | E23 | G09 | H07 | D06 | M01 | W02 | 4307.8719 | 318.5 | 0 | 2109.7365 | 0 | 0 | W194,R49,S7,IY,BY,CY,QY, | G3756, | C1310,LN,AN,FN,CCN,F80, | DC,DTY, | MN, | WY
| 1135 | 7419 | 05E23G10H07D06M01W02 | 1135 | W194,R49,S7,IY,BY,CY,QY,G3430,C1310,LN,AN,FN,CCN,F80,DC,DTY,MN,WY | 8.82 | 0 | 0.65 | 17.5 | 26.97 | 100% | 28.5% | 1 | 6736.1084 | 6255.5439 | 0 | 233.8119 | 349.02 | 1.5556 | 278.9335 | 101.64 | Walls:R19+R4 foam,Roof:R49,SlabEdge:R7,Infiltration:Test 3.2 SLA,RadBarrier:Yes,CoolRoof:Yes,InsQuality:Yes | Window:0.34 U/0.30 SHGC | AirCond:13/10,ChargeLight:No,AirFlowTest:No,FanEnergyTest:No,MaxCoolCap:No,Furnace:0.8 | Duct:Conditioned Space,DuctTest:Yes | Mass:Std | Dhw:62% EF | E23 | G10 | H07 | D06 | M01 | W02 | 4307.8719 | 318.5 | 0 | 2109.7365 | 0 | 0 | W194,R49,S7,IY,BY,CY,QY, | G3430, | C1310,LN,AN,FN,CCN,F80, | DC,DTY, | MN, | WY
| 134 | 6418 | 05E17G09H13D07M01W04 | 134 | W130,R38,S0,IN,BN,CN,QN,G3756,C1512,LY,AY,FY,CCY,F92,D6,DTY,MN,WS | 10.12 | 0.74 | 0.65 | 9.23 | 20.74 | 70.75% | 45.02% | 2 | 6756.877 | 6276.3125 | 0.62222 | 280.9845 | 251.16 | 0.93333 | 231.7609 | 199.5 | Walls:R13,Roof:R38,SlabEdge:R0,Infiltration:No,RadBarrier:No,CoolRoof:No,InsQuality:No | Window:0.37 U/0.56 SHGC | AirCond:15/12,ChargeLight:Yes,AirFlowTest:Yes,FanEnergyTest:Yes,MaxCoolCap:Yes,Furnace:0.92 | Duct:R6.0,DuctTest:Yes | Mass:Std | Dhw:60% EF with 50% solar | E17 | G09 | H13 | D07 | M01 | W04 | 183.75 | 318.5 | 1774.0625 | 480.5645 | 0 | 4000 | W130,R38,S0,IN,BN,CN,QN, | G3756, | C1512,LY,AY,FY,CCY,F92, | D6,DTY, | MN, | WS
| 189 | 6473 | 05E17G10H13D07M01W04 | 189 | W130,R38,S0,IN,BN,CN,QN,G3430,C1512,LY,AY,FY,CCY,F92,D6,DTY,MN,WS | 14.46 | 0.02 | 0.65 | 9.23 | 24.36 | 99.21% | 35.42% | 2 | 6756.877 | 6276.3125 | 0.077778 | 287.1374 | 305.13 | 1.4778 | 225.608 | 145.53 | Walls:R13,Roof:R38,SlabEdge:R0,Infiltration:No,RadBarrier:No,CoolRoof:No,InsQuality:No | Window:0.34 U/0.30 SHGC | AirCond:15/12,ChargeLight:Yes,AirFlowTest:Yes,FanEnergyTest:Yes,MaxCoolCap:Yes,Furnace:0.92 | Duct:R6.0,DuctTest:Yes | Mass:Std | Dhw:60% EF with 50% solar | E17 | G10 | H13 | D07 | M01 | W04 | 183.75 | 318.5 | 1774.0625 | 480.5645 | 0 | 4000 | W130,R38,S0,IN,BN,CN,QN, | G3430, | C1512,LY,AY,FY,CCY,F92, | D6,DTY, | MN, | WS
| 1402 | 7686 | 05E24G12H14D05M01W03 | 1402 | W190,R49,S7,IY,BY,CY,QY,G4965,C1512,LY,AN,FN,CCN,F80,D8,DTY,MN,WT | 7 | 0.69 | 0.65 | 12.73 | 21.07 | 72.73% | 44.14% | 2 | 6756.938 | 6276.3735 | 0.54444 | 258.4237 | 259.98 | 1.0111 | 254.3217 | 190.68 | Walls:R19,Roof:R49,SlabEdge:R7,Infiltration:Test 3.2 SLA,RadBarrier:Yes,CoolRoof:Yes,InsQuality:Yes | Window:0.49 U/0.65 SHGC | AirCond:15/12,ChargeLight:Yes,AirFlowTest:No,FanEnergyTest:No,MaxCoolCap:No,Furnace:0.8 | Duct:R8.0,DuctTest:Yes | Mass:Std | Dhw:84% EF Tankless | E24 | G12 | H14 | D05 | M01 | W03 | 4078.2787 | 159.25 | 779.625 | 602.2842 | 0 | 1137.5 | W190,R49,S7,IY,BY,CY,QY, | G4965, | C1512,LY,AN,FN,CCN,F80, | D8,DTY, | MN, | WT
| 746 | 7030 | 05E20G12H14D07M02W02 | 746 | W134,R38,S0,IY,BN,CN,QN,G4965,C1512,LY,AN,FN,CCN,F80,D6,DTY,MY,WY | 8.86 | 0.83 | 0.65 | 17.5 | 27.84 | 67.19% | 26.19% | 1 | 6764.2826 | 6283.7182 | 0.62222 | 297.3923 | 348.39 | 0.93333 | 215.3531 | 102.27 | Walls:R13+R4 foam,Roof:R38,SlabEdge:R0,Infiltration:Test 3.2 SLA,RadBarrier:No,CoolRoof:No,InsQuality:No | Window:0.49 U/0.65 SHGC | AirCond:15/12,ChargeLight:Yes,AirFlowTest:No,FanEnergyTest:No,MaxCoolCap:No,Furnace:0.8 | Duct:R6.0,DuctTest:Yes | Mass:40% Exposed | Dhw:62% EF | E20 | G12 | H14 | D07 | M02 | W02 | 619.8432 | 159.25 | 779.625 | 480.5645 | 4725 | 0 | W134,R38,S0,IY,BN,CN,QN, | G4965, | C1512,LY,AN,FN,CCN,F80, | D6,DTY, | MY, | WY
| 1201 | 7485 | 05E23G12H08D07M01W03 | 1201 | W194,R49,S7,IY,BY,CY,QY,G4965,C1310,LN,AN,FN,CCN,F92,D6,DTY,MN,WT | 5.35 | 0.79 | 0.65 | 12.73 | 19.52 | 68.77% | 48.25% | 2 | 6767.6864 | 6287.1219 | 0.62222 | 252.2707 | 239.19 | 0.93333 | 260.4747 | 211.47 | Walls:R19+R4 foam,Roof:R49,SlabEdge:R7,Infiltration:Test 3.2 SLA,RadBarrier:Yes,CoolRoof:Yes,InsQuality:Yes | Window:0.49 U/0.65 SHGC | AirCond:13/10,ChargeLight:No,AirFlowTest:No,FanEnergyTest:No,MaxCoolCap:No,Furnace:0.92 | Duct:R6.0,DuctTest:Yes | Mass:Std | Dhw:84% EF Tankless | E23 | G12 | H08 | D07 | M01 | W03 | 4307.8719 | 159.25 | 682.5 | 480.5645 | 0 | 1137.5 | W194,R49,S7,IY,BY,CY,QY, | G4965, | C1310,LN,AN,FN,CCN,F92, | D6,DTY, | MN, | WT
| 1285 | 7569 | 05E24G09H13D05M01W02 | 1285 | W190,R49,S7,IY,BY,CY,QY,G3756,C1512,LY,AY,FY,CCY,F92,D8,DTY,MN,WY | 5.51 | 0.27 | 0.65 | 17.5 | 23.93 | 89.33% | 36.56% | 2 | 6773.1255 | 6292.561 | 0.23333 | 190.7413 | 309.54 | 1.3222 | 322.0041 | 141.12 | Walls:R19,Roof:R49,SlabEdge:R7,Infiltration:Test 3.2 SLA,RadBarrier:Yes,CoolRoof:Yes,InsQuality:Yes | Window:0.37 U/0.56 SHGC | AirCond:15/12,ChargeLight:Yes,AirFlowTest:Yes,FanEnergyTest:Yes,MaxCoolCap:Yes,Furnace:0.92 | Duct:R8.0,DuctTest:Yes | Mass:Std | Dhw:62% EF | E24 | G09 | H13 | D05 | M01 | W02 | 4078.2787 | 318.5 | 1774.0625 | 602.2842 | 0 | 0 | W190,R49,S7,IY,BY,CY,QY, | G3756, | C1512,LY,AY,FY,CCY,F92, | D8,DTY, | MN, | WY
| 1340 | 7624 | 05E24G10H13D05M01W02 | 1340 | W190,R49,S7,IY,BY,CY,QY,G3430,C1512,LY,AY,FY,CCY,F92,D8,DTY,MN,WY | 9.71 | 0 | 0.65 | 17.5 | 27.86 | 100% | 26.14% | 1 | 6773.1255 | 6292.561 | 0 | 223.557 | 361.62 | 1.5556 | 289.1884 | 89.04 | Walls:R19,Roof:R49,SlabEdge:R7,Infiltration:Test 3.2 SLA,RadBarrier:Yes,CoolRoof:Yes,InsQuality:Yes | Window:0.34 U/0.30 SHGC | AirCond:15/12,ChargeLight:Yes,AirFlowTest:Yes,FanEnergyTest:Yes,MaxCoolCap:Yes,Furnace:0.92 | Duct:R8.0,DuctTest:Yes | Mass:Std | Dhw:62% EF | E24 | G10 | H13 | D05 | M01 | W02 | 4078.2787 | 318.5 | 1774.0625 | 602.2842 | 0 | 0 | W190,R49,S7,IY,BY,CY,QY, | G3430, | C1512,LY,AY,FY,CCY,F92, | D8,DTY, | MN, | WY
| 603 | 6887 | 05E20G09H09D07M01W04 | 603 | W134,R38,S0,IY,BN,CN,QN,G3756,C1310,LN,AN,FN,CCN,F96,D6,DTY,MN,WS | 7.34 | 0.83 | 0.65 | 9.23 | 18.05 | 67.19% | 52.15% | 2 | 6783.9076 | 6303.3432 | 0.7 | 293.2904 | 214.2 | 0.85556 | 219.455 | 236.46 | Walls:R13+R4 foam,Roof:R38,SlabEdge:R0,Infiltration:Test 3.2 SLA,RadBarrier:No,CoolRoof:No,InsQuality:No | Window:0.37 U/0.56 SHGC | AirCond:13/10,ChargeLight:No,AirFlowTest:No,FanEnergyTest:No,MaxCoolCap:No,Furnace:0.96 | Duct:R6.0,DuctTest:Yes | Mass:Std | Dhw:60% EF with 50% solar | E20 | G09 | H09 | D07 | M01 | W04 | 619.8432 | 318.5 | 1365 | 480.5645 | 0 | 4000 | W134,R38,S0,IY,BN,CN,QN, | G3756, | C1310,LN,AN,FN,CCN,F96, | D6,DTY, | MN, | WS
| 658 | 6942 | 05E20G10H09D07M01W04 | 658 | W134,R38,S0,IY,BN,CN,QN,G3430,C1310,LN,AN,FN,CCN,F96,D6,DTY,MN,WS | 11.45 | 0.01 | 0.65 | 9.23 | 21.34 | 99.6% | 43.43% | 2 | 6783.9076 | 6303.3432 | 0 | 307.6472 | 263.55 | 1.5556 | 205.0982 | 187.11 | Walls:R13+R4 foam,Roof:R38,SlabEdge:R0,Infiltration:Test 3.2 SLA,RadBarrier:No,CoolRoof:No,InsQuality:No | Window:0.34 U/0.30 SHGC | AirCond:13/10,ChargeLight:No,AirFlowTest:No,FanEnergyTest:No,MaxCoolCap:No,Furnace:0.96 | Duct:R6.0,DuctTest:Yes | Mass:Std | Dhw:60% EF with 50% solar | E20 | G10 | H09 | D07 | M01 | W04 | 619.8432 | 318.5 | 1365 | 480.5645 | 0 | 4000 | W134,R38,S0,IY,BN,CN,QN, | G3430, | C1310,LN,AN,FN,CCN,F96, | D6,DTY, | MN, | WS
| 1294 | 7578 | 05E24G09H14D07M01W03 | 1294 | W190,R49,S7,IY,BY,CY,QY,G3756,C1512,LY,AN,FN,CCN,F80,D6,DTY,MN,WT | 6.51 | 0.34 | 0.65 | 12.73 | 20.23 | 86.56% | 46.37% | 2 | 6794.4682 | 6313.9038 | 0.31111 | 223.557 | 254.1 | 1.2444 | 289.1884 | 196.56 | Walls:R19,Roof:R49,SlabEdge:R7,Infiltration:Test 3.2 SLA,RadBarrier:Yes,CoolRoof:Yes,InsQuality:Yes | Window:0.37 U/0.56 SHGC | AirCond:15/12,ChargeLight:Yes,AirFlowTest:No,FanEnergyTest:No,MaxCoolCap:No,Furnace:0.8 | Duct:R6.0,DuctTest:Yes | Mass:Std | Dhw:84% EF Tankless | E24 | G09 | H14 | D07 | M01 | W03 | 4078.2787 | 318.5 | 779.625 | 480.5645 | 0 | 1137.5 | W190,R49,S7,IY,BY,CY,QY, | G3756, | C1512,LY,AN,FN,CCN,F80, | D6,DTY, | MN, | WT
| 1349 | 7633 | 05E24G10H14D07M01W03 | 1349 | W190,R49,S7,IY,BY,CY,QY,G3430,C1512,LY,AN,FN,CCN,F80,D6,DTY,MN,WT | 11.46 | 0 | 0.65 | 12.73 | 24.84 | 100% | 34.15% | 1 | 6794.4682 | 6313.9038 | 0 | 274.8315 | 314.58 | 1.5556 | 237.9139 | 136.08 | Walls:R19,Roof:R49,SlabEdge:R7,Infiltration:Test 3.2 SLA,RadBarrier:Yes,CoolRoof:Yes,InsQuality:Yes | Window:0.34 U/0.30 SHGC | AirCond:15/12,ChargeLight:Yes,AirFlowTest:No,FanEnergyTest:No,MaxCoolCap:No,Furnace:0.8 | Duct:R6.0,DuctTest:Yes | Mass:Std | Dhw:84% EF Tankless | E24 | G10 | H14 | D07 | M01 | W03 | 4078.2787 | 318.5 | 779.625 | 480.5645 | 0 | 1137.5 | W190,R49,S7,IY,BY,CY,QY, | G3430, | C1512,LY,AN,FN,CCN,F80, | D6,DTY, | MN, | WT
| 1383 | 7667 | 05E24G12H11D06M01W02 | 1383 | W190,R49,S7,IY,BY,CY,QY,G4965,C1312,LY,AN,FN,CCN,F80,DC,DTY,MN,WY | 6.28 | 0.71 | 0.65 | 17.5 | 25.14 | 71.94% | 33.35% | 1 | 6797.0152 | 6316.4507 | 0.54444 | 250.2197 | 317.73 | 1.0111 | 262.5256 | 132.93 | Walls:R19,Roof:R49,SlabEdge:R7,Infiltration:Test 3.2 SLA,RadBarrier:Yes,CoolRoof:Yes,InsQuality:Yes | Window:0.49 U/0.65 SHGC | AirCond:13/12,ChargeLight:Yes,AirFlowTest:No,FanEnergyTest:No,MaxCoolCap:No,Furnace:0.8 | Duct:Conditioned Space,DuctTest:Yes | Mass:Std | Dhw:62% EF | E24 | G12 | H11 | D06 | M01 | W02 | 4078.2787 | 159.25 | 449.75 | 2109.7365 | 0 | 0 | W190,R49,S7,IY,BY,CY,QY, | G4965, | C1312,LY,AN,FN,CCN,F80, | DC,DTY, | MN, | WY
| 1559 | 7843 | 05E25G12H12D07M02W02 | 1559 | W130,R30,S0,IN,BN,CN,QN,G4965,C1312,LY,AY,FY,CCY,F92,D6,DTY,MY,WY | 10.54 | 1.12 | 0.65 | 17.5 | 29.81 | 55.73% | 20.97% | 1 | 6809.002 | 6328.4375 | 0.85556 | 311.7492 | 370.86 | 0.7 | 200.9962 | 79.8 | Walls:R13,Roof:R30,SlabEdge:R0,Infiltration:No,RadBarrier:No,CoolRoof:No,InsQuality:No | Window:0.49 U/0.65 SHGC | AirCond:13/12,ChargeLight:Yes,AirFlowTest:Yes,FanEnergyTest:Yes,MaxCoolCap:Yes,Furnace:0.92 | Duct:R6.0,DuctTest:Yes | Mass:40% Exposed | Dhw:62% EF | E25 | G12 | H12 | D07 | M02 | W02 | 0 | 159.25 | 1444.1875 | 480.5645 | 4725 | 0 | W130,R30,S0,IN,BN,CN,QN, | G4965, | C1312,LY,AY,FY,CCY,F92, | D6,DTY, | MY, | WY
| 1107 | 7391 | 05E23G09H11D05M01W03 | 1107 | W194,R49,S7,IY,BY,CY,QY,G3756,C1312,LY,AN,FN,CCN,F80,D8,DTY,MN,WT | 5.27 | 0.33 | 0.65 | 12.73 | 18.98 | 86.96% | 49.68% | 2 | 6815.9061 | 6335.3417 | 0.31111 | 205.0982 | 239.19 | 1.2444 | 307.6472 | 211.47 | Walls:R19+R4 foam,Roof:R49,SlabEdge:R7,Infiltration:Test 3.2 SLA,RadBarrier:Yes,CoolRoof:Yes,InsQuality:Yes | Window:0.37 U/0.56 SHGC | AirCond:13/12,ChargeLight:Yes,AirFlowTest:No,FanEnergyTest:No,MaxCoolCap:No,Furnace:0.8 | Duct:R8.0,DuctTest:Yes | Mass:Std | Dhw:84% EF Tankless | E23 | G09 | H11 | D05 | M01 | W03 | 4307.8719 | 318.5 | 449.75 | 602.2842 | 0 | 1137.5 | W194,R49,S7,IY,BY,CY,QY, | G3756, | C1312,LY,AN,FN,CCN,F80, | D8,DTY, | MN, | WT
| 1162 | 7446 | 05E23G10H11D05M01W03 | 1162 | W194,R49,S7,IY,BY,CY,QY,G3430,C1312,LY,AN,FN,CCN,F80,D8,DTY,MN,WT | 9.94 | 0 | 0.65 | 12.73 | 23.32 | 100% | 38.18% | 2 | 6815.9061 | 6335.3417 | 0 | 250.2197 | 296.1 | 1.5556 | 262.5256 | 154.56 | Walls:R19+R4 foam,Roof:R49,SlabEdge:R7,Infiltration:Test 3.2 SLA,RadBarrier:Yes,CoolRoof:Yes,InsQuality:Yes | Window:0.34 U/0.30 SHGC | AirCond:13/12,ChargeLight:Yes,AirFlowTest:No,FanEnergyTest:No,MaxCoolCap:No,Furnace:0.8 | Duct:R8.0,DuctTest:Yes | Mass:Std | Dhw:84% EF Tankless | E23 | G10 | H11 | D05 | M01 | W03 | 4307.8719 | 318.5 | 449.75 | 602.2842 | 0 | 1137.5 | W194,R49,S7,IY,BY,CY,QY, | G3430, | C1312,LY,AN,FN,CCN,F80, | D8,DTY, | MN, | WT
| 1252 | 7536 | 05E24G09H08D05M01W03 | 1252 | W190,R49,S7,IY,BY,CY,QY,G3756,C1310,LN,AN,FN,CCN,F92,D8,DTY,MN,WT | 5.59 | 0.4 | 0.65 | 12.73 | 19.37 | 84.19% | 48.65% | 2 | 6819.063 | 6338.4985 | 0.38889 | 227.659 | 242.13 | 1.1667 | 285.0864 | 208.53 | Walls:R19,Roof:R49,SlabEdge:R7,Infiltration:Test 3.2 SLA,RadBarrier:Yes,CoolRoof:Yes,InsQuality:Yes | Window:0.37 U/0.56 SHGC | AirCond:13/10,ChargeLight:No,AirFlowTest:No,FanEnergyTest:No,MaxCoolCap:No,Furnace:0.92 | Duct:R8.0,DuctTest:Yes | Mass:Std | Dhw:84% EF Tankless | E24 | G09 | H08 | D05 | M01 | W03 | 4078.2787 | 318.5 | 682.5 | 602.2842 | 0 | 1137.5 | W190,R49,S7,IY,BY,CY,QY, | G3756, | C1310,LN,AN,FN,CCN,F92, | D8,DTY, | MN, | WT
| 1307 | 7591 | 05E24G10H08D05M01W03 | 1307 | W190,R49,S7,IY,BY,CY,QY,G3430,C1310,LN,AN,FN,CCN,F92,D8,DTY,MN,WT | 9.83 | 0 | 0.65 | 12.73 | 23.21 | 100% | 38.47% | 2 | 6819.063 | 6338.4985 | 0 | 270.7296 | 293.37 | 1.5556 | 242.0158 | 157.29 | Walls:R19,Roof:R49,SlabEdge:R7,Infiltration:Test 3.2 SLA,RadBarrier:Yes,CoolRoof:Yes,InsQuality:Yes | Window:0.34 U/0.30 SHGC | AirCond:13/10,ChargeLight:No,AirFlowTest:No,FanEnergyTest:No,MaxCoolCap:No,Furnace:0.92 | Duct:R8.0,DuctTest:Yes | Mass:Std | Dhw:84% EF Tankless | E24 | G10 | H08 | D05 | M01 | W03 | 4078.2787 | 318.5 | 682.5 | 602.2842 | 0 | 1137.5 | W190,R49,S7,IY,BY,CY,QY, | G3430, | C1310,LN,AN,FN,CCN,F92, | D8,DTY, | MN, | WT
| 598 | 6882 | 05E20G09H08D07M02W02 | 598 | W134,R38,S0,IY,BN,CN,QN,G3756,C1310,LN,AN,FN,CCN,F92,D6,DTY,MY,WY | 7.26 | 0.51 | 0.65 | 17.5 | 25.92 | 79.84% | 31.28% | 1 | 6826.4076 | 6345.8432 | 0.46667 | 264.5766 | 328.23 | 1.0889 | 248.1688 | 122.43 | Walls:R13+R4 foam,Roof:R38,SlabEdge:R0,Infiltration:Test 3.2 SLA,RadBarrier:No,CoolRoof:No,InsQuality:No | Window:0.37 U/0.56 SHGC | AirCond:13/10,ChargeLight:No,AirFlowTest:No,FanEnergyTest:No,MaxCoolCap:No,Furnace:0.92 | Duct:R6.0,DuctTest:Yes | Mass:40% Exposed | Dhw:62% EF | E20 | G09 | H08 | D07 | M02 | W02 | 619.8432 | 318.5 | 682.5 | 480.5645 | 4725 | 0 | W134,R38,S0,IY,BN,CN,QN, | G3756, | C1310,LN,AN,FN,CCN,F92, | D6,DTY, | MY, | WY
| 653 | 6937 | 05E20G10H08D07M02W02 | 653 | W134,R38,S0,IY,BN,CN,QN,G3430,C1310,LN,AN,FN,CCN,F92,D6,DTY,MY,WY | 11.74 | 0 | 0.65 | 17.5 | 29.89 | 100% | 20.76% | 1 | 6826.4076 | 6345.8432 | 0 | 303.5453 | 382.2 | 1.5556 | 209.2001 | 68.46 | Walls:R13+R4 foam,Roof:R38,SlabEdge:R0,Infiltration:Test 3.2 SLA,RadBarrier:No,CoolRoof:No,InsQuality:No | Window:0.34 U/0.30 SHGC | AirCond:13/10,ChargeLight:No,AirFlowTest:No,FanEnergyTest:No,MaxCoolCap:No,Furnace:0.92 | Duct:R6.0,DuctTest:Yes | Mass:40% Exposed | Dhw:62% EF | E20 | G10 | H08 | D07 | M02 | W02 | 619.8432 | 318.5 | 682.5 | 480.5645 | 4725 | 0 | W134,R38,S0,IY,BN,CN,QN, | G3430, | C1310,LN,AN,FN,CCN,F92, | D6,DTY, | MY, | WY
| 409 | 6693 | 05E18G12H13D07M01W04 | 409 | W134,R38,S0,IN,BN,CN,QN,G4965,C1512,LY,AY,FY,CCY,F92,D6,DTY,MN,WS | 8.61 | 1.01 | 0.65 | 9.23 | 19.5 | 60.08% | 48.3% | 2 | 6827.2201 | 6346.6557 | 0.7 | 278.9335 | 232.47 | 0.85556 | 233.8119 | 218.19 | Walls:R13+R4 foam,Roof:R38,SlabEdge:R0,Infiltration:No,RadBarrier:No,CoolRoof:No,InsQuality:No | Window:0.49 U/0.65 SHGC | AirCond:15/12,ChargeLight:Yes,AirFlowTest:Yes,FanEnergyTest:Yes,MaxCoolCap:Yes,Furnace:0.92 | Duct:R6.0,DuctTest:Yes | Mass:Std | Dhw:60% EF with 50% solar | E18 | G12 | H13 | D07 | M01 | W04 | 413.3432 | 159.25 | 1774.0625 | 480.5645 | 0 | 4000 | W134,R38,S0,IN,BN,CN,QN, | G4965, | C1512,LY,AY,FY,CCY,F92, | D6,DTY, | MN, | WS
| 956 | 7240 | 05E22G09H13D05M01W03 | 956 | W134,R49,S0,IY,BY,CY,QY,G3756,C1512,LY,AY,FY,CCY,F92,D8,DTY,MN,WT | 6.26 | 0.19 | 0.65 | 12.73 | 19.83 | 92.49% | 47.43% | 2 | 6840.2836 | 6359.7192 | 0.23333 | 192.7923 | 252.42 | 1.3222 | 319.9531 | 198.24 | Walls:R13+R4 foam,Roof:R49,SlabEdge:R0,Infiltration:Test 3.2 SLA,RadBarrier:Yes,CoolRoof:Yes,InsQuality:Yes | Window:0.37 U/0.56 SHGC | AirCond:15/12,ChargeLight:Yes,AirFlowTest:Yes,FanEnergyTest:Yes,MaxCoolCap:Yes,Furnace:0.92 | Duct:R8.0,DuctTest:Yes | Mass:Std | Dhw:84% EF Tankless | E22 | G09 | H13 | D05 | M01 | W03 | 3007.9369 | 318.5 | 1774.0625 | 602.2842 | 0 | 1137.5 | W134,R49,S0,IY,BY,CY,QY, | G3756, | C1512,LY,AY,FY,CCY,F92, | D8,DTY, | MN, | WT
| 1011 | 7295 | 05E22G10H13D05M01W03 | 1011 | W134,R49,S0,IY,BY,CY,QY,G3430,C1512,LY,AY,FY,CCY,F92,D8,DTY,MN,WT | 10.69 | 0 | 0.65 | 12.73 | 24.07 | 100% | 36.19% | 2 | 6840.2836 | 6359.7192 | 0 | 235.8629 | 307.23 | 1.5556 | 276.8825 | 143.43 | Walls:R13+R4 foam,Roof:R49,SlabEdge:R0,Infiltration:Test 3.2 SLA,RadBarrier:Yes,CoolRoof:Yes,InsQuality:Yes | Window:0.34 U/0.30 SHGC | AirCond:15/12,ChargeLight:Yes,AirFlowTest:Yes,FanEnergyTest:Yes,MaxCoolCap:Yes,Furnace:0.92 | Duct:R8.0,DuctTest:Yes | Mass:Std | Dhw:84% EF Tankless | E22 | G10 | H13 | D05 | M01 | W03 | 3007.9369 | 318.5 | 1774.0625 | 602.2842 | 0 | 1137.5 | W134,R49,S0,IY,BY,CY,QY, | G3430, | C1512,LY,AY,FY,CCY,F92, | D8,DTY, | MN, | WT
| 1230 | 7514 | 05E23G12H13D05M01W02 | 1230 | W194,R49,S7,IY,BY,CY,QY,G4965,C1512,LY,AY,FY,CCY,F92,D8,DTY,MN,WY | 5.13 | 0.53 | 0.65 | 17.5 | 23.81 | 79.05% | 36.88% | 2 | 6843.4686 | 6362.9042 | 0.38889 | 205.0982 | 304.92 | 1.1667 | 307.6472 | 145.74 | Walls:R19+R4 foam,Roof:R49,SlabEdge:R7,Infiltration:Test 3.2 SLA,RadBarrier:Yes,CoolRoof:Yes,InsQuality:Yes | Window:0.49 U/0.65 SHGC | AirCond:15/12,ChargeLight:Yes,AirFlowTest:Yes,FanEnergyTest:Yes,MaxCoolCap:Yes,Furnace:0.92 | Duct:R8.0,DuctTest:Yes | Mass:Std | Dhw:62% EF | E23 | G12 | H13 | D05 | M01 | W02 | 4307.8719 | 159.25 | 1774.0625 | 602.2842 | 0 | 0 | W194,R49,S7,IY,BY,CY,QY, | G4965, | C1512,LY,AY,FY,CCY,F92, | D8,DTY, | MN, | WY
| 783 | 7067 | 05E21G09H11D07M02W02 | 783 | W134,R38,S0,IY,BN,CN,QY,G3756,C1312,LY,AN,FN,CCN,F80,D6,DTY,MY,WY | 6.91 | 0.44 | 0.65 | 17.5 | 25.5 | 82.61% | 32.4% | 1 | 6845.6576 | 6365.0932 | 0.38889 | 237.9139 | 324.87 | 1.1667 | 274.8315 | 125.79 | Walls:R13+R4 foam,Roof:R38,SlabEdge:R0,Infiltration:Test 3.2 SLA,RadBarrier:No,CoolRoof:No,InsQuality:Yes | Window:0.37 U/0.56 SHGC | AirCond:13/12,ChargeLight:Yes,AirFlowTest:No,FanEnergyTest:No,MaxCoolCap:No,Furnace:0.8 | Duct:R6.0,DuctTest:Yes | Mass:40% Exposed | Dhw:62% EF | E21 | G09 | H11 | D07 | M02 | W02 | 871.8432 | 318.5 | 449.75 | 480.5645 | 4725 | 0 | W134,R38,S0,IY,BN,CN,QY, | G3756, | C1312,LY,AN,FN,CCN,F80, | D6,DTY, | MY, | WY
| 838 | 7122 | 05E21G10H11D07M02W02 | 838 | W134,R38,S0,IY,BN,CN,QY,G3430,C1312,LY,AN,FN,CCN,F80,D6,DTY,MY,WY | 11.84 | 0 | 0.65 | 17.5 | 29.99 | 100% | 20.49% | 1 | 6845.6576 | 6365.0932 | 0 | 278.9335 | 384.93 | 1.5556 | 233.8119 | 65.73 | Walls:R13+R4 foam,Roof:R38,SlabEdge:R0,Infiltration:Test 3.2 SLA,RadBarrier:No,CoolRoof:No,InsQuality:Yes | Window:0.34 U/0.30 SHGC | AirCond:13/12,ChargeLight:Yes,AirFlowTest:No,FanEnergyTest:No,MaxCoolCap:No,Furnace:0.8 | Duct:R6.0,DuctTest:Yes | Mass:40% Exposed | Dhw:62% EF | E21 | G10 | H11 | D07 | M02 | W02 | 871.8432 | 318.5 | 449.75 | 480.5645 | 4725 | 0 | W134,R38,S0,IY,BN,CN,QY, | G3430, | C1312,LY,AN,FN,CCN,F80, | D6,DTY, | MY, | WY
| 623 | 6907 | 05E20G09H12D07M01W04 | 623 | W134,R38,S0,IY,BN,CN,QN,G3756,C1312,LY,AY,FY,CCY,F92,D6,DTY,MN,WS | 7.53 | 0.65 | 0.65 | 9.23 | 18.06 | 74.31% | 52.12% | 2 | 6863.0951 | 6382.5307 | 0.54444 | 244.0668 | 219.24 | 1.0111 | 268.6786 | 231.42 | Walls:R13+R4 foam,Roof:R38,SlabEdge:R0,Infiltration:Test 3.2 SLA,RadBarrier:No,CoolRoof:No,InsQuality:No | Window:0.37 U/0.56 SHGC | AirCond:13/12,ChargeLight:Yes,AirFlowTest:Yes,FanEnergyTest:Yes,MaxCoolCap:Yes,Furnace:0.92 | Duct:R6.0,DuctTest:Yes | Mass:Std | Dhw:60% EF with 50% solar | E20 | G09 | H12 | D07 | M01 | W04 | 619.8432 | 318.5 | 1444.1875 | 480.5645 | 0 | 4000 | W134,R38,S0,IY,BN,CN,QN, | G3756, | C1312,LY,AY,FY,CCY,F92, | D6,DTY, | MN, | WS
| 678 | 6962 | 05E20G10H12D07M01W04 | 678 | W134,R38,S0,IY,BN,CN,QN,G3430,C1312,LY,AY,FY,CCY,F92,D6,DTY,MN,WS | 11.74 | 0.01 | 0.65 | 9.23 | 21.63 | 99.6% | 42.66% | 2 | 6863.0951 | 6382.5307 | 0 | 248.1688 | 271.53 | 1.5556 | 264.5766 | 179.13 | Walls:R13+R4 foam,Roof:R38,SlabEdge:R0,Infiltration:Test 3.2 SLA,RadBarrier:No,CoolRoof:No,InsQuality:No | Window:0.34 U/0.30 SHGC | AirCond:13/12,ChargeLight:Yes,AirFlowTest:Yes,FanEnergyTest:Yes,MaxCoolCap:Yes,Furnace:0.92 | Duct:R6.0,DuctTest:Yes | Mass:Std | Dhw:60% EF with 50% solar | E20 | G10 | H12 | D07 | M01 | W04 | 619.8432 | 318.5 | 1444.1875 | 480.5645 | 0 | 4000 | W134,R38,S0,IY,BN,CN,QN, | G3430, | C1312,LY,AY,FY,CCY,F92, | D6,DTY, | MN, | WS
| 1054 | 7338 | 05E22G12H11D06M01W03 | 1054 | W134,R49,S0,IY,BY,CY,QY,G4965,C1312,LY,AN,FN,CCN,F80,DC,DTY,MN,WT | 7.08 | 0.56 | 0.65 | 12.73 | 21.02 | 77.87% | 44.27% | 2 | 6864.1734 | 6383.6089 | 0.54444 | 250.2197 | 261.03 | 1.0111 | 262.5256 | 189.63 | Walls:R13+R4 foam,Roof:R49,SlabEdge:R0,Infiltration:Test 3.2 SLA,RadBarrier:Yes,CoolRoof:Yes,InsQuality:Yes | Window:0.49 U/0.65 SHGC | AirCond:13/12,ChargeLight:Yes,AirFlowTest:No,FanEnergyTest:No,MaxCoolCap:No,Furnace:0.8 | Duct:Conditioned Space,DuctTest:Yes | Mass:Std | Dhw:84% EF Tankless | E22 | G12 | H11 | D06 | M01 | W03 | 3007.9369 | 159.25 | 449.75 | 2109.7365 | 0 | 1137.5 | W134,R49,S0,IY,BY,CY,QY, | G4965, | C1312,LY,AN,FN,CCN,F80, | DC,DTY, | MN, | WT
| 1239 | 7523 | 05E23G12H14D07M01W03 | 1239 | W194,R49,S7,IY,BY,CY,QY,G4965,C1512,LY,AN,FN,CCN,F80,D6,DTY,MN,WT | 6.08 | 0.65 | 0.65 | 12.73 | 20.11 | 74.31% | 46.69% | 2 | 6864.8114 | 6384.2469 | 0.46667 | 242.0158 | 248.64 | 1.0889 | 270.7296 | 202.02 | Walls:R19+R4 foam,Roof:R49,SlabEdge:R7,Infiltration:Test 3.2 SLA,RadBarrier:Yes,CoolRoof:Yes,InsQuality:Yes | Window:0.49 U/0.65 SHGC | AirCond:15/12,ChargeLight:Yes,AirFlowTest:No,FanEnergyTest:No,MaxCoolCap:No,Furnace:0.8 | Duct:R6.0,DuctTest:Yes | Mass:Std | Dhw:84% EF Tankless | E23 | G12 | H14 | D07 | M01 | W03 | 4307.8719 | 159.25 | 779.625 | 480.5645 | 0 | 1137.5 | W194,R49,S7,IY,BY,CY,QY, | G4965, | C1512,LY,AN,FN,CCN,F80, | D6,DTY, | MN, | WT
| 453 | 6737 | 05E19G09H11D07M02W02 | 453 | W134,R38,S0,IN,BY,CN,QN,G3756,C1312,LY,AN,FN,CCN,F80,D6,DTY,MY,WY | 9.29 | 0.17 | 0.65 | 17.5 | 27.61 | 93.28% | 26.8% | 1 | 6869.5014 | 6388.9369 | 0.23333 | 254.3217 | 353.85 | 1.3222 | 258.4237 | 96.81 | Walls:R13+R4 foam,Roof:R38,SlabEdge:R0,Infiltration:No,RadBarrier:Yes,CoolRoof:No,InsQuality:No | Window:0.37 U/0.56 SHGC | AirCond:13/12,ChargeLight:Yes,AirFlowTest:No,FanEnergyTest:No,MaxCoolCap:No,Furnace:0.8 | Duct:R6.0,DuctTest:Yes | Mass:40% Exposed | Dhw:62% EF | E19 | G09 | H11 | D07 | M02 | W02 | 895.6869 | 318.5 | 449.75 | 480.5645 | 4725 | 0 | W134,R38,S0,IN,BY,CN,QN, | G3756, | C1312,LY,AN,FN,CCN,F80, | D6,DTY, | MY, | WY
| 508 | 6792 | 05E19G10H11D07M02W02 | 508 | W134,R38,S0,IN,BY,CN,QN,G3430,C1312,LY,AN,FN,CCN,F80,D6,DTY,MY,WY | 14.86 | 0 | 0.65 | 17.5 | 33.01 | 100% | 12.49% | 0 | 6869.5014 | 6388.9369 | 0 | 328.157 | 421.89 | 1.5556 | 184.5883 | 28.77 | Walls:R13+R4 foam,Roof:R38,SlabEdge:R0,Infiltration:No,RadBarrier:Yes,CoolRoof:No,InsQuality:No | Window:0.34 U/0.30 SHGC | AirCond:13/12,ChargeLight:Yes,AirFlowTest:No,FanEnergyTest:No,MaxCoolCap:No,Furnace:0.8 | Duct:R6.0,DuctTest:Yes | Mass:40% Exposed | Dhw:62% EF | E19 | G10 | H11 | D07 | M02 | W02 | 895.6869 | 318.5 | 449.75 | 480.5645 | 4725 | 0 | W134,R38,S0,IN,BY,CN,QN, | G3430, | C1312,LY,AN,FN,CCN,F80, | D6,DTY, | MY, | WY
| 878 | 7162 | 05E21G12H09D07M01W04 | 878 | W134,R38,S0,IY,BN,CN,QY,G4965,C1310,LN,AN,FN,CCN,F96,D6,DTY,MN,WS | 6.76 | 1.39 | 0.65 | 9.23 | 18.03 | 45.06% | 52.2% | 2 | 6876.6576 | 6396.0932 | 1.0111 | 322.0041 | 207.27 | 0.54444 | 190.7413 | 243.39 | Walls:R13+R4 foam,Roof:R38,SlabEdge:R0,Infiltration:Test 3.2 SLA,RadBarrier:No,CoolRoof:No,InsQuality:Yes | Window:0.49 U/0.65 SHGC | AirCond:13/10,ChargeLight:No,AirFlowTest:No,FanEnergyTest:No,MaxCoolCap:No,Furnace:0.96 | Duct:R6.0,DuctTest:Yes | Mass:Std | Dhw:60% EF with 50% solar | E21 | G12 | H09 | D07 | M01 | W04 | 871.8432 | 159.25 | 1365 | 480.5645 | 0 | 4000 | W134,R38,S0,IY,BN,CN,QY, | G4965, | C1310,LN,AN,FN,CCN,F96, | D6,DTY, | MN, | WS
| 1122 | 7406 | 05E23G09H13D07M01W02 | 1122 | W194,R49,S7,IY,BY,CY,QY,G3756,C1512,LY,AY,FY,CCY,F92,D6,DTY,MN,WY | 4.72 | 0.25 | 0.65 | 17.5 | 23.12 | 90.12% | 38.71% | 2 | 6880.9989 | 6400.4344 | 0.23333 | 178.4354 | 299.67 | 1.3222 | 334.31 | 150.99 | Walls:R19+R4 foam,Roof:R49,SlabEdge:R7,Infiltration:Test 3.2 SLA,RadBarrier:Yes,CoolRoof:Yes,InsQuality:Yes | Window:0.37 U/0.56 SHGC | AirCond:15/12,ChargeLight:Yes,AirFlowTest:Yes,FanEnergyTest:Yes,MaxCoolCap:Yes,Furnace:0.92 | Duct:R6.0,DuctTest:Yes | Mass:Std | Dhw:62% EF | E23 | G09 | H13 | D07 | M01 | W02 | 4307.8719 | 318.5 | 1774.0625 | 480.5645 | 0 | 0 | W194,R49,S7,IY,BY,CY,QY, | G3756, | C1512,LY,AY,FY,CCY,F92, | D6,DTY, | MN, | WY
| 1177 | 7461 | 05E23G10H13D07M01W02 | 1177 | W194,R49,S7,IY,BY,CY,QY,G3430,C1512,LY,AY,FY,CCY,F92,D6,DTY,MN,WY | 8.88 | 0 | 0.65 | 17.5 | 27.03 | 100% | 28.34% | 1 | 6880.9989 | 6400.4344 | 0 | 213.3021 | 351.33 | 1.5556 | 299.4433 | 99.33 | Walls:R19+R4 foam,Roof:R49,SlabEdge:R7,Infiltration:Test 3.2 SLA,RadBarrier:Yes,CoolRoof:Yes,InsQuality:Yes | Window:0.34 U/0.30 SHGC | AirCond:15/12,ChargeLight:Yes,AirFlowTest:Yes,FanEnergyTest:Yes,MaxCoolCap:Yes,Furnace:0.92 | Duct:R6.0,DuctTest:Yes | Mass:Std | Dhw:62% EF | E23 | G10 | H13 | D07 | M01 | W02 | 4307.8719 | 318.5 | 1774.0625 | 480.5645 | 0 | 0 | W194,R49,S7,IY,BY,CY,QY, | G3430, | C1512,LY,AY,FY,CCY,F92, | D6,DTY, | MN, | WY
| 38 | 6322 | 05E05G09H09D07M02W02 | 38 | W130,R30,S0,IN,BN,CN,QN,G3756,C1310,LN,AN,FN,CCN,F96,D6,DTY,MY,WY | 9.72 | 0.81 | 0.65 | 17.5 | 28.68 | 67.98% | 23.97% | 1 | 6889.0645 | 6408.5 | 0.77778 | 334.31 | 357.21 | 0.77778 | 178.4354 | 93.45 | Walls:R13,Roof:R30,SlabEdge:R0,Infiltration:No,RadBarrier:No,CoolRoof:No,InsQuality:No | Window:0.37 U/0.56 SHGC | AirCond:13/10,ChargeLight:No,AirFlowTest:No,FanEnergyTest:No,MaxCoolCap:No,Furnace:0.96 | Duct:R6.0,DuctTest:Yes | Mass:40% Exposed | Dhw:62% EF | E05 | G09 | H09 | D07 | M02 | W02 | 0 | 318.5 | 1365 | 480.5645 | 4725 | 0 | W130,R30,S0,IN,BN,CN,QN, | G3756, | C1310,LN,AN,FN,CCN,F96, | D6,DTY, | MY, | WY
| 1429 | 7713 | 05E25G09H09D07M02W02 | 1429 | W130,R30,S0,IN,BN,CN,QN,G3756,C1310,LN,AN,FN,CCN,F96,D6,DTY,MY,WY | 9.72 | 0.81 | 0.65 | 17.5 | 28.68 | 67.98% | 23.97% | 1 | 6889.0645 | 6408.5 | 0.77778 | 334.31 | 357.21 | 0.77778 | 178.4354 | 93.45 | Walls:R13,Roof:R30,SlabEdge:R0,Infiltration:No,RadBarrier:No,CoolRoof:No,InsQuality:No | Window:0.37 U/0.56 SHGC | AirCond:13/10,ChargeLight:No,AirFlowTest:No,FanEnergyTest:No,MaxCoolCap:No,Furnace:0.96 | Duct:R6.0,DuctTest:Yes | Mass:40% Exposed | Dhw:62% EF | E25 | G09 | H09 | D07 | M02 | W02 | 0 | 318.5 | 1365 | 480.5645 | 4725 | 0 | W130,R30,S0,IN,BN,CN,QN, | G3756, | C1310,LN,AN,FN,CCN,F96, | D6,DTY, | MY, | WY
| 1484 | 7768 | 05E25G10H09D07M02W02 | 1484 | W130,R30,S0,IN,BN,CN,QN,G3430,C1310,LN,AN,FN,CCN,F96,D6,DTY,MY,WY | 14.1 | 0.02 | 0.65 | 17.5 | 32.27 | 99.21% | 14.45% | 0 | 6889.0645 | 6408.5 | 0.077778 | 356.8708 | 409.92 | 1.4778 | 155.8746 | 40.74 | Walls:R13,Roof:R30,SlabEdge:R0,Infiltration:No,RadBarrier:No,CoolRoof:No,InsQuality:No | Window:0.34 U/0.30 SHGC | AirCond:13/10,ChargeLight:No,AirFlowTest:No,FanEnergyTest:No,MaxCoolCap:No,Furnace:0.96 | Duct:R6.0,DuctTest:Yes | Mass:40% Exposed | Dhw:62% EF | E25 | G10 | H09 | D07 | M02 | W02 | 0 | 318.5 | 1365 | 480.5645 | 4725 | 0 | W130,R30,S0,IN,BN,CN,QN, | G3430, | C1310,LN,AN,FN,CCN,F96, | D6,DTY, | MY, | WY
| 1197 | 7481 | 05E23G12H08D05M01W03 | 1197 | W194,R49,S7,IY,BY,CY,QY,G4965,C1310,LN,AN,FN,CCN,F92,D8,DTY,MN,WT | 5.2 | 0.78 | 0.65 | 12.73 | 19.36 | 69.17% | 48.67% | 2 | 6889.4061 | 6408.8417 | 0.54444 | 248.1688 | 237.51 | 1.0111 | 264.5766 | 213.15 | Walls:R19+R4 foam,Roof:R49,SlabEdge:R7,Infiltration:Test 3.2 SLA,RadBarrier:Yes,CoolRoof:Yes,InsQuality:Yes | Window:0.49 U/0.65 SHGC | AirCond:13/10,ChargeLight:No,AirFlowTest:No,FanEnergyTest:No,MaxCoolCap:No,Furnace:0.92 | Duct:R8.0,DuctTest:Yes | Mass:Std | Dhw:84% EF Tankless | E23 | G12 | H08 | D05 | M01 | W03 | 4307.8719 | 159.25 | 682.5 | 602.2842 | 0 | 1137.5 | W194,R49,S7,IY,BY,CY,QY, | G4965, | C1310,LN,AN,FN,CCN,F92, | D8,DTY, | MN, | WT
| 548 | 6832 | 05E19G12H09D07M01W04 | 548 | W134,R38,S0,IN,BY,CN,QN,G4965,C1310,LN,AN,FN,CCN,F96,D6,DTY,MN,WS | 8.76 | 0.79 | 0.65 | 9.23 | 19.43 | 68.77% | 48.49% | 2 | 6900.5014 | 6419.9369 | 0.7 | 315.8512 | 231.21 | 0.85556 | 196.8942 | 219.45 | Walls:R13+R4 foam,Roof:R38,SlabEdge:R0,Infiltration:No,RadBarrier:Yes,CoolRoof:No,InsQuality:No | Window:0.49 U/0.65 SHGC | AirCond:13/10,ChargeLight:No,AirFlowTest:No,FanEnergyTest:No,MaxCoolCap:No,Furnace:0.96 | Duct:R6.0,DuctTest:Yes | Mass:Std | Dhw:60% EF with 50% solar | E19 | G12 | H09 | D07 | M01 | W04 | 895.6869 | 159.25 | 1365 | 480.5645 | 0 | 4000 | W134,R38,S0,IN,BY,CN,QN, | G4965, | C1310,LN,AN,FN,CCN,F96, | D6,DTY, | MN, | WS
| 219 | 6503 | 05E17G12H09D07M02W02 | 219 | W130,R38,S0,IN,BN,CN,QN,G4965,C1310,LN,AN,FN,CCN,F96,D6,DTY,MY,WY | 9.96 | 1.24 | 0.65 | 17.5 | 29.35 | 50.99% | 22.19% | 1 | 6913.5645 | 6433 | 1.0111 | 369.1767 | 359.94 | 0.54444 | 143.5687 | 90.72 | Walls:R13,Roof:R38,SlabEdge:R0,Infiltration:No,RadBarrier:No,CoolRoof:No,InsQuality:No | Window:0.49 U/0.65 SHGC | AirCond:13/10,ChargeLight:No,AirFlowTest:No,FanEnergyTest:No,MaxCoolCap:No,Furnace:0.96 | Duct:R6.0,DuctTest:Yes | Mass:40% Exposed | Dhw:62% EF | E17 | G12 | H09 | D07 | M02 | W02 | 183.75 | 159.25 | 1365 | 480.5645 | 4725 | 0 | W130,R38,S0,IN,BN,CN,QN, | G4965, | C1310,LN,AN,FN,CCN,F96, | D6,DTY, | MY, | WY
| 1292 | 7576 | 05E24G09H14D05M01W03 | 1292 | W190,R49,S7,IY,BY,CY,QY,G3756,C1512,LY,AN,FN,CCN,F80,D8,DTY,MN,WT | 6.34 | 0.33 | 0.65 | 12.73 | 20.05 | 86.96% | 46.85% | 2 | 6916.188 | 6435.6235 | 0.31111 | 221.506 | 252 | 1.2444 | 291.2394 | 198.66 | Walls:R19,Roof:R49,SlabEdge:R7,Infiltration:Test 3.2 SLA,RadBarrier:Yes,CoolRoof:Yes,InsQuality:Yes | Window:0.37 U/0.56 SHGC | AirCond:15/12,ChargeLight:Yes,AirFlowTest:No,FanEnergyTest:No,MaxCoolCap:No,Furnace:0.8 | Duct:R8.0,DuctTest:Yes | Mass:Std | Dhw:84% EF Tankless | E24 | G09 | H14 | D05 | M01 | W03 | 4078.2787 | 318.5 | 779.625 | 602.2842 | 0 | 1137.5 | W190,R49,S7,IY,BY,CY,QY, | G3756, | C1512,LY,AN,FN,CCN,F80, | D8,DTY, | MN, | WT
| 1347 | 7631 | 05E24G10H14D05M01W03 | 1347 | W190,R49,S7,IY,BY,CY,QY,G3430,C1512,LY,AN,FN,CCN,F80,D8,DTY,MN,WT | 11.16 | 0 | 0.65 | 12.73 | 24.54 | 100% | 34.94% | 1 | 6916.188 | 6435.6235 | 0 | 270.7296 | 311.01 | 1.5556 | 242.0158 | 139.65 | Walls:R19,Roof:R49,SlabEdge:R7,Infiltration:Test 3.2 SLA,RadBarrier:Yes,CoolRoof:Yes,InsQuality:Yes | Window:0.34 U/0.30 SHGC | AirCond:15/12,ChargeLight:Yes,AirFlowTest:No,FanEnergyTest:No,MaxCoolCap:No,Furnace:0.8 | Duct:R8.0,DuctTest:Yes | Mass:Std | Dhw:84% EF Tankless | E24 | G10 | H14 | D05 | M01 | W03 | 4078.2787 | 318.5 | 779.625 | 602.2842 | 0 | 1137.5 | W190,R49,S7,IY,BY,CY,QY, | G3430, | C1512,LY,AN,FN,CCN,F80, | D8,DTY, | MN, | WT
| 873 | 7157 | 05E21G12H08D07M02W02 | 873 | W134,R38,S0,IY,BN,CN,QY,G4965,C1310,LN,AN,FN,CCN,F92,D6,DTY,MY,WY | 6.62 | 0.95 | 0.65 | 17.5 | 25.72 | 62.45% | 31.81% | 1 | 6919.1576 | 6438.5932 | 0.7 | 285.0864 | 320.46 | 0.85556 | 227.659 | 130.2 | Walls:R13+R4 foam,Roof:R38,SlabEdge:R0,Infiltration:Test 3.2 SLA,RadBarrier:No,CoolRoof:No,InsQuality:Yes | Window:0.49 U/0.65 SHGC | AirCond:13/10,ChargeLight:No,AirFlowTest:No,FanEnergyTest:No,MaxCoolCap:No,Furnace:0.92 | Duct:R6.0,DuctTest:Yes | Mass:40% Exposed | Dhw:62% EF | E21 | G12 | H08 | D07 | M02 | W02 | 871.8432 | 159.25 | 682.5 | 480.5645 | 4725 | 0 | W134,R38,S0,IY,BN,CN,QY, | G4965, | C1310,LN,AN,FN,CCN,F92, | D6,DTY, | MY, | WY
| 636 | 6920 | 05E20G09H14D07M02W02 | 636 | W134,R38,S0,IY,BN,CN,QN,G3756,C1512,LY,AN,FN,CCN,F80,D6,DTY,MY,WY | 8.24 | 0.42 | 0.65 | 17.5 | 26.81 | 83.4% | 28.92% | 1 | 6923.5326 | 6442.9682 | 0.38889 | 256.3727 | 341.04 | 1.1667 | 256.3727 | 109.62 | Walls:R13+R4 foam,Roof:R38,SlabEdge:R0,Infiltration:Test 3.2 SLA,RadBarrier:No,CoolRoof:No,InsQuality:No | Window:0.37 U/0.56 SHGC | AirCond:15/12,ChargeLight:Yes,AirFlowTest:No,FanEnergyTest:No,MaxCoolCap:No,Furnace:0.8 | Duct:R6.0,DuctTest:Yes | Mass:40% Exposed | Dhw:62% EF | E20 | G09 | H14 | D07 | M02 | W02 | 619.8432 | 318.5 | 779.625 | 480.5645 | 4725 | 0 | W134,R38,S0,IY,BN,CN,QN, | G3756, | C1512,LY,AN,FN,CCN,F80, | D6,DTY, | MY, | WY
| 691 | 6975 | 05E20G10H14D07M02W02 | 691 | W134,R38,S0,IY,BN,CN,QN,G3430,C1512,LY,AN,FN,CCN,F80,D6,DTY,MY,WY | 13.33 | 0 | 0.65 | 17.5 | 31.48 | 100% | 16.54% | 1 | 6923.5326 | 6442.9682 | 0 | 303.5453 | 402.99 | 1.5556 | 209.2001 | 47.67 | Walls:R13+R4 foam,Roof:R38,SlabEdge:R0,Infiltration:Test 3.2 SLA,RadBarrier:No,CoolRoof:No,InsQuality:No | Window:0.34 U/0.30 SHGC | AirCond:15/12,ChargeLight:Yes,AirFlowTest:No,FanEnergyTest:No,MaxCoolCap:No,Furnace:0.8 | Duct:R6.0,DuctTest:Yes | Mass:40% Exposed | Dhw:62% EF | E20 | G10 | H14 | D07 | M02 | W02 | 619.8432 | 318.5 | 779.625 | 480.5645 | 4725 | 0 | W134,R38,S0,IY,BN,CN,QN, | G3430, | C1512,LY,AN,FN,CCN,F80, | D6,DTY, | MY, | WY
| 1091 | 7375 | 05E23G09H08D07M01W03 | 1091 | W194,R49,S7,IY,BY,CY,QY,G3756,C1310,LN,AN,FN,CCN,F92,D6,DTY,MN,WT | 4.78 | 0.36 | 0.65 | 12.73 | 18.52 | 85.77% | 50.9% | 2 | 6926.9364 | 6446.3719 | 0.31111 | 211.2511 | 232.47 | 1.2444 | 301.4943 | 218.19 | Walls:R19+R4 foam,Roof:R49,SlabEdge:R7,Infiltration:Test 3.2 SLA,RadBarrier:Yes,CoolRoof:Yes,InsQuality:Yes | Window:0.37 U/0.56 SHGC | AirCond:13/10,ChargeLight:No,AirFlowTest:No,FanEnergyTest:No,MaxCoolCap:No,Furnace:0.92 | Duct:R6.0,DuctTest:Yes | Mass:Std | Dhw:84% EF Tankless | E23 | G09 | H08 | D07 | M01 | W03 | 4307.8719 | 318.5 | 682.5 | 480.5645 | 0 | 1137.5 | W194,R49,S7,IY,BY,CY,QY, | G3756, | C1310,LN,AN,FN,CCN,F92, | D6,DTY, | MN, | WT
| 1146 | 7430 | 05E23G10H08D07M01W03 | 1146 | W194,R49,S7,IY,BY,CY,QY,G3430,C1310,LN,AN,FN,CCN,F92,D6,DTY,MN,WT | 9 | 0 | 0.65 | 12.73 | 22.38 | 100% | 40.67% | 2 | 6926.9364 | 6446.3719 | 0 | 256.3727 | 283.5 | 1.5556 | 256.3727 | 167.16 | Walls:R19+R4 foam,Roof:R49,SlabEdge:R7,Infiltration:Test 3.2 SLA,RadBarrier:Yes,CoolRoof:Yes,InsQuality:Yes | Window:0.34 U/0.30 SHGC | AirCond:13/10,ChargeLight:No,AirFlowTest:No,FanEnergyTest:No,MaxCoolCap:No,Furnace:0.92 | Duct:R6.0,DuctTest:Yes | Mass:Std | Dhw:84% EF Tankless | E23 | G10 | H08 | D07 | M01 | W03 | 4307.8719 | 318.5 | 682.5 | 480.5645 | 0 | 1137.5 | W194,R49,S7,IY,BY,CY,QY, | G3430, | C1310,LN,AN,FN,CCN,F92, | D6,DTY, | MN, | WT
| 543 | 6827 | 05E19G12H08D07M02W02 | 543 | W134,R38,S0,IN,BY,CN,QN,G4965,C1310,LN,AN,FN,CCN,F92,D6,DTY,MY,WY | 8.66 | 0.48 | 0.65 | 17.5 | 27.29 | 81.03% | 27.65% | 1 | 6943.0014 | 6462.4369 | 0.54444 | 285.0864 | 345.03 | 1.0111 | 227.659 | 105.63 | Walls:R13+R4 foam,Roof:R38,SlabEdge:R0,Infiltration:No,RadBarrier:Yes,CoolRoof:No,InsQuality:No | Window:0.49 U/0.65 SHGC | AirCond:13/10,ChargeLight:No,AirFlowTest:No,FanEnergyTest:No,MaxCoolCap:No,Furnace:0.92 | Duct:R6.0,DuctTest:Yes | Mass:40% Exposed | Dhw:62% EF | E19 | G12 | H08 | D07 | M02 | W02 | 895.6869 | 159.25 | 682.5 | 480.5645 | 4725 | 0 | W134,R38,S0,IN,BY,CN,QN, | G4965, | C1310,LN,AN,FN,CCN,F92, | D6,DTY, | MY, | WY
| 898 | 7182 | 05E21G12H12D07M01W04 | 898 | W134,R38,S0,IY,BN,CN,QY,G4965,C1312,LY,AY,FY,CCY,F92,D6,DTY,MN,WS | 6.94 | 1.08 | 0.65 | 9.23 | 17.9 | 57.31% | 52.55% | 2 | 6955.8451 | 6475.2807 | 0.77778 | 266.6276 | 211.89 | 0.77778 | 246.1178 | 238.77 | Walls:R13+R4 foam,Roof:R38,SlabEdge:R0,Infiltration:Test 3.2 SLA,RadBarrier:No,CoolRoof:No,InsQuality:Yes | Window:0.49 U/0.65 SHGC | AirCond:13/12,ChargeLight:Yes,AirFlowTest:Yes,FanEnergyTest:Yes,MaxCoolCap:Yes,Furnace:0.92 | Duct:R6.0,DuctTest:Yes | Mass:Std | Dhw:60% EF with 50% solar | E21 | G12 | H12 | D07 | M01 | W04 | 871.8432 | 159.25 | 1444.1875 | 480.5645 | 0 | 4000 | W134,R38,S0,IY,BN,CN,QY, | G4965, | C1312,LY,AY,FY,CCY,F92, | D6,DTY, | MN, | WS
| 1273 | 7557 | 05E24G09H11D06M01W02 | 1273 | W190,R49,S7,IY,BY,CY,QY,G3756,C1312,LY,AN,FN,CCN,F80,DC,DTY,MN,WY | 5.64 | 0.34 | 0.65 | 17.5 | 24.13 | 86.56% | 36.03% | 2 | 6956.2652 | 6475.7007 | 0.31111 | 211.2511 | 309.96 | 1.2444 | 301.4943 | 140.7 | Walls:R19,Roof:R49,SlabEdge:R7,Infiltration:Test 3.2 SLA,RadBarrier:Yes,CoolRoof:Yes,InsQuality:Yes | Window:0.37 U/0.56 SHGC | AirCond:13/12,ChargeLight:Yes,AirFlowTest:No,FanEnergyTest:No,MaxCoolCap:No,Furnace:0.8 | Duct:Conditioned Space,DuctTest:Yes | Mass:Std | Dhw:62% EF | E24 | G09 | H11 | D06 | M01 | W02 | 4078.2787 | 318.5 | 449.75 | 2109.7365 | 0 | 0 | W190,R49,S7,IY,BY,CY,QY, | G3756, | C1312,LY,AN,FN,CCN,F80, | DC,DTY, | MN, | WY
| 1328 | 7612 | 05E24G10H11D06M01W02 | 1328 | W190,R49,S7,IY,BY,CY,QY,G3430,C1312,LY,AN,FN,CCN,F80,DC,DTY,MN,WY | 9.97 | 0 | 0.65 | 17.5 | 28.12 | 100% | 25.45% | 1 | 6956.2652 | 6475.7007 | 0 | 252.2707 | 362.88 | 1.5556 | 260.4747 | 87.78 | Walls:R19,Roof:R49,SlabEdge:R7,Infiltration:Test 3.2 SLA,RadBarrier:Yes,CoolRoof:Yes,InsQuality:Yes | Window:0.34 U/0.30 SHGC | AirCond:13/12,ChargeLight:Yes,AirFlowTest:No,FanEnergyTest:No,MaxCoolCap:No,Furnace:0.8 | Duct:Conditioned Space,DuctTest:Yes | Mass:Std | Dhw:62% EF | E24 | G10 | H11 | D06 | M01 | W02 | 4078.2787 | 318.5 | 449.75 | 2109.7365 | 0 | 0 | W190,R49,S7,IY,BY,CY,QY, | G3430, | C1312,LY,AN,FN,CCN,F80, | DC,DTY, | MN, | WY
| 68 | 6352 | 05E05G09H12D07M02W02 | 68 | W130,R30,S0,IN,BN,CN,QN,G3756,C1312,LY,AY,FY,CCY,F92,D6,DTY,MY,WY | 9.97 | 0.63 | 0.65 | 17.5 | 28.75 | 75.1% | 23.78% | 1 | 6968.252 | 6487.6875 | 0.62222 | 272.7805 | 363.93 | 0.93333 | 239.9648 | 86.73 | Walls:R13,Roof:R30,SlabEdge:R0,Infiltration:No,RadBarrier:No,CoolRoof:No,InsQuality:No | Window:0.37 U/0.56 SHGC | AirCond:13/12,ChargeLight:Yes,AirFlowTest:Yes,FanEnergyTest:Yes,MaxCoolCap:Yes,Furnace:0.92 | Duct:R6.0,DuctTest:Yes | Mass:40% Exposed | Dhw:62% EF | E05 | G09 | H12 | D07 | M02 | W02 | 0 | 318.5 | 1444.1875 | 480.5645 | 4725 | 0 | W130,R30,S0,IN,BN,CN,QN, | G3756, | C1312,LY,AY,FY,CCY,F92, | D6,DTY, | MY, | WY
| 1449 | 7733 | 05E25G09H12D07M02W02 | 1449 | W130,R30,S0,IN,BN,CN,QN,G3756,C1312,LY,AY,FY,CCY,F92,D6,DTY,MY,WY | 9.97 | 0.63 | 0.65 | 17.5 | 28.75 | 75.1% | 23.78% | 1 | 6968.252 | 6487.6875 | 0.62222 | 272.7805 | 363.93 | 0.93333 | 239.9648 | 86.73 | Walls:R13,Roof:R30,SlabEdge:R0,Infiltration:No,RadBarrier:No,CoolRoof:No,InsQuality:No | Window:0.37 U/0.56 SHGC | AirCond:13/12,ChargeLight:Yes,AirFlowTest:Yes,FanEnergyTest:Yes,MaxCoolCap:Yes,Furnace:0.92 | Duct:R6.0,DuctTest:Yes | Mass:40% Exposed | Dhw:62% EF | E25 | G09 | H12 | D07 | M02 | W02 | 0 | 318.5 | 1444.1875 | 480.5645 | 4725 | 0 | W130,R30,S0,IN,BN,CN,QN, | G3756, | C1312,LY,AY,FY,CCY,F92, | D6,DTY, | MY, | WY
| 1504 | 7788 | 05E25G10H12D07M02W02 | 1504 | W130,R30,S0,IN,BN,CN,QN,G3430,C1312,LY,AY,FY,CCY,F92,D6,DTY,MY,WY | 14.47 | 0.02 | 0.65 | 17.5 | 32.64 | 99.21% | 13.47% | 0 | 6968.252 | 6487.6875 | 0.077778 | 287.1374 | 419.79 | 1.4778 | 225.608 | 30.87 | Walls:R13,Roof:R30,SlabEdge:R0,Infiltration:No,RadBarrier:No,CoolRoof:No,InsQuality:No | Window:0.34 U/0.30 SHGC | AirCond:13/12,ChargeLight:Yes,AirFlowTest:Yes,FanEnergyTest:Yes,MaxCoolCap:Yes,Furnace:0.92 | Duct:R6.0,DuctTest:Yes | Mass:40% Exposed | Dhw:62% EF | E25 | G10 | H12 | D07 | M02 | W02 | 0 | 318.5 | 1444.1875 | 480.5645 | 4725 | 0 | W130,R30,S0,IN,BN,CN,QN, | G3430, | C1312,LY,AY,FY,CCY,F92, | D6,DTY, | MY, | WY
| 568 | 6852 | 05E19G12H12D07M01W04 | 568 | W134,R38,S0,IN,BY,CN,QN,G4965,C1312,LY,AY,FY,CCY,F92,D6,DTY,MN,WS | 8.99 | 0.61 | 0.65 | 9.23 | 19.48 | 75.89% | 48.36% | 2 | 6979.6889 | 6499.1244 | 0.54444 | 258.4237 | 237.3 | 1.0111 | 254.3217 | 213.36 | Walls:R13+R4 foam,Roof:R38,SlabEdge:R0,Infiltration:No,RadBarrier:Yes,CoolRoof:No,InsQuality:No | Window:0.49 U/0.65 SHGC | AirCond:13/12,ChargeLight:Yes,AirFlowTest:Yes,FanEnergyTest:Yes,MaxCoolCap:Yes,Furnace:0.92 | Duct:R6.0,DuctTest:Yes | Mass:Std | Dhw:60% EF with 50% solar | E19 | G12 | H12 | D07 | M01 | W04 | 895.6869 | 159.25 | 1444.1875 | 480.5645 | 0 | 4000 | W134,R38,S0,IN,BY,CN,QN, | G4965, | C1312,LY,AY,FY,CCY,F92, | D6,DTY, | MN, | WS
| 299 | 6583 | 05E18G09H13D07M01W04 | 299 | W134,R38,S0,IN,BN,CN,QN,G3756,C1512,LY,AY,FY,CCY,F92,D6,DTY,MN,WS | 7.97 | 0.56 | 0.65 | 9.23 | 18.41 | 77.87% | 51.19% | 2 | 6986.4701 | 6505.9057 | 0.46667 | 242.0158 | 224.7 | 1.0889 | 270.7296 | 225.96 | Walls:R13+R4 foam,Roof:R38,SlabEdge:R0,Infiltration:No,RadBarrier:No,CoolRoof:No,InsQuality:No | Window:0.37 U/0.56 SHGC | AirCond:15/12,ChargeLight:Yes,AirFlowTest:Yes,FanEnergyTest:Yes,MaxCoolCap:Yes,Furnace:0.92 | Duct:R6.0,DuctTest:Yes | Mass:Std | Dhw:60% EF with 50% solar | E18 | G09 | H13 | D07 | M01 | W04 | 413.3432 | 318.5 | 1774.0625 | 480.5645 | 0 | 4000 | W134,R38,S0,IN,BN,CN,QN, | G3756, | C1512,LY,AY,FY,CCY,F92, | D6,DTY, | MN, | WS
| 354 | 6638 | 05E18G10H13D07M01W04 | 354 | W134,R38,S0,IN,BN,CN,QN,G3430,C1512,LY,AY,FY,CCY,F92,D6,DTY,MN,WS | 12.25 | 0.01 | 0.65 | 9.23 | 22.14 | 99.6% | 41.3% | 2 | 6986.4701 | 6505.9057 | 0 | 256.3727 | 277.83 | 1.5556 | 256.3727 | 172.83 | Walls:R13+R4 foam,Roof:R38,SlabEdge:R0,Infiltration:No,RadBarrier:No,CoolRoof:No,InsQuality:No | Window:0.34 U/0.30 SHGC | AirCond:15/12,ChargeLight:Yes,AirFlowTest:Yes,FanEnergyTest:Yes,MaxCoolCap:Yes,Furnace:0.92 | Duct:R6.0,DuctTest:Yes | Mass:Std | Dhw:60% EF with 50% solar | E18 | G10 | H13 | D07 | M01 | W04 | 413.3432 | 318.5 | 1774.0625 | 480.5645 | 0 | 4000 | W134,R38,S0,IN,BN,CN,QN, | G3430, | C1512,LY,AY,FY,CCY,F92, | D6,DTY, | MN, | WS
| 1237 | 7521 | 05E23G12H14D05M01W03 | 1237 | W194,R49,S7,IY,BY,CY,QY,G4965,C1512,LY,AN,FN,CCN,F80,D8,DTY,MN,WT | 5.91 | 0.63 | 0.65 | 12.73 | 19.92 | 75.1% | 47.19% | 2 | 6986.5311 | 6505.9667 | 0.46667 | 237.9139 | 246.75 | 1.0889 | 274.8315 | 203.91 | Walls:R19+R4 foam,Roof:R49,SlabEdge:R7,Infiltration:Test 3.2 SLA,RadBarrier:Yes,CoolRoof:Yes,InsQuality:Yes | Window:0.49 U/0.65 SHGC | AirCond:15/12,ChargeLight:Yes,AirFlowTest:No,FanEnergyTest:No,MaxCoolCap:No,Furnace:0.8 | Duct:R8.0,DuctTest:Yes | Mass:Std | Dhw:84% EF Tankless | E23 | G12 | H14 | D05 | M01 | W03 | 4307.8719 | 159.25 | 779.625 | 602.2842 | 0 | 1137.5 | W194,R49,S7,IY,BY,CY,QY, | G4965, | C1512,LY,AN,FN,CCN,F80, | D8,DTY, | MN, | WT
| 239 | 6523 | 05E17G12H12D07M02W02 | 239 | W130,R38,S0,IN,BN,CN,QN,G4965,C1312,LY,AY,FY,CCY,F92,D6,DTY,MY,WY | 10.22 | 0.96 | 0.65 | 17.5 | 29.33 | 62.06% | 22.24% | 1 | 6992.752 | 6512.1875 | 0.77778 | 297.3923 | 366.87 | 0.77778 | 215.3531 | 83.79 | Walls:R13,Roof:R38,SlabEdge:R0,Infiltration:No,RadBarrier:No,CoolRoof:No,InsQuality:No | Window:0.49 U/0.65 SHGC | AirCond:13/12,ChargeLight:Yes,AirFlowTest:Yes,FanEnergyTest:Yes,MaxCoolCap:Yes,Furnace:0.92 | Duct:R6.0,DuctTest:Yes | Mass:40% Exposed | Dhw:62% EF | E17 | G12 | H12 | D07 | M02 | W02 | 183.75 | 159.25 | 1444.1875 | 480.5645 | 4725 | 0 | W130,R38,S0,IN,BN,CN,QN, | G4965, | C1312,LY,AY,FY,CCY,F92, | D6,DTY, | MY, | WY
| 1120 | 7404 | 05E23G09H13D05M01W02 | 1120 | W194,R49,S7,IY,BY,CY,QY,G3756,C1512,LY,AY,FY,CCY,F92,D8,DTY,MN,WY | 4.59 | 0.24 | 0.65 | 17.5 | 22.98 | 90.51% | 39.08% | 2 | 7002.7186 | 6522.1542 | 0.23333 | 176.3844 | 298.2 | 1.3222 | 336.361 | 152.46 | Walls:R19+R4 foam,Roof:R49,SlabEdge:R7,Infiltration:Test 3.2 SLA,RadBarrier:Yes,CoolRoof:Yes,InsQuality:Yes | Window:0.37 U/0.56 SHGC | AirCond:15/12,ChargeLight:Yes,AirFlowTest:Yes,FanEnergyTest:Yes,MaxCoolCap:Yes,Furnace:0.92 | Duct:R8.0,DuctTest:Yes | Mass:Std | Dhw:62% EF | E23 | G09 | H13 | D05 | M01 | W02 | 4307.8719 | 318.5 | 1774.0625 | 602.2842 | 0 | 0 | W194,R49,S7,IY,BY,CY,QY, | G3756, | C1512,LY,AY,FY,CCY,F92, | D8,DTY, | MN, | WY
| 1175 | 7459 | 05E23G10H13D05M01W02 | 1175 | W194,R49,S7,IY,BY,CY,QY,G3430,C1512,LY,AY,FY,CCY,F92,D8,DTY,MN,WY | 8.64 | 0 | 0.65 | 17.5 | 26.79 | 100% | 28.98% | 1 | 7002.7186 | 6522.1542 | 0 | 209.2001 | 348.39 | 1.5556 | 303.5453 | 102.27 | Walls:R19+R4 foam,Roof:R49,SlabEdge:R7,Infiltration:Test 3.2 SLA,RadBarrier:Yes,CoolRoof:Yes,InsQuality:Yes | Window:0.34 U/0.30 SHGC | AirCond:15/12,ChargeLight:Yes,AirFlowTest:Yes,FanEnergyTest:Yes,MaxCoolCap:Yes,Furnace:0.92 | Duct:R8.0,DuctTest:Yes | Mass:Std | Dhw:62% EF | E23 | G10 | H13 | D05 | M01 | W02 | 4307.8719 | 318.5 | 1774.0625 | 602.2842 | 0 | 0 | W194,R49,S7,IY,BY,CY,QY, | G3430, | C1512,LY,AY,FY,CCY,F92, | D8,DTY, | MN, | WY
| 911 | 7195 | 05E21G12H14D07M02W02 | 911 | W134,R38,S0,IY,BN,CN,QY,G4965,C1512,LY,AN,FN,CCN,F80,D6,DTY,MY,WY | 7.51 | 0.78 | 0.65 | 17.5 | 26.44 | 69.17% | 29.9% | 1 | 7016.2826 | 6535.7182 | 0.54444 | 272.7805 | 332.01 | 1.0111 | 239.9648 | 118.65 | Walls:R13+R4 foam,Roof:R38,SlabEdge:R0,Infiltration:Test 3.2 SLA,RadBarrier:No,CoolRoof:No,InsQuality:Yes | Window:0.49 U/0.65 SHGC | AirCond:15/12,ChargeLight:Yes,AirFlowTest:No,FanEnergyTest:No,MaxCoolCap:No,Furnace:0.8 | Duct:R6.0,DuctTest:Yes | Mass:40% Exposed | Dhw:62% EF | E21 | G12 | H14 | D07 | M02 | W02 | 871.8432 | 159.25 | 779.625 | 480.5645 | 4725 | 0 | W134,R38,S0,IY,BN,CN,QY, | G4965, | C1512,LY,AN,FN,CCN,F80, | D6,DTY, | MY, | WY
| 944 | 7228 | 05E22G09H11D06M01W03 | 944 | W134,R49,S0,IY,BY,CY,QY,G3756,C1312,LY,AN,FN,CCN,F80,DC,DTY,MN,WT | 6.45 | 0.23 | 0.65 | 12.73 | 20.06 | 90.91% | 46.82% | 2 | 7023.4234 | 6542.8589 | 0.31111 | 215.3531 | 253.47 | 1.2444 | 297.3923 | 197.19 | Walls:R13+R4 foam,Roof:R49,SlabEdge:R0,Infiltration:Test 3.2 SLA,RadBarrier:Yes,CoolRoof:Yes,InsQuality:Yes | Window:0.37 U/0.56 SHGC | AirCond:13/12,ChargeLight:Yes,AirFlowTest:No,FanEnergyTest:No,MaxCoolCap:No,Furnace:0.8 | Duct:Conditioned Space,DuctTest:Yes | Mass:Std | Dhw:84% EF Tankless | E22 | G09 | H11 | D06 | M01 | W03 | 3007.9369 | 318.5 | 449.75 | 2109.7365 | 0 | 1137.5 | W134,R49,S0,IY,BY,CY,QY, | G3756, | C1312,LY,AN,FN,CCN,F80, | DC,DTY, | MN, | WT
| 999 | 7283 | 05E22G10H11D06M01W03 | 999 | W134,R49,S0,IY,BY,CY,QY,G3430,C1312,LY,AN,FN,CCN,F80,DC,DTY,MN,WT | 11.04 | 0 | 0.65 | 12.73 | 24.42 | 100% | 35.26% | 2 | 7023.4234 | 6542.8589 | 0 | 268.6786 | 309.54 | 1.5556 | 244.0668 | 141.12 | Walls:R13+R4 foam,Roof:R49,SlabEdge:R0,Infiltration:Test 3.2 SLA,RadBarrier:Yes,CoolRoof:Yes,InsQuality:Yes | Window:0.34 U/0.30 SHGC | AirCond:13/12,ChargeLight:Yes,AirFlowTest:No,FanEnergyTest:No,MaxCoolCap:No,Furnace:0.8 | Duct:Conditioned Space,DuctTest:Yes | Mass:Std | Dhw:84% EF Tankless | E22 | G10 | H11 | D06 | M01 | W03 | 3007.9369 | 318.5 | 449.75 | 2109.7365 | 0 | 1137.5 | W134,R49,S0,IY,BY,CY,QY, | G3430, | C1312,LY,AN,FN,CCN,F80, | DC,DTY, | MN, | WT
| 1129 | 7413 | 05E23G09H14D07M01W03 | 1129 | W194,R49,S7,IY,BY,CY,QY,G3756,C1512,LY,AN,FN,CCN,F80,D6,DTY,MN,WT | 5.42 | 0.3 | 0.65 | 12.73 | 19.1 | 88.14% | 49.36% | 2 | 7024.0614 | 6543.4969 | 0.23333 | 205.0982 | 240.87 | 1.3222 | 307.6472 | 209.79 | Walls:R19+R4 foam,Roof:R49,SlabEdge:R7,Infiltration:Test 3.2 SLA,RadBarrier:Yes,CoolRoof:Yes,InsQuality:Yes | Window:0.37 U/0.56 SHGC | AirCond:15/12,ChargeLight:Yes,AirFlowTest:No,FanEnergyTest:No,MaxCoolCap:No,Furnace:0.8 | Duct:R6.0,DuctTest:Yes | Mass:Std | Dhw:84% EF Tankless | E23 | G09 | H14 | D07 | M01 | W03 | 4307.8719 | 318.5 | 779.625 | 480.5645 | 0 | 1137.5 | W194,R49,S7,IY,BY,CY,QY, | G3756, | C1512,LY,AN,FN,CCN,F80, | D6,DTY, | MN, | WT
| 1184 | 7468 | 05E23G10H14D07M01W03 | 1184 | W194,R49,S7,IY,BY,CY,QY,G3430,C1512,LY,AN,FN,CCN,F80,D6,DTY,MN,WT | 10.22 | 0 | 0.65 | 12.73 | 23.6 | 100% | 37.43% | 2 | 7024.0614 | 6543.4969 | 0 | 256.3727 | 299.46 | 1.5556 | 256.3727 | 151.2 | Walls:R19+R4 foam,Roof:R49,SlabEdge:R7,Infiltration:Test 3.2 SLA,RadBarrier:Yes,CoolRoof:Yes,InsQuality:Yes | Window:0.34 U/0.30 SHGC | AirCond:15/12,ChargeLight:Yes,AirFlowTest:No,FanEnergyTest:No,MaxCoolCap:No,Furnace:0.8 | Duct:R6.0,DuctTest:Yes | Mass:Std | Dhw:84% EF Tankless | E23 | G10 | H14 | D07 | M01 | W03 | 4307.8719 | 318.5 | 779.625 | 480.5645 | 0 | 1137.5 | W194,R49,S7,IY,BY,CY,QY, | G3430, | C1512,LY,AN,FN,CCN,F80, | D6,DTY, | MN, | WT
| 1218 | 7502 | 05E23G12H11D06M01W02 | 1218 | W194,R49,S7,IY,BY,CY,QY,G4965,C1312,LY,AN,FN,CCN,F80,DC,DTY,MN,WY | 5.27 | 0.65 | 0.65 | 17.5 | 24.07 | 74.31% | 36.19% | 2 | 7026.6084 | 6546.0439 | 0.46667 | 229.7099 | 305.55 | 1.0889 | 283.0355 | 145.11 | Walls:R19+R4 foam,Roof:R49,SlabEdge:R7,Infiltration:Test 3.2 SLA,RadBarrier:Yes,CoolRoof:Yes,InsQuality:Yes | Window:0.49 U/0.65 SHGC | AirCond:13/12,ChargeLight:Yes,AirFlowTest:No,FanEnergyTest:No,MaxCoolCap:No,Furnace:0.8 | Duct:Conditioned Space,DuctTest:Yes | Mass:Std | Dhw:62% EF | E23 | G12 | H11 | D06 | M01 | W02 | 4307.8719 | 159.25 | 449.75 | 2109.7365 | 0 | 0 | W194,R49,S7,IY,BY,CY,QY, | G4965, | C1312,LY,AN,FN,CCN,F80, | DC,DTY, | MN, | WY
| 1363 | 7647 | 05E24G12H08D06M01W02 | 1363 | W190,R49,S7,IY,BY,CY,QY,G4965,C1310,LN,AN,FN,CCN,F92,DC,DTY,MN,WY | 5.53 | 0.76 | 0.65 | 17.5 | 24.44 | 69.96% | 35.21% | 2 | 7029.7652 | 6549.2007 | 0.62222 | 254.3217 | 307.86 | 0.93333 | 258.4237 | 142.8 | Walls:R19,Roof:R49,SlabEdge:R7,Infiltration:Test 3.2 SLA,RadBarrier:Yes,CoolRoof:Yes,InsQuality:Yes | Window:0.49 U/0.65 SHGC | AirCond:13/10,ChargeLight:No,AirFlowTest:No,FanEnergyTest:No,MaxCoolCap:No,Furnace:0.92 | Duct:Conditioned Space,DuctTest:Yes | Mass:Std | Dhw:62% EF | E24 | G12 | H08 | D06 | M01 | W02 | 4078.2787 | 159.25 | 682.5 | 2109.7365 | 0 | 0 | W190,R49,S7,IY,BY,CY,QY, | G4965, | C1310,LN,AN,FN,CCN,F92, | DC,DTY, | MN, | WY
| 739 | 7023 | 05E20G12H13D07M01W04 | 739 | W134,R38,S0,IY,BN,CN,QN,G4965,C1512,LY,AY,FY,CCY,F92,D6,DTY,MN,WS | 8.17 | 1.01 | 0.65 | 9.23 | 19.06 | 60.08% | 49.47% | 2 | 7033.7201 | 6553.1557 | 0.7 | 276.8825 | 227.01 | 0.85556 | 235.8629 | 223.65 | Walls:R13+R4 foam,Roof:R38,SlabEdge:R0,Infiltration:Test 3.2 SLA,RadBarrier:No,CoolRoof:No,InsQuality:No | Window:0.49 U/0.65 SHGC | AirCond:15/12,ChargeLight:Yes,AirFlowTest:Yes,FanEnergyTest:Yes,MaxCoolCap:Yes,Furnace:0.92 | Duct:R6.0,DuctTest:Yes | Mass:Std | Dhw:60% EF with 50% solar | E20 | G12 | H13 | D07 | M01 | W04 | 619.8432 | 159.25 | 1774.0625 | 480.5645 | 0 | 4000 | W134,R38,S0,IY,BN,CN,QN, | G4965, | C1512,LY,AY,FY,CCY,F92, | D6,DTY, | MN, | WS
| 768 | 7052 | 05E21G09H09D07M01W04 | 768 | W134,R38,S0,IY,BN,CN,QY,G3756,C1310,LN,AN,FN,CCN,F96,D6,DTY,MN,WS | 6.16 | 0.78 | 0.65 | 9.23 | 16.82 | 69.17% | 55.41% | 2 | 7035.9076 | 6555.3432 | 0.62222 | 270.7296 | 200.13 | 0.93333 | 242.0158 | 250.53 | Walls:R13+R4 foam,Roof:R38,SlabEdge:R0,Infiltration:Test 3.2 SLA,RadBarrier:No,CoolRoof:No,InsQuality:Yes | Window:0.37 U/0.56 SHGC | AirCond:13/10,ChargeLight:No,AirFlowTest:No,FanEnergyTest:No,MaxCoolCap:No,Furnace:0.96 | Duct:R6.0,DuctTest:Yes | Mass:Std | Dhw:60% EF with 50% solar | E21 | G09 | H09 | D07 | M01 | W04 | 871.8432 | 318.5 | 1365 | 480.5645 | 0 | 4000 | W134,R38,S0,IY,BN,CN,QY, | G3756, | C1310,LN,AN,FN,CCN,F96, | D6,DTY, | MN, | WS
| 823 | 7107 | 05E21G10H09D07M01W04 | 823 | W134,R38,S0,IY,BN,CN,QY,G3430,C1310,LN,AN,FN,CCN,F96,D6,DTY,MN,WS | 10.16 | 0.01 | 0.65 | 9.23 | 20.05 | 99.6% | 46.85% | 2 | 7035.9076 | 6555.3432 | 0 | 283.0355 | 248.22 | 1.5556 | 229.7099 | 202.44 | Walls:R13+R4 foam,Roof:R38,SlabEdge:R0,Infiltration:Test 3.2 SLA,RadBarrier:No,CoolRoof:No,InsQuality:Yes | Window:0.34 U/0.30 SHGC | AirCond:13/10,ChargeLight:No,AirFlowTest:No,FanEnergyTest:No,MaxCoolCap:No,Furnace:0.96 | Duct:R6.0,DuctTest:Yes | Mass:Std | Dhw:60% EF with 50% solar | E21 | G10 | H09 | D07 | M01 | W04 | 871.8432 | 318.5 | 1365 | 480.5645 | 0 | 4000 | W134,R38,S0,IY,BN,CN,QY, | G3430, | C1310,LN,AN,FN,CCN,F96, | D6,DTY, | MN, | WS
| 581 | 6865 | 05E19G12H14D07M02W02 | 581 | W134,R38,S0,IN,BY,CN,QN,G4965,C1512,LY,AN,FN,CCN,F80,D6,DTY,MY,WY | 9.84 | 0.39 | 0.65 | 17.5 | 28.38 | 84.58% | 24.76% | 1 | 7040.1264 | 6559.5619 | 0.46667 | 278.9335 | 360.36 | 1.0889 | 233.8119 | 90.3 | Walls:R13+R4 foam,Roof:R38,SlabEdge:R0,Infiltration:No,RadBarrier:Yes,CoolRoof:No,InsQuality:No | Window:0.49 U/0.65 SHGC | AirCond:15/12,ChargeLight:Yes,AirFlowTest:No,FanEnergyTest:No,MaxCoolCap:No,Furnace:0.8 | Duct:R6.0,DuctTest:Yes | Mass:40% Exposed | Dhw:62% EF | E19 | G12 | H14 | D07 | M02 | W02 | 895.6869 | 159.25 | 779.625 | 480.5645 | 4725 | 0 | W134,R38,S0,IN,BY,CN,QN, | G4965, | C1512,LY,AN,FN,CCN,F80, | D6,DTY, | MY, | WY
| 1087 | 7371 | 05E23G09H08D05M01W03 | 1087 | W194,R49,S7,IY,BY,CY,QY,G3756,C1310,LN,AN,FN,CCN,F92,D8,DTY,MN,WT | 4.64 | 0.36 | 0.65 | 12.73 | 18.38 | 85.77% | 51.27% | 2 | 7048.6561 | 6568.0917 | 0.31111 | 207.1491 | 231 | 1.2444 | 305.5962 | 219.66 | Walls:R19+R4 foam,Roof:R49,SlabEdge:R7,Infiltration:Test 3.2 SLA,RadBarrier:Yes,CoolRoof:Yes,InsQuality:Yes | Window:0.37 U/0.56 SHGC | AirCond:13/10,ChargeLight:No,AirFlowTest:No,FanEnergyTest:No,MaxCoolCap:No,Furnace:0.92 | Duct:R8.0,DuctTest:Yes | Mass:Std | Dhw:84% EF Tankless | E23 | G09 | H08 | D05 | M01 | W03 | 4307.8719 | 318.5 | 682.5 | 602.2842 | 0 | 1137.5 | W194,R49,S7,IY,BY,CY,QY, | G3756, | C1310,LN,AN,FN,CCN,F92, | D8,DTY, | MN, | WT
| 1142 | 7426 | 05E23G10H08D05M01W03 | 1142 | W194,R49,S7,IY,BY,CY,QY,G3430,C1310,LN,AN,FN,CCN,F92,D8,DTY,MN,WT | 8.76 | 0 | 0.65 | 12.73 | 22.14 | 100% | 41.3% | 2 | 7048.6561 | 6568.0917 | 0 | 250.2197 | 280.56 | 1.5556 | 262.5256 | 170.1 | Walls:R19+R4 foam,Roof:R49,SlabEdge:R7,Infiltration:Test 3.2 SLA,RadBarrier:Yes,CoolRoof:Yes,InsQuality:Yes | Window:0.34 U/0.30 SHGC | AirCond:13/10,ChargeLight:No,AirFlowTest:No,FanEnergyTest:No,MaxCoolCap:No,Furnace:0.92 | Duct:R8.0,DuctTest:Yes | Mass:Std | Dhw:84% EF Tankless | E23 | G10 | H08 | D05 | M01 | W03 | 4307.8719 | 318.5 | 682.5 | 602.2842 | 0 | 1137.5 | W194,R49,S7,IY,BY,CY,QY, | G3430, | C1310,LN,AN,FN,CCN,F92, | D8,DTY, | MN, | WT
| 438 | 6722 | 05E19G09H09D07M01W04 | 438 | W134,R38,S0,IN,BY,CN,QN,G3756,C1310,LN,AN,FN,CCN,F96,D6,DTY,MN,WS | 8.19 | 0.34 | 0.65 | 9.23 | 18.41 | 86.56% | 51.19% | 2 | 7059.7514 | 6579.1869 | 0.46667 | 272.7805 | 224.28 | 1.0889 | 239.9648 | 226.38 | Walls:R13+R4 foam,Roof:R38,SlabEdge:R0,Infiltration:No,RadBarrier:Yes,CoolRoof:No,InsQuality:No | Window:0.37 U/0.56 SHGC | AirCond:13/10,ChargeLight:No,AirFlowTest:No,FanEnergyTest:No,MaxCoolCap:No,Furnace:0.96 | Duct:R6.0,DuctTest:Yes | Mass:Std | Dhw:60% EF with 50% solar | E19 | G09 | H09 | D07 | M01 | W04 | 895.6869 | 318.5 | 1365 | 480.5645 | 0 | 4000 | W134,R38,S0,IN,BY,CN,QN, | G3756, | C1310,LN,AN,FN,CCN,F96, | D6,DTY, | MN, | WS
| 493 | 6777 | 05E19G10H09D07M01W04 | 493 | W134,R38,S0,IN,BY,CN,QN,G3430,C1310,LN,AN,FN,CCN,F96,D6,DTY,MN,WS | 12.7 | 0 | 0.65 | 9.23 | 22.58 | 100% | 40.14% | 2 | 7059.7514 | 6579.1869 | 0 | 330.208 | 278.88 | 1.5556 | 182.5374 | 171.78 | Walls:R13+R4 foam,Roof:R38,SlabEdge:R0,Infiltration:No,RadBarrier:Yes,CoolRoof:No,InsQuality:No | Window:0.34 U/0.30 SHGC | AirCond:13/10,ChargeLight:No,AirFlowTest:No,FanEnergyTest:No,MaxCoolCap:No,Furnace:0.96 | Duct:R6.0,DuctTest:Yes | Mass:Std | Dhw:60% EF with 50% solar | E19 | G10 | H09 | D07 | M01 | W04 | 895.6869 | 318.5 | 1365 | 480.5645 | 0 | 4000 | W134,R38,S0,IN,BY,CN,QN, | G3430, | C1310,LN,AN,FN,CCN,F96, | D6,DTY, | MN, | WS
| 109 | 6393 | 05E17G09H09D07M02W02 | 109 | W130,R38,S0,IN,BN,CN,QN,G3756,C1310,LN,AN,FN,CCN,F96,D6,DTY,MY,WY | 9.42 | 0.66 | 0.65 | 17.5 | 28.23 | 73.91% | 25.16% | 1 | 7072.8145 | 6592.25 | 0.7 | 317.9021 | 353.64 | 0.85556 | 194.8432 | 97.02 | Walls:R13,Roof:R38,SlabEdge:R0,Infiltration:No,RadBarrier:No,CoolRoof:No,InsQuality:No | Window:0.37 U/0.56 SHGC | AirCond:13/10,ChargeLight:No,AirFlowTest:No,FanEnergyTest:No,MaxCoolCap:No,Furnace:0.96 | Duct:R6.0,DuctTest:Yes | Mass:40% Exposed | Dhw:62% EF | E17 | G09 | H09 | D07 | M02 | W02 | 183.75 | 318.5 | 1365 | 480.5645 | 4725 | 0 | W130,R38,S0,IN,BN,CN,QN, | G3756, | C1310,LN,AN,FN,CCN,F96, | D6,DTY, | MY, | WY
| 164 | 6448 | 05E17G10H09D07M02W02 | 164 | W130,R38,S0,IN,BN,CN,QN,G3430,C1310,LN,AN,FN,CCN,F96,D6,DTY,MY,WY | 13.89 | 0.01 | 0.65 | 17.5 | 32.05 | 99.6% | 15.03% | 1 | 7072.8145 | 6592.25 | 0 | 352.7688 | 407.4 | 1.5556 | 159.9766 | 43.26 | Walls:R13,Roof:R38,SlabEdge:R0,Infiltration:No,RadBarrier:No,CoolRoof:No,InsQuality:No | Window:0.34 U/0.30 SHGC | AirCond:13/10,ChargeLight:No,AirFlowTest:No,FanEnergyTest:No,MaxCoolCap:No,Furnace:0.96 | Duct:R6.0,DuctTest:Yes | Mass:40% Exposed | Dhw:62% EF | E17 | G10 | H09 | D07 | M02 | W02 | 183.75 | 318.5 | 1365 | 480.5645 | 4725 | 0 | W130,R38,S0,IN,BN,CN,QN, | G3430, | C1310,LN,AN,FN,CCN,F96, | D6,DTY, | MY, | WY
| 763 | 7047 | 05E21G09H08D07M02W02 | 763 | W134,R38,S0,IY,BN,CN,QY,G3756,C1310,LN,AN,FN,CCN,F92,D6,DTY,MY,WY | 6.09 | 0.47 | 0.65 | 17.5 | 24.71 | 81.42% | 34.49% | 1 | 7078.4076 | 6597.8432 | 0.38889 | 239.9648 | 314.16 | 1.1667 | 272.7805 | 136.5 | Walls:R13+R4 foam,Roof:R38,SlabEdge:R0,Infiltration:Test 3.2 SLA,RadBarrier:No,CoolRoof:No,InsQuality:Yes | Window:0.37 U/0.56 SHGC | AirCond:13/10,ChargeLight:No,AirFlowTest:No,FanEnergyTest:No,MaxCoolCap:No,Furnace:0.92 | Duct:R6.0,DuctTest:Yes | Mass:40% Exposed | Dhw:62% EF | E21 | G09 | H08 | D07 | M02 | W02 | 871.8432 | 318.5 | 682.5 | 480.5645 | 4725 | 0 | W134,R38,S0,IY,BN,CN,QY, | G3756, | C1310,LN,AN,FN,CCN,F92, | D6,DTY, | MY, | WY
| 818 | 7102 | 05E21G10H08D07M02W02 | 818 | W134,R38,S0,IY,BN,CN,QY,G3430,C1310,LN,AN,FN,CCN,F92,D6,DTY,MY,WY | 10.43 | 0 | 0.65 | 17.5 | 28.58 | 100% | 24.23% | 1 | 7078.4076 | 6597.8432 | 0 | 278.9335 | 366.45 | 1.5556 | 233.8119 | 84.21 | Walls:R13+R4 foam,Roof:R38,SlabEdge:R0,Infiltration:Test 3.2 SLA,RadBarrier:No,CoolRoof:No,InsQuality:Yes | Window:0.34 U/0.30 SHGC | AirCond:13/10,ChargeLight:No,AirFlowTest:No,FanEnergyTest:No,MaxCoolCap:No,Furnace:0.92 | Duct:R6.0,DuctTest:Yes | Mass:40% Exposed | Dhw:62% EF | E21 | G10 | H08 | D07 | M02 | W02 | 871.8432 | 318.5 | 682.5 | 480.5645 | 4725 | 0 | W134,R38,S0,IY,BN,CN,QY, | G3430, | C1310,LN,AN,FN,CCN,F92, | D6,DTY, | MY, | WY
| 1034 | 7318 | 05E22G12H08D06M01W03 | 1034 | W134,R49,S0,IY,BY,CY,QY,G4965,C1310,LN,AN,FN,CCN,F92,DC,DTY,MN,WT | 6.23 | 0.6 | 0.65 | 12.73 | 20.21 | 76.28% | 46.42% | 2 | 7096.9234 | 6616.3589 | 0.54444 | 254.3217 | 249.9 | 1.0111 | 258.4237 | 200.76 | Walls:R13+R4 foam,Roof:R49,SlabEdge:R0,Infiltration:Test 3.2 SLA,RadBarrier:Yes,CoolRoof:Yes,InsQuality:Yes | Window:0.49 U/0.65 SHGC | AirCond:13/10,ChargeLight:No,AirFlowTest:No,FanEnergyTest:No,MaxCoolCap:No,Furnace:0.92 | Duct:Conditioned Space,DuctTest:Yes | Mass:Std | Dhw:84% EF Tankless | E22 | G12 | H08 | D06 | M01 | W03 | 3007.9369 | 159.25 | 682.5 | 2109.7365 | 0 | 1137.5 | W134,R49,S0,IY,BY,CY,QY, | G4965, | C1310,LN,AN,FN,CCN,F92, | DC,DTY, | MN, | WT
| 433 | 6717 | 05E19G09H08D07M02W02 | 433 | W134,R38,S0,IN,BY,CN,QN,G3756,C1310,LN,AN,FN,CCN,F92,D6,DTY,MY,WY | 8.18 | 0.18 | 0.65 | 17.5 | 26.51 | 92.89% | 29.72% | 1 | 7102.2514 | 6621.6869 | 0.23333 | 256.3727 | 339.36 | 1.3222 | 256.3727 | 111.3 | Walls:R13+R4 foam,Roof:R38,SlabEdge:R0,Infiltration:No,RadBarrier:Yes,CoolRoof:No,InsQuality:No | Window:0.37 U/0.56 SHGC | AirCond:13/10,ChargeLight:No,AirFlowTest:No,FanEnergyTest:No,MaxCoolCap:No,Furnace:0.92 | Duct:R6.0,DuctTest:Yes | Mass:40% Exposed | Dhw:62% EF | E19 | G09 | H08 | D07 | M02 | W02 | 895.6869 | 318.5 | 682.5 | 480.5645 | 4725 | 0 | W134,R38,S0,IN,BY,CN,QN, | G3756, | C1310,LN,AN,FN,CCN,F92, | D6,DTY, | MY, | WY
| 488 | 6772 | 05E19G10H08D07M02W02 | 488 | W134,R38,S0,IN,BY,CN,QN,G3430,C1310,LN,AN,FN,CCN,F92,D6,DTY,MY,WY | 13.09 | 0 | 0.65 | 17.5 | 31.24 | 100% | 17.18% | 1 | 7102.2514 | 6621.6869 | 0 | 328.157 | 398.58 | 1.5556 | 184.5883 | 52.08 | Walls:R13+R4 foam,Roof:R38,SlabEdge:R0,Infiltration:No,RadBarrier:Yes,CoolRoof:No,InsQuality:No | Window:0.34 U/0.30 SHGC | AirCond:13/10,ChargeLight:No,AirFlowTest:No,FanEnergyTest:No,MaxCoolCap:No,Furnace:0.92 | Duct:R6.0,DuctTest:Yes | Mass:40% Exposed | Dhw:62% EF | E19 | G10 | H08 | D07 | M02 | W02 | 895.6869 | 318.5 | 682.5 | 480.5645 | 4725 | 0 | W134,R38,S0,IN,BY,CN,QN, | G3430, | C1310,LN,AN,FN,CCN,F92, | D6,DTY, | MY, | WY
| 788 | 7072 | 05E21G09H12D07M01W04 | 788 | W134,R38,S0,IY,BN,CN,QY,G3756,C1312,LY,AY,FY,CCY,F92,D6,DTY,MN,WS | 6.32 | 0.61 | 0.65 | 9.23 | 16.81 | 75.89% | 55.43% | 2 | 7115.0951 | 6634.5307 | 0.46667 | 225.608 | 204.33 | 1.0889 | 287.1374 | 246.33 | Walls:R13+R4 foam,Roof:R38,SlabEdge:R0,Infiltration:Test 3.2 SLA,RadBarrier:No,CoolRoof:No,InsQuality:Yes | Window:0.37 U/0.56 SHGC | AirCond:13/12,ChargeLight:Yes,AirFlowTest:Yes,FanEnergyTest:Yes,MaxCoolCap:Yes,Furnace:0.92 | Duct:R6.0,DuctTest:Yes | Mass:Std | Dhw:60% EF with 50% solar | E21 | G09 | H12 | D07 | M01 | W04 | 871.8432 | 318.5 | 1444.1875 | 480.5645 | 0 | 4000 | W134,R38,S0,IY,BN,CN,QY, | G3756, | C1312,LY,AY,FY,CCY,F92, | D6,DTY, | MN, | WS
| 843 | 7127 | 05E21G10H12D07M01W04 | 843 | W134,R38,S0,IY,BN,CN,QY,G3430,C1312,LY,AY,FY,CCY,F92,D6,DTY,MN,WS | 10.42 | 0.01 | 0.65 | 9.23 | 20.31 | 99.6% | 46.16% | 2 | 7115.0951 | 6634.5307 | 0 | 231.7609 | 255.15 | 1.5556 | 280.9845 | 195.51 | Walls:R13+R4 foam,Roof:R38,SlabEdge:R0,Infiltration:Test 3.2 SLA,RadBarrier:No,CoolRoof:No,InsQuality:Yes | Window:0.34 U/0.30 SHGC | AirCond:13/12,ChargeLight:Yes,AirFlowTest:Yes,FanEnergyTest:Yes,MaxCoolCap:Yes,Furnace:0.92 | Duct:R6.0,DuctTest:Yes | Mass:Std | Dhw:60% EF with 50% solar | E21 | G10 | H12 | D07 | M01 | W04 | 871.8432 | 318.5 | 1444.1875 | 480.5645 | 0 | 4000 | W134,R38,S0,IY,BN,CN,QY, | G3430, | C1312,LY,AY,FY,CCY,F92, | D6,DTY, | MN, | WS
| 1565 | 7849 | 05E25G12H13D07M02W02 | 1565 | W130,R30,S0,IN,BN,CN,QN,G4965,C1512,LY,AY,FY,CCY,F92,D6,DTY,MY,WY | 10.54 | 0.98 | 0.65 | 17.5 | 29.67 | 61.26% | 21.34% | 1 | 7138.877 | 6658.3125 | 0.7 | 303.5453 | 370.86 | 0.85556 | 209.2001 | 79.8 | Walls:R13,Roof:R30,SlabEdge:R0,Infiltration:No,RadBarrier:No,CoolRoof:No,InsQuality:No | Window:0.49 U/0.65 SHGC | AirCond:15/12,ChargeLight:Yes,AirFlowTest:Yes,FanEnergyTest:Yes,MaxCoolCap:Yes,Furnace:0.92 | Duct:R6.0,DuctTest:Yes | Mass:40% Exposed | Dhw:62% EF | E25 | G12 | H13 | D07 | M02 | W02 | 0 | 159.25 | 1774.0625 | 480.5645 | 4725 | 0 | W130,R30,S0,IN,BN,CN,QN, | G4965, | C1512,LY,AY,FY,CCY,F92, | D6,DTY, | MY, | WY
| 458 | 6742 | 05E19G09H12D07M01W04 | 458 | W134,R38,S0,IN,BY,CN,QN,G3756,C1312,LY,AY,FY,CCY,F92,D6,DTY,MN,WS | 8.4 | 0.27 | 0.65 | 9.23 | 18.55 | 89.33% | 50.82% | 2 | 7138.9389 | 6658.3744 | 0.31111 | 225.608 | 230.16 | 1.2444 | 287.1374 | 220.5 | Walls:R13+R4 foam,Roof:R38,SlabEdge:R0,Infiltration:No,RadBarrier:Yes,CoolRoof:No,InsQuality:No | Window:0.37 U/0.56 SHGC | AirCond:13/12,ChargeLight:Yes,AirFlowTest:Yes,FanEnergyTest:Yes,MaxCoolCap:Yes,Furnace:0.92 | Duct:R6.0,DuctTest:Yes | Mass:Std | Dhw:60% EF with 50% solar | E19 | G09 | H12 | D07 | M01 | W04 | 895.6869 | 318.5 | 1444.1875 | 480.5645 | 0 | 4000 | W134,R38,S0,IN,BY,CN,QN, | G3756, | C1312,LY,AY,FY,CCY,F92, | D6,DTY, | MN, | WS
| 513 | 6797 | 05E19G10H12D07M01W04 | 513 | W134,R38,S0,IN,BY,CN,QN,G3430,C1312,LY,AY,FY,CCY,F92,D6,DTY,MN,WS | 13.03 | 0 | 0.65 | 9.23 | 22.91 | 100% | 39.26% | 2 | 7138.9389 | 6658.3744 | 0 | 266.6276 | 287.7 | 1.5556 | 246.1178 | 162.96 | Walls:R13+R4 foam,Roof:R38,SlabEdge:R0,Infiltration:No,RadBarrier:Yes,CoolRoof:No,InsQuality:No | Window:0.34 U/0.30 SHGC | AirCond:13/12,ChargeLight:Yes,AirFlowTest:Yes,FanEnergyTest:Yes,MaxCoolCap:Yes,Furnace:0.92 | Duct:R6.0,DuctTest:Yes | Mass:Std | Dhw:60% EF with 50% solar | E19 | G10 | H12 | D07 | M01 | W04 | 895.6869 | 318.5 | 1444.1875 | 480.5645 | 0 | 4000 | W134,R38,S0,IN,BY,CN,QN, | G3430, | C1312,LY,AY,FY,CCY,F92, | D6,DTY, | MN, | WS
| 384 | 6668 | 05E18G12H09D07M02W02 | 384 | W134,R38,S0,IN,BN,CN,QN,G4965,C1310,LN,AN,FN,CCN,F96,D6,DTY,MY,WY | 7.93 | 1.01 | 0.65 | 17.5 | 27.09 | 60.08% | 28.18% | 1 | 7143.1576 | 6662.5932 | 0.77778 | 315.8512 | 335.79 | 0.77778 | 196.8942 | 114.87 | Walls:R13+R4 foam,Roof:R38,SlabEdge:R0,Infiltration:No,RadBarrier:No,CoolRoof:No,InsQuality:No | Window:0.49 U/0.65 SHGC | AirCond:13/10,ChargeLight:No,AirFlowTest:No,FanEnergyTest:No,MaxCoolCap:No,Furnace:0.96 | Duct:R6.0,DuctTest:Yes | Mass:40% Exposed | Dhw:62% EF | E18 | G12 | H09 | D07 | M02 | W02 | 413.3432 | 159.25 | 1365 | 480.5645 | 4725 | 0 | W134,R38,S0,IN,BN,CN,QN, | G4965, | C1310,LN,AN,FN,CCN,F96, | D6,DTY, | MY, | WY
| 1127 | 7411 | 05E23G09H14D05M01W03 | 1127 | W194,R49,S7,IY,BY,CY,QY,G3756,C1512,LY,AN,FN,CCN,F80,D8,DTY,MN,WT | 5.27 | 0.29 | 0.65 | 12.73 | 18.94 | 88.54% | 49.79% | 2 | 7145.7811 | 6665.2167 | 0.23333 | 203.0472 | 239.19 | 1.3222 | 309.6982 | 211.47 | Walls:R19+R4 foam,Roof:R49,SlabEdge:R7,Infiltration:Test 3.2 SLA,RadBarrier:Yes,CoolRoof:Yes,InsQuality:Yes | Window:0.37 U/0.56 SHGC | AirCond:15/12,ChargeLight:Yes,AirFlowTest:No,FanEnergyTest:No,MaxCoolCap:No,Furnace:0.8 | Duct:R8.0,DuctTest:Yes | Mass:Std | Dhw:84% EF Tankless | E23 | G09 | H14 | D05 | M01 | W03 | 4307.8719 | 318.5 | 779.625 | 602.2842 | 0 | 1137.5 | W194,R49,S7,IY,BY,CY,QY, | G3756, | C1512,LY,AN,FN,CCN,F80, | D8,DTY, | MN, | WT
| 1182 | 7466 | 05E23G10H14D05M01W03 | 1182 | W194,R49,S7,IY,BY,CY,QY,G3430,C1512,LY,AN,FN,CCN,F80,D8,DTY,MN,WT | 9.94 | 0 | 0.65 | 12.73 | 23.32 | 100% | 38.18% | 2 | 7145.7811 | 6665.2167 | 0 | 250.2197 | 296.1 | 1.5556 | 262.5256 | 154.56 | Walls:R19+R4 foam,Roof:R49,SlabEdge:R7,Infiltration:Test 3.2 SLA,RadBarrier:Yes,CoolRoof:Yes,InsQuality:Yes | Window:0.34 U/0.30 SHGC | AirCond:15/12,ChargeLight:Yes,AirFlowTest:No,FanEnergyTest:No,MaxCoolCap:No,Furnace:0.8 | Duct:R8.0,DuctTest:Yes | Mass:Std | Dhw:84% EF Tankless | E23 | G10 | H14 | D05 | M01 | W03 | 4307.8719 | 318.5 | 779.625 | 602.2842 | 0 | 1137.5 | W194,R49,S7,IY,BY,CY,QY, | G3430, | C1512,LY,AN,FN,CCN,F80, | D8,DTY, | MN, | WT
| 129 | 6413 | 05E17G09H12D07M02W02 | 129 | W130,R38,S0,IN,BN,CN,QN,G3756,C1312,LY,AY,FY,CCY,F92,D6,DTY,MY,WY | 9.66 | 0.51 | 0.65 | 17.5 | 28.32 | 79.84% | 24.92% | 1 | 7152.002 | 6671.4375 | 0.54444 | 260.4747 | 360.15 | 1.0111 | 252.2707 | 90.51 | Walls:R13,Roof:R38,SlabEdge:R0,Infiltration:No,RadBarrier:No,CoolRoof:No,InsQuality:No | Window:0.37 U/0.56 SHGC | AirCond:13/12,ChargeLight:Yes,AirFlowTest:Yes,FanEnergyTest:Yes,MaxCoolCap:Yes,Furnace:0.92 | Duct:R6.0,DuctTest:Yes | Mass:40% Exposed | Dhw:62% EF | E17 | G09 | H12 | D07 | M02 | W02 | 183.75 | 318.5 | 1444.1875 | 480.5645 | 4725 | 0 | W130,R38,S0,IN,BN,CN,QN, | G3756, | C1312,LY,AY,FY,CCY,F92, | D6,DTY, | MY, | WY
| 184 | 6468 | 05E17G10H12D07M02W02 | 184 | W130,R38,S0,IN,BN,CN,QN,G3430,C1312,LY,AY,FY,CCY,F92,D6,DTY,MY,WY | 14.24 | 0.01 | 0.65 | 17.5 | 32.4 | 99.6% | 14.1% | 0 | 7152.002 | 6671.4375 | 0 | 283.0355 | 417.06 | 1.5556 | 229.7099 | 33.6 | Walls:R13,Roof:R38,SlabEdge:R0,Infiltration:No,RadBarrier:No,CoolRoof:No,InsQuality:No | Window:0.34 U/0.30 SHGC | AirCond:13/12,ChargeLight:Yes,AirFlowTest:Yes,FanEnergyTest:Yes,MaxCoolCap:Yes,Furnace:0.92 | Duct:R6.0,DuctTest:Yes | Mass:40% Exposed | Dhw:62% EF | E17 | G10 | H12 | D07 | M02 | W02 | 183.75 | 318.5 | 1444.1875 | 480.5645 | 4725 | 0 | W130,R38,S0,IN,BN,CN,QN, | G3430, | C1312,LY,AY,FY,CCY,F92, | D6,DTY, | MY, | WY
| 801 | 7085 | 05E21G09H14D07M02W02 | 801 | W134,R38,S0,IY,BN,CN,QY,G3756,C1512,LY,AN,FN,CCN,F80,D6,DTY,MY,WY | 6.91 | 0.39 | 0.65 | 17.5 | 25.45 | 84.58% | 32.53% | 1 | 7175.5326 | 6694.9682 | 0.31111 | 233.8119 | 324.87 | 1.2444 | 278.9335 | 125.79 | Walls:R13+R4 foam,Roof:R38,SlabEdge:R0,Infiltration:Test 3.2 SLA,RadBarrier:No,CoolRoof:No,InsQuality:Yes | Window:0.37 U/0.56 SHGC | AirCond:15/12,ChargeLight:Yes,AirFlowTest:No,FanEnergyTest:No,MaxCoolCap:No,Furnace:0.8 | Duct:R6.0,DuctTest:Yes | Mass:40% Exposed | Dhw:62% EF | E21 | G09 | H14 | D07 | M02 | W02 | 871.8432 | 318.5 | 779.625 | 480.5645 | 4725 | 0 | W134,R38,S0,IY,BN,CN,QY, | G3756, | C1512,LY,AN,FN,CCN,F80, | D6,DTY, | MY, | WY
| 856 | 7140 | 05E21G10H14D07M02W02 | 856 | W134,R38,S0,IY,BN,CN,QY,G3430,C1512,LY,AN,FN,CCN,F80,D6,DTY,MY,WY | 11.84 | 0 | 0.65 | 17.5 | 29.99 | 100% | 20.49% | 1 | 7175.5326 | 6694.9682 | 0 | 278.9335 | 384.93 | 1.5556 | 233.8119 | 65.73 | Walls:R13+R4 foam,Roof:R38,SlabEdge:R0,Infiltration:Test 3.2 SLA,RadBarrier:No,CoolRoof:No,InsQuality:Yes | Window:0.34 U/0.30 SHGC | AirCond:15/12,ChargeLight:Yes,AirFlowTest:No,FanEnergyTest:No,MaxCoolCap:No,Furnace:0.8 | Duct:R6.0,DuctTest:Yes | Mass:40% Exposed | Dhw:62% EF | E21 | G10 | H14 | D07 | M02 | W02 | 871.8432 | 318.5 | 779.625 | 480.5645 | 4725 | 0 | W134,R38,S0,IY,BN,CN,QY, | G3430, | C1512,LY,AN,FN,CCN,F80, | D6,DTY, | MY, | WY
| 1108 | 7392 | 05E23G09H11D06M01W02 | 1108 | W194,R49,S7,IY,BY,CY,QY,G3756,C1312,LY,AN,FN,CCN,F80,DC,DTY,MN,WY | 4.66 | 0.3 | 0.65 | 17.5 | 23.11 | 88.14% | 38.73% | 2 | 7185.8584 | 6705.2939 | 0.23333 | 192.7923 | 298.2 | 1.3222 | 319.9531 | 152.46 | Walls:R19+R4 foam,Roof:R49,SlabEdge:R7,Infiltration:Test 3.2 SLA,RadBarrier:Yes,CoolRoof:Yes,InsQuality:Yes | Window:0.37 U/0.56 SHGC | AirCond:13/12,ChargeLight:Yes,AirFlowTest:No,FanEnergyTest:No,MaxCoolCap:No,Furnace:0.8 | Duct:Conditioned Space,DuctTest:Yes | Mass:Std | Dhw:62% EF | E23 | G09 | H11 | D06 | M01 | W02 | 4307.8719 | 318.5 | 449.75 | 2109.7365 | 0 | 0 | W194,R49,S7,IY,BY,CY,QY, | G3756, | C1312,LY,AN,FN,CCN,F80, | DC,DTY, | MN, | WY
| 1163 | 7447 | 05E23G10H11D06M01W02 | 1163 | W194,R49,S7,IY,BY,CY,QY,G3430,C1312,LY,AN,FN,CCN,F80,DC,DTY,MN,WY | 8.82 | 0 | 0.65 | 17.5 | 26.97 | 100% | 28.5% | 1 | 7185.8584 | 6705.2939 | 0 | 233.8119 | 349.02 | 1.5556 | 278.9335 | 101.64 | Walls:R19+R4 foam,Roof:R49,SlabEdge:R7,Infiltration:Test 3.2 SLA,RadBarrier:Yes,CoolRoof:Yes,InsQuality:Yes | Window:0.34 U/0.30 SHGC | AirCond:13/12,ChargeLight:Yes,AirFlowTest:No,FanEnergyTest:No,MaxCoolCap:No,Furnace:0.8 | Duct:Conditioned Space,DuctTest:Yes | Mass:Std | Dhw:62% EF | E23 | G10 | H11 | D06 | M01 | W02 | 4307.8719 | 318.5 | 449.75 | 2109.7365 | 0 | 0 | W194,R49,S7,IY,BY,CY,QY, | G3430, | C1312,LY,AN,FN,CCN,F80, | DC,DTY, | MN, | WY
| 1253 | 7537 | 05E24G09H08D06M01W02 | 1253 | W190,R49,S7,IY,BY,CY,QY,G3756,C1310,LN,AN,FN,CCN,F92,DC,DTY,MN,WY | 4.97 | 0.36 | 0.65 | 17.5 | 23.48 | 85.77% | 37.75% | 2 | 7189.0152 | 6708.4507 | 0.38889 | 213.3021 | 301.35 | 1.1667 | 299.4433 | 149.31 | Walls:R19,Roof:R49,SlabEdge:R7,Infiltration:Test 3.2 SLA,RadBarrier:Yes,CoolRoof:Yes,InsQuality:Yes | Window:0.37 U/0.56 SHGC | AirCond:13/10,ChargeLight:No,AirFlowTest:No,FanEnergyTest:No,MaxCoolCap:No,Furnace:0.92 | Duct:Conditioned Space,DuctTest:Yes | Mass:Std | Dhw:62% EF | E24 | G09 | H08 | D06 | M01 | W02 | 4078.2787 | 318.5 | 682.5 | 2109.7365 | 0 | 0 | W190,R49,S7,IY,BY,CY,QY, | G3756, | C1310,LN,AN,FN,CCN,F92, | DC,DTY, | MN, | WY
| 1308 | 7592 | 05E24G10H08D06M01W02 | 1308 | W190,R49,S7,IY,BY,CY,QY,G3430,C1310,LN,AN,FN,CCN,F92,DC,DTY,MN,WY | 8.78 | 0 | 0.65 | 17.5 | 26.93 | 100% | 28.61% | 1 | 7189.0152 | 6708.4507 | 0 | 252.2707 | 347.34 | 1.5556 | 260.4747 | 103.32 | Walls:R19,Roof:R49,SlabEdge:R7,Infiltration:Test 3.2 SLA,RadBarrier:Yes,CoolRoof:Yes,InsQuality:Yes | Window:0.34 U/0.30 SHGC | AirCond:13/10,ChargeLight:No,AirFlowTest:No,FanEnergyTest:No,MaxCoolCap:No,Furnace:0.92 | Duct:Conditioned Space,DuctTest:Yes | Mass:Std | Dhw:62% EF | E24 | G10 | H08 | D06 | M01 | W02 | 4078.2787 | 318.5 | 682.5 | 2109.7365 | 0 | 0 | W190,R49,S7,IY,BY,CY,QY, | G3430, | C1310,LN,AN,FN,CCN,F92, | DC,DTY, | MN, | WY
| 629 | 6913 | 05E20G09H13D07M01W04 | 629 | W134,R38,S0,IY,BN,CN,QN,G3756,C1512,LY,AY,FY,CCY,F92,D6,DTY,MN,WS | 7.53 | 0.57 | 0.65 | 9.23 | 17.98 | 77.47% | 52.33% | 2 | 7192.9701 | 6712.4057 | 0.46667 | 237.9139 | 219.24 | 1.0889 | 274.8315 | 231.42 | Walls:R13+R4 foam,Roof:R38,SlabEdge:R0,Infiltration:Test 3.2 SLA,RadBarrier:No,CoolRoof:No,InsQuality:No | Window:0.37 U/0.56 SHGC | AirCond:15/12,ChargeLight:Yes,AirFlowTest:Yes,FanEnergyTest:Yes,MaxCoolCap:Yes,Furnace:0.92 | Duct:R6.0,DuctTest:Yes | Mass:Std | Dhw:60% EF with 50% solar | E20 | G09 | H13 | D07 | M01 | W04 | 619.8432 | 318.5 | 1774.0625 | 480.5645 | 0 | 4000 | W134,R38,S0,IY,BN,CN,QN, | G3756, | C1512,LY,AY,FY,CCY,F92, | D6,DTY, | MN, | WS
| 684 | 6968 | 05E20G10H13D07M01W04 | 684 | W134,R38,S0,IY,BN,CN,QN,G3430,C1512,LY,AY,FY,CCY,F92,D6,DTY,MN,WS | 11.74 | 0.01 | 0.65 | 9.23 | 21.63 | 99.6% | 42.66% | 2 | 7192.9701 | 6712.4057 | 0 | 248.1688 | 271.53 | 1.5556 | 264.5766 | 179.13 | Walls:R13+R4 foam,Roof:R38,SlabEdge:R0,Infiltration:Test 3.2 SLA,RadBarrier:No,CoolRoof:No,InsQuality:No | Window:0.34 U/0.30 SHGC | AirCond:15/12,ChargeLight:Yes,AirFlowTest:Yes,FanEnergyTest:Yes,MaxCoolCap:Yes,Furnace:0.92 | Duct:R6.0,DuctTest:Yes | Mass:Std | Dhw:60% EF with 50% solar | E20 | G10 | H13 | D07 | M01 | W04 | 619.8432 | 318.5 | 1774.0625 | 480.5645 | 0 | 4000 | W134,R38,S0,IY,BN,CN,QN, | G3430, | C1512,LY,AY,FY,CCY,F92, | D6,DTY, | MN, | WS
| 471 | 6755 | 05E19G09H14D07M02W02 | 471 | W134,R38,S0,IN,BY,CN,QN,G3756,C1512,LY,AN,FN,CCN,F80,D6,DTY,MY,WY | 9.29 | 0.15 | 0.65 | 17.5 | 27.59 | 94.07% | 26.86% | 1 | 7199.3764 | 6718.8119 | 0.23333 | 252.2707 | 353.85 | 1.3222 | 260.4747 | 96.81 | Walls:R13+R4 foam,Roof:R38,SlabEdge:R0,Infiltration:No,RadBarrier:Yes,CoolRoof:No,InsQuality:No | Window:0.37 U/0.56 SHGC | AirCond:15/12,ChargeLight:Yes,AirFlowTest:No,FanEnergyTest:No,MaxCoolCap:No,Furnace:0.8 | Duct:R6.0,DuctTest:Yes | Mass:40% Exposed | Dhw:62% EF | E19 | G09 | H14 | D07 | M02 | W02 | 895.6869 | 318.5 | 779.625 | 480.5645 | 4725 | 0 | W134,R38,S0,IN,BY,CN,QN, | G3756, | C1512,LY,AN,FN,CCN,F80, | D6,DTY, | MY, | WY
| 526 | 6810 | 05E19G10H14D07M02W02 | 526 | W134,R38,S0,IN,BY,CN,QN,G3430,C1512,LY,AN,FN,CCN,F80,D6,DTY,MY,WY | 14.86 | 0 | 0.65 | 17.5 | 33.01 | 100% | 12.49% | 0 | 7199.3764 | 6718.8119 | 0 | 328.157 | 421.89 | 1.5556 | 184.5883 | 28.77 | Walls:R13+R4 foam,Roof:R38,SlabEdge:R0,Infiltration:No,RadBarrier:Yes,CoolRoof:No,InsQuality:No | Window:0.34 U/0.30 SHGC | AirCond:15/12,ChargeLight:Yes,AirFlowTest:No,FanEnergyTest:No,MaxCoolCap:No,Furnace:0.8 | Duct:R6.0,DuctTest:Yes | Mass:40% Exposed | Dhw:62% EF | E19 | G10 | H14 | D07 | M02 | W02 | 895.6869 | 318.5 | 779.625 | 480.5645 | 4725 | 0 | W134,R38,S0,IN,BY,CN,QN, | G3430, | C1512,LY,AN,FN,CCN,F80, | D6,DTY, | MY, | WY
| 1372 | 7656 | 05E24G12H09D07M01W03 | 1372 | W190,R49,S7,IY,BY,CY,QY,G4965,C1310,LN,AN,FN,CCN,F96,D6,DTY,MN,WT | 6.09 | 0.86 | 0.65 | 12.73 | 20.33 | 66.01% | 46.1% | 2 | 7220.5932 | 6740.0288 | 0.7 | 272.7805 | 247.8 | 0.85556 | 239.9648 | 202.86 | Walls:R19,Roof:R49,SlabEdge:R7,Infiltration:Test 3.2 SLA,RadBarrier:Yes,CoolRoof:Yes,InsQuality:Yes | Window:0.49 U/0.65 SHGC | AirCond:13/10,ChargeLight:No,AirFlowTest:No,FanEnergyTest:No,MaxCoolCap:No,Furnace:0.96 | Duct:R6.0,DuctTest:Yes | Mass:Std | Dhw:84% EF Tankless | E24 | G12 | H09 | D07 | M01 | W03 | 4078.2787 | 159.25 | 1365 | 480.5645 | 0 | 1137.5 | W190,R49,S7,IY,BY,CY,QY, | G4965, | C1310,LN,AN,FN,CCN,F96, | D6,DTY, | MN, | WT
| 404 | 6688 | 05E18G12H12D07M02W02 | 404 | W134,R38,S0,IN,BN,CN,QN,G4965,C1312,LY,AY,FY,CCY,F92,D6,DTY,MY,WY | 8.13 | 0.78 | 0.65 | 17.5 | 27.06 | 69.17% | 28.26% | 1 | 7222.3451 | 6741.7807 | 0.62222 | 260.4747 | 341.25 | 0.93333 | 252.2707 | 109.41 | Walls:R13+R4 foam,Roof:R38,SlabEdge:R0,Infiltration:No,RadBarrier:No,CoolRoof:No,InsQuality:No | Window:0.49 U/0.65 SHGC | AirCond:13/12,ChargeLight:Yes,AirFlowTest:Yes,FanEnergyTest:Yes,MaxCoolCap:Yes,Furnace:0.92 | Duct:R6.0,DuctTest:Yes | Mass:40% Exposed | Dhw:62% EF | E18 | G12 | H12 | D07 | M02 | W02 | 413.3432 | 159.25 | 1444.1875 | 480.5645 | 4725 | 0 | W134,R38,S0,IN,BN,CN,QN, | G4965, | C1312,LY,AY,FY,CCY,F92, | D6,DTY, | MY, | WY
| 924 | 7208 | 05E22G09H08D06M01W03 | 924 | W134,R49,S0,IY,BY,CY,QY,G3756,C1310,LN,AN,FN,CCN,F92,DC,DTY,MN,WT | 5.68 | 0.25 | 0.65 | 12.73 | 19.31 | 90.12% | 48.81% | 2 | 7256.1734 | 6775.6089 | 0.31111 | 217.404 | 243.39 | 1.2444 | 295.3413 | 207.27 | Walls:R13+R4 foam,Roof:R49,SlabEdge:R0,Infiltration:Test 3.2 SLA,RadBarrier:Yes,CoolRoof:Yes,InsQuality:Yes | Window:0.37 U/0.56 SHGC | AirCond:13/10,ChargeLight:No,AirFlowTest:No,FanEnergyTest:No,MaxCoolCap:No,Furnace:0.92 | Duct:Conditioned Space,DuctTest:Yes | Mass:Std | Dhw:84% EF Tankless | E22 | G09 | H08 | D06 | M01 | W03 | 3007.9369 | 318.5 | 682.5 | 2109.7365 | 0 | 1137.5 | W134,R49,S0,IY,BY,CY,QY, | G3756, | C1310,LN,AN,FN,CCN,F92, | DC,DTY, | MN, | WT
| 979 | 7263 | 05E22G10H08D06M01W03 | 979 | W134,R49,S0,IY,BY,CY,QY,G3430,C1310,LN,AN,FN,CCN,F92,DC,DTY,MN,WT | 9.72 | 0 | 0.65 | 12.73 | 23.1 | 100% | 38.76% | 2 | 7256.1734 | 6775.6089 | 0 | 268.6786 | 292.11 | 1.5556 | 244.0668 | 158.55 | Walls:R13+R4 foam,Roof:R49,SlabEdge:R0,Infiltration:Test 3.2 SLA,RadBarrier:Yes,CoolRoof:Yes,InsQuality:Yes | Window:0.34 U/0.30 SHGC | AirCond:13/10,ChargeLight:No,AirFlowTest:No,FanEnergyTest:No,MaxCoolCap:No,Furnace:0.92 | Duct:Conditioned Space,DuctTest:Yes | Mass:Std | Dhw:84% EF Tankless | E22 | G10 | H08 | D06 | M01 | W03 | 3007.9369 | 318.5 | 682.5 | 2109.7365 | 0 | 1137.5 | W134,R49,S0,IY,BY,CY,QY, | G3430, | C1310,LN,AN,FN,CCN,F92, | DC,DTY, | MN, | WT
| 1198 | 7482 | 05E23G12H08D06M01W02 | 1198 | W194,R49,S7,IY,BY,CY,QY,G4965,C1310,LN,AN,FN,CCN,F92,DC,DTY,MN,WY | 4.64 | 0.7 | 0.65 | 17.5 | 23.49 | 72.33% | 37.73% | 2 | 7259.3584 | 6778.7939 | 0.54444 | 233.8119 | 297.36 | 1.0111 | 278.9335 | 153.3 | Walls:R19+R4 foam,Roof:R49,SlabEdge:R7,Infiltration:Test 3.2 SLA,RadBarrier:Yes,CoolRoof:Yes,InsQuality:Yes | Window:0.49 U/0.65 SHGC | AirCond:13/10,ChargeLight:No,AirFlowTest:No,FanEnergyTest:No,MaxCoolCap:No,Furnace:0.92 | Duct:Conditioned Space,DuctTest:Yes | Mass:Std | Dhw:62% EF | E23 | G12 | H08 | D06 | M01 | W02 | 4307.8719 | 159.25 | 682.5 | 2109.7365 | 0 | 0 | W194,R49,S7,IY,BY,CY,QY, | G4965, | C1310,LN,AN,FN,CCN,F92, | DC,DTY, | MN, | WY
| 904 | 7188 | 05E21G12H13D07M01W04 | 904 | W134,R38,S0,IY,BN,CN,QY,G4965,C1512,LY,AY,FY,CCY,F92,D6,DTY,MN,WS | 6.94 | 0.95 | 0.65 | 9.23 | 17.77 | 62.45% | 52.89% | 2 | 7285.7201 | 6805.1557 | 0.7 | 256.3727 | 211.89 | 0.85556 | 256.3727 | 238.77 | Walls:R13+R4 foam,Roof:R38,SlabEdge:R0,Infiltration:Test 3.2 SLA,RadBarrier:No,CoolRoof:No,InsQuality:Yes | Window:0.49 U/0.65 SHGC | AirCond:15/12,ChargeLight:Yes,AirFlowTest:Yes,FanEnergyTest:Yes,MaxCoolCap:Yes,Furnace:0.92 | Duct:R6.0,DuctTest:Yes | Mass:Std | Dhw:60% EF with 50% solar | E21 | G12 | H13 | D07 | M01 | W04 | 871.8432 | 159.25 | 1774.0625 | 480.5645 | 0 | 4000 | W134,R38,S0,IY,BN,CN,QY, | G4965, | C1512,LY,AY,FY,CCY,F92, | D6,DTY, | MN, | WS
| 77 | 6361 | 05E05G09H13D07M02W02 | 77 | W130,R30,S0,IN,BN,CN,QN,G3756,C1512,LY,AY,FY,CCY,F92,D6,DTY,MY,WY | 9.97 | 0.55 | 0.65 | 17.5 | 28.67 | 78.26% | 23.99% | 1 | 7298.127 | 6817.5625 | 0.54444 | 266.6276 | 363.93 | 1.0111 | 246.1178 | 86.73 | Walls:R13,Roof:R30,SlabEdge:R0,Infiltration:No,RadBarrier:No,CoolRoof:No,InsQuality:No | Window:0.37 U/0.56 SHGC | AirCond:15/12,ChargeLight:Yes,AirFlowTest:Yes,FanEnergyTest:Yes,MaxCoolCap:Yes,Furnace:0.92 | Duct:R6.0,DuctTest:Yes | Mass:40% Exposed | Dhw:62% EF | E05 | G09 | H13 | D07 | M02 | W02 | 0 | 318.5 | 1774.0625 | 480.5645 | 4725 | 0 | W130,R30,S0,IN,BN,CN,QN, | G3756, | C1512,LY,AY,FY,CCY,F92, | D6,DTY, | MY, | WY
| 1455 | 7739 | 05E25G09H13D07M02W02 | 1455 | W130,R30,S0,IN,BN,CN,QN,G3756,C1512,LY,AY,FY,CCY,F92,D6,DTY,MY,WY | 9.97 | 0.55 | 0.65 | 17.5 | 28.67 | 78.26% | 23.99% | 1 | 7298.127 | 6817.5625 | 0.54444 | 266.6276 | 363.93 | 1.0111 | 246.1178 | 86.73 | Walls:R13,Roof:R30,SlabEdge:R0,Infiltration:No,RadBarrier:No,CoolRoof:No,InsQuality:No | Window:0.37 U/0.56 SHGC | AirCond:15/12,ChargeLight:Yes,AirFlowTest:Yes,FanEnergyTest:Yes,MaxCoolCap:Yes,Furnace:0.92 | Duct:R6.0,DuctTest:Yes | Mass:40% Exposed | Dhw:62% EF | E25 | G09 | H13 | D07 | M02 | W02 | 0 | 318.5 | 1774.0625 | 480.5645 | 4725 | 0 | W130,R30,S0,IN,BN,CN,QN, | G3756, | C1512,LY,AY,FY,CCY,F92, | D6,DTY, | MY, | WY
| 1510 | 7794 | 05E25G10H13D07M02W02 | 1510 | W130,R30,S0,IN,BN,CN,QN,G3430,C1512,LY,AY,FY,CCY,F92,D6,DTY,MY,WY | 14.47 | 0.02 | 0.65 | 17.5 | 32.64 | 99.21% | 13.47% | 0 | 7298.127 | 6817.5625 | 0.077778 | 287.1374 | 419.79 | 1.4778 | 225.608 | 30.87 | Walls:R13,Roof:R30,SlabEdge:R0,Infiltration:No,RadBarrier:No,CoolRoof:No,InsQuality:No | Window:0.34 U/0.30 SHGC | AirCond:15/12,ChargeLight:Yes,AirFlowTest:Yes,FanEnergyTest:Yes,MaxCoolCap:Yes,Furnace:0.92 | Duct:R6.0,DuctTest:Yes | Mass:40% Exposed | Dhw:62% EF | E25 | G10 | H13 | D07 | M02 | W02 | 0 | 318.5 | 1774.0625 | 480.5645 | 4725 | 0 | W130,R30,S0,IN,BN,CN,QN, | G3430, | C1512,LY,AY,FY,CCY,F92, | D6,DTY, | MY, | WY
| 1392 | 7676 | 05E24G12H12D07M01W03 | 1392 | W190,R49,S7,IY,BY,CY,QY,G4965,C1312,LY,AY,FY,CCY,F92,D6,DTY,MN,WT | 6.25 | 0.67 | 0.65 | 12.73 | 20.3 | 73.52% | 46.18% | 2 | 7299.7807 | 6819.2163 | 0.54444 | 229.7099 | 252 | 1.0111 | 283.0355 | 198.66 | Walls:R19,Roof:R49,SlabEdge:R7,Infiltration:Test 3.2 SLA,RadBarrier:Yes,CoolRoof:Yes,InsQuality:Yes | Window:0.49 U/0.65 SHGC | AirCond:13/12,ChargeLight:Yes,AirFlowTest:Yes,FanEnergyTest:Yes,MaxCoolCap:Yes,Furnace:0.92 | Duct:R6.0,DuctTest:Yes | Mass:Std | Dhw:84% EF Tankless | E24 | G12 | H12 | D07 | M01 | W03 | 4078.2787 | 159.25 | 1444.1875 | 480.5645 | 0 | 1137.5 | W190,R49,S7,IY,BY,CY,QY, | G4965, | C1312,LY,AY,FY,CCY,F92, | D6,DTY, | MN, | WT
| 274 | 6558 | 05E18G09H09D07M02W02 | 274 | W134,R38,S0,IN,BN,CN,QN,G3756,C1310,LN,AN,FN,CCN,F96,D6,DTY,MY,WY | 7.4 | 0.49 | 0.65 | 17.5 | 26.04 | 80.63% | 30.97% | 1 | 7302.4076 | 6821.8432 | 0.46667 | 270.7296 | 329.7 | 1.0889 | 242.0158 | 120.96 | Walls:R13+R4 foam,Roof:R38,SlabEdge:R0,Infiltration:No,RadBarrier:No,CoolRoof:No,InsQuality:No | Window:0.37 U/0.56 SHGC | AirCond:13/10,ChargeLight:No,AirFlowTest:No,FanEnergyTest:No,MaxCoolCap:No,Furnace:0.96 | Duct:R6.0,DuctTest:Yes | Mass:40% Exposed | Dhw:62% EF | E18 | G09 | H09 | D07 | M02 | W02 | 413.3432 | 318.5 | 1365 | 480.5645 | 4725 | 0 | W134,R38,S0,IN,BN,CN,QN, | G3756, | C1310,LN,AN,FN,CCN,F96, | D6,DTY, | MY, | WY
| 329 | 6613 | 05E18G10H09D07M02W02 | 329 | W134,R38,S0,IN,BN,CN,QN,G3430,C1310,LN,AN,FN,CCN,F96,D6,DTY,MY,WY | 11.78 | 0 | 0.65 | 17.5 | 29.93 | 100% | 20.65% | 1 | 7302.4076 | 6821.8432 | 0 | 311.7492 | 382.2 | 1.5556 | 200.9962 | 68.46 | Walls:R13+R4 foam,Roof:R38,SlabEdge:R0,Infiltration:No,RadBarrier:No,CoolRoof:No,InsQuality:No | Window:0.34 U/0.30 SHGC | AirCond:13/10,ChargeLight:No,AirFlowTest:No,FanEnergyTest:No,MaxCoolCap:No,Furnace:0.96 | Duct:R6.0,DuctTest:Yes | Mass:40% Exposed | Dhw:62% EF | E18 | G10 | H09 | D07 | M02 | W02 | 413.3432 | 318.5 | 1365 | 480.5645 | 4725 | 0 | W134,R38,S0,IN,BN,CN,QN, | G3430, | C1310,LN,AN,FN,CCN,F96, | D6,DTY, | MY, | WY
| 574 | 6858 | 05E19G12H13D07M01W04 | 574 | W134,R38,S0,IN,BY,CN,QN,G4965,C1512,LY,AY,FY,CCY,F92,D6,DTY,MN,WS | 8.99 | 0.54 | 0.65 | 9.23 | 19.41 | 78.66% | 48.54% | 2 | 7309.5639 | 6828.9994 | 0.46667 | 254.3217 | 237.3 | 1.0889 | 258.4237 | 213.36 | Walls:R13+R4 foam,Roof:R38,SlabEdge:R0,Infiltration:No,RadBarrier:Yes,CoolRoof:No,InsQuality:No | Window:0.49 U/0.65 SHGC | AirCond:15/12,ChargeLight:Yes,AirFlowTest:Yes,FanEnergyTest:Yes,MaxCoolCap:Yes,Furnace:0.92 | Duct:R6.0,DuctTest:Yes | Mass:Std | Dhw:60% EF with 50% solar | E19 | G12 | H13 | D07 | M01 | W04 | 895.6869 | 159.25 | 1774.0625 | 480.5645 | 0 | 4000 | W134,R38,S0,IN,BY,CN,QN, | G4965, | C1512,LY,AY,FY,CCY,F92, | D6,DTY, | MN, | WS
| 245 | 6529 | 05E17G12H13D07M02W02 | 245 | W130,R38,S0,IN,BN,CN,QN,G4965,C1512,LY,AY,FY,CCY,F92,D6,DTY,MY,WY | 10.22 | 0.84 | 0.65 | 17.5 | 29.21 | 66.8% | 22.56% | 1 | 7322.627 | 6842.0625 | 0.7 | 289.1884 | 366.87 | 0.85556 | 223.557 | 83.79 | Walls:R13,Roof:R38,SlabEdge:R0,Infiltration:No,RadBarrier:No,CoolRoof:No,InsQuality:No | Window:0.49 U/0.65 SHGC | AirCond:15/12,ChargeLight:Yes,AirFlowTest:Yes,FanEnergyTest:Yes,MaxCoolCap:Yes,Furnace:0.92 | Duct:R6.0,DuctTest:Yes | Mass:40% Exposed | Dhw:62% EF | E17 | G12 | H13 | D07 | M02 | W02 | 183.75 | 159.25 | 1774.0625 | 480.5645 | 4725 | 0 | W130,R38,S0,IN,BN,CN,QN, | G4965, | C1512,LY,AY,FY,CCY,F92, | D6,DTY, | MY, | WY
| 1370 | 7654 | 05E24G12H09D05M01W03 | 1370 | W190,R49,S7,IY,BY,CY,QY,G4965,C1310,LN,AN,FN,CCN,F96,D8,DTY,MN,WT | 5.93 | 0.84 | 0.65 | 12.73 | 20.15 | 66.8% | 46.58% | 2 | 7342.313 | 6861.7485 | 0.62222 | 268.6786 | 246.12 | 0.93333 | 244.0668 | 204.54 | Walls:R19,Roof:R49,SlabEdge:R7,Infiltration:Test 3.2 SLA,RadBarrier:Yes,CoolRoof:Yes,InsQuality:Yes | Window:0.49 U/0.65 SHGC | AirCond:13/10,ChargeLight:No,AirFlowTest:No,FanEnergyTest:No,MaxCoolCap:No,Furnace:0.96 | Duct:R8.0,DuctTest:Yes | Mass:Std | Dhw:84% EF Tankless | E24 | G12 | H09 | D05 | M01 | W03 | 4078.2787 | 159.25 | 1365 | 602.2842 | 0 | 1137.5 | W190,R49,S7,IY,BY,CY,QY, | G4965, | C1310,LN,AN,FN,CCN,F96, | D8,DTY, | MN, | WT
| 714 | 6998 | 05E20G12H09D07M02W02 | 714 | W134,R38,S0,IY,BN,CN,QN,G4965,C1310,LN,AN,FN,CCN,F96,D6,DTY,MY,WY | 7.51 | 1.02 | 0.65 | 17.5 | 26.68 | 59.68% | 29.27% | 1 | 7349.6576 | 6869.0932 | 0.77778 | 309.6982 | 330.75 | 0.77778 | 203.0472 | 119.91 | Walls:R13+R4 foam,Roof:R38,SlabEdge:R0,Infiltration:Test 3.2 SLA,RadBarrier:No,CoolRoof:No,InsQuality:No | Window:0.49 U/0.65 SHGC | AirCond:13/10,ChargeLight:No,AirFlowTest:No,FanEnergyTest:No,MaxCoolCap:No,Furnace:0.96 | Duct:R6.0,DuctTest:Yes | Mass:40% Exposed | Dhw:62% EF | E20 | G12 | H09 | D07 | M02 | W02 | 619.8432 | 159.25 | 1365 | 480.5645 | 4725 | 0 | W134,R38,S0,IY,BN,CN,QN, | G4965, | C1310,LN,AN,FN,CCN,F96, | D6,DTY, | MY, | WY
| 1262 | 7546 | 05E24G09H09D07M01W03 | 1262 | W190,R49,S7,IY,BY,CY,QY,G3756,C1310,LN,AN,FN,CCN,F96,D6,DTY,MN,WT | 5.52 | 0.41 | 0.65 | 12.73 | 19.31 | 83.79% | 48.81% | 2 | 7379.8432 | 6899.2788 | 0.38889 | 229.7099 | 241.29 | 1.1667 | 283.0355 | 209.37 | Walls:R19,Roof:R49,SlabEdge:R7,Infiltration:Test 3.2 SLA,RadBarrier:Yes,CoolRoof:Yes,InsQuality:Yes | Window:0.37 U/0.56 SHGC | AirCond:13/10,ChargeLight:No,AirFlowTest:No,FanEnergyTest:No,MaxCoolCap:No,Furnace:0.96 | Duct:R6.0,DuctTest:Yes | Mass:Std | Dhw:84% EF Tankless | E24 | G09 | H09 | D07 | M01 | W03 | 4078.2787 | 318.5 | 1365 | 480.5645 | 0 | 1137.5 | W190,R49,S7,IY,BY,CY,QY, | G3756, | C1310,LN,AN,FN,CCN,F96, | D6,DTY, | MN, | WT
| 1317 | 7601 | 05E24G10H09D07M01W03 | 1317 | W190,R49,S7,IY,BY,CY,QY,G3430,C1310,LN,AN,FN,CCN,F96,D6,DTY,MN,WT | 9.71 | 0 | 0.65 | 12.73 | 23.09 | 100% | 38.79% | 2 | 7379.8432 | 6899.2788 | 0 | 274.8315 | 291.48 | 1.5556 | 237.9139 | 159.18 | Walls:R19,Roof:R49,SlabEdge:R7,Infiltration:Test 3.2 SLA,RadBarrier:Yes,CoolRoof:Yes,InsQuality:Yes | Window:0.34 U/0.30 SHGC | AirCond:13/10,ChargeLight:No,AirFlowTest:No,FanEnergyTest:No,MaxCoolCap:No,Furnace:0.96 | Duct:R6.0,DuctTest:Yes | Mass:Std | Dhw:84% EF Tankless | E24 | G10 | H09 | D07 | M01 | W03 | 4078.2787 | 318.5 | 1365 | 480.5645 | 0 | 1137.5 | W190,R49,S7,IY,BY,CY,QY, | G3430, | C1310,LN,AN,FN,CCN,F96, | D6,DTY, | MN, | WT
| 294 | 6578 | 05E18G09H12D07M02W02 | 294 | W134,R38,S0,IN,BN,CN,QN,G3756,C1312,LY,AY,FY,CCY,F92,D6,DTY,MY,WY | 7.6 | 0.38 | 0.65 | 17.5 | 26.13 | 84.98% | 30.73% | 1 | 7381.5951 | 6901.0307 | 0.38889 | 225.608 | 334.74 | 1.1667 | 287.1374 | 115.92 | Walls:R13+R4 foam,Roof:R38,SlabEdge:R0,Infiltration:No,RadBarrier:No,CoolRoof:No,InsQuality:No | Window:0.37 U/0.56 SHGC | AirCond:13/12,ChargeLight:Yes,AirFlowTest:Yes,FanEnergyTest:Yes,MaxCoolCap:Yes,Furnace:0.92 | Duct:R6.0,DuctTest:Yes | Mass:40% Exposed | Dhw:62% EF | E18 | G09 | H12 | D07 | M02 | W02 | 413.3432 | 318.5 | 1444.1875 | 480.5645 | 4725 | 0 | W134,R38,S0,IN,BN,CN,QN, | G3756, | C1312,LY,AY,FY,CCY,F92, | D6,DTY, | MY, | WY
| 349 | 6633 | 05E18G10H12D07M02W02 | 349 | W134,R38,S0,IN,BN,CN,QN,G3430,C1312,LY,AY,FY,CCY,F92,D6,DTY,MY,WY | 12.08 | 0 | 0.65 | 17.5 | 30.23 | 100% | 19.86% | 1 | 7381.5951 | 6901.0307 | 0 | 252.2707 | 390.39 | 1.5556 | 260.4747 | 60.27 | Walls:R13+R4 foam,Roof:R38,SlabEdge:R0,Infiltration:No,RadBarrier:No,CoolRoof:No,InsQuality:No | Window:0.34 U/0.30 SHGC | AirCond:13/12,ChargeLight:Yes,AirFlowTest:Yes,FanEnergyTest:Yes,MaxCoolCap:Yes,Furnace:0.92 | Duct:R6.0,DuctTest:Yes | Mass:40% Exposed | Dhw:62% EF | E18 | G10 | H12 | D07 | M02 | W02 | 413.3432 | 318.5 | 1444.1875 | 480.5645 | 4725 | 0 | W134,R38,S0,IN,BN,CN,QN, | G3430, | C1312,LY,AY,FY,CCY,F92, | D6,DTY, | MY, | WY
| 1088 | 7372 | 05E23G09H08D06M01W02 | 1088 | W194,R49,S7,IY,BY,CY,QY,G3756,C1310,LN,AN,FN,CCN,F92,DC,DTY,MN,WY | 4.11 | 0.32 | 0.65 | 17.5 | 22.58 | 87.35% | 40.14% | 2 | 7418.6084 | 6938.0439 | 0.31111 | 194.8432 | 291.06 | 1.2444 | 317.9021 | 159.6 | Walls:R19+R4 foam,Roof:R49,SlabEdge:R7,Infiltration:Test 3.2 SLA,RadBarrier:Yes,CoolRoof:Yes,InsQuality:Yes | Window:0.37 U/0.56 SHGC | AirCond:13/10,ChargeLight:No,AirFlowTest:No,FanEnergyTest:No,MaxCoolCap:No,Furnace:0.92 | Duct:Conditioned Space,DuctTest:Yes | Mass:Std | Dhw:62% EF | E23 | G09 | H08 | D06 | M01 | W02 | 4307.8719 | 318.5 | 682.5 | 2109.7365 | 0 | 0 | W194,R49,S7,IY,BY,CY,QY, | G3756, | C1310,LN,AN,FN,CCN,F92, | DC,DTY, | MN, | WY
| 1143 | 7427 | 05E23G10H08D06M01W02 | 1143 | W194,R49,S7,IY,BY,CY,QY,G3430,C1310,LN,AN,FN,CCN,F92,DC,DTY,MN,WY | 7.77 | 0 | 0.65 | 17.5 | 25.92 | 100% | 31.28% | 1 | 7418.6084 | 6938.0439 | 0 | 233.8119 | 335.16 | 1.5556 | 278.9335 | 115.5 | Walls:R19+R4 foam,Roof:R49,SlabEdge:R7,Infiltration:Test 3.2 SLA,RadBarrier:Yes,CoolRoof:Yes,InsQuality:Yes | Window:0.34 U/0.30 SHGC | AirCond:13/10,ChargeLight:No,AirFlowTest:No,FanEnergyTest:No,MaxCoolCap:No,Furnace:0.92 | Duct:Conditioned Space,DuctTest:Yes | Mass:Std | Dhw:62% EF | E23 | G10 | H08 | D06 | M01 | W02 | 4307.8719 | 318.5 | 682.5 | 2109.7365 | 0 | 0 | W194,R49,S7,IY,BY,CY,QY, | G3430, | C1310,LN,AN,FN,CCN,F92, | DC,DTY, | MN, | WY
| 1390 | 7674 | 05E24G12H12D05M01W03 | 1390 | W190,R49,S7,IY,BY,CY,QY,G4965,C1312,LY,AY,FY,CCY,F92,D8,DTY,MN,WT | 6.09 | 0.65 | 0.65 | 12.73 | 20.12 | 74.31% | 46.66% | 2 | 7421.5005 | 6940.936 | 0.54444 | 225.608 | 250.11 | 1.0111 | 287.1374 | 200.55 | Walls:R19,Roof:R49,SlabEdge:R7,Infiltration:Test 3.2 SLA,RadBarrier:Yes,CoolRoof:Yes,InsQuality:Yes | Window:0.49 U/0.65 SHGC | AirCond:13/12,ChargeLight:Yes,AirFlowTest:Yes,FanEnergyTest:Yes,MaxCoolCap:Yes,Furnace:0.92 | Duct:R8.0,DuctTest:Yes | Mass:Std | Dhw:84% EF Tankless | E24 | G12 | H12 | D05 | M01 | W03 | 4078.2787 | 159.25 | 1444.1875 | 602.2842 | 0 | 1137.5 | W190,R49,S7,IY,BY,CY,QY, | G4965, | C1312,LY,AY,FY,CCY,F92, | D8,DTY, | MN, | WT
| 734 | 7018 | 05E20G12H12D07M02W02 | 734 | W134,R38,S0,IY,BN,CN,QN,G4965,C1312,LY,AY,FY,CCY,F92,D6,DTY,MY,WY | 7.69 | 0.79 | 0.65 | 17.5 | 26.63 | 68.77% | 29.4% | 1 | 7428.8451 | 6948.2807 | 0.62222 | 256.3727 | 336 | 0.93333 | 256.3727 | 114.66 | Walls:R13+R4 foam,Roof:R38,SlabEdge:R0,Infiltration:Test 3.2 SLA,RadBarrier:No,CoolRoof:No,InsQuality:No | Window:0.49 U/0.65 SHGC | AirCond:13/12,ChargeLight:Yes,AirFlowTest:Yes,FanEnergyTest:Yes,MaxCoolCap:Yes,Furnace:0.92 | Duct:R6.0,DuctTest:Yes | Mass:40% Exposed | Dhw:62% EF | E20 | G12 | H12 | D07 | M02 | W02 | 619.8432 | 159.25 | 1444.1875 | 480.5645 | 4725 | 0 | W134,R38,S0,IY,BN,CN,QN, | G4965, | C1312,LY,AY,FY,CCY,F92, | D6,DTY, | MY, | WY
| 794 | 7078 | 05E21G09H13D07M01W04 | 794 | W134,R38,S0,IY,BN,CN,QY,G3756,C1512,LY,AY,FY,CCY,F92,D6,DTY,MN,WS | 6.32 | 0.53 | 0.65 | 9.23 | 16.73 | 79.05% | 55.65% | 2 | 7444.9701 | 6964.4057 | 0.46667 | 219.455 | 204.33 | 1.0889 | 293.2904 | 246.33 | Walls:R13+R4 foam,Roof:R38,SlabEdge:R0,Infiltration:Test 3.2 SLA,RadBarrier:No,CoolRoof:No,InsQuality:Yes | Window:0.37 U/0.56 SHGC | AirCond:15/12,ChargeLight:Yes,AirFlowTest:Yes,FanEnergyTest:Yes,MaxCoolCap:Yes,Furnace:0.92 | Duct:R6.0,DuctTest:Yes | Mass:Std | Dhw:60% EF with 50% solar | E21 | G09 | H13 | D07 | M01 | W04 | 871.8432 | 318.5 | 1774.0625 | 480.5645 | 0 | 4000 | W134,R38,S0,IY,BN,CN,QY, | G3756, | C1512,LY,AY,FY,CCY,F92, | D6,DTY, | MN, | WS
| 849 | 7133 | 05E21G10H13D07M01W04 | 849 | W134,R38,S0,IY,BN,CN,QY,G3430,C1512,LY,AY,FY,CCY,F92,D6,DTY,MN,WS | 10.42 | 0 | 0.65 | 9.23 | 20.3 | 100% | 46.18% | 2 | 7444.9701 | 6964.4057 | 0 | 231.7609 | 255.15 | 1.5556 | 280.9845 | 195.51 | Walls:R13+R4 foam,Roof:R38,SlabEdge:R0,Infiltration:Test 3.2 SLA,RadBarrier:No,CoolRoof:No,InsQuality:Yes | Window:0.34 U/0.30 SHGC | AirCond:15/12,ChargeLight:Yes,AirFlowTest:Yes,FanEnergyTest:Yes,MaxCoolCap:Yes,Furnace:0.92 | Duct:R6.0,DuctTest:Yes | Mass:Std | Dhw:60% EF with 50% solar | E21 | G10 | H13 | D07 | M01 | W04 | 871.8432 | 318.5 | 1774.0625 | 480.5645 | 0 | 4000 | W134,R38,S0,IY,BN,CN,QY, | G3430, | C1512,LY,AY,FY,CCY,F92, | D6,DTY, | MN, | WS
| 1207 | 7491 | 05E23G12H09D07M01W03 | 1207 | W194,R49,S7,IY,BY,CY,QY,G4965,C1310,LN,AN,FN,CCN,F96,D6,DTY,MN,WT | 5.15 | 0.79 | 0.65 | 12.73 | 19.32 | 68.77% | 48.78% | 2 | 7450.1864 | 6969.6219 | 0.62222 | 252.2707 | 236.67 | 0.93333 | 260.4747 | 213.99 | Walls:R19+R4 foam,Roof:R49,SlabEdge:R7,Infiltration:Test 3.2 SLA,RadBarrier:Yes,CoolRoof:Yes,InsQuality:Yes | Window:0.49 U/0.65 SHGC | AirCond:13/10,ChargeLight:No,AirFlowTest:No,FanEnergyTest:No,MaxCoolCap:No,Furnace:0.96 | Duct:R6.0,DuctTest:Yes | Mass:Std | Dhw:84% EF Tankless | E23 | G12 | H09 | D07 | M01 | W03 | 4307.8719 | 159.25 | 1365 | 480.5645 | 0 | 1137.5 | W194,R49,S7,IY,BY,CY,QY, | G4965, | C1310,LN,AN,FN,CCN,F96, | D6,DTY, | MN, | WT
| 1282 | 7566 | 05E24G09H12D07M01W03 | 1282 | W190,R49,S7,IY,BY,CY,QY,G3756,C1312,LY,AY,FY,CCY,F92,D6,DTY,MN,WT | 5.66 | 0.32 | 0.65 | 12.73 | 19.36 | 87.35% | 48.67% | 2 | 7459.0307 | 6978.4663 | 0.31111 | 194.8432 | 245.07 | 1.2444 | 317.9021 | 205.59 | Walls:R19,Roof:R49,SlabEdge:R7,Infiltration:Test 3.2 SLA,RadBarrier:Yes,CoolRoof:Yes,InsQuality:Yes | Window:0.37 U/0.56 SHGC | AirCond:13/12,ChargeLight:Yes,AirFlowTest:Yes,FanEnergyTest:Yes,MaxCoolCap:Yes,Furnace:0.92 | Duct:R6.0,DuctTest:Yes | Mass:Std | Dhw:84% EF Tankless | E24 | G09 | H12 | D07 | M01 | W03 | 4078.2787 | 318.5 | 1444.1875 | 480.5645 | 0 | 1137.5 | W190,R49,S7,IY,BY,CY,QY, | G3756, | C1312,LY,AY,FY,CCY,F92, | D6,DTY, | MN, | WT
| 1337 | 7621 | 05E24G10H12D07M01W03 | 1337 | W190,R49,S7,IY,BY,CY,QY,G3430,C1312,LY,AY,FY,CCY,F92,D6,DTY,MN,WT | 9.96 | 0 | 0.65 | 12.73 | 23.34 | 100% | 38.12% | 2 | 7459.0307 | 6978.4663 | 0 | 225.608 | 298.41 | 1.5556 | 287.1374 | 152.25 | Walls:R19,Roof:R49,SlabEdge:R7,Infiltration:Test 3.2 SLA,RadBarrier:Yes,CoolRoof:Yes,InsQuality:Yes | Window:0.34 U/0.30 SHGC | AirCond:13/12,ChargeLight:Yes,AirFlowTest:Yes,FanEnergyTest:Yes,MaxCoolCap:Yes,Furnace:0.92 | Duct:R6.0,DuctTest:Yes | Mass:Std | Dhw:84% EF Tankless | E24 | G10 | H12 | D07 | M01 | W03 | 4078.2787 | 318.5 | 1444.1875 | 480.5645 | 0 | 1137.5 | W190,R49,S7,IY,BY,CY,QY, | G3430, | C1312,LY,AY,FY,CCY,F92, | D6,DTY, | MN, | WT
| 464 | 6748 | 05E19G09H13D07M01W04 | 464 | W134,R38,S0,IN,BY,CN,QN,G3756,C1512,LY,AY,FY,CCY,F92,D6,DTY,MN,WS | 8.4 | 0.23 | 0.65 | 9.23 | 18.51 | 90.91% | 50.93% | 2 | 7468.8139 | 6988.2494 | 0.31111 | 223.557 | 230.16 | 1.2444 | 289.1884 | 220.5 | Walls:R13+R4 foam,Roof:R38,SlabEdge:R0,Infiltration:No,RadBarrier:Yes,CoolRoof:No,InsQuality:No | Window:0.37 U/0.56 SHGC | AirCond:15/12,ChargeLight:Yes,AirFlowTest:Yes,FanEnergyTest:Yes,MaxCoolCap:Yes,Furnace:0.92 | Duct:R6.0,DuctTest:Yes | Mass:Std | Dhw:60% EF with 50% solar | E19 | G09 | H13 | D07 | M01 | W04 | 895.6869 | 318.5 | 1774.0625 | 480.5645 | 0 | 4000 | W134,R38,S0,IN,BY,CN,QN, | G3756, | C1512,LY,AY,FY,CCY,F92, | D6,DTY, | MN, | WS
| 519 | 6803 | 05E19G10H13D07M01W04 | 519 | W134,R38,S0,IN,BY,CN,QN,G3430,C1512,LY,AY,FY,CCY,F92,D6,DTY,MN,WS | 13.03 | 0 | 0.65 | 9.23 | 22.91 | 100% | 39.26% | 2 | 7468.8139 | 6988.2494 | 0 | 266.6276 | 287.7 | 1.5556 | 246.1178 | 162.96 | Walls:R13+R4 foam,Roof:R38,SlabEdge:R0,Infiltration:No,RadBarrier:Yes,CoolRoof:No,InsQuality:No | Window:0.34 U/0.30 SHGC | AirCond:15/12,ChargeLight:Yes,AirFlowTest:Yes,FanEnergyTest:Yes,MaxCoolCap:Yes,Furnace:0.92 | Duct:R6.0,DuctTest:Yes | Mass:Std | Dhw:60% EF with 50% solar | E19 | G10 | H13 | D07 | M01 | W04 | 895.6869 | 318.5 | 1774.0625 | 480.5645 | 0 | 4000 | W134,R38,S0,IN,BY,CN,QN, | G3430, | C1512,LY,AY,FY,CCY,F92, | D6,DTY, | MN, | WS
| 135 | 6419 | 05E17G09H13D07M02W02 | 135 | W130,R38,S0,IN,BN,CN,QN,G3756,C1512,LY,AY,FY,CCY,F92,D6,DTY,MY,WY | 9.66 | 0.45 | 0.65 | 17.5 | 28.26 | 82.21% | 25.08% | 1 | 7481.877 | 7001.3125 | 0.46667 | 256.3727 | 360.15 | 1.0889 | 256.3727 | 90.51 | Walls:R13,Roof:R38,SlabEdge:R0,Infiltration:No,RadBarrier:No,CoolRoof:No,InsQuality:No | Window:0.37 U/0.56 SHGC | AirCond:15/12,ChargeLight:Yes,AirFlowTest:Yes,FanEnergyTest:Yes,MaxCoolCap:Yes,Furnace:0.92 | Duct:R6.0,DuctTest:Yes | Mass:40% Exposed | Dhw:62% EF | E17 | G09 | H13 | D07 | M02 | W02 | 183.75 | 318.5 | 1774.0625 | 480.5645 | 4725 | 0 | W130,R38,S0,IN,BN,CN,QN, | G3756, | C1512,LY,AY,FY,CCY,F92, | D6,DTY, | MY, | WY
| 190 | 6474 | 05E17G10H13D07M02W02 | 190 | W130,R38,S0,IN,BN,CN,QN,G3430,C1512,LY,AY,FY,CCY,F92,D6,DTY,MY,WY | 14.24 | 0.01 | 0.65 | 17.5 | 32.4 | 99.6% | 14.1% | 0 | 7481.877 | 7001.3125 | 0 | 280.9845 | 417.06 | 1.5556 | 231.7609 | 33.6 | Walls:R13,Roof:R38,SlabEdge:R0,Infiltration:No,RadBarrier:No,CoolRoof:No,InsQuality:No | Window:0.34 U/0.30 SHGC | AirCond:15/12,ChargeLight:Yes,AirFlowTest:Yes,FanEnergyTest:Yes,MaxCoolCap:Yes,Furnace:0.92 | Duct:R6.0,DuctTest:Yes | Mass:40% Exposed | Dhw:62% EF | E17 | G10 | H13 | D07 | M02 | W02 | 183.75 | 318.5 | 1774.0625 | 480.5645 | 4725 | 0 | W130,R38,S0,IN,BN,CN,QN, | G3430, | C1512,LY,AY,FY,CCY,F92, | D6,DTY, | MY, | WY
| 1356 | 7640 | 05E24G12H07D06M01W03 | 1356 | W190,R49,S7,IY,BY,CY,QY,G4965,C1310,LN,AN,FN,CCN,F80,DC,DTY,MN,WT | 6.28 | 0.76 | 0.65 | 12.73 | 20.42 | 69.96% | 45.86% | 2 | 7484.7652 | 7004.2007 | 0.62222 | 254.3217 | 251.37 | 0.93333 | 258.4237 | 199.29 | Walls:R19,Roof:R49,SlabEdge:R7,Infiltration:Test 3.2 SLA,RadBarrier:Yes,CoolRoof:Yes,InsQuality:Yes | Window:0.49 U/0.65 SHGC | AirCond:13/10,ChargeLight:No,AirFlowTest:No,FanEnergyTest:No,MaxCoolCap:No,Furnace:0.8 | Duct:Conditioned Space,DuctTest:Yes | Mass:Std | Dhw:84% EF Tankless | E24 | G12 | H07 | D06 | M01 | W03 | 4078.2787 | 159.25 | 0 | 2109.7365 | 0 | 1137.5 | W190,R49,S7,IY,BY,CY,QY, | G4965, | C1310,LN,AN,FN,CCN,F80, | DC,DTY, | MN, | WT
| 1260 | 7544 | 05E24G09H09D05M01W03 | 1260 | W190,R49,S7,IY,BY,CY,QY,G3756,C1310,LN,AN,FN,CCN,F96,D8,DTY,MN,WT | 5.38 | 0.4 | 0.65 | 12.73 | 19.16 | 84.19% | 49.2% | 2 | 7501.563 | 7020.9985 | 0.38889 | 227.659 | 239.4 | 1.1667 | 285.0864 | 211.26 | Walls:R19,Roof:R49,SlabEdge:R7,Infiltration:Test 3.2 SLA,RadBarrier:Yes,CoolRoof:Yes,InsQuality:Yes | Window:0.37 U/0.56 SHGC | AirCond:13/10,ChargeLight:No,AirFlowTest:No,FanEnergyTest:No,MaxCoolCap:No,Furnace:0.96 | Duct:R8.0,DuctTest:Yes | Mass:Std | Dhw:84% EF Tankless | E24 | G09 | H09 | D05 | M01 | W03 | 4078.2787 | 318.5 | 1365 | 602.2842 | 0 | 1137.5 | W190,R49,S7,IY,BY,CY,QY, | G3756, | C1310,LN,AN,FN,CCN,F96, | D8,DTY, | MN, | WT
| 1315 | 7599 | 05E24G10H09D05M01W03 | 1315 | W190,R49,S7,IY,BY,CY,QY,G3430,C1310,LN,AN,FN,CCN,F96,D8,DTY,MN,WT | 9.46 | 0 | 0.65 | 12.73 | 22.84 | 100% | 39.45% | 2 | 7501.563 | 7020.9985 | 0 | 270.7296 | 288.54 | 1.5556 | 242.0158 | 162.12 | Walls:R19,Roof:R49,SlabEdge:R7,Infiltration:Test 3.2 SLA,RadBarrier:Yes,CoolRoof:Yes,InsQuality:Yes | Window:0.34 U/0.30 SHGC | AirCond:13/10,ChargeLight:No,AirFlowTest:No,FanEnergyTest:No,MaxCoolCap:No,Furnace:0.96 | Duct:R8.0,DuctTest:Yes | Mass:Std | Dhw:84% EF Tankless | E24 | G10 | H09 | D05 | M01 | W03 | 4078.2787 | 318.5 | 1365 | 602.2842 | 0 | 1137.5 | W190,R49,S7,IY,BY,CY,QY, | G3430, | C1310,LN,AN,FN,CCN,F96, | D8,DTY, | MN, | WT
| 604 | 6888 | 05E20G09H09D07M02W02 | 604 | W134,R38,S0,IY,BN,CN,QN,G3756,C1310,LN,AN,FN,CCN,F96,D6,DTY,MY,WY | 6.99 | 0.51 | 0.65 | 17.5 | 25.65 | 79.84% | 32% | 1 | 7508.9076 | 7028.3432 | 0.46667 | 264.5766 | 324.66 | 1.0889 | 248.1688 | 126 | Walls:R13+R4 foam,Roof:R38,SlabEdge:R0,Infiltration:Test 3.2 SLA,RadBarrier:No,CoolRoof:No,InsQuality:No | Window:0.37 U/0.56 SHGC | AirCond:13/10,ChargeLight:No,AirFlowTest:No,FanEnergyTest:No,MaxCoolCap:No,Furnace:0.96 | Duct:R6.0,DuctTest:Yes | Mass:40% Exposed | Dhw:62% EF | E20 | G09 | H09 | D07 | M02 | W02 | 619.8432 | 318.5 | 1365 | 480.5645 | 4725 | 0 | W134,R38,S0,IY,BN,CN,QN, | G3756, | C1310,LN,AN,FN,CCN,F96, | D6,DTY, | MY, | WY
| 659 | 6943 | 05E20G10H09D07M02W02 | 659 | W134,R38,S0,IY,BN,CN,QN,G3430,C1310,LN,AN,FN,CCN,F96,D6,DTY,MY,WY | 11.3 | 0 | 0.65 | 17.5 | 29.45 | 100% | 21.92% | 1 | 7508.9076 | 7028.3432 | 0 | 303.5453 | 376.32 | 1.5556 | 209.2001 | 74.34 | Walls:R13+R4 foam,Roof:R38,SlabEdge:R0,Infiltration:Test 3.2 SLA,RadBarrier:No,CoolRoof:No,InsQuality:No | Window:0.34 U/0.30 SHGC | AirCond:13/10,ChargeLight:No,AirFlowTest:No,FanEnergyTest:No,MaxCoolCap:No,Furnace:0.96 | Duct:R6.0,DuctTest:Yes | Mass:40% Exposed | Dhw:62% EF | E20 | G10 | H09 | D07 | M02 | W02 | 619.8432 | 318.5 | 1365 | 480.5645 | 4725 | 0 | W134,R38,S0,IY,BN,CN,QN, | G3430, | C1310,LN,AN,FN,CCN,F96, | D6,DTY, | MY, | WY
| 1227 | 7511 | 05E23G12H12D07M01W03 | 1227 | W194,R49,S7,IY,BY,CY,QY,G4965,C1312,LY,AY,FY,CCY,F92,D6,DTY,MN,WT | 5.27 | 0.61 | 0.65 | 12.73 | 19.26 | 75.89% | 48.94% | 2 | 7529.3739 | 7048.8094 | 0.46667 | 213.3021 | 240.24 | 1.0889 | 299.4433 | 210.42 | Walls:R19+R4 foam,Roof:R49,SlabEdge:R7,Infiltration:Test 3.2 SLA,RadBarrier:Yes,CoolRoof:Yes,InsQuality:Yes | Window:0.49 U/0.65 SHGC | AirCond:13/12,ChargeLight:Yes,AirFlowTest:Yes,FanEnergyTest:Yes,MaxCoolCap:Yes,Furnace:0.92 | Duct:R6.0,DuctTest:Yes | Mass:Std | Dhw:84% EF Tankless | E23 | G12 | H12 | D07 | M01 | W03 | 4307.8719 | 159.25 | 1444.1875 | 480.5645 | 0 | 1137.5 | W194,R49,S7,IY,BY,CY,QY, | G4965, | C1312,LY,AY,FY,CCY,F92, | D6,DTY, | MN, | WT
| 410 | 6694 | 05E18G12H13D07M02W02 | 410 | W134,R38,S0,IN,BN,CN,QN,G4965,C1512,LY,AY,FY,CCY,F92,D6,DTY,MY,WY | 8.13 | 0.68 | 0.65 | 17.5 | 26.96 | 73.12% | 28.53% | 1 | 7552.2201 | 7071.6557 | 0.54444 | 252.2707 | 341.25 | 1.0111 | 260.4747 | 109.41 | Walls:R13+R4 foam,Roof:R38,SlabEdge:R0,Infiltration:No,RadBarrier:No,CoolRoof:No,InsQuality:No | Window:0.49 U/0.65 SHGC | AirCond:15/12,ChargeLight:Yes,AirFlowTest:Yes,FanEnergyTest:Yes,MaxCoolCap:Yes,Furnace:0.92 | Duct:R6.0,DuctTest:Yes | Mass:40% Exposed | Dhw:62% EF | E18 | G12 | H13 | D07 | M02 | W02 | 413.3432 | 159.25 | 1774.0625 | 480.5645 | 4725 | 0 | W134,R38,S0,IN,BN,CN,QN, | G4965, | C1512,LY,AY,FY,CCY,F92, | D6,DTY, | MY, | WY
| 1205 | 7489 | 05E23G12H09D05M01W03 | 1205 | W194,R49,S7,IY,BY,CY,QY,G4965,C1310,LN,AN,FN,CCN,F96,D8,DTY,MN,WT | 5.01 | 0.78 | 0.65 | 12.73 | 19.17 | 69.17% | 49.18% | 2 | 7571.9061 | 7091.3417 | 0.54444 | 248.1688 | 234.99 | 1.0111 | 264.5766 | 215.67 | Walls:R19+R4 foam,Roof:R49,SlabEdge:R7,Infiltration:Test 3.2 SLA,RadBarrier:Yes,CoolRoof:Yes,InsQuality:Yes | Window:0.49 U/0.65 SHGC | AirCond:13/10,ChargeLight:No,AirFlowTest:No,FanEnergyTest:No,MaxCoolCap:No,Furnace:0.96 | Duct:R8.0,DuctTest:Yes | Mass:Std | Dhw:84% EF Tankless | E23 | G12 | H09 | D05 | M01 | W03 | 4307.8719 | 159.25 | 1365 | 602.2842 | 0 | 1137.5 | W194,R49,S7,IY,BY,CY,QY, | G4965, | C1310,LN,AN,FN,CCN,F96, | D8,DTY, | MN, | WT
| 1280 | 7564 | 05E24G09H12D05M01W03 | 1280 | W190,R49,S7,IY,BY,CY,QY,G3756,C1312,LY,AY,FY,CCY,F92,D8,DTY,MN,WT | 5.51 | 0.31 | 0.65 | 12.73 | 19.2 | 87.75% | 49.1% | 2 | 7580.7505 | 7100.186 | 0.31111 | 192.7923 | 243.18 | 1.2444 | 319.9531 | 207.48 | Walls:R19,Roof:R49,SlabEdge:R7,Infiltration:Test 3.2 SLA,RadBarrier:Yes,CoolRoof:Yes,InsQuality:Yes | Window:0.37 U/0.56 SHGC | AirCond:13/12,ChargeLight:Yes,AirFlowTest:Yes,FanEnergyTest:Yes,MaxCoolCap:Yes,Furnace:0.92 | Duct:R8.0,DuctTest:Yes | Mass:Std | Dhw:84% EF Tankless | E24 | G09 | H12 | D05 | M01 | W03 | 4078.2787 | 318.5 | 1444.1875 | 602.2842 | 0 | 1137.5 | W190,R49,S7,IY,BY,CY,QY, | G3756, | C1312,LY,AY,FY,CCY,F92, | D8,DTY, | MN, | WT
| 1335 | 7619 | 05E24G10H12D05M01W03 | 1335 | W190,R49,S7,IY,BY,CY,QY,G3430,C1312,LY,AY,FY,CCY,F92,D8,DTY,MN,WT | 9.71 | 0 | 0.65 | 12.73 | 23.09 | 100% | 38.79% | 2 | 7580.7505 | 7100.186 | 0 | 223.557 | 295.26 | 1.5556 | 289.1884 | 155.4 | Walls:R19,Roof:R49,SlabEdge:R7,Infiltration:Test 3.2 SLA,RadBarrier:Yes,CoolRoof:Yes,InsQuality:Yes | Window:0.34 U/0.30 SHGC | AirCond:13/12,ChargeLight:Yes,AirFlowTest:Yes,FanEnergyTest:Yes,MaxCoolCap:Yes,Furnace:0.92 | Duct:R8.0,DuctTest:Yes | Mass:Std | Dhw:84% EF Tankless | E24 | G10 | H12 | D05 | M01 | W03 | 4078.2787 | 318.5 | 1444.1875 | 602.2842 | 0 | 1137.5 | W190,R49,S7,IY,BY,CY,QY, | G3430, | C1312,LY,AY,FY,CCY,F92, | D8,DTY, | MN, | WT
| 624 | 6908 | 05E20G09H12D07M02W02 | 624 | W134,R38,S0,IY,BN,CN,QN,G3756,C1312,LY,AY,FY,CCY,F92,D6,DTY,MY,WY | 7.17 | 0.39 | 0.65 | 17.5 | 25.71 | 84.58% | 31.84% | 1 | 7588.0951 | 7107.5307 | 0.38889 | 219.455 | 329.49 | 1.1667 | 293.2904 | 121.17 | Walls:R13+R4 foam,Roof:R38,SlabEdge:R0,Infiltration:Test 3.2 SLA,RadBarrier:No,CoolRoof:No,InsQuality:No | Window:0.37 U/0.56 SHGC | AirCond:13/12,ChargeLight:Yes,AirFlowTest:Yes,FanEnergyTest:Yes,MaxCoolCap:Yes,Furnace:0.92 | Duct:R6.0,DuctTest:Yes | Mass:40% Exposed | Dhw:62% EF | E20 | G09 | H12 | D07 | M02 | W02 | 619.8432 | 318.5 | 1444.1875 | 480.5645 | 4725 | 0 | W134,R38,S0,IY,BN,CN,QN, | G3756, | C1312,LY,AY,FY,CCY,F92, | D6,DTY, | MY, | WY
| 679 | 6963 | 05E20G10H12D07M02W02 | 679 | W134,R38,S0,IY,BN,CN,QN,G3430,C1312,LY,AY,FY,CCY,F92,D6,DTY,MY,WY | 11.59 | 0 | 0.65 | 17.5 | 29.74 | 100% | 21.16% | 1 | 7588.0951 | 7107.5307 | 0 | 246.1178 | 384.3 | 1.5556 | 266.6276 | 66.36 | Walls:R13+R4 foam,Roof:R38,SlabEdge:R0,Infiltration:Test 3.2 SLA,RadBarrier:No,CoolRoof:No,InsQuality:No | Window:0.34 U/0.30 SHGC | AirCond:13/12,ChargeLight:Yes,AirFlowTest:Yes,FanEnergyTest:Yes,MaxCoolCap:Yes,Furnace:0.92 | Duct:R6.0,DuctTest:Yes | Mass:40% Exposed | Dhw:62% EF | E20 | G10 | H12 | D07 | M02 | W02 | 619.8432 | 318.5 | 1444.1875 | 480.5645 | 4725 | 0 | W134,R38,S0,IY,BN,CN,QN, | G3430, | C1312,LY,AY,FY,CCY,F92, | D6,DTY, | MY, | WY
| 879 | 7163 | 05E21G12H09D07M02W02 | 879 | W134,R38,S0,IY,BN,CN,QY,G4965,C1310,LN,AN,FN,CCN,F96,D6,DTY,MY,WY | 6.37 | 0.95 | 0.65 | 17.5 | 25.47 | 62.45% | 32.48% | 1 | 7601.6576 | 7121.0932 | 0.7 | 285.0864 | 317.31 | 0.85556 | 227.659 | 133.35 | Walls:R13+R4 foam,Roof:R38,SlabEdge:R0,Infiltration:Test 3.2 SLA,RadBarrier:No,CoolRoof:No,InsQuality:Yes | Window:0.49 U/0.65 SHGC | AirCond:13/10,ChargeLight:No,AirFlowTest:No,FanEnergyTest:No,MaxCoolCap:No,Furnace:0.96 | Duct:R6.0,DuctTest:Yes | Mass:40% Exposed | Dhw:62% EF | E21 | G12 | H09 | D07 | M02 | W02 | 871.8432 | 159.25 | 1365 | 480.5645 | 4725 | 0 | W134,R38,S0,IY,BN,CN,QY, | G4965, | C1310,LN,AN,FN,CCN,F96, | D6,DTY, | MY, | WY
| 1097 | 7381 | 05E23G09H09D07M01W03 | 1097 | W194,R49,S7,IY,BY,CY,QY,G3756,C1310,LN,AN,FN,CCN,F96,D6,DTY,MN,WT | 4.6 | 0.36 | 0.65 | 12.73 | 18.34 | 85.77% | 51.38% | 2 | 7609.4364 | 7128.8719 | 0.31111 | 211.2511 | 230.16 | 1.2444 | 301.4943 | 220.5 | Walls:R19+R4 foam,Roof:R49,SlabEdge:R7,Infiltration:Test 3.2 SLA,RadBarrier:Yes,CoolRoof:Yes,InsQuality:Yes | Window:0.37 U/0.56 SHGC | AirCond:13/10,ChargeLight:No,AirFlowTest:No,FanEnergyTest:No,MaxCoolCap:No,Furnace:0.96 | Duct:R6.0,DuctTest:Yes | Mass:Std | Dhw:84% EF Tankless | E23 | G09 | H09 | D07 | M01 | W03 | 4307.8719 | 318.5 | 1365 | 480.5645 | 0 | 1137.5 | W194,R49,S7,IY,BY,CY,QY, | G3756, | C1310,LN,AN,FN,CCN,F96, | D6,DTY, | MN, | WT
| 1152 | 7436 | 05E23G10H09D07M01W03 | 1152 | W194,R49,S7,IY,BY,CY,QY,G3430,C1310,LN,AN,FN,CCN,F96,D6,DTY,MN,WT | 8.66 | 0 | 0.65 | 12.73 | 22.04 | 100% | 41.57% | 2 | 7609.4364 | 7128.8719 | 0 | 256.3727 | 278.88 | 1.5556 | 256.3727 | 171.78 | Walls:R19+R4 foam,Roof:R49,SlabEdge:R7,Infiltration:Test 3.2 SLA,RadBarrier:Yes,CoolRoof:Yes,InsQuality:Yes | Window:0.34 U/0.30 SHGC | AirCond:13/10,ChargeLight:No,AirFlowTest:No,FanEnergyTest:No,MaxCoolCap:No,Furnace:0.96 | Duct:R6.0,DuctTest:Yes | Mass:Std | Dhw:84% EF Tankless | E23 | G10 | H09 | D07 | M01 | W03 | 4307.8719 | 318.5 | 1365 | 480.5645 | 0 | 1137.5 | W194,R49,S7,IY,BY,CY,QY, | G3430, | C1310,LN,AN,FN,CCN,F96, | D6,DTY, | MN, | WT
| 549 | 6833 | 05E19G12H09D07M02W02 | 549 | W134,R38,S0,IN,BY,CN,QN,G4965,C1310,LN,AN,FN,CCN,F96,D6,DTY,MY,WY | 8.34 | 0.48 | 0.65 | 17.5 | 26.97 | 81.03% | 28.5% | 1 | 7625.5014 | 7144.9369 | 0.54444 | 285.0864 | 340.83 | 1.0111 | 227.659 | 109.83 | Walls:R13+R4 foam,Roof:R38,SlabEdge:R0,Infiltration:No,RadBarrier:Yes,CoolRoof:No,InsQuality:No | Window:0.49 U/0.65 SHGC | AirCond:13/10,ChargeLight:No,AirFlowTest:No,FanEnergyTest:No,MaxCoolCap:No,Furnace:0.96 | Duct:R6.0,DuctTest:Yes | Mass:40% Exposed | Dhw:62% EF | E19 | G12 | H09 | D07 | M02 | W02 | 895.6869 | 159.25 | 1365 | 480.5645 | 4725 | 0 | W134,R38,S0,IN,BY,CN,QN, | G4965, | C1310,LN,AN,FN,CCN,F96, | D6,DTY, | MY, | WY
| 1398 | 7682 | 05E24G12H13D07M01W03 | 1398 | W190,R49,S7,IY,BY,CY,QY,G4965,C1512,LY,AY,FY,CCY,F92,D6,DTY,MN,WT | 6.25 | 0.59 | 0.65 | 12.73 | 20.22 | 76.68% | 46.39% | 2 | 7629.6557 | 7149.0913 | 0.46667 | 223.557 | 252 | 1.0889 | 289.1884 | 198.66 | Walls:R19,Roof:R49,SlabEdge:R7,Infiltration:Test 3.2 SLA,RadBarrier:Yes,CoolRoof:Yes,InsQuality:Yes | Window:0.49 U/0.65 SHGC | AirCond:15/12,ChargeLight:Yes,AirFlowTest:Yes,FanEnergyTest:Yes,MaxCoolCap:Yes,Furnace:0.92 | Duct:R6.0,DuctTest:Yes | Mass:Std | Dhw:84% EF Tankless | E24 | G12 | H13 | D07 | M01 | W03 | 4078.2787 | 159.25 | 1774.0625 | 480.5645 | 0 | 1137.5 | W190,R49,S7,IY,BY,CY,QY, | G4965, | C1512,LY,AY,FY,CCY,F92, | D6,DTY, | MN, | WT
| 1246 | 7530 | 05E24G09H07D06M01W03 | 1246 | W190,R49,S7,IY,BY,CY,QY,G3756,C1310,LN,AN,FN,CCN,F80,DC,DTY,MN,WT | 5.64 | 0.36 | 0.65 | 12.73 | 19.38 | 85.77% | 48.62% | 2 | 7644.0152 | 7163.4507 | 0.38889 | 213.3021 | 243.6 | 1.1667 | 299.4433 | 207.06 | Walls:R19,Roof:R49,SlabEdge:R7,Infiltration:Test 3.2 SLA,RadBarrier:Yes,CoolRoof:Yes,InsQuality:Yes | Window:0.37 U/0.56 SHGC | AirCond:13/10,ChargeLight:No,AirFlowTest:No,FanEnergyTest:No,MaxCoolCap:No,Furnace:0.8 | Duct:Conditioned Space,DuctTest:Yes | Mass:Std | Dhw:84% EF Tankless | E24 | G09 | H07 | D06 | M01 | W03 | 4078.2787 | 318.5 | 0 | 2109.7365 | 0 | 1137.5 | W190,R49,S7,IY,BY,CY,QY, | G3756, | C1310,LN,AN,FN,CCN,F80, | DC,DTY, | MN, | WT
| 1301 | 7585 | 05E24G10H07D06M01W03 | 1301 | W190,R49,S7,IY,BY,CY,QY,G3430,C1310,LN,AN,FN,CCN,F80,DC,DTY,MN,WT | 9.97 | 0 | 0.65 | 12.73 | 23.35 | 100% | 38.1% | 2 | 7644.0152 | 7163.4507 | 0 | 252.2707 | 296.52 | 1.5556 | 260.4747 | 154.14 | Walls:R19,Roof:R49,SlabEdge:R7,Infiltration:Test 3.2 SLA,RadBarrier:Yes,CoolRoof:Yes,InsQuality:Yes | Window:0.34 U/0.30 SHGC | AirCond:13/10,ChargeLight:No,AirFlowTest:No,FanEnergyTest:No,MaxCoolCap:No,Furnace:0.8 | Duct:Conditioned Space,DuctTest:Yes | Mass:Std | Dhw:84% EF Tankless | E24 | G10 | H07 | D06 | M01 | W03 | 4078.2787 | 318.5 | 0 | 2109.7365 | 0 | 1137.5 | W190,R49,S7,IY,BY,CY,QY, | G3430, | C1310,LN,AN,FN,CCN,F80, | DC,DTY, | MN, | WT
| 1029 | 7313 | 05E22G12H07D07M01W04 | 1029 | W134,R49,S0,IY,BY,CY,QY,G4965,C1310,LN,AN,FN,CCN,F80,D6,DTY,MN,WS | 8.05 | 0.68 | 0.65 | 9.23 | 18.61 | 73.12% | 50.66% | 2 | 7647.7514 | 7167.1869 | 0.62222 | 272.7805 | 224.07 | 0.93333 | 239.9648 | 226.59 | Walls:R13+R4 foam,Roof:R49,SlabEdge:R0,Infiltration:Test 3.2 SLA,RadBarrier:Yes,CoolRoof:Yes,InsQuality:Yes | Window:0.49 U/0.65 SHGC | AirCond:13/10,ChargeLight:No,AirFlowTest:No,FanEnergyTest:No,MaxCoolCap:No,Furnace:0.8 | Duct:R6.0,DuctTest:Yes | Mass:Std | Dhw:60% EF with 50% solar | E22 | G12 | H07 | D07 | M01 | W04 | 3007.9369 | 159.25 | 0 | 480.5645 | 0 | 4000 | W134,R49,S0,IY,BY,CY,QY, | G4965, | C1310,LN,AN,FN,CCN,F80, | D6,DTY, | MN, | WS
| 1225 | 7509 | 05E23G12H12D05M01W03 | 1225 | W194,R49,S7,IY,BY,CY,QY,G4965,C1312,LY,AY,FY,CCY,F92,D8,DTY,MN,WT | 5.13 | 0.6 | 0.65 | 12.73 | 19.11 | 76.28% | 49.34% | 2 | 7651.0936 | 7170.5292 | 0.46667 | 211.2511 | 238.56 | 1.0889 | 301.4943 | 212.1 | Walls:R19+R4 foam,Roof:R49,SlabEdge:R7,Infiltration:Test 3.2 SLA,RadBarrier:Yes,CoolRoof:Yes,InsQuality:Yes | Window:0.49 U/0.65 SHGC | AirCond:13/12,ChargeLight:Yes,AirFlowTest:Yes,FanEnergyTest:Yes,MaxCoolCap:Yes,Furnace:0.92 | Duct:R8.0,DuctTest:Yes | Mass:Std | Dhw:84% EF Tankless | E23 | G12 | H12 | D05 | M01 | W03 | 4307.8719 | 159.25 | 1444.1875 | 602.2842 | 0 | 1137.5 | W194,R49,S7,IY,BY,CY,QY, | G4965, | C1312,LY,AY,FY,CCY,F92, | D8,DTY, | MN, | WT
| 899 | 7183 | 05E21G12H12D07M02W02 | 899 | W134,R38,S0,IY,BN,CN,QY,G4965,C1312,LY,AY,FY,CCY,F92,D6,DTY,MY,WY | 6.53 | 0.73 | 0.65 | 17.5 | 25.41 | 71.15% | 32.64% | 1 | 7680.8451 | 7200.2807 | 0.54444 | 235.8629 | 321.72 | 1.0111 | 276.8825 | 128.94 | Walls:R13+R4 foam,Roof:R38,SlabEdge:R0,Infiltration:Test 3.2 SLA,RadBarrier:No,CoolRoof:No,InsQuality:Yes | Window:0.49 U/0.65 SHGC | AirCond:13/12,ChargeLight:Yes,AirFlowTest:Yes,FanEnergyTest:Yes,MaxCoolCap:Yes,Furnace:0.92 | Duct:R6.0,DuctTest:Yes | Mass:40% Exposed | Dhw:62% EF | E21 | G12 | H12 | D07 | M02 | W02 | 871.8432 | 159.25 | 1444.1875 | 480.5645 | 4725 | 0 | W134,R38,S0,IY,BN,CN,QY, | G4965, | C1312,LY,AY,FY,CCY,F92, | D6,DTY, | MY, | WY
| 1117 | 7401 | 05E23G09H12D07M01W03 | 1117 | W194,R49,S7,IY,BY,CY,QY,G3756,C1312,LY,AY,FY,CCY,F92,D6,DTY,MN,WT | 4.72 | 0.28 | 0.65 | 12.73 | 18.38 | 88.93% | 51.27% | 2 | 7688.6239 | 7208.0594 | 0.23333 | 180.4864 | 233.31 | 1.3222 | 332.259 | 217.35 | Walls:R19+R4 foam,Roof:R49,SlabEdge:R7,Infiltration:Test 3.2 SLA,RadBarrier:Yes,CoolRoof:Yes,InsQuality:Yes | Window:0.37 U/0.56 SHGC | AirCond:13/12,ChargeLight:Yes,AirFlowTest:Yes,FanEnergyTest:Yes,MaxCoolCap:Yes,Furnace:0.92 | Duct:R6.0,DuctTest:Yes | Mass:Std | Dhw:84% EF Tankless | E23 | G09 | H12 | D07 | M01 | W03 | 4307.8719 | 318.5 | 1444.1875 | 480.5645 | 0 | 1137.5 | W194,R49,S7,IY,BY,CY,QY, | G3756, | C1312,LY,AY,FY,CCY,F92, | D6,DTY, | MN, | WT
| 1172 | 7456 | 05E23G10H12D07M01W03 | 1172 | W194,R49,S7,IY,BY,CY,QY,G3430,C1312,LY,AY,FY,CCY,F92,D6,DTY,MN,WT | 8.88 | 0 | 0.65 | 12.73 | 22.26 | 100% | 40.99% | 2 | 7688.6239 | 7208.0594 | 0 | 213.3021 | 284.97 | 1.5556 | 299.4433 | 165.69 | Walls:R19+R4 foam,Roof:R49,SlabEdge:R7,Infiltration:Test 3.2 SLA,RadBarrier:Yes,CoolRoof:Yes,InsQuality:Yes | Window:0.34 U/0.30 SHGC | AirCond:13/12,ChargeLight:Yes,AirFlowTest:Yes,FanEnergyTest:Yes,MaxCoolCap:Yes,Furnace:0.92 | Duct:R6.0,DuctTest:Yes | Mass:Std | Dhw:84% EF Tankless | E23 | G10 | H12 | D07 | M01 | W03 | 4307.8719 | 318.5 | 1444.1875 | 480.5645 | 0 | 1137.5 | W194,R49,S7,IY,BY,CY,QY, | G3430, | C1312,LY,AY,FY,CCY,F92, | D6,DTY, | MN, | WT
| 569 | 6853 | 05E19G12H12D07M02W02 | 569 | W134,R38,S0,IN,BY,CN,QN,G4965,C1312,LY,AY,FY,CCY,F92,D6,DTY,MY,WY | 8.55 | 0.37 | 0.65 | 17.5 | 27.07 | 85.38% | 28.23% | 1 | 7704.6889 | 7224.1244 | 0.38889 | 235.8629 | 346.71 | 1.1667 | 276.8825 | 103.95 | Walls:R13+R4 foam,Roof:R38,SlabEdge:R0,Infiltration:No,RadBarrier:Yes,CoolRoof:No,InsQuality:No | Window:0.49 U/0.65 SHGC | AirCond:13/12,ChargeLight:Yes,AirFlowTest:Yes,FanEnergyTest:Yes,MaxCoolCap:Yes,Furnace:0.92 | Duct:R6.0,DuctTest:Yes | Mass:40% Exposed | Dhw:62% EF | E19 | G12 | H12 | D07 | M02 | W02 | 895.6869 | 159.25 | 1444.1875 | 480.5645 | 4725 | 0 | W134,R38,S0,IN,BY,CN,QN, | G4965, | C1312,LY,AY,FY,CCY,F92, | D6,DTY, | MY, | WY
| 300 | 6584 | 05E18G09H13D07M02W02 | 300 | W134,R38,S0,IN,BN,CN,QN,G3756,C1512,LY,AY,FY,CCY,F92,D6,DTY,MY,WY | 7.6 | 0.34 | 0.65 | 17.5 | 26.09 | 86.56% | 30.83% | 1 | 7711.4701 | 7230.9057 | 0.31111 | 221.506 | 334.74 | 1.2444 | 291.2394 | 115.92 | Walls:R13+R4 foam,Roof:R38,SlabEdge:R0,Infiltration:No,RadBarrier:No,CoolRoof:No,InsQuality:No | Window:0.37 U/0.56 SHGC | AirCond:15/12,ChargeLight:Yes,AirFlowTest:Yes,FanEnergyTest:Yes,MaxCoolCap:Yes,Furnace:0.92 | Duct:R6.0,DuctTest:Yes | Mass:40% Exposed | Dhw:62% EF | E18 | G09 | H13 | D07 | M02 | W02 | 413.3432 | 318.5 | 1774.0625 | 480.5645 | 4725 | 0 | W134,R38,S0,IN,BN,CN,QN, | G3756, | C1512,LY,AY,FY,CCY,F92, | D6,DTY, | MY, | WY
| 355 | 6639 | 05E18G10H13D07M02W02 | 355 | W134,R38,S0,IN,BN,CN,QN,G3430,C1512,LY,AY,FY,CCY,F92,D6,DTY,MY,WY | 12.08 | 0 | 0.65 | 17.5 | 30.23 | 100% | 19.86% | 1 | 7711.4701 | 7230.9057 | 0 | 252.2707 | 390.39 | 1.5556 | 260.4747 | 60.27 | Walls:R13+R4 foam,Roof:R38,SlabEdge:R0,Infiltration:No,RadBarrier:No,CoolRoof:No,InsQuality:No | Window:0.34 U/0.30 SHGC | AirCond:15/12,ChargeLight:Yes,AirFlowTest:Yes,FanEnergyTest:Yes,MaxCoolCap:Yes,Furnace:0.92 | Duct:R6.0,DuctTest:Yes | Mass:40% Exposed | Dhw:62% EF | E18 | G10 | H13 | D07 | M02 | W02 | 413.3432 | 318.5 | 1774.0625 | 480.5645 | 4725 | 0 | W134,R38,S0,IN,BN,CN,QN, | G3430, | C1512,LY,AY,FY,CCY,F92, | D6,DTY, | MY, | WY
| 1191 | 7475 | 05E23G12H07D06M01W03 | 1191 | W194,R49,S7,IY,BY,CY,QY,G4965,C1310,LN,AN,FN,CCN,F80,DC,DTY,MN,WT | 5.27 | 0.7 | 0.65 | 12.73 | 19.35 | 72.33% | 48.7% | 2 | 7714.3584 | 7233.7939 | 0.54444 | 233.8119 | 239.19 | 1.0111 | 278.9335 | 211.47 | Walls:R19+R4 foam,Roof:R49,SlabEdge:R7,Infiltration:Test 3.2 SLA,RadBarrier:Yes,CoolRoof:Yes,InsQuality:Yes | Window:0.49 U/0.65 SHGC | AirCond:13/10,ChargeLight:No,AirFlowTest:No,FanEnergyTest:No,MaxCoolCap:No,Furnace:0.8 | Duct:Conditioned Space,DuctTest:Yes | Mass:Std | Dhw:84% EF Tankless | E23 | G12 | H07 | D06 | M01 | W03 | 4307.8719 | 159.25 | 0 | 2109.7365 | 0 | 1137.5 | W194,R49,S7,IY,BY,CY,QY, | G4965, | C1310,LN,AN,FN,CCN,F80, | DC,DTY, | MN, | WT
| 1095 | 7379 | 05E23G09H09D05M01W03 | 1095 | W194,R49,S7,IY,BY,CY,QY,G3756,C1310,LN,AN,FN,CCN,F96,D8,DTY,MN,WT | 4.47 | 0.36 | 0.65 | 12.73 | 18.21 | 85.77% | 51.72% | 2 | 7731.1561 | 7250.5917 | 0.31111 | 207.1491 | 228.69 | 1.2444 | 305.5962 | 221.97 | Walls:R19+R4 foam,Roof:R49,SlabEdge:R7,Infiltration:Test 3.2 SLA,RadBarrier:Yes,CoolRoof:Yes,InsQuality:Yes | Window:0.37 U/0.56 SHGC | AirCond:13/10,ChargeLight:No,AirFlowTest:No,FanEnergyTest:No,MaxCoolCap:No,Furnace:0.96 | Duct:R8.0,DuctTest:Yes | Mass:Std | Dhw:84% EF Tankless | E23 | G09 | H09 | D05 | M01 | W03 | 4307.8719 | 318.5 | 1365 | 602.2842 | 0 | 1137.5 | W194,R49,S7,IY,BY,CY,QY, | G3756, | C1310,LN,AN,FN,CCN,F96, | D8,DTY, | MN, | WT
| 1150 | 7434 | 05E23G10H09D05M01W03 | 1150 | W194,R49,S7,IY,BY,CY,QY,G3430,C1310,LN,AN,FN,CCN,F96,D8,DTY,MN,WT | 8.43 | 0 | 0.65 | 12.73 | 21.81 | 100% | 42.18% | 2 | 7731.1561 | 7250.5917 | 0 | 250.2197 | 276.15 | 1.5556 | 262.5256 | 174.51 | Walls:R19+R4 foam,Roof:R49,SlabEdge:R7,Infiltration:Test 3.2 SLA,RadBarrier:Yes,CoolRoof:Yes,InsQuality:Yes | Window:0.34 U/0.30 SHGC | AirCond:13/10,ChargeLight:No,AirFlowTest:No,FanEnergyTest:No,MaxCoolCap:No,Furnace:0.96 | Duct:R8.0,DuctTest:Yes | Mass:Std | Dhw:84% EF Tankless | E23 | G10 | H09 | D05 | M01 | W03 | 4307.8719 | 318.5 | 1365 | 602.2842 | 0 | 1137.5 | W194,R49,S7,IY,BY,CY,QY, | G3430, | C1310,LN,AN,FN,CCN,F96, | D8,DTY, | MN, | WT
| 1396 | 7680 | 05E24G12H13D05M01W03 | 1396 | W190,R49,S7,IY,BY,CY,QY,G4965,C1512,LY,AY,FY,CCY,F92,D8,DTY,MN,WT | 6.09 | 0.57 | 0.65 | 12.73 | 20.04 | 77.47% | 46.87% | 2 | 7751.3755 | 7270.811 | 0.46667 | 219.455 | 250.11 | 1.0889 | 293.2904 | 200.55 | Walls:R19,Roof:R49,SlabEdge:R7,Infiltration:Test 3.2 SLA,RadBarrier:Yes,CoolRoof:Yes,InsQuality:Yes | Window:0.49 U/0.65 SHGC | AirCond:15/12,ChargeLight:Yes,AirFlowTest:Yes,FanEnergyTest:Yes,MaxCoolCap:Yes,Furnace:0.92 | Duct:R8.0,DuctTest:Yes | Mass:Std | Dhw:84% EF Tankless | E24 | G12 | H13 | D05 | M01 | W03 | 4078.2787 | 159.25 | 1774.0625 | 602.2842 | 0 | 1137.5 | W190,R49,S7,IY,BY,CY,QY, | G4965, | C1512,LY,AY,FY,CCY,F92, | D8,DTY, | MN, | WT
| 740 | 7024 | 05E20G12H13D07M02W02 | 740 | W134,R38,S0,IY,BN,CN,QN,G4965,C1512,LY,AY,FY,CCY,F92,D6,DTY,MY,WY | 7.69 | 0.69 | 0.65 | 17.5 | 26.53 | 72.73% | 29.67% | 1 | 7758.7201 | 7278.1557 | 0.54444 | 248.1688 | 336 | 1.0111 | 264.5766 | 114.66 | Walls:R13+R4 foam,Roof:R38,SlabEdge:R0,Infiltration:Test 3.2 SLA,RadBarrier:No,CoolRoof:No,InsQuality:No | Window:0.49 U/0.65 SHGC | AirCond:15/12,ChargeLight:Yes,AirFlowTest:Yes,FanEnergyTest:Yes,MaxCoolCap:Yes,Furnace:0.92 | Duct:R6.0,DuctTest:Yes | Mass:40% Exposed | Dhw:62% EF | E20 | G12 | H13 | D07 | M02 | W02 | 619.8432 | 159.25 | 1774.0625 | 480.5645 | 4725 | 0 | W134,R38,S0,IY,BN,CN,QN, | G4965, | C1512,LY,AY,FY,CCY,F92, | D6,DTY, | MY, | WY
| 769 | 7053 | 05E21G09H09D07M02W02 | 769 | W134,R38,S0,IY,BN,CN,QY,G3756,C1310,LN,AN,FN,CCN,F96,D6,DTY,MY,WY | 5.86 | 0.47 | 0.65 | 17.5 | 24.48 | 81.42% | 35.1% | 2 | 7760.9076 | 7280.3432 | 0.38889 | 239.9648 | 311.22 | 1.1667 | 272.7805 | 139.44 | Walls:R13+R4 foam,Roof:R38,SlabEdge:R0,Infiltration:Test 3.2 SLA,RadBarrier:No,CoolRoof:No,InsQuality:Yes | Window:0.37 U/0.56 SHGC | AirCond:13/10,ChargeLight:No,AirFlowTest:No,FanEnergyTest:No,MaxCoolCap:No,Furnace:0.96 | Duct:R6.0,DuctTest:Yes | Mass:40% Exposed | Dhw:62% EF | E21 | G09 | H09 | D07 | M02 | W02 | 871.8432 | 318.5 | 1365 | 480.5645 | 4725 | 0 | W134,R38,S0,IY,BN,CN,QY, | G3756, | C1310,LN,AN,FN,CCN,F96, | D6,DTY, | MY, | WY
| 824 | 7108 | 05E21G10H09D07M02W02 | 824 | W134,R38,S0,IY,BN,CN,QY,G3430,C1310,LN,AN,FN,CCN,F96,D6,DTY,MY,WY | 10.04 | 0 | 0.65 | 17.5 | 28.19 | 100% | 25.27% | 1 | 7760.9076 | 7280.3432 | 0 | 278.9335 | 361.2 | 1.5556 | 233.8119 | 89.46 | Walls:R13+R4 foam,Roof:R38,SlabEdge:R0,Infiltration:Test 3.2 SLA,RadBarrier:No,CoolRoof:No,InsQuality:Yes | Window:0.34 U/0.30 SHGC | AirCond:13/10,ChargeLight:No,AirFlowTest:No,FanEnergyTest:No,MaxCoolCap:No,Furnace:0.96 | Duct:R6.0,DuctTest:Yes | Mass:40% Exposed | Dhw:62% EF | E21 | G10 | H09 | D07 | M02 | W02 | 871.8432 | 318.5 | 1365 | 480.5645 | 4725 | 0 | W134,R38,S0,IY,BN,CN,QY, | G3430, | C1310,LN,AN,FN,CCN,F96, | D6,DTY, | MY, | WY
| 439 | 6723 | 05E19G09H09D07M02W02 | 439 | W134,R38,S0,IN,BY,CN,QN,G3756,C1310,LN,AN,FN,CCN,F96,D6,DTY,MY,WY | 7.87 | 0.18 | 0.65 | 17.5 | 26.2 | 92.89% | 30.54% | 1 | 7784.7514 | 7304.1869 | 0.23333 | 256.3727 | 335.37 | 1.3222 | 256.3727 | 115.29 | Walls:R13+R4 foam,Roof:R38,SlabEdge:R0,Infiltration:No,RadBarrier:Yes,CoolRoof:No,InsQuality:No | Window:0.37 U/0.56 SHGC | AirCond:13/10,ChargeLight:No,AirFlowTest:No,FanEnergyTest:No,MaxCoolCap:No,Furnace:0.96 | Duct:R6.0,DuctTest:Yes | Mass:40% Exposed | Dhw:62% EF | E19 | G09 | H09 | D07 | M02 | W02 | 895.6869 | 318.5 | 1365 | 480.5645 | 4725 | 0 | W134,R38,S0,IN,BY,CN,QN, | G3756, | C1310,LN,AN,FN,CCN,F96, | D6,DTY, | MY, | WY
| 494 | 6778 | 05E19G10H09D07M02W02 | 494 | W134,R38,S0,IN,BY,CN,QN,G3430,C1310,LN,AN,FN,CCN,F96,D6,DTY,MY,WY | 12.6 | 0 | 0.65 | 17.5 | 30.75 | 100% | 18.48% | 1 | 7784.7514 | 7304.1869 | 0 | 328.157 | 392.07 | 1.5556 | 184.5883 | 58.59 | Walls:R13+R4 foam,Roof:R38,SlabEdge:R0,Infiltration:No,RadBarrier:Yes,CoolRoof:No,InsQuality:No | Window:0.34 U/0.30 SHGC | AirCond:13/10,ChargeLight:No,AirFlowTest:No,FanEnergyTest:No,MaxCoolCap:No,Furnace:0.96 | Duct:R6.0,DuctTest:Yes | Mass:40% Exposed | Dhw:62% EF | E19 | G10 | H09 | D07 | M02 | W02 | 895.6869 | 318.5 | 1365 | 480.5645 | 4725 | 0 | W134,R38,S0,IN,BY,CN,QN, | G3430, | C1310,LN,AN,FN,CCN,F96, | D6,DTY, | MY, | WY
| 1288 | 7572 | 05E24G09H13D07M01W03 | 1288 | W190,R49,S7,IY,BY,CY,QY,G3756,C1512,LY,AY,FY,CCY,F92,D6,DTY,MN,WT | 5.66 | 0.28 | 0.65 | 12.73 | 19.32 | 88.93% | 48.78% | 2 | 7788.9057 | 7308.3413 | 0.23333 | 192.7923 | 245.07 | 1.3222 | 319.9531 | 205.59 | Walls:R19,Roof:R49,SlabEdge:R7,Infiltration:Test 3.2 SLA,RadBarrier:Yes,CoolRoof:Yes,InsQuality:Yes | Window:0.37 U/0.56 SHGC | AirCond:15/12,ChargeLight:Yes,AirFlowTest:Yes,FanEnergyTest:Yes,MaxCoolCap:Yes,Furnace:0.92 | Duct:R6.0,DuctTest:Yes | Mass:Std | Dhw:84% EF Tankless | E24 | G09 | H13 | D07 | M01 | W03 | 4078.2787 | 318.5 | 1774.0625 | 480.5645 | 0 | 1137.5 | W190,R49,S7,IY,BY,CY,QY, | G3756, | C1512,LY,AY,FY,CCY,F92, | D6,DTY, | MN, | WT
| 1343 | 7627 | 05E24G10H13D07M01W03 | 1343 | W190,R49,S7,IY,BY,CY,QY,G3430,C1512,LY,AY,FY,CCY,F92,D6,DTY,MN,WT | 9.96 | 0 | 0.65 | 12.73 | 23.34 | 100% | 38.12% | 2 | 7788.9057 | 7308.3413 | 0 | 225.608 | 298.41 | 1.5556 | 287.1374 | 152.25 | Walls:R19,Roof:R49,SlabEdge:R7,Infiltration:Test 3.2 SLA,RadBarrier:Yes,CoolRoof:Yes,InsQuality:Yes | Window:0.34 U/0.30 SHGC | AirCond:15/12,ChargeLight:Yes,AirFlowTest:Yes,FanEnergyTest:Yes,MaxCoolCap:Yes,Furnace:0.92 | Duct:R6.0,DuctTest:Yes | Mass:Std | Dhw:84% EF Tankless | E24 | G10 | H13 | D07 | M01 | W03 | 4078.2787 | 318.5 | 1774.0625 | 480.5645 | 0 | 1137.5 | W190,R49,S7,IY,BY,CY,QY, | G3430, | C1512,LY,AY,FY,CCY,F92, | D6,DTY, | MN, | WT
| 919 | 7203 | 05E22G09H07D07M01W04 | 919 | W134,R49,S0,IY,BY,CY,QY,G3756,C1310,LN,AN,FN,CCN,F80,D6,DTY,MN,WS | 7.4 | 0.28 | 0.65 | 9.23 | 17.56 | 88.93% | 53.45% | 2 | 7807.0014 | 7326.4369 | 0.31111 | 233.8119 | 216.09 | 1.2444 | 278.9335 | 234.57 | Walls:R13+R4 foam,Roof:R49,SlabEdge:R0,Infiltration:Test 3.2 SLA,RadBarrier:Yes,CoolRoof:Yes,InsQuality:Yes | Window:0.37 U/0.56 SHGC | AirCond:13/10,ChargeLight:No,AirFlowTest:No,FanEnergyTest:No,MaxCoolCap:No,Furnace:0.8 | Duct:R6.0,DuctTest:Yes | Mass:Std | Dhw:60% EF with 50% solar | E22 | G09 | H07 | D07 | M01 | W04 | 3007.9369 | 318.5 | 0 | 480.5645 | 0 | 4000 | W134,R49,S0,IY,BY,CY,QY, | G3756, | C1310,LN,AN,FN,CCN,F80, | D6,DTY, | MN, | WS
| 974 | 7258 | 05E22G10H07D07M01W04 | 974 | W134,R49,S0,IY,BY,CY,QY,G3430,C1310,LN,AN,FN,CCN,F80,D6,DTY,MN,WS | 12.6 | 0 | 0.65 | 9.23 | 22.48 | 100% | 40.4% | 2 | 7807.0014 | 7326.4369 | 0 | 293.2904 | 279.93 | 1.5556 | 219.455 | 170.73 | Walls:R13+R4 foam,Roof:R49,SlabEdge:R0,Infiltration:Test 3.2 SLA,RadBarrier:Yes,CoolRoof:Yes,InsQuality:Yes | Window:0.34 U/0.30 SHGC | AirCond:13/10,ChargeLight:No,AirFlowTest:No,FanEnergyTest:No,MaxCoolCap:No,Furnace:0.8 | Duct:R6.0,DuctTest:Yes | Mass:Std | Dhw:60% EF with 50% solar | E22 | G10 | H07 | D07 | M01 | W04 | 3007.9369 | 318.5 | 0 | 480.5645 | 0 | 4000 | W134,R49,S0,IY,BY,CY,QY, | G3430, | C1310,LN,AN,FN,CCN,F80, | D6,DTY, | MN, | WS
| 1115 | 7399 | 05E23G09H12D05M01W03 | 1115 | W194,R49,S7,IY,BY,CY,QY,G3756,C1312,LY,AY,FY,CCY,F92,D8,DTY,MN,WT | 4.59 | 0.28 | 0.65 | 12.73 | 18.25 | 88.93% | 51.62% | 2 | 7810.3436 | 7329.7792 | 0.23333 | 178.4354 | 231.84 | 1.3222 | 334.31 | 218.82 | Walls:R19+R4 foam,Roof:R49,SlabEdge:R7,Infiltration:Test 3.2 SLA,RadBarrier:Yes,CoolRoof:Yes,InsQuality:Yes | Window:0.37 U/0.56 SHGC | AirCond:13/12,ChargeLight:Yes,AirFlowTest:Yes,FanEnergyTest:Yes,MaxCoolCap:Yes,Furnace:0.92 | Duct:R8.0,DuctTest:Yes | Mass:Std | Dhw:84% EF Tankless | E23 | G09 | H12 | D05 | M01 | W03 | 4307.8719 | 318.5 | 1444.1875 | 602.2842 | 0 | 1137.5 | W194,R49,S7,IY,BY,CY,QY, | G3756, | C1312,LY,AY,FY,CCY,F92, | D8,DTY, | MN, | WT
| 1170 | 7454 | 05E23G10H12D05M01W03 | 1170 | W194,R49,S7,IY,BY,CY,QY,G3430,C1312,LY,AY,FY,CCY,F92,D8,DTY,MN,WT | 8.64 | 0 | 0.65 | 12.73 | 22.02 | 100% | 41.62% | 2 | 7810.3436 | 7329.7792 | 0 | 209.2001 | 282.03 | 1.5556 | 303.5453 | 168.63 | Walls:R19+R4 foam,Roof:R49,SlabEdge:R7,Infiltration:Test 3.2 SLA,RadBarrier:Yes,CoolRoof:Yes,InsQuality:Yes | Window:0.34 U/0.30 SHGC | AirCond:13/12,ChargeLight:Yes,AirFlowTest:Yes,FanEnergyTest:Yes,MaxCoolCap:Yes,Furnace:0.92 | Duct:R8.0,DuctTest:Yes | Mass:Std | Dhw:84% EF Tankless | E23 | G10 | H12 | D05 | M01 | W03 | 4307.8719 | 318.5 | 1444.1875 | 602.2842 | 0 | 1137.5 | W194,R49,S7,IY,BY,CY,QY, | G3430, | C1312,LY,AY,FY,CCY,F92, | D8,DTY, | MN, | WT
| 789 | 7073 | 05E21G09H12D07M02W02 | 789 | W134,R38,S0,IY,BN,CN,QY,G3756,C1312,LY,AY,FY,CCY,F92,D6,DTY,MY,WY | 6.01 | 0.37 | 0.65 | 17.5 | 24.53 | 85.38% | 34.97% | 1 | 7840.0951 | 7359.5307 | 0.31111 | 203.0472 | 315.21 | 1.2444 | 309.6982 | 135.45 | Walls:R13+R4 foam,Roof:R38,SlabEdge:R0,Infiltration:Test 3.2 SLA,RadBarrier:No,CoolRoof:No,InsQuality:Yes | Window:0.37 U/0.56 SHGC | AirCond:13/12,ChargeLight:Yes,AirFlowTest:Yes,FanEnergyTest:Yes,MaxCoolCap:Yes,Furnace:0.92 | Duct:R6.0,DuctTest:Yes | Mass:40% Exposed | Dhw:62% EF | E21 | G09 | H12 | D07 | M02 | W02 | 871.8432 | 318.5 | 1444.1875 | 480.5645 | 4725 | 0 | W134,R38,S0,IY,BN,CN,QY, | G3756, | C1312,LY,AY,FY,CCY,F92, | D6,DTY, | MY, | WY
| 844 | 7128 | 05E21G10H12D07M02W02 | 844 | W134,R38,S0,IY,BN,CN,QY,G3430,C1312,LY,AY,FY,CCY,F92,D6,DTY,MY,WY | 10.29 | 0 | 0.65 | 17.5 | 28.44 | 100% | 24.6% | 1 | 7840.0951 | 7359.5307 | 0 | 229.7099 | 368.13 | 1.5556 | 283.0355 | 82.53 | Walls:R13+R4 foam,Roof:R38,SlabEdge:R0,Infiltration:Test 3.2 SLA,RadBarrier:No,CoolRoof:No,InsQuality:Yes | Window:0.34 U/0.30 SHGC | AirCond:13/12,ChargeLight:Yes,AirFlowTest:Yes,FanEnergyTest:Yes,MaxCoolCap:Yes,Furnace:0.92 | Duct:R6.0,DuctTest:Yes | Mass:40% Exposed | Dhw:62% EF | E21 | G10 | H12 | D07 | M02 | W02 | 871.8432 | 318.5 | 1444.1875 | 480.5645 | 4725 | 0 | W134,R38,S0,IY,BN,CN,QY, | G3430, | C1312,LY,AY,FY,CCY,F92, | D6,DTY, | MY, | WY
| 1233 | 7517 | 05E23G12H13D07M01W03 | 1233 | W194,R49,S7,IY,BY,CY,QY,G4965,C1512,LY,AY,FY,CCY,F92,D6,DTY,MN,WT | 5.27 | 0.54 | 0.65 | 12.73 | 19.19 | 78.66% | 49.13% | 2 | 7859.2489 | 7378.6844 | 0.38889 | 207.1491 | 240.24 | 1.1667 | 305.5962 | 210.42 | Walls:R19+R4 foam,Roof:R49,SlabEdge:R7,Infiltration:Test 3.2 SLA,RadBarrier:Yes,CoolRoof:Yes,InsQuality:Yes | Window:0.49 U/0.65 SHGC | AirCond:15/12,ChargeLight:Yes,AirFlowTest:Yes,FanEnergyTest:Yes,MaxCoolCap:Yes,Furnace:0.92 | Duct:R6.0,DuctTest:Yes | Mass:Std | Dhw:84% EF Tankless | E23 | G12 | H13 | D07 | M01 | W03 | 4307.8719 | 159.25 | 1774.0625 | 480.5645 | 0 | 1137.5 | W194,R49,S7,IY,BY,CY,QY, | G4965, | C1512,LY,AY,FY,CCY,F92, | D6,DTY, | MN, | WT
| 459 | 6743 | 05E19G09H12D07M02W02 | 459 | W134,R38,S0,IN,BY,CN,QN,G3756,C1312,LY,AY,FY,CCY,F92,D6,DTY,MY,WY | 8.07 | 0.14 | 0.65 | 17.5 | 26.36 | 94.47% | 30.12% | 1 | 7863.9389 | 7383.3744 | 0.23333 | 213.3021 | 340.83 | 1.3222 | 299.4433 | 109.83 | Walls:R13+R4 foam,Roof:R38,SlabEdge:R0,Infiltration:No,RadBarrier:Yes,CoolRoof:No,InsQuality:No | Window:0.37 U/0.56 SHGC | AirCond:13/12,ChargeLight:Yes,AirFlowTest:Yes,FanEnergyTest:Yes,MaxCoolCap:Yes,Furnace:0.92 | Duct:R6.0,DuctTest:Yes | Mass:40% Exposed | Dhw:62% EF | E19 | G09 | H12 | D07 | M02 | W02 | 895.6869 | 318.5 | 1444.1875 | 480.5645 | 4725 | 0 | W134,R38,S0,IN,BY,CN,QN, | G3756, | C1312,LY,AY,FY,CCY,F92, | D6,DTY, | MY, | WY
| 514 | 6798 | 05E19G10H12D07M02W02 | 514 | W134,R38,S0,IN,BY,CN,QN,G3430,C1312,LY,AY,FY,CCY,F92,D6,DTY,MY,WY | 12.91 | 0 | 0.65 | 17.5 | 31.06 | 100% | 17.66% | 1 | 7863.9389 | 7383.3744 | 0 | 264.5766 | 400.89 | 1.5556 | 248.1688 | 49.77 | Walls:R13+R4 foam,Roof:R38,SlabEdge:R0,Infiltration:No,RadBarrier:Yes,CoolRoof:No,InsQuality:No | Window:0.34 U/0.30 SHGC | AirCond:13/12,ChargeLight:Yes,AirFlowTest:Yes,FanEnergyTest:Yes,MaxCoolCap:Yes,Furnace:0.92 | Duct:R6.0,DuctTest:Yes | Mass:40% Exposed | Dhw:62% EF | E19 | G10 | H12 | D07 | M02 | W02 | 895.6869 | 318.5 | 1444.1875 | 480.5645 | 4725 | 0 | W134,R38,S0,IN,BY,CN,QN, | G3430, | C1312,LY,AY,FY,CCY,F92, | D6,DTY, | MY, | WY
| 1049 | 7333 | 05E22G12H10D07M01W04 | 1049 | W134,R49,S0,IY,BY,CY,QY,G4965,C1311,LY,AN,FN,CCN,F80,D6,DTY,MN,WS | 8.05 | 0.63 | 0.65 | 9.23 | 18.56 | 75.1% | 50.8% | 2 | 7870.0014 | 7389.4369 | 0.54444 | 268.6786 | 224.07 | 1.0111 | 244.0668 | 226.59 | Walls:R13+R4 foam,Roof:R49,SlabEdge:R0,Infiltration:Test 3.2 SLA,RadBarrier:Yes,CoolRoof:Yes,InsQuality:Yes | Window:0.49 U/0.65 SHGC | AirCond:13/11,ChargeLight:Yes,AirFlowTest:No,FanEnergyTest:No,MaxCoolCap:No,Furnace:0.8 | Duct:R6.0,DuctTest:Yes | Mass:Std | Dhw:60% EF with 50% solar | E22 | G12 | H10 | D07 | M01 | W04 | 3007.9369 | 159.25 | 222.25 | 480.5645 | 0 | 4000 | W134,R49,S0,IY,BY,CY,QY, | G4965, | C1311,LY,AN,FN,CCN,F80, | D6,DTY, | MN, | WS
| 1081 | 7365 | 05E23G09H07D06M01W03 | 1081 | W194,R49,S7,IY,BY,CY,QY,G3756,C1310,LN,AN,FN,CCN,F80,DC,DTY,MN,WT | 4.66 | 0.32 | 0.65 | 12.73 | 18.36 | 87.35% | 51.33% | 2 | 7873.6084 | 7393.0439 | 0.31111 | 194.8432 | 231.84 | 1.2444 | 317.9021 | 218.82 | Walls:R19+R4 foam,Roof:R49,SlabEdge:R7,Infiltration:Test 3.2 SLA,RadBarrier:Yes,CoolRoof:Yes,InsQuality:Yes | Window:0.37 U/0.56 SHGC | AirCond:13/10,ChargeLight:No,AirFlowTest:No,FanEnergyTest:No,MaxCoolCap:No,Furnace:0.8 | Duct:Conditioned Space,DuctTest:Yes | Mass:Std | Dhw:84% EF Tankless | E23 | G09 | H07 | D06 | M01 | W03 | 4307.8719 | 318.5 | 0 | 2109.7365 | 0 | 1137.5 | W194,R49,S7,IY,BY,CY,QY, | G3756, | C1310,LN,AN,FN,CCN,F80, | DC,DTY, | MN, | WT
| 1136 | 7420 | 05E23G10H07D06M01W03 | 1136 | W194,R49,S7,IY,BY,CY,QY,G3430,C1310,LN,AN,FN,CCN,F80,DC,DTY,MN,WT | 8.82 | 0 | 0.65 | 12.73 | 22.2 | 100% | 41.15% | 2 | 7873.6084 | 7393.0439 | 0 | 233.8119 | 282.66 | 1.5556 | 278.9335 | 168 | Walls:R19+R4 foam,Roof:R49,SlabEdge:R7,Infiltration:Test 3.2 SLA,RadBarrier:Yes,CoolRoof:Yes,InsQuality:Yes | Window:0.34 U/0.30 SHGC | AirCond:13/10,ChargeLight:No,AirFlowTest:No,FanEnergyTest:No,MaxCoolCap:No,Furnace:0.8 | Duct:Conditioned Space,DuctTest:Yes | Mass:Std | Dhw:84% EF Tankless | E23 | G10 | H07 | D06 | M01 | W03 | 4307.8719 | 318.5 | 0 | 2109.7365 | 0 | 1137.5 | W194,R49,S7,IY,BY,CY,QY, | G3430, | C1310,LN,AN,FN,CCN,F80, | DC,DTY, | MN, | WT
| 1286 | 7570 | 05E24G09H13D05M01W03 | 1286 | W190,R49,S7,IY,BY,CY,QY,G3756,C1512,LY,AY,FY,CCY,F92,D8,DTY,MN,WT | 5.51 | 0.27 | 0.65 | 12.73 | 19.16 | 89.33% | 49.2% | 2 | 7910.6255 | 7430.061 | 0.23333 | 190.7413 | 243.18 | 1.3222 | 322.0041 | 207.48 | Walls:R19,Roof:R49,SlabEdge:R7,Infiltration:Test 3.2 SLA,RadBarrier:Yes,CoolRoof:Yes,InsQuality:Yes | Window:0.37 U/0.56 SHGC | AirCond:15/12,ChargeLight:Yes,AirFlowTest:Yes,FanEnergyTest:Yes,MaxCoolCap:Yes,Furnace:0.92 | Duct:R8.0,DuctTest:Yes | Mass:Std | Dhw:84% EF Tankless | E24 | G09 | H13 | D05 | M01 | W03 | 4078.2787 | 318.5 | 1774.0625 | 602.2842 | 0 | 1137.5 | W190,R49,S7,IY,BY,CY,QY, | G3756, | C1512,LY,AY,FY,CCY,F92, | D8,DTY, | MN, | WT
| 1341 | 7625 | 05E24G10H13D05M01W03 | 1341 | W190,R49,S7,IY,BY,CY,QY,G3430,C1512,LY,AY,FY,CCY,F92,D8,DTY,MN,WT | 9.71 | 0 | 0.65 | 12.73 | 23.09 | 100% | 38.79% | 2 | 7910.6255 | 7430.061 | 0 | 223.557 | 295.26 | 1.5556 | 289.1884 | 155.4 | Walls:R19,Roof:R49,SlabEdge:R7,Infiltration:Test 3.2 SLA,RadBarrier:Yes,CoolRoof:Yes,InsQuality:Yes | Window:0.34 U/0.30 SHGC | AirCond:15/12,ChargeLight:Yes,AirFlowTest:Yes,FanEnergyTest:Yes,MaxCoolCap:Yes,Furnace:0.92 | Duct:R8.0,DuctTest:Yes | Mass:Std | Dhw:84% EF Tankless | E24 | G10 | H13 | D05 | M01 | W03 | 4078.2787 | 318.5 | 1774.0625 | 602.2842 | 0 | 1137.5 | W190,R49,S7,IY,BY,CY,QY, | G3430, | C1512,LY,AY,FY,CCY,F92, | D8,DTY, | MN, | WT
| 630 | 6914 | 05E20G09H13D07M02W02 | 630 | W134,R38,S0,IY,BN,CN,QN,G3756,C1512,LY,AY,FY,CCY,F92,D6,DTY,MY,WY | 7.17 | 0.35 | 0.65 | 17.5 | 25.67 | 86.17% | 31.95% | 1 | 7917.9701 | 7437.4057 | 0.31111 | 215.3531 | 329.49 | 1.2444 | 297.3923 | 121.17 | Walls:R13+R4 foam,Roof:R38,SlabEdge:R0,Infiltration:Test 3.2 SLA,RadBarrier:No,CoolRoof:No,InsQuality:No | Window:0.37 U/0.56 SHGC | AirCond:15/12,ChargeLight:Yes,AirFlowTest:Yes,FanEnergyTest:Yes,MaxCoolCap:Yes,Furnace:0.92 | Duct:R6.0,DuctTest:Yes | Mass:40% Exposed | Dhw:62% EF | E20 | G09 | H13 | D07 | M02 | W02 | 619.8432 | 318.5 | 1774.0625 | 480.5645 | 4725 | 0 | W134,R38,S0,IY,BN,CN,QN, | G3756, | C1512,LY,AY,FY,CCY,F92, | D6,DTY, | MY, | WY
| 685 | 6969 | 05E20G10H13D07M02W02 | 685 | W134,R38,S0,IY,BN,CN,QN,G3430,C1512,LY,AY,FY,CCY,F92,D6,DTY,MY,WY | 11.59 | 0 | 0.65 | 17.5 | 29.74 | 100% | 21.16% | 1 | 7917.9701 | 7437.4057 | 0 | 246.1178 | 384.3 | 1.5556 | 266.6276 | 66.36 | Walls:R13+R4 foam,Roof:R38,SlabEdge:R0,Infiltration:Test 3.2 SLA,RadBarrier:No,CoolRoof:No,InsQuality:No | Window:0.34 U/0.30 SHGC | AirCond:15/12,ChargeLight:Yes,AirFlowTest:Yes,FanEnergyTest:Yes,MaxCoolCap:Yes,Furnace:0.92 | Duct:R6.0,DuctTest:Yes | Mass:40% Exposed | Dhw:62% EF | E20 | G10 | H13 | D07 | M02 | W02 | 619.8432 | 318.5 | 1774.0625 | 480.5645 | 4725 | 0 | W134,R38,S0,IY,BN,CN,QN, | G3430, | C1512,LY,AY,FY,CCY,F92, | D6,DTY, | MY, | WY
| 1384 | 7668 | 05E24G12H11D06M01W03 | 1384 | W190,R49,S7,IY,BY,CY,QY,G4965,C1312,LY,AN,FN,CCN,F80,DC,DTY,MN,WT | 6.28 | 0.71 | 0.65 | 12.73 | 20.37 | 71.94% | 46% | 2 | 7934.5152 | 7453.9507 | 0.54444 | 250.2197 | 251.37 | 1.0111 | 262.5256 | 199.29 | Walls:R19,Roof:R49,SlabEdge:R7,Infiltration:Test 3.2 SLA,RadBarrier:Yes,CoolRoof:Yes,InsQuality:Yes | Window:0.49 U/0.65 SHGC | AirCond:13/12,ChargeLight:Yes,AirFlowTest:No,FanEnergyTest:No,MaxCoolCap:No,Furnace:0.8 | Duct:Conditioned Space,DuctTest:Yes | Mass:Std | Dhw:84% EF Tankless | E24 | G12 | H11 | D06 | M01 | W03 | 4078.2787 | 159.25 | 449.75 | 2109.7365 | 0 | 1137.5 | W190,R49,S7,IY,BY,CY,QY, | G4965, | C1312,LY,AN,FN,CCN,F80, | DC,DTY, | MN, | WT
| 1231 | 7515 | 05E23G12H13D05M01W03 | 1231 | W194,R49,S7,IY,BY,CY,QY,G4965,C1512,LY,AY,FY,CCY,F92,D8,DTY,MN,WT | 5.13 | 0.53 | 0.65 | 12.73 | 19.04 | 79.05% | 49.52% | 2 | 7980.9686 | 7500.4042 | 0.38889 | 205.0982 | 238.56 | 1.1667 | 307.6472 | 212.1 | Walls:R19+R4 foam,Roof:R49,SlabEdge:R7,Infiltration:Test 3.2 SLA,RadBarrier:Yes,CoolRoof:Yes,InsQuality:Yes | Window:0.49 U/0.65 SHGC | AirCond:15/12,ChargeLight:Yes,AirFlowTest:Yes,FanEnergyTest:Yes,MaxCoolCap:Yes,Furnace:0.92 | Duct:R8.0,DuctTest:Yes | Mass:Std | Dhw:84% EF Tankless | E23 | G12 | H13 | D05 | M01 | W03 | 4307.8719 | 159.25 | 1774.0625 | 602.2842 | 0 | 1137.5 | W194,R49,S7,IY,BY,CY,QY, | G4965, | C1512,LY,AY,FY,CCY,F92, | D8,DTY, | MN, | WT
| 905 | 7189 | 05E21G12H13D07M02W02 | 905 | W134,R38,S0,IY,BN,CN,QY,G4965,C1512,LY,AY,FY,CCY,F92,D6,DTY,MY,WY | 6.53 | 0.64 | 0.65 | 17.5 | 25.32 | 74.7% | 32.87% | 1 | 8010.7201 | 7530.1557 | 0.46667 | 229.7099 | 321.72 | 1.0889 | 283.0355 | 128.94 | Walls:R13+R4 foam,Roof:R38,SlabEdge:R0,Infiltration:Test 3.2 SLA,RadBarrier:No,CoolRoof:No,InsQuality:Yes | Window:0.49 U/0.65 SHGC | AirCond:15/12,ChargeLight:Yes,AirFlowTest:Yes,FanEnergyTest:Yes,MaxCoolCap:Yes,Furnace:0.92 | Duct:R6.0,DuctTest:Yes | Mass:40% Exposed | Dhw:62% EF | E21 | G12 | H13 | D07 | M02 | W02 | 871.8432 | 159.25 | 1774.0625 | 480.5645 | 4725 | 0 | W134,R38,S0,IY,BN,CN,QY, | G4965, | C1512,LY,AY,FY,CCY,F92, | D6,DTY, | MY, | WY
| 1123 | 7407 | 05E23G09H13D07M01W03 | 1123 | W194,R49,S7,IY,BY,CY,QY,G3756,C1512,LY,AY,FY,CCY,F92,D6,DTY,MN,WT | 4.72 | 0.25 | 0.65 | 12.73 | 18.35 | 90.12% | 51.35% | 2 | 8018.4989 | 7537.9344 | 0.23333 | 178.4354 | 233.31 | 1.3222 | 334.31 | 217.35 | Walls:R19+R4 foam,Roof:R49,SlabEdge:R7,Infiltration:Test 3.2 SLA,RadBarrier:Yes,CoolRoof:Yes,InsQuality:Yes | Window:0.37 U/0.56 SHGC | AirCond:15/12,ChargeLight:Yes,AirFlowTest:Yes,FanEnergyTest:Yes,MaxCoolCap:Yes,Furnace:0.92 | Duct:R6.0,DuctTest:Yes | Mass:Std | Dhw:84% EF Tankless | E23 | G09 | H13 | D07 | M01 | W03 | 4307.8719 | 318.5 | 1774.0625 | 480.5645 | 0 | 1137.5 | W194,R49,S7,IY,BY,CY,QY, | G3756, | C1512,LY,AY,FY,CCY,F92, | D6,DTY, | MN, | WT
| 1178 | 7462 | 05E23G10H13D07M01W03 | 1178 | W194,R49,S7,IY,BY,CY,QY,G3430,C1512,LY,AY,FY,CCY,F92,D6,DTY,MN,WT | 8.88 | 0 | 0.65 | 12.73 | 22.26 | 100% | 40.99% | 2 | 8018.4989 | 7537.9344 | 0 | 213.3021 | 284.97 | 1.5556 | 299.4433 | 165.69 | Walls:R19+R4 foam,Roof:R49,SlabEdge:R7,Infiltration:Test 3.2 SLA,RadBarrier:Yes,CoolRoof:Yes,InsQuality:Yes | Window:0.34 U/0.30 SHGC | AirCond:15/12,ChargeLight:Yes,AirFlowTest:Yes,FanEnergyTest:Yes,MaxCoolCap:Yes,Furnace:0.92 | Duct:R6.0,DuctTest:Yes | Mass:Std | Dhw:84% EF Tankless | E23 | G10 | H13 | D07 | M01 | W03 | 4307.8719 | 318.5 | 1774.0625 | 480.5645 | 0 | 1137.5 | W194,R49,S7,IY,BY,CY,QY, | G3430, | C1512,LY,AY,FY,CCY,F92, | D6,DTY, | MN, | WT
| 939 | 7223 | 05E22G09H10D07M01W04 | 939 | W134,R49,S0,IY,BY,CY,QY,G3756,C1311,LY,AN,FN,CCN,F80,D6,DTY,MN,WS | 7.4 | 0.26 | 0.65 | 9.23 | 17.54 | 89.72% | 53.5% | 2 | 8029.2514 | 7548.6869 | 0.31111 | 231.7609 | 216.09 | 1.2444 | 280.9845 | 234.57 | Walls:R13+R4 foam,Roof:R49,SlabEdge:R0,Infiltration:Test 3.2 SLA,RadBarrier:Yes,CoolRoof:Yes,InsQuality:Yes | Window:0.37 U/0.56 SHGC | AirCond:13/11,ChargeLight:Yes,AirFlowTest:No,FanEnergyTest:No,MaxCoolCap:No,Furnace:0.8 | Duct:R6.0,DuctTest:Yes | Mass:Std | Dhw:60% EF with 50% solar | E22 | G09 | H10 | D07 | M01 | W04 | 3007.9369 | 318.5 | 222.25 | 480.5645 | 0 | 4000 | W134,R49,S0,IY,BY,CY,QY, | G3756, | C1311,LY,AN,FN,CCN,F80, | D6,DTY, | MN, | WS
| 994 | 7278 | 05E22G10H10D07M01W04 | 994 | W134,R49,S0,IY,BY,CY,QY,G3430,C1311,LY,AN,FN,CCN,F80,D6,DTY,MN,WS | 12.6 | 0 | 0.65 | 9.23 | 22.48 | 100% | 40.4% | 2 | 8029.2514 | 7548.6869 | 0 | 293.2904 | 279.93 | 1.5556 | 219.455 | 170.73 | Walls:R13+R4 foam,Roof:R49,SlabEdge:R0,Infiltration:Test 3.2 SLA,RadBarrier:Yes,CoolRoof:Yes,InsQuality:Yes | Window:0.34 U/0.30 SHGC | AirCond:13/11,ChargeLight:Yes,AirFlowTest:No,FanEnergyTest:No,MaxCoolCap:No,Furnace:0.8 | Duct:R6.0,DuctTest:Yes | Mass:Std | Dhw:60% EF with 50% solar | E22 | G10 | H10 | D07 | M01 | W04 | 3007.9369 | 318.5 | 222.25 | 480.5645 | 0 | 4000 | W134,R49,S0,IY,BY,CY,QY, | G3430, | C1311,LY,AN,FN,CCN,F80, | D6,DTY, | MN, | WS
| 575 | 6859 | 05E19G12H13D07M02W02 | 575 | W134,R38,S0,IN,BY,CN,QN,G4965,C1512,LY,AY,FY,CCY,F92,D6,DTY,MY,WY | 8.55 | 0.33 | 0.65 | 17.5 | 27.03 | 86.96% | 28.34% | 1 | 8034.5639 | 7553.9994 | 0.38889 | 231.7609 | 346.71 | 1.1667 | 280.9845 | 103.95 | Walls:R13+R4 foam,Roof:R38,SlabEdge:R0,Infiltration:No,RadBarrier:Yes,CoolRoof:No,InsQuality:No | Window:0.49 U/0.65 SHGC | AirCond:15/12,ChargeLight:Yes,AirFlowTest:Yes,FanEnergyTest:Yes,MaxCoolCap:Yes,Furnace:0.92 | Duct:R6.0,DuctTest:Yes | Mass:40% Exposed | Dhw:62% EF | E19 | G12 | H13 | D07 | M02 | W02 | 895.6869 | 159.25 | 1774.0625 | 480.5645 | 4725 | 0 | W134,R38,S0,IN,BY,CN,QN, | G4965, | C1512,LY,AY,FY,CCY,F92, | D6,DTY, | MY, | WY
| 1274 | 7558 | 05E24G09H11D06M01W03 | 1274 | W190,R49,S7,IY,BY,CY,QY,G3756,C1312,LY,AN,FN,CCN,F80,DC,DTY,MN,WT | 5.64 | 0.34 | 0.65 | 12.73 | 19.36 | 86.56% | 48.67% | 2 | 8093.7652 | 7613.2007 | 0.31111 | 211.2511 | 243.6 | 1.2444 | 301.4943 | 207.06 | Walls:R19,Roof:R49,SlabEdge:R7,Infiltration:Test 3.2 SLA,RadBarrier:Yes,CoolRoof:Yes,InsQuality:Yes | Window:0.37 U/0.56 SHGC | AirCond:13/12,ChargeLight:Yes,AirFlowTest:No,FanEnergyTest:No,MaxCoolCap:No,Furnace:0.8 | Duct:Conditioned Space,DuctTest:Yes | Mass:Std | Dhw:84% EF Tankless | E24 | G09 | H11 | D06 | M01 | W03 | 4078.2787 | 318.5 | 449.75 | 2109.7365 | 0 | 1137.5 | W190,R49,S7,IY,BY,CY,QY, | G3756, | C1312,LY,AN,FN,CCN,F80, | DC,DTY, | MN, | WT
| 1329 | 7613 | 05E24G10H11D06M01W03 | 1329 | W190,R49,S7,IY,BY,CY,QY,G3430,C1312,LY,AN,FN,CCN,F80,DC,DTY,MN,WT | 9.97 | 0 | 0.65 | 12.73 | 23.35 | 100% | 38.1% | 2 | 8093.7652 | 7613.2007 | 0 | 252.2707 | 296.52 | 1.5556 | 260.4747 | 154.14 | Walls:R19,Roof:R49,SlabEdge:R7,Infiltration:Test 3.2 SLA,RadBarrier:Yes,CoolRoof:Yes,InsQuality:Yes | Window:0.34 U/0.30 SHGC | AirCond:13/12,ChargeLight:Yes,AirFlowTest:No,FanEnergyTest:No,MaxCoolCap:No,Furnace:0.8 | Duct:Conditioned Space,DuctTest:Yes | Mass:Std | Dhw:84% EF Tankless | E24 | G10 | H11 | D06 | M01 | W03 | 4078.2787 | 318.5 | 449.75 | 2109.7365 | 0 | 1137.5 | W190,R49,S7,IY,BY,CY,QY, | G3430, | C1312,LY,AN,FN,CCN,F80, | DC,DTY, | MN, | WT
| 1057 | 7341 | 05E22G12H11D07M01W04 | 1057 | W134,R49,S0,IY,BY,CY,QY,G4965,C1312,LY,AN,FN,CCN,F80,D6,DTY,MN,WS | 8.05 | 0.63 | 0.65 | 9.23 | 18.56 | 75.1% | 50.8% | 2 | 8097.5014 | 7616.9369 | 0.54444 | 268.6786 | 224.07 | 1.0111 | 244.0668 | 226.59 | Walls:R13+R4 foam,Roof:R49,SlabEdge:R0,Infiltration:Test 3.2 SLA,RadBarrier:Yes,CoolRoof:Yes,InsQuality:Yes | Window:0.49 U/0.65 SHGC | AirCond:13/12,ChargeLight:Yes,AirFlowTest:No,FanEnergyTest:No,MaxCoolCap:No,Furnace:0.8 | Duct:R6.0,DuctTest:Yes | Mass:Std | Dhw:60% EF with 50% solar | E22 | G12 | H11 | D07 | M01 | W04 | 3007.9369 | 159.25 | 449.75 | 480.5645 | 0 | 4000 | W134,R49,S0,IY,BY,CY,QY, | G4965, | C1312,LY,AN,FN,CCN,F80, | D6,DTY, | MN, | WS
| 1121 | 7405 | 05E23G09H13D05M01W03 | 1121 | W194,R49,S7,IY,BY,CY,QY,G3756,C1512,LY,AY,FY,CCY,F92,D8,DTY,MN,WT | 4.59 | 0.24 | 0.65 | 12.73 | 18.21 | 90.51% | 51.72% | 2 | 8140.2186 | 7659.6542 | 0.23333 | 176.3844 | 231.84 | 1.3222 | 336.361 | 218.82 | Walls:R19+R4 foam,Roof:R49,SlabEdge:R7,Infiltration:Test 3.2 SLA,RadBarrier:Yes,CoolRoof:Yes,InsQuality:Yes | Window:0.37 U/0.56 SHGC | AirCond:15/12,ChargeLight:Yes,AirFlowTest:Yes,FanEnergyTest:Yes,MaxCoolCap:Yes,Furnace:0.92 | Duct:R8.0,DuctTest:Yes | Mass:Std | Dhw:84% EF Tankless | E23 | G09 | H13 | D05 | M01 | W03 | 4307.8719 | 318.5 | 1774.0625 | 602.2842 | 0 | 1137.5 | W194,R49,S7,IY,BY,CY,QY, | G3756, | C1512,LY,AY,FY,CCY,F92, | D8,DTY, | MN, | WT
| 1176 | 7460 | 05E23G10H13D05M01W03 | 1176 | W194,R49,S7,IY,BY,CY,QY,G3430,C1512,LY,AY,FY,CCY,F92,D8,DTY,MN,WT | 8.64 | 0 | 0.65 | 12.73 | 22.02 | 100% | 41.62% | 2 | 8140.2186 | 7659.6542 | 0 | 209.2001 | 282.03 | 1.5556 | 303.5453 | 168.63 | Walls:R19+R4 foam,Roof:R49,SlabEdge:R7,Infiltration:Test 3.2 SLA,RadBarrier:Yes,CoolRoof:Yes,InsQuality:Yes | Window:0.34 U/0.30 SHGC | AirCond:15/12,ChargeLight:Yes,AirFlowTest:Yes,FanEnergyTest:Yes,MaxCoolCap:Yes,Furnace:0.92 | Duct:R8.0,DuctTest:Yes | Mass:Std | Dhw:84% EF Tankless | E23 | G10 | H13 | D05 | M01 | W03 | 4307.8719 | 318.5 | 1774.0625 | 602.2842 | 0 | 1137.5 | W194,R49,S7,IY,BY,CY,QY, | G3430, | C1512,LY,AY,FY,CCY,F92, | D8,DTY, | MN, | WT
| 1219 | 7503 | 05E23G12H11D06M01W03 | 1219 | W194,R49,S7,IY,BY,CY,QY,G4965,C1312,LY,AN,FN,CCN,F80,DC,DTY,MN,WT | 5.27 | 0.65 | 0.65 | 12.73 | 19.3 | 74.31% | 48.83% | 2 | 8164.1084 | 7683.5439 | 0.46667 | 229.7099 | 239.19 | 1.0889 | 283.0355 | 211.47 | Walls:R19+R4 foam,Roof:R49,SlabEdge:R7,Infiltration:Test 3.2 SLA,RadBarrier:Yes,CoolRoof:Yes,InsQuality:Yes | Window:0.49 U/0.65 SHGC | AirCond:13/12,ChargeLight:Yes,AirFlowTest:No,FanEnergyTest:No,MaxCoolCap:No,Furnace:0.8 | Duct:Conditioned Space,DuctTest:Yes | Mass:Std | Dhw:84% EF Tankless | E23 | G12 | H11 | D06 | M01 | W03 | 4307.8719 | 159.25 | 449.75 | 2109.7365 | 0 | 1137.5 | W194,R49,S7,IY,BY,CY,QY, | G4965, | C1312,LY,AN,FN,CCN,F80, | DC,DTY, | MN, | WT
| 1364 | 7648 | 05E24G12H08D06M01W03 | 1364 | W190,R49,S7,IY,BY,CY,QY,G4965,C1310,LN,AN,FN,CCN,F92,DC,DTY,MN,WT | 5.53 | 0.76 | 0.65 | 12.73 | 19.67 | 69.96% | 47.85% | 2 | 8167.2652 | 7686.7007 | 0.62222 | 254.3217 | 241.5 | 0.93333 | 258.4237 | 209.16 | Walls:R19,Roof:R49,SlabEdge:R7,Infiltration:Test 3.2 SLA,RadBarrier:Yes,CoolRoof:Yes,InsQuality:Yes | Window:0.49 U/0.65 SHGC | AirCond:13/10,ChargeLight:No,AirFlowTest:No,FanEnergyTest:No,MaxCoolCap:No,Furnace:0.92 | Duct:Conditioned Space,DuctTest:Yes | Mass:Std | Dhw:84% EF Tankless | E24 | G12 | H08 | D06 | M01 | W03 | 4078.2787 | 159.25 | 682.5 | 2109.7365 | 0 | 1137.5 | W190,R49,S7,IY,BY,CY,QY, | G4965, | C1310,LN,AN,FN,CCN,F92, | DC,DTY, | MN, | WT
| 795 | 7079 | 05E21G09H13D07M02W02 | 795 | W134,R38,S0,IY,BN,CN,QY,G3756,C1512,LY,AY,FY,CCY,F92,D6,DTY,MY,WY | 6.01 | 0.32 | 0.65 | 17.5 | 24.48 | 87.35% | 35.1% | 2 | 8169.9701 | 7689.4057 | 0.31111 | 198.9452 | 315.21 | 1.2444 | 313.8002 | 135.45 | Walls:R13+R4 foam,Roof:R38,SlabEdge:R0,Infiltration:Test 3.2 SLA,RadBarrier:No,CoolRoof:No,InsQuality:Yes | Window:0.37 U/0.56 SHGC | AirCond:15/12,ChargeLight:Yes,AirFlowTest:Yes,FanEnergyTest:Yes,MaxCoolCap:Yes,Furnace:0.92 | Duct:R6.0,DuctTest:Yes | Mass:40% Exposed | Dhw:62% EF | E21 | G09 | H13 | D07 | M02 | W02 | 871.8432 | 318.5 | 1774.0625 | 480.5645 | 4725 | 0 | W134,R38,S0,IY,BN,CN,QY, | G3756, | C1512,LY,AY,FY,CCY,F92, | D6,DTY, | MY, | WY
| 850 | 7134 | 05E21G10H13D07M02W02 | 850 | W134,R38,S0,IY,BN,CN,QY,G3430,C1512,LY,AY,FY,CCY,F92,D6,DTY,MY,WY | 10.29 | 0 | 0.65 | 17.5 | 28.44 | 100% | 24.6% | 1 | 8169.9701 | 7689.4057 | 0 | 229.7099 | 368.13 | 1.5556 | 283.0355 | 82.53 | Walls:R13+R4 foam,Roof:R38,SlabEdge:R0,Infiltration:Test 3.2 SLA,RadBarrier:No,CoolRoof:No,InsQuality:Yes | Window:0.34 U/0.30 SHGC | AirCond:15/12,ChargeLight:Yes,AirFlowTest:Yes,FanEnergyTest:Yes,MaxCoolCap:Yes,Furnace:0.92 | Duct:R6.0,DuctTest:Yes | Mass:40% Exposed | Dhw:62% EF | E21 | G10 | H13 | D07 | M02 | W02 | 871.8432 | 318.5 | 1774.0625 | 480.5645 | 4725 | 0 | W134,R38,S0,IY,BN,CN,QY, | G3430, | C1512,LY,AY,FY,CCY,F92, | D6,DTY, | MY, | WY
| 465 | 6749 | 05E19G09H13D07M02W02 | 465 | W134,R38,S0,IN,BY,CN,QN,G3756,C1512,LY,AY,FY,CCY,F92,D6,DTY,MY,WY | 8.07 | 0.12 | 0.65 | 17.5 | 26.34 | 95.26% | 30.17% | 1 | 8193.8139 | 7713.2494 | 0.15556 | 211.2511 | 340.83 | 1.4 | 301.4943 | 109.83 | Walls:R13+R4 foam,Roof:R38,SlabEdge:R0,Infiltration:No,RadBarrier:Yes,CoolRoof:No,InsQuality:No | Window:0.37 U/0.56 SHGC | AirCond:15/12,ChargeLight:Yes,AirFlowTest:Yes,FanEnergyTest:Yes,MaxCoolCap:Yes,Furnace:0.92 | Duct:R6.0,DuctTest:Yes | Mass:40% Exposed | Dhw:62% EF | E19 | G09 | H13 | D07 | M02 | W02 | 895.6869 | 318.5 | 1774.0625 | 480.5645 | 4725 | 0 | W134,R38,S0,IN,BY,CN,QN, | G3756, | C1512,LY,AY,FY,CCY,F92, | D6,DTY, | MY, | WY
| 520 | 6804 | 05E19G10H13D07M02W02 | 520 | W134,R38,S0,IN,BY,CN,QN,G3430,C1512,LY,AY,FY,CCY,F92,D6,DTY,MY,WY | 12.91 | 0 | 0.65 | 17.5 | 31.06 | 100% | 17.66% | 1 | 8193.8139 | 7713.2494 | 0 | 264.5766 | 400.89 | 1.5556 | 248.1688 | 49.77 | Walls:R13+R4 foam,Roof:R38,SlabEdge:R0,Infiltration:No,RadBarrier:Yes,CoolRoof:No,InsQuality:No | Window:0.34 U/0.30 SHGC | AirCond:15/12,ChargeLight:Yes,AirFlowTest:Yes,FanEnergyTest:Yes,MaxCoolCap:Yes,Furnace:0.92 | Duct:R6.0,DuctTest:Yes | Mass:40% Exposed | Dhw:62% EF | E19 | G10 | H13 | D07 | M02 | W02 | 895.6869 | 318.5 | 1774.0625 | 480.5645 | 4725 | 0 | W134,R38,S0,IN,BY,CN,QN, | G3430, | C1512,LY,AY,FY,CCY,F92, | D6,DTY, | MY, | WY
| 947 | 7231 | 05E22G09H11D07M01W04 | 947 | W134,R49,S0,IY,BY,CY,QY,G3756,C1312,LY,AN,FN,CCN,F80,D6,DTY,MN,WS | 7.4 | 0.26 | 0.65 | 9.23 | 17.54 | 89.72% | 53.5% | 2 | 8256.7514 | 7776.1869 | 0.31111 | 231.7609 | 216.09 | 1.2444 | 280.9845 | 234.57 | Walls:R13+R4 foam,Roof:R49,SlabEdge:R0,Infiltration:Test 3.2 SLA,RadBarrier:Yes,CoolRoof:Yes,InsQuality:Yes | Window:0.37 U/0.56 SHGC | AirCond:13/12,ChargeLight:Yes,AirFlowTest:No,FanEnergyTest:No,MaxCoolCap:No,Furnace:0.8 | Duct:R6.0,DuctTest:Yes | Mass:Std | Dhw:60% EF with 50% solar | E22 | G09 | H11 | D07 | M01 | W04 | 3007.9369 | 318.5 | 449.75 | 480.5645 | 0 | 4000 | W134,R49,S0,IY,BY,CY,QY, | G3756, | C1312,LY,AN,FN,CCN,F80, | D6,DTY, | MN, | WS
| 1002 | 7286 | 05E22G10H11D07M01W04 | 1002 | W134,R49,S0,IY,BY,CY,QY,G3430,C1312,LY,AN,FN,CCN,F80,D6,DTY,MN,WS | 12.6 | 0 | 0.65 | 9.23 | 22.48 | 100% | 40.4% | 2 | 8256.7514 | 7776.1869 | 0 | 293.2904 | 279.93 | 1.5556 | 219.455 | 170.73 | Walls:R13+R4 foam,Roof:R49,SlabEdge:R0,Infiltration:Test 3.2 SLA,RadBarrier:Yes,CoolRoof:Yes,InsQuality:Yes | Window:0.34 U/0.30 SHGC | AirCond:13/12,ChargeLight:Yes,AirFlowTest:No,FanEnergyTest:No,MaxCoolCap:No,Furnace:0.8 | Duct:R6.0,DuctTest:Yes | Mass:Std | Dhw:60% EF with 50% solar | E22 | G10 | H11 | D07 | M01 | W04 | 3007.9369 | 318.5 | 449.75 | 480.5645 | 0 | 4000 | W134,R49,S0,IY,BY,CY,QY, | G3430, | C1312,LY,AN,FN,CCN,F80, | D6,DTY, | MN, | WS
| 1109 | 7393 | 05E23G09H11D06M01W03 | 1109 | W194,R49,S7,IY,BY,CY,QY,G3756,C1312,LY,AN,FN,CCN,F80,DC,DTY,MN,WT | 4.66 | 0.3 | 0.65 | 12.73 | 18.34 | 88.14% | 51.38% | 2 | 8323.3584 | 7842.7939 | 0.23333 | 192.7923 | 231.84 | 1.3222 | 319.9531 | 218.82 | Walls:R19+R4 foam,Roof:R49,SlabEdge:R7,Infiltration:Test 3.2 SLA,RadBarrier:Yes,CoolRoof:Yes,InsQuality:Yes | Window:0.37 U/0.56 SHGC | AirCond:13/12,ChargeLight:Yes,AirFlowTest:No,FanEnergyTest:No,MaxCoolCap:No,Furnace:0.8 | Duct:Conditioned Space,DuctTest:Yes | Mass:Std | Dhw:84% EF Tankless | E23 | G09 | H11 | D06 | M01 | W03 | 4307.8719 | 318.5 | 449.75 | 2109.7365 | 0 | 1137.5 | W194,R49,S7,IY,BY,CY,QY, | G3756, | C1312,LY,AN,FN,CCN,F80, | DC,DTY, | MN, | WT
| 1164 | 7448 | 05E23G10H11D06M01W03 | 1164 | W194,R49,S7,IY,BY,CY,QY,G3430,C1312,LY,AN,FN,CCN,F80,DC,DTY,MN,WT | 8.82 | 0 | 0.65 | 12.73 | 22.2 | 100% | 41.15% | 2 | 8323.3584 | 7842.7939 | 0 | 233.8119 | 282.66 | 1.5556 | 278.9335 | 168 | Walls:R19+R4 foam,Roof:R49,SlabEdge:R7,Infiltration:Test 3.2 SLA,RadBarrier:Yes,CoolRoof:Yes,InsQuality:Yes | Window:0.34 U/0.30 SHGC | AirCond:13/12,ChargeLight:Yes,AirFlowTest:No,FanEnergyTest:No,MaxCoolCap:No,Furnace:0.8 | Duct:Conditioned Space,DuctTest:Yes | Mass:Std | Dhw:84% EF Tankless | E23 | G10 | H11 | D06 | M01 | W03 | 4307.8719 | 318.5 | 449.75 | 2109.7365 | 0 | 1137.5 | W194,R49,S7,IY,BY,CY,QY, | G3430, | C1312,LY,AN,FN,CCN,F80, | DC,DTY, | MN, | WT
| 1254 | 7538 | 05E24G09H08D06M01W03 | 1254 | W190,R49,S7,IY,BY,CY,QY,G3756,C1310,LN,AN,FN,CCN,F92,DC,DTY,MN,WT | 4.97 | 0.36 | 0.65 | 12.73 | 18.71 | 85.77% | 50.4% | 2 | 8326.5152 | 7845.9507 | 0.38889 | 213.3021 | 234.99 | 1.1667 | 299.4433 | 215.67 | Walls:R19,Roof:R49,SlabEdge:R7,Infiltration:Test 3.2 SLA,RadBarrier:Yes,CoolRoof:Yes,InsQuality:Yes | Window:0.37 U/0.56 SHGC | AirCond:13/10,ChargeLight:No,AirFlowTest:No,FanEnergyTest:No,MaxCoolCap:No,Furnace:0.92 | Duct:Conditioned Space,DuctTest:Yes | Mass:Std | Dhw:84% EF Tankless | E24 | G09 | H08 | D06 | M01 | W03 | 4078.2787 | 318.5 | 682.5 | 2109.7365 | 0 | 1137.5 | W190,R49,S7,IY,BY,CY,QY, | G3756, | C1310,LN,AN,FN,CCN,F92, | DC,DTY, | MN, | WT
| 1309 | 7593 | 05E24G10H08D06M01W03 | 1309 | W190,R49,S7,IY,BY,CY,QY,G3430,C1310,LN,AN,FN,CCN,F92,DC,DTY,MN,WT | 8.78 | 0 | 0.65 | 12.73 | 22.16 | 100% | 41.25% | 2 | 8326.5152 | 7845.9507 | 0 | 252.2707 | 280.98 | 1.5556 | 260.4747 | 169.68 | Walls:R19,Roof:R49,SlabEdge:R7,Infiltration:Test 3.2 SLA,RadBarrier:Yes,CoolRoof:Yes,InsQuality:Yes | Window:0.34 U/0.30 SHGC | AirCond:13/10,ChargeLight:No,AirFlowTest:No,FanEnergyTest:No,MaxCoolCap:No,Furnace:0.92 | Duct:Conditioned Space,DuctTest:Yes | Mass:Std | Dhw:84% EF Tankless | E24 | G10 | H08 | D06 | M01 | W03 | 4078.2787 | 318.5 | 682.5 | 2109.7365 | 0 | 1137.5 | W190,R49,S7,IY,BY,CY,QY, | G3430, | C1310,LN,AN,FN,CCN,F92, | DC,DTY, | MN, | WT
| 1037 | 7321 | 05E22G12H08D07M01W04 | 1037 | W134,R49,S0,IY,BY,CY,QY,G4965,C1310,LN,AN,FN,CCN,F92,D6,DTY,MN,WS | 7.09 | 0.68 | 0.65 | 9.23 | 17.65 | 73.12% | 53.21% | 2 | 8330.2514 | 7849.6869 | 0.62222 | 272.7805 | 211.47 | 0.93333 | 239.9648 | 239.19 | Walls:R13+R4 foam,Roof:R49,SlabEdge:R0,Infiltration:Test 3.2 SLA,RadBarrier:Yes,CoolRoof:Yes,InsQuality:Yes | Window:0.49 U/0.65 SHGC | AirCond:13/10,ChargeLight:No,AirFlowTest:No,FanEnergyTest:No,MaxCoolCap:No,Furnace:0.92 | Duct:R6.0,DuctTest:Yes | Mass:Std | Dhw:60% EF with 50% solar | E22 | G12 | H08 | D07 | M01 | W04 | 3007.9369 | 159.25 | 682.5 | 480.5645 | 0 | 4000 | W134,R49,S0,IY,BY,CY,QY, | G4965, | C1310,LN,AN,FN,CCN,F92, | D6,DTY, | MN, | WS
| 1030 | 7314 | 05E22G12H07D07M02W02 | 1030 | W134,R49,S0,IY,BY,CY,QY,G4965,C1310,LN,AN,FN,CCN,F80,D6,DTY,MY,WY | 7.64 | 0.41 | 0.65 | 17.5 | 26.2 | 83.79% | 30.54% | 1 | 8372.7514 | 7892.1869 | 0.38889 | 246.1178 | 333.69 | 1.1667 | 266.6276 | 116.97 | Walls:R13+R4 foam,Roof:R49,SlabEdge:R0,Infiltration:Test 3.2 SLA,RadBarrier:Yes,CoolRoof:Yes,InsQuality:Yes | Window:0.49 U/0.65 SHGC | AirCond:13/10,ChargeLight:No,AirFlowTest:No,FanEnergyTest:No,MaxCoolCap:No,Furnace:0.8 | Duct:R6.0,DuctTest:Yes | Mass:40% Exposed | Dhw:62% EF | E22 | G12 | H07 | D07 | M02 | W02 | 3007.9369 | 159.25 | 0 | 480.5645 | 4725 | 0 | W134,R49,S0,IY,BY,CY,QY, | G4965, | C1310,LN,AN,FN,CCN,F80, | D6,DTY, | MY, | WY
| 1199 | 7483 | 05E23G12H08D06M01W03 | 1199 | W194,R49,S7,IY,BY,CY,QY,G4965,C1310,LN,AN,FN,CCN,F92,DC,DTY,MN,WT | 4.64 | 0.7 | 0.65 | 12.73 | 18.72 | 72.33% | 50.37% | 2 | 8396.8584 | 7916.2939 | 0.54444 | 233.8119 | 231 | 1.0111 | 278.9335 | 219.66 | Walls:R19+R4 foam,Roof:R49,SlabEdge:R7,Infiltration:Test 3.2 SLA,RadBarrier:Yes,CoolRoof:Yes,InsQuality:Yes | Window:0.49 U/0.65 SHGC | AirCond:13/10,ChargeLight:No,AirFlowTest:No,FanEnergyTest:No,MaxCoolCap:No,Furnace:0.92 | Duct:Conditioned Space,DuctTest:Yes | Mass:Std | Dhw:84% EF Tankless | E23 | G12 | H08 | D06 | M01 | W03 | 4307.8719 | 159.25 | 682.5 | 2109.7365 | 0 | 1137.5 | W194,R49,S7,IY,BY,CY,QY, | G4965, | C1310,LN,AN,FN,CCN,F92, | DC,DTY, | MN, | WT
| 1075 | 7359 | 05E22G12H14D07M01W04 | 1075 | W134,R49,S0,IY,BY,CY,QY,G4965,C1512,LY,AN,FN,CCN,F80,D6,DTY,MN,WS | 8.05 | 0.56 | 0.65 | 9.23 | 18.49 | 77.87% | 50.98% | 2 | 8427.3764 | 7946.8119 | 0.54444 | 264.5766 | 224.07 | 1.0111 | 248.1688 | 226.59 | Walls:R13+R4 foam,Roof:R49,SlabEdge:R0,Infiltration:Test 3.2 SLA,RadBarrier:Yes,CoolRoof:Yes,InsQuality:Yes | Window:0.49 U/0.65 SHGC | AirCond:15/12,ChargeLight:Yes,AirFlowTest:No,FanEnergyTest:No,MaxCoolCap:No,Furnace:0.8 | Duct:R6.0,DuctTest:Yes | Mass:Std | Dhw:60% EF with 50% solar | E22 | G12 | H14 | D07 | M01 | W04 | 3007.9369 | 159.25 | 779.625 | 480.5645 | 0 | 4000 | W134,R49,S0,IY,BY,CY,QY, | G4965, | C1512,LY,AN,FN,CCN,F80, | D6,DTY, | MN, | WS
| 927 | 7211 | 05E22G09H08D07M01W04 | 927 | W134,R49,S0,IY,BY,CY,QY,G3756,C1310,LN,AN,FN,CCN,F92,D6,DTY,MN,WS | 6.52 | 0.28 | 0.65 | 9.23 | 16.68 | 88.93% | 55.78% | 2 | 8489.5014 | 8008.9369 | 0.31111 | 233.8119 | 204.75 | 1.2444 | 278.9335 | 245.91 | Walls:R13+R4 foam,Roof:R49,SlabEdge:R0,Infiltration:Test 3.2 SLA,RadBarrier:Yes,CoolRoof:Yes,InsQuality:Yes | Window:0.37 U/0.56 SHGC | AirCond:13/10,ChargeLight:No,AirFlowTest:No,FanEnergyTest:No,MaxCoolCap:No,Furnace:0.92 | Duct:R6.0,DuctTest:Yes | Mass:Std | Dhw:60% EF with 50% solar | E22 | G09 | H08 | D07 | M01 | W04 | 3007.9369 | 318.5 | 682.5 | 480.5645 | 0 | 4000 | W134,R49,S0,IY,BY,CY,QY, | G3756, | C1310,LN,AN,FN,CCN,F92, | D6,DTY, | MN, | WS
| 982 | 7266 | 05E22G10H08D07M01W04 | 982 | W134,R49,S0,IY,BY,CY,QY,G3430,C1310,LN,AN,FN,CCN,F92,D6,DTY,MN,WS | 11.1 | 0 | 0.65 | 9.23 | 20.98 | 100% | 44.38% | 2 | 8489.5014 | 8008.9369 | 0 | 293.2904 | 260.19 | 1.5556 | 219.455 | 190.47 | Walls:R13+R4 foam,Roof:R49,SlabEdge:R0,Infiltration:Test 3.2 SLA,RadBarrier:Yes,CoolRoof:Yes,InsQuality:Yes | Window:0.34 U/0.30 SHGC | AirCond:13/10,ChargeLight:No,AirFlowTest:No,FanEnergyTest:No,MaxCoolCap:No,Furnace:0.92 | Duct:R6.0,DuctTest:Yes | Mass:Std | Dhw:60% EF with 50% solar | E22 | G10 | H08 | D07 | M01 | W04 | 3007.9369 | 318.5 | 682.5 | 480.5645 | 0 | 4000 | W134,R49,S0,IY,BY,CY,QY, | G3430, | C1310,LN,AN,FN,CCN,F92, | D6,DTY, | MN, | WS
| 920 | 7204 | 05E22G09H07D07M02W02 | 920 | W134,R49,S0,IY,BY,CY,QY,G3756,C1310,LN,AN,FN,CCN,F80,D6,DTY,MY,WY | 7.11 | 0.12 | 0.65 | 17.5 | 25.38 | 95.26% | 32.71% | 1 | 8532.0014 | 8051.4369 | 0.15556 | 219.455 | 327.39 | 1.4 | 293.2904 | 123.27 | Walls:R13+R4 foam,Roof:R49,SlabEdge:R0,Infiltration:Test 3.2 SLA,RadBarrier:Yes,CoolRoof:Yes,InsQuality:Yes | Window:0.37 U/0.56 SHGC | AirCond:13/10,ChargeLight:No,AirFlowTest:No,FanEnergyTest:No,MaxCoolCap:No,Furnace:0.8 | Duct:R6.0,DuctTest:Yes | Mass:40% Exposed | Dhw:62% EF | E22 | G09 | H07 | D07 | M02 | W02 | 3007.9369 | 318.5 | 0 | 480.5645 | 4725 | 0 | W134,R49,S0,IY,BY,CY,QY, | G3756, | C1310,LN,AN,FN,CCN,F80, | D6,DTY, | MY, | WY
| 975 | 7259 | 05E22G10H07D07M02W02 | 975 | W134,R49,S0,IY,BY,CY,QY,G3430,C1310,LN,AN,FN,CCN,F80,D6,DTY,MY,WY | 12.51 | 0 | 0.65 | 17.5 | 30.66 | 100% | 18.72% | 1 | 8532.0014 | 8051.4369 | 0 | 291.2394 | 393.54 | 1.5556 | 221.506 | 57.12 | Walls:R13+R4 foam,Roof:R49,SlabEdge:R0,Infiltration:Test 3.2 SLA,RadBarrier:Yes,CoolRoof:Yes,InsQuality:Yes | Window:0.34 U/0.30 SHGC | AirCond:13/10,ChargeLight:No,AirFlowTest:No,FanEnergyTest:No,MaxCoolCap:No,Furnace:0.8 | Duct:R6.0,DuctTest:Yes | Mass:40% Exposed | Dhw:62% EF | E22 | G10 | H07 | D07 | M02 | W02 | 3007.9369 | 318.5 | 0 | 480.5645 | 4725 | 0 | W134,R49,S0,IY,BY,CY,QY, | G3430, | C1310,LN,AN,FN,CCN,F80, | D6,DTY, | MY, | WY
| 1089 | 7373 | 05E23G09H08D06M01W03 | 1089 | W194,R49,S7,IY,BY,CY,QY,G3756,C1310,LN,AN,FN,CCN,F92,DC,DTY,MN,WT | 4.11 | 0.32 | 0.65 | 12.73 | 17.81 | 87.35% | 52.78% | 2 | 8556.1084 | 8075.5439 | 0.31111 | 194.8432 | 224.7 | 1.2444 | 317.9021 | 225.96 | Walls:R19+R4 foam,Roof:R49,SlabEdge:R7,Infiltration:Test 3.2 SLA,RadBarrier:Yes,CoolRoof:Yes,InsQuality:Yes | Window:0.37 U/0.56 SHGC | AirCond:13/10,ChargeLight:No,AirFlowTest:No,FanEnergyTest:No,MaxCoolCap:No,Furnace:0.92 | Duct:Conditioned Space,DuctTest:Yes | Mass:Std | Dhw:84% EF Tankless | E23 | G09 | H08 | D06 | M01 | W03 | 4307.8719 | 318.5 | 682.5 | 2109.7365 | 0 | 1137.5 | W194,R49,S7,IY,BY,CY,QY, | G3756, | C1310,LN,AN,FN,CCN,F92, | DC,DTY, | MN, | WT
| 1144 | 7428 | 05E23G10H08D06M01W03 | 1144 | W194,R49,S7,IY,BY,CY,QY,G3430,C1310,LN,AN,FN,CCN,F92,DC,DTY,MN,WT | 7.77 | 0 | 0.65 | 12.73 | 21.15 | 100% | 43.93% | 2 | 8556.1084 | 8075.5439 | 0 | 233.8119 | 268.8 | 1.5556 | 278.9335 | 181.86 | Walls:R19+R4 foam,Roof:R49,SlabEdge:R7,Infiltration:Test 3.2 SLA,RadBarrier:Yes,CoolRoof:Yes,InsQuality:Yes | Window:0.34 U/0.30 SHGC | AirCond:13/10,ChargeLight:No,AirFlowTest:No,FanEnergyTest:No,MaxCoolCap:No,Furnace:0.92 | Duct:Conditioned Space,DuctTest:Yes | Mass:Std | Dhw:84% EF Tankless | E23 | G10 | H08 | D06 | M01 | W03 | 4307.8719 | 318.5 | 682.5 | 2109.7365 | 0 | 1137.5 | W194,R49,S7,IY,BY,CY,QY, | G3430, | C1310,LN,AN,FN,CCN,F92, | DC,DTY, | MN, | WT
| 965 | 7249 | 05E22G09H14D07M01W04 | 965 | W134,R49,S0,IY,BY,CY,QY,G3756,C1512,LY,AN,FN,CCN,F80,D6,DTY,MN,WS | 7.4 | 0.23 | 0.65 | 9.23 | 17.51 | 90.91% | 53.58% | 2 | 8586.6264 | 8106.0619 | 0.31111 | 229.7099 | 216.09 | 1.2444 | 283.0355 | 234.57 | Walls:R13+R4 foam,Roof:R49,SlabEdge:R0,Infiltration:Test 3.2 SLA,RadBarrier:Yes,CoolRoof:Yes,InsQuality:Yes | Window:0.37 U/0.56 SHGC | AirCond:15/12,ChargeLight:Yes,AirFlowTest:No,FanEnergyTest:No,MaxCoolCap:No,Furnace:0.8 | Duct:R6.0,DuctTest:Yes | Mass:Std | Dhw:60% EF with 50% solar | E22 | G09 | H14 | D07 | M01 | W04 | 3007.9369 | 318.5 | 779.625 | 480.5645 | 0 | 4000 | W134,R49,S0,IY,BY,CY,QY, | G3756, | C1512,LY,AN,FN,CCN,F80, | D6,DTY, | MN, | WS
| 1020 | 7304 | 05E22G10H14D07M01W04 | 1020 | W134,R49,S0,IY,BY,CY,QY,G3430,C1512,LY,AN,FN,CCN,F80,D6,DTY,MN,WS | 12.6 | 0 | 0.65 | 9.23 | 22.48 | 100% | 40.4% | 2 | 8586.6264 | 8106.0619 | 0 | 293.2904 | 279.93 | 1.5556 | 219.455 | 170.73 | Walls:R13+R4 foam,Roof:R49,SlabEdge:R0,Infiltration:Test 3.2 SLA,RadBarrier:Yes,CoolRoof:Yes,InsQuality:Yes | Window:0.34 U/0.30 SHGC | AirCond:15/12,ChargeLight:Yes,AirFlowTest:No,FanEnergyTest:No,MaxCoolCap:No,Furnace:0.8 | Duct:R6.0,DuctTest:Yes | Mass:Std | Dhw:60% EF with 50% solar | E22 | G10 | H14 | D07 | M01 | W04 | 3007.9369 | 318.5 | 779.625 | 480.5645 | 0 | 4000 | W134,R49,S0,IY,BY,CY,QY, | G3430, | C1512,LY,AN,FN,CCN,F80, | D6,DTY, | MN, | WS
| 1050 | 7334 | 05E22G12H10D07M02W02 | 1050 | W134,R49,S0,IY,BY,CY,QY,G4965,C1311,LY,AN,FN,CCN,F80,D6,DTY,MY,WY | 7.64 | 0.38 | 0.65 | 17.5 | 26.17 | 84.98% | 30.62% | 1 | 8595.0014 | 8114.4369 | 0.38889 | 244.0668 | 333.69 | 1.1667 | 268.6786 | 116.97 | Walls:R13+R4 foam,Roof:R49,SlabEdge:R0,Infiltration:Test 3.2 SLA,RadBarrier:Yes,CoolRoof:Yes,InsQuality:Yes | Window:0.49 U/0.65 SHGC | AirCond:13/11,ChargeLight:Yes,AirFlowTest:No,FanEnergyTest:No,MaxCoolCap:No,Furnace:0.8 | Duct:R6.0,DuctTest:Yes | Mass:40% Exposed | Dhw:62% EF | E22 | G12 | H10 | D07 | M02 | W02 | 3007.9369 | 159.25 | 222.25 | 480.5645 | 4725 | 0 | W134,R49,S0,IY,BY,CY,QY, | G4965, | C1311,LY,AN,FN,CCN,F80, | D6,DTY, | MY, | WY
| 1359 | 7643 | 05E24G12H07D07M01W04 | 1359 | W190,R49,S7,IY,BY,CY,QY,G4965,C1310,LN,AN,FN,CCN,F80,D6,DTY,MN,WS | 7.19 | 0.86 | 0.65 | 9.23 | 17.93 | 66.01% | 52.47% | 2 | 8718.0932 | 8237.5287 | 0.7 | 272.7805 | 213.57 | 0.85556 | 239.9648 | 237.09 | Walls:R19,Roof:R49,SlabEdge:R7,Infiltration:Test 3.2 SLA,RadBarrier:Yes,CoolRoof:Yes,InsQuality:Yes | Window:0.49 U/0.65 SHGC | AirCond:13/10,ChargeLight:No,AirFlowTest:No,FanEnergyTest:No,MaxCoolCap:No,Furnace:0.8 | Duct:R6.0,DuctTest:Yes | Mass:Std | Dhw:60% EF with 50% solar | E24 | G12 | H07 | D07 | M01 | W04 | 4078.2787 | 159.25 | 0 | 480.5645 | 0 | 4000 | W190,R49,S7,IY,BY,CY,QY, | G4965, | C1310,LN,AN,FN,CCN,F80, | D6,DTY, | MN, | WS
| 940 | 7224 | 05E22G09H10D07M02W02 | 940 | W134,R49,S0,IY,BY,CY,QY,G3756,C1311,LY,AN,FN,CCN,F80,D6,DTY,MY,WY | 7.11 | 0.12 | 0.65 | 17.5 | 25.38 | 95.26% | 32.71% | 1 | 8754.2514 | 8273.6869 | 0.15556 | 217.404 | 327.39 | 1.4 | 295.3413 | 123.27 | Walls:R13+R4 foam,Roof:R49,SlabEdge:R0,Infiltration:Test 3.2 SLA,RadBarrier:Yes,CoolRoof:Yes,InsQuality:Yes | Window:0.37 U/0.56 SHGC | AirCond:13/11,ChargeLight:Yes,AirFlowTest:No,FanEnergyTest:No,MaxCoolCap:No,Furnace:0.8 | Duct:R6.0,DuctTest:Yes | Mass:40% Exposed | Dhw:62% EF | E22 | G09 | H10 | D07 | M02 | W02 | 3007.9369 | 318.5 | 222.25 | 480.5645 | 4725 | 0 | W134,R49,S0,IY,BY,CY,QY, | G3756, | C1311,LY,AN,FN,CCN,F80, | D6,DTY, | MY, | WY
| 995 | 7279 | 05E22G10H10D07M02W02 | 995 | W134,R49,S0,IY,BY,CY,QY,G3430,C1311,LY,AN,FN,CCN,F80,D6,DTY,MY,WY | 12.51 | 0 | 0.65 | 17.5 | 30.66 | 100% | 18.72% | 1 | 8754.2514 | 8273.6869 | 0 | 291.2394 | 393.54 | 1.5556 | 221.506 | 57.12 | Walls:R13+R4 foam,Roof:R49,SlabEdge:R0,Infiltration:Test 3.2 SLA,RadBarrier:Yes,CoolRoof:Yes,InsQuality:Yes | Window:0.34 U/0.30 SHGC | AirCond:13/11,ChargeLight:Yes,AirFlowTest:No,FanEnergyTest:No,MaxCoolCap:No,Furnace:0.8 | Duct:R6.0,DuctTest:Yes | Mass:40% Exposed | Dhw:62% EF | E22 | G10 | H10 | D07 | M02 | W02 | 3007.9369 | 318.5 | 222.25 | 480.5645 | 4725 | 0 | W134,R49,S0,IY,BY,CY,QY, | G3430, | C1311,LY,AN,FN,CCN,F80, | D6,DTY, | MY, | WY
| 1058 | 7342 | 05E22G12H11D07M02W02 | 1058 | W134,R49,S0,IY,BY,CY,QY,G4965,C1312,LY,AN,FN,CCN,F80,D6,DTY,MY,WY | 7.64 | 0.38 | 0.65 | 17.5 | 26.17 | 84.98% | 30.62% | 1 | 8822.5014 | 8341.9369 | 0.38889 | 244.0668 | 333.69 | 1.1667 | 268.6786 | 116.97 | Walls:R13+R4 foam,Roof:R49,SlabEdge:R0,Infiltration:Test 3.2 SLA,RadBarrier:Yes,CoolRoof:Yes,InsQuality:Yes | Window:0.49 U/0.65 SHGC | AirCond:13/12,ChargeLight:Yes,AirFlowTest:No,FanEnergyTest:No,MaxCoolCap:No,Furnace:0.8 | Duct:R6.0,DuctTest:Yes | Mass:40% Exposed | Dhw:62% EF | E22 | G12 | H11 | D07 | M02 | W02 | 3007.9369 | 159.25 | 449.75 | 480.5645 | 4725 | 0 | W134,R49,S0,IY,BY,CY,QY, | G4965, | C1312,LY,AN,FN,CCN,F80, | D6,DTY, | MY, | WY
| 1249 | 7533 | 05E24G09H07D07M01W04 | 1249 | W190,R49,S7,IY,BY,CY,QY,G3756,C1310,LN,AN,FN,CCN,F80,D6,DTY,MN,WS | 6.51 | 0.41 | 0.65 | 9.23 | 16.8 | 83.79% | 55.46% | 2 | 8877.3432 | 8396.7787 | 0.38889 | 229.7099 | 205.59 | 1.1667 | 283.0355 | 245.07 | Walls:R19,Roof:R49,SlabEdge:R7,Infiltration:Test 3.2 SLA,RadBarrier:Yes,CoolRoof:Yes,InsQuality:Yes | Window:0.37 U/0.56 SHGC | AirCond:13/10,ChargeLight:No,AirFlowTest:No,FanEnergyTest:No,MaxCoolCap:No,Furnace:0.8 | Duct:R6.0,DuctTest:Yes | Mass:Std | Dhw:60% EF with 50% solar | E24 | G09 | H07 | D07 | M01 | W04 | 4078.2787 | 318.5 | 0 | 480.5645 | 0 | 4000 | W190,R49,S7,IY,BY,CY,QY, | G3756, | C1310,LN,AN,FN,CCN,F80, | D6,DTY, | MN, | WS
| 1304 | 7588 | 05E24G10H07D07M01W04 | 1304 | W190,R49,S7,IY,BY,CY,QY,G3430,C1310,LN,AN,FN,CCN,F80,D6,DTY,MN,WS | 11.46 | 0 | 0.65 | 9.23 | 21.34 | 100% | 43.43% | 2 | 8877.3432 | 8396.7787 | 0 | 274.8315 | 266.07 | 1.5556 | 237.9139 | 184.59 | Walls:R19,Roof:R49,SlabEdge:R7,Infiltration:Test 3.2 SLA,RadBarrier:Yes,CoolRoof:Yes,InsQuality:Yes | Window:0.34 U/0.30 SHGC | AirCond:13/10,ChargeLight:No,AirFlowTest:No,FanEnergyTest:No,MaxCoolCap:No,Furnace:0.8 | Duct:R6.0,DuctTest:Yes | Mass:Std | Dhw:60% EF with 50% solar | E24 | G10 | H07 | D07 | M01 | W04 | 4078.2787 | 318.5 | 0 | 480.5645 | 0 | 4000 | W190,R49,S7,IY,BY,CY,QY, | G3430, | C1310,LN,AN,FN,CCN,F80, | D6,DTY, | MN, | WS
| 1379 | 7663 | 05E24G12H10D07M01W04 | 1379 | W190,R49,S7,IY,BY,CY,QY,G4965,C1311,LY,AN,FN,CCN,F80,D6,DTY,MN,WS | 7.19 | 0.8 | 0.65 | 9.23 | 17.87 | 68.38% | 52.62% | 2 | 8940.3432 | 8459.7787 | 0.62222 | 268.6786 | 213.57 | 0.93333 | 244.0668 | 237.09 | Walls:R19,Roof:R49,SlabEdge:R7,Infiltration:Test 3.2 SLA,RadBarrier:Yes,CoolRoof:Yes,InsQuality:Yes | Window:0.49 U/0.65 SHGC | AirCond:13/11,ChargeLight:Yes,AirFlowTest:No,FanEnergyTest:No,MaxCoolCap:No,Furnace:0.8 | Duct:R6.0,DuctTest:Yes | Mass:Std | Dhw:60% EF with 50% solar | E24 | G12 | H10 | D07 | M01 | W04 | 4078.2787 | 159.25 | 222.25 | 480.5645 | 0 | 4000 | W190,R49,S7,IY,BY,CY,QY, | G4965, | C1311,LY,AN,FN,CCN,F80, | D6,DTY, | MN, | WS
| 1194 | 7478 | 05E23G12H07D07M01W04 | 1194 | W194,R49,S7,IY,BY,CY,QY,G4965,C1310,LN,AN,FN,CCN,F80,D6,DTY,MN,WS | 6.08 | 0.79 | 0.65 | 9.23 | 16.75 | 68.77% | 55.59% | 2 | 8947.6864 | 8467.1219 | 0.62222 | 252.2707 | 200.13 | 0.93333 | 260.4747 | 250.53 | Walls:R19+R4 foam,Roof:R49,SlabEdge:R7,Infiltration:Test 3.2 SLA,RadBarrier:Yes,CoolRoof:Yes,InsQuality:Yes | Window:0.49 U/0.65 SHGC | AirCond:13/10,ChargeLight:No,AirFlowTest:No,FanEnergyTest:No,MaxCoolCap:No,Furnace:0.8 | Duct:R6.0,DuctTest:Yes | Mass:Std | Dhw:60% EF with 50% solar | E23 | G12 | H07 | D07 | M01 | W04 | 4307.8719 | 159.25 | 0 | 480.5645 | 0 | 4000 | W194,R49,S7,IY,BY,CY,QY, | G4965, | C1310,LN,AN,FN,CCN,F80, | D6,DTY, | MN, | WS
| 948 | 7232 | 05E22G09H11D07M02W02 | 948 | W134,R49,S0,IY,BY,CY,QY,G3756,C1312,LY,AN,FN,CCN,F80,D6,DTY,MY,WY | 7.11 | 0.12 | 0.65 | 17.5 | 25.38 | 95.26% | 32.71% | 1 | 8981.7514 | 8501.1869 | 0.15556 | 217.404 | 327.39 | 1.4 | 295.3413 | 123.27 | Walls:R13+R4 foam,Roof:R49,SlabEdge:R0,Infiltration:Test 3.2 SLA,RadBarrier:Yes,CoolRoof:Yes,InsQuality:Yes | Window:0.37 U/0.56 SHGC | AirCond:13/12,ChargeLight:Yes,AirFlowTest:No,FanEnergyTest:No,MaxCoolCap:No,Furnace:0.8 | Duct:R6.0,DuctTest:Yes | Mass:40% Exposed | Dhw:62% EF | E22 | G09 | H11 | D07 | M02 | W02 | 3007.9369 | 318.5 | 449.75 | 480.5645 | 4725 | 0 | W134,R49,S0,IY,BY,CY,QY, | G3756, | C1312,LY,AN,FN,CCN,F80, | D6,DTY, | MY, | WY
| 1003 | 7287 | 05E22G10H11D07M02W02 | 1003 | W134,R49,S0,IY,BY,CY,QY,G3430,C1312,LY,AN,FN,CCN,F80,D6,DTY,MY,WY | 12.51 | 0 | 0.65 | 17.5 | 30.66 | 100% | 18.72% | 1 | 8981.7514 | 8501.1869 | 0 | 291.2394 | 393.54 | 1.5556 | 221.506 | 57.12 | Walls:R13+R4 foam,Roof:R49,SlabEdge:R0,Infiltration:Test 3.2 SLA,RadBarrier:Yes,CoolRoof:Yes,InsQuality:Yes | Window:0.34 U/0.30 SHGC | AirCond:13/12,ChargeLight:Yes,AirFlowTest:No,FanEnergyTest:No,MaxCoolCap:No,Furnace:0.8 | Duct:R6.0,DuctTest:Yes | Mass:40% Exposed | Dhw:62% EF | E22 | G10 | H11 | D07 | M02 | W02 | 3007.9369 | 318.5 | 449.75 | 480.5645 | 4725 | 0 | W134,R49,S0,IY,BY,CY,QY, | G3430, | C1312,LY,AN,FN,CCN,F80, | D6,DTY, | MY, | WY
| 1043 | 7327 | 05E22G12H09D07M01W04 | 1043 | W134,R49,S0,IY,BY,CY,QY,G4965,C1310,LN,AN,FN,CCN,F96,D6,DTY,MN,WS | 6.82 | 0.68 | 0.65 | 9.23 | 17.38 | 73.12% | 53.92% | 2 | 9012.7514 | 8532.1869 | 0.62222 | 272.7805 | 208.11 | 0.93333 | 239.9648 | 242.55 | Walls:R13+R4 foam,Roof:R49,SlabEdge:R0,Infiltration:Test 3.2 SLA,RadBarrier:Yes,CoolRoof:Yes,InsQuality:Yes | Window:0.49 U/0.65 SHGC | AirCond:13/10,ChargeLight:No,AirFlowTest:No,FanEnergyTest:No,MaxCoolCap:No,Furnace:0.96 | Duct:R6.0,DuctTest:Yes | Mass:Std | Dhw:60% EF with 50% solar | E22 | G12 | H09 | D07 | M01 | W04 | 3007.9369 | 159.25 | 1365 | 480.5645 | 0 | 4000 | W134,R49,S0,IY,BY,CY,QY, | G4965, | C1310,LN,AN,FN,CCN,F96, | D6,DTY, | MN, | WS
| 1038 | 7322 | 05E22G12H08D07M02W02 | 1038 | W134,R49,S0,IY,BY,CY,QY,G4965,C1310,LN,AN,FN,CCN,F92,D6,DTY,MY,WY | 6.73 | 0.41 | 0.65 | 17.5 | 25.29 | 83.79% | 32.95% | 1 | 9055.2514 | 8574.6869 | 0.38889 | 246.1178 | 321.93 | 1.1667 | 266.6276 | 128.73 | Walls:R13+R4 foam,Roof:R49,SlabEdge:R0,Infiltration:Test 3.2 SLA,RadBarrier:Yes,CoolRoof:Yes,InsQuality:Yes | Window:0.49 U/0.65 SHGC | AirCond:13/10,ChargeLight:No,AirFlowTest:No,FanEnergyTest:No,MaxCoolCap:No,Furnace:0.92 | Duct:R6.0,DuctTest:Yes | Mass:40% Exposed | Dhw:62% EF | E22 | G12 | H08 | D07 | M02 | W02 | 3007.9369 | 159.25 | 682.5 | 480.5645 | 4725 | 0 | W134,R49,S0,IY,BY,CY,QY, | G4965, | C1310,LN,AN,FN,CCN,F92, | D6,DTY, | MY, | WY
| 1063 | 7347 | 05E22G12H12D07M01W04 | 1063 | W134,R49,S0,IY,BY,CY,QY,G4965,C1312,LY,AY,FY,CCY,F92,D6,DTY,MN,WS | 6.99 | 0.53 | 0.65 | 9.23 | 17.4 | 79.05% | 53.87% | 2 | 9091.9389 | 8611.3744 | 0.46667 | 227.659 | 212.73 | 1.0889 | 285.0864 | 237.93 | Walls:R13+R4 foam,Roof:R49,SlabEdge:R0,Infiltration:Test 3.2 SLA,RadBarrier:Yes,CoolRoof:Yes,InsQuality:Yes | Window:0.49 U/0.65 SHGC | AirCond:13/12,ChargeLight:Yes,AirFlowTest:Yes,FanEnergyTest:Yes,MaxCoolCap:Yes,Furnace:0.92 | Duct:R6.0,DuctTest:Yes | Mass:Std | Dhw:60% EF with 50% solar | E22 | G12 | H12 | D07 | M01 | W04 | 3007.9369 | 159.25 | 1444.1875 | 480.5645 | 0 | 4000 | W134,R49,S0,IY,BY,CY,QY, | G4965, | C1312,LY,AY,FY,CCY,F92, | D6,DTY, | MN, | WS
| 1269 | 7553 | 05E24G09H10D07M01W04 | 1269 | W190,R49,S7,IY,BY,CY,QY,G3756,C1311,LY,AN,FN,CCN,F80,D6,DTY,MN,WS | 6.51 | 0.39 | 0.65 | 9.23 | 16.78 | 84.58% | 55.51% | 2 | 9099.5932 | 8619.0287 | 0.38889 | 227.659 | 205.59 | 1.1667 | 285.0864 | 245.07 | Walls:R19,Roof:R49,SlabEdge:R7,Infiltration:Test 3.2 SLA,RadBarrier:Yes,CoolRoof:Yes,InsQuality:Yes | Window:0.37 U/0.56 SHGC | AirCond:13/11,ChargeLight:Yes,AirFlowTest:No,FanEnergyTest:No,MaxCoolCap:No,Furnace:0.8 | Duct:R6.0,DuctTest:Yes | Mass:Std | Dhw:60% EF with 50% solar | E24 | G09 | H10 | D07 | M01 | W04 | 4078.2787 | 318.5 | 222.25 | 480.5645 | 0 | 4000 | W190,R49,S7,IY,BY,CY,QY, | G3756, | C1311,LY,AN,FN,CCN,F80, | D6,DTY, | MN, | WS
| 1324 | 7608 | 05E24G10H10D07M01W04 | 1324 | W190,R49,S7,IY,BY,CY,QY,G3430,C1311,LY,AN,FN,CCN,F80,D6,DTY,MN,WS | 11.46 | 0 | 0.65 | 9.23 | 21.34 | 100% | 43.43% | 2 | 9099.5932 | 8619.0287 | 0 | 274.8315 | 266.07 | 1.5556 | 237.9139 | 184.59 | Walls:R19,Roof:R49,SlabEdge:R7,Infiltration:Test 3.2 SLA,RadBarrier:Yes,CoolRoof:Yes,InsQuality:Yes | Window:0.34 U/0.30 SHGC | AirCond:13/11,ChargeLight:Yes,AirFlowTest:No,FanEnergyTest:No,MaxCoolCap:No,Furnace:0.8 | Duct:R6.0,DuctTest:Yes | Mass:Std | Dhw:60% EF with 50% solar | E24 | G10 | H10 | D07 | M01 | W04 | 4078.2787 | 318.5 | 222.25 | 480.5645 | 0 | 4000 | W190,R49,S7,IY,BY,CY,QY, | G3430, | C1311,LY,AN,FN,CCN,F80, | D6,DTY, | MN, | WS
| 1084 | 7368 | 05E23G09H07D07M01W04 | 1084 | W194,R49,S7,IY,BY,CY,QY,G3756,C1310,LN,AN,FN,CCN,F80,D6,DTY,MN,WS | 5.42 | 0.36 | 0.65 | 9.23 | 15.66 | 85.77% | 58.48% | 2 | 9106.9364 | 8626.3719 | 0.31111 | 211.2511 | 192.36 | 1.2444 | 301.4943 | 258.3 | Walls:R19+R4 foam,Roof:R49,SlabEdge:R7,Infiltration:Test 3.2 SLA,RadBarrier:Yes,CoolRoof:Yes,InsQuality:Yes | Window:0.37 U/0.56 SHGC | AirCond:13/10,ChargeLight:No,AirFlowTest:No,FanEnergyTest:No,MaxCoolCap:No,Furnace:0.8 | Duct:R6.0,DuctTest:Yes | Mass:Std | Dhw:60% EF with 50% solar | E23 | G09 | H07 | D07 | M01 | W04 | 4307.8719 | 318.5 | 0 | 480.5645 | 0 | 4000 | W194,R49,S7,IY,BY,CY,QY, | G3756, | C1310,LN,AN,FN,CCN,F80, | D6,DTY, | MN, | WS
| 1139 | 7423 | 05E23G10H07D07M01W04 | 1139 | W194,R49,S7,IY,BY,CY,QY,G3430,C1310,LN,AN,FN,CCN,F80,D6,DTY,MN,WS | 10.22 | 0 | 0.65 | 9.23 | 20.1 | 100% | 46.71% | 2 | 9106.9364 | 8626.3719 | 0 | 256.3727 | 250.95 | 1.5556 | 256.3727 | 199.71 | Walls:R19+R4 foam,Roof:R49,SlabEdge:R7,Infiltration:Test 3.2 SLA,RadBarrier:Yes,CoolRoof:Yes,InsQuality:Yes | Window:0.34 U/0.30 SHGC | AirCond:13/10,ChargeLight:No,AirFlowTest:No,FanEnergyTest:No,MaxCoolCap:No,Furnace:0.8 | Duct:R6.0,DuctTest:Yes | Mass:Std | Dhw:60% EF with 50% solar | E23 | G10 | H07 | D07 | M01 | W04 | 4307.8719 | 318.5 | 0 | 480.5645 | 0 | 4000 | W194,R49,S7,IY,BY,CY,QY, | G3430, | C1310,LN,AN,FN,CCN,F80, | D6,DTY, | MN, | WS
| 1076 | 7360 | 05E22G12H14D07M02W02 | 1076 | W134,R49,S0,IY,BY,CY,QY,G4965,C1512,LY,AN,FN,CCN,F80,D6,DTY,MY,WY | 7.64 | 0.33 | 0.65 | 17.5 | 26.12 | 86.96% | 30.75% | 1 | 9152.3764 | 8671.8119 | 0.31111 | 242.0158 | 333.69 | 1.2444 | 270.7296 | 116.97 | Walls:R13+R4 foam,Roof:R49,SlabEdge:R0,Infiltration:Test 3.2 SLA,RadBarrier:Yes,CoolRoof:Yes,InsQuality:Yes | Window:0.49 U/0.65 SHGC | AirCond:15/12,ChargeLight:Yes,AirFlowTest:No,FanEnergyTest:No,MaxCoolCap:No,Furnace:0.8 | Duct:R6.0,DuctTest:Yes | Mass:40% Exposed | Dhw:62% EF | E22 | G12 | H14 | D07 | M02 | W02 | 3007.9369 | 159.25 | 779.625 | 480.5645 | 4725 | 0 | W134,R49,S0,IY,BY,CY,QY, | G4965, | C1512,LY,AN,FN,CCN,F80, | D6,DTY, | MY, | WY
| 1387 | 7671 | 05E24G12H11D07M01W04 | 1387 | W190,R49,S7,IY,BY,CY,QY,G4965,C1312,LY,AN,FN,CCN,F80,D6,DTY,MN,WS | 7.19 | 0.8 | 0.65 | 9.23 | 17.87 | 68.38% | 52.62% | 2 | 9167.8432 | 8687.2787 | 0.62222 | 268.6786 | 213.57 | 0.93333 | 244.0668 | 237.09 | Walls:R19,Roof:R49,SlabEdge:R7,Infiltration:Test 3.2 SLA,RadBarrier:Yes,CoolRoof:Yes,InsQuality:Yes | Window:0.49 U/0.65 SHGC | AirCond:13/12,ChargeLight:Yes,AirFlowTest:No,FanEnergyTest:No,MaxCoolCap:No,Furnace:0.8 | Duct:R6.0,DuctTest:Yes | Mass:Std | Dhw:60% EF with 50% solar | E24 | G12 | H11 | D07 | M01 | W04 | 4078.2787 | 159.25 | 449.75 | 480.5645 | 0 | 4000 | W190,R49,S7,IY,BY,CY,QY, | G4965, | C1312,LY,AN,FN,CCN,F80, | D6,DTY, | MN, | WS
| 1214 | 7498 | 05E23G12H10D07M01W04 | 1214 | W194,R49,S7,IY,BY,CY,QY,G4965,C1311,LY,AN,FN,CCN,F80,D6,DTY,MN,WS | 6.08 | 0.74 | 0.65 | 9.23 | 16.7 | 70.75% | 55.73% | 2 | 9169.9364 | 8689.3719 | 0.54444 | 248.1688 | 200.13 | 1.0111 | 264.5766 | 250.53 | Walls:R19+R4 foam,Roof:R49,SlabEdge:R7,Infiltration:Test 3.2 SLA,RadBarrier:Yes,CoolRoof:Yes,InsQuality:Yes | Window:0.49 U/0.65 SHGC | AirCond:13/11,ChargeLight:Yes,AirFlowTest:No,FanEnergyTest:No,MaxCoolCap:No,Furnace:0.8 | Duct:R6.0,DuctTest:Yes | Mass:Std | Dhw:60% EF with 50% solar | E23 | G12 | H10 | D07 | M01 | W04 | 4307.8719 | 159.25 | 222.25 | 480.5645 | 0 | 4000 | W194,R49,S7,IY,BY,CY,QY, | G4965, | C1311,LY,AN,FN,CCN,F80, | D6,DTY, | MN, | WS
| 933 | 7217 | 05E22G09H09D07M01W04 | 933 | W134,R49,S0,IY,BY,CY,QY,G3756,C1310,LN,AN,FN,CCN,F96,D6,DTY,MN,WS | 6.27 | 0.28 | 0.65 | 9.23 | 16.43 | 88.93% | 56.44% | 2 | 9172.0014 | 8691.4369 | 0.31111 | 233.8119 | 201.6 | 1.2444 | 278.9335 | 249.06 | Walls:R13+R4 foam,Roof:R49,SlabEdge:R0,Infiltration:Test 3.2 SLA,RadBarrier:Yes,CoolRoof:Yes,InsQuality:Yes | Window:0.37 U/0.56 SHGC | AirCond:13/10,ChargeLight:No,AirFlowTest:No,FanEnergyTest:No,MaxCoolCap:No,Furnace:0.96 | Duct:R6.0,DuctTest:Yes | Mass:Std | Dhw:60% EF with 50% solar | E22 | G09 | H09 | D07 | M01 | W04 | 3007.9369 | 318.5 | 1365 | 480.5645 | 0 | 4000 | W134,R49,S0,IY,BY,CY,QY, | G3756, | C1310,LN,AN,FN,CCN,F96, | D6,DTY, | MN, | WS
| 988 | 7272 | 05E22G10H09D07M01W04 | 988 | W134,R49,S0,IY,BY,CY,QY,G3430,C1310,LN,AN,FN,CCN,F96,D6,DTY,MN,WS | 10.68 | 0 | 0.65 | 9.23 | 20.56 | 100% | 45.49% | 2 | 9172.0014 | 8691.4369 | 0 | 293.2904 | 254.52 | 1.5556 | 219.455 | 196.14 | Walls:R13+R4 foam,Roof:R49,SlabEdge:R0,Infiltration:Test 3.2 SLA,RadBarrier:Yes,CoolRoof:Yes,InsQuality:Yes | Window:0.34 U/0.30 SHGC | AirCond:13/10,ChargeLight:No,AirFlowTest:No,FanEnergyTest:No,MaxCoolCap:No,Furnace:0.96 | Duct:R6.0,DuctTest:Yes | Mass:Std | Dhw:60% EF with 50% solar | E22 | G10 | H09 | D07 | M01 | W04 | 3007.9369 | 318.5 | 1365 | 480.5645 | 0 | 4000 | W134,R49,S0,IY,BY,CY,QY, | G3430, | C1310,LN,AN,FN,CCN,F96, | D6,DTY, | MN, | WS
| 928 | 7212 | 05E22G09H08D07M02W02 | 928 | W134,R49,S0,IY,BY,CY,QY,G3756,C1310,LN,AN,FN,CCN,F92,D6,DTY,MY,WY | 6.26 | 0.12 | 0.65 | 17.5 | 24.53 | 95.26% | 34.97% | 1 | 9214.5014 | 8733.9369 | 0.15556 | 219.455 | 316.26 | 1.4 | 293.2904 | 134.4 | Walls:R13+R4 foam,Roof:R49,SlabEdge:R0,Infiltration:Test 3.2 SLA,RadBarrier:Yes,CoolRoof:Yes,InsQuality:Yes | Window:0.37 U/0.56 SHGC | AirCond:13/10,ChargeLight:No,AirFlowTest:No,FanEnergyTest:No,MaxCoolCap:No,Furnace:0.92 | Duct:R6.0,DuctTest:Yes | Mass:40% Exposed | Dhw:62% EF | E22 | G09 | H08 | D07 | M02 | W02 | 3007.9369 | 318.5 | 682.5 | 480.5645 | 4725 | 0 | W134,R49,S0,IY,BY,CY,QY, | G3756, | C1310,LN,AN,FN,CCN,F92, | D6,DTY, | MY, | WY
| 983 | 7267 | 05E22G10H08D07M02W02 | 983 | W134,R49,S0,IY,BY,CY,QY,G3430,C1310,LN,AN,FN,CCN,F92,D6,DTY,MY,WY | 11.02 | 0 | 0.65 | 17.5 | 29.17 | 100% | 22.67% | 1 | 9214.5014 | 8733.9369 | 0 | 291.2394 | 373.8 | 1.5556 | 221.506 | 76.86 | Walls:R13+R4 foam,Roof:R49,SlabEdge:R0,Infiltration:Test 3.2 SLA,RadBarrier:Yes,CoolRoof:Yes,InsQuality:Yes | Window:0.34 U/0.30 SHGC | AirCond:13/10,ChargeLight:No,AirFlowTest:No,FanEnergyTest:No,MaxCoolCap:No,Furnace:0.92 | Duct:R6.0,DuctTest:Yes | Mass:40% Exposed | Dhw:62% EF | E22 | G10 | H08 | D07 | M02 | W02 | 3007.9369 | 318.5 | 682.5 | 480.5645 | 4725 | 0 | W134,R49,S0,IY,BY,CY,QY, | G3430, | C1310,LN,AN,FN,CCN,F92, | D6,DTY, | MY, | WY
| 953 | 7237 | 05E22G09H12D07M01W04 | 953 | W134,R49,S0,IY,BY,CY,QY,G3756,C1312,LY,AY,FY,CCY,F92,D6,DTY,MN,WS | 6.44 | 0.22 | 0.65 | 9.23 | 16.54 | 91.3% | 56.15% | 2 | 9251.1889 | 8770.6244 | 0.23333 | 198.9452 | 205.8 | 1.3222 | 313.8002 | 244.86 | Walls:R13+R4 foam,Roof:R49,SlabEdge:R0,Infiltration:Test 3.2 SLA,RadBarrier:Yes,CoolRoof:Yes,InsQuality:Yes | Window:0.37 U/0.56 SHGC | AirCond:13/12,ChargeLight:Yes,AirFlowTest:Yes,FanEnergyTest:Yes,MaxCoolCap:Yes,Furnace:0.92 | Duct:R6.0,DuctTest:Yes | Mass:Std | Dhw:60% EF with 50% solar | E22 | G09 | H12 | D07 | M01 | W04 | 3007.9369 | 318.5 | 1444.1875 | 480.5645 | 0 | 4000 | W134,R49,S0,IY,BY,CY,QY, | G3756, | C1312,LY,AY,FY,CCY,F92, | D6,DTY, | MN, | WS
| 1008 | 7292 | 05E22G10H12D07M01W04 | 1008 | W134,R49,S0,IY,BY,CY,QY,G3430,C1312,LY,AY,FY,CCY,F92,D6,DTY,MN,WS | 10.96 | 0 | 0.65 | 9.23 | 20.84 | 100% | 44.75% | 2 | 9251.1889 | 8770.6244 | 0 | 239.9648 | 262.08 | 1.5556 | 272.7805 | 188.58 | Walls:R13+R4 foam,Roof:R49,SlabEdge:R0,Infiltration:Test 3.2 SLA,RadBarrier:Yes,CoolRoof:Yes,InsQuality:Yes | Window:0.34 U/0.30 SHGC | AirCond:13/12,ChargeLight:Yes,AirFlowTest:Yes,FanEnergyTest:Yes,MaxCoolCap:Yes,Furnace:0.92 | Duct:R6.0,DuctTest:Yes | Mass:Std | Dhw:60% EF with 50% solar | E22 | G10 | H12 | D07 | M01 | W04 | 3007.9369 | 318.5 | 1444.1875 | 480.5645 | 0 | 4000 | W134,R49,S0,IY,BY,CY,QY, | G3430, | C1312,LY,AY,FY,CCY,F92, | D6,DTY, | MN, | WS
| 966 | 7250 | 05E22G09H14D07M02W02 | 966 | W134,R49,S0,IY,BY,CY,QY,G3756,C1512,LY,AN,FN,CCN,F80,D6,DTY,MY,WY | 7.11 | 0.1 | 0.65 | 17.5 | 25.36 | 96.05% | 32.77% | 1 | 9311.6264 | 8831.0619 | 0.15556 | 217.404 | 327.39 | 1.4 | 295.3413 | 123.27 | Walls:R13+R4 foam,Roof:R49,SlabEdge:R0,Infiltration:Test 3.2 SLA,RadBarrier:Yes,CoolRoof:Yes,InsQuality:Yes | Window:0.37 U/0.56 SHGC | AirCond:15/12,ChargeLight:Yes,AirFlowTest:No,FanEnergyTest:No,MaxCoolCap:No,Furnace:0.8 | Duct:R6.0,DuctTest:Yes | Mass:40% Exposed | Dhw:62% EF | E22 | G09 | H14 | D07 | M02 | W02 | 3007.9369 | 318.5 | 779.625 | 480.5645 | 4725 | 0 | W134,R49,S0,IY,BY,CY,QY, | G3756, | C1512,LY,AN,FN,CCN,F80, | D6,DTY, | MY, | WY
| 1021 | 7305 | 05E22G10H14D07M02W02 | 1021 | W134,R49,S0,IY,BY,CY,QY,G3430,C1512,LY,AN,FN,CCN,F80,D6,DTY,MY,WY | 12.51 | 0 | 0.65 | 17.5 | 30.66 | 100% | 18.72% | 1 | 9311.6264 | 8831.0619 | 0 | 291.2394 | 393.54 | 1.5556 | 221.506 | 57.12 | Walls:R13+R4 foam,Roof:R49,SlabEdge:R0,Infiltration:Test 3.2 SLA,RadBarrier:Yes,CoolRoof:Yes,InsQuality:Yes | Window:0.34 U/0.30 SHGC | AirCond:15/12,ChargeLight:Yes,AirFlowTest:No,FanEnergyTest:No,MaxCoolCap:No,Furnace:0.8 | Duct:R6.0,DuctTest:Yes | Mass:40% Exposed | Dhw:62% EF | E22 | G10 | H14 | D07 | M02 | W02 | 3007.9369 | 318.5 | 779.625 | 480.5645 | 4725 | 0 | W134,R49,S0,IY,BY,CY,QY, | G3430, | C1512,LY,AN,FN,CCN,F80, | D6,DTY, | MY, | WY
| 1277 | 7561 | 05E24G09H11D07M01W04 | 1277 | W190,R49,S7,IY,BY,CY,QY,G3756,C1312,LY,AN,FN,CCN,F80,D6,DTY,MN,WS | 6.51 | 0.38 | 0.65 | 9.23 | 16.77 | 84.98% | 55.54% | 2 | 9327.0932 | 8846.5287 | 0.38889 | 227.659 | 205.59 | 1.1667 | 285.0864 | 245.07 | Walls:R19,Roof:R49,SlabEdge:R7,Infiltration:Test 3.2 SLA,RadBarrier:Yes,CoolRoof:Yes,InsQuality:Yes | Window:0.37 U/0.56 SHGC | AirCond:13/12,ChargeLight:Yes,AirFlowTest:No,FanEnergyTest:No,MaxCoolCap:No,Furnace:0.8 | Duct:R6.0,DuctTest:Yes | Mass:Std | Dhw:60% EF with 50% solar | E24 | G09 | H11 | D07 | M01 | W04 | 4078.2787 | 318.5 | 449.75 | 480.5645 | 0 | 4000 | W190,R49,S7,IY,BY,CY,QY, | G3756, | C1312,LY,AN,FN,CCN,F80, | D6,DTY, | MN, | WS
| 1332 | 7616 | 05E24G10H11D07M01W04 | 1332 | W190,R49,S7,IY,BY,CY,QY,G3430,C1312,LY,AN,FN,CCN,F80,D6,DTY,MN,WS | 11.46 | 0 | 0.65 | 9.23 | 21.34 | 100% | 43.43% | 2 | 9327.0932 | 8846.5287 | 0 | 274.8315 | 266.07 | 1.5556 | 237.9139 | 184.59 | Walls:R19,Roof:R49,SlabEdge:R7,Infiltration:Test 3.2 SLA,RadBarrier:Yes,CoolRoof:Yes,InsQuality:Yes | Window:0.34 U/0.30 SHGC | AirCond:13/12,ChargeLight:Yes,AirFlowTest:No,FanEnergyTest:No,MaxCoolCap:No,Furnace:0.8 | Duct:R6.0,DuctTest:Yes | Mass:Std | Dhw:60% EF with 50% solar | E24 | G10 | H11 | D07 | M01 | W04 | 4078.2787 | 318.5 | 449.75 | 480.5645 | 0 | 4000 | W190,R49,S7,IY,BY,CY,QY, | G3430, | C1312,LY,AN,FN,CCN,F80, | D6,DTY, | MN, | WS
| 1104 | 7388 | 05E23G09H10D07M01W04 | 1104 | W194,R49,S7,IY,BY,CY,QY,G3756,C1311,LY,AN,FN,CCN,F80,D6,DTY,MN,WS | 5.42 | 0.34 | 0.65 | 9.23 | 15.64 | 86.56% | 58.54% | 2 | 9329.1864 | 8848.6219 | 0.31111 | 209.2001 | 192.36 | 1.2444 | 303.5453 | 258.3 | Walls:R19+R4 foam,Roof:R49,SlabEdge:R7,Infiltration:Test 3.2 SLA,RadBarrier:Yes,CoolRoof:Yes,InsQuality:Yes | Window:0.37 U/0.56 SHGC | AirCond:13/11,ChargeLight:Yes,AirFlowTest:No,FanEnergyTest:No,MaxCoolCap:No,Furnace:0.8 | Duct:R6.0,DuctTest:Yes | Mass:Std | Dhw:60% EF with 50% solar | E23 | G09 | H10 | D07 | M01 | W04 | 4307.8719 | 318.5 | 222.25 | 480.5645 | 0 | 4000 | W194,R49,S7,IY,BY,CY,QY, | G3756, | C1311,LY,AN,FN,CCN,F80, | D6,DTY, | MN, | WS
| 1159 | 7443 | 05E23G10H10D07M01W04 | 1159 | W194,R49,S7,IY,BY,CY,QY,G3430,C1311,LY,AN,FN,CCN,F80,D6,DTY,MN,WS | 10.22 | 0 | 0.65 | 9.23 | 20.1 | 100% | 46.71% | 2 | 9329.1864 | 8848.6219 | 0 | 256.3727 | 250.95 | 1.5556 | 256.3727 | 199.71 | Walls:R19+R4 foam,Roof:R49,SlabEdge:R7,Infiltration:Test 3.2 SLA,RadBarrier:Yes,CoolRoof:Yes,InsQuality:Yes | Window:0.34 U/0.30 SHGC | AirCond:13/11,ChargeLight:Yes,AirFlowTest:No,FanEnergyTest:No,MaxCoolCap:No,Furnace:0.8 | Duct:R6.0,DuctTest:Yes | Mass:Std | Dhw:60% EF with 50% solar | E23 | G10 | H10 | D07 | M01 | W04 | 4307.8719 | 318.5 | 222.25 | 480.5645 | 0 | 4000 | W194,R49,S7,IY,BY,CY,QY, | G3430, | C1311,LY,AN,FN,CCN,F80, | D6,DTY, | MN, | WS
| 1222 | 7506 | 05E23G12H11D07M01W04 | 1222 | W194,R49,S7,IY,BY,CY,QY,G4965,C1312,LY,AN,FN,CCN,F80,D6,DTY,MN,WS | 6.08 | 0.74 | 0.65 | 9.23 | 16.7 | 70.75% | 55.73% | 2 | 9397.4364 | 8916.8719 | 0.54444 | 248.1688 | 200.13 | 1.0111 | 264.5766 | 250.53 | Walls:R19+R4 foam,Roof:R49,SlabEdge:R7,Infiltration:Test 3.2 SLA,RadBarrier:Yes,CoolRoof:Yes,InsQuality:Yes | Window:0.49 U/0.65 SHGC | AirCond:13/12,ChargeLight:Yes,AirFlowTest:No,FanEnergyTest:No,MaxCoolCap:No,Furnace:0.8 | Duct:R6.0,DuctTest:Yes | Mass:Std | Dhw:60% EF with 50% solar | E23 | G12 | H11 | D07 | M01 | W04 | 4307.8719 | 159.25 | 449.75 | 480.5645 | 0 | 4000 | W194,R49,S7,IY,BY,CY,QY, | G4965, | C1312,LY,AN,FN,CCN,F80, | D6,DTY, | MN, | WS
| 1367 | 7651 | 05E24G12H08D07M01W04 | 1367 | W190,R49,S7,IY,BY,CY,QY,G4965,C1310,LN,AN,FN,CCN,F92,D6,DTY,MN,WS | 6.33 | 0.86 | 0.65 | 9.23 | 17.07 | 66.01% | 54.75% | 2 | 9400.5932 | 8920.0287 | 0.7 | 272.7805 | 202.44 | 0.85556 | 239.9648 | 248.22 | Walls:R19,Roof:R49,SlabEdge:R7,Infiltration:Test 3.2 SLA,RadBarrier:Yes,CoolRoof:Yes,InsQuality:Yes | Window:0.49 U/0.65 SHGC | AirCond:13/10,ChargeLight:No,AirFlowTest:No,FanEnergyTest:No,MaxCoolCap:No,Furnace:0.92 | Duct:R6.0,DuctTest:Yes | Mass:Std | Dhw:60% EF with 50% solar | E24 | G12 | H08 | D07 | M01 | W04 | 4078.2787 | 159.25 | 682.5 | 480.5645 | 0 | 4000 | W190,R49,S7,IY,BY,CY,QY, | G4965, | C1310,LN,AN,FN,CCN,F92, | D6,DTY, | MN, | WS
| 1069 | 7353 | 05E22G12H13D07M01W04 | 1069 | W134,R49,S0,IY,BY,CY,QY,G4965,C1512,LY,AY,FY,CCY,F92,D6,DTY,MN,WS | 6.99 | 0.46 | 0.65 | 9.23 | 17.33 | 81.82% | 54.06% | 2 | 9421.8139 | 8941.2494 | 0.38889 | 221.506 | 212.73 | 1.1667 | 291.2394 | 237.93 | Walls:R13+R4 foam,Roof:R49,SlabEdge:R0,Infiltration:Test 3.2 SLA,RadBarrier:Yes,CoolRoof:Yes,InsQuality:Yes | Window:0.49 U/0.65 SHGC | AirCond:15/12,ChargeLight:Yes,AirFlowTest:Yes,FanEnergyTest:Yes,MaxCoolCap:Yes,Furnace:0.92 | Duct:R6.0,DuctTest:Yes | Mass:Std | Dhw:60% EF with 50% solar | E22 | G12 | H13 | D07 | M01 | W04 | 3007.9369 | 159.25 | 1774.0625 | 480.5645 | 0 | 4000 | W134,R49,S0,IY,BY,CY,QY, | G4965, | C1512,LY,AY,FY,CCY,F92, | D6,DTY, | MN, | WS
| 1360 | 7644 | 05E24G12H07D07M02W02 | 1360 | W190,R49,S7,IY,BY,CY,QY,G4965,C1310,LN,AN,FN,CCN,F80,D6,DTY,MY,WY | 6.75 | 0.58 | 0.65 | 17.5 | 25.48 | 77.08% | 32.45% | 1 | 9443.0932 | 8962.5287 | 0.46667 | 246.1178 | 323.19 | 1.0889 | 266.6276 | 127.47 | Walls:R19,Roof:R49,SlabEdge:R7,Infiltration:Test 3.2 SLA,RadBarrier:Yes,CoolRoof:Yes,InsQuality:Yes | Window:0.49 U/0.65 SHGC | AirCond:13/10,ChargeLight:No,AirFlowTest:No,FanEnergyTest:No,MaxCoolCap:No,Furnace:0.8 | Duct:R6.0,DuctTest:Yes | Mass:40% Exposed | Dhw:62% EF | E24 | G12 | H07 | D07 | M02 | W02 | 4078.2787 | 159.25 | 0 | 480.5645 | 4725 | 0 | W190,R49,S7,IY,BY,CY,QY, | G4965, | C1310,LN,AN,FN,CCN,F80, | D6,DTY, | MY, | WY
| 1405 | 7689 | 05E24G12H14D07M01W04 | 1405 | W190,R49,S7,IY,BY,CY,QY,G4965,C1512,LY,AN,FN,CCN,F80,D6,DTY,MN,WS | 7.19 | 0.7 | 0.65 | 9.23 | 17.77 | 72.33% | 52.89% | 2 | 9497.7182 | 9017.1537 | 0.54444 | 260.4747 | 213.57 | 1.0111 | 252.2707 | 237.09 | Walls:R19,Roof:R49,SlabEdge:R7,Infiltration:Test 3.2 SLA,RadBarrier:Yes,CoolRoof:Yes,InsQuality:Yes | Window:0.49 U/0.65 SHGC | AirCond:15/12,ChargeLight:Yes,AirFlowTest:No,FanEnergyTest:No,MaxCoolCap:No,Furnace:0.8 | Duct:R6.0,DuctTest:Yes | Mass:Std | Dhw:60% EF with 50% solar | E24 | G12 | H14 | D07 | M01 | W04 | 4078.2787 | 159.25 | 779.625 | 480.5645 | 0 | 4000 | W190,R49,S7,IY,BY,CY,QY, | G4965, | C1512,LY,AN,FN,CCN,F80, | D6,DTY, | MN, | WS
| 1112 | 7396 | 05E23G09H11D07M01W04 | 1112 | W194,R49,S7,IY,BY,CY,QY,G3756,C1312,LY,AN,FN,CCN,F80,D6,DTY,MN,WS | 5.42 | 0.34 | 0.65 | 9.23 | 15.64 | 86.56% | 58.54% | 2 | 9556.6864 | 9076.1219 | 0.31111 | 209.2001 | 192.36 | 1.2444 | 303.5453 | 258.3 | Walls:R19+R4 foam,Roof:R49,SlabEdge:R7,Infiltration:Test 3.2 SLA,RadBarrier:Yes,CoolRoof:Yes,InsQuality:Yes | Window:0.37 U/0.56 SHGC | AirCond:13/12,ChargeLight:Yes,AirFlowTest:No,FanEnergyTest:No,MaxCoolCap:No,Furnace:0.8 | Duct:R6.0,DuctTest:Yes | Mass:Std | Dhw:60% EF with 50% solar | E23 | G09 | H11 | D07 | M01 | W04 | 4307.8719 | 318.5 | 449.75 | 480.5645 | 0 | 4000 | W194,R49,S7,IY,BY,CY,QY, | G3756, | C1312,LY,AN,FN,CCN,F80, | D6,DTY, | MN, | WS
| 1167 | 7451 | 05E23G10H11D07M01W04 | 1167 | W194,R49,S7,IY,BY,CY,QY,G3430,C1312,LY,AN,FN,CCN,F80,D6,DTY,MN,WS | 10.22 | 0 | 0.65 | 9.23 | 20.1 | 100% | 46.71% | 2 | 9556.6864 | 9076.1219 | 0 | 256.3727 | 250.95 | 1.5556 | 256.3727 | 199.71 | Walls:R19+R4 foam,Roof:R49,SlabEdge:R7,Infiltration:Test 3.2 SLA,RadBarrier:Yes,CoolRoof:Yes,InsQuality:Yes | Window:0.34 U/0.30 SHGC | AirCond:13/12,ChargeLight:Yes,AirFlowTest:No,FanEnergyTest:No,MaxCoolCap:No,Furnace:0.8 | Duct:R6.0,DuctTest:Yes | Mass:Std | Dhw:60% EF with 50% solar | E23 | G10 | H11 | D07 | M01 | W04 | 4307.8719 | 318.5 | 449.75 | 480.5645 | 0 | 4000 | W194,R49,S7,IY,BY,CY,QY, | G3430, | C1312,LY,AN,FN,CCN,F80, | D6,DTY, | MN, | WS
| 1257 | 7541 | 05E24G09H08D07M01W04 | 1257 | W190,R49,S7,IY,BY,CY,QY,G3756,C1310,LN,AN,FN,CCN,F92,D6,DTY,MN,WS | 5.74 | 0.41 | 0.65 | 9.23 | 16.03 | 83.79% | 57.5% | 2 | 9559.8432 | 9079.2787 | 0.38889 | 229.7099 | 195.51 | 1.1667 | 283.0355 | 255.15 | Walls:R19,Roof:R49,SlabEdge:R7,Infiltration:Test 3.2 SLA,RadBarrier:Yes,CoolRoof:Yes,InsQuality:Yes | Window:0.37 U/0.56 SHGC | AirCond:13/10,ChargeLight:No,AirFlowTest:No,FanEnergyTest:No,MaxCoolCap:No,Furnace:0.92 | Duct:R6.0,DuctTest:Yes | Mass:Std | Dhw:60% EF with 50% solar | E24 | G09 | H08 | D07 | M01 | W04 | 4078.2787 | 318.5 | 682.5 | 480.5645 | 0 | 4000 | W190,R49,S7,IY,BY,CY,QY, | G3756, | C1310,LN,AN,FN,CCN,F92, | D6,DTY, | MN, | WS
| 1312 | 7596 | 05E24G10H08D07M01W04 | 1312 | W190,R49,S7,IY,BY,CY,QY,G3430,C1310,LN,AN,FN,CCN,F92,D6,DTY,MN,WS | 10.09 | 0 | 0.65 | 9.23 | 19.97 | 100% | 47.06% | 2 | 9559.8432 | 9079.2787 | 0 | 274.8315 | 248.01 | 1.5556 | 237.9139 | 202.65 | Walls:R19,Roof:R49,SlabEdge:R7,Infiltration:Test 3.2 SLA,RadBarrier:Yes,CoolRoof:Yes,InsQuality:Yes | Window:0.34 U/0.30 SHGC | AirCond:13/10,ChargeLight:No,AirFlowTest:No,FanEnergyTest:No,MaxCoolCap:No,Furnace:0.92 | Duct:R6.0,DuctTest:Yes | Mass:Std | Dhw:60% EF with 50% solar | E24 | G10 | H08 | D07 | M01 | W04 | 4078.2787 | 318.5 | 682.5 | 480.5645 | 0 | 4000 | W190,R49,S7,IY,BY,CY,QY, | G3430, | C1310,LN,AN,FN,CCN,F92, | D6,DTY, | MN, | WS
| 959 | 7243 | 05E22G09H13D07M01W04 | 959 | W134,R49,S0,IY,BY,CY,QY,G3756,C1512,LY,AY,FY,CCY,F92,D6,DTY,MN,WS | 6.44 | 0.19 | 0.65 | 9.23 | 16.51 | 92.49% | 56.23% | 2 | 9581.0639 | 9100.4994 | 0.23333 | 196.8942 | 205.8 | 1.3222 | 315.8512 | 244.86 | Walls:R13+R4 foam,Roof:R49,SlabEdge:R0,Infiltration:Test 3.2 SLA,RadBarrier:Yes,CoolRoof:Yes,InsQuality:Yes | Window:0.37 U/0.56 SHGC | AirCond:15/12,ChargeLight:Yes,AirFlowTest:Yes,FanEnergyTest:Yes,MaxCoolCap:Yes,Furnace:0.92 | Duct:R6.0,DuctTest:Yes | Mass:Std | Dhw:60% EF with 50% solar | E22 | G09 | H13 | D07 | M01 | W04 | 3007.9369 | 318.5 | 1774.0625 | 480.5645 | 0 | 4000 | W134,R49,S0,IY,BY,CY,QY, | G3756, | C1512,LY,AY,FY,CCY,F92, | D6,DTY, | MN, | WS
| 1014 | 7298 | 05E22G10H13D07M01W04 | 1014 | W134,R49,S0,IY,BY,CY,QY,G3430,C1512,LY,AY,FY,CCY,F92,D6,DTY,MN,WS | 10.96 | 0 | 0.65 | 9.23 | 20.84 | 100% | 44.75% | 2 | 9581.0639 | 9100.4994 | 0 | 239.9648 | 262.08 | 1.5556 | 272.7805 | 188.58 | Walls:R13+R4 foam,Roof:R49,SlabEdge:R0,Infiltration:Test 3.2 SLA,RadBarrier:Yes,CoolRoof:Yes,InsQuality:Yes | Window:0.34 U/0.30 SHGC | AirCond:15/12,ChargeLight:Yes,AirFlowTest:Yes,FanEnergyTest:Yes,MaxCoolCap:Yes,Furnace:0.92 | Duct:R6.0,DuctTest:Yes | Mass:Std | Dhw:60% EF with 50% solar | E22 | G10 | H13 | D07 | M01 | W04 | 3007.9369 | 318.5 | 1774.0625 | 480.5645 | 0 | 4000 | W134,R49,S0,IY,BY,CY,QY, | G3430, | C1512,LY,AY,FY,CCY,F92, | D6,DTY, | MN, | WS
| 1250 | 7534 | 05E24G09H07D07M02W02 | 1250 | W190,R49,S7,IY,BY,CY,QY,G3756,C1310,LN,AN,FN,CCN,F80,D6,DTY,MY,WY | 6.19 | 0.23 | 0.65 | 17.5 | 24.57 | 90.91% | 34.86% | 1 | 9602.3432 | 9121.7787 | 0.23333 | 213.3021 | 316.47 | 1.3222 | 299.4433 | 134.19 | Walls:R19,Roof:R49,SlabEdge:R7,Infiltration:Test 3.2 SLA,RadBarrier:Yes,CoolRoof:Yes,InsQuality:Yes | Window:0.37 U/0.56 SHGC | AirCond:13/10,ChargeLight:No,AirFlowTest:No,FanEnergyTest:No,MaxCoolCap:No,Furnace:0.8 | Duct:R6.0,DuctTest:Yes | Mass:40% Exposed | Dhw:62% EF | E24 | G09 | H07 | D07 | M02 | W02 | 4078.2787 | 318.5 | 0 | 480.5645 | 4725 | 0 | W190,R49,S7,IY,BY,CY,QY, | G3756, | C1310,LN,AN,FN,CCN,F80, | D6,DTY, | MY, | WY
| 1305 | 7589 | 05E24G10H07D07M02W02 | 1305 | W190,R49,S7,IY,BY,CY,QY,G3430,C1310,LN,AN,FN,CCN,F80,D6,DTY,MY,WY | 11.31 | 0 | 0.65 | 17.5 | 29.46 | 100% | 21.9% | 1 | 9602.3432 | 9121.7787 | 0 | 272.7805 | 378.84 | 1.5556 | 239.9648 | 71.82 | Walls:R19,Roof:R49,SlabEdge:R7,Infiltration:Test 3.2 SLA,RadBarrier:Yes,CoolRoof:Yes,InsQuality:Yes | Window:0.34 U/0.30 SHGC | AirCond:13/10,ChargeLight:No,AirFlowTest:No,FanEnergyTest:No,MaxCoolCap:No,Furnace:0.8 | Duct:R6.0,DuctTest:Yes | Mass:40% Exposed | Dhw:62% EF | E24 | G10 | H07 | D07 | M02 | W02 | 4078.2787 | 318.5 | 0 | 480.5645 | 4725 | 0 | W190,R49,S7,IY,BY,CY,QY, | G3430, | C1310,LN,AN,FN,CCN,F80, | D6,DTY, | MY, | WY
| 1202 | 7486 | 05E23G12H08D07M01W04 | 1202 | W194,R49,S7,IY,BY,CY,QY,G4965,C1310,LN,AN,FN,CCN,F92,D6,DTY,MN,WS | 5.35 | 0.79 | 0.65 | 9.23 | 16.02 | 68.77% | 57.53% | 2 | 9630.1864 | 9149.6219 | 0.62222 | 252.2707 | 190.68 | 0.93333 | 260.4747 | 259.98 | Walls:R19+R4 foam,Roof:R49,SlabEdge:R7,Infiltration:Test 3.2 SLA,RadBarrier:Yes,CoolRoof:Yes,InsQuality:Yes | Window:0.49 U/0.65 SHGC | AirCond:13/10,ChargeLight:No,AirFlowTest:No,FanEnergyTest:No,MaxCoolCap:No,Furnace:0.92 | Duct:R6.0,DuctTest:Yes | Mass:Std | Dhw:60% EF with 50% solar | E23 | G12 | H08 | D07 | M01 | W04 | 4307.8719 | 159.25 | 682.5 | 480.5645 | 0 | 4000 | W194,R49,S7,IY,BY,CY,QY, | G4965, | C1310,LN,AN,FN,CCN,F92, | D6,DTY, | MN, | WS
| 1295 | 7579 | 05E24G09H14D07M01W04 | 1295 | W190,R49,S7,IY,BY,CY,QY,G3756,C1512,LY,AN,FN,CCN,F80,D6,DTY,MN,WS | 6.51 | 0.34 | 0.65 | 9.23 | 16.73 | 86.56% | 55.65% | 2 | 9656.9682 | 9176.4037 | 0.31111 | 223.557 | 205.59 | 1.2444 | 289.1884 | 245.07 | Walls:R19,Roof:R49,SlabEdge:R7,Infiltration:Test 3.2 SLA,RadBarrier:Yes,CoolRoof:Yes,InsQuality:Yes | Window:0.37 U/0.56 SHGC | AirCond:15/12,ChargeLight:Yes,AirFlowTest:No,FanEnergyTest:No,MaxCoolCap:No,Furnace:0.8 | Duct:R6.0,DuctTest:Yes | Mass:Std | Dhw:60% EF with 50% solar | E24 | G09 | H14 | D07 | M01 | W04 | 4078.2787 | 318.5 | 779.625 | 480.5645 | 0 | 4000 | W190,R49,S7,IY,BY,CY,QY, | G3756, | C1512,LY,AN,FN,CCN,F80, | D6,DTY, | MN, | WS
| 1350 | 7634 | 05E24G10H14D07M01W04 | 1350 | W190,R49,S7,IY,BY,CY,QY,G3430,C1512,LY,AN,FN,CCN,F80,D6,DTY,MN,WS | 11.46 | 0 | 0.65 | 9.23 | 21.34 | 100% | 43.43% | 2 | 9656.9682 | 9176.4037 | 0 | 274.8315 | 266.07 | 1.5556 | 237.9139 | 184.59 | Walls:R19,Roof:R49,SlabEdge:R7,Infiltration:Test 3.2 SLA,RadBarrier:Yes,CoolRoof:Yes,InsQuality:Yes | Window:0.34 U/0.30 SHGC | AirCond:15/12,ChargeLight:Yes,AirFlowTest:No,FanEnergyTest:No,MaxCoolCap:No,Furnace:0.8 | Duct:R6.0,DuctTest:Yes | Mass:Std | Dhw:60% EF with 50% solar | E24 | G10 | H14 | D07 | M01 | W04 | 4078.2787 | 318.5 | 779.625 | 480.5645 | 0 | 4000 | W190,R49,S7,IY,BY,CY,QY, | G3430, | C1512,LY,AN,FN,CCN,F80, | D6,DTY, | MN, | WS
| 1380 | 7664 | 05E24G12H10D07M02W02 | 1380 | W190,R49,S7,IY,BY,CY,QY,G4965,C1311,LY,AN,FN,CCN,F80,D6,DTY,MY,WY | 6.75 | 0.54 | 0.65 | 17.5 | 25.44 | 78.66% | 32.56% | 1 | 9665.3432 | 9184.7787 | 0.46667 | 244.0668 | 323.19 | 1.0889 | 268.6786 | 127.47 | Walls:R19,Roof:R49,SlabEdge:R7,Infiltration:Test 3.2 SLA,RadBarrier:Yes,CoolRoof:Yes,InsQuality:Yes | Window:0.49 U/0.65 SHGC | AirCond:13/11,ChargeLight:Yes,AirFlowTest:No,FanEnergyTest:No,MaxCoolCap:No,Furnace:0.8 | Duct:R6.0,DuctTest:Yes | Mass:40% Exposed | Dhw:62% EF | E24 | G12 | H10 | D07 | M02 | W02 | 4078.2787 | 159.25 | 222.25 | 480.5645 | 4725 | 0 | W190,R49,S7,IY,BY,CY,QY, | G4965, | C1311,LY,AN,FN,CCN,F80, | D6,DTY, | MY, | WY
| 1195 | 7479 | 05E23G12H07D07M02W02 | 1195 | W194,R49,S7,IY,BY,CY,QY,G4965,C1310,LN,AN,FN,CCN,F80,D6,DTY,MY,WY | 5.69 | 0.54 | 0.65 | 17.5 | 24.38 | 78.66% | 35.37% | 2 | 9672.6864 | 9192.1219 | 0.38889 | 227.659 | 310.38 | 1.1667 | 285.0864 | 140.28 | Walls:R19+R4 foam,Roof:R49,SlabEdge:R7,Infiltration:Test 3.2 SLA,RadBarrier:Yes,CoolRoof:Yes,InsQuality:Yes | Window:0.49 U/0.65 SHGC | AirCond:13/10,ChargeLight:No,AirFlowTest:No,FanEnergyTest:No,MaxCoolCap:No,Furnace:0.8 | Duct:R6.0,DuctTest:Yes | Mass:40% Exposed | Dhw:62% EF | E23 | G12 | H07 | D07 | M02 | W02 | 4307.8719 | 159.25 | 0 | 480.5645 | 4725 | 0 | W194,R49,S7,IY,BY,CY,QY, | G4965, | C1310,LN,AN,FN,CCN,F80, | D6,DTY, | MY, | WY
| 1240 | 7524 | 05E23G12H14D07M01W04 | 1240 | W194,R49,S7,IY,BY,CY,QY,G4965,C1512,LY,AN,FN,CCN,F80,D6,DTY,MN,WS | 6.08 | 0.65 | 0.65 | 9.23 | 16.61 | 74.31% | 55.97% | 2 | 9727.3114 | 9246.7469 | 0.46667 | 242.0158 | 200.13 | 1.0889 | 270.7296 | 250.53 | Walls:R19+R4 foam,Roof:R49,SlabEdge:R7,Infiltration:Test 3.2 SLA,RadBarrier:Yes,CoolRoof:Yes,InsQuality:Yes | Window:0.49 U/0.65 SHGC | AirCond:15/12,ChargeLight:Yes,AirFlowTest:No,FanEnergyTest:No,MaxCoolCap:No,Furnace:0.8 | Duct:R6.0,DuctTest:Yes | Mass:Std | Dhw:60% EF with 50% solar | E23 | G12 | H14 | D07 | M01 | W04 | 4307.8719 | 159.25 | 779.625 | 480.5645 | 0 | 4000 | W194,R49,S7,IY,BY,CY,QY, | G4965, | C1512,LY,AN,FN,CCN,F80, | D6,DTY, | MN, | WS
| 1044 | 7328 | 05E22G12H09D07M02W02 | 1044 | W134,R49,S0,IY,BY,CY,QY,G4965,C1310,LN,AN,FN,CCN,F96,D6,DTY,MY,WY | 6.47 | 0.41 | 0.65 | 17.5 | 25.03 | 83.79% | 33.64% | 1 | 9737.7514 | 9257.1869 | 0.38889 | 246.1178 | 318.57 | 1.1667 | 266.6276 | 132.09 | Walls:R13+R4 foam,Roof:R49,SlabEdge:R0,Infiltration:Test 3.2 SLA,RadBarrier:Yes,CoolRoof:Yes,InsQuality:Yes | Window:0.49 U/0.65 SHGC | AirCond:13/10,ChargeLight:No,AirFlowTest:No,FanEnergyTest:No,MaxCoolCap:No,Furnace:0.96 | Duct:R6.0,DuctTest:Yes | Mass:40% Exposed | Dhw:62% EF | E22 | G12 | H09 | D07 | M02 | W02 | 3007.9369 | 159.25 | 1365 | 480.5645 | 4725 | 0 | W134,R49,S0,IY,BY,CY,QY, | G4965, | C1310,LN,AN,FN,CCN,F96, | D6,DTY, | MY, | WY
| 1092 | 7376 | 05E23G09H08D07M01W04 | 1092 | W194,R49,S7,IY,BY,CY,QY,G3756,C1310,LN,AN,FN,CCN,F92,D6,DTY,MN,WS | 4.78 | 0.36 | 0.65 | 9.23 | 15.02 | 85.77% | 60.18% | 2 | 9789.4364 | 9308.8719 | 0.31111 | 211.2511 | 183.96 | 1.2444 | 301.4943 | 266.7 | Walls:R19+R4 foam,Roof:R49,SlabEdge:R7,Infiltration:Test 3.2 SLA,RadBarrier:Yes,CoolRoof:Yes,InsQuality:Yes | Window:0.37 U/0.56 SHGC | AirCond:13/10,ChargeLight:No,AirFlowTest:No,FanEnergyTest:No,MaxCoolCap:No,Furnace:0.92 | Duct:R6.0,DuctTest:Yes | Mass:Std | Dhw:60% EF with 50% solar | E23 | G09 | H08 | D07 | M01 | W04 | 4307.8719 | 318.5 | 682.5 | 480.5645 | 0 | 4000 | W194,R49,S7,IY,BY,CY,QY, | G3756, | C1310,LN,AN,FN,CCN,F92, | D6,DTY, | MN, | WS
| 1147 | 7431 | 05E23G10H08D07M01W04 | 1147 | W194,R49,S7,IY,BY,CY,QY,G3430,C1310,LN,AN,FN,CCN,F92,D6,DTY,MN,WS | 9 | 0 | 0.65 | 9.23 | 18.88 | 100% | 49.95% | 2 | 9789.4364 | 9308.8719 | 0 | 256.3727 | 234.99 | 1.5556 | 256.3727 | 215.67 | Walls:R19+R4 foam,Roof:R49,SlabEdge:R7,Infiltration:Test 3.2 SLA,RadBarrier:Yes,CoolRoof:Yes,InsQuality:Yes | Window:0.34 U/0.30 SHGC | AirCond:13/10,ChargeLight:No,AirFlowTest:No,FanEnergyTest:No,MaxCoolCap:No,Furnace:0.92 | Duct:R6.0,DuctTest:Yes | Mass:Std | Dhw:60% EF with 50% solar | E23 | G10 | H08 | D07 | M01 | W04 | 4307.8719 | 318.5 | 682.5 | 480.5645 | 0 | 4000 | W194,R49,S7,IY,BY,CY,QY, | G3430, | C1310,LN,AN,FN,CCN,F92, | D6,DTY, | MN, | WS
| 1064 | 7348 | 05E22G12H12D07M02W02 | 1064 | W134,R49,S0,IY,BY,CY,QY,G4965,C1312,LY,AY,FY,CCY,F92,D6,DTY,MY,WY | 6.64 | 0.31 | 0.65 | 17.5 | 25.1 | 87.75% | 33.46% | 1 | 9816.9389 | 9336.3744 | 0.31111 | 207.1491 | 323.19 | 1.2444 | 305.5962 | 127.47 | Walls:R13+R4 foam,Roof:R49,SlabEdge:R0,Infiltration:Test 3.2 SLA,RadBarrier:Yes,CoolRoof:Yes,InsQuality:Yes | Window:0.49 U/0.65 SHGC | AirCond:13/12,ChargeLight:Yes,AirFlowTest:Yes,FanEnergyTest:Yes,MaxCoolCap:Yes,Furnace:0.92 | Duct:R6.0,DuctTest:Yes | Mass:40% Exposed | Dhw:62% EF | E22 | G12 | H12 | D07 | M02 | W02 | 3007.9369 | 159.25 | 1444.1875 | 480.5645 | 4725 | 0 | W134,R49,S0,IY,BY,CY,QY, | G4965, | C1312,LY,AY,FY,CCY,F92, | D6,DTY, | MY, | WY
| 1270 | 7554 | 05E24G09H10D07M02W02 | 1270 | W190,R49,S7,IY,BY,CY,QY,G3756,C1311,LY,AN,FN,CCN,F80,D6,DTY,MY,WY | 6.19 | 0.21 | 0.65 | 17.5 | 24.55 | 91.7% | 34.92% | 1 | 9824.5932 | 9344.0287 | 0.23333 | 211.2511 | 316.47 | 1.3222 | 301.4943 | 134.19 | Walls:R19,Roof:R49,SlabEdge:R7,Infiltration:Test 3.2 SLA,RadBarrier:Yes,CoolRoof:Yes,InsQuality:Yes | Window:0.37 U/0.56 SHGC | AirCond:13/11,ChargeLight:Yes,AirFlowTest:No,FanEnergyTest:No,MaxCoolCap:No,Furnace:0.8 | Duct:R6.0,DuctTest:Yes | Mass:40% Exposed | Dhw:62% EF | E24 | G09 | H10 | D07 | M02 | W02 | 4078.2787 | 318.5 | 222.25 | 480.5645 | 4725 | 0 | W190,R49,S7,IY,BY,CY,QY, | G3756, | C1311,LY,AN,FN,CCN,F80, | D6,DTY, | MY, | WY
| 1325 | 7609 | 05E24G10H10D07M02W02 | 1325 | W190,R49,S7,IY,BY,CY,QY,G3430,C1311,LY,AN,FN,CCN,F80,D6,DTY,MY,WY | 11.31 | 0 | 0.65 | 17.5 | 29.46 | 100% | 21.9% | 1 | 9824.5932 | 9344.0287 | 0 | 272.7805 | 378.84 | 1.5556 | 239.9648 | 71.82 | Walls:R19,Roof:R49,SlabEdge:R7,Infiltration:Test 3.2 SLA,RadBarrier:Yes,CoolRoof:Yes,InsQuality:Yes | Window:0.34 U/0.30 SHGC | AirCond:13/11,ChargeLight:Yes,AirFlowTest:No,FanEnergyTest:No,MaxCoolCap:No,Furnace:0.8 | Duct:R6.0,DuctTest:Yes | Mass:40% Exposed | Dhw:62% EF | E24 | G10 | H10 | D07 | M02 | W02 | 4078.2787 | 318.5 | 222.25 | 480.5645 | 4725 | 0 | W190,R49,S7,IY,BY,CY,QY, | G3430, | C1311,LY,AN,FN,CCN,F80, | D6,DTY, | MY, | WY
| 1085 | 7369 | 05E23G09H07D07M02W02 | 1085 | W194,R49,S7,IY,BY,CY,QY,G3756,C1310,LN,AN,FN,CCN,F80,D6,DTY,MY,WY | 5.14 | 0.2 | 0.65 | 17.5 | 23.49 | 92.09% | 37.73% | 2 | 9831.9364 | 9351.3719 | 0.15556 | 192.7923 | 303.87 | 1.4 | 319.9531 | 146.79 | Walls:R19+R4 foam,Roof:R49,SlabEdge:R7,Infiltration:Test 3.2 SLA,RadBarrier:Yes,CoolRoof:Yes,InsQuality:Yes | Window:0.37 U/0.56 SHGC | AirCond:13/10,ChargeLight:No,AirFlowTest:No,FanEnergyTest:No,MaxCoolCap:No,Furnace:0.8 | Duct:R6.0,DuctTest:Yes | Mass:40% Exposed | Dhw:62% EF | E23 | G09 | H07 | D07 | M02 | W02 | 4307.8719 | 318.5 | 0 | 480.5645 | 4725 | 0 | W194,R49,S7,IY,BY,CY,QY, | G3756, | C1310,LN,AN,FN,CCN,F80, | D6,DTY, | MY, | WY
| 1140 | 7424 | 05E23G10H07D07M02W02 | 1140 | W194,R49,S7,IY,BY,CY,QY,G3430,C1310,LN,AN,FN,CCN,F80,D6,DTY,MY,WY | 10.1 | 0 | 0.65 | 17.5 | 28.25 | 100% | 25.11% | 1 | 9831.9364 | 9351.3719 | 0 | 254.3217 | 364.14 | 1.5556 | 258.4237 | 86.52 | Walls:R19+R4 foam,Roof:R49,SlabEdge:R7,Infiltration:Test 3.2 SLA,RadBarrier:Yes,CoolRoof:Yes,InsQuality:Yes | Window:0.34 U/0.30 SHGC | AirCond:13/10,ChargeLight:No,AirFlowTest:No,FanEnergyTest:No,MaxCoolCap:No,Furnace:0.8 | Duct:R6.0,DuctTest:Yes | Mass:40% Exposed | Dhw:62% EF | E23 | G10 | H07 | D07 | M02 | W02 | 4307.8719 | 318.5 | 0 | 480.5645 | 4725 | 0 | W194,R49,S7,IY,BY,CY,QY, | G3430, | C1310,LN,AN,FN,CCN,F80, | D6,DTY, | MY, | WY
| 1130 | 7414 | 05E23G09H14D07M01W04 | 1130 | W194,R49,S7,IY,BY,CY,QY,G3756,C1512,LY,AN,FN,CCN,F80,D6,DTY,MN,WS | 5.42 | 0.3 | 0.65 | 9.23 | 15.6 | 88.14% | 58.64% | 2 | 9886.5614 | 9405.9969 | 0.23333 | 205.0982 | 192.36 | 1.3222 | 307.6472 | 258.3 | Walls:R19+R4 foam,Roof:R49,SlabEdge:R7,Infiltration:Test 3.2 SLA,RadBarrier:Yes,CoolRoof:Yes,InsQuality:Yes | Window:0.37 U/0.56 SHGC | AirCond:15/12,ChargeLight:Yes,AirFlowTest:No,FanEnergyTest:No,MaxCoolCap:No,Furnace:0.8 | Duct:R6.0,DuctTest:Yes | Mass:Std | Dhw:60% EF with 50% solar | E23 | G09 | H14 | D07 | M01 | W04 | 4307.8719 | 318.5 | 779.625 | 480.5645 | 0 | 4000 | W194,R49,S7,IY,BY,CY,QY, | G3756, | C1512,LY,AN,FN,CCN,F80, | D6,DTY, | MN, | WS
| 1185 | 7469 | 05E23G10H14D07M01W04 | 1185 | W194,R49,S7,IY,BY,CY,QY,G3430,C1512,LY,AN,FN,CCN,F80,D6,DTY,MN,WS | 10.22 | 0 | 0.65 | 9.23 | 20.1 | 100% | 46.71% | 2 | 9886.5614 | 9405.9969 | 0 | 256.3727 | 250.95 | 1.5556 | 256.3727 | 199.71 | Walls:R19+R4 foam,Roof:R49,SlabEdge:R7,Infiltration:Test 3.2 SLA,RadBarrier:Yes,CoolRoof:Yes,InsQuality:Yes | Window:0.34 U/0.30 SHGC | AirCond:15/12,ChargeLight:Yes,AirFlowTest:No,FanEnergyTest:No,MaxCoolCap:No,Furnace:0.8 | Duct:R6.0,DuctTest:Yes | Mass:Std | Dhw:60% EF with 50% solar | E23 | G10 | H14 | D07 | M01 | W04 | 4307.8719 | 318.5 | 779.625 | 480.5645 | 0 | 4000 | W194,R49,S7,IY,BY,CY,QY, | G3430, | C1512,LY,AN,FN,CCN,F80, | D6,DTY, | MN, | WS
| 1388 | 7672 | 05E24G12H11D07M02W02 | 1388 | W190,R49,S7,IY,BY,CY,QY,G4965,C1312,LY,AN,FN,CCN,F80,D6,DTY,MY,WY | 6.75 | 0.54 | 0.65 | 17.5 | 25.44 | 78.66% | 32.56% | 1 | 9892.8432 | 9412.2787 | 0.46667 | 244.0668 | 323.19 | 1.0889 | 268.6786 | 127.47 | Walls:R19,Roof:R49,SlabEdge:R7,Infiltration:Test 3.2 SLA,RadBarrier:Yes,CoolRoof:Yes,InsQuality:Yes | Window:0.49 U/0.65 SHGC | AirCond:13/12,ChargeLight:Yes,AirFlowTest:No,FanEnergyTest:No,MaxCoolCap:No,Furnace:0.8 | Duct:R6.0,DuctTest:Yes | Mass:40% Exposed | Dhw:62% EF | E24 | G12 | H11 | D07 | M02 | W02 | 4078.2787 | 159.25 | 449.75 | 480.5645 | 4725 | 0 | W190,R49,S7,IY,BY,CY,QY, | G4965, | C1312,LY,AN,FN,CCN,F80, | D6,DTY, | MY, | WY
| 1215 | 7499 | 05E23G12H10D07M02W02 | 1215 | W194,R49,S7,IY,BY,CY,QY,G4965,C1311,LY,AN,FN,CCN,F80,D6,DTY,MY,WY | 5.69 | 0.5 | 0.65 | 17.5 | 24.34 | 80.24% | 35.47% | 2 | 9894.9364 | 9414.3719 | 0.38889 | 225.608 | 310.38 | 1.1667 | 287.1374 | 140.28 | Walls:R19+R4 foam,Roof:R49,SlabEdge:R7,Infiltration:Test 3.2 SLA,RadBarrier:Yes,CoolRoof:Yes,InsQuality:Yes | Window:0.49 U/0.65 SHGC | AirCond:13/11,ChargeLight:Yes,AirFlowTest:No,FanEnergyTest:No,MaxCoolCap:No,Furnace:0.8 | Duct:R6.0,DuctTest:Yes | Mass:40% Exposed | Dhw:62% EF | E23 | G12 | H10 | D07 | M02 | W02 | 4307.8719 | 159.25 | 222.25 | 480.5645 | 4725 | 0 | W194,R49,S7,IY,BY,CY,QY, | G4965, | C1311,LY,AN,FN,CCN,F80, | D6,DTY, | MY, | WY
| 934 | 7218 | 05E22G09H09D07M02W02 | 934 | W134,R49,S0,IY,BY,CY,QY,G3756,C1310,LN,AN,FN,CCN,F96,D6,DTY,MY,WY | 6.02 | 0.12 | 0.65 | 17.5 | 24.29 | 95.26% | 35.6% | 2 | 9897.0014 | 9416.4369 | 0.15556 | 219.455 | 313.32 | 1.4 | 293.2904 | 137.34 | Walls:R13+R4 foam,Roof:R49,SlabEdge:R0,Infiltration:Test 3.2 SLA,RadBarrier:Yes,CoolRoof:Yes,InsQuality:Yes | Window:0.37 U/0.56 SHGC | AirCond:13/10,ChargeLight:No,AirFlowTest:No,FanEnergyTest:No,MaxCoolCap:No,Furnace:0.96 | Duct:R6.0,DuctTest:Yes | Mass:40% Exposed | Dhw:62% EF | E22 | G09 | H09 | D07 | M02 | W02 | 3007.9369 | 318.5 | 1365 | 480.5645 | 4725 | 0 | W134,R49,S0,IY,BY,CY,QY, | G3756, | C1310,LN,AN,FN,CCN,F96, | D6,DTY, | MY, | WY
| 989 | 7273 | 05E22G10H09D07M02W02 | 989 | W134,R49,S0,IY,BY,CY,QY,G3430,C1310,LN,AN,FN,CCN,F96,D6,DTY,MY,WY | 10.61 | 0 | 0.65 | 17.5 | 28.76 | 100% | 23.75% | 1 | 9897.0014 | 9416.4369 | 0 | 291.2394 | 368.34 | 1.5556 | 221.506 | 82.32 | Walls:R13+R4 foam,Roof:R49,SlabEdge:R0,Infiltration:Test 3.2 SLA,RadBarrier:Yes,CoolRoof:Yes,InsQuality:Yes | Window:0.34 U/0.30 SHGC | AirCond:13/10,ChargeLight:No,AirFlowTest:No,FanEnergyTest:No,MaxCoolCap:No,Furnace:0.96 | Duct:R6.0,DuctTest:Yes | Mass:40% Exposed | Dhw:62% EF | E22 | G10 | H09 | D07 | M02 | W02 | 3007.9369 | 318.5 | 1365 | 480.5645 | 4725 | 0 | W134,R49,S0,IY,BY,CY,QY, | G3430, | C1310,LN,AN,FN,CCN,F96, | D6,DTY, | MY, | WY
| 954 | 7238 | 05E22G09H12D07M02W02 | 954 | W134,R49,S0,IY,BY,CY,QY,G3756,C1312,LY,AY,FY,CCY,F92,D6,DTY,MY,WY | 6.17 | 0.1 | 0.65 | 17.5 | 24.42 | 96.05% | 35.26% | 2 | 9976.1889 | 9495.6244 | 0.15556 | 184.5883 | 317.52 | 1.4 | 328.157 | 133.14 | Walls:R13+R4 foam,Roof:R49,SlabEdge:R0,Infiltration:Test 3.2 SLA,RadBarrier:Yes,CoolRoof:Yes,InsQuality:Yes | Window:0.37 U/0.56 SHGC | AirCond:13/12,ChargeLight:Yes,AirFlowTest:Yes,FanEnergyTest:Yes,MaxCoolCap:Yes,Furnace:0.92 | Duct:R6.0,DuctTest:Yes | Mass:40% Exposed | Dhw:62% EF | E22 | G09 | H12 | D07 | M02 | W02 | 3007.9369 | 318.5 | 1444.1875 | 480.5645 | 4725 | 0 | W134,R49,S0,IY,BY,CY,QY, | G3756, | C1312,LY,AY,FY,CCY,F92, | D6,DTY, | MY, | WY
| 1009 | 7293 | 05E22G10H12D07M02W02 | 1009 | W134,R49,S0,IY,BY,CY,QY,G3430,C1312,LY,AY,FY,CCY,F92,D6,DTY,MY,WY | 10.88 | 0 | 0.65 | 17.5 | 29.03 | 100% | 23.04% | 1 | 9976.1889 | 9495.6244 | 0 | 237.9139 | 375.9 | 1.5556 | 274.8315 | 74.76 | Walls:R13+R4 foam,Roof:R49,SlabEdge:R0,Infiltration:Test 3.2 SLA,RadBarrier:Yes,CoolRoof:Yes,InsQuality:Yes | Window:0.34 U/0.30 SHGC | AirCond:13/12,ChargeLight:Yes,AirFlowTest:Yes,FanEnergyTest:Yes,MaxCoolCap:Yes,Furnace:0.92 | Duct:R6.0,DuctTest:Yes | Mass:40% Exposed | Dhw:62% EF | E22 | G10 | H12 | D07 | M02 | W02 | 3007.9369 | 318.5 | 1444.1875 | 480.5645 | 4725 | 0 | W134,R49,S0,IY,BY,CY,QY, | G3430, | C1312,LY,AY,FY,CCY,F92, | D6,DTY, | MY, | WY
| 1278 | 7562 | 05E24G09H11D07M02W02 | 1278 | W190,R49,S7,IY,BY,CY,QY,G3756,C1312,LY,AN,FN,CCN,F80,D6,DTY,MY,WY | 6.19 | 0.21 | 0.65 | 17.5 | 24.55 | 91.7% | 34.92% | 1 | 10052.0932 | 9571.5287 | 0.23333 | 211.2511 | 316.47 | 1.3222 | 301.4943 | 134.19 | Walls:R19,Roof:R49,SlabEdge:R7,Infiltration:Test 3.2 SLA,RadBarrier:Yes,CoolRoof:Yes,InsQuality:Yes | Window:0.37 U/0.56 SHGC | AirCond:13/12,ChargeLight:Yes,AirFlowTest:No,FanEnergyTest:No,MaxCoolCap:No,Furnace:0.8 | Duct:R6.0,DuctTest:Yes | Mass:40% Exposed | Dhw:62% EF | E24 | G09 | H11 | D07 | M02 | W02 | 4078.2787 | 318.5 | 449.75 | 480.5645 | 4725 | 0 | W190,R49,S7,IY,BY,CY,QY, | G3756, | C1312,LY,AN,FN,CCN,F80, | D6,DTY, | MY, | WY
| 1333 | 7617 | 05E24G10H11D07M02W02 | 1333 | W190,R49,S7,IY,BY,CY,QY,G3430,C1312,LY,AN,FN,CCN,F80,D6,DTY,MY,WY | 11.31 | 0 | 0.65 | 17.5 | 29.46 | 100% | 21.9% | 1 | 10052.0932 | 9571.5287 | 0 | 272.7805 | 378.84 | 1.5556 | 239.9648 | 71.82 | Walls:R19,Roof:R49,SlabEdge:R7,Infiltration:Test 3.2 SLA,RadBarrier:Yes,CoolRoof:Yes,InsQuality:Yes | Window:0.34 U/0.30 SHGC | AirCond:13/12,ChargeLight:Yes,AirFlowTest:No,FanEnergyTest:No,MaxCoolCap:No,Furnace:0.8 | Duct:R6.0,DuctTest:Yes | Mass:40% Exposed | Dhw:62% EF | E24 | G10 | H11 | D07 | M02 | W02 | 4078.2787 | 318.5 | 449.75 | 480.5645 | 4725 | 0 | W190,R49,S7,IY,BY,CY,QY, | G3430, | C1312,LY,AN,FN,CCN,F80, | D6,DTY, | MY, | WY
| 1105 | 7389 | 05E23G09H10D07M02W02 | 1105 | W194,R49,S7,IY,BY,CY,QY,G3756,C1311,LY,AN,FN,CCN,F80,D6,DTY,MY,WY | 5.14 | 0.18 | 0.65 | 17.5 | 23.47 | 92.89% | 37.78% | 2 | 10054.1864 | 9573.6219 | 0.15556 | 192.7923 | 303.87 | 1.4 | 319.9531 | 146.79 | Walls:R19+R4 foam,Roof:R49,SlabEdge:R7,Infiltration:Test 3.2 SLA,RadBarrier:Yes,CoolRoof:Yes,InsQuality:Yes | Window:0.37 U/0.56 SHGC | AirCond:13/11,ChargeLight:Yes,AirFlowTest:No,FanEnergyTest:No,MaxCoolCap:No,Furnace:0.8 | Duct:R6.0,DuctTest:Yes | Mass:40% Exposed | Dhw:62% EF | E23 | G09 | H10 | D07 | M02 | W02 | 4307.8719 | 318.5 | 222.25 | 480.5645 | 4725 | 0 | W194,R49,S7,IY,BY,CY,QY, | G3756, | C1311,LY,AN,FN,CCN,F80, | D6,DTY, | MY, | WY
| 1160 | 7444 | 05E23G10H10D07M02W02 | 1160 | W194,R49,S7,IY,BY,CY,QY,G3430,C1311,LY,AN,FN,CCN,F80,D6,DTY,MY,WY | 10.1 | 0 | 0.65 | 17.5 | 28.25 | 100% | 25.11% | 1 | 10054.1864 | 9573.6219 | 0 | 254.3217 | 364.14 | 1.5556 | 258.4237 | 86.52 | Walls:R19+R4 foam,Roof:R49,SlabEdge:R7,Infiltration:Test 3.2 SLA,RadBarrier:Yes,CoolRoof:Yes,InsQuality:Yes | Window:0.34 U/0.30 SHGC | AirCond:13/11,ChargeLight:Yes,AirFlowTest:No,FanEnergyTest:No,MaxCoolCap:No,Furnace:0.8 | Duct:R6.0,DuctTest:Yes | Mass:40% Exposed | Dhw:62% EF | E23 | G10 | H10 | D07 | M02 | W02 | 4307.8719 | 318.5 | 222.25 | 480.5645 | 4725 | 0 | W194,R49,S7,IY,BY,CY,QY, | G3430, | C1311,LY,AN,FN,CCN,F80, | D6,DTY, | MY, | WY
| 1373 | 7657 | 05E24G12H09D07M01W04 | 1373 | W190,R49,S7,IY,BY,CY,QY,G4965,C1310,LN,AN,FN,CCN,F96,D6,DTY,MN,WS | 6.09 | 0.86 | 0.65 | 9.23 | 16.83 | 66.01% | 55.38% | 2 | 10083.0932 | 9602.5287 | 0.7 | 272.7805 | 199.29 | 0.85556 | 239.9648 | 251.37 | Walls:R19,Roof:R49,SlabEdge:R7,Infiltration:Test 3.2 SLA,RadBarrier:Yes,CoolRoof:Yes,InsQuality:Yes | Window:0.49 U/0.65 SHGC | AirCond:13/10,ChargeLight:No,AirFlowTest:No,FanEnergyTest:No,MaxCoolCap:No,Furnace:0.96 | Duct:R6.0,DuctTest:Yes | Mass:Std | Dhw:60% EF with 50% solar | E24 | G12 | H09 | D07 | M01 | W04 | 4078.2787 | 159.25 | 1365 | 480.5645 | 0 | 4000 | W190,R49,S7,IY,BY,CY,QY, | G4965, | C1310,LN,AN,FN,CCN,F96, | D6,DTY, | MN, | WS
| 1223 | 7507 | 05E23G12H11D07M02W02 | 1223 | W194,R49,S7,IY,BY,CY,QY,G4965,C1312,LY,AN,FN,CCN,F80,D6,DTY,MY,WY | 5.69 | 0.5 | 0.65 | 17.5 | 24.34 | 80.24% | 35.47% | 2 | 10122.4364 | 9641.8719 | 0.38889 | 225.608 | 310.38 | 1.1667 | 287.1374 | 140.28 | Walls:R19+R4 foam,Roof:R49,SlabEdge:R7,Infiltration:Test 3.2 SLA,RadBarrier:Yes,CoolRoof:Yes,InsQuality:Yes | Window:0.49 U/0.65 SHGC | AirCond:13/12,ChargeLight:Yes,AirFlowTest:No,FanEnergyTest:No,MaxCoolCap:No,Furnace:0.8 | Duct:R6.0,DuctTest:Yes | Mass:40% Exposed | Dhw:62% EF | E23 | G12 | H11 | D07 | M02 | W02 | 4307.8719 | 159.25 | 449.75 | 480.5645 | 4725 | 0 | W194,R49,S7,IY,BY,CY,QY, | G4965, | C1312,LY,AN,FN,CCN,F80, | D6,DTY, | MY, | WY
| 1368 | 7652 | 05E24G12H08D07M02W02 | 1368 | W190,R49,S7,IY,BY,CY,QY,G4965,C1310,LN,AN,FN,CCN,F92,D6,DTY,MY,WY | 5.95 | 0.58 | 0.65 | 17.5 | 24.68 | 77.08% | 34.57% | 1 | 10125.5932 | 9645.0287 | 0.46667 | 246.1178 | 312.69 | 1.0889 | 266.6276 | 137.97 | Walls:R19,Roof:R49,SlabEdge:R7,Infiltration:Test 3.2 SLA,RadBarrier:Yes,CoolRoof:Yes,InsQuality:Yes | Window:0.49 U/0.65 SHGC | AirCond:13/10,ChargeLight:No,AirFlowTest:No,FanEnergyTest:No,MaxCoolCap:No,Furnace:0.92 | Duct:R6.0,DuctTest:Yes | Mass:40% Exposed | Dhw:62% EF | E24 | G12 | H08 | D07 | M02 | W02 | 4078.2787 | 159.25 | 682.5 | 480.5645 | 4725 | 0 | W190,R49,S7,IY,BY,CY,QY, | G4965, | C1310,LN,AN,FN,CCN,F92, | D6,DTY, | MY, | WY
| 1070 | 7354 | 05E22G12H13D07M02W02 | 1070 | W134,R49,S0,IY,BY,CY,QY,G4965,C1512,LY,AY,FY,CCY,F92,D6,DTY,MY,WY | 6.64 | 0.28 | 0.65 | 17.5 | 25.07 | 88.93% | 33.54% | 1 | 10146.8139 | 9666.2494 | 0.31111 | 203.0472 | 323.19 | 1.2444 | 309.6982 | 127.47 | Walls:R13+R4 foam,Roof:R49,SlabEdge:R0,Infiltration:Test 3.2 SLA,RadBarrier:Yes,CoolRoof:Yes,InsQuality:Yes | Window:0.49 U/0.65 SHGC | AirCond:15/12,ChargeLight:Yes,AirFlowTest:Yes,FanEnergyTest:Yes,MaxCoolCap:Yes,Furnace:0.92 | Duct:R6.0,DuctTest:Yes | Mass:40% Exposed | Dhw:62% EF | E22 | G12 | H13 | D07 | M02 | W02 | 3007.9369 | 159.25 | 1774.0625 | 480.5645 | 4725 | 0 | W134,R49,S0,IY,BY,CY,QY, | G4965, | C1512,LY,AY,FY,CCY,F92, | D6,DTY, | MY, | WY
| 1393 | 7677 | 05E24G12H12D07M01W04 | 1393 | W190,R49,S7,IY,BY,CY,QY,G4965,C1312,LY,AY,FY,CCY,F92,D6,DTY,MN,WS | 6.25 | 0.67 | 0.65 | 9.23 | 16.8 | 73.52% | 55.46% | 2 | 10162.2807 | 9681.7162 | 0.54444 | 229.7099 | 203.49 | 1.0111 | 283.0355 | 247.17 | Walls:R19,Roof:R49,SlabEdge:R7,Infiltration:Test 3.2 SLA,RadBarrier:Yes,CoolRoof:Yes,InsQuality:Yes | Window:0.49 U/0.65 SHGC | AirCond:13/12,ChargeLight:Yes,AirFlowTest:Yes,FanEnergyTest:Yes,MaxCoolCap:Yes,Furnace:0.92 | Duct:R6.0,DuctTest:Yes | Mass:Std | Dhw:60% EF with 50% solar | E24 | G12 | H12 | D07 | M01 | W04 | 4078.2787 | 159.25 | 1444.1875 | 480.5645 | 0 | 4000 | W190,R49,S7,IY,BY,CY,QY, | G4965, | C1312,LY,AY,FY,CCY,F92, | D6,DTY, | MN, | WS
| 1406 | 7690 | 05E24G12H14D07M02W02 | 1406 | W190,R49,S7,IY,BY,CY,QY,G4965,C1512,LY,AN,FN,CCN,F80,D6,DTY,MY,WY | 6.75 | 0.48 | 0.65 | 17.5 | 25.38 | 81.03% | 32.71% | 1 | 10222.7182 | 9742.1537 | 0.38889 | 237.9139 | 323.19 | 1.1667 | 274.8315 | 127.47 | Walls:R19,Roof:R49,SlabEdge:R7,Infiltration:Test 3.2 SLA,RadBarrier:Yes,CoolRoof:Yes,InsQuality:Yes | Window:0.49 U/0.65 SHGC | AirCond:15/12,ChargeLight:Yes,AirFlowTest:No,FanEnergyTest:No,MaxCoolCap:No,Furnace:0.8 | Duct:R6.0,DuctTest:Yes | Mass:40% Exposed | Dhw:62% EF | E24 | G12 | H14 | D07 | M02 | W02 | 4078.2787 | 159.25 | 779.625 | 480.5645 | 4725 | 0 | W190,R49,S7,IY,BY,CY,QY, | G4965, | C1512,LY,AN,FN,CCN,F80, | D6,DTY, | MY, | WY
| 1263 | 7547 | 05E24G09H09D07M01W04 | 1263 | W190,R49,S7,IY,BY,CY,QY,G3756,C1310,LN,AN,FN,CCN,F96,D6,DTY,MN,WS | 5.52 | 0.41 | 0.65 | 9.23 | 15.81 | 83.79% | 58.09% | 2 | 10242.3432 | 9761.7787 | 0.38889 | 229.7099 | 192.78 | 1.1667 | 283.0355 | 257.88 | Walls:R19,Roof:R49,SlabEdge:R7,Infiltration:Test 3.2 SLA,RadBarrier:Yes,CoolRoof:Yes,InsQuality:Yes | Window:0.37 U/0.56 SHGC | AirCond:13/10,ChargeLight:No,AirFlowTest:No,FanEnergyTest:No,MaxCoolCap:No,Furnace:0.96 | Duct:R6.0,DuctTest:Yes | Mass:Std | Dhw:60% EF with 50% solar | E24 | G09 | H09 | D07 | M01 | W04 | 4078.2787 | 318.5 | 1365 | 480.5645 | 0 | 4000 | W190,R49,S7,IY,BY,CY,QY, | G3756, | C1310,LN,AN,FN,CCN,F96, | D6,DTY, | MN, | WS
| 1318 | 7602 | 05E24G10H09D07M01W04 | 1318 | W190,R49,S7,IY,BY,CY,QY,G3430,C1310,LN,AN,FN,CCN,F96,D6,DTY,MN,WS | 9.71 | 0 | 0.65 | 9.23 | 19.59 | 100% | 48.06% | 2 | 10242.3432 | 9761.7787 | 0 | 274.8315 | 242.97 | 1.5556 | 237.9139 | 207.69 | Walls:R19,Roof:R49,SlabEdge:R7,Infiltration:Test 3.2 SLA,RadBarrier:Yes,CoolRoof:Yes,InsQuality:Yes | Window:0.34 U/0.30 SHGC | AirCond:13/10,ChargeLight:No,AirFlowTest:No,FanEnergyTest:No,MaxCoolCap:No,Furnace:0.96 | Duct:R6.0,DuctTest:Yes | Mass:Std | Dhw:60% EF with 50% solar | E24 | G10 | H09 | D07 | M01 | W04 | 4078.2787 | 318.5 | 1365 | 480.5645 | 0 | 4000 | W190,R49,S7,IY,BY,CY,QY, | G3430, | C1310,LN,AN,FN,CCN,F96, | D6,DTY, | MN, | WS
| 1113 | 7397 | 05E23G09H11D07M02W02 | 1113 | W194,R49,S7,IY,BY,CY,QY,G3756,C1312,LY,AN,FN,CCN,F80,D6,DTY,MY,WY | 5.14 | 0.18 | 0.65 | 17.5 | 23.47 | 92.89% | 37.78% | 2 | 10281.6864 | 9801.1219 | 0.15556 | 192.7923 | 303.87 | 1.4 | 319.9531 | 146.79 | Walls:R19+R4 foam,Roof:R49,SlabEdge:R7,Infiltration:Test 3.2 SLA,RadBarrier:Yes,CoolRoof:Yes,InsQuality:Yes | Window:0.37 U/0.56 SHGC | AirCond:13/12,ChargeLight:Yes,AirFlowTest:No,FanEnergyTest:No,MaxCoolCap:No,Furnace:0.8 | Duct:R6.0,DuctTest:Yes | Mass:40% Exposed | Dhw:62% EF | E23 | G09 | H11 | D07 | M02 | W02 | 4307.8719 | 318.5 | 449.75 | 480.5645 | 4725 | 0 | W194,R49,S7,IY,BY,CY,QY, | G3756, | C1312,LY,AN,FN,CCN,F80, | D6,DTY, | MY, | WY
| 1168 | 7452 | 05E23G10H11D07M02W02 | 1168 | W194,R49,S7,IY,BY,CY,QY,G3430,C1312,LY,AN,FN,CCN,F80,D6,DTY,MY,WY | 10.1 | 0 | 0.65 | 17.5 | 28.25 | 100% | 25.11% | 1 | 10281.6864 | 9801.1219 | 0 | 254.3217 | 364.14 | 1.5556 | 258.4237 | 86.52 | Walls:R19+R4 foam,Roof:R49,SlabEdge:R7,Infiltration:Test 3.2 SLA,RadBarrier:Yes,CoolRoof:Yes,InsQuality:Yes | Window:0.34 U/0.30 SHGC | AirCond:13/12,ChargeLight:Yes,AirFlowTest:No,FanEnergyTest:No,MaxCoolCap:No,Furnace:0.8 | Duct:R6.0,DuctTest:Yes | Mass:40% Exposed | Dhw:62% EF | E23 | G10 | H11 | D07 | M02 | W02 | 4307.8719 | 318.5 | 449.75 | 480.5645 | 4725 | 0 | W194,R49,S7,IY,BY,CY,QY, | G3430, | C1312,LY,AN,FN,CCN,F80, | D6,DTY, | MY, | WY
| 1258 | 7542 | 05E24G09H08D07M02W02 | 1258 | W190,R49,S7,IY,BY,CY,QY,G3756,C1310,LN,AN,FN,CCN,F92,D6,DTY,MY,WY | 5.45 | 0.23 | 0.65 | 17.5 | 23.83 | 90.91% | 36.82% | 2 | 10284.8432 | 9804.2787 | 0.23333 | 213.3021 | 306.81 | 1.3222 | 299.4433 | 143.85 | Walls:R19,Roof:R49,SlabEdge:R7,Infiltration:Test 3.2 SLA,RadBarrier:Yes,CoolRoof:Yes,InsQuality:Yes | Window:0.37 U/0.56 SHGC | AirCond:13/10,ChargeLight:No,AirFlowTest:No,FanEnergyTest:No,MaxCoolCap:No,Furnace:0.92 | Duct:R6.0,DuctTest:Yes | Mass:40% Exposed | Dhw:62% EF | E24 | G09 | H08 | D07 | M02 | W02 | 4078.2787 | 318.5 | 682.5 | 480.5645 | 4725 | 0 | W190,R49,S7,IY,BY,CY,QY, | G3756, | C1310,LN,AN,FN,CCN,F92, | D6,DTY, | MY, | WY
| 1313 | 7597 | 05E24G10H08D07M02W02 | 1313 | W190,R49,S7,IY,BY,CY,QY,G3430,C1310,LN,AN,FN,CCN,F92,D6,DTY,MY,WY | 9.96 | 0 | 0.65 | 17.5 | 28.11 | 100% | 25.48% | 1 | 10284.8432 | 9804.2787 | 0 | 272.7805 | 361.2 | 1.5556 | 239.9648 | 89.46 | Walls:R19,Roof:R49,SlabEdge:R7,Infiltration:Test 3.2 SLA,RadBarrier:Yes,CoolRoof:Yes,InsQuality:Yes | Window:0.34 U/0.30 SHGC | AirCond:13/10,ChargeLight:No,AirFlowTest:No,FanEnergyTest:No,MaxCoolCap:No,Furnace:0.92 | Duct:R6.0,DuctTest:Yes | Mass:40% Exposed | Dhw:62% EF | E24 | G10 | H08 | D07 | M02 | W02 | 4078.2787 | 318.5 | 682.5 | 480.5645 | 4725 | 0 | W190,R49,S7,IY,BY,CY,QY, | G3430, | C1310,LN,AN,FN,CCN,F92, | D6,DTY, | MY, | WY
| 960 | 7244 | 05E22G09H13D07M02W02 | 960 | W134,R49,S0,IY,BY,CY,QY,G3756,C1512,LY,AY,FY,CCY,F92,D6,DTY,MY,WY | 6.17 | 0.08 | 0.65 | 17.5 | 24.4 | 96.84% | 35.31% | 2 | 10306.0639 | 9825.4994 | 0.15556 | 184.5883 | 317.52 | 1.4 | 328.157 | 133.14 | Walls:R13+R4 foam,Roof:R49,SlabEdge:R0,Infiltration:Test 3.2 SLA,RadBarrier:Yes,CoolRoof:Yes,InsQuality:Yes | Window:0.37 U/0.56 SHGC | AirCond:15/12,ChargeLight:Yes,AirFlowTest:Yes,FanEnergyTest:Yes,MaxCoolCap:Yes,Furnace:0.92 | Duct:R6.0,DuctTest:Yes | Mass:40% Exposed | Dhw:62% EF | E22 | G09 | H13 | D07 | M02 | W02 | 3007.9369 | 318.5 | 1774.0625 | 480.5645 | 4725 | 0 | W134,R49,S0,IY,BY,CY,QY, | G3756, | C1512,LY,AY,FY,CCY,F92, | D6,DTY, | MY, | WY
| 1015 | 7299 | 05E22G10H13D07M02W02 | 1015 | W134,R49,S0,IY,BY,CY,QY,G3430,C1512,LY,AY,FY,CCY,F92,D6,DTY,MY,WY | 10.88 | 0 | 0.65 | 17.5 | 29.03 | 100% | 23.04% | 1 | 10306.0639 | 9825.4994 | 0 | 237.9139 | 375.9 | 1.5556 | 274.8315 | 74.76 | Walls:R13+R4 foam,Roof:R49,SlabEdge:R0,Infiltration:Test 3.2 SLA,RadBarrier:Yes,CoolRoof:Yes,InsQuality:Yes | Window:0.34 U/0.30 SHGC | AirCond:15/12,ChargeLight:Yes,AirFlowTest:Yes,FanEnergyTest:Yes,MaxCoolCap:Yes,Furnace:0.92 | Duct:R6.0,DuctTest:Yes | Mass:40% Exposed | Dhw:62% EF | E22 | G10 | H13 | D07 | M02 | W02 | 3007.9369 | 318.5 | 1774.0625 | 480.5645 | 4725 | 0 | W134,R49,S0,IY,BY,CY,QY, | G3430, | C1512,LY,AY,FY,CCY,F92, | D6,DTY, | MY, | WY
| 1208 | 7492 | 05E23G12H09D07M01W04 | 1208 | W194,R49,S7,IY,BY,CY,QY,G4965,C1310,LN,AN,FN,CCN,F96,D6,DTY,MN,WS | 5.15 | 0.79 | 0.65 | 9.23 | 15.82 | 68.77% | 58.06% | 2 | 10312.6864 | 9832.1219 | 0.62222 | 252.2707 | 188.16 | 0.93333 | 260.4747 | 262.5 | Walls:R19+R4 foam,Roof:R49,SlabEdge:R7,Infiltration:Test 3.2 SLA,RadBarrier:Yes,CoolRoof:Yes,InsQuality:Yes | Window:0.49 U/0.65 SHGC | AirCond:13/10,ChargeLight:No,AirFlowTest:No,FanEnergyTest:No,MaxCoolCap:No,Furnace:0.96 | Duct:R6.0,DuctTest:Yes | Mass:Std | Dhw:60% EF with 50% solar | E23 | G12 | H09 | D07 | M01 | W04 | 4307.8719 | 159.25 | 1365 | 480.5645 | 0 | 4000 | W194,R49,S7,IY,BY,CY,QY, | G4965, | C1310,LN,AN,FN,CCN,F96, | D6,DTY, | MN, | WS
| 1283 | 7567 | 05E24G09H12D07M01W04 | 1283 | W190,R49,S7,IY,BY,CY,QY,G3756,C1312,LY,AY,FY,CCY,F92,D6,DTY,MN,WS | 5.66 | 0.32 | 0.65 | 9.23 | 15.86 | 87.35% | 57.95% | 2 | 10321.5307 | 9840.9662 | 0.31111 | 194.8432 | 196.56 | 1.2444 | 317.9021 | 254.1 | Walls:R19,Roof:R49,SlabEdge:R7,Infiltration:Test 3.2 SLA,RadBarrier:Yes,CoolRoof:Yes,InsQuality:Yes | Window:0.37 U/0.56 SHGC | AirCond:13/12,ChargeLight:Yes,AirFlowTest:Yes,FanEnergyTest:Yes,MaxCoolCap:Yes,Furnace:0.92 | Duct:R6.0,DuctTest:Yes | Mass:Std | Dhw:60% EF with 50% solar | E24 | G09 | H12 | D07 | M01 | W04 | 4078.2787 | 318.5 | 1444.1875 | 480.5645 | 0 | 4000 | W190,R49,S7,IY,BY,CY,QY, | G3756, | C1312,LY,AY,FY,CCY,F92, | D6,DTY, | MN, | WS
| 1338 | 7622 | 05E24G10H12D07M01W04 | 1338 | W190,R49,S7,IY,BY,CY,QY,G3430,C1312,LY,AY,FY,CCY,F92,D6,DTY,MN,WS | 9.96 | 0 | 0.65 | 9.23 | 19.84 | 100% | 47.4% | 2 | 10321.5307 | 9840.9662 | 0 | 225.608 | 249.9 | 1.5556 | 287.1374 | 200.76 | Walls:R19,Roof:R49,SlabEdge:R7,Infiltration:Test 3.2 SLA,RadBarrier:Yes,CoolRoof:Yes,InsQuality:Yes | Window:0.34 U/0.30 SHGC | AirCond:13/12,ChargeLight:Yes,AirFlowTest:Yes,FanEnergyTest:Yes,MaxCoolCap:Yes,Furnace:0.92 | Duct:R6.0,DuctTest:Yes | Mass:Std | Dhw:60% EF with 50% solar | E24 | G10 | H12 | D07 | M01 | W04 | 4078.2787 | 318.5 | 1444.1875 | 480.5645 | 0 | 4000 | W190,R49,S7,IY,BY,CY,QY, | G3430, | C1312,LY,AY,FY,CCY,F92, | D6,DTY, | MN, | WS
| 1203 | 7487 | 05E23G12H08D07M02W02 | 1203 | W194,R49,S7,IY,BY,CY,QY,G4965,C1310,LN,AN,FN,CCN,F92,D6,DTY,MY,WY | 5.01 | 0.54 | 0.65 | 17.5 | 23.7 | 78.66% | 37.17% | 2 | 10355.1864 | 9874.6219 | 0.38889 | 227.659 | 301.56 | 1.1667 | 285.0864 | 149.1 | Walls:R19+R4 foam,Roof:R49,SlabEdge:R7,Infiltration:Test 3.2 SLA,RadBarrier:Yes,CoolRoof:Yes,InsQuality:Yes | Window:0.49 U/0.65 SHGC | AirCond:13/10,ChargeLight:No,AirFlowTest:No,FanEnergyTest:No,MaxCoolCap:No,Furnace:0.92 | Duct:R6.0,DuctTest:Yes | Mass:40% Exposed | Dhw:62% EF | E23 | G12 | H08 | D07 | M02 | W02 | 4307.8719 | 159.25 | 682.5 | 480.5645 | 4725 | 0 | W194,R49,S7,IY,BY,CY,QY, | G4965, | C1310,LN,AN,FN,CCN,F92, | D6,DTY, | MY, | WY
| 1296 | 7580 | 05E24G09H14D07M02W02 | 1296 | W190,R49,S7,IY,BY,CY,QY,G3756,C1512,LY,AN,FN,CCN,F80,D6,DTY,MY,WY | 6.19 | 0.19 | 0.65 | 17.5 | 24.53 | 92.49% | 34.97% | 1 | 10381.9682 | 9901.4037 | 0.15556 | 209.2001 | 316.47 | 1.4 | 303.5453 | 134.19 | Walls:R19,Roof:R49,SlabEdge:R7,Infiltration:Test 3.2 SLA,RadBarrier:Yes,CoolRoof:Yes,InsQuality:Yes | Window:0.37 U/0.56 SHGC | AirCond:15/12,ChargeLight:Yes,AirFlowTest:No,FanEnergyTest:No,MaxCoolCap:No,Furnace:0.8 | Duct:R6.0,DuctTest:Yes | Mass:40% Exposed | Dhw:62% EF | E24 | G09 | H14 | D07 | M02 | W02 | 4078.2787 | 318.5 | 779.625 | 480.5645 | 4725 | 0 | W190,R49,S7,IY,BY,CY,QY, | G3756, | C1512,LY,AN,FN,CCN,F80, | D6,DTY, | MY, | WY
| 1351 | 7635 | 05E24G10H14D07M02W02 | 1351 | W190,R49,S7,IY,BY,CY,QY,G3430,C1512,LY,AN,FN,CCN,F80,D6,DTY,MY,WY | 11.31 | 0 | 0.65 | 17.5 | 29.46 | 100% | 21.9% | 1 | 10381.9682 | 9901.4037 | 0 | 272.7805 | 378.84 | 1.5556 | 239.9648 | 71.82 | Walls:R19,Roof:R49,SlabEdge:R7,Infiltration:Test 3.2 SLA,RadBarrier:Yes,CoolRoof:Yes,InsQuality:Yes | Window:0.34 U/0.30 SHGC | AirCond:15/12,ChargeLight:Yes,AirFlowTest:No,FanEnergyTest:No,MaxCoolCap:No,Furnace:0.8 | Duct:R6.0,DuctTest:Yes | Mass:40% Exposed | Dhw:62% EF | E24 | G10 | H14 | D07 | M02 | W02 | 4078.2787 | 318.5 | 779.625 | 480.5645 | 4725 | 0 | W190,R49,S7,IY,BY,CY,QY, | G3430, | C1512,LY,AN,FN,CCN,F80, | D6,DTY, | MY, | WY
| 1228 | 7512 | 05E23G12H12D07M01W04 | 1228 | W194,R49,S7,IY,BY,CY,QY,G4965,C1312,LY,AY,FY,CCY,F92,D6,DTY,MN,WS | 5.27 | 0.61 | 0.65 | 9.23 | 15.76 | 75.89% | 58.22% | 2 | 10391.8739 | 9911.3094 | 0.46667 | 213.3021 | 191.73 | 1.0889 | 299.4433 | 258.93 | Walls:R19+R4 foam,Roof:R49,SlabEdge:R7,Infiltration:Test 3.2 SLA,RadBarrier:Yes,CoolRoof:Yes,InsQuality:Yes | Window:0.49 U/0.65 SHGC | AirCond:13/12,ChargeLight:Yes,AirFlowTest:Yes,FanEnergyTest:Yes,MaxCoolCap:Yes,Furnace:0.92 | Duct:R6.0,DuctTest:Yes | Mass:Std | Dhw:60% EF with 50% solar | E23 | G12 | H12 | D07 | M01 | W04 | 4307.8719 | 159.25 | 1444.1875 | 480.5645 | 0 | 4000 | W194,R49,S7,IY,BY,CY,QY, | G4965, | C1312,LY,AY,FY,CCY,F92, | D6,DTY, | MN, | WS
| 1241 | 7525 | 05E23G12H14D07M02W02 | 1241 | W194,R49,S7,IY,BY,CY,QY,G4965,C1512,LY,AN,FN,CCN,F80,D6,DTY,MY,WY | 5.69 | 0.44 | 0.65 | 17.5 | 24.28 | 82.61% | 35.63% | 2 | 10452.3114 | 9971.7469 | 0.31111 | 219.455 | 310.38 | 1.2444 | 293.2904 | 140.28 | Walls:R19+R4 foam,Roof:R49,SlabEdge:R7,Infiltration:Test 3.2 SLA,RadBarrier:Yes,CoolRoof:Yes,InsQuality:Yes | Window:0.49 U/0.65 SHGC | AirCond:15/12,ChargeLight:Yes,AirFlowTest:No,FanEnergyTest:No,MaxCoolCap:No,Furnace:0.8 | Duct:R6.0,DuctTest:Yes | Mass:40% Exposed | Dhw:62% EF | E23 | G12 | H14 | D07 | M02 | W02 | 4307.8719 | 159.25 | 779.625 | 480.5645 | 4725 | 0 | W194,R49,S7,IY,BY,CY,QY, | G4965, | C1512,LY,AN,FN,CCN,F80, | D6,DTY, | MY, | WY
| 1098 | 7382 | 05E23G09H09D07M01W04 | 1098 | W194,R49,S7,IY,BY,CY,QY,G3756,C1310,LN,AN,FN,CCN,F96,D6,DTY,MN,WS | 4.6 | 0.36 | 0.65 | 9.23 | 14.84 | 85.77% | 60.66% | 2 | 10471.9364 | 9991.3719 | 0.31111 | 211.2511 | 181.65 | 1.2444 | 301.4943 | 269.01 | Walls:R19+R4 foam,Roof:R49,SlabEdge:R7,Infiltration:Test 3.2 SLA,RadBarrier:Yes,CoolRoof:Yes,InsQuality:Yes | Window:0.37 U/0.56 SHGC | AirCond:13/10,ChargeLight:No,AirFlowTest:No,FanEnergyTest:No,MaxCoolCap:No,Furnace:0.96 | Duct:R6.0,DuctTest:Yes | Mass:Std | Dhw:60% EF with 50% solar | E23 | G09 | H09 | D07 | M01 | W04 | 4307.8719 | 318.5 | 1365 | 480.5645 | 0 | 4000 | W194,R49,S7,IY,BY,CY,QY, | G3756, | C1310,LN,AN,FN,CCN,F96, | D6,DTY, | MN, | WS
| 1153 | 7437 | 05E23G10H09D07M01W04 | 1153 | W194,R49,S7,IY,BY,CY,QY,G3430,C1310,LN,AN,FN,CCN,F96,D6,DTY,MN,WS | 8.66 | 0 | 0.65 | 9.23 | 18.54 | 100% | 50.85% | 2 | 10471.9364 | 9991.3719 | 0 | 256.3727 | 230.37 | 1.5556 | 256.3727 | 220.29 | Walls:R19+R4 foam,Roof:R49,SlabEdge:R7,Infiltration:Test 3.2 SLA,RadBarrier:Yes,CoolRoof:Yes,InsQuality:Yes | Window:0.34 U/0.30 SHGC | AirCond:13/10,ChargeLight:No,AirFlowTest:No,FanEnergyTest:No,MaxCoolCap:No,Furnace:0.96 | Duct:R6.0,DuctTest:Yes | Mass:Std | Dhw:60% EF with 50% solar | E23 | G10 | H09 | D07 | M01 | W04 | 4307.8719 | 318.5 | 1365 | 480.5645 | 0 | 4000 | W194,R49,S7,IY,BY,CY,QY, | G3430, | C1310,LN,AN,FN,CCN,F96, | D6,DTY, | MN, | WS
| 1399 | 7683 | 05E24G12H13D07M01W04 | 1399 | W190,R49,S7,IY,BY,CY,QY,G4965,C1512,LY,AY,FY,CCY,F92,D6,DTY,MN,WS | 6.25 | 0.59 | 0.65 | 9.23 | 16.72 | 76.68% | 55.67% | 2 | 10492.1557 | 10011.5912 | 0.46667 | 223.557 | 203.49 | 1.0889 | 289.1884 | 247.17 | Walls:R19,Roof:R49,SlabEdge:R7,Infiltration:Test 3.2 SLA,RadBarrier:Yes,CoolRoof:Yes,InsQuality:Yes | Window:0.49 U/0.65 SHGC | AirCond:15/12,ChargeLight:Yes,AirFlowTest:Yes,FanEnergyTest:Yes,MaxCoolCap:Yes,Furnace:0.92 | Duct:R6.0,DuctTest:Yes | Mass:Std | Dhw:60% EF with 50% solar | E24 | G12 | H13 | D07 | M01 | W04 | 4078.2787 | 159.25 | 1774.0625 | 480.5645 | 0 | 4000 | W190,R49,S7,IY,BY,CY,QY, | G4965, | C1512,LY,AY,FY,CCY,F92, | D6,DTY, | MN, | WS
| 1093 | 7377 | 05E23G09H08D07M02W02 | 1093 | W194,R49,S7,IY,BY,CY,QY,G3756,C1310,LN,AN,FN,CCN,F92,D6,DTY,MY,WY | 4.53 | 0.2 | 0.65 | 17.5 | 22.88 | 92.09% | 39.34% | 2 | 10514.4364 | 10033.8719 | 0.15556 | 192.7923 | 295.89 | 1.4 | 319.9531 | 154.77 | Walls:R19+R4 foam,Roof:R49,SlabEdge:R7,Infiltration:Test 3.2 SLA,RadBarrier:Yes,CoolRoof:Yes,InsQuality:Yes | Window:0.37 U/0.56 SHGC | AirCond:13/10,ChargeLight:No,AirFlowTest:No,FanEnergyTest:No,MaxCoolCap:No,Furnace:0.92 | Duct:R6.0,DuctTest:Yes | Mass:40% Exposed | Dhw:62% EF | E23 | G09 | H08 | D07 | M02 | W02 | 4307.8719 | 318.5 | 682.5 | 480.5645 | 4725 | 0 | W194,R49,S7,IY,BY,CY,QY, | G3756, | C1310,LN,AN,FN,CCN,F92, | D6,DTY, | MY, | WY
| 1148 | 7432 | 05E23G10H08D07M02W02 | 1148 | W194,R49,S7,IY,BY,CY,QY,G3430,C1310,LN,AN,FN,CCN,F92,D6,DTY,MY,WY | 8.9 | 0 | 0.65 | 17.5 | 27.05 | 100% | 28.29% | 1 | 10514.4364 | 10033.8719 | 0 | 254.3217 | 348.39 | 1.5556 | 258.4237 | 102.27 | Walls:R19+R4 foam,Roof:R49,SlabEdge:R7,Infiltration:Test 3.2 SLA,RadBarrier:Yes,CoolRoof:Yes,InsQuality:Yes | Window:0.34 U/0.30 SHGC | AirCond:13/10,ChargeLight:No,AirFlowTest:No,FanEnergyTest:No,MaxCoolCap:No,Furnace:0.92 | Duct:R6.0,DuctTest:Yes | Mass:40% Exposed | Dhw:62% EF | E23 | G10 | H08 | D07 | M02 | W02 | 4307.8719 | 318.5 | 682.5 | 480.5645 | 4725 | 0 | W194,R49,S7,IY,BY,CY,QY, | G3430, | C1310,LN,AN,FN,CCN,F92, | D6,DTY, | MY, | WY
| 1118 | 7402 | 05E23G09H12D07M01W04 | 1118 | W194,R49,S7,IY,BY,CY,QY,G3756,C1312,LY,AY,FY,CCY,F92,D6,DTY,MN,WS | 4.72 | 0.28 | 0.65 | 9.23 | 14.88 | 88.93% | 60.55% | 2 | 10551.1239 | 10070.5594 | 0.23333 | 180.4864 | 184.8 | 1.3222 | 332.259 | 265.86 | Walls:R19+R4 foam,Roof:R49,SlabEdge:R7,Infiltration:Test 3.2 SLA,RadBarrier:Yes,CoolRoof:Yes,InsQuality:Yes | Window:0.37 U/0.56 SHGC | AirCond:13/12,ChargeLight:Yes,AirFlowTest:Yes,FanEnergyTest:Yes,MaxCoolCap:Yes,Furnace:0.92 | Duct:R6.0,DuctTest:Yes | Mass:Std | Dhw:60% EF with 50% solar | E23 | G09 | H12 | D07 | M01 | W04 | 4307.8719 | 318.5 | 1444.1875 | 480.5645 | 0 | 4000 | W194,R49,S7,IY,BY,CY,QY, | G3756, | C1312,LY,AY,FY,CCY,F92, | D6,DTY, | MN, | WS
| 1173 | 7457 | 05E23G10H12D07M01W04 | 1173 | W194,R49,S7,IY,BY,CY,QY,G3430,C1312,LY,AY,FY,CCY,F92,D6,DTY,MN,WS | 8.88 | 0 | 0.65 | 9.23 | 18.76 | 100% | 50.27% | 2 | 10551.1239 | 10070.5594 | 0 | 213.3021 | 236.46 | 1.5556 | 299.4433 | 214.2 | Walls:R19+R4 foam,Roof:R49,SlabEdge:R7,Infiltration:Test 3.2 SLA,RadBarrier:Yes,CoolRoof:Yes,InsQuality:Yes | Window:0.34 U/0.30 SHGC | AirCond:13/12,ChargeLight:Yes,AirFlowTest:Yes,FanEnergyTest:Yes,MaxCoolCap:Yes,Furnace:0.92 | Duct:R6.0,DuctTest:Yes | Mass:Std | Dhw:60% EF with 50% solar | E23 | G10 | H12 | D07 | M01 | W04 | 4307.8719 | 318.5 | 1444.1875 | 480.5645 | 0 | 4000 | W194,R49,S7,IY,BY,CY,QY, | G3430, | C1312,LY,AY,FY,CCY,F92, | D6,DTY, | MN, | WS
| 1131 | 7415 | 05E23G09H14D07M02W02 | 1131 | W194,R49,S7,IY,BY,CY,QY,G3756,C1512,LY,AN,FN,CCN,F80,D6,DTY,MY,WY | 5.14 | 0.16 | 0.65 | 17.5 | 23.45 | 93.68% | 37.83% | 2 | 10611.5614 | 10130.9969 | 0.15556 | 190.7413 | 303.87 | 1.4 | 322.0041 | 146.79 | Walls:R19+R4 foam,Roof:R49,SlabEdge:R7,Infiltration:Test 3.2 SLA,RadBarrier:Yes,CoolRoof:Yes,InsQuality:Yes | Window:0.37 U/0.56 SHGC | AirCond:15/12,ChargeLight:Yes,AirFlowTest:No,FanEnergyTest:No,MaxCoolCap:No,Furnace:0.8 | Duct:R6.0,DuctTest:Yes | Mass:40% Exposed | Dhw:62% EF | E23 | G09 | H14 | D07 | M02 | W02 | 4307.8719 | 318.5 | 779.625 | 480.5645 | 4725 | 0 | W194,R49,S7,IY,BY,CY,QY, | G3756, | C1512,LY,AN,FN,CCN,F80, | D6,DTY, | MY, | WY
| 1186 | 7470 | 05E23G10H14D07M02W02 | 1186 | W194,R49,S7,IY,BY,CY,QY,G3430,C1512,LY,AN,FN,CCN,F80,D6,DTY,MY,WY | 10.1 | 0 | 0.65 | 17.5 | 28.25 | 100% | 25.11% | 1 | 10611.5614 | 10130.9969 | 0 | 254.3217 | 364.14 | 1.5556 | 258.4237 | 86.52 | Walls:R19+R4 foam,Roof:R49,SlabEdge:R7,Infiltration:Test 3.2 SLA,RadBarrier:Yes,CoolRoof:Yes,InsQuality:Yes | Window:0.34 U/0.30 SHGC | AirCond:15/12,ChargeLight:Yes,AirFlowTest:No,FanEnergyTest:No,MaxCoolCap:No,Furnace:0.8 | Duct:R6.0,DuctTest:Yes | Mass:40% Exposed | Dhw:62% EF | E23 | G10 | H14 | D07 | M02 | W02 | 4307.8719 | 318.5 | 779.625 | 480.5645 | 4725 | 0 | W194,R49,S7,IY,BY,CY,QY, | G3430, | C1512,LY,AN,FN,CCN,F80, | D6,DTY, | MY, | WY
| 1289 | 7573 | 05E24G09H13D07M01W04 | 1289 | W190,R49,S7,IY,BY,CY,QY,G3756,C1512,LY,AY,FY,CCY,F92,D6,DTY,MN,WS | 5.66 | 0.28 | 0.65 | 9.23 | 15.82 | 88.93% | 58.06% | 2 | 10651.4057 | 10170.8412 | 0.23333 | 192.7923 | 196.56 | 1.3222 | 319.9531 | 254.1 | Walls:R19,Roof:R49,SlabEdge:R7,Infiltration:Test 3.2 SLA,RadBarrier:Yes,CoolRoof:Yes,InsQuality:Yes | Window:0.37 U/0.56 SHGC | AirCond:15/12,ChargeLight:Yes,AirFlowTest:Yes,FanEnergyTest:Yes,MaxCoolCap:Yes,Furnace:0.92 | Duct:R6.0,DuctTest:Yes | Mass:Std | Dhw:60% EF with 50% solar | E24 | G09 | H13 | D07 | M01 | W04 | 4078.2787 | 318.5 | 1774.0625 | 480.5645 | 0 | 4000 | W190,R49,S7,IY,BY,CY,QY, | G3756, | C1512,LY,AY,FY,CCY,F92, | D6,DTY, | MN, | WS
| 1344 | 7628 | 05E24G10H13D07M01W04 | 1344 | W190,R49,S7,IY,BY,CY,QY,G3430,C1512,LY,AY,FY,CCY,F92,D6,DTY,MN,WS | 9.96 | 0 | 0.65 | 9.23 | 19.84 | 100% | 47.4% | 2 | 10651.4057 | 10170.8412 | 0 | 225.608 | 249.9 | 1.5556 | 287.1374 | 200.76 | Walls:R19,Roof:R49,SlabEdge:R7,Infiltration:Test 3.2 SLA,RadBarrier:Yes,CoolRoof:Yes,InsQuality:Yes | Window:0.34 U/0.30 SHGC | AirCond:15/12,ChargeLight:Yes,AirFlowTest:Yes,FanEnergyTest:Yes,MaxCoolCap:Yes,Furnace:0.92 | Duct:R6.0,DuctTest:Yes | Mass:Std | Dhw:60% EF with 50% solar | E24 | G10 | H13 | D07 | M01 | W04 | 4078.2787 | 318.5 | 1774.0625 | 480.5645 | 0 | 4000 | W190,R49,S7,IY,BY,CY,QY, | G3430, | C1512,LY,AY,FY,CCY,F92, | D6,DTY, | MN, | WS
| 1234 | 7518 | 05E23G12H13D07M01W04 | 1234 | W194,R49,S7,IY,BY,CY,QY,G4965,C1512,LY,AY,FY,CCY,F92,D6,DTY,MN,WS | 5.27 | 0.54 | 0.65 | 9.23 | 15.69 | 78.66% | 58.4% | 2 | 10721.7489 | 10241.1844 | 0.38889 | 207.1491 | 191.73 | 1.1667 | 305.5962 | 258.93 | Walls:R19+R4 foam,Roof:R49,SlabEdge:R7,Infiltration:Test 3.2 SLA,RadBarrier:Yes,CoolRoof:Yes,InsQuality:Yes | Window:0.49 U/0.65 SHGC | AirCond:15/12,ChargeLight:Yes,AirFlowTest:Yes,FanEnergyTest:Yes,MaxCoolCap:Yes,Furnace:0.92 | Duct:R6.0,DuctTest:Yes | Mass:Std | Dhw:60% EF with 50% solar | E23 | G12 | H13 | D07 | M01 | W04 | 4307.8719 | 159.25 | 1774.0625 | 480.5645 | 0 | 4000 | W194,R49,S7,IY,BY,CY,QY, | G4965, | C1512,LY,AY,FY,CCY,F92, | D6,DTY, | MN, | WS
| 1374 | 7658 | 05E24G12H09D07M02W02 | 1374 | W190,R49,S7,IY,BY,CY,QY,G4965,C1310,LN,AN,FN,CCN,F96,D6,DTY,MY,WY | 5.73 | 0.58 | 0.65 | 17.5 | 24.46 | 77.08% | 35.15% | 2 | 10808.0932 | 10327.5287 | 0.46667 | 246.1178 | 309.75 | 1.0889 | 266.6276 | 140.91 | Walls:R19,Roof:R49,SlabEdge:R7,Infiltration:Test 3.2 SLA,RadBarrier:Yes,CoolRoof:Yes,InsQuality:Yes | Window:0.49 U/0.65 SHGC | AirCond:13/10,ChargeLight:No,AirFlowTest:No,FanEnergyTest:No,MaxCoolCap:No,Furnace:0.96 | Duct:R6.0,DuctTest:Yes | Mass:40% Exposed | Dhw:62% EF | E24 | G12 | H09 | D07 | M02 | W02 | 4078.2787 | 159.25 | 1365 | 480.5645 | 4725 | 0 | W190,R49,S7,IY,BY,CY,QY, | G4965, | C1310,LN,AN,FN,CCN,F96, | D6,DTY, | MY, | WY
| 1124 | 7408 | 05E23G09H13D07M01W04 | 1124 | W194,R49,S7,IY,BY,CY,QY,G3756,C1512,LY,AY,FY,CCY,F92,D6,DTY,MN,WS | 4.72 | 0.25 | 0.65 | 9.23 | 14.85 | 90.12% | 60.63% | 2 | 10880.9989 | 10400.4344 | 0.23333 | 178.4354 | 184.8 | 1.3222 | 334.31 | 265.86 | Walls:R19+R4 foam,Roof:R49,SlabEdge:R7,Infiltration:Test 3.2 SLA,RadBarrier:Yes,CoolRoof:Yes,InsQuality:Yes | Window:0.37 U/0.56 SHGC | AirCond:15/12,ChargeLight:Yes,AirFlowTest:Yes,FanEnergyTest:Yes,MaxCoolCap:Yes,Furnace:0.92 | Duct:R6.0,DuctTest:Yes | Mass:Std | Dhw:60% EF with 50% solar | E23 | G09 | H13 | D07 | M01 | W04 | 4307.8719 | 318.5 | 1774.0625 | 480.5645 | 0 | 4000 | W194,R49,S7,IY,BY,CY,QY, | G3756, | C1512,LY,AY,FY,CCY,F92, | D6,DTY, | MN, | WS
| 1179 | 7463 | 05E23G10H13D07M01W04 | 1179 | W194,R49,S7,IY,BY,CY,QY,G3430,C1512,LY,AY,FY,CCY,F92,D6,DTY,MN,WS | 8.88 | 0 | 0.65 | 9.23 | 18.76 | 100% | 50.27% | 2 | 10880.9989 | 10400.4344 | 0 | 213.3021 | 236.46 | 1.5556 | 299.4433 | 214.2 | Walls:R19+R4 foam,Roof:R49,SlabEdge:R7,Infiltration:Test 3.2 SLA,RadBarrier:Yes,CoolRoof:Yes,InsQuality:Yes | Window:0.34 U/0.30 SHGC | AirCond:15/12,ChargeLight:Yes,AirFlowTest:Yes,FanEnergyTest:Yes,MaxCoolCap:Yes,Furnace:0.92 | Duct:R6.0,DuctTest:Yes | Mass:Std | Dhw:60% EF with 50% solar | E23 | G10 | H13 | D07 | M01 | W04 | 4307.8719 | 318.5 | 1774.0625 | 480.5645 | 0 | 4000 | W194,R49,S7,IY,BY,CY,QY, | G3430, | C1512,LY,AY,FY,CCY,F92, | D6,DTY, | MN, | WS
| 1394 | 7678 | 05E24G12H12D07M02W02 | 1394 | W190,R49,S7,IY,BY,CY,QY,G4965,C1312,LY,AY,FY,CCY,F92,D6,DTY,MY,WY | 5.87 | 0.45 | 0.65 | 17.5 | 24.47 | 82.21% | 35.13% | 2 | 10887.2807 | 10406.7162 | 0.38889 | 207.1491 | 313.74 | 1.1667 | 305.5962 | 136.92 | Walls:R19,Roof:R49,SlabEdge:R7,Infiltration:Test 3.2 SLA,RadBarrier:Yes,CoolRoof:Yes,InsQuality:Yes | Window:0.49 U/0.65 SHGC | AirCond:13/12,ChargeLight:Yes,AirFlowTest:Yes,FanEnergyTest:Yes,MaxCoolCap:Yes,Furnace:0.92 | Duct:R6.0,DuctTest:Yes | Mass:40% Exposed | Dhw:62% EF | E24 | G12 | H12 | D07 | M02 | W02 | 4078.2787 | 159.25 | 1444.1875 | 480.5645 | 4725 | 0 | W190,R49,S7,IY,BY,CY,QY, | G4965, | C1312,LY,AY,FY,CCY,F92, | D6,DTY, | MY, | WY
| 1264 | 7548 | 05E24G09H09D07M02W02 | 1264 | W190,R49,S7,IY,BY,CY,QY,G3756,C1310,LN,AN,FN,CCN,F96,D6,DTY,MY,WY | 5.25 | 0.23 | 0.65 | 17.5 | 23.63 | 90.91% | 37.35% | 2 | 10967.3432 | 10486.7787 | 0.23333 | 213.3021 | 304.08 | 1.3222 | 299.4433 | 146.58 | Walls:R19,Roof:R49,SlabEdge:R7,Infiltration:Test 3.2 SLA,RadBarrier:Yes,CoolRoof:Yes,InsQuality:Yes | Window:0.37 U/0.56 SHGC | AirCond:13/10,ChargeLight:No,AirFlowTest:No,FanEnergyTest:No,MaxCoolCap:No,Furnace:0.96 | Duct:R6.0,DuctTest:Yes | Mass:40% Exposed | Dhw:62% EF | E24 | G09 | H09 | D07 | M02 | W02 | 4078.2787 | 318.5 | 1365 | 480.5645 | 4725 | 0 | W190,R49,S7,IY,BY,CY,QY, | G3756, | C1310,LN,AN,FN,CCN,F96, | D6,DTY, | MY, | WY
| 1319 | 7603 | 05E24G10H09D07M02W02 | 1319 | W190,R49,S7,IY,BY,CY,QY,G3430,C1310,LN,AN,FN,CCN,F96,D6,DTY,MY,WY | 9.59 | 0 | 0.65 | 17.5 | 27.74 | 100% | 26.46% | 1 | 10967.3432 | 10486.7787 | 0 | 272.7805 | 356.16 | 1.5556 | 239.9648 | 94.5 | Walls:R19,Roof:R49,SlabEdge:R7,Infiltration:Test 3.2 SLA,RadBarrier:Yes,CoolRoof:Yes,InsQuality:Yes | Window:0.34 U/0.30 SHGC | AirCond:13/10,ChargeLight:No,AirFlowTest:No,FanEnergyTest:No,MaxCoolCap:No,Furnace:0.96 | Duct:R6.0,DuctTest:Yes | Mass:40% Exposed | Dhw:62% EF | E24 | G10 | H09 | D07 | M02 | W02 | 4078.2787 | 318.5 | 1365 | 480.5645 | 4725 | 0 | W190,R49,S7,IY,BY,CY,QY, | G3430, | C1310,LN,AN,FN,CCN,F96, | D6,DTY, | MY, | WY
| 1209 | 7493 | 05E23G12H09D07M02W02 | 1209 | W194,R49,S7,IY,BY,CY,QY,G4965,C1310,LN,AN,FN,CCN,F96,D6,DTY,MY,WY | 4.82 | 0.54 | 0.65 | 17.5 | 23.51 | 78.66% | 37.67% | 2 | 11037.6864 | 10557.1219 | 0.38889 | 227.659 | 299.04 | 1.1667 | 285.0864 | 151.62 | Walls:R19+R4 foam,Roof:R49,SlabEdge:R7,Infiltration:Test 3.2 SLA,RadBarrier:Yes,CoolRoof:Yes,InsQuality:Yes | Window:0.49 U/0.65 SHGC | AirCond:13/10,ChargeLight:No,AirFlowTest:No,FanEnergyTest:No,MaxCoolCap:No,Furnace:0.96 | Duct:R6.0,DuctTest:Yes | Mass:40% Exposed | Dhw:62% EF | E23 | G12 | H09 | D07 | M02 | W02 | 4307.8719 | 159.25 | 1365 | 480.5645 | 4725 | 0 | W194,R49,S7,IY,BY,CY,QY, | G4965, | C1310,LN,AN,FN,CCN,F96, | D6,DTY, | MY, | WY
| 1284 | 7568 | 05E24G09H12D07M02W02 | 1284 | W190,R49,S7,IY,BY,CY,QY,G3756,C1312,LY,AY,FY,CCY,F92,D6,DTY,MY,WY | 5.38 | 0.18 | 0.65 | 17.5 | 23.71 | 92.89% | 37.14% | 2 | 11046.5307 | 10565.9662 | 0.15556 | 182.5374 | 307.86 | 1.4 | 330.208 | 142.8 | Walls:R19,Roof:R49,SlabEdge:R7,Infiltration:Test 3.2 SLA,RadBarrier:Yes,CoolRoof:Yes,InsQuality:Yes | Window:0.37 U/0.56 SHGC | AirCond:13/12,ChargeLight:Yes,AirFlowTest:Yes,FanEnergyTest:Yes,MaxCoolCap:Yes,Furnace:0.92 | Duct:R6.0,DuctTest:Yes | Mass:40% Exposed | Dhw:62% EF | E24 | G09 | H12 | D07 | M02 | W02 | 4078.2787 | 318.5 | 1444.1875 | 480.5645 | 4725 | 0 | W190,R49,S7,IY,BY,CY,QY, | G3756, | C1312,LY,AY,FY,CCY,F92, | D6,DTY, | MY, | WY
| 1339 | 7623 | 05E24G10H12D07M02W02 | 1339 | W190,R49,S7,IY,BY,CY,QY,G3430,C1312,LY,AY,FY,CCY,F92,D6,DTY,MY,WY | 9.83 | 0 | 0.65 | 17.5 | 27.98 | 100% | 25.82% | 1 | 11046.5307 | 10565.9662 | 0 | 223.557 | 362.88 | 1.5556 | 289.1884 | 87.78 | Walls:R19,Roof:R49,SlabEdge:R7,Infiltration:Test 3.2 SLA,RadBarrier:Yes,CoolRoof:Yes,InsQuality:Yes | Window:0.34 U/0.30 SHGC | AirCond:13/12,ChargeLight:Yes,AirFlowTest:Yes,FanEnergyTest:Yes,MaxCoolCap:Yes,Furnace:0.92 | Duct:R6.0,DuctTest:Yes | Mass:40% Exposed | Dhw:62% EF | E24 | G10 | H12 | D07 | M02 | W02 | 4078.2787 | 318.5 | 1444.1875 | 480.5645 | 4725 | 0 | W190,R49,S7,IY,BY,CY,QY, | G3430, | C1312,LY,AY,FY,CCY,F92, | D6,DTY, | MY, | WY
| 1229 | 7513 | 05E23G12H12D07M02W02 | 1229 | W194,R49,S7,IY,BY,CY,QY,G4965,C1312,LY,AY,FY,CCY,F92,D6,DTY,MY,WY | 4.94 | 0.42 | 0.65 | 17.5 | 23.51 | 83.4% | 37.67% | 2 | 11116.8739 | 10636.3094 | 0.31111 | 192.7923 | 302.4 | 1.2444 | 319.9531 | 148.26 | Walls:R19+R4 foam,Roof:R49,SlabEdge:R7,Infiltration:Test 3.2 SLA,RadBarrier:Yes,CoolRoof:Yes,InsQuality:Yes | Window:0.49 U/0.65 SHGC | AirCond:13/12,ChargeLight:Yes,AirFlowTest:Yes,FanEnergyTest:Yes,MaxCoolCap:Yes,Furnace:0.92 | Duct:R6.0,DuctTest:Yes | Mass:40% Exposed | Dhw:62% EF | E23 | G12 | H12 | D07 | M02 | W02 | 4307.8719 | 159.25 | 1444.1875 | 480.5645 | 4725 | 0 | W194,R49,S7,IY,BY,CY,QY, | G4965, | C1312,LY,AY,FY,CCY,F92, | D6,DTY, | MY, | WY
| 1099 | 7383 | 05E23G09H09D07M02W02 | 1099 | W194,R49,S7,IY,BY,CY,QY,G3756,C1310,LN,AN,FN,CCN,F96,D6,DTY,MY,WY | 4.36 | 0.2 | 0.65 | 17.5 | 22.71 | 92.09% | 39.79% | 2 | 11196.9364 | 10716.3719 | 0.15556 | 192.7923 | 293.58 | 1.4 | 319.9531 | 157.08 | Walls:R19+R4 foam,Roof:R49,SlabEdge:R7,Infiltration:Test 3.2 SLA,RadBarrier:Yes,CoolRoof:Yes,InsQuality:Yes | Window:0.37 U/0.56 SHGC | AirCond:13/10,ChargeLight:No,AirFlowTest:No,FanEnergyTest:No,MaxCoolCap:No,Furnace:0.96 | Duct:R6.0,DuctTest:Yes | Mass:40% Exposed | Dhw:62% EF | E23 | G09 | H09 | D07 | M02 | W02 | 4307.8719 | 318.5 | 1365 | 480.5645 | 4725 | 0 | W194,R49,S7,IY,BY,CY,QY, | G3756, | C1310,LN,AN,FN,CCN,F96, | D6,DTY, | MY, | WY
| 1154 | 7438 | 05E23G10H09D07M02W02 | 1154 | W194,R49,S7,IY,BY,CY,QY,G3430,C1310,LN,AN,FN,CCN,F96,D6,DTY,MY,WY | 8.56 | 0 | 0.65 | 17.5 | 26.71 | 100% | 29.19% | 1 | 11196.9364 | 10716.3719 | 0 | 254.3217 | 343.98 | 1.5556 | 258.4237 | 106.68 | Walls:R19+R4 foam,Roof:R49,SlabEdge:R7,Infiltration:Test 3.2 SLA,RadBarrier:Yes,CoolRoof:Yes,InsQuality:Yes | Window:0.34 U/0.30 SHGC | AirCond:13/10,ChargeLight:No,AirFlowTest:No,FanEnergyTest:No,MaxCoolCap:No,Furnace:0.96 | Duct:R6.0,DuctTest:Yes | Mass:40% Exposed | Dhw:62% EF | E23 | G10 | H09 | D07 | M02 | W02 | 4307.8719 | 318.5 | 1365 | 480.5645 | 4725 | 0 | W194,R49,S7,IY,BY,CY,QY, | G3430, | C1310,LN,AN,FN,CCN,F96, | D6,DTY, | MY, | WY
| 1400 | 7684 | 05E24G12H13D07M02W02 | 1400 | W190,R49,S7,IY,BY,CY,QY,G4965,C1512,LY,AY,FY,CCY,F92,D6,DTY,MY,WY | 5.87 | 0.4 | 0.65 | 17.5 | 24.42 | 84.19% | 35.26% | 2 | 11217.1557 | 10736.5912 | 0.31111 | 203.0472 | 313.74 | 1.2444 | 309.6982 | 136.92 | Walls:R19,Roof:R49,SlabEdge:R7,Infiltration:Test 3.2 SLA,RadBarrier:Yes,CoolRoof:Yes,InsQuality:Yes | Window:0.49 U/0.65 SHGC | AirCond:15/12,ChargeLight:Yes,AirFlowTest:Yes,FanEnergyTest:Yes,MaxCoolCap:Yes,Furnace:0.92 | Duct:R6.0,DuctTest:Yes | Mass:40% Exposed | Dhw:62% EF | E24 | G12 | H13 | D07 | M02 | W02 | 4078.2787 | 159.25 | 1774.0625 | 480.5645 | 4725 | 0 | W190,R49,S7,IY,BY,CY,QY, | G4965, | C1512,LY,AY,FY,CCY,F92, | D6,DTY, | MY, | WY
| 1119 | 7403 | 05E23G09H12D07M02W02 | 1119 | W194,R49,S7,IY,BY,CY,QY,G3756,C1312,LY,AY,FY,CCY,F92,D6,DTY,MY,WY | 4.47 | 0.15 | 0.65 | 17.5 | 22.77 | 94.07% | 39.63% | 2 | 11276.1239 | 10795.5594 | 0.15556 | 168.1805 | 296.73 | 1.4 | 344.5649 | 153.93 | Walls:R19+R4 foam,Roof:R49,SlabEdge:R7,Infiltration:Test 3.2 SLA,RadBarrier:Yes,CoolRoof:Yes,InsQuality:Yes | Window:0.37 U/0.56 SHGC | AirCond:13/12,ChargeLight:Yes,AirFlowTest:Yes,FanEnergyTest:Yes,MaxCoolCap:Yes,Furnace:0.92 | Duct:R6.0,DuctTest:Yes | Mass:40% Exposed | Dhw:62% EF | E23 | G09 | H12 | D07 | M02 | W02 | 4307.8719 | 318.5 | 1444.1875 | 480.5645 | 4725 | 0 | W194,R49,S7,IY,BY,CY,QY, | G3756, | C1312,LY,AY,FY,CCY,F92, | D6,DTY, | MY, | WY
| 1174 | 7458 | 05E23G10H12D07M02W02 | 1174 | W194,R49,S7,IY,BY,CY,QY,G3430,C1312,LY,AY,FY,CCY,F92,D6,DTY,MY,WY | 8.78 | 0 | 0.65 | 17.5 | 26.93 | 100% | 28.61% | 1 | 11276.1239 | 10795.5594 | 0 | 211.2511 | 349.86 | 1.5556 | 301.4943 | 100.8 | Walls:R19+R4 foam,Roof:R49,SlabEdge:R7,Infiltration:Test 3.2 SLA,RadBarrier:Yes,CoolRoof:Yes,InsQuality:Yes | Window:0.34 U/0.30 SHGC | AirCond:13/12,ChargeLight:Yes,AirFlowTest:Yes,FanEnergyTest:Yes,MaxCoolCap:Yes,Furnace:0.92 | Duct:R6.0,DuctTest:Yes | Mass:40% Exposed | Dhw:62% EF | E23 | G10 | H12 | D07 | M02 | W02 | 4307.8719 | 318.5 | 1444.1875 | 480.5645 | 4725 | 0 | W194,R49,S7,IY,BY,CY,QY, | G3430, | C1312,LY,AY,FY,CCY,F92, | D6,DTY, | MY, | WY
| 1290 | 7574 | 05E24G09H13D07M02W02 | 1290 | W190,R49,S7,IY,BY,CY,QY,G3756,C1512,LY,AY,FY,CCY,F92,D6,DTY,MY,WY | 5.38 | 0.15 | 0.65 | 17.5 | 23.68 | 94.07% | 37.22% | 2 | 11376.4057 | 10895.8412 | 0.15556 | 180.4864 | 307.86 | 1.4 | 332.259 | 142.8 | Walls:R19,Roof:R49,SlabEdge:R7,Infiltration:Test 3.2 SLA,RadBarrier:Yes,CoolRoof:Yes,InsQuality:Yes | Window:0.37 U/0.56 SHGC | AirCond:15/12,ChargeLight:Yes,AirFlowTest:Yes,FanEnergyTest:Yes,MaxCoolCap:Yes,Furnace:0.92 | Duct:R6.0,DuctTest:Yes | Mass:40% Exposed | Dhw:62% EF | E24 | G09 | H13 | D07 | M02 | W02 | 4078.2787 | 318.5 | 1774.0625 | 480.5645 | 4725 | 0 | W190,R49,S7,IY,BY,CY,QY, | G3756, | C1512,LY,AY,FY,CCY,F92, | D6,DTY, | MY, | WY
| 1345 | 7629 | 05E24G10H13D07M02W02 | 1345 | W190,R49,S7,IY,BY,CY,QY,G3430,C1512,LY,AY,FY,CCY,F92,D6,DTY,MY,WY | 9.83 | 0 | 0.65 | 17.5 | 27.98 | 100% | 25.82% | 1 | 11376.4057 | 10895.8412 | 0 | 223.557 | 362.88 | 1.5556 | 289.1884 | 87.78 | Walls:R19,Roof:R49,SlabEdge:R7,Infiltration:Test 3.2 SLA,RadBarrier:Yes,CoolRoof:Yes,InsQuality:Yes | Window:0.34 U/0.30 SHGC | AirCond:15/12,ChargeLight:Yes,AirFlowTest:Yes,FanEnergyTest:Yes,MaxCoolCap:Yes,Furnace:0.92 | Duct:R6.0,DuctTest:Yes | Mass:40% Exposed | Dhw:62% EF | E24 | G10 | H13 | D07 | M02 | W02 | 4078.2787 | 318.5 | 1774.0625 | 480.5645 | 4725 | 0 | W190,R49,S7,IY,BY,CY,QY, | G3430, | C1512,LY,AY,FY,CCY,F92, | D6,DTY, | MY, | WY
| 1235 | 7519 | 05E23G12H13D07M02W02 | 1235 | W194,R49,S7,IY,BY,CY,QY,G4965,C1512,LY,AY,FY,CCY,F92,D6,DTY,MY,WY | 4.94 | 0.37 | 0.65 | 17.5 | 23.46 | 85.38% | 37.8% | 2 | 11446.7489 | 10966.1844 | 0.23333 | 188.6903 | 302.4 | 1.3222 | 324.0551 | 148.26 | Walls:R19+R4 foam,Roof:R49,SlabEdge:R7,Infiltration:Test 3.2 SLA,RadBarrier:Yes,CoolRoof:Yes,InsQuality:Yes | Window:0.49 U/0.65 SHGC | AirCond:15/12,ChargeLight:Yes,AirFlowTest:Yes,FanEnergyTest:Yes,MaxCoolCap:Yes,Furnace:0.92 | Duct:R6.0,DuctTest:Yes | Mass:40% Exposed | Dhw:62% EF | E23 | G12 | H13 | D07 | M02 | W02 | 4307.8719 | 159.25 | 1774.0625 | 480.5645 | 4725 | 0 | W194,R49,S7,IY,BY,CY,QY, | G4965, | C1512,LY,AY,FY,CCY,F92, | D6,DTY, | MY, | WY
| 1125 | 7409 | 05E23G09H13D07M02W02 | 1125 | W194,R49,S7,IY,BY,CY,QY,G3756,C1512,LY,AY,FY,CCY,F92,D6,DTY,MY,WY | 4.47 | 0.13 | 0.65 | 17.5 | 22.75 | 94.86% | 39.69% | 2 | 11605.9989 | 11125.4344 | 0.15556 | 166.1295 | 296.73 | 1.4 | 346.6159 | 153.93 | Walls:R19+R4 foam,Roof:R49,SlabEdge:R7,Infiltration:Test 3.2 SLA,RadBarrier:Yes,CoolRoof:Yes,InsQuality:Yes | Window:0.37 U/0.56 SHGC | AirCond:15/12,ChargeLight:Yes,AirFlowTest:Yes,FanEnergyTest:Yes,MaxCoolCap:Yes,Furnace:0.92 | Duct:R6.0,DuctTest:Yes | Mass:40% Exposed | Dhw:62% EF | E23 | G09 | H13 | D07 | M02 | W02 | 4307.8719 | 318.5 | 1774.0625 | 480.5645 | 4725 | 0 | W194,R49,S7,IY,BY,CY,QY, | G3756, | C1512,LY,AY,FY,CCY,F92, | D6,DTY, | MY, | WY
| 1180 | 7464 | 05E23G10H13D07M02W02 | 1180 | W194,R49,S7,IY,BY,CY,QY,G3430,C1512,LY,AY,FY,CCY,F92,D6,DTY,MY,WY | 8.78 | 0 | 0.65 | 17.5 | 26.93 | 100% | 28.61% | 1 | 11605.9989 | 11125.4344 | 0 | 211.2511 | 349.86 | 1.5556 | 301.4943 | 100.8 | Walls:R19+R4 foam,Roof:R49,SlabEdge:R7,Infiltration:Test 3.2 SLA,RadBarrier:Yes,CoolRoof:Yes,InsQuality:Yes | Window:0.34 U/0.30 SHGC | AirCond:15/12,ChargeLight:Yes,AirFlowTest:Yes,FanEnergyTest:Yes,MaxCoolCap:Yes,Furnace:0.92 | Duct:R6.0,DuctTest:Yes | Mass:40% Exposed | Dhw:62% EF | E23 | G10 | H13 | D07 | M02 | W02 | 4307.8719 | 318.5 | 1774.0625 | 480.5645 | 4725 | 0 | W194,R49,S7,IY,BY,CY,QY, | G3430, | C1512,LY,AY,FY,CCY,F92, | D6,DTY, | MY, | WY
TDV Total
Case Number
Toggle Filter
All Tier1
All Tier2
Incremental Cost
15-20% Tier1
35-40% Tier2

## Terminology
This tab describes key terminology used in the study
There is no data the user should change on this tab
Standard:
This describes the requirements of Title 24. They vary both by year (2005, 2008) and by climate zone.
The fact that the standard features vary by climate zone increases the complexity of studies like this one because
the starting energy features and costs differ for each climate zone.
Baseline:
A package of minimum features often used by production builders
In all climate zones this includes vinyl low E windows and a 0.62 EF water heater
Other features vary by climate zone as specified in the Baseline tab
Reference:
This study displays incremental costs and energy savings with respect to a reference case.
The user may select whether the reference case is the Standard or the Baseline
Prototype:
Two prototype homes are available in this study. Drawings are under the Prototype tabs to the right.
Prototypes include a 2100ft2 one story slab-on-grade home and a 2700ft2 two story slab-on-grade home.
Window area is 17.3% of floor area and is assumed to be equally distributed for this study.
Minimum:
To build up a cost estimate, this is the minimum feature considered in this study and has by definition a cost of zero.
For example, the minimum wall insulation in this study is R13 and it has a cost of $0 per ft2
Measures:
For each building energy feature, there is a list of possible measures. Each measure has a cost that depends on the size of the home and
whether or not verification is required by the standards.
The measures and their costs may be viewed and changed in the Measures&Costs tab.
Groups:
Measures are grouped together to make managing the many possible combinations easier.
The groups and the costs for the groups may be viewed in the Groups&Costs tab.
Cases:
Each case, indicated by a case number, is an individual Micropas run with the measures specified.
Incremental Cost:
The builder cost of a specific case minus the cost of the reference case.
Savings:
The kW, kWh or Therms of the reference design minus the kW, kWh or Therms of a specific case
kW: | The kW is calculated in accordance with CPUC rules and represents an averaged demand impact
based on the average kWh from 2-5pm on 3 consecutive hot days. Each climate zone has its own
3 day period based on an analysis of the weather data. For this study it is assumed
that the air conditioner does not cycle and a diversity factor of 0.7 is also applied.
Costs:
Because cost estimates have wide ranges, this tool allows the entry of a low and a high cost estimate and calculates an average cost.
The user may change the costs in the Measure&Cost tab as needed.
Sorting:
Sorting provides a method to get interesting results displayed at the top of the table.
Sorts are provided by total TDV energy, builder incremental cost and case number.
Filter:
Filtering limits the cases displayed to get interesting results to be at the top of the summary table.
Filters are provided to limit display to all tier data or to tier data within 5% of the tier criteria.
Tier:
The New Solar Home Partnership identifies two tier levels of energy savings.
Tier 1 represents a 15% improvement in total TDV energy.
Tier 2 represents a 35% improvement in total TDV energy and a 40% improvement it cooling TDV energy
In this study, if home meets Tier 2, it is NOT counted as being a Tier 1 home.
In accordance with PG&E RNC program requirements, there must be both electric and gas savings to qualify.
In this study, this is checked by verifying that the kWh and therm savings is positive.

## Measures&Costs
This tab has the measure and cost data.
The costs are intended to represent production builder costs
See note on Wall Insulation below the table
Costs are relative to the minimum cost for the measure. For instance, wall insulation upgrades for R19 is the cost from minimum R13 used in this study
The user may change cost data in green and blue columns and the notes in the brown columns. Changes made here will update rest of spreadsheet
Measures & Costs
Measure Descrption |  |  |  | Low Cost |  |  | High Cost |  |  | Average Size 2100ft2
Measure | Description | Code | Unit | Builder Cost/Unit | HERS Verification Cost | Source | Builder Cost/Unit | HERS Verification Cost | Source | Units | Builder Low Cost | Builder Ave Cost | Builder High Cost | Notes
Envelope
Window | 0.67 U/0.70 SHGC | G6770 | GlassArea | 0 | 0 | Minimum | 0 | 0 | Minimum | 364 | 0 | 0 | 0 | Package D Window
| 0.57 U/0.70 SHGC | G5770 | GlassArea | 0 | 0 | Minimum | 0 | 0 | Minimum | 364 | 0 | 0 | 0 | Package D Window
| 0.55 U/0.70 SHGC | G5570 | GlassArea | 0 | 0 | Minimum | 0 | 0 | Minimum | 364 | 0 | 0 | 0 | Package D Window
| 0.67 U/0.40 SHGC | G6740 | GlassArea | 0.375 | 0 | 0.75xhigh | 0.5 | 0 | Author | 364 | 136.5 | 159.25 | 182 | Cost of Low E Glass
| 0.57 U/0.40 SHGC | G5740 | GlassArea | 0.375 | 0 | 0.75xhigh | 0.5 | 0 | Author | 364 | 136.5 | 159.25 | 182 | Cost of Low E Glass
| 0.40 U/0.65 SHGC | G4065 | GlassArea | 0.75 | 0 | 0.75xhigh | 1 | 0 | Author | 364 | 273 | 318.5 | 364 | Cost of Low E Glass and Vinyl Frame
| 0.40 U/0.40 SHGC | G4040 | GlassArea | 0.75 | 0 | 0.75xhigh | 1 | 0 | Author | 364 | 273 | 318.5 | 364 | Cost of Low E Glass and Vinyl Frame
| 0.40 U/0.35 SHGC | G4035 | GlassArea | 0.75 | 0 | 0.75xhigh | 1 | 0 | Author | 364 | 273 | 318.5 | 364 | Cost of Low E Glass and Vinyl Frame
| 0.37 U/0.56 SHGC | G3756 | GlassArea | 0.75 | 0 | 0.75xhigh | 1 | 0 | Author | 364 | 273 | 318.5 | 364 | Cost of High Solar Low E Glass and Vinyl Frame
| 0.34 U/0.30 SHGC | G3430 | GlassArea | 0.75 | 0 | 0.75xhigh | 1 | 0 | Author | 364 | 273 | 318.5 | 364 | Cost of Mid Solar Low E Glass and Vinyl Frame
| 0.33 U/0.22 SHGC | G3322 | GlassArea | 1.5 | 0 | 0.75xhigh | 2 | 0 | Author | 364 | 546 | 637 | 728 | Cost of Low Solar Low E Glass and Vinyl Frame
| 0.49 U/0.65 SHGC | G4965 | GlassArea | 0.375 | 0 | 0.75xhigh | 0.5 | 0 | Author | 364 | 136.5 | 159.25 | 182 | Cost of Vinyl Frame
Walls | R13 | W130 | WallArea | 0 | 0 | Minimum | 0 | 0 | Minimum | 1404 | 0 | 0 | 0
| R13+R4 foam | W134 | WallArea | 0.14017 | 0 | 0.75xhigh | 0.18689 | 0 | Builder | 1404 | 196.7941 | 229.5932 | 262.3922 | Assumes 2x4 constuction with foam board and one coat stucco system
| R15 | W150 | WallArea | 0.12 | 0 | 0.75xhigh | 0.16 | 0 | Builder | 1404 | 168.48 | 196.56 | 224.64 | Not a typo compared to R19, R15 is not as widely available in the market and costs the same as R19
| R15+R4 foam | W154 | WallArea | 0.26017 | 0 | 0.75xhigh | 0.34689 | 0 | Builder | 1404 | 365.2741 | 426.1532 | 487.0322 | Assumes 2x4 constuction with foam board and one coat stucco system
| R19 | W190 | WallArea | 0.12 | 0 | 0.75xhigh | 0.16 | 0 | Builder | 1404 | 168.48 | 196.56 | 224.64
| R19+R4 foam | W194 | WallArea | 0.26017 | 0 | 0.75xhigh | 0.34689 | 0 | Builder | 1404 | 365.2741 | 426.1532 | 487.0322 | Assumes 2x4 constuction with foam board and one coat stucco system
| R21 | W210 | WallArea | 0.1725 | 0 | 0.75xhigh | 0.23 | 0 | Builder | 1404 | 242.19 | 282.555 | 322.92
| R21+R4 foam | W214 | WallArea | 0.31267 | 0 | 0.75xhigh | 0.41689 | 0 | Builder | 1404 | 438.9841 | 512.1482 | 585.3122 | Assumes 2x4 constuction with foam board and one coat stucco system
Roof | R30 | R30 | CeilingArea | 0 | 0 | Minimum | 0 | 0 | Baseline | 2100 | 0 | 0 | 0
| R38 | R38 | CeilingArea | 0.075 | 0 | 0.75xhigh | 0.1 | 0 | Builder | 2100 | 157.5 | 183.75 | 210
| R49 | R49 | CeilingArea | 0.1875 | 0 | 0.75xhigh | 0.25 | 0 | Builder | 2100 | 393.75 | 459.375 | 525
SlabEdge | R0 | S0 | SlabLength | 0 | 0 | Minimum | 0 | 0 | Baseline | 194 | 0 | 0 | 0
| R7 | S7 | SlabLength | 4.875 | 0 | 0.75xhigh | 6.5 | 0 | Builder | 194 | 945.75 | 1103.375 | 1261
RadBarrier | No | BN | RoofArea | 0 | 0 | Minimum | 0 | 0 | Baseline | 2625 | 0 | 0 | 0
| Yes | BY | RoofArea | 0.1575 | 0 | 0.75xhigh | 0.21 | 0 | Builder | 2625 | 413.4375 | 482.3438 | 551.25
CoolRoof | No | CN | RoofArea | 0 | 0 | Minimum | 0 | 0 | Baseline | 2625 | 0 | 0 | 0
| Yes | CY | RoofArea | 0.45 | 0 | 0.75xhigh | 0.6 | 0 | Builder | 2625 | 1181.25 | 1378.125 | 1575
Infiltration | No | IN | Units | 0 | 0 | Minimum | 0 | 0 | Minimum | 1 | 0 | 0 | 0
| Housewrap | IH | WallArea | 0.2 | 0 | Estimate | 0.25 | 0 | 1.25xlow | 1404 | 280.8 | 315.9 | 351
| Test 3.2 SLA | IY | Units | 0 | 177 | 0.75xhigh | 0 | 236 | Builder | 1 | 177 | 206.5 | 236
InsQuality | No | QN | Units | 0 | 0 | Minimum | 0 | 0 | Minimum | 1 | 0 | 0 | 0
| Yes | QY | Units | 0 | 216 | 0.75xhigh | 0 | 288 | Builder | 1 | 216 | 252 | 288
Mass | Std | MN | SlabArea | 0 | 0 | Minimum | 0 | 0 | Minimum | 2100 | 0 | 0 | 0
| 40% Exposed | MY | SlabArea | 2 | 0 | Author | 2.5 | 0 | 1.25xlow | 2100 | 4200 | 4725 | 5250
Cooling System
AirCond | 13/10 | C1310 | Systems | 0 | 0 | Minimum | 0 | 0 | Minimum | 1 | 0 | 0 | 0
| 13/11 | C1311 | Systems | 9.75 | 0 | 0.75xhigh | 13 | 0 | Builder | 1 | 9.75 | 11.375 | 13
| 13/12 | C1312 | Systems | 204.75 | 0 | 0.75xhigh | 273 | 0 | Builder | 1 | 204.75 | 238.875 | 273
| 15/12 | C1512 | Systems | 487.5 | 0 | 0.75xhigh | 650 | 0 | Builder | 1 | 487.5 | 568.75 | 650
TXV | No | XN | Systems | 0 | 0 | Minimum | 0 | 0 | Minimum | 1 | 0 | 0 | 0 | Widely used alternative to testing refrigerant charge as this test is a problem for HERS Raters
| Yes | XY | Systems | 25 | 25 | Author | 31.25 | 31.25 | 1.25xlow | 1 | 50 | 56.25 | 62.5
ChargeLight | No | LN | Systems | 0 | 0 | Minimum | 0 | 0 | Minimum | 1 | 0 | 0 | 0 | Expected to be used as an alternative to testing refrigerant charge
| Yes | LY | Systems | 180.75 | 0 | 0.75xhigh | 241 | 0 | Builder | 1 | 180.75 | 210.875 | 241
AirFlowTest | No | AN | Systems | 0 | 0 | Minimum | 0 | 0 | Minimum | 1 | 0 | 0 | 0
| Yes | AY | Systems | 0 | 191.25 | 0.75xhigh | 0 | 255 | Builder | 1 | 191.25 | 223.125 | 255
FanEnergyTest | No | FN | Systems | 0 | 0 | Minimum | 0 | 0 | Minimum | 1 | 0 | 0 | 0
| Yes | FY | Systems | 0 | 71.25 | 0.75xhigh | 0 | 95 | Builder | 1 | 71.25 | 83.125 | 95 | Not widely used in 2005
MaxCoolCap | No | CCN | Systems | 0 | 0 | Minimum | 0 | 0 | Minimum | 1 | 0 | 0 | 0
| Yes | CCY | Systems | 0 | 4.875 | 0.75xhigh | 0 | 6.5 | Builder | 1 | 4.875 | 5.6875 | 6.5 | Sometimes called right sizing
Heating System
Furnace | 78% | F78 | Units | 0 | 0 | Minimum | 0 | 0 | Minimum | 1 | 0 | 0 | 0
| 80% | F80 | Units | 0 | 0 | See Notes | 0 | 0 | See Notes | 1 | 0 | 0 | 0 | 80% AFUE furnaces widely available at little or no extra cost to production builders
| 92% | F92 | Units | 585 | 0 | 0.75xhigh | 780 | 0 | Builder | 1 | 585 | 682.5 | 780
| 96% | F96 | Units | 1170 | 0 | 0.75xhigh | 1560 | 0 | Builder | 1 | 1170 | 1365 | 1560
Duct System
Duct | R4.2 | D4 | DuctLength | 0 | 0 | Minimum | 0 | 0 | Minimum | 214.0127 | 0 | 0 | 0
| R6.0 | D6 | DuctLength | 0.975 | 0 | 0.75xhigh | 1.3 | 0 | Builder | 214.0127 | 208.6624 | 243.4395 | 278.2166
| R8.0 | D8 | DuctLength | 1.4625 | 0 | 0.75xhigh | 1.95 | 0 | Builder | 214.0127 | 312.9936 | 365.1592 | 417.3248
| Conditioned Space | DC | DuctLength | 7.5 | 0 | 0.75xhigh | 10 | 0 | Author | 214.0127 | 1605.0955 | 1872.6115 | 2140.1274
DuctTest | No | DTN | Systems | 0 | 0 | Minimum | 0 | 0 | Minimum | 1 | 0 | 0 | 0
| Yes | DTY | Systems | 0 | 203.25 | 0.75xhigh | 0 | 271 | Builder | 1 | 203.25 | 237.125 | 271
| Lower Leakage | DTL | Systems | 0 | 0 | Missing | 0 | 0 | Missing | 1 | 0 | 0 | 0
Water Heating
WaterHeat | 57% EF | WN | Units | 0 | 0 | Minimum | 0 | 0 | Minimum | 1 | 0 | 0 | 0
| 62% EF | WY | Units | 0 | 0 | See Notes | 0 | 0 | See Notes | 1 | 0 | 0 | 0 | 0.60 to 0.62 EF water heaters widely available at little or no extra cost to production builders
| 84% EF Tankless | WT | Units | 975 | 0 | 0.75xhigh | 1300 | 0 | Builder | 1 | 975 | 1137.5 | 1300
| 60% EF with 50% solar | WS | Units | 2000 | 0 | Utility | 6000 | 0 | Utility | 1 | 2000 | 4000 | 6000
Notes: | The "Author" source for this study was Enercomp
The "Builder" source for this study was data from a Consol survey of production builders for the development of the 2008 standards
In 2008, there is a mandatory requirement for mechanical ventilation.
The HERS verification costs are for production builders under rules that allow testing in 1 out of 7 homes. Results not valid for single homes.
Measures were selected based on what features are attractive to builders, coupled with practical experience that shows for example that refrigerant charge testing is infrequent.
NSHP HERS verification is much more than just a standards verification - requires full Energy Star like inspection of all building energy features
Special Note on Wall Insulation
The use of rigid foam on the outsite of walls is required when builders use 1-coat stucco systems.
While this does add the cost of the foam, it reduces labor costs compared to traditional 3-coat stucco systems.
Most builders do not choose to use rigid foam as an energy feature - it is a choice of stucco systems and varies by local practice
| Builder foam cost per home |  | 325
| Estimated cost per ft2 |  | 0.18689
Insulation upgrades do not include the cost of switching between 2x4 and 2x6 construction as few builders would switch to 2x6 construction
just for energy upgrades because of its large cost and reduction in liveable floor area that establishes the value of the home to buyers.
available and being used
a littler more fringe (like tankless)
ducts in conditioned spaces

## Groups&Costs
This tab documents the measures included with each grouping and builds up the cost for each set of features
Measures are grouped togther as Envelope, Glass, HVAC, Ducts, Mass and Dhw
Each grouping may have one or more measures
Groups in red indicate that the group was only run on a limited basis to match standards package D requirements
There is no data the user should change on this tab
Envelope |  | Measure | Total | Measures | [6 empty] | Costs | [7 empty] | 2005 | 2008
Group Code | Description | Codes | Cost | Walls | Roof | SlabEdge | Infiltration | RadBarrier | CoolRoof | InsQuality | Walls | Roof | SlabEdge | Infiltration | RadBarrier | CR | InsQuality |  | CR | CR
Minimum |  |  | 0 | W130 | R30 | S0 | IN | BN | CN | QN | 0 | 0 | 0 | 0 | 0 | 0 | 0 |  | CN | CN
E01 | Walls:R21,Roof:R38,SlabEdge:R0,Infiltration:No,RadBarrier:No,CoolRoof:No,InsQuality:No | W210,R38,S0,IN,BN,CN,QN, | 466.305 | W210 | R38 | S0 | IN | BN | CN | QN | 282.555 | 183.75 | 0 | 0 | 0 | 0 | 0 |  | CN | CN
E02 | Walls:R13,Roof:R30,SlabEdge:R0,Infiltration:No,RadBarrier:Yes,CoolRoof:No,InsQuality:No | W130,R30,S0,IN,BY,CN,QN, | 482.3438 | W130 | R30 | S0 | IN | BY | CN | QN | 0 | 0 | 0 | 0 | 482.3438 | 0 | 0 |  | CN | CN
E03 | Walls:R13,Roof:R30,SlabEdge:R0,Infiltration:No,RadBarrier:No,CoolRoof:No,InsQuality:No | W130,R30,S0,IN,BN,CN,QN, | 0 | W130 | R30 | S0 | IN | BN | CN | QN | 0 | 0 | 0 | 0 | 0 | 0 | 0 |  | CN | CN
E04 | Walls:R13,Roof:R30,SlabEdge:R0,Infiltration:No,RadBarrier:Yes,CoolRoof:No,InsQuality:No | W130,R30,S0,IN,BY,CN,QN, | 482.3438 | W130 | R30 | S0 | IN | BY | CN | QN | 0 | 0 | 0 | 0 | 482.3438 | 0 | 0 |  | CN | CN
E05 | Walls:R13,Roof:R30,SlabEdge:R0,Infiltration:No,RadBarrier:No,CoolRoof:No,InsQuality:No | W130,R30,S0,IN,BN,CN,QN, | 0 | W130 | R30 | S0 | IN | BN | CN | QN | 0 | 0 | 0 | 0 | 0 | 0 | 0 |  | CN | CN
E06 | Walls:R13,Roof:R30,SlabEdge:R0,Infiltration:No,RadBarrier:No,CoolRoof:No,InsQuality:No | W130,R30,S0,IN,BN,CN,QN, | 0 | W130 | R30 | S0 | IN | BN | CN | QN | 0 | 0 | 0 | 0 | 0 | 0 | 0 |  | CN | CN
E07 | Walls:R13,Roof:R30,SlabEdge:R0,Infiltration:No,RadBarrier:No,CoolRoof:No,InsQuality:No | W130,R30,S0,IN,BN,CN,QN, | 0 | W130 | R30 | S0 | IN | BN | CN | QN | 0 | 0 | 0 | 0 | 0 | 0 | 0 |  | CN | CN
E08 | Walls:R13,Roof:R30,SlabEdge:R0,Infiltration:No,RadBarrier:Yes,CoolRoof:No,InsQuality:No | W130,R30,S0,IN,BY,CN,QN, | 482.3438 | W130 | R30 | S0 | IN | BY | CN | QN | 0 | 0 | 0 | 0 | 482.3438 | 0 | 0 |  | CN | CN
E09 | Walls:R13,Roof:R30,SlabEdge:R0,Infiltration:No,RadBarrier:Yes,CoolRoof:No,InsQuality:No | W130,R30,S0,IN,BY,CN,QN, | 482.3438 | W130 | R30 | S0 | IN | BY | CN | QN | 0 | 0 | 0 | 0 | 482.3438 | 0 | 0 |  | CN | CN
E10 | Walls:R13,Roof:R30,SlabEdge:R0,Infiltration:No,RadBarrier:Yes,CoolRoof:Yes,InsQuality:No | W130,R30,S0,IN,BY,CY,QN, | 1860.4688 | W130 | R30 | S0 | IN | BY | CY | QN | 0 | 0 | 0 | 0 | 482.3438 | 1378.125 | 0 |  | CN | CY
E11 | Walls:R19,Roof:R38,SlabEdge:R0,Infiltration:No,RadBarrier:Yes,CoolRoof:Yes,InsQuality:No | W190,R38,S0,IN,BY,CY,QN, | 2240.7787 | W190 | R38 | S0 | IN | BY | CY | QN | 196.56 | 183.75 | 0 | 0 | 482.3438 | 1378.125 | 0 |  | CN | CY
E12 | Walls:R19,Roof:R38,SlabEdge:R0,Infiltration:No,RadBarrier:Yes,CoolRoof:Yes,InsQuality:No | W190,R38,S0,IN,BY,CY,QN, | 2240.7787 | W190 | R38 | S0 | IN | BY | CY | QN | 196.56 | 183.75 | 0 | 0 | 482.3438 | 1378.125 | 0 |  | CN | CY
E13 | Walls:R19,Roof:R38,SlabEdge:R0,Infiltration:No,RadBarrier:Yes,CoolRoof:Yes,InsQuality:No | W190,R38,S0,IN,BY,CY,QN, | 2240.7787 | W190 | R38 | S0 | IN | BY | CY | QN | 196.56 | 183.75 | 0 | 0 | 482.3438 | 1378.125 | 0 |  | CN | CY
E14 | Walls:R21,Roof:R38,SlabEdge:R0,Infiltration:No,RadBarrier:Yes,CoolRoof:Yes,InsQuality:No | W210,R38,S0,IN,BY,CY,QN, | 2326.7737 | W210 | R38 | S0 | IN | BY | CY | QN | 282.555 | 183.75 | 0 | 0 | 482.3438 | 1378.125 | 0 |  | CN | CY
E15 | Walls:R21,Roof:R38,SlabEdge:R0,Infiltration:No,RadBarrier:Yes,CoolRoof:Yes,InsQuality:No | W210,R38,S0,IN,BY,CY,QN, | 2326.7737 | W210 | R38 | S0 | IN | BY | CY | QN | 282.555 | 183.75 | 0 | 0 | 482.3438 | 1378.125 | 0 |  | CN | CY
E16 | Walls:R21,Roof:R38,SlabEdge:R7,Infiltration:No,RadBarrier:No,CoolRoof:No,InsQuality:No | W210,R38,S7,IN,BN,CN,QN, | 1569.68 | W210 | R38 | S7 | IN | BN | CN | QN | 282.555 | 183.75 | 1103.375 | 0 | 0 | 0 | 0 |  | CN | CN
E17 | Walls:R13,Roof:R38,SlabEdge:R0,Infiltration:No,RadBarrier:No,CoolRoof:No,InsQuality:No | W130,R38,S0,IN,BN,CN,QN, | 183.75 | W130 | R38 | S0 | IN | BN | CN | QN | 0 | 183.75 | 0 | 0 | 0 | 0 | 0 |  | CN | CN
E18 | Walls:R13+R4 foam,Roof:R38,SlabEdge:R0,Infiltration:No,RadBarrier:No,CoolRoof:No,InsQuality:No | W134,R38,S0,IN,BN,CN,QN, | 413.3432 | W134 | R38 | S0 | IN | BN | CN | QN | 229.5932 | 183.75 | 0 | 0 | 0 | 0 | 0 |  | CN | CN
E19 | Walls:R13+R4 foam,Roof:R38,SlabEdge:R0,Infiltration:No,RadBarrier:Yes,CoolRoof:No,InsQuality:No | W134,R38,S0,IN,BY,CN,QN, | 895.6869 | W134 | R38 | S0 | IN | BY | CN | QN | 229.5932 | 183.75 | 0 | 0 | 482.3438 | 0 | 0 |  | CN | CN
E20 | Walls:R13+R4 foam,Roof:R38,SlabEdge:R0,Infiltration:Test 3.2 SLA,RadBarrier:No,CoolRoof:No,InsQuality:No | W134,R38,S0,IY,BN,CN,QN, | 619.8432 | W134 | R38 | S0 | IY | BN | CN | QN | 229.5932 | 183.75 | 0 | 206.5 | 0 | 0 | 0 |  | CN | CN
E21 | Walls:R13+R4 foam,Roof:R38,SlabEdge:R0,Infiltration:Test 3.2 SLA,RadBarrier:No,CoolRoof:No,InsQuality:Yes | W134,R38,S0,IY,BN,CN,QY, | 871.8432 | W134 | R38 | S0 | IY | BN | CN | QY | 229.5932 | 183.75 | 0 | 206.5 | 0 | 0 | 252 |  | CN | CN
E22 | Walls:R13+R4 foam,Roof:R49,SlabEdge:R0,Infiltration:Test 3.2 SLA,RadBarrier:Yes,CoolRoof:Yes,InsQuality:Yes | W134,R49,S0,IY,BY,CY,QY, | 3007.9369 | W134 | R49 | S0 | IY | BY | CY | QY | 229.5932 | 459.375 | 0 | 206.5 | 482.3438 | 1378.125 | 252 |  | CN | CY
E23 | Walls:R19+R4 foam,Roof:R49,SlabEdge:R7,Infiltration:Test 3.2 SLA,RadBarrier:Yes,CoolRoof:Yes,InsQuality:Yes | W194,R49,S7,IY,BY,CY,QY, | 4307.8719 | W194 | R49 | S7 | IY | BY | CY | QY | 426.1532 | 459.375 | 1103.375 | 206.5 | 482.3438 | 1378.125 | 252 |  | CN | CY
E24 | Walls:R19,Roof:R49,SlabEdge:R7,Infiltration:Test 3.2 SLA,RadBarrier:Yes,CoolRoof:Yes,InsQuality:Yes | W190,R49,S7,IY,BY,CY,QY, | 4078.2787 | W190 | R49 | S7 | IY | BY | CY | QY | 196.56 | 459.375 | 1103.375 | 206.5 | 482.3438 | 1378.125 | 252 |  | CN | CN
E25 | Walls:R13,Roof:R30,SlabEdge:R0,Infiltration:No,RadBarrier:No,CoolRoof:No,InsQuality:No | W130,R30,S0,IN,BN,CN,QN, | 0 | W130 | R30 | S0 | IN | BN | CN | QN | 0 | 0 | 0 | 0 | 0 | 0 | 0 |  | CN | CN
Glass |  | Measure | Total
Group Code | Description | Codes | Cost | Window
Minimum |  |  | 0 | G6770
G01 | Window:0.67 U/0.70 SHGC | G6770, | 0 | G6770 | [15 empty] | 2005
G02 | Window:0.57 U/0.70 SHGC | G5770, | 0 | G5770 | [15 empty] | 2005
G03 | Window:0.55 U/0.70 SHGC | G5570, | 0 | G5570 | [15 empty] | 2005
G04 | Window:0.67 U/0.40 SHGC | G6740, | 159.25 | G6740 | [15 empty] | 2005
G05 | Window:0.57 U/0.40 SHGC | G5740, | 159.25 | G5740 | [15 empty] | 2005
G06 | Window:0.40 U/0.65 SHGC | G4065, | 318.5 | G4065 | [15 empty] | 2008
G07 | Window:0.40 U/0.40 SHGC | G4040, | 318.5 | G4040 | [15 empty] | 2008
G08 | Window:0.40 U/0.35 SHGC | G4035, | 318.5 | G4035 | [15 empty] | 2008
G09 | Window:0.37 U/0.56 SHGC | G3756, | 318.5 | G3756
G10 | Window:0.34 U/0.30 SHGC | G3430, | 318.5 | G3430
G11 | Window:0.33 U/0.22 SHGC | G3322, | 637 | G3322
G12 | Window:0.49 U/0.65 SHGC | G4965, | 159.25 | G4965
HVAC |  | Measure | Total | [6 empty] | Costs | [6 empty] | 2005 | 2008
Group Code | Description | Codes | Cost | AirCond | ChargeLight | AirFlowTest | FanEnergyTest | MaxCoolCap | Furnace | AirCond | ChargeLight | AirFlowTest | FanEnergyTest | MaxCoolCap | Furnace |  | TXV | CIL
Minimum |  |  | 0 | C1310 | LN | AN | FN | CCN | F78 | [7 empty] | XN | LN
H01 | AirCond:13/10,ChargeLight:No,AirFlowTest:No,FanEnergyTest:No,MaxCoolCap:No,Furnace:0.78 | C1310,LN,AN,FN,CCN,F78, | 0 | C1310 | LN | AN | FN | CCN | F78 | 0 | 0 | 0 | 0 | 0 | 0 |  | XN | LN
H02 | AirCond:13/10,ChargeLight:Yes,AirFlowTest:No,FanEnergyTest:No,MaxCoolCap:No,Furnace:0.78 | C1310,LY,AN,FN,CCN,F78, | 210.875 | C1310 | LY | AN | FN | CCN | F78 | 0 | 210.875 | 0 | 0 | 0 | 0 |  | XY | LY | refrigerant charge = TXV in 2005
H03 | AirCond:13/10,ChargeLight:Yes,AirFlowTest:No,FanEnergyTest:No,MaxCoolCap:No,Furnace:0.78 | C1310,LY,AN,FN,CCN,F78, | 210.875 | C1310 | LY | AN | FN | CCN | F78 | 0 | 210.875 | 0 | 0 | 0 | 0 |  | XY | LY | includes airflow in 2008
H04 | AirCond:13/10,ChargeLight:No,AirFlowTest:No,FanEnergyTest:Yes,MaxCoolCap:No,Furnace:0.78 | C1310,LN,AN,FY,CCN,F78, | 83.125 | C1310 | LN | AN | FY | CCN | F78 | 0 | 0 | 0 | 83.125 | 0 | 0 |  | XN | LN
H05 | AirCond:13/10,ChargeLight:Yes,AirFlowTest:Yes,FanEnergyTest:Yes,MaxCoolCap:No,Furnace:0.78 | C1310,LY,AY,FY,CCN,F78, | 517.125 | C1310 | LY | AY | FY | CCN | F78 | 0 | 210.875 | 223.125 | 83.125 | 0 | 0 |  | XY | LY | refrigerant charge = TXV in 2005
H06 | AirCond:13/10,ChargeLight:Yes,AirFlowTest:No,FanEnergyTest:Yes,MaxCoolCap:No,Furnace:0.78 | C1310,LY,AN,FY,CCN,F78, | 294 | C1310 | LY | AN | FY | CCN | F78 | 0 | 210.875 | 0 | 83.125 | 0 | 0 |  | XY | LY | includes airflow in 2008
H07 | AirCond:13/10,ChargeLight:No,AirFlowTest:No,FanEnergyTest:No,MaxCoolCap:No,Furnace:0.8 | C1310,LN,AN,FN,CCN,F80, | 0 | C1310 | LN | AN | FN | CCN | F80 | 0 | 0 | 0 | 0 | 0 | 0 |  | XN | LN
H08 | AirCond:13/10,ChargeLight:No,AirFlowTest:No,FanEnergyTest:No,MaxCoolCap:No,Furnace:0.92 | C1310,LN,AN,FN,CCN,F92, | 682.5 | C1310 | LN | AN | FN | CCN | F92 | 0 | 0 | 0 | 0 | 0 | 682.5 |  | XN | LN
H09 | AirCond:13/10,ChargeLight:No,AirFlowTest:No,FanEnergyTest:No,MaxCoolCap:No,Furnace:0.96 | C1310,LN,AN,FN,CCN,F96, | 1365 | C1310 | LN | AN | FN | CCN | F96 | 0 | 0 | 0 | 0 | 0 | 1365 |  | XN | LN
H10 | AirCond:13/11,ChargeLight:Yes,AirFlowTest:No,FanEnergyTest:No,MaxCoolCap:No,Furnace:0.8 | C1311,LY,AN,FN,CCN,F80, | 222.25 | C1311 | LY | AN | FN | CCN | F80 | 11.375 | 210.875 | 0 | 0 | 0 | 0 |  | XY | LY
H11 | AirCond:13/12,ChargeLight:Yes,AirFlowTest:No,FanEnergyTest:No,MaxCoolCap:No,Furnace:0.8 | C1312,LY,AN,FN,CCN,F80, | 449.75 | C1312 | LY | AN | FN | CCN | F80 | 238.875 | 210.875 | 0 | 0 | 0 | 0 |  | XY | LY
H12 | AirCond:13/12,ChargeLight:Yes,AirFlowTest:Yes,FanEnergyTest:Yes,MaxCoolCap:Yes,Furnace:0.92 | C1312,LY,AY,FY,CCY,F92, | 1444.1875 | C1312 | LY | AY | FY | CCY | F92 | 238.875 | 210.875 | 223.125 | 83.125 | 5.6875 | 682.5 |  | XY | LY
H13 | AirCond:15/12,ChargeLight:Yes,AirFlowTest:Yes,FanEnergyTest:Yes,MaxCoolCap:Yes,Furnace:0.92 | C1512,LY,AY,FY,CCY,F92, | 1774.0625 | C1512 | LY | AY | FY | CCY | F92 | 568.75 | 210.875 | 223.125 | 83.125 | 5.6875 | 682.5 |  | XY | LY
H14 | AirCond:15/12,ChargeLight:Yes,AirFlowTest:No,FanEnergyTest:No,MaxCoolCap:No,Furnace:0.8 | C1512,LY,AN,FN,CCN,F80, | 779.625 | C1512 | LY | AN | FN | CCN | F80 | 568.75 | 210.875 | 0 | 0 | 0 | 0 |  | XY | LY
Duct |  | Measure | Total
Group Code | Description | Codes | Cost | Duct | DuctTest
Minimum |  |  | 0 | D4 | DTN
D01 | Duct:R4.2,DuctTest:Yes | D4,DTY, | 237.125 | D4 | DTY
D02 | Duct:R6.0,DuctTest:Yes | D6,DTY, | 480.5645 | D6 | DTY
D03 | Duct:R8.0,DuctTest:Yes | D8,DTY, | 602.2842 | D8 | DTY
D04 | Duct:R6.0,DuctTest:No | D6,DTN, | 243.4395 | D6 | DTN
D05 | Duct:R8.0,DuctTest:Yes | D8,DTY, | 602.2842 | D8 | DTY
D06 | Duct:Conditioned Space,DuctTest:Yes | DC,DTY, | 2109.7365 | DC | DTY
D07 | Duct:R6.0,DuctTest:Yes | D6,DTY, | 480.5645 | D6 | DTY
Mass |  | Measure | Total
Group Code | Description | Codes | Cost | Mass
Minimum
M01 | Mass:Std | MN, | 0 | MN
M02 | Mass:40% Exposed | MY, | 4725 | MY
Dhw |  | Measure | Total
Group Code | Description | Codes | Cost | DHW
Minimum
W01 | Dhw:57% EF | WN | 0 | WN
W02 | Dhw:62% EF | WY | 0 | WY
W03 | Dhw:84% EF Tankless | WT | 1137.5 | WT
W04 | Dhw:60% EF with 50% solar | WS | 4000 | WS

## Standard
This tab defines which groups of measures are included in the standard design
There is no data the user should change on this tab
| 2005 Standard Groups | [5 empty] | 2008 Standard Groups | [5 empty] | Standard_2005 | Standard_2008
Climate | Envelope | Glass | HVAC | Ducts | Mass | DHW | Envelope | Glass | HVAC | Ducts | Mass | DHW
01 | E01 | G02 | H01 | D02 | M01 | W01 | E01 | G06 | H04 | D02 | M01 | W01 | E01G02H01D02M01 | E01G06H04D02M01
02 | E02 | G05 | H02 | D02 | M01 | W01 | E02 | G07 | H05 | D02 | M01 | W01 | E02G05H02D02M01 | E02G07H05D02M01
03 | E03 | G01 | H01 | D02 | M01 | W01 | E03 | G06 | H04 | D02 | M01 | W01 | E03G01H01D02M01 | E03G06H04D02M01
04 | E04 | G04 | H01 | D02 | M01 | W01 | E04 | G07 | H04 | D02 | M01 | W01 | E04G04H01D02M01 | E04G07H04D02M01
05 | E05 | G01 | H01 | D02 | M01 | W01 | E05 | G07 | H04 | D02 | M01 | W01 | E05G01H01D02M01 | E05G07H04D02M01
06 | E06 | G01 | H01 | D01 | M01 | W01 | E06 | G07 | H04 | D01 | M01 | W01 | E06G01H01D01M01 | E06G07H04D01M01
07 | E07 | G04 | H01 | D01 | M01 | W01 | E07 | G07 | H04 | D01 | M01 | W01 | E07G04H01D01M01 | E07G07H04D01M01
08 | E08 | G04 | H02 | D01 | M01 | W01 | E08 | G07 | H05 | D01 | M01 | W01 | E08G04H02D01M01 | E08G07H05D01M01
09 | E09 | G04 | H02 | D02 | M01 | W01 | E09 | G07 | H05 | D02 | M01 | W01 | E09G04H02D02M01 | E09G07H05D02M01
10 | E10 | G05 | H03 | D02 | M01 | W01 | E10 | G07 | H06 | D02 | M01 | W01 | E10G05H03D02M01 | E10G07H06D02M01
11 | E11 | G05 | H03 | D02 | M01 | W01 | E11 | G07 | H06 | D02 | M01 | W01 | E11G05H03D02M01 | E11G07H06D02M01
12 | E12 | G05 | H03 | D02 | M01 | W01 | E12 | G07 | H06 | D02 | M01 | W01 | E12G05H03D02M01 | E12G07H06D02M01
13 | E13 | G05 | H03 | D02 | M01 | W01 | E13 | G07 | H06 | D02 | M01 | W01 | E13G05H03D02M01 | E13G07H06D02M01
14 | E14 | G05 | H03 | D03 | M01 | W01 | E14 | G07 | H06 | D03 | M01 | W01 | E14G05H03D03M01 | E14G07H06D03M01
15 | E15 | G05 | H03 | D03 | M01 | W01 | E15 | G08 | H06 | D03 | M01 | W01 | E15G05H03D03M01 | E15G08H06D03M01
16 | E16 | G03 | H01 | D03 | M01 | W01 | E16 | G06 | H04 | D03 | M01 | W01 | E16G03H01D03M01 | E16G06H04D03M01

## Baseline
This tab defines which groups of measures are included in the baseline design
There is no data the user should change on this tab
| 2005 | [7 empty] | 2008
| Baseline Groups | [5 empty] | % Above | Builder | Baseline Groups | [5 empty] | % Above | Builder | Baseline_2005 | Baseline_2008 | 2005 | [6 empty] | 2008
Climate | Envelope | Glass | HVAC | Ducts | Mass | DHW | Code | Cost | Envelope | Glass | HVAC | Ducts | Mass | DHW | Code | Cost
01 | E18 | G12 | H07 | D07 | M01 | W02 | n/a | 1053.1576 | E18 | G12 | H08 | D05 | M01 | W02 | 14.52% | 1857.3774 | E18G12H07D07M01W02 | E18G12H08D05M01W02 | 413.3432 | 159.25 | 0 | 480.5645 | 0 | 0 | 1053.1576 | 413.3432 | 159.25 | 682.5 | 602.2842 | 0 | 0 | 1857.3774
02 | E25 | G10 | H07 | D04 | M01 | W02 | n/a | 561.9395 | E18 | G10 | H07 | D04 | M01 | W02 | 12.54% | 975.2826 | E25G10H07D04M01W02 | E18G10H07D04M01W02 | 0 | 318.5 | 0 | 243.4395 | 0 | 0 | 561.9395 | 413.3432 | 318.5 | 0 | 243.4395 | 0 | 0 | 975.2826
03 | E25 | G12 | H07 | D04 | M01 | W02 | n/a | 402.6895 | E18 | G10 | H07 | D07 | M01 | W02 | 14.39% | 1212.4076 | E25G12H07D04M01W02 | E18G10H07D07M01W02 | 0 | 159.25 | 0 | 243.4395 | 0 | 0 | 402.6895 | 413.3432 | 318.5 | 0 | 480.5645 | 0 | 0 | 1212.4076
04 | E25 | G10 | H07 | D04 | M01 | W02 | n/a | 561.9395 | E18 | G10 | H07 | D04 | M01 | W02 | 18.22% | 975.2826 | E25G10H07D04M01W02 | E18G10H07D04M01W02 | 0 | 318.5 | 0 | 243.4395 | 0 | 0 | 561.9395 | 413.3432 | 318.5 | 0 | 243.4395 | 0 | 0 | 975.2826
05 | E25 | G12 | H07 | D04 | M01 | W02 | n/a | 402.6895 | E25 | G12 | H07 | D04 | M01 | W02 | 5.779% | 402.6895 | E25G12H07D04M01W02 | E25G12H07D04M01W02 | 0 | 159.25 | 0 | 243.4395 | 0 | 0 | 402.6895 | 0 | 159.25 | 0 | 243.4395 | 0 | 0 | 402.6895
06 | E25 | G12 | H07 | D04 | M01 | W02 | n/a | 402.6895 | E25 | G10 | H07 | D04 | M01 | W02 | 10.55% | 561.9395 | E25G12H07D04M01W02 | E25G10H07D04M01W02 | 0 | 159.25 | 0 | 243.4395 | 0 | 0 | 402.6895 | 0 | 318.5 | 0 | 243.4395 | 0 | 0 | 561.9395
07 | E25 | G10 | H07 | D04 | M01 | W02 | n/a | 561.9395 | E25 | G10 | H07 | D04 | M01 | W02 | 14.46% | 561.9395 | E25G10H07D04M01W02 | E25G10H07D04M01W02 | 0 | 318.5 | 0 | 243.4395 | 0 | 0 | 561.9395 | 0 | 318.5 | 0 | 243.4395 | 0 | 0 | 561.9395
08 | E25 | G10 | H07 | D04 | M01 | W02 | n/a | 561.9395 | E18 | G10 | H07 | D04 | M01 | W02 | 10.41% | 975.2826 | E25G10H07D04M01W02 | E18G10H07D04M01W02 | 0 | 318.5 | 0 | 243.4395 | 0 | 0 | 561.9395 | 413.3432 | 318.5 | 0 | 243.4395 | 0 | 0 | 975.2826
09 | E25 | G10 | H07 | D04 | M01 | W02 | n/a | 561.9395 | E18 | G10 | H07 | D07 | M01 | W02 | 16.92% | 1212.4076 | E25G10H07D04M01W02 | E18G10H07D07M01W02 | 0 | 318.5 | 0 | 243.4395 | 0 | 0 | 561.9395 | 413.3432 | 318.5 | 0 | 480.5645 | 0 | 0 | 1212.4076
10 | E17 | G10 | H07 | D04 | M01 | W02 | n/a | 745.6895 | E18 | G10 | H10 | D05 | M01 | W02 | 15.89% | 1556.3774 | E17G10H07D04M01W02 | E18G10H10D05M01W02 | 183.75 | 318.5 | 0 | 243.4395 | 0 | 0 | 745.6895 | 413.3432 | 318.5 | 222.25 | 602.2842 | 0 | 0 | 1556.3774
11 | E18 | G10 | H07 | D04 | M01 | W02 | n/a | 975.2826 | E18 | G10 | H11 | D05 | M01 | W02 | 13.49% | 1783.8774 | E18G10H07D04M01W02 | E18G10H11D05M01W02 | 413.3432 | 318.5 | 0 | 243.4395 | 0 | 0 | 975.2826 | 413.3432 | 318.5 | 449.75 | 602.2842 | 0 | 0 | 1783.8774
12 | E18 | G10 | H07 | D04 | M01 | W02 | n/a | 975.2826 | E18 | G10 | H10 | D05 | M01 | W02 | 12.49% | 1556.3774 | E18G10H07D04M01W02 | E18G10H10D05M01W02 | 413.3432 | 318.5 | 0 | 243.4395 | 0 | 0 | 975.2826 | 413.3432 | 318.5 | 222.25 | 602.2842 | 0 | 0 | 1556.3774
13 | E18 | G10 | H07 | D07 | M01 | W02 | n/a | 1212.4076 | E18 | G10 | H11 | D05 | M01 | W02 | 11.21% | 1783.8774 | E18G10H07D07M01W02 | E18G10H11D05M01W02 | 413.3432 | 318.5 | 0 | 480.5645 | 0 | 0 | 1212.4076 | 413.3432 | 318.5 | 449.75 | 602.2842 | 0 | 0 | 1783.8774
14 | E18 | G10 | H07 | D07 | M01 | W02 | n/a | 1212.4076 | E18 | G11 | H11 | D05 | M01 | W02 | 13.31% | 2102.3774 | E18G10H07D07M01W02 | E18G11H11D05M01W02 | 413.3432 | 318.5 | 0 | 480.5645 | 0 | 0 | 1212.4076 | 413.3432 | 637 | 449.75 | 602.2842 | 0 | 0 | 2102.3774
15 | E18 | G10 | H07 | D05 | M01 | W02 | n/a | 1334.1274 | E18 | G11 | H11 | D05 | M01 | W02 | 15.32% | 2102.3774 | E18G10H07D05M01W02 | E18G11H11D05M01W02 | 413.3432 | 318.5 | 0 | 602.2842 | 0 | 0 | 1334.1274 | 413.3432 | 637 | 449.75 | 602.2842 | 0 | 0 | 2102.3774
16 | E18 | G10 | H07 | D07 | M01 | W02 | n/a | 1212.4076 | E18 | G10 | H07 | D05 | M01 | W02 | 10.25% | 1334.1274 | E18G10H07D07M01W02 | E18G10H07D05M01W02 | 413.3432 | 318.5 | 0 | 480.5645 | 0 | 0 | 1212.4076 | 413.3432 | 318.5 | 0 | 602.2842 | 0 | 0 | 1334.1274
How Baseline was developed
Principles
use features accepted by builders
avoid HERS features if possible
use lower cost features
in compliance both 2100ft2 and 2700ft2
For 2005:
Step 1 | Start with minimums for all groups
climate zones 3, 5 and 6 into compliance
Step 2 | Add mid solar low emissivity glass to windows.
| G10 | 2, 4, 7, 8 and 9 into compliance. Makes climate zone 1 worse.
Step 3 | Add R38 attic.
| E17 | climate zone 10 into compliance
Step 4 | Add R4 foam to wall.
| E18 | climate zones 1, 11 and 12 into compliance
Step 5 | Add R6 tested ducts.
| D07 | climate zones 13, 14 and 16 into compliance
Step 6 | Add R8 tested ducts.
| D05 | climate zone 15 into compliance
Step 7 | Add 13/11 and TXV/CIL.
H10
For 2008, additional measures are needed
Step 8 | Add 92% AFUE.
H08
Step 9 | Add 13/12 and TXV/CIL.
H11
Step 10 | Add low solar low emissivity glass to windows
G11

## Data (hidden)
Size | 2100 | One | 1 | RunsPerCZ | 1571 | TotalRuns | 25136 | Year | 2008 | RefYear | 2005 |  | T | U | V | W | X | Y
[13 empty] | FilterTier1 | FilterTier1 | FilterTier1 | FilterTier2 | FilterTier2 | FilterTier2
3 | RunTitle | TDVHeat | TDVCool | TDVFan | TDVDhw | TDVTotal | kW | kWh | Therms | AboveCool | AboveTotal | Tier | kW | kWh | Therms | kW | kWh | Therms
1 | 01E01G02H01D02M01W01 | 29.38 | 0.09 | 0.65 | 19.53 | 49.65 | 0.15556 | 549.6631 | 628.11 | 0 | 0 |  | 0.0031489 | 463.5633 | 517.321 | 0 | 401.7095 | 388.1053
2 | 01E01G09H01D02M01W01 | 26.79 | 0.02 | 0.65 | 19.53 | 46.99 | 0 | 506.5924 | 596.82 | 0.77778 | 0.053575
3 | 01E01G09H04D02M01W01 | 26.54 | 0.02 | 0.65 | 19.53 | 46.74 | 0 | 393.7885 | 601.65 | 0.77778 | 0.05861
4 | 01E01G09H07D02M01W01 | 26.18 | 0.02 | 0.65 | 19.53 | 46.38 | 0 | 506.5924 | 588.63 | 0.77778 | 0.065861
5 | 01E01G09H07D04M01W01 | 29.86 | 0.02 | 0.65 | 19.53 | 50.06 | 0 | 566.0709 | 633.36 | 0.77778 | -0.0082578
6 | 01E01G09H07D04M01W02 | 29.86 | 0.02 | 0.65 | 18.15 | 48.68 | 0 | 566.0709 | 614.04 | 0.77778 | 0.019537
7 | 01E01G09H07D05M01W01 | 25.55 | 0.02 | 0.65 | 19.53 | 45.75 | 0 | 496.3375 | 581.07 | 0.77778 | 0.07855
8 | 01E01G09H07D05M01W02 | 25.55 | 0.02 | 0.65 | 18.15 | 44.37 | 0 | 496.3375 | 561.75 | 0.77778 | 0.10634
9 | 01E01G09H07D05M01W03 | 25.55 | 0.02 | 0.65 | 13.39 | 39.61 | 0 | 496.3375 | 495.6 | 0.77778 | 0.20222 | 1
10 | 01E01G09H07D06M01W01 | 23.03 | 0.02 | 0.65 | 19.53 | 43.23 | 0 | 457.3689 | 550.62 | 0.77778 | 0.12931
11 | 01E01G09H07D06M01W02 | 23.03 | 0.02 | 0.65 | 18.15 | 41.85 | 0 | 457.3689 | 531.3 | 0.77778 | 0.1571 | 1
12 | 01E01G09H07D06M01W03 | 23.03 | 0.02 | 0.65 | 13.39 | 37.09 | 0 | 457.3689 | 465.15 | 0.77778 | 0.25297 | 1
13 | 01E01G09H07D07M01W01 | 26.18 | 0.02 | 0.65 | 19.53 | 46.38 | 0 | 506.5924 | 588.63 | 0.77778 | 0.065861
14 | 01E01G09H07D07M01W02 | 26.18 | 0.02 | 0.65 | 18.15 | 45 | 0 | 506.5924 | 569.31 | 0.77778 | 0.093656
15 | 01E01G09H07D07M01W03 | 26.18 | 0.02 | 0.65 | 13.39 | 40.24 | 0 | 506.5924 | 503.16 | 0.77778 | 0.18953 | 1
16 | 01E01G09H07D07M01W04 | 26.18 | 0.02 | 0.65 | 9.66 | 36.51 | 0 | 506.5924 | 451.5 | 0.77778 | 0.26465 | 1
17 | 01E01G09H07D07M02W02 | 26.14 | 0.01 | 0.65 | 18.15 | 44.95 | 0 | 504.5415 | 568.47 | 0.88889 | 0.094663
18 | 01E01G09H08D02M01W01 | 23.06 | 0.02 | 0.65 | 19.53 | 43.26 | 0 | 506.5924 | 547.26 | 0.77778 | 0.1287
19 | 01E01G09H08D05M01W01 | 22.51 | 0.02 | 0.65 | 19.53 | 42.71 | 0 | 496.3375 | 540.54 | 0.77778 | 0.13978
20 | 01E01G09H08D05M01W02 | 22.51 | 0.02 | 0.65 | 18.15 | 41.33 | 0 | 496.3375 | 521.22 | 0.77778 | 0.16757 | 1
21 | 01E01G09H08D05M01W03 | 22.51 | 0.02 | 0.65 | 13.39 | 36.57 | 0 | 496.3375 | 455.07 | 0.77778 | 0.26344 | 1
22 | 01E01G09H08D06M01W01 | 20.29 | 0.02 | 0.65 | 19.53 | 40.49 | 0 | 457.3689 | 514.08 | 0.77778 | 0.18449 | 1
23 | 01E01G09H08D06M01W02 | 20.29 | 0.02 | 0.65 | 18.15 | 39.11 | 0 | 457.3689 | 494.76 | 0.77778 | 0.21229 | 1
24 | 01E01G09H08D06M01W03 | 20.29 | 0.02 | 0.65 | 13.39 | 34.35 | 0 | 457.3689 | 428.61 | 0.77778 | 0.30816 | 1
25 | 01E01G09H08D07M01W01 | 23.06 | 0.02 | 0.65 | 19.53 | 43.26 | 0 | 506.5924 | 547.26 | 0.77778 | 0.1287
26 | 01E01G09H08D07M01W02 | 23.06 | 0.02 | 0.65 | 18.15 | 41.88 | 0 | 506.5924 | 527.94 | 0.77778 | 0.1565 | 1
27 | 01E01G09H08D07M01W03 | 23.06 | 0.02 | 0.65 | 13.39 | 37.12 | 0 | 506.5924 | 461.79 | 0.77778 | 0.25237 | 1
28 | 01E01G09H08D07M01W04 | 23.06 | 0.02 | 0.65 | 9.66 | 33.39 | 0 | 506.5924 | 410.13 | 0.77778 | 0.32749 | 1
29 | 01E01G09H08D07M02W02 | 23.03 | 0.01 | 0.65 | 18.15 | 41.84 | 0 | 504.5415 | 527.1 | 0.88889 | 0.1573 | 1
30 | 01E01G09H09D02M01W01 | 22.19 | 0.02 | 0.65 | 19.53 | 42.39 | 0 | 506.5924 | 535.71 | 0.77778 | 0.14622
31 | 01E01G09H09D05M01W01 | 21.66 | 0.02 | 0.65 | 19.53 | 41.86 | 0 | 496.3375 | 529.41 | 0.77778 | 0.1569 | 1
32 | 01E01G09H09D05M01W02 | 21.66 | 0.02 | 0.65 | 18.15 | 40.48 | 0 | 496.3375 | 510.09 | 0.77778 | 0.18469 | 1
33 | 01E01G09H09D05M01W03 | 21.66 | 0.02 | 0.65 | 13.39 | 35.72 | 0 | 496.3375 | 443.94 | 0.77778 | 0.28056 | 1
34 | 01E01G09H09D07M01W01 | 22.19 | 0.02 | 0.65 | 19.53 | 42.39 | 0 | 506.5924 | 535.71 | 0.77778 | 0.14622
35 | 01E01G09H09D07M01W02 | 22.19 | 0.02 | 0.65 | 18.15 | 41.01 | 0 | 506.5924 | 516.39 | 0.77778 | 0.17402 | 1
36 | 01E01G09H09D07M01W03 | 22.19 | 0.02 | 0.65 | 13.39 | 36.25 | 0 | 506.5924 | 450.24 | 0.77778 | 0.26989 | 1
37 | 01E01G09H09D07M01W04 | 22.19 | 0.02 | 0.65 | 9.66 | 32.52 | 0 | 506.5924 | 398.58 | 0.77778 | 0.34502 | 1
38 | 01E01G09H09D07M02W02 | 22.16 | 0.01 | 0.65 | 18.15 | 40.97 | 0 | 504.5415 | 515.76 | 0.88889 | 0.17482 | 1
39 | 01E01G09H10D02M01W01 | 26.17 | 0.02 | 0.65 | 19.53 | 46.37 | 0 | 506.5924 | 588.63 | 0.77778 | 0.066062
40 | 01E01G09H10D05M01W01 | 25.55 | 0.02 | 0.65 | 19.53 | 45.75 | 0 | 496.3375 | 581.07 | 0.77778 | 0.07855
41 | 01E01G09H10D05M01W02 | 25.55 | 0.02 | 0.65 | 18.15 | 44.37 | 0 | 496.3375 | 561.75 | 0.77778 | 0.10634
42 | 01E01G09H10D05M01W03 | 25.55 | 0.02 | 0.65 | 13.39 | 39.61 | 0 | 496.3375 | 495.6 | 0.77778 | 0.20222 | 1
43 | 01E01G09H10D07M01W01 | 26.17 | 0.02 | 0.65 | 19.53 | 46.37 | 0 | 506.5924 | 588.63 | 0.77778 | 0.066062
44 | 01E01G09H10D07M01W02 | 26.17 | 0.02 | 0.65 | 18.15 | 44.99 | 0 | 506.5924 | 569.31 | 0.77778 | 0.093857
45 | 01E01G09H10D07M01W03 | 26.17 | 0.02 | 0.65 | 13.39 | 40.23 | 0 | 506.5924 | 503.16 | 0.77778 | 0.18973 | 1
46 | 01E01G09H10D07M01W04 | 26.17 | 0.02 | 0.65 | 9.66 | 36.5 | 0 | 506.5924 | 451.5 | 0.77778 | 0.26485 | 1
47 | 01E01G09H10D07M02W02 | 26.14 | 0.01 | 0.65 | 18.15 | 44.95 | 0 | 504.5415 | 568.47 | 0.88889 | 0.094663
48 | 01E01G09H11D02M01W01 | 26.17 | 0.02 | 0.65 | 19.53 | 46.37 | 0 | 506.5924 | 588.63 | 0.77778 | 0.066062
49 | 01E01G09H11D05M01W01 | 25.55 | 0.02 | 0.65 | 19.53 | 45.75 | 0 | 496.3375 | 581.07 | 0.77778 | 0.07855
50 | 01E01G09H11D05M01W02 | 25.55 | 0.02 | 0.65 | 18.15 | 44.37 | 0 | 496.3375 | 561.75 | 0.77778 | 0.10634
51 | 01E01G09H11D05M01W03 | 25.55 | 0.02 | 0.65 | 13.39 | 39.61 | 0 | 496.3375 | 495.39 | 0.77778 | 0.20222 | 1
52 | 01E01G09H11D06M01W01 | 23.03 | 0.01 | 0.65 | 19.53 | 43.22 | 0 | 457.3689 | 550.62 | 0.88889 | 0.12951
53 | 01E01G09H11D06M01W02 | 23.03 | 0.01 | 0.65 | 18.15 | 41.84 | 0 | 457.3689 | 531.3 | 0.88889 | 0.1573 | 1
54 | 01E01G09H11D06M01W03 | 23.03 | 0.01 | 0.65 | 13.39 | 37.08 | 0 | 457.3689 | 465.15 | 0.88889 | 0.25317 | 1
55 | 01E01G09H11D07M01W01 | 26.17 | 0.02 | 0.65 | 19.53 | 46.37 | 0 | 506.5924 | 588.63 | 0.77778 | 0.066062
56 | 01E01G09H11D07M01W02 | 26.17 | 0.02 | 0.65 | 18.15 | 44.99 | 0 | 506.5924 | 569.31 | 0.77778 | 0.093857
57 | 01E01G09H11D07M01W03 | 26.17 | 0.02 | 0.65 | 13.39 | 40.23 | 0 | 506.5924 | 503.16 | 0.77778 | 0.18973 | 1
58 | 01E01G09H11D07M01W04 | 26.17 | 0.02 | 0.65 | 9.66 | 36.5 | 0 | 506.5924 | 451.5 | 0.77778 | 0.26485 | 1
59 | 01E01G09H11D07M02W02 | 26.14 | 0.01 | 0.65 | 18.15 | 44.95 | 0 | 504.5415 | 568.47 | 0.88889 | 0.094663
60 | 01E01G09H12D02M01W01 | 22.75 | 0.02 | 0.65 | 19.53 | 42.95 | 0 | 393.7885 | 551.25 | 0.77778 | 0.13494
61 | 01E01G09H12D05M01W01 | 22.2 | 0.01 | 0.65 | 19.53 | 42.39 | 0 | 387.6355 | 544.53 | 0.88889 | 0.14622
62 | 01E01G09H12D05M01W02 | 22.2 | 0.01 | 0.65 | 18.15 | 41.01 | 0 | 387.6355 | 525.21 | 0.88889 | 0.17402 | 1
63 | 01E01G09H12D05M01W03 | 22.2 | 0.01 | 0.65 | 13.39 | 36.25 | 0 | 387.6355 | 459.06 | 0.88889 | 0.26989 | 1
64 | 01E01G09H12D07M01W01 | 22.75 | 0.02 | 0.65 | 19.53 | 42.95 | 0 | 393.7885 | 551.25 | 0.77778 | 0.13494
65 | 01E01G09H12D07M01W02 | 22.75 | 0.02 | 0.65 | 18.15 | 41.57 | 0 | 393.7885 | 531.93 | 0.77778 | 0.16274 | 1
66 | 01E01G09H12D07M01W03 | 22.75 | 0.02 | 0.65 | 13.39 | 36.81 | 0 | 393.7885 | 465.78 | 0.77778 | 0.25861 | 1
67 | 01E01G09H12D07M01W04 | 22.75 | 0.02 | 0.65 | 9.66 | 33.08 | 0 | 393.7885 | 414.12 | 0.77778 | 0.33374 | 1
68 | 01E01G09H12D07M02W02 | 22.72 | 0.01 | 0.65 | 18.15 | 41.53 | 0 | 393.7885 | 531.3 | 0.88889 | 0.16354 | 1
69 | 01E01G09H13D02M01W01 | 22.75 | 0.01 | 0.65 | 19.53 | 42.94 | 0 | 393.7885 | 551.25 | 0.88889 | 0.13515
70 | 01E01G09H13D05M01W01 | 22.2 | 0.01 | 0.65 | 19.53 | 42.39 | 0 | 387.6355 | 544.53 | 0.88889 | 0.14622
71 | 01E01G09H13D05M01W02 | 22.2 | 0.01 | 0.65 | 18.15 | 41.01 | 0 | 387.6355 | 525.21 | 0.88889 | 0.17402 | 1
72 | 01E01G09H13D05M01W03 | 22.2 | 0.01 | 0.65 | 13.39 | 36.25 | 0 | 387.6355 | 459.06 | 0.88889 | 0.26989 | 1
73 | 01E01G09H13D07M01W01 | 22.75 | 0.01 | 0.65 | 19.53 | 42.94 | 0 | 393.7885 | 551.25 | 0.88889 | 0.13515
74 | 01E01G09H13D07M01W02 | 22.75 | 0.01 | 0.65 | 18.15 | 41.56 | 0 | 393.7885 | 531.93 | 0.88889 | 0.16294 | 1
75 | 01E01G09H13D07M01W03 | 22.75 | 0.01 | 0.65 | 13.39 | 36.8 | 0 | 393.7885 | 465.78 | 0.88889 | 0.25881 | 1
76 | 01E01G09H13D07M01W04 | 22.75 | 0.01 | 0.65 | 9.66 | 33.07 | 0 | 393.7885 | 414.12 | 0.88889 | 0.33394 | 1
77 | 01E01G09H13D07M02W02 | 22.72 | 0.01 | 0.65 | 18.15 | 41.53 | 0 | 393.7885 | 531.3 | 0.88889 | 0.16354 | 1
78 | 01E01G09H14D02M01W01 | 26.17 | 0.02 | 0.65 | 19.53 | 46.37 | 0 | 506.5924 | 588.63 | 0.77778 | 0.066062
79 | 01E01G09H14D05M01W01 | 25.55 | 0.02 | 0.65 | 19.53 | 45.75 | 0 | 496.3375 | 580.86 | 0.77778 | 0.07855
80 | 01E01G09H14D05M01W02 | 25.55 | 0.02 | 0.65 | 18.15 | 44.37 | 0 | 496.3375 | 561.54 | 0.77778 | 0.10634
81 | 01E01G09H14D05M01W03 | 25.55 | 0.02 | 0.65 | 13.39 | 39.61 | 0 | 496.3375 | 495.39 | 0.77778 | 0.20222 | 1
82 | 01E01G09H14D07M01W01 | 26.17 | 0.02 | 0.65 | 19.53 | 46.37 | 0 | 506.5924 | 588.63 | 0.77778 | 0.066062
83 | 01E01G09H14D07M01W02 | 26.17 | 0.02 | 0.65 | 18.15 | 44.99 | 0 | 506.5924 | 569.31 | 0.77778 | 0.093857
84 | 01E01G09H14D07M01W03 | 26.17 | 0.02 | 0.65 | 13.39 | 40.23 | 0 | 506.5924 | 503.16 | 0.77778 | 0.18973 | 1
85 | 01E01G09H14D07M01W04 | 26.17 | 0.02 | 0.65 | 9.66 | 36.5 | 0 | 506.5924 | 451.5 | 0.77778 | 0.26485 | 1
86 | 01E01G09H14D07M02W02 | 26.14 | 0.01 | 0.65 | 18.15 | 44.95 | 0 | 504.5415 | 568.47 | 0.88889 | 0.094663
87 | 01E17G09H07D04M01W02 | 34.49 | 0.03 | 0.65 | 18.15 | 53.32 | 0 | 637.8553 | 671.16 | 0.66667 | -0.073917
88 | 01E17G09H07D05M01W02 | 29.71 | 0.02 | 0.65 | 18.15 | 48.53 | 0 | 561.9689 | 612.99 | 0.77778 | 0.022558
89 | 01E17G09H07D05M01W03 | 29.71 | 0.02 | 0.65 | 13.39 | 43.77 | 0 | 561.9689 | 546.84 | 0.77778 | 0.11843
90 | 01E17G09H07D06M01W02 | 27.01 | 0.02 | 0.65 | 18.15 | 45.83 | 0 | 520.9493 | 580.23 | 0.77778 | 0.076939
91 | 01E17G09H07D06M01W03 | 27.01 | 0.02 | 0.65 | 13.39 | 41.07 | 0 | 520.9493 | 514.08 | 0.77778 | 0.17281 | 1
92 | 01E17G09H07D07M01W02 | 30.39 | 0.02 | 0.65 | 18.15 | 49.21 | 0 | 574.2748 | 621.18 | 0.77778 | 0.008862
93 | 01E17G09H07D07M01W03 | 30.39 | 0.02 | 0.65 | 13.39 | 44.45 | 0 | 574.2748 | 555.03 | 0.77778 | 0.10473
94 | 01E17G09H07D07M01W04 | 30.39 | 0.02 | 0.65 | 9.66 | 40.72 | 0 | 574.2748 | 503.37 | 0.77778 | 0.17986
95 | 01E17G09H07D07M02W02 | 30.31 | 0.02 | 0.65 | 18.15 | 49.13 | 0 | 570.1729 | 619.71 | 0.77778 | 0.010473
96 | 01E17G09H08D05M01W02 | 26.17 | 0.02 | 0.65 | 18.15 | 44.99 | 0 | 561.9689 | 565.95 | 0.77778 | 0.093857
97 | 01E17G09H08D05M01W03 | 26.17 | 0.02 | 0.65 | 13.39 | 40.23 | 0 | 561.9689 | 499.8 | 0.77778 | 0.18973
98 | 01E17G09H08D06M01W02 | 23.79 | 0.02 | 0.65 | 18.15 | 42.61 | 0 | 520.9493 | 537.39 | 0.77778 | 0.14179
99 | 01E17G09H08D06M01W03 | 23.79 | 0.02 | 0.65 | 13.39 | 37.85 | 0 | 520.9493 | 471.24 | 0.77778 | 0.23766 | 1
100 | 01E17G09H08D07M01W02 | 26.76 | 0.02 | 0.65 | 18.15 | 45.58 | 0 | 574.2748 | 573.09 | 0.77778 | 0.081974
101 | 01E17G09H08D07M01W03 | 26.76 | 0.02 | 0.65 | 13.39 | 40.82 | 0 | 574.2748 | 506.94 | 0.77778 | 0.17784
102 | 01E17G09H08D07M01W04 | 26.76 | 0.02 | 0.65 | 9.66 | 37.09 | 0 | 574.2748 | 455.28 | 0.77778 | 0.25297
103 | 01E17G09H08D07M02W02 | 26.7 | 0.02 | 0.65 | 18.15 | 45.52 | 0 | 570.1729 | 571.83 | 0.77778 | 0.083182
104 | 01E17G09H09D05M01W02 | 25.18 | 0.02 | 0.65 | 18.15 | 44 | 0 | 561.9689 | 552.93 | 0.77778 | 0.1138
105 | 01E17G09H09D05M01W03 | 25.18 | 0.02 | 0.65 | 13.39 | 39.24 | 0 | 561.9689 | 486.78 | 0.77778 | 0.20967
106 | 01E17G09H09D07M01W02 | 25.76 | 0.02 | 0.65 | 18.15 | 44.58 | 0 | 574.2748 | 559.65 | 0.77778 | 0.10211
107 | 01E17G09H09D07M01W03 | 25.76 | 0.02 | 0.65 | 13.39 | 39.82 | 0 | 574.2748 | 493.5 | 0.77778 | 0.19799
108 | 01E17G09H09D07M01W04 | 25.76 | 0.02 | 0.65 | 9.66 | 36.09 | 0 | 574.2748 | 441.84 | 0.77778 | 0.27311
109 | 01E17G09H09D07M02W02 | 25.7 | 0.02 | 0.65 | 18.15 | 44.52 | 0 | 570.1729 | 558.39 | 0.77778 | 0.10332
110 | 01E17G09H10D05M01W02 | 29.71 | 0.02 | 0.65 | 18.15 | 48.53 | 0 | 561.9689 | 612.99 | 0.77778 | 0.022558
111 | 01E17G09H10D05M01W03 | 29.71 | 0.02 | 0.65 | 13.39 | 43.77 | 0 | 561.9689 | 546.84 | 0.77778 | 0.11843
112 | 01E17G09H10D07M01W02 | 30.39 | 0.02 | 0.65 | 18.15 | 49.21 | 0 | 572.2238 | 621.18 | 0.77778 | 0.008862
113 | 01E17G09H10D07M01W03 | 30.39 | 0.02 | 0.65 | 13.39 | 44.45 | 0 | 572.2238 | 555.03 | 0.77778 | 0.10473
114 | 01E17G09H10D07M01W04 | 30.39 | 0.02 | 0.65 | 9.66 | 40.72 | 0 | 572.2238 | 503.37 | 0.77778 | 0.17986
115 | 01E17G09H10D07M02W02 | 30.31 | 0.02 | 0.65 | 18.15 | 49.13 | 0 | 570.1729 | 619.71 | 0.77778 | 0.010473
116 | 01E17G09H11D05M01W02 | 29.71 | 0.02 | 0.65 | 18.15 | 48.53 | 0 | 561.9689 | 612.99 | 0.77778 | 0.022558
117 | 01E17G09H11D05M01W03 | 29.71 | 0.02 | 0.65 | 13.39 | 43.77 | 0 | 561.9689 | 546.84 | 0.77778 | 0.11843
118 | 01E17G09H11D06M01W02 | 27.01 | 0.02 | 0.65 | 18.15 | 45.83 | 0 | 520.9493 | 580.23 | 0.77778 | 0.076939
119 | 01E17G09H11D06M01W03 | 27.01 | 0.02 | 0.65 | 13.39 | 41.07 | 0 | 520.9493 | 514.08 | 0.77778 | 0.17281 | 1
120 | 01E17G09H11D07M01W02 | 30.39 | 0.02 | 0.65 | 18.15 | 49.21 | 0 | 572.2238 | 621.18 | 0.77778 | 0.008862
121 | 01E17G09H11D07M01W03 | 30.39 | 0.02 | 0.65 | 13.39 | 44.45 | 0 | 572.2238 | 555.03 | 0.77778 | 0.10473
122 | 01E17G09H11D07M01W04 | 30.39 | 0.02 | 0.65 | 9.66 | 40.72 | 0 | 572.2238 | 503.37 | 0.77778 | 0.17986
123 | 01E17G09H11D07M02W02 | 30.31 | 0.02 | 0.65 | 18.15 | 49.13 | 0 | 570.1729 | 619.71 | 0.77778 | 0.010473
124 | 01E17G09H12D05M01W02 | 25.82 | 0.02 | 0.65 | 18.15 | 44.64 | 0 | 434.8081 | 570.57 | 0.77778 | 0.10091
125 | 01E17G09H12D05M01W03 | 25.82 | 0.02 | 0.65 | 13.39 | 39.88 | 0 | 434.8081 | 504.42 | 0.77778 | 0.19678 | 1
126 | 01E17G09H12D07M01W02 | 26.41 | 0.02 | 0.65 | 18.15 | 45.23 | 0 | 443.012 | 577.92 | 0.77778 | 0.089023
127 | 01E17G09H12D07M01W03 | 26.41 | 0.02 | 0.65 | 13.39 | 40.47 | 0 | 443.012 | 511.77 | 0.77778 | 0.18489 | 1
128 | 01E17G09H12D07M01W04 | 26.41 | 0.02 | 0.65 | 9.66 | 36.74 | 0 | 443.012 | 460.11 | 0.77778 | 0.26002 | 1
129 | 01E17G09H12D07M02W02 | 26.34 | 0.01 | 0.65 | 18.15 | 45.15 | 0 | 440.961 | 576.45 | 0.88889 | 0.090634
130 | 01E17G09H13D05M01W02 | 25.82 | 0.01 | 0.65 | 18.15 | 44.63 | 0 | 434.8081 | 570.57 | 0.88889 | 0.10111
131 | 01E17G09H13D05M01W03 | 25.82 | 0.01 | 0.65 | 13.39 | 39.87 | 0 | 434.8081 | 504.42 | 0.88889 | 0.19698 | 1
132 | 01E17G09H13D07M01W02 | 26.41 | 0.01 | 0.65 | 18.15 | 45.22 | 0 | 443.012 | 577.92 | 0.88889 | 0.089225
133 | 01E17G09H13D07M01W03 | 26.41 | 0.01 | 0.65 | 13.39 | 40.46 | 0 | 443.012 | 511.77 | 0.88889 | 0.1851 | 1
134 | 01E17G09H13D07M01W04 | 26.41 | 0.01 | 0.65 | 9.66 | 36.73 | 0 | 443.012 | 460.11 | 0.88889 | 0.26022 | 1
135 | 01E17G09H13D07M02W02 | 26.34 | 0.01 | 0.65 | 18.15 | 45.15 | 0 | 440.961 | 576.45 | 0.88889 | 0.090634
136 | 01E17G09H14D05M01W02 | 29.71 | 0.02 | 0.65 | 18.15 | 48.53 | 0 | 561.9689 | 612.99 | 0.77778 | 0.022558
137 | 01E17G09H14D05M01W03 | 29.71 | 0.02 | 0.65 | 13.39 | 43.77 | 0 | 561.9689 | 546.84 | 0.77778 | 0.11843
138 | 01E17G09H14D07M01W02 | 30.39 | 0.02 | 0.65 | 18.15 | 49.21 | 0 | 572.2238 | 621.18 | 0.77778 | 0.008862
139 | 01E17G09H14D07M01W03 | 30.39 | 0.02 | 0.65 | 13.39 | 44.45 | 0 | 572.2238 | 555.03 | 0.77778 | 0.10473
140 | 01E17G09H14D07M01W04 | 30.39 | 0.02 | 0.65 | 9.66 | 40.72 | 0 | 572.2238 | 503.37 | 0.77778 | 0.17986
141 | 01E17G09H14D07M02W02 | 30.31 | 0.01 | 0.65 | 18.15 | 49.12 | 0 | 570.1729 | 619.71 | 0.88889 | 0.010675
142 | 01E17G10H07D04M01W02 | 42.51 | 0 | 0.65 | 18.15 | 61.31 | 0 | 762.9651 | 771.96 | 1 | -0.23484
143 | 01E17G10H07D05M01W02 | 36.95 | 0 | 0.65 | 18.15 | 55.75 | 0 | 676.8239 | 703.92 | 1 | -0.12286
144 | 01E17G10H07D05M01W03 | 36.95 | 0 | 0.65 | 13.39 | 50.99 | 0 | 676.8239 | 637.77 | 1 | -0.026989
145 | 01E17G10H07D06M01W02 | 33.65 | 0 | 0.65 | 18.15 | 52.45 | 0 | 625.5494 | 663.81 | 1 | -0.056395
146 | 01E17G10H07D06M01W03 | 33.65 | 0 | 0.65 | 13.39 | 47.69 | 0 | 625.5494 | 597.66 | 1 | 0.039476
147 | 01E17G10H07D07M01W02 | 37.76 | 0 | 0.65 | 18.15 | 56.56 | 0 | 689.1298 | 714 | 1 | -0.13917
148 | 01E17G10H07D07M01W03 | 37.76 | 0 | 0.65 | 13.39 | 51.8 | 0 | 689.1298 | 647.85 | 1 | -0.043303
149 | 01E17G10H07D07M01W04 | 37.76 | 0 | 0.65 | 9.66 | 48.07 | 0 | 689.1298 | 596.19 | 1 | 0.031823
150 | 01E17G10H07D07M02W02 | 37.98 | 0 | 0.65 | 18.15 | 56.78 | 0 | 691.1808 | 716.1 | 1 | -0.14361
151 | 01E17G10H08D05M01W02 | 32.55 | 0 | 0.65 | 18.15 | 51.35 | 0 | 676.8239 | 645.12 | 1 | -0.03424
152 | 01E17G10H08D05M01W03 | 32.55 | 0 | 0.65 | 13.39 | 46.59 | 0 | 676.8239 | 578.97 | 1 | 0.061631
153 | 01E17G10H08D06M01W02 | 29.65 | 0 | 0.65 | 18.15 | 48.45 | 0 | 625.5494 | 610.05 | 1 | 0.024169
154 | 01E17G10H08D06M01W03 | 29.65 | 0 | 0.65 | 13.39 | 43.69 | 0 | 625.5494 | 543.9 | 1 | 0.12004
155 | 01E17G10H08D07M01W02 | 33.27 | 0 | 0.65 | 18.15 | 52.07 | 0 | 689.1298 | 653.73 | 1 | -0.048741
156 | 01E17G10H08D07M01W03 | 33.27 | 0 | 0.65 | 13.39 | 47.31 | 0 | 689.1298 | 587.58 | 1 | 0.04713
157 | 01E17G10H08D07M01W04 | 33.27 | 0 | 0.65 | 9.66 | 43.58 | 0 | 689.1298 | 535.92 | 1 | 0.12226
158 | 01E17G10H08D07M02W02 | 33.46 | 0 | 0.65 | 18.15 | 52.26 | 0 | 691.1808 | 655.62 | 1 | -0.052568
159 | 01E17G10H09D05M01W02 | 31.33 | 0 | 0.65 | 18.15 | 50.13 | 0 | 676.8239 | 628.74 | 1 | -0.0096677
160 | 01E17G10H09D05M01W03 | 31.33 | 0 | 0.65 | 13.39 | 45.37 | 0 | 676.8239 | 562.59 | 1 | 0.086203
161 | 01E17G10H09D07M01W02 | 32.02 | 0 | 0.65 | 18.15 | 50.82 | 0 | 689.1298 | 636.93 | 1 | -0.023565
162 | 01E17G10H09D07M01W03 | 32.02 | 0 | 0.65 | 13.39 | 46.06 | 0 | 689.1298 | 570.78 | 1 | 0.072306
163 | 01E17G10H09D07M01W04 | 32.02 | 0 | 0.65 | 9.66 | 42.33 | 0 | 689.1298 | 519.12 | 1 | 0.14743
164 | 01E17G10H09D07M02W02 | 32.21 | 0 | 0.65 | 18.15 | 51.01 | 0 | 691.1808 | 638.82 | 1 | -0.027392
165 | 01E17G10H10D05M01W02 | 36.95 | 0 | 0.65 | 18.15 | 55.75 | 0 | 676.8239 | 703.92 | 1 | -0.12286
166 | 01E17G10H10D05M01W03 | 36.95 | 0 | 0.65 | 13.39 | 50.99 | 0 | 676.8239 | 637.77 | 1 | -0.026989
167 | 01E17G10H10D07M01W02 | 37.76 | 0 | 0.65 | 18.15 | 56.56 | 0 | 689.1298 | 714 | 1 | -0.13917
168 | 01E17G10H10D07M01W03 | 37.76 | 0 | 0.65 | 13.39 | 51.8 | 0 | 689.1298 | 647.85 | 1 | -0.043303
169 | 01E17G10H10D07M01W04 | 37.76 | 0 | 0.65 | 9.66 | 48.07 | 0 | 689.1298 | 596.19 | 1 | 0.031823
170 | 01E17G10H10D07M02W02 | 37.98 | 0 | 0.65 | 18.15 | 56.78 | 0 | 691.1808 | 716.1 | 1 | -0.14361
171 | 01E17G10H11D05M01W02 | 36.95 | 0 | 0.65 | 18.15 | 55.75 | 0 | 676.8239 | 703.92 | 1 | -0.12286
172 | 01E17G10H11D05M01W03 | 36.95 | 0 | 0.65 | 13.39 | 50.99 | 0 | 676.8239 | 637.77 | 1 | -0.026989
173 | 01E17G10H11D06M01W02 | 33.65 | 0 | 0.65 | 18.15 | 52.45 | 0 | 625.5494 | 663.81 | 1 | -0.056395
174 | 01E17G10H11D06M01W03 | 33.65 | 0 | 0.65 | 13.39 | 47.69 | 0 | 625.5494 | 597.66 | 1 | 0.039476
175 | 01E17G10H11D07M01W02 | 37.76 | 0 | 0.65 | 18.15 | 56.56 | 0 | 689.1298 | 714 | 1 | -0.13917
176 | 01E17G10H11D07M01W03 | 37.76 | 0 | 0.65 | 13.39 | 51.8 | 0 | 689.1298 | 647.85 | 1 | -0.043303
177 | 01E17G10H11D07M01W04 | 37.76 | 0 | 0.65 | 9.66 | 48.07 | 0 | 689.1298 | 596.19 | 1 | 0.031823
178 | 01E17G10H11D07M02W02 | 37.98 | 0 | 0.65 | 18.15 | 56.78 | 0 | 691.1808 | 716.1 | 1 | -0.14361
179 | 01E17G10H12D05M01W02 | 32.1 | 0 | 0.65 | 18.15 | 50.9 | 0 | 516.8473 | 651 | 1 | -0.025176
180 | 01E17G10H12D05M01W03 | 32.1 | 0 | 0.65 | 13.39 | 46.14 | 0 | 516.8473 | 584.85 | 1 | 0.070695
181 | 01E17G10H12D07M01W02 | 32.81 | 0 | 0.65 | 18.15 | 51.61 | 0 | 527.1023 | 659.82 | 1 | -0.039476
182 | 01E17G10H12D07M01W03 | 32.81 | 0 | 0.65 | 13.39 | 46.85 | 0 | 527.1023 | 593.67 | 1 | 0.056395
183 | 01E17G10H12D07M01W04 | 32.81 | 0 | 0.65 | 9.66 | 43.12 | 0 | 527.1023 | 542.01 | 1 | 0.13152
184 | 01E17G10H12D07M02W02 | 32.98 | 0 | 0.65 | 18.15 | 51.78 | 0 | 529.1532 | 661.5 | 1 | -0.0429
185 | 01E17G10H13D05M01W02 | 32.1 | 0 | 0.65 | 18.15 | 50.9 | 0 | 516.8473 | 651 | 1 | -0.025176
186 | 01E17G10H13D05M01W03 | 32.1 | 0 | 0.65 | 13.39 | 46.14 | 0 | 516.8473 | 584.85 | 1 | 0.070695
187 | 01E17G10H13D07M01W02 | 32.81 | 0 | 0.65 | 18.15 | 51.61 | 0 | 527.1023 | 659.82 | 1 | -0.039476
188 | 01E17G10H13D07M01W03 | 32.81 | 0 | 0.65 | 13.39 | 46.85 | 0 | 527.1023 | 593.67 | 1 | 0.056395
189 | 01E17G10H13D07M01W04 | 32.81 | 0 | 0.65 | 9.66 | 43.12 | 0 | 527.1023 | 542.01 | 1 | 0.13152
190 | 01E17G10H13D07M02W02 | 32.98 | 0 | 0.65 | 18.15 | 51.78 | 0 | 529.1532 | 661.5 | 1 | -0.0429
191 | 01E17G10H14D05M01W02 | 36.95 | 0 | 0.65 | 18.15 | 55.75 | 0 | 676.8239 | 703.92 | 1 | -0.12286
192 | 01E17G10H14D05M01W03 | 36.95 | 0 | 0.65 | 13.39 | 50.99 | 0 | 676.8239 | 637.77 | 1 | -0.026989
193 | 01E17G10H14D07M01W02 | 37.76 | 0 | 0.65 | 18.15 | 56.56 | 0 | 689.1298 | 714 | 1 | -0.13917
194 | 01E17G10H14D07M01W03 | 37.76 | 0 | 0.65 | 13.39 | 51.8 | 0 | 689.1298 | 647.85 | 1 | -0.043303
195 | 01E17G10H14D07M01W04 | 37.76 | 0 | 0.65 | 9.66 | 48.07 | 0 | 689.1298 | 596.19 | 1 | 0.031823
196 | 01E17G10H14D07M02W02 | 37.98 | 0 | 0.65 | 18.15 | 56.78 | 0 | 691.1808 | 716.1 | 1 | -0.14361
197 | 01E17G12H07D04M01W02 | 36.04 | 0.1 | 0.65 | 18.15 | 54.94 | 0.15556 | 666.569 | 690.06 | -0.11111 | -0.10655
198 | 01E17G12H07D05M01W02 | 31.11 | 0.08 | 0.65 | 18.15 | 49.99 | 0.15556 | 588.6317 | 630 | 0.11111 | -0.0068479
199 | 01E17G12H07D05M01W03 | 31.11 | 0.08 | 0.65 | 13.39 | 45.23 | 0.15556 | 588.6317 | 563.85 | 0.11111 | 0.089023
200 | 01E17G12H07D06M01W02 | 28.43 | 0.07 | 0.65 | 18.15 | 47.3 | 0.15556 | 545.5611 | 597.45 | 0.22222 | 0.047331
201 | 01E17G12H07D06M01W03 | 28.43 | 0.07 | 0.65 | 13.39 | 42.54 | 0.15556 | 545.5611 | 531.3 | 0.22222 | 0.1432
202 | 01E17G12H07D07M01W02 | 31.77 | 0.08 | 0.65 | 18.15 | 50.65 | 0.15556 | 598.8866 | 637.98 | 0.11111 | -0.020141
203 | 01E17G12H07D07M01W03 | 31.77 | 0.08 | 0.65 | 13.39 | 45.89 | 0.15556 | 598.8866 | 571.83 | 0.11111 | 0.07573
204 | 01E17G12H07D07M01W04 | 31.77 | 0.08 | 0.65 | 9.66 | 42.16 | 0.15556 | 598.8866 | 520.17 | 0.11111 | 0.15086
205 | 01E17G12H07D07M02W02 | 31.6 | 0.03 | 0.65 | 18.15 | 50.43 | 0 | 592.7337 | 635.25 | 0.66667 | -0.01571
206 | 01E17G12H08D05M01W02 | 27.4 | 0.08 | 0.65 | 18.15 | 46.28 | 0.15556 | 588.6317 | 580.65 | 0.11111 | 0.067875
207 | 01E17G12H08D05M01W03 | 27.4 | 0.08 | 0.65 | 13.39 | 41.52 | 0.15556 | 588.6317 | 514.5 | 0.11111 | 0.16375
208 | 01E17G12H08D06M01W02 | 25.04 | 0.07 | 0.65 | 18.15 | 43.91 | 0.15556 | 545.5611 | 552.3 | 0.22222 | 0.11561
209 | 01E17G12H08D06M01W03 | 25.04 | 0.07 | 0.65 | 13.39 | 39.15 | 0.15556 | 545.5611 | 486.15 | 0.22222 | 0.21148 | 1
210 | 01E17G12H08D07M01W02 | 27.99 | 0.08 | 0.65 | 18.15 | 46.87 | 0.15556 | 598.8866 | 587.79 | 0.11111 | 0.055992
211 | 01E17G12H08D07M01W03 | 27.99 | 0.08 | 0.65 | 13.39 | 42.11 | 0.15556 | 598.8866 | 521.64 | 0.11111 | 0.15186
212 | 01E17G12H08D07M01W04 | 27.99 | 0.08 | 0.65 | 9.66 | 38.38 | 0.15556 | 598.8866 | 469.98 | 0.11111 | 0.22699
213 | 01E17G12H08D07M02W02 | 27.83 | 0.03 | 0.65 | 18.15 | 46.66 | 0 | 592.7337 | 585.27 | 0.66667 | 0.060222
214 | 01E17G12H09D05M01W02 | 26.37 | 0.08 | 0.65 | 18.15 | 45.25 | 0.15556 | 588.6317 | 567 | 0.11111 | 0.08862
215 | 01E17G12H09D05M01W03 | 26.37 | 0.08 | 0.65 | 13.39 | 40.49 | 0.15556 | 588.6317 | 500.85 | 0.11111 | 0.18449
216 | 01E17G12H09D07M01W02 | 26.93 | 0.08 | 0.65 | 18.15 | 45.81 | 0.15556 | 598.8866 | 573.72 | 0.11111 | 0.077341
217 | 01E17G12H09D07M01W03 | 26.93 | 0.08 | 0.65 | 13.39 | 41.05 | 0.15556 | 598.8866 | 507.57 | 0.11111 | 0.17321
218 | 01E17G12H09D07M01W04 | 26.93 | 0.08 | 0.65 | 9.66 | 37.32 | 0.15556 | 598.8866 | 455.91 | 0.11111 | 0.24834
219 | 01E17G12H09D07M02W02 | 26.78 | 0.03 | 0.65 | 18.15 | 45.61 | 0 | 592.7337 | 571.41 | 0.66667 | 0.08137
220 | 01E17G12H10D05M01W02 | 31.11 | 0.07 | 0.65 | 18.15 | 49.98 | 0.15556 | 588.6317 | 630 | 0.22222 | -0.0066465
221 | 01E17G12H10D05M01W03 | 31.11 | 0.07 | 0.65 | 13.39 | 45.22 | 0.15556 | 588.6317 | 563.85 | 0.22222 | 0.089225
222 | 01E17G12H10D07M01W02 | 31.77 | 0.08 | 0.65 | 18.15 | 50.65 | 0.15556 | 598.8866 | 637.98 | 0.11111 | -0.020141
223 | 01E17G12H10D07M01W03 | 31.77 | 0.08 | 0.65 | 13.39 | 45.89 | 0.15556 | 598.8866 | 571.83 | 0.11111 | 0.07573
224 | 01E17G12H10D07M01W04 | 31.77 | 0.08 | 0.65 | 9.66 | 42.16 | 0.15556 | 598.8866 | 520.17 | 0.11111 | 0.15086
225 | 01E17G12H10D07M02W02 | 31.6 | 0.03 | 0.65 | 18.15 | 50.43 | 0 | 592.7337 | 635.25 | 0.66667 | -0.01571
226 | 01E17G12H11D05M01W02 | 31.11 | 0.07 | 0.65 | 18.15 | 49.98 | 0.15556 | 588.6317 | 630 | 0.22222 | -0.0066465
227 | 01E17G12H11D05M01W03 | 31.11 | 0.07 | 0.65 | 13.39 | 45.22 | 0.15556 | 588.6317 | 563.85 | 0.22222 | 0.089225
228 | 01E17G12H11D06M01W02 | 28.43 | 0.06 | 0.65 | 18.15 | 47.29 | 0.15556 | 545.5611 | 597.45 | 0.33333 | 0.047533
229 | 01E17G12H11D06M01W03 | 28.43 | 0.06 | 0.65 | 13.39 | 42.53 | 0.15556 | 545.5611 | 531.3 | 0.33333 | 0.1434
230 | 01E17G12H11D07M01W02 | 31.77 | 0.08 | 0.65 | 18.15 | 50.65 | 0.15556 | 598.8866 | 637.98 | 0.11111 | -0.020141
231 | 01E17G12H11D07M01W03 | 31.77 | 0.08 | 0.65 | 13.39 | 45.89 | 0.15556 | 598.8866 | 571.83 | 0.11111 | 0.07573
232 | 01E17G12H11D07M01W04 | 31.77 | 0.08 | 0.65 | 9.66 | 42.16 | 0.15556 | 598.8866 | 520.17 | 0.11111 | 0.15086
233 | 01E17G12H11D07M02W02 | 31.6 | 0.03 | 0.65 | 18.15 | 50.43 | 0 | 592.7337 | 635.25 | 0.66667 | -0.01571
234 | 01E17G12H12D05M01W02 | 27.04 | 0.06 | 0.65 | 18.15 | 45.9 | 0.15556 | 453.2669 | 585.48 | 0.33333 | 0.075529
235 | 01E17G12H12D05M01W03 | 27.04 | 0.06 | 0.65 | 13.39 | 41.14 | 0.15556 | 453.2669 | 519.33 | 0.33333 | 0.1714 | 1
236 | 01E17G12H12D07M01W02 | 27.61 | 0.06 | 0.65 | 18.15 | 46.47 | 0.15556 | 461.4708 | 592.62 | 0.33333 | 0.064048
237 | 01E17G12H12D07M01W03 | 27.61 | 0.06 | 0.65 | 13.39 | 41.71 | 0.15556 | 461.4708 | 526.47 | 0.33333 | 0.15992 | 1
238 | 01E17G12H12D07M01W04 | 27.61 | 0.06 | 0.65 | 9.66 | 37.98 | 0.15556 | 461.4708 | 474.81 | 0.33333 | 0.23505 | 1
239 | 01E17G12H12D07M02W02 | 27.46 | 0.02 | 0.65 | 18.15 | 46.28 | 0 | 457.3689 | 590.31 | 0.77778 | 0.067875
240 | 01E17G12H13D05M01W02 | 27.04 | 0.05 | 0.65 | 18.15 | 45.89 | 0.077778 | 453.2669 | 585.48 | 0.44444 | 0.07573
241 | 01E17G12H13D05M01W03 | 27.04 | 0.05 | 0.65 | 13.39 | 41.13 | 0.077778 | 453.2669 | 519.33 | 0.44444 | 0.1716 | 1
242 | 01E17G12H13D07M01W02 | 27.61 | 0.06 | 0.65 | 18.15 | 46.47 | 0.077778 | 459.4199 | 592.62 | 0.33333 | 0.064048
243 | 01E17G12H13D07M01W03 | 27.61 | 0.06 | 0.65 | 13.39 | 41.71 | 0.077778 | 459.4199 | 526.47 | 0.33333 | 0.15992 | 1
244 | 01E17G12H13D07M01W04 | 27.61 | 0.06 | 0.65 | 9.66 | 37.98 | 0.077778 | 459.4199 | 474.81 | 0.33333 | 0.23505 | 1
245 | 01E17G12H13D07M02W02 | 27.46 | 0.02 | 0.65 | 18.15 | 46.28 | 0 | 455.3179 | 590.31 | 0.77778 | 0.067875
246 | 01E17G12H14D05M01W02 | 31.11 | 0.06 | 0.65 | 18.15 | 49.97 | 0.15556 | 588.6317 | 630 | 0.33333 | -0.0064451
247 | 01E17G12H14D05M01W03 | 31.11 | 0.06 | 0.65 | 13.39 | 45.21 | 0.15556 | 588.6317 | 563.85 | 0.33333 | 0.089426
248 | 01E17G12H14D07M01W02 | 31.77 | 0.07 | 0.65 | 18.15 | 50.64 | 0.15556 | 598.8866 | 637.98 | 0.22222 | -0.01994
249 | 01E17G12H14D07M01W03 | 31.77 | 0.07 | 0.65 | 13.39 | 45.88 | 0.15556 | 598.8866 | 571.83 | 0.22222 | 0.075932
250 | 01E17G12H14D07M01W04 | 31.77 | 0.07 | 0.65 | 9.66 | 42.15 | 0.15556 | 598.8866 | 520.17 | 0.22222 | 0.15106
251 | 01E17G12H14D07M02W02 | 31.6 | 0.02 | 0.65 | 18.15 | 50.42 | 0 | 592.7337 | 635.25 | 0.77778 | -0.015509
252 | 01E18G09H07D04M01W02 | 29.69 | 0.02 | 0.65 | 18.15 | 48.51 | 0 | 561.9689 | 612.15 | 0.77778 | 0.022961
253 | 01E18G09H07D05M01W02 | 25.42 | 0.02 | 0.65 | 18.15 | 44.24 | 0 | 494.2866 | 560.07 | 0.77778 | 0.10896
254 | 01E18G09H07D05M01W03 | 25.42 | 0.02 | 0.65 | 13.39 | 39.48 | 0 | 494.2866 | 493.92 | 0.77778 | 0.20483 | 1
255 | 01E18G09H07D06M01W02 | 22.91 | 0.02 | 0.65 | 18.15 | 41.73 | 0 | 455.3179 | 529.62 | 0.77778 | 0.15952 | 1
256 | 01E18G09H07D06M01W03 | 22.91 | 0.02 | 0.65 | 13.39 | 36.97 | 0 | 455.3179 | 463.47 | 0.77778 | 0.25539 | 1
257 | 01E18G09H07D07M01W02 | 26.04 | 0.02 | 0.65 | 18.15 | 44.86 | 0 | 504.5415 | 567.63 | 0.77778 | 0.096475
258 | 01E18G09H07D07M01W03 | 26.04 | 0.02 | 0.65 | 13.39 | 40.1 | 0 | 504.5415 | 501.48 | 0.77778 | 0.19235 | 1
259 | 01E18G09H07D07M01W04 | 26.04 | 0.02 | 0.65 | 9.66 | 36.37 | 0 | 504.5415 | 449.82 | 0.77778 | 0.26747 | 1
260 | 01E18G09H07D07M02W02 | 26.01 | 0.01 | 0.65 | 18.15 | 44.82 | 0 | 502.4905 | 566.79 | 0.88889 | 0.097281
261 | 01E18G09H08D05M01W02 | 22.39 | 0.02 | 0.65 | 18.15 | 41.21 | 0 | 494.2866 | 519.96 | 0.77778 | 0.16999 | 1
262 | 01E18G09H08D05M01W03 | 22.39 | 0.02 | 0.65 | 13.39 | 36.45 | 0 | 494.2866 | 453.81 | 0.77778 | 0.26586 | 1
263 | 01E18G09H08D06M01W02 | 20.18 | 0.02 | 0.65 | 18.15 | 39 | 0 | 455.3179 | 493.5 | 0.77778 | 0.2145 | 1
264 | 01E18G09H08D06M01W03 | 20.18 | 0.02 | 0.65 | 13.39 | 34.24 | 0 | 455.3179 | 427.35 | 0.77778 | 0.31037 | 1
265 | 01E18G09H08D07M01W02 | 22.94 | 0.02 | 0.65 | 18.15 | 41.76 | 0 | 504.5415 | 526.47 | 0.77778 | 0.15891 | 1
266 | 01E18G09H08D07M01W03 | 22.94 | 0.02 | 0.65 | 13.39 | 37 | 0 | 504.5415 | 460.32 | 0.77778 | 0.25478 | 1
267 | 01E18G09H08D07M01W04 | 22.94 | 0.02 | 0.65 | 9.66 | 33.27 | 0 | 504.5415 | 408.66 | 0.77778 | 0.32991 | 1
268 | 01E18G09H08D07M02W02 | 22.91 | 0.01 | 0.65 | 18.15 | 41.72 | 0 | 502.4905 | 525.84 | 0.88889 | 0.15972 | 1
269 | 01E18G09H09D05M01W02 | 21.55 | 0.02 | 0.65 | 18.15 | 40.37 | 0 | 494.2866 | 508.62 | 0.77778 | 0.18691 | 1
270 | 01E18G09H09D05M01W03 | 21.55 | 0.02 | 0.65 | 13.39 | 35.61 | 0 | 494.2866 | 442.47 | 0.77778 | 0.28278 | 1
271 | 01E18G09H09D07M01W02 | 22.08 | 0.02 | 0.65 | 18.15 | 40.9 | 0 | 504.5415 | 515.13 | 0.77778 | 0.17623 | 1
272 | 01E18G09H09D07M01W03 | 22.08 | 0.02 | 0.65 | 13.39 | 36.14 | 0 | 504.5415 | 448.98 | 0.77778 | 0.2721 | 1
273 | 01E18G09H09D07M01W04 | 22.08 | 0.02 | 0.65 | 9.66 | 32.41 | 0 | 504.5415 | 397.32 | 0.77778 | 0.34723 | 1
274 | 01E18G09H09D07M02W02 | 22.05 | 0.01 | 0.65 | 18.15 | 40.86 | 0 | 502.4905 | 514.29 | 0.88889 | 0.17704 | 1
275 | 01E18G09H10D05M01W02 | 25.42 | 0.02 | 0.65 | 18.15 | 44.24 | 0 | 494.2866 | 560.07 | 0.77778 | 0.10896
276 | 01E18G09H10D05M01W03 | 25.42 | 0.02 | 0.65 | 13.39 | 39.48 | 0 | 494.2866 | 493.92 | 0.77778 | 0.20483 | 1
277 | 01E18G09H10D07M01W02 | 26.04 | 0.02 | 0.65 | 18.15 | 44.86 | 0 | 504.5415 | 567.63 | 0.77778 | 0.096475
278 | 01E18G09H10D07M01W03 | 26.04 | 0.02 | 0.65 | 13.39 | 40.1 | 0 | 504.5415 | 501.48 | 0.77778 | 0.19235 | 1
279 | 01E18G09H10D07M01W04 | 26.04 | 0.02 | 0.65 | 9.66 | 36.37 | 0 | 504.5415 | 449.82 | 0.77778 | 0.26747 | 1
280 | 01E18G09H10D07M02W02 | 26.01 | 0.01 | 0.65 | 18.15 | 44.82 | 0 | 502.4905 | 566.79 | 0.88889 | 0.097281
281 | 01E18G09H11D05M01W02 | 25.42 | 0.02 | 0.65 | 18.15 | 44.24 | 0 | 494.2866 | 560.07 | 0.77778 | 0.10896
282 | 01E18G09H11D05M01W03 | 25.42 | 0.02 | 0.65 | 13.39 | 39.48 | 0 | 494.2866 | 493.92 | 0.77778 | 0.20483 | 1
283 | 01E18G09H11D06M01W02 | 22.91 | 0.01 | 0.65 | 18.15 | 41.72 | 0 | 455.3179 | 529.62 | 0.88889 | 0.15972 | 1
284 | 01E18G09H11D06M01W03 | 22.91 | 0.01 | 0.65 | 13.39 | 36.96 | 0 | 455.3179 | 463.47 | 0.88889 | 0.25559 | 1
285 | 01E18G09H11D07M01W02 | 26.04 | 0.02 | 0.65 | 18.15 | 44.86 | 0 | 504.5415 | 567.63 | 0.77778 | 0.096475
286 | 01E18G09H11D07M01W03 | 26.04 | 0.02 | 0.65 | 13.39 | 40.1 | 0 | 504.5415 | 501.48 | 0.77778 | 0.19235 | 1
287 | 01E18G09H11D07M01W04 | 26.04 | 0.02 | 0.65 | 9.66 | 36.37 | 0 | 504.5415 | 449.82 | 0.77778 | 0.26747 | 1
288 | 01E18G09H11D07M02W02 | 26.01 | 0.01 | 0.65 | 18.15 | 44.82 | 0 | 502.4905 | 566.79 | 0.88889 | 0.097281
289 | 01E18G09H12D05M01W02 | 22.08 | 0.01 | 0.65 | 18.15 | 40.89 | 0 | 385.5845 | 523.95 | 0.88889 | 0.17644 | 1
290 | 01E18G09H12D05M01W03 | 22.08 | 0.01 | 0.65 | 13.39 | 36.13 | 0 | 385.5845 | 457.8 | 0.88889 | 0.27231 | 1
291 | 01E18G09H12D07M01W02 | 22.63 | 0.02 | 0.65 | 18.15 | 41.45 | 0 | 393.7885 | 530.67 | 0.77778 | 0.16516 | 1
292 | 01E18G09H12D07M01W03 | 22.63 | 0.02 | 0.65 | 13.39 | 36.69 | 0 | 393.7885 | 464.52 | 0.77778 | 0.26103 | 1
293 | 01E18G09H12D07M01W04 | 22.63 | 0.02 | 0.65 | 9.66 | 32.96 | 0 | 393.7885 | 412.86 | 0.77778 | 0.33615 | 1
294 | 01E18G09H12D07M02W02 | 22.6 | 0.01 | 0.65 | 18.15 | 41.41 | 0 | 391.7375 | 529.83 | 0.88889 | 0.16596 | 1
295 | 01E18G09H13D05M01W02 | 22.08 | 0.01 | 0.65 | 18.15 | 40.89 | 0 | 385.5845 | 523.95 | 0.88889 | 0.17644 | 1
296 | 01E18G09H13D05M01W03 | 22.08 | 0.01 | 0.65 | 13.39 | 36.13 | 0 | 385.5845 | 457.8 | 0.88889 | 0.27231 | 1
297 | 01E18G09H13D07M01W02 | 22.63 | 0.01 | 0.65 | 18.15 | 41.44 | 0 | 393.7885 | 530.67 | 0.88889 | 0.16536 | 1
298 | 01E18G09H13D07M01W03 | 22.63 | 0.01 | 0.65 | 13.39 | 36.68 | 0 | 393.7885 | 464.52 | 0.88889 | 0.26123 | 1
299 | 01E18G09H13D07M01W04 | 22.63 | 0.01 | 0.65 | 9.66 | 32.95 | 0 | 393.7885 | 412.86 | 0.88889 | 0.33635 | 1
300 | 01E18G09H13D07M02W02 | 22.6 | 0.01 | 0.65 | 18.15 | 41.41 | 0 | 391.7375 | 529.83 | 0.88889 | 0.16596 | 1
301 | 01E18G09H14D05M01W02 | 25.42 | 0.02 | 0.65 | 18.15 | 44.24 | 0 | 494.2866 | 560.07 | 0.77778 | 0.10896
302 | 01E18G09H14D05M01W03 | 25.42 | 0.02 | 0.65 | 13.39 | 39.48 | 0 | 494.2866 | 493.92 | 0.77778 | 0.20483 | 1
303 | 01E18G09H14D07M01W02 | 26.04 | 0.02 | 0.65 | 18.15 | 44.86 | 0 | 504.5415 | 567.63 | 0.77778 | 0.096475
304 | 01E18G09H14D07M01W03 | 26.04 | 0.02 | 0.65 | 13.39 | 40.1 | 0 | 504.5415 | 501.48 | 0.77778 | 0.19235 | 1
305 | 01E18G09H14D07M01W04 | 26.04 | 0.02 | 0.65 | 9.66 | 36.37 | 0 | 504.5415 | 449.82 | 0.77778 | 0.26747 | 1
306 | 01E18G09H14D07M02W02 | 26.01 | 0.01 | 0.65 | 18.15 | 44.82 | 0 | 502.4905 | 566.79 | 0.88889 | 0.097281
307 | 01E18G10H07D04M01W02 | 37.68 | 0 | 0.65 | 18.15 | 56.48 | 0 | 687.0788 | 712.53 | 1 | -0.13756
308 | 01E18G10H07D05M01W02 | 32.61 | 0 | 0.65 | 18.15 | 51.41 | 0 | 607.0905 | 650.37 | 1 | -0.035448
309 | 01E18G10H07D05M01W03 | 32.61 | 0 | 0.65 | 13.39 | 46.65 | 0 | 607.0905 | 584.22 | 1 | 0.060423
310 | 01E18G10H07D06M01W02 | 29.46 | 0 | 0.65 | 18.15 | 48.26 | 0 | 557.867 | 611.94 | 1 | 0.027996
311 | 01E18G10H07D06M01W03 | 29.46 | 0 | 0.65 | 13.39 | 43.5 | 0 | 557.867 | 545.79 | 1 | 0.12387
312 | 01E18G10H07D07M01W02 | 33.39 | 0 | 0.65 | 18.15 | 52.19 | 0 | 619.3964 | 660.03 | 1 | -0.051158
313 | 01E18G10H07D07M01W03 | 33.39 | 0 | 0.65 | 13.39 | 47.43 | 0 | 619.3964 | 593.88 | 1 | 0.044713
314 | 01E18G10H07D07M01W04 | 33.39 | 0 | 0.65 | 9.66 | 43.7 | 0 | 619.3964 | 542.22 | 1 | 0.11984
315 | 01E18G10H07D07M02W02 | 33.64 | 0 | 0.65 | 18.15 | 52.44 | 0 | 623.4984 | 662.55 | 1 | -0.056193
316 | 01E18G10H08D05M01W02 | 28.73 | 0 | 0.65 | 18.15 | 47.53 | 0 | 607.0905 | 598.5 | 1 | 0.042699
317 | 01E18G10H08D05M01W03 | 28.73 | 0 | 0.65 | 13.39 | 42.77 | 0 | 607.0905 | 532.35 | 1 | 0.13857
318 | 01E18G10H08D06M01W02 | 25.96 | 0 | 0.65 | 18.15 | 44.76 | 0 | 557.867 | 565.11 | 1 | 0.098489
319 | 01E18G10H08D06M01W03 | 25.96 | 0 | 0.65 | 13.39 | 40 | 0 | 557.867 | 498.96 | 1 | 0.19436
320 | 01E18G10H08D07M01W02 | 29.42 | 0 | 0.65 | 18.15 | 48.22 | 0 | 619.3964 | 606.69 | 1 | 0.028802
321 | 01E18G10H08D07M01W03 | 29.42 | 0 | 0.65 | 13.39 | 43.46 | 0 | 619.3964 | 540.54 | 1 | 0.12467
322 | 01E18G10H08D07M01W04 | 29.42 | 0 | 0.65 | 9.66 | 39.73 | 0 | 619.3964 | 488.88 | 1 | 0.1998
323 | 01E18G10H08D07M02W02 | 29.64 | 0 | 0.65 | 18.15 | 48.44 | 0 | 623.4984 | 609 | 1 | 0.024371
324 | 01E18G10H09D05M01W02 | 27.65 | 0 | 0.65 | 18.15 | 46.45 | 0 | 607.0905 | 584.01 | 1 | 0.064451
325 | 01E18G10H09D05M01W03 | 27.65 | 0 | 0.65 | 13.39 | 41.69 | 0 | 607.0905 | 517.86 | 1 | 0.16032
326 | 01E18G10H09D07M01W02 | 28.32 | 0 | 0.65 | 18.15 | 47.12 | 0 | 619.3964 | 591.99 | 1 | 0.050957
327 | 01E18G10H09D07M01W03 | 28.32 | 0 | 0.65 | 13.39 | 42.36 | 0 | 619.3964 | 525.84 | 1 | 0.14683
328 | 01E18G10H09D07M01W04 | 28.32 | 0 | 0.65 | 9.66 | 38.63 | 0 | 619.3964 | 474.18 | 1 | 0.22195
329 | 01E18G10H09D07M02W02 | 28.53 | 0 | 0.65 | 18.15 | 47.33 | 0 | 623.4984 | 594.09 | 1 | 0.046727
330 | 01E18G10H10D05M01W02 | 32.61 | 0 | 0.65 | 18.15 | 51.41 | 0 | 607.0905 | 650.37 | 1 | -0.035448
331 | 01E18G10H10D05M01W03 | 32.61 | 0 | 0.65 | 13.39 | 46.65 | 0 | 607.0905 | 584.22 | 1 | 0.060423
332 | 01E18G10H10D07M01W02 | 33.39 | 0 | 0.65 | 18.15 | 52.19 | 0 | 619.3964 | 660.03 | 1 | -0.051158
333 | 01E18G10H10D07M01W03 | 33.39 | 0 | 0.65 | 13.39 | 47.43 | 0 | 619.3964 | 593.88 | 1 | 0.044713
334 | 01E18G10H10D07M01W04 | 33.39 | 0 | 0.65 | 9.66 | 43.7 | 0 | 619.3964 | 542.22 | 1 | 0.11984
335 | 01E18G10H10D07M02W02 | 33.64 | 0 | 0.65 | 18.15 | 52.44 | 0 | 623.4984 | 662.55 | 1 | -0.056193
336 | 01E18G10H11D05M01W02 | 32.61 | 0 | 0.65 | 18.15 | 51.41 | 0 | 607.0905 | 650.37 | 1 | -0.035448
337 | 01E18G10H11D05M01W03 | 32.61 | 0 | 0.65 | 13.39 | 46.65 | 0 | 607.0905 | 584.22 | 1 | 0.060423
338 | 01E18G10H11D06M01W02 | 29.46 | 0 | 0.65 | 18.15 | 48.26 | 0 | 557.867 | 611.94 | 1 | 0.027996
339 | 01E18G10H11D06M01W03 | 29.46 | 0 | 0.65 | 13.39 | 43.5 | 0 | 557.867 | 545.79 | 1 | 0.12387
340 | 01E18G10H11D07M01W02 | 33.39 | 0 | 0.65 | 18.15 | 52.19 | 0 | 619.3964 | 660.03 | 1 | -0.051158
341 | 01E18G10H11D07M01W03 | 33.39 | 0 | 0.65 | 13.39 | 47.43 | 0 | 619.3964 | 593.88 | 1 | 0.044713
342 | 01E18G10H11D07M01W04 | 33.39 | 0 | 0.65 | 9.66 | 43.7 | 0 | 619.3964 | 542.22 | 1 | 0.11984
343 | 01E18G10H11D07M02W02 | 33.64 | 0 | 0.65 | 18.15 | 52.44 | 0 | 623.4984 | 662.55 | 1 | -0.056193
344 | 01E18G10H12D05M01W02 | 28.33 | 0 | 0.65 | 18.15 | 47.13 | 0 | 467.6238 | 603.54 | 1 | 0.050755
345 | 01E18G10H12D05M01W03 | 28.33 | 0 | 0.65 | 13.39 | 42.37 | 0 | 467.6238 | 537.39 | 1 | 0.14663
346 | 01E18G10H12D07M01W02 | 29.01 | 0 | 0.65 | 18.15 | 47.81 | 0 | 475.8277 | 612.15 | 1 | 0.037059
347 | 01E18G10H12D07M01W03 | 29.01 | 0 | 0.65 | 13.39 | 43.05 | 0 | 475.8277 | 546 | 1 | 0.13293
348 | 01E18G10H12D07M01W04 | 29.01 | 0 | 0.65 | 9.66 | 39.32 | 0 | 475.8277 | 494.34 | 1 | 0.20806 | 1
349 | 01E18G10H12D07M02W02 | 29.22 | 0 | 0.65 | 18.15 | 48.02 | 0 | 479.9297 | 614.46 | 1 | 0.03283
350 | 01E18G10H13D05M01W02 | 28.33 | 0 | 0.65 | 18.15 | 47.13 | 0 | 467.6238 | 603.54 | 1 | 0.050755
351 | 01E18G10H13D05M01W03 | 28.33 | 0 | 0.65 | 13.39 | 42.37 | 0 | 467.6238 | 537.39 | 1 | 0.14663
352 | 01E18G10H13D07M01W02 | 29.01 | 0 | 0.65 | 18.15 | 47.81 | 0 | 475.8277 | 612.15 | 1 | 0.037059
353 | 01E18G10H13D07M01W03 | 29.01 | 0 | 0.65 | 13.39 | 43.05 | 0 | 475.8277 | 546 | 1 | 0.13293
354 | 01E18G10H13D07M01W04 | 29.01 | 0 | 0.65 | 9.66 | 39.32 | 0 | 475.8277 | 494.34 | 1 | 0.20806 | 1
355 | 01E18G10H13D07M02W02 | 29.22 | 0 | 0.65 | 18.15 | 48.02 | 0 | 479.9297 | 614.46 | 1 | 0.03283
356 | 01E18G10H14D05M01W02 | 32.61 | 0 | 0.65 | 18.15 | 51.41 | 0 | 607.0905 | 650.37 | 1 | -0.035448
357 | 01E18G10H14D05M01W03 | 32.61 | 0 | 0.65 | 13.39 | 46.65 | 0 | 607.0905 | 584.22 | 1 | 0.060423
358 | 01E18G10H14D07M01W02 | 33.39 | 0 | 0.65 | 18.15 | 52.19 | 0 | 619.3964 | 660.03 | 1 | -0.051158
359 | 01E18G10H14D07M01W03 | 33.39 | 0 | 0.65 | 13.39 | 47.43 | 0 | 619.3964 | 593.88 | 1 | 0.044713
360 | 01E18G10H14D07M01W04 | 33.39 | 0 | 0.65 | 9.66 | 43.7 | 0 | 619.3964 | 542.22 | 1 | 0.11984
361 | 01E18G10H14D07M02W02 | 33.64 | 0 | 0.65 | 18.15 | 52.44 | 0 | 623.4984 | 662.55 | 1 | -0.056193
362 | 01E18G12H07D04M01W02 | 31.25 | 0.04 | 0.65 | 18.15 | 50.09 | 0 | 588.6317 | 630.84 | 0.55556 | -0.008862
363 | 01E18G12H07D05M01W02 | 26.81 | 0.03 | 0.65 | 18.15 | 45.64 | 0 | 518.8983 | 576.87 | 0.66667 | 0.080765
364 | 01E18G12H07D05M01W03 | 26.81 | 0.03 | 0.65 | 13.39 | 40.88 | 0 | 518.8983 | 510.72 | 0.66667 | 0.17664 | 1
365 | 01E18G12H07D06M01W02 | 24.3 | 0.03 | 0.65 | 18.15 | 43.13 | 0 | 479.9297 | 546.63 | 0.66667 | 0.13132
366 | 01E18G12H07D06M01W03 | 24.3 | 0.03 | 0.65 | 13.39 | 38.37 | 0 | 479.9297 | 480.48 | 0.66667 | 0.22719 | 1
367 | 01E18G12H07D07M01W02 | 27.43 | 0.03 | 0.65 | 18.15 | 46.26 | 0 | 527.1023 | 584.43 | 0.66667 | 0.068278
368 | 01E18G12H07D07M01W03 | 27.43 | 0.03 | 0.65 | 13.39 | 41.5 | 0 | 527.1023 | 518.28 | 0.66667 | 0.16415 | 1
369 | 01E18G12H07D07M01W04 | 27.43 | 0.03 | 0.65 | 9.66 | 37.77 | 0 | 527.1023 | 466.62 | 0.66667 | 0.23927 | 1
370 | 01E18G12H07D07M02W02 | 27.3 | 0.03 | 0.65 | 18.15 | 46.13 | 0 | 525.0513 | 582.33 | 0.66667 | 0.070896
371 | 01E18G12H08D05M01W02 | 23.61 | 0.03 | 0.65 | 18.15 | 42.44 | 0 | 518.8983 | 534.45 | 0.66667 | 0.14522
372 | 01E18G12H08D05M01W03 | 23.61 | 0.03 | 0.65 | 13.39 | 37.68 | 0 | 518.8983 | 468.3 | 0.66667 | 0.24109 | 1
373 | 01E18G12H08D06M01W02 | 21.41 | 0.03 | 0.65 | 18.15 | 40.24 | 0 | 479.9297 | 508.2 | 0.66667 | 0.18953 | 1
374 | 01E18G12H08D06M01W03 | 21.41 | 0.03 | 0.65 | 13.39 | 35.48 | 0 | 479.9297 | 442.05 | 0.66667 | 0.2854 | 1
375 | 01E18G12H08D07M01W02 | 24.16 | 0.03 | 0.65 | 18.15 | 42.99 | 0 | 527.1023 | 541.17 | 0.66667 | 0.13414
376 | 01E18G12H08D07M01W03 | 24.16 | 0.03 | 0.65 | 13.39 | 38.23 | 0 | 527.1023 | 475.02 | 0.66667 | 0.23001 | 1
377 | 01E18G12H08D07M01W04 | 24.16 | 0.03 | 0.65 | 9.66 | 34.5 | 0 | 527.1023 | 423.36 | 0.66667 | 0.30514 | 1
378 | 01E18G12H08D07M02W02 | 24.05 | 0.03 | 0.65 | 18.15 | 42.88 | 0 | 525.0513 | 539.28 | 0.66667 | 0.13635
379 | 01E18G12H09D05M01W02 | 22.73 | 0.03 | 0.65 | 18.15 | 41.56 | 0 | 518.8983 | 522.69 | 0.66667 | 0.16294 | 1
380 | 01E18G12H09D05M01W03 | 22.73 | 0.03 | 0.65 | 13.39 | 36.8 | 0 | 518.8983 | 456.54 | 0.66667 | 0.25881 | 1
381 | 01E18G12H09D07M01W02 | 23.25 | 0.03 | 0.65 | 18.15 | 42.08 | 0 | 527.1023 | 528.99 | 0.66667 | 0.15247 | 1
382 | 01E18G12H09D07M01W03 | 23.25 | 0.03 | 0.65 | 13.39 | 37.32 | 0 | 527.1023 | 462.84 | 0.66667 | 0.24834 | 1
383 | 01E18G12H09D07M01W04 | 23.25 | 0.03 | 0.65 | 9.66 | 33.59 | 0 | 527.1023 | 411.18 | 0.66667 | 0.32346 | 1
384 | 01E18G12H09D07M02W02 | 23.14 | 0.03 | 0.65 | 18.15 | 41.97 | 0 | 525.0513 | 527.31 | 0.66667 | 0.15468 | 1
385 | 01E18G12H10D05M01W02 | 26.81 | 0.03 | 0.65 | 18.15 | 45.64 | 0 | 518.8983 | 576.87 | 0.66667 | 0.080765
386 | 01E18G12H10D05M01W03 | 26.81 | 0.03 | 0.65 | 13.39 | 40.88 | 0 | 518.8983 | 510.72 | 0.66667 | 0.17664 | 1
387 | 01E18G12H10D07M01W02 | 27.43 | 0.03 | 0.65 | 18.15 | 46.26 | 0 | 527.1023 | 584.43 | 0.66667 | 0.068278
388 | 01E18G12H10D07M01W03 | 27.43 | 0.03 | 0.65 | 13.39 | 41.5 | 0 | 527.1023 | 518.28 | 0.66667 | 0.16415 | 1
389 | 01E18G12H10D07M01W04 | 27.43 | 0.03 | 0.65 | 9.66 | 37.77 | 0 | 527.1023 | 466.62 | 0.66667 | 0.23927 | 1
390 | 01E18G12H10D07M02W02 | 27.3 | 0.02 | 0.65 | 18.15 | 46.12 | 0 | 525.0513 | 582.33 | 0.77778 | 0.071098
391 | 01E18G12H11D05M01W02 | 26.81 | 0.03 | 0.65 | 18.15 | 45.64 | 0 | 518.8983 | 576.87 | 0.66667 | 0.080765
392 | 01E18G12H11D05M01W03 | 26.81 | 0.03 | 0.65 | 13.39 | 40.88 | 0 | 518.8983 | 510.72 | 0.66667 | 0.17664 | 1
393 | 01E18G12H11D06M01W02 | 24.3 | 0.02 | 0.65 | 18.15 | 43.12 | 0 | 479.9297 | 546.63 | 0.77778 | 0.13152
394 | 01E18G12H11D06M01W03 | 24.3 | 0.02 | 0.65 | 13.39 | 38.36 | 0 | 479.9297 | 480.48 | 0.77778 | 0.22739 | 1
395 | 01E18G12H11D07M01W02 | 27.43 | 0.03 | 0.65 | 18.15 | 46.26 | 0 | 527.1023 | 584.43 | 0.66667 | 0.068278
396 | 01E18G12H11D07M01W03 | 27.43 | 0.03 | 0.65 | 13.39 | 41.5 | 0 | 527.1023 | 518.28 | 0.66667 | 0.16415 | 1
397 | 01E18G12H11D07M01W04 | 27.43 | 0.03 | 0.65 | 9.66 | 37.77 | 0 | 527.1023 | 466.62 | 0.66667 | 0.23927 | 1
398 | 01E18G12H11D07M02W02 | 27.3 | 0.02 | 0.65 | 18.15 | 46.12 | 0 | 525.0513 | 582.33 | 0.77778 | 0.071098
399 | 01E18G12H12D05M01W02 | 23.29 | 0.02 | 0.65 | 18.15 | 42.11 | 0 | 404.0434 | 538.86 | 0.77778 | 0.15186 | 1
400 | 01E18G12H12D05M01W03 | 23.29 | 0.02 | 0.65 | 13.39 | 37.35 | 0 | 404.0434 | 472.71 | 0.77778 | 0.24773 | 1
401 | 01E18G12H12D07M01W02 | 23.84 | 0.02 | 0.65 | 18.15 | 42.66 | 0 | 410.1963 | 545.37 | 0.77778 | 0.14079
402 | 01E18G12H12D07M01W03 | 23.84 | 0.02 | 0.65 | 13.39 | 37.9 | 0 | 410.1963 | 479.22 | 0.77778 | 0.23666 | 1
403 | 01E18G12H12D07M01W04 | 23.84 | 0.02 | 0.65 | 9.66 | 34.17 | 0 | 410.1963 | 427.56 | 0.77778 | 0.31178 | 1
404 | 01E18G12H12D07M02W02 | 23.72 | 0.02 | 0.65 | 18.15 | 42.54 | 0 | 406.0943 | 543.69 | 0.77778 | 0.1432
405 | 01E18G12H13D05M01W02 | 23.29 | 0.02 | 0.65 | 18.15 | 42.11 | 0 | 401.9924 | 538.86 | 0.77778 | 0.15186 | 1
406 | 01E18G12H13D05M01W03 | 23.29 | 0.02 | 0.65 | 13.39 | 37.35 | 0 | 401.9924 | 472.71 | 0.77778 | 0.24773 | 1
407 | 01E18G12H13D07M01W02 | 23.84 | 0.02 | 0.65 | 18.15 | 42.66 | 0 | 410.1963 | 545.37 | 0.77778 | 0.14079
408 | 01E18G12H13D07M01W03 | 23.84 | 0.02 | 0.65 | 13.39 | 37.9 | 0 | 410.1963 | 479.22 | 0.77778 | 0.23666 | 1
409 | 01E18G12H13D07M01W04 | 23.84 | 0.02 | 0.65 | 9.66 | 34.17 | 0 | 410.1963 | 427.56 | 0.77778 | 0.31178 | 1
410 | 01E18G12H13D07M02W02 | 23.72 | 0.02 | 0.65 | 18.15 | 42.54 | 0 | 406.0943 | 543.69 | 0.77778 | 0.1432
411 | 01E18G12H14D05M01W02 | 26.81 | 0.02 | 0.65 | 18.15 | 45.63 | 0 | 518.8983 | 576.87 | 0.77778 | 0.080967
412 | 01E18G12H14D05M01W03 | 26.81 | 0.02 | 0.65 | 13.39 | 40.87 | 0 | 518.8983 | 510.72 | 0.77778 | 0.17684 | 1
413 | 01E18G12H14D07M01W02 | 27.43 | 0.03 | 0.65 | 18.15 | 46.26 | 0 | 527.1023 | 584.43 | 0.66667 | 0.068278
414 | 01E18G12H14D07M01W03 | 27.43 | 0.03 | 0.65 | 13.39 | 41.5 | 0 | 527.1023 | 518.28 | 0.66667 | 0.16415 | 1
415 | 01E18G12H14D07M01W04 | 27.43 | 0.03 | 0.65 | 9.66 | 37.77 | 0 | 527.1023 | 466.62 | 0.66667 | 0.23927 | 1
416 | 01E18G12H14D07M02W02 | 27.3 | 0.02 | 0.65 | 18.15 | 46.12 | 0 | 525.0513 | 582.33 | 0.77778 | 0.071098
417 | 01E19G09H07D04M01W02 | 30.91 | 0 | 0.65 | 18.15 | 49.71 | 0 | 578.3768 | 627.48 | 1 | -0.0012085
418 | 01E19G09H07D05M01W02 | 26.51 | 0 | 0.65 | 18.15 | 45.31 | 0 | 510.6944 | 573.93 | 1 | 0.087412
419 | 01E19G09H07D05M01W03 | 26.51 | 0 | 0.65 | 13.39 | 40.55 | 0 | 510.6944 | 507.78 | 1 | 0.18328 | 1
420 | 01E19G09H07D06M01W02 | 23.98 | 0 | 0.65 | 18.15 | 42.78 | 0 | 471.7258 | 543.27 | 1 | 0.13837
421 | 01E19G09H07D06M01W03 | 23.98 | 0 | 0.65 | 13.39 | 38.02 | 0 | 471.7258 | 477.12 | 1 | 0.23424 | 1
422 | 01E19G09H07D07M01W02 | 27.12 | 0 | 0.65 | 18.15 | 45.92 | 0 | 518.8983 | 581.49 | 1 | 0.075126
423 | 01E19G09H07D07M01W03 | 27.12 | 0 | 0.65 | 13.39 | 41.16 | 0 | 518.8983 | 515.34 | 1 | 0.171 | 1
424 | 01E19G09H07D07M01W04 | 27.12 | 0 | 0.65 | 9.66 | 37.43 | 0 | 518.8983 | 463.68 | 1 | 0.24612 | 1
425 | 01E19G09H07D07M02W02 | 27.17 | 0 | 0.65 | 18.15 | 45.97 | 0 | 518.8983 | 581.49 | 1 | 0.074119
426 | 01E19G09H08D05M01W02 | 23.35 | 0 | 0.65 | 18.15 | 42.15 | 0 | 510.6944 | 531.93 | 1 | 0.15106 | 1
427 | 01E19G09H08D05M01W03 | 23.35 | 0 | 0.65 | 13.39 | 37.39 | 0 | 510.6944 | 465.78 | 1 | 0.24693 | 1
428 | 01E19G09H08D06M01W02 | 21.12 | 0 | 0.65 | 18.15 | 39.92 | 0 | 471.7258 | 505.26 | 1 | 0.19597 | 1
429 | 01E19G09H08D06M01W03 | 21.12 | 0 | 0.65 | 13.39 | 35.16 | 0 | 471.7258 | 439.11 | 1 | 0.29184 | 1
430 | 01E19G09H08D07M01W02 | 23.89 | 0 | 0.65 | 18.15 | 42.69 | 0 | 518.8983 | 538.44 | 1 | 0.14018
431 | 01E19G09H08D07M01W03 | 23.89 | 0 | 0.65 | 13.39 | 37.93 | 0 | 518.8983 | 472.29 | 1 | 0.23605 | 1
432 | 01E19G09H08D07M01W04 | 23.89 | 0 | 0.65 | 9.66 | 34.2 | 0 | 518.8983 | 420.63 | 1 | 0.31118 | 1
433 | 01E19G09H08D07M02W02 | 23.93 | 0 | 0.65 | 18.15 | 42.73 | 0 | 518.8983 | 538.44 | 1 | 0.13938
434 | 01E19G09H09D05M01W02 | 22.47 | 0 | 0.65 | 18.15 | 41.27 | 0 | 510.6944 | 520.17 | 1 | 0.16878 | 1
435 | 01E19G09H09D05M01W03 | 22.47 | 0 | 0.65 | 13.39 | 36.51 | 0 | 510.6944 | 454.02 | 1 | 0.26465 | 1
436 | 01E19G09H09D07M01W02 | 22.99 | 0 | 0.65 | 18.15 | 41.79 | 0 | 518.8983 | 526.47 | 1 | 0.15831 | 1
437 | 01E19G09H09D07M01W03 | 22.99 | 0 | 0.65 | 13.39 | 37.03 | 0 | 518.8983 | 460.32 | 1 | 0.25418 | 1
438 | 01E19G09H09D07M01W04 | 22.99 | 0 | 0.65 | 9.66 | 33.3 | 0 | 518.8983 | 408.66 | 1 | 0.32931 | 1
439 | 01E19G09H09D07M02W02 | 23.03 | 0 | 0.65 | 18.15 | 41.83 | 0 | 518.8983 | 526.68 | 1 | 0.1575 | 1
440 | 01E19G09H10D05M01W02 | 26.51 | 0 | 0.65 | 18.15 | 45.31 | 0 | 510.6944 | 573.93 | 1 | 0.087412
441 | 01E19G09H10D05M01W03 | 26.51 | 0 | 0.65 | 13.39 | 40.55 | 0 | 510.6944 | 507.78 | 1 | 0.18328 | 1
442 | 01E19G09H10D07M01W02 | 27.12 | 0 | 0.65 | 18.15 | 45.92 | 0 | 518.8983 | 581.49 | 1 | 0.075126
443 | 01E19G09H10D07M01W03 | 27.12 | 0 | 0.65 | 13.39 | 41.16 | 0 | 518.8983 | 515.34 | 1 | 0.171 | 1
444 | 01E19G09H10D07M01W04 | 27.12 | 0 | 0.65 | 9.66 | 37.43 | 0 | 518.8983 | 463.68 | 1 | 0.24612 | 1
445 | 01E19G09H10D07M02W02 | 27.17 | 0 | 0.65 | 18.15 | 45.97 | 0 | 518.8983 | 581.49 | 1 | 0.074119
446 | 01E19G09H11D05M01W02 | 26.51 | 0 | 0.65 | 18.15 | 45.31 | 0 | 510.6944 | 573.93 | 1 | 0.087412
447 | 01E19G09H11D05M01W03 | 26.51 | 0 | 0.65 | 13.39 | 40.55 | 0 | 510.6944 | 507.78 | 1 | 0.18328 | 1
448 | 01E19G09H11D06M01W02 | 23.98 | 0 | 0.65 | 18.15 | 42.78 | 0 | 471.7258 | 543.27 | 1 | 0.13837
449 | 01E19G09H11D06M01W03 | 23.98 | 0 | 0.65 | 13.39 | 38.02 | 0 | 471.7258 | 477.12 | 1 | 0.23424 | 1
450 | 01E19G09H11D07M01W02 | 27.12 | 0 | 0.65 | 18.15 | 45.92 | 0 | 518.8983 | 581.49 | 1 | 0.075126
451 | 01E19G09H11D07M01W03 | 27.12 | 0 | 0.65 | 13.39 | 41.16 | 0 | 518.8983 | 515.34 | 1 | 0.171 | 1
452 | 01E19G09H11D07M01W04 | 27.12 | 0 | 0.65 | 9.66 | 37.43 | 0 | 518.8983 | 463.68 | 1 | 0.24612 | 1
453 | 01E19G09H11D07M02W02 | 27.17 | 0 | 0.65 | 18.15 | 45.97 | 0 | 518.8983 | 581.49 | 1 | 0.074119
454 | 01E19G09H12D05M01W02 | 23.03 | 0 | 0.65 | 18.15 | 41.83 | 0 | 395.8394 | 536.13 | 1 | 0.1575 | 1
455 | 01E19G09H12D05M01W03 | 23.03 | 0 | 0.65 | 13.39 | 37.07 | 0 | 395.8394 | 469.98 | 1 | 0.25337 | 1
456 | 01E19G09H12D07M01W02 | 23.57 | 0 | 0.65 | 18.15 | 42.37 | 0 | 404.0434 | 542.64 | 1 | 0.14663
457 | 01E19G09H12D07M01W03 | 23.57 | 0 | 0.65 | 13.39 | 37.61 | 0 | 404.0434 | 476.49 | 1 | 0.2425 | 1
458 | 01E19G09H12D07M01W04 | 23.57 | 0 | 0.65 | 9.66 | 33.88 | 0 | 404.0434 | 424.83 | 1 | 0.31762 | 1
459 | 01E19G09H12D07M02W02 | 23.61 | 0 | 0.65 | 18.15 | 42.41 | 0 | 404.0434 | 542.85 | 1 | 0.14582
460 | 01E19G09H13D05M01W02 | 23.03 | 0 | 0.65 | 18.15 | 41.83 | 0 | 395.8394 | 536.13 | 1 | 0.1575 | 1
461 | 01E19G09H13D05M01W03 | 23.03 | 0 | 0.65 | 13.39 | 37.07 | 0 | 395.8394 | 469.98 | 1 | 0.25337 | 1
462 | 01E19G09H13D07M01W02 | 23.57 | 0 | 0.65 | 18.15 | 42.37 | 0 | 404.0434 | 542.64 | 1 | 0.14663
463 | 01E19G09H13D07M01W03 | 23.57 | 0 | 0.65 | 13.39 | 37.61 | 0 | 404.0434 | 476.49 | 1 | 0.2425 | 1
464 | 01E19G09H13D07M01W04 | 23.57 | 0 | 0.65 | 9.66 | 33.88 | 0 | 404.0434 | 424.83 | 1 | 0.31762 | 1
465 | 01E19G09H13D07M02W02 | 23.61 | 0 | 0.65 | 18.15 | 42.41 | 0 | 404.0434 | 542.85 | 1 | 0.14582
466 | 01E19G09H14D05M01W02 | 26.51 | 0 | 0.65 | 18.15 | 45.31 | 0 | 510.6944 | 573.93 | 1 | 0.087412
467 | 01E19G09H14D05M01W03 | 26.51 | 0 | 0.65 | 13.39 | 40.55 | 0 | 510.6944 | 507.78 | 1 | 0.18328 | 1
468 | 01E19G09H14D07M01W02 | 27.12 | 0 | 0.65 | 18.15 | 45.92 | 0 | 518.8983 | 581.49 | 1 | 0.075126
469 | 01E19G09H14D07M01W03 | 27.12 | 0 | 0.65 | 13.39 | 41.16 | 0 | 518.8983 | 515.34 | 1 | 0.171 | 1
470 | 01E19G09H14D07M01W04 | 27.12 | 0 | 0.65 | 9.66 | 37.43 | 0 | 518.8983 | 463.68 | 1 | 0.24612 | 1
471 | 01E19G09H14D07M02W02 | 27.17 | 0 | 0.65 | 18.15 | 45.97 | 0 | 518.8983 | 581.49 | 1 | 0.074119
472 | 01E19G10H07D04M01W02 | 39.5 | 0 | 0.65 | 18.15 | 58.3 | 0 | 715.7926 | 735.42 | 1 | -0.17422
473 | 01E19G10H07D05M01W02 | 34.23 | 0 | 0.65 | 18.15 | 53.03 | 0 | 633.7533 | 670.95 | 1 | -0.068077
474 | 01E19G10H07D05M01W03 | 34.23 | 0 | 0.65 | 13.39 | 48.27 | 0 | 633.7533 | 604.8 | 1 | 0.027795
475 | 01E19G10H07D06M01W02 | 31.01 | 0 | 0.65 | 18.15 | 49.81 | 0 | 584.5297 | 631.68 | 1 | -0.0032226
476 | 01E19G10H07D06M01W03 | 31.01 | 0 | 0.65 | 13.39 | 45.05 | 0 | 584.5297 | 565.53 | 1 | 0.092649
477 | 01E19G10H07D07M01W02 | 35.01 | 0 | 0.65 | 18.15 | 53.81 | 0 | 646.0592 | 680.61 | 1 | -0.083787
478 | 01E19G10H07D07M01W03 | 35.01 | 0 | 0.65 | 13.39 | 49.05 | 0 | 646.0592 | 614.46 | 1 | 0.012085
479 | 01E19G10H07D07M01W04 | 35.01 | 0 | 0.65 | 9.66 | 45.32 | 0 | 646.0592 | 562.8 | 1 | 0.08721
480 | 01E19G10H07D07M02W02 | 35.36 | 0 | 0.65 | 18.15 | 54.16 | 0 | 652.2121 | 684.39 | 1 | -0.090836
481 | 01E19G10H08D05M01W02 | 30.16 | 0 | 0.65 | 18.15 | 48.96 | 0 | 633.7533 | 616.35 | 1 | 0.013897
482 | 01E19G10H08D05M01W03 | 30.16 | 0 | 0.65 | 13.39 | 44.2 | 0 | 633.7533 | 550.2 | 1 | 0.10977
483 | 01E19G10H08D06M01W02 | 27.32 | 0 | 0.65 | 18.15 | 46.12 | 0 | 584.5297 | 582.12 | 1 | 0.071098
484 | 01E19G10H08D06M01W03 | 27.32 | 0 | 0.65 | 13.39 | 41.36 | 0 | 584.5297 | 515.97 | 1 | 0.16697
485 | 01E19G10H08D07M01W02 | 30.85 | 0 | 0.65 | 18.15 | 49.65 | 0 | 646.0592 | 624.54 | 1 | 0
486 | 01E19G10H08D07M01W03 | 30.85 | 0 | 0.65 | 13.39 | 44.89 | 0 | 646.0592 | 558.39 | 1 | 0.095871
487 | 01E19G10H08D07M01W04 | 30.85 | 0 | 0.65 | 9.66 | 41.16 | 0 | 646.0592 | 506.73 | 1 | 0.171
488 | 01E19G10H08D07M02W02 | 31.16 | 0 | 0.65 | 18.15 | 49.96 | 0 | 652.2121 | 628.11 | 1 | -0.0062437
489 | 01E19G10H09D05M01W02 | 29.03 | 0 | 0.65 | 18.15 | 47.83 | 0 | 633.7533 | 601.23 | 1 | 0.036657
490 | 01E19G10H09D05M01W03 | 29.03 | 0 | 0.65 | 13.39 | 43.07 | 0 | 633.7533 | 535.08 | 1 | 0.13253
491 | 01E19G10H09D07M01W02 | 29.7 | 0 | 0.65 | 18.15 | 48.5 | 0 | 646.0592 | 609 | 1 | 0.023162
492 | 01E19G10H09D07M01W03 | 29.7 | 0 | 0.65 | 13.39 | 43.74 | 0 | 646.0592 | 542.85 | 1 | 0.11903
493 | 01E19G10H09D07M01W04 | 29.7 | 0 | 0.65 | 9.66 | 40.01 | 0 | 646.0592 | 491.19 | 1 | 0.19416
494 | 01E19G10H09D07M02W02 | 29.99 | 0 | 0.65 | 18.15 | 48.79 | 0 | 652.2121 | 612.36 | 1 | 0.017321
495 | 01E19G10H10D05M01W02 | 34.23 | 0 | 0.65 | 18.15 | 53.03 | 0 | 633.7533 | 670.95 | 1 | -0.068077
496 | 01E19G10H10D05M01W03 | 34.23 | 0 | 0.65 | 13.39 | 48.27 | 0 | 633.7533 | 604.8 | 1 | 0.027795
497 | 01E19G10H10D07M01W02 | 35.01 | 0 | 0.65 | 18.15 | 53.81 | 0 | 646.0592 | 680.61 | 1 | -0.083787
498 | 01E19G10H10D07M01W03 | 35.01 | 0 | 0.65 | 13.39 | 49.05 | 0 | 646.0592 | 614.46 | 1 | 0.012085
499 | 01E19G10H10D07M01W04 | 35.01 | 0 | 0.65 | 9.66 | 45.32 | 0 | 646.0592 | 562.8 | 1 | 0.08721
500 | 01E19G10H10D07M02W02 | 35.36 | 0 | 0.65 | 18.15 | 54.16 | 0 | 652.2121 | 684.39 | 1 | -0.090836
501 | 01E19G10H11D05M01W02 | 34.23 | 0 | 0.65 | 18.15 | 53.03 | 0 | 633.7533 | 670.95 | 1 | -0.068077
502 | 01E19G10H11D05M01W03 | 34.23 | 0 | 0.65 | 13.39 | 48.27 | 0 | 633.7533 | 604.8 | 1 | 0.027795
503 | 01E19G10H11D06M01W02 | 31.01 | 0 | 0.65 | 18.15 | 49.81 | 0 | 584.5297 | 631.68 | 1 | -0.0032226
504 | 01E19G10H11D06M01W03 | 31.01 | 0 | 0.65 | 13.39 | 45.05 | 0 | 584.5297 | 565.53 | 1 | 0.092649
505 | 01E19G10H11D07M01W02 | 35.01 | 0 | 0.65 | 18.15 | 53.81 | 0 | 646.0592 | 680.61 | 1 | -0.083787
506 | 01E19G10H11D07M01W03 | 35.01 | 0 | 0.65 | 13.39 | 49.05 | 0 | 646.0592 | 614.46 | 1 | 0.012085
507 | 01E19G10H11D07M01W04 | 35.01 | 0 | 0.65 | 9.66 | 45.32 | 0 | 646.0592 | 562.8 | 1 | 0.08721
508 | 01E19G10H11D07M02W02 | 35.36 | 0 | 0.65 | 18.15 | 54.16 | 0 | 652.2121 | 684.39 | 1 | -0.090836
509 | 01E19G10H12D05M01W02 | 29.73 | 0 | 0.65 | 18.15 | 48.53 | 0 | 486.0826 | 621.81 | 1 | 0.022558
510 | 01E19G10H12D05M01W03 | 29.73 | 0 | 0.65 | 13.39 | 43.77 | 0 | 486.0826 | 555.66 | 1 | 0.11843
511 | 01E19G10H12D07M01W02 | 30.41 | 0 | 0.65 | 18.15 | 49.21 | 0 | 496.3375 | 630.21 | 1 | 0.008862
512 | 01E19G10H12D07M01W03 | 30.41 | 0 | 0.65 | 13.39 | 44.45 | 0 | 496.3375 | 564.06 | 1 | 0.10473
513 | 01E19G10H12D07M01W04 | 30.41 | 0 | 0.65 | 9.66 | 40.72 | 0 | 496.3375 | 512.4 | 1 | 0.17986 | 1
514 | 01E19G10H12D07M02W02 | 30.71 | 0 | 0.65 | 18.15 | 49.51 | 0 | 498.3885 | 633.57 | 1 | 0.0028197
515 | 01E19G10H13D05M01W02 | 29.73 | 0 | 0.65 | 18.15 | 48.53 | 0 | 486.0826 | 621.81 | 1 | 0.022558
516 | 01E19G10H13D05M01W03 | 29.73 | 0 | 0.65 | 13.39 | 43.77 | 0 | 486.0826 | 555.66 | 1 | 0.11843
517 | 01E19G10H13D07M01W02 | 30.41 | 0 | 0.65 | 18.15 | 49.21 | 0 | 496.3375 | 630.21 | 1 | 0.008862
518 | 01E19G10H13D07M01W03 | 30.41 | 0 | 0.65 | 13.39 | 44.45 | 0 | 496.3375 | 564.06 | 1 | 0.10473
519 | 01E19G10H13D07M01W04 | 30.41 | 0 | 0.65 | 9.66 | 40.72 | 0 | 496.3375 | 512.4 | 1 | 0.17986 | 1
520 | 01E19G10H13D07M02W02 | 30.71 | 0 | 0.65 | 18.15 | 49.51 | 0 | 498.3885 | 633.57 | 1 | 0.0028197
521 | 01E19G10H14D05M01W02 | 34.23 | 0 | 0.65 | 18.15 | 53.03 | 0 | 633.7533 | 670.95 | 1 | -0.068077
522 | 01E19G10H14D05M01W03 | 34.23 | 0 | 0.65 | 13.39 | 48.27 | 0 | 633.7533 | 604.8 | 1 | 0.027795
523 | 01E19G10H14D07M01W02 | 35.01 | 0 | 0.65 | 18.15 | 53.81 | 0 | 646.0592 | 680.61 | 1 | -0.083787
524 | 01E19G10H14D07M01W03 | 35.01 | 0 | 0.65 | 13.39 | 49.05 | 0 | 646.0592 | 614.46 | 1 | 0.012085
525 | 01E19G10H14D07M01W04 | 35.01 | 0 | 0.65 | 9.66 | 45.32 | 0 | 646.0592 | 562.8 | 1 | 0.08721
526 | 01E19G10H14D07M02W02 | 35.36 | 0 | 0.65 | 18.15 | 54.16 | 0 | 652.2121 | 684.39 | 1 | -0.090836
527 | 01E19G12H07D04M01W02 | 32.36 | 0.02 | 0.65 | 18.15 | 51.18 | 0 | 602.9886 | 645.12 | 0.77778 | -0.030816
528 | 01E19G12H07D05M01W02 | 27.82 | 0.01 | 0.65 | 18.15 | 46.63 | 0 | 533.2552 | 589.68 | 0.88889 | 0.060826
529 | 01E19G12H07D05M01W03 | 27.82 | 0.01 | 0.65 | 13.39 | 41.87 | 0 | 533.2552 | 523.53 | 0.88889 | 0.1567 | 1
530 | 01E19G12H07D06M01W02 | 25.32 | 0.01 | 0.65 | 18.15 | 44.13 | 0 | 494.2866 | 559.44 | 0.88889 | 0.11118
531 | 01E19G12H07D06M01W03 | 25.32 | 0.01 | 0.65 | 13.39 | 39.37 | 0 | 494.2866 | 493.29 | 0.88889 | 0.20705 | 1
532 | 01E19G12H07D07M01W02 | 28.44 | 0.02 | 0.65 | 18.15 | 47.26 | 0 | 541.4591 | 597.24 | 0.77778 | 0.048137
533 | 01E19G12H07D07M01W03 | 28.44 | 0.02 | 0.65 | 13.39 | 42.5 | 0 | 541.4591 | 531.09 | 0.77778 | 0.14401
534 | 01E19G12H07D07M01W04 | 28.44 | 0.02 | 0.65 | 9.66 | 38.77 | 0 | 541.4591 | 479.43 | 0.77778 | 0.21913 | 1
535 | 01E19G12H07D07M02W02 | 28.38 | 0.01 | 0.65 | 18.15 | 47.19 | 0 | 539.4081 | 595.98 | 0.88889 | 0.049547
536 | 01E19G12H08D05M01W02 | 24.5 | 0.01 | 0.65 | 18.15 | 43.31 | 0 | 533.2552 | 545.79 | 0.88889 | 0.12769
537 | 01E19G12H08D05M01W03 | 24.5 | 0.01 | 0.65 | 13.39 | 38.55 | 0 | 533.2552 | 479.64 | 0.88889 | 0.22356 | 1
538 | 01E19G12H08D06M01W02 | 22.3 | 0.01 | 0.65 | 18.15 | 41.11 | 0 | 494.2866 | 519.33 | 0.88889 | 0.172 | 1
539 | 01E19G12H08D06M01W03 | 22.3 | 0.01 | 0.65 | 13.39 | 36.35 | 0 | 494.2866 | 453.18 | 0.88889 | 0.26788 | 1
540 | 01E19G12H08D07M01W02 | 25.05 | 0.02 | 0.65 | 18.15 | 43.87 | 0 | 541.4591 | 552.09 | 0.77778 | 0.11641
541 | 01E19G12H08D07M01W03 | 25.05 | 0.02 | 0.65 | 13.39 | 39.11 | 0 | 541.4591 | 485.94 | 0.77778 | 0.21229 | 1
542 | 01E19G12H08D07M01W04 | 25.05 | 0.02 | 0.65 | 9.66 | 35.38 | 0 | 541.4591 | 434.28 | 0.77778 | 0.28741 | 1
543 | 01E19G12H08D07M02W02 | 25 | 0.01 | 0.65 | 18.15 | 43.81 | 0 | 539.4081 | 551.25 | 0.88889 | 0.11762
544 | 01E19G12H09D05M01W02 | 23.58 | 0.01 | 0.65 | 18.15 | 42.39 | 0 | 533.2552 | 533.4 | 0.88889 | 0.14622
545 | 01E19G12H09D05M01W03 | 23.58 | 0.01 | 0.65 | 13.39 | 37.63 | 0 | 533.2552 | 467.25 | 0.88889 | 0.24209 | 1
546 | 01E19G12H09D07M01W02 | 24.11 | 0.02 | 0.65 | 18.15 | 42.93 | 0 | 541.4591 | 539.7 | 0.77778 | 0.13535
547 | 01E19G12H09D07M01W03 | 24.11 | 0.02 | 0.65 | 13.39 | 38.17 | 0 | 541.4591 | 473.55 | 0.77778 | 0.23122 | 1
548 | 01E19G12H09D07M01W04 | 24.11 | 0.02 | 0.65 | 9.66 | 34.44 | 0 | 541.4591 | 421.89 | 0.77778 | 0.30634 | 1
549 | 01E19G12H09D07M02W02 | 24.06 | 0.01 | 0.65 | 18.15 | 42.87 | 0 | 539.4081 | 538.65 | 0.88889 | 0.13656
550 | 01E19G12H10D05M01W02 | 27.82 | 0.01 | 0.65 | 18.15 | 46.63 | 0 | 533.2552 | 589.68 | 0.88889 | 0.060826
551 | 01E19G12H10D05M01W03 | 27.82 | 0.01 | 0.65 | 13.39 | 41.87 | 0 | 533.2552 | 523.53 | 0.88889 | 0.1567 | 1
552 | 01E19G12H10D07M01W02 | 28.44 | 0.01 | 0.65 | 18.15 | 47.25 | 0 | 541.4591 | 597.24 | 0.88889 | 0.048338
553 | 01E19G12H10D07M01W03 | 28.44 | 0.01 | 0.65 | 13.39 | 42.49 | 0 | 541.4591 | 531.09 | 0.88889 | 0.14421
554 | 01E19G12H10D07M01W04 | 28.44 | 0.01 | 0.65 | 9.66 | 38.76 | 0 | 541.4591 | 479.43 | 0.88889 | 0.21934 | 1
555 | 01E19G12H10D07M02W02 | 28.38 | 0.01 | 0.65 | 18.15 | 47.19 | 0 | 539.4081 | 595.98 | 0.88889 | 0.049547
556 | 01E19G12H11D05M01W02 | 27.82 | 0.01 | 0.65 | 18.15 | 46.63 | 0 | 533.2552 | 589.68 | 0.88889 | 0.060826
557 | 01E19G12H11D05M01W03 | 27.82 | 0.01 | 0.65 | 13.39 | 41.87 | 0 | 533.2552 | 523.53 | 0.88889 | 0.1567 | 1
558 | 01E19G12H11D06M01W02 | 25.32 | 0.01 | 0.65 | 18.15 | 44.13 | 0 | 494.2866 | 559.44 | 0.88889 | 0.11118
559 | 01E19G12H11D06M01W03 | 25.32 | 0.01 | 0.65 | 13.39 | 39.37 | 0 | 494.2866 | 493.29 | 0.88889 | 0.20705 | 1
560 | 01E19G12H11D07M01W02 | 28.44 | 0.01 | 0.65 | 18.15 | 47.25 | 0 | 541.4591 | 597.24 | 0.88889 | 0.048338
561 | 01E19G12H11D07M01W03 | 28.44 | 0.01 | 0.65 | 13.39 | 42.49 | 0 | 541.4591 | 531.09 | 0.88889 | 0.14421
562 | 01E19G12H11D07M01W04 | 28.44 | 0.01 | 0.65 | 9.66 | 38.76 | 0 | 541.4591 | 479.43 | 0.88889 | 0.21934 | 1
563 | 01E19G12H11D07M02W02 | 28.38 | 0.01 | 0.65 | 18.15 | 47.19 | 0 | 539.4081 | 595.98 | 0.88889 | 0.049547
564 | 01E19G12H12D05M01W02 | 24.17 | 0.01 | 0.65 | 18.15 | 42.98 | 0 | 414.2983 | 550.2 | 0.88889 | 0.13434
565 | 01E19G12H12D05M01W03 | 24.17 | 0.01 | 0.65 | 13.39 | 38.22 | 0 | 414.2983 | 484.05 | 0.88889 | 0.23021 | 1
566 | 01E19G12H12D07M01W02 | 24.71 | 0.01 | 0.65 | 18.15 | 43.52 | 0 | 420.4512 | 556.71 | 0.88889 | 0.12346
567 | 01E19G12H12D07M01W03 | 24.71 | 0.01 | 0.65 | 13.39 | 38.76 | 0 | 420.4512 | 490.56 | 0.88889 | 0.21934 | 1
568 | 01E19G12H12D07M01W04 | 24.71 | 0.01 | 0.65 | 9.66 | 35.03 | 0 | 420.4512 | 438.9 | 0.88889 | 0.29446 | 1
569 | 01E19G12H12D07M02W02 | 24.66 | 0.01 | 0.65 | 18.15 | 43.47 | 0 | 420.4512 | 555.66 | 0.88889 | 0.12447
570 | 01E19G12H13D05M01W02 | 24.17 | 0.01 | 0.65 | 18.15 | 42.98 | 0 | 414.2983 | 550.2 | 0.88889 | 0.13434
571 | 01E19G12H13D05M01W03 | 24.17 | 0.01 | 0.65 | 13.39 | 38.22 | 0 | 414.2983 | 484.05 | 0.88889 | 0.23021 | 1
572 | 01E19G12H13D07M01W02 | 24.71 | 0.01 | 0.65 | 18.15 | 43.52 | 0 | 420.4512 | 556.71 | 0.88889 | 0.12346
573 | 01E19G12H13D07M01W03 | 24.71 | 0.01 | 0.65 | 13.39 | 38.76 | 0 | 420.4512 | 490.56 | 0.88889 | 0.21934 | 1
574 | 01E19G12H13D07M01W04 | 24.71 | 0.01 | 0.65 | 9.66 | 35.03 | 0 | 420.4512 | 438.9 | 0.88889 | 0.29446 | 1
575 | 01E19G12H13D07M02W02 | 24.66 | 0.01 | 0.65 | 18.15 | 43.47 | 0 | 420.4512 | 555.66 | 0.88889 | 0.12447
576 | 01E19G12H14D05M01W02 | 27.82 | 0.01 | 0.65 | 18.15 | 46.63 | 0 | 533.2552 | 589.68 | 0.88889 | 0.060826
577 | 01E19G12H14D05M01W03 | 27.82 | 0.01 | 0.65 | 13.39 | 41.87 | 0 | 533.2552 | 523.53 | 0.88889 | 0.1567 | 1
578 | 01E19G12H14D07M01W02 | 28.44 | 0.01 | 0.65 | 18.15 | 47.25 | 0 | 541.4591 | 597.24 | 0.88889 | 0.048338
579 | 01E19G12H14D07M01W03 | 28.44 | 0.01 | 0.65 | 13.39 | 42.49 | 0 | 541.4591 | 531.09 | 0.88889 | 0.14421
580 | 01E19G12H14D07M01W04 | 28.44 | 0.01 | 0.65 | 9.66 | 38.76 | 0 | 541.4591 | 479.43 | 0.88889 | 0.21934 | 1
581 | 01E19G12H14D07M02W02 | 28.38 | 0.01 | 0.65 | 18.15 | 47.19 | 0 | 539.4081 | 595.98 | 0.88889 | 0.049547
582 | 01E20G09H07D04M01W02 | 27.63 | 0.03 | 0.65 | 18.15 | 46.46 | 0 | 531.2042 | 586.53 | 0.66667 | 0.06425
583 | 01E20G09H07D05M01W02 | 24.51 | 0.02 | 0.65 | 18.15 | 43.33 | 0 | 479.9297 | 548.73 | 0.77778 | 0.12729
584 | 01E20G09H07D05M01W03 | 24.51 | 0.02 | 0.65 | 13.39 | 38.57 | 0 | 479.9297 | 482.58 | 0.77778 | 0.22316 | 1
585 | 01E20G09H07D06M01W02 | 22.01 | 0.02 | 0.65 | 18.15 | 40.83 | 0 | 440.961 | 518.7 | 0.77778 | 0.17764 | 1
586 | 01E20G09H07D06M01W03 | 22.01 | 0.02 | 0.65 | 13.39 | 36.07 | 0 | 440.961 | 452.55 | 0.77778 | 0.27351 | 1
587 | 01E20G09H07D07M01W02 | 25.13 | 0.02 | 0.65 | 18.15 | 43.95 | 0 | 490.1846 | 556.29 | 0.77778 | 0.1148
588 | 01E20G09H07D07M01W03 | 25.13 | 0.02 | 0.65 | 13.39 | 39.19 | 0 | 490.1846 | 490.14 | 0.77778 | 0.21067 | 1
589 | 01E20G09H07D07M01W04 | 25.13 | 0.02 | 0.65 | 9.66 | 35.46 | 0 | 490.1846 | 438.48 | 0.77778 | 0.2858 | 1
590 | 01E20G09H07D07M02W02 | 25.1 | 0.02 | 0.65 | 18.15 | 43.92 | 0 | 488.1336 | 555.66 | 0.77778 | 0.11541
591 | 01E20G09H08D05M01W02 | 21.59 | 0.02 | 0.65 | 18.15 | 40.41 | 0 | 479.9297 | 510.09 | 0.77778 | 0.1861 | 1
592 | 01E20G09H08D05M01W03 | 21.59 | 0.02 | 0.65 | 13.39 | 35.65 | 0 | 479.9297 | 443.94 | 0.77778 | 0.28197 | 1
593 | 01E20G09H08D06M01W02 | 19.38 | 0.02 | 0.65 | 18.15 | 38.2 | 0 | 440.961 | 483.84 | 0.77778 | 0.23061 | 1
594 | 01E20G09H08D06M01W03 | 19.38 | 0.02 | 0.65 | 13.39 | 33.44 | 0 | 440.961 | 417.69 | 0.77778 | 0.32649 | 1
595 | 01E20G09H08D07M01W02 | 22.13 | 0.02 | 0.65 | 18.15 | 40.95 | 0 | 490.1846 | 516.6 | 0.77778 | 0.17523 | 1
596 | 01E20G09H08D07M01W03 | 22.13 | 0.02 | 0.65 | 13.39 | 36.19 | 0 | 490.1846 | 450.45 | 0.77778 | 0.2711 | 1
597 | 01E20G09H08D07M01W04 | 22.13 | 0.02 | 0.65 | 9.66 | 32.46 | 0 | 490.1846 | 398.79 | 0.77778 | 0.34622 | 1
598 | 01E20G09H08D07M02W02 | 22.11 | 0.02 | 0.65 | 18.15 | 40.93 | 0 | 488.1336 | 515.97 | 0.77778 | 0.17563 | 1
599 | 01E20G09H09D05M01W02 | 20.77 | 0.02 | 0.65 | 18.15 | 39.59 | 0 | 479.9297 | 499.38 | 0.77778 | 0.20262 | 1
600 | 01E20G09H09D05M01W03 | 20.77 | 0.02 | 0.65 | 13.39 | 34.83 | 0 | 479.9297 | 433.23 | 0.77778 | 0.29849 | 1
601 | 01E20G09H09D07M01W02 | 21.3 | 0.02 | 0.65 | 18.15 | 40.12 | 0 | 490.1846 | 505.68 | 0.77778 | 0.19194 | 1
602 | 01E20G09H09D07M01W03 | 21.3 | 0.02 | 0.65 | 13.39 | 35.36 | 0 | 490.1846 | 439.53 | 0.77778 | 0.28781 | 1
603 | 01E20G09H09D07M01W04 | 21.3 | 0.02 | 0.65 | 9.66 | 31.63 | 0 | 490.1846 | 387.87 | 0.77778 | 0.36294 | 2
604 | 01E20G09H09D07M02W02 | 21.28 | 0.02 | 0.65 | 18.15 | 40.1 | 0 | 488.1336 | 505.05 | 0.77778 | 0.19235 | 1
605 | 01E20G09H10D05M01W02 | 24.51 | 0.02 | 0.65 | 18.15 | 43.33 | 0 | 479.9297 | 548.73 | 0.77778 | 0.12729
606 | 01E20G09H10D05M01W03 | 24.51 | 0.02 | 0.65 | 13.39 | 38.57 | 0 | 479.9297 | 482.58 | 0.77778 | 0.22316 | 1
607 | 01E20G09H10D07M01W02 | 25.13 | 0.02 | 0.65 | 18.15 | 43.95 | 0 | 490.1846 | 556.29 | 0.77778 | 0.1148
608 | 01E20G09H10D07M01W03 | 25.13 | 0.02 | 0.65 | 13.39 | 39.19 | 0 | 490.1846 | 490.14 | 0.77778 | 0.21067 | 1
609 | 01E20G09H10D07M01W04 | 25.13 | 0.02 | 0.65 | 9.66 | 35.46 | 0 | 490.1846 | 438.48 | 0.77778 | 0.2858 | 1
610 | 01E20G09H10D07M02W02 | 25.1 | 0.01 | 0.65 | 18.15 | 43.91 | 0 | 488.1336 | 555.66 | 0.88889 | 0.11561
611 | 01E20G09H11D05M01W02 | 24.51 | 0.02 | 0.65 | 18.15 | 43.33 | 0 | 479.9297 | 548.73 | 0.77778 | 0.12729
612 | 01E20G09H11D05M01W03 | 24.51 | 0.02 | 0.65 | 13.39 | 38.57 | 0 | 479.9297 | 482.58 | 0.77778 | 0.22316 | 1
613 | 01E20G09H11D06M01W02 | 22.01 | 0.02 | 0.65 | 18.15 | 40.83 | 0 | 440.961 | 518.7 | 0.77778 | 0.17764 | 1
614 | 01E20G09H11D06M01W03 | 22.01 | 0.02 | 0.65 | 13.39 | 36.07 | 0 | 440.961 | 452.55 | 0.77778 | 0.27351 | 1
615 | 01E20G09H11D07M01W02 | 25.13 | 0.02 | 0.65 | 18.15 | 43.95 | 0 | 490.1846 | 556.29 | 0.77778 | 0.1148
616 | 01E20G09H11D07M01W03 | 25.13 | 0.02 | 0.65 | 13.39 | 39.19 | 0 | 490.1846 | 490.14 | 0.77778 | 0.21067 | 1
617 | 01E20G09H11D07M01W04 | 25.13 | 0.02 | 0.65 | 9.66 | 35.46 | 0 | 490.1846 | 438.48 | 0.77778 | 0.2858 | 1
618 | 01E20G09H11D07M02W02 | 25.1 | 0.01 | 0.65 | 18.15 | 43.91 | 0 | 488.1336 | 555.66 | 0.88889 | 0.11561
619 | 01E20G09H12D05M01W02 | 21.3 | 0.02 | 0.65 | 18.15 | 40.12 | 0 | 375.3296 | 513.87 | 0.77778 | 0.19194 | 1
620 | 01E20G09H12D05M01W03 | 21.3 | 0.02 | 0.65 | 13.39 | 35.36 | 0 | 375.3296 | 447.72 | 0.77778 | 0.28781 | 1
621 | 01E20G09H12D07M01W02 | 21.84 | 0.02 | 0.65 | 18.15 | 40.66 | 0 | 383.5335 | 520.59 | 0.77778 | 0.18107 | 1
622 | 01E20G09H12D07M01W03 | 21.84 | 0.02 | 0.65 | 13.39 | 35.9 | 0 | 383.5335 | 454.44 | 0.77778 | 0.27694 | 1
623 | 01E20G09H12D07M01W04 | 21.84 | 0.02 | 0.65 | 9.66 | 32.17 | 0 | 383.5335 | 402.78 | 0.77778 | 0.35206 | 2
624 | 01E20G09H12D07M02W02 | 21.81 | 0.01 | 0.65 | 18.15 | 40.62 | 0 | 381.4826 | 519.96 | 0.88889 | 0.18187 | 1
625 | 01E20G09H13D05M01W02 | 21.3 | 0.01 | 0.65 | 18.15 | 40.11 | 0 | 375.3296 | 513.87 | 0.88889 | 0.19215 | 1
626 | 01E20G09H13D05M01W03 | 21.3 | 0.01 | 0.65 | 13.39 | 35.35 | 0 | 375.3296 | 447.72 | 0.88889 | 0.28802 | 1
627 | 01E20G09H13D07M01W02 | 21.84 | 0.01 | 0.65 | 18.15 | 40.65 | 0 | 383.5335 | 520.59 | 0.88889 | 0.18127 | 1
628 | 01E20G09H13D07M01W03 | 21.84 | 0.01 | 0.65 | 13.39 | 35.89 | 0 | 383.5335 | 454.44 | 0.88889 | 0.27714 | 1
629 | 01E20G09H13D07M01W04 | 21.84 | 0.01 | 0.65 | 9.66 | 32.16 | 0 | 383.5335 | 402.78 | 0.88889 | 0.35227 | 2
630 | 01E20G09H13D07M02W02 | 21.81 | 0.01 | 0.65 | 18.15 | 40.62 | 0 | 381.4826 | 519.96 | 0.88889 | 0.18187 | 1
631 | 01E20G09H14D05M01W02 | 24.51 | 0.02 | 0.65 | 18.15 | 43.33 | 0 | 479.9297 | 548.73 | 0.77778 | 0.12729
632 | 01E20G09H14D05M01W03 | 24.51 | 0.02 | 0.65 | 13.39 | 38.57 | 0 | 479.9297 | 482.58 | 0.77778 | 0.22316 | 1
633 | 01E20G09H14D07M01W02 | 25.13 | 0.02 | 0.65 | 18.15 | 43.95 | 0 | 490.1846 | 556.29 | 0.77778 | 0.1148
634 | 01E20G09H14D07M01W03 | 25.13 | 0.02 | 0.65 | 13.39 | 39.19 | 0 | 490.1846 | 490.14 | 0.77778 | 0.21067 | 1
635 | 01E20G09H14D07M01W04 | 25.13 | 0.02 | 0.65 | 9.66 | 35.46 | 0 | 490.1846 | 438.48 | 0.77778 | 0.2858 | 1
636 | 01E20G09H14D07M02W02 | 25.1 | 0.01 | 0.65 | 18.15 | 43.91 | 0 | 488.1336 | 555.66 | 0.88889 | 0.11561
637 | 01E20G10H07D04M01W02 | 35.54 | 0 | 0.65 | 18.15 | 54.34 | 0 | 652.2121 | 685.86 | 1 | -0.094461
638 | 01E20G10H07D05M01W02 | 31.66 | 0 | 0.65 | 18.15 | 50.46 | 0 | 592.7337 | 638.61 | 1 | -0.016314
639 | 01E20G10H07D05M01W03 | 31.66 | 0 | 0.65 | 13.39 | 45.7 | 0 | 592.7337 | 572.46 | 1 | 0.079557
640 | 01E20G10H07D06M01W02 | 28.5 | 0 | 0.65 | 18.15 | 47.3 | 0 | 543.5101 | 600.18 | 1 | 0.047331
641 | 01E20G10H07D06M01W03 | 28.5 | 0 | 0.65 | 13.39 | 42.54 | 0 | 543.5101 | 534.03 | 1 | 0.1432
642 | 01E20G10H07D07M01W02 | 32.44 | 0 | 0.65 | 18.15 | 51.24 | 0 | 605.0396 | 648.27 | 1 | -0.032024
643 | 01E20G10H07D07M01W03 | 32.44 | 0 | 0.65 | 13.39 | 46.48 | 0 | 605.0396 | 582.12 | 1 | 0.063847
644 | 01E20G10H07D07M01W04 | 32.44 | 0 | 0.65 | 9.66 | 42.75 | 0 | 605.0396 | 530.46 | 1 | 0.13897
645 | 01E20G10H07D07M02W02 | 32.69 | 0 | 0.65 | 18.15 | 51.49 | 0 | 609.1415 | 650.79 | 1 | -0.037059
646 | 01E20G10H08D05M01W02 | 27.89 | 0 | 0.65 | 18.15 | 46.69 | 0 | 592.7337 | 588.21 | 1 | 0.059617
647 | 01E20G10H08D05M01W03 | 27.89 | 0 | 0.65 | 13.39 | 41.93 | 0 | 592.7337 | 522.06 | 1 | 0.15549
648 | 01E20G10H08D06M01W02 | 25.11 | 0 | 0.65 | 18.15 | 43.91 | 0 | 543.5101 | 554.82 | 1 | 0.11561
649 | 01E20G10H08D06M01W03 | 25.11 | 0 | 0.65 | 13.39 | 39.15 | 0 | 543.5101 | 488.67 | 1 | 0.21148 | 1
650 | 01E20G10H08D07M01W02 | 28.59 | 0 | 0.65 | 18.15 | 47.39 | 0 | 605.0396 | 596.4 | 1 | 0.045519
651 | 01E20G10H08D07M01W03 | 28.59 | 0 | 0.65 | 13.39 | 42.63 | 0 | 605.0396 | 530.25 | 1 | 0.14139
652 | 01E20G10H08D07M01W04 | 28.59 | 0 | 0.65 | 9.66 | 38.9 | 0 | 605.0396 | 478.59 | 1 | 0.21652
653 | 01E20G10H08D07M02W02 | 28.81 | 0 | 0.65 | 18.15 | 47.61 | 0 | 609.1415 | 598.92 | 1 | 0.041088
654 | 01E20G10H09D05M01W02 | 26.85 | 0 | 0.65 | 18.15 | 45.65 | 0 | 592.7337 | 574.14 | 1 | 0.080564
655 | 01E20G10H09D05M01W03 | 26.85 | 0 | 0.65 | 13.39 | 40.89 | 0 | 592.7337 | 507.99 | 1 | 0.17644
656 | 01E20G10H09D07M01W02 | 27.51 | 0 | 0.65 | 18.15 | 46.31 | 0 | 605.0396 | 582.12 | 1 | 0.067271
657 | 01E20G10H09D07M01W03 | 27.51 | 0 | 0.65 | 13.39 | 41.55 | 0 | 605.0396 | 515.97 | 1 | 0.16314
658 | 01E20G10H09D07M01W04 | 27.51 | 0 | 0.65 | 9.66 | 37.82 | 0 | 605.0396 | 464.31 | 1 | 0.23827
659 | 01E20G10H09D07M02W02 | 27.73 | 0 | 0.65 | 18.15 | 46.53 | 0 | 609.1415 | 584.43 | 1 | 0.06284
660 | 01E20G10H10D05M01W02 | 31.66 | 0 | 0.65 | 18.15 | 50.46 | 0 | 592.7337 | 638.61 | 1 | -0.016314
661 | 01E20G10H10D05M01W03 | 31.66 | 0 | 0.65 | 13.39 | 45.7 | 0 | 592.7337 | 572.46 | 1 | 0.079557
662 | 01E20G10H10D07M01W02 | 32.44 | 0 | 0.65 | 18.15 | 51.24 | 0 | 605.0396 | 648.27 | 1 | -0.032024
663 | 01E20G10H10D07M01W03 | 32.44 | 0 | 0.65 | 13.39 | 46.48 | 0 | 605.0396 | 582.12 | 1 | 0.063847
664 | 01E20G10H10D07M01W04 | 32.44 | 0 | 0.65 | 9.66 | 42.75 | 0 | 605.0396 | 530.46 | 1 | 0.13897
665 | 01E20G10H10D07M02W02 | 32.69 | 0 | 0.65 | 18.15 | 51.49 | 0 | 609.1415 | 650.79 | 1 | -0.037059
666 | 01E20G10H11D05M01W02 | 31.66 | 0 | 0.65 | 18.15 | 50.46 | 0 | 592.7337 | 638.61 | 1 | -0.016314
667 | 01E20G10H11D05M01W03 | 31.66 | 0 | 0.65 | 13.39 | 45.7 | 0 | 592.7337 | 572.46 | 1 | 0.079557
668 | 01E20G10H11D06M01W02 | 28.5 | 0 | 0.65 | 18.15 | 47.3 | 0 | 543.5101 | 600.18 | 1 | 0.047331
669 | 01E20G10H11D06M01W03 | 28.5 | 0 | 0.65 | 13.39 | 42.54 | 0 | 543.5101 | 534.03 | 1 | 0.1432
670 | 01E20G10H11D07M01W02 | 32.44 | 0 | 0.65 | 18.15 | 51.24 | 0 | 605.0396 | 648.27 | 1 | -0.032024
671 | 01E20G10H11D07M01W03 | 32.44 | 0 | 0.65 | 13.39 | 46.48 | 0 | 605.0396 | 582.12 | 1 | 0.063847
672 | 01E20G10H11D07M01W04 | 32.44 | 0 | 0.65 | 9.66 | 42.75 | 0 | 605.0396 | 530.46 | 1 | 0.13897
673 | 01E20G10H11D07M02W02 | 32.69 | 0 | 0.65 | 18.15 | 51.49 | 0 | 609.1415 | 650.79 | 1 | -0.037059
674 | 01E20G10H12D05M01W02 | 27.5 | 0 | 0.65 | 18.15 | 46.3 | 0 | 457.3689 | 593.25 | 1 | 0.067472
675 | 01E20G10H12D05M01W03 | 27.5 | 0 | 0.65 | 13.39 | 41.54 | 0 | 457.3689 | 527.1 | 1 | 0.16334 | 1
676 | 01E20G10H12D07M01W02 | 28.18 | 0 | 0.65 | 18.15 | 46.98 | 0 | 465.5728 | 601.65 | 1 | 0.053776
677 | 01E20G10H12D07M01W03 | 28.18 | 0 | 0.65 | 13.39 | 42.22 | 0 | 465.5728 | 535.5 | 1 | 0.14965
678 | 01E20G10H12D07M01W04 | 28.18 | 0 | 0.65 | 9.66 | 38.49 | 0 | 465.5728 | 483.84 | 1 | 0.22477 | 1
679 | 01E20G10H12D07M02W02 | 28.4 | 0 | 0.65 | 18.15 | 47.2 | 0 | 467.6238 | 603.96 | 1 | 0.049345
680 | 01E20G10H13D05M01W02 | 27.5 | 0 | 0.65 | 18.15 | 46.3 | 0 | 457.3689 | 593.25 | 1 | 0.067472
681 | 01E20G10H13D05M01W03 | 27.5 | 0 | 0.65 | 13.39 | 41.54 | 0 | 457.3689 | 527.1 | 1 | 0.16334 | 1
682 | 01E20G10H13D07M01W02 | 28.18 | 0 | 0.65 | 18.15 | 46.98 | 0 | 465.5728 | 601.65 | 1 | 0.053776
683 | 01E20G10H13D07M01W03 | 28.18 | 0 | 0.65 | 13.39 | 42.22 | 0 | 465.5728 | 535.5 | 1 | 0.14965
684 | 01E20G10H13D07M01W04 | 28.18 | 0 | 0.65 | 9.66 | 38.49 | 0 | 465.5728 | 483.84 | 1 | 0.22477 | 1
685 | 01E20G10H13D07M02W02 | 28.4 | 0 | 0.65 | 18.15 | 47.2 | 0 | 467.6238 | 603.96 | 1 | 0.049345
686 | 01E20G10H14D05M01W02 | 31.66 | 0 | 0.65 | 18.15 | 50.46 | 0 | 592.7337 | 638.61 | 1 | -0.016314
687 | 01E20G10H14D05M01W03 | 31.66 | 0 | 0.65 | 13.39 | 45.7 | 0 | 592.7337 | 572.46 | 1 | 0.079557
688 | 01E20G10H14D07M01W02 | 32.44 | 0 | 0.65 | 18.15 | 51.24 | 0 | 605.0396 | 648.27 | 1 | -0.032024
689 | 01E20G10H14D07M01W03 | 32.44 | 0 | 0.65 | 13.39 | 46.48 | 0 | 605.0396 | 582.12 | 1 | 0.063847
690 | 01E20G10H14D07M01W04 | 32.44 | 0 | 0.65 | 9.66 | 42.75 | 0 | 605.0396 | 530.46 | 1 | 0.13897
691 | 01E20G10H14D07M02W02 | 32.69 | 0 | 0.65 | 18.15 | 51.49 | 0 | 609.1415 | 650.79 | 1 | -0.037059
692 | 01E20G12H07D04M01W02 | 29.19 | 0.04 | 0.65 | 18.15 | 48.03 | 0 | 555.816 | 605.43 | 0.55556 | 0.032628
693 | 01E20G12H07D05M01W02 | 25.9 | 0.03 | 0.65 | 18.15 | 44.73 | 0 | 504.5415 | 565.74 | 0.66667 | 0.099094
694 | 01E20G12H07D05M01W03 | 25.9 | 0.03 | 0.65 | 13.39 | 39.97 | 0 | 504.5415 | 499.59 | 0.66667 | 0.19496 | 1
695 | 01E20G12H07D06M01W02 | 23.42 | 0.03 | 0.65 | 18.15 | 42.25 | 0 | 465.5728 | 535.71 | 0.66667 | 0.14904
696 | 01E20G12H07D06M01W03 | 23.42 | 0.03 | 0.65 | 13.39 | 37.49 | 0 | 465.5728 | 469.56 | 0.66667 | 0.24491 | 1
697 | 01E20G12H07D07M01W02 | 26.52 | 0.03 | 0.65 | 18.15 | 45.35 | 0 | 512.7454 | 573.3 | 0.66667 | 0.086606
698 | 01E20G12H07D07M01W03 | 26.52 | 0.03 | 0.65 | 13.39 | 40.59 | 0 | 512.7454 | 507.15 | 0.66667 | 0.18248 | 1
699 | 01E20G12H07D07M01W04 | 26.52 | 0.03 | 0.65 | 9.66 | 36.86 | 0 | 512.7454 | 455.49 | 0.66667 | 0.2576 | 1
700 | 01E20G12H07D07M02W02 | 26.41 | 0.03 | 0.65 | 18.15 | 45.24 | 0 | 510.6944 | 571.2 | 0.66667 | 0.088822
701 | 01E20G12H08D05M01W02 | 22.81 | 0.03 | 0.65 | 18.15 | 41.64 | 0 | 504.5415 | 524.79 | 0.66667 | 0.16133 | 1
702 | 01E20G12H08D05M01W03 | 22.81 | 0.03 | 0.65 | 13.39 | 36.88 | 0 | 504.5415 | 458.64 | 0.66667 | 0.2572 | 1
703 | 01E20G12H08D06M01W02 | 20.63 | 0.03 | 0.65 | 18.15 | 39.46 | 0 | 465.5728 | 498.75 | 0.66667 | 0.20524 | 1
704 | 01E20G12H08D06M01W03 | 20.63 | 0.03 | 0.65 | 13.39 | 34.7 | 0 | 465.5728 | 432.6 | 0.66667 | 0.30111 | 1
705 | 01E20G12H08D07M01W02 | 23.36 | 0.03 | 0.65 | 18.15 | 42.19 | 0 | 512.7454 | 531.3 | 0.66667 | 0.15025 | 1
706 | 01E20G12H08D07M01W03 | 23.36 | 0.03 | 0.65 | 13.39 | 37.43 | 0 | 512.7454 | 465.15 | 0.66667 | 0.24612 | 1
707 | 01E20G12H08D07M01W04 | 23.36 | 0.03 | 0.65 | 9.66 | 33.7 | 0 | 512.7454 | 413.49 | 0.66667 | 0.32125 | 1
708 | 01E20G12H08D07M02W02 | 23.26 | 0.03 | 0.65 | 18.15 | 42.09 | 0 | 510.6944 | 529.62 | 0.66667 | 0.15227 | 1
709 | 01E20G12H09D05M01W02 | 21.96 | 0.03 | 0.65 | 18.15 | 40.79 | 0 | 504.5415 | 513.45 | 0.66667 | 0.17845 | 1
710 | 01E20G12H09D05M01W03 | 21.96 | 0.03 | 0.65 | 13.39 | 36.03 | 0 | 504.5415 | 447.3 | 0.66667 | 0.27432 | 1
711 | 01E20G12H09D07M01W02 | 22.48 | 0.03 | 0.65 | 18.15 | 41.31 | 0 | 512.7454 | 519.75 | 0.66667 | 0.16798 | 1
712 | 01E20G12H09D07M01W03 | 22.48 | 0.03 | 0.65 | 13.39 | 36.55 | 0 | 512.7454 | 453.6 | 0.66667 | 0.26385 | 1
713 | 01E20G12H09D07M01W04 | 22.48 | 0.03 | 0.65 | 9.66 | 32.82 | 0 | 512.7454 | 401.94 | 0.66667 | 0.33897 | 1
714 | 01E20G12H09D07M02W02 | 22.39 | 0.03 | 0.65 | 18.15 | 41.22 | 0 | 510.6944 | 518.07 | 0.66667 | 0.16979 | 1
715 | 01E20G12H10D05M01W02 | 25.9 | 0.03 | 0.65 | 18.15 | 44.73 | 0 | 504.5415 | 565.74 | 0.66667 | 0.099094
716 | 01E20G12H10D05M01W03 | 25.9 | 0.03 | 0.65 | 13.39 | 39.97 | 0 | 504.5415 | 499.59 | 0.66667 | 0.19496 | 1
717 | 01E20G12H10D07M01W02 | 26.52 | 0.03 | 0.65 | 18.15 | 45.35 | 0 | 512.7454 | 573.3 | 0.66667 | 0.086606
718 | 01E20G12H10D07M01W03 | 26.52 | 0.03 | 0.65 | 13.39 | 40.59 | 0 | 512.7454 | 507.15 | 0.66667 | 0.18248 | 1
719 | 01E20G12H10D07M01W04 | 26.52 | 0.03 | 0.65 | 9.66 | 36.86 | 0 | 512.7454 | 455.49 | 0.66667 | 0.2576 | 1
720 | 01E20G12H10D07M02W02 | 26.41 | 0.02 | 0.65 | 18.15 | 45.23 | 0 | 510.6944 | 571.2 | 0.77778 | 0.089023
721 | 01E20G12H11D05M01W02 | 25.9 | 0.03 | 0.65 | 18.15 | 44.73 | 0 | 504.5415 | 565.74 | 0.66667 | 0.099094
722 | 01E20G12H11D05M01W03 | 25.9 | 0.03 | 0.65 | 13.39 | 39.97 | 0 | 504.5415 | 499.59 | 0.66667 | 0.19496 | 1
723 | 01E20G12H11D06M01W02 | 23.42 | 0.02 | 0.65 | 18.15 | 42.24 | 0 | 465.5728 | 535.71 | 0.77778 | 0.14924
724 | 01E20G12H11D06M01W03 | 23.42 | 0.02 | 0.65 | 13.39 | 37.48 | 0 | 465.5728 | 469.56 | 0.77778 | 0.24512 | 1
725 | 01E20G12H11D07M01W02 | 26.52 | 0.03 | 0.65 | 18.15 | 45.35 | 0 | 512.7454 | 573.3 | 0.66667 | 0.086606
726 | 01E20G12H11D07M01W03 | 26.52 | 0.03 | 0.65 | 13.39 | 40.59 | 0 | 512.7454 | 507.15 | 0.66667 | 0.18248 | 1
727 | 01E20G12H11D07M01W04 | 26.52 | 0.03 | 0.65 | 9.66 | 36.86 | 0 | 512.7454 | 455.49 | 0.66667 | 0.2576 | 1
728 | 01E20G12H11D07M02W02 | 26.41 | 0.02 | 0.65 | 18.15 | 45.23 | 0 | 510.6944 | 571.2 | 0.77778 | 0.089023
729 | 01E20G12H12D05M01W02 | 22.51 | 0.02 | 0.65 | 18.15 | 41.33 | 0 | 393.7885 | 528.99 | 0.77778 | 0.16757 | 1
730 | 01E20G12H12D05M01W03 | 22.51 | 0.02 | 0.65 | 13.39 | 36.57 | 0 | 393.7885 | 462.84 | 0.77778 | 0.26344 | 1
731 | 01E20G12H12D07M01W02 | 23.06 | 0.02 | 0.65 | 18.15 | 41.88 | 0 | 399.9414 | 535.5 | 0.77778 | 0.1565 | 1
732 | 01E20G12H12D07M01W03 | 23.06 | 0.02 | 0.65 | 13.39 | 37.12 | 0 | 399.9414 | 469.35 | 0.77778 | 0.25237 | 1
733 | 01E20G12H12D07M01W04 | 23.06 | 0.02 | 0.65 | 9.66 | 33.39 | 0 | 399.9414 | 417.69 | 0.77778 | 0.32749 | 1
734 | 01E20G12H12D07M02W02 | 22.94 | 0.02 | 0.65 | 18.15 | 41.76 | 0 | 395.8394 | 533.82 | 0.77778 | 0.15891 | 1
735 | 01E20G12H13D05M01W02 | 22.51 | 0.02 | 0.65 | 18.15 | 41.33 | 0 | 391.7375 | 528.99 | 0.77778 | 0.16757 | 1
736 | 01E20G12H13D05M01W03 | 22.51 | 0.02 | 0.65 | 13.39 | 36.57 | 0 | 391.7375 | 462.84 | 0.77778 | 0.26344 | 1
737 | 01E20G12H13D07M01W02 | 23.06 | 0.02 | 0.65 | 18.15 | 41.88 | 0 | 399.9414 | 535.5 | 0.77778 | 0.1565 | 1
738 | 01E20G12H13D07M01W03 | 23.06 | 0.02 | 0.65 | 13.39 | 37.12 | 0 | 399.9414 | 469.35 | 0.77778 | 0.25237 | 1
739 | 01E20G12H13D07M01W04 | 23.06 | 0.02 | 0.65 | 9.66 | 33.39 | 0 | 399.9414 | 417.69 | 0.77778 | 0.32749 | 1
740 | 01E20G12H13D07M02W02 | 22.94 | 0.02 | 0.65 | 18.15 | 41.76 | 0 | 395.8394 | 533.82 | 0.77778 | 0.15891 | 1
741 | 01E20G12H14D05M01W02 | 25.9 | 0.02 | 0.65 | 18.15 | 44.72 | 0 | 504.5415 | 565.74 | 0.77778 | 0.099295
742 | 01E20G12H14D05M01W03 | 25.9 | 0.02 | 0.65 | 13.39 | 39.96 | 0 | 504.5415 | 499.59 | 0.77778 | 0.19517 | 1
743 | 01E20G12H14D07M01W02 | 26.52 | 0.03 | 0.65 | 18.15 | 45.35 | 0 | 512.7454 | 573.3 | 0.66667 | 0.086606
744 | 01E20G12H14D07M01W03 | 26.52 | 0.03 | 0.65 | 13.39 | 40.59 | 0 | 512.7454 | 507.15 | 0.66667 | 0.18248 | 1
745 | 01E20G12H14D07M01W04 | 26.52 | 0.03 | 0.65 | 9.66 | 36.86 | 0 | 512.7454 | 455.49 | 0.66667 | 0.2576 | 1
746 | 01E20G12H14D07M02W02 | 26.41 | 0.02 | 0.65 | 18.15 | 45.23 | 0 | 510.6944 | 571.2 | 0.77778 | 0.089023
747 | 01E21G09H07D04M01W02 | 25.09 | 0.02 | 0.65 | 18.15 | 43.91 | 0 | 490.1846 | 555.45 | 0.77778 | 0.11561
748 | 01E21G09H07D05M01W02 | 22.17 | 0.02 | 0.65 | 18.15 | 40.99 | 0 | 443.012 | 519.96 | 0.77778 | 0.17442 | 1
749 | 01E21G09H07D05M01W03 | 22.17 | 0.02 | 0.65 | 13.39 | 36.23 | 0 | 443.012 | 453.81 | 0.77778 | 0.27029 | 1
750 | 01E21G09H07D06M01W02 | 19.74 | 0.02 | 0.65 | 18.15 | 38.56 | 0 | 406.0943 | 490.77 | 0.77778 | 0.22336 | 1
751 | 01E21G09H07D06M01W03 | 19.74 | 0.02 | 0.65 | 13.39 | 33.8 | 0 | 406.0943 | 424.62 | 0.77778 | 0.31923 | 1
752 | 01E21G09H07D07M01W02 | 22.78 | 0.02 | 0.65 | 18.15 | 41.6 | 0 | 453.2669 | 527.52 | 0.77778 | 0.16213 | 1
753 | 01E21G09H07D07M01W03 | 22.78 | 0.02 | 0.65 | 13.39 | 36.84 | 0 | 453.2669 | 461.37 | 0.77778 | 0.25801 | 1
754 | 01E21G09H07D07M01W04 | 22.78 | 0.02 | 0.65 | 9.66 | 33.11 | 0 | 453.2669 | 409.71 | 0.77778 | 0.33313 | 1
755 | 01E21G09H07D07M02W02 | 22.81 | 0.01 | 0.65 | 18.15 | 41.62 | 0 | 453.2669 | 527.31 | 0.88889 | 0.16173 | 1
756 | 01E21G09H08D05M01W02 | 19.53 | 0.02 | 0.65 | 18.15 | 38.35 | 0 | 443.012 | 485.1 | 0.77778 | 0.22759 | 1
757 | 01E21G09H08D05M01W03 | 19.53 | 0.02 | 0.65 | 13.39 | 33.59 | 0 | 443.012 | 418.95 | 0.77778 | 0.32346 | 1
758 | 01E21G09H08D06M01W02 | 17.39 | 0.02 | 0.65 | 18.15 | 36.21 | 0 | 406.0943 | 459.69 | 0.77778 | 0.27069 | 1
759 | 01E21G09H08D06M01W03 | 17.39 | 0.02 | 0.65 | 13.39 | 31.45 | 0 | 406.0943 | 393.54 | 0.77778 | 0.36657 | 2
760 | 01E21G09H08D07M01W02 | 20.07 | 0.02 | 0.65 | 18.15 | 38.89 | 0 | 453.2669 | 491.61 | 0.77778 | 0.21672 | 1
761 | 01E21G09H08D07M01W03 | 20.07 | 0.02 | 0.65 | 13.39 | 34.13 | 0 | 453.2669 | 425.46 | 0.77778 | 0.31259 | 1
762 | 01E21G09H08D07M01W04 | 20.07 | 0.02 | 0.65 | 9.66 | 30.4 | 0 | 453.2669 | 373.8 | 0.77778 | 0.38771 | 2
763 | 01E21G09H08D07M02W02 | 20.09 | 0.01 | 0.65 | 18.15 | 38.9 | 0 | 453.2669 | 491.4 | 0.88889 | 0.21652 | 1
764 | 01E21G09H09D05M01W02 | 18.8 | 0.02 | 0.65 | 18.15 | 37.62 | 0 | 443.012 | 475.44 | 0.77778 | 0.2423 | 1
765 | 01E21G09H09D05M01W03 | 18.8 | 0.02 | 0.65 | 13.39 | 32.86 | 0 | 443.012 | 409.29 | 0.77778 | 0.33817 | 1
766 | 01E21G09H09D07M01W02 | 19.31 | 0.02 | 0.65 | 18.15 | 38.13 | 0 | 453.2669 | 481.53 | 0.77778 | 0.23202 | 1
767 | 01E21G09H09D07M01W03 | 19.31 | 0.02 | 0.65 | 13.39 | 33.37 | 0 | 453.2669 | 415.38 | 0.77778 | 0.3279 | 1
768 | 01E21G09H09D07M01W04 | 19.31 | 0.02 | 0.65 | 9.66 | 29.64 | 0 | 453.2669 | 363.72 | 0.77778 | 0.40302 | 2
769 | 01E21G09H09D07M02W02 | 19.34 | 0.01 | 0.65 | 18.15 | 38.15 | 0 | 453.2669 | 481.32 | 0.88889 | 0.23162 | 1
770 | 01E21G09H10D05M01W02 | 22.17 | 0.02 | 0.65 | 18.15 | 40.99 | 0 | 443.012 | 519.96 | 0.77778 | 0.17442 | 1
771 | 01E21G09H10D05M01W03 | 22.17 | 0.02 | 0.65 | 13.39 | 36.23 | 0 | 443.012 | 453.81 | 0.77778 | 0.27029 | 1
772 | 01E21G09H10D07M01W02 | 22.78 | 0.02 | 0.65 | 18.15 | 41.6 | 0 | 453.2669 | 527.52 | 0.77778 | 0.16213 | 1
773 | 01E21G09H10D07M01W03 | 22.78 | 0.02 | 0.65 | 13.39 | 36.84 | 0 | 453.2669 | 461.37 | 0.77778 | 0.25801 | 1
774 | 01E21G09H10D07M01W04 | 22.78 | 0.02 | 0.65 | 9.66 | 33.11 | 0 | 453.2669 | 409.71 | 0.77778 | 0.33313 | 1
775 | 01E21G09H10D07M02W02 | 22.81 | 0.01 | 0.65 | 18.15 | 41.62 | 0 | 453.2669 | 527.31 | 0.88889 | 0.16173 | 1
776 | 01E21G09H11D05M01W02 | 22.17 | 0.02 | 0.65 | 18.15 | 40.99 | 0 | 443.012 | 519.96 | 0.77778 | 0.17442 | 1
777 | 01E21G09H11D05M01W03 | 22.17 | 0.02 | 0.65 | 13.39 | 36.23 | 0 | 443.012 | 453.81 | 0.77778 | 0.27029 | 1
778 | 01E21G09H11D06M01W02 | 19.74 | 0.01 | 0.65 | 18.15 | 38.55 | 0 | 406.0943 | 490.77 | 0.88889 | 0.22356 | 1
779 | 01E21G09H11D06M01W03 | 19.74 | 0.01 | 0.65 | 13.39 | 33.79 | 0 | 406.0943 | 424.62 | 0.88889 | 0.31944 | 1
780 | 01E21G09H11D07M01W02 | 22.78 | 0.02 | 0.65 | 18.15 | 41.6 | 0 | 453.2669 | 527.52 | 0.77778 | 0.16213 | 1
781 | 01E21G09H11D07M01W03 | 22.78 | 0.02 | 0.65 | 13.39 | 36.84 | 0 | 453.2669 | 461.37 | 0.77778 | 0.25801 | 1
782 | 01E21G09H11D07M01W04 | 22.78 | 0.02 | 0.65 | 9.66 | 33.11 | 0 | 453.2669 | 409.71 | 0.77778 | 0.33313 | 1
783 | 01E21G09H11D07M02W02 | 22.81 | 0.01 | 0.65 | 18.15 | 41.62 | 0 | 453.2669 | 527.31 | 0.88889 | 0.16173 | 1
784 | 01E21G09H12D05M01W02 | 19.26 | 0.01 | 0.65 | 18.15 | 38.07 | 0 | 348.6669 | 488.67 | 0.88889 | 0.23323 | 1
785 | 01E21G09H12D05M01W03 | 19.26 | 0.01 | 0.65 | 13.39 | 33.31 | 0 | 348.6669 | 422.52 | 0.88889 | 0.3291 | 1
786 | 01E21G09H12D07M01W02 | 19.8 | 0.02 | 0.65 | 18.15 | 38.62 | 0 | 356.8708 | 495.18 | 0.77778 | 0.22216 | 1
787 | 01E21G09H12D07M01W03 | 19.8 | 0.02 | 0.65 | 13.39 | 33.86 | 0 | 356.8708 | 429.03 | 0.77778 | 0.31803 | 1
788 | 01E21G09H12D07M01W04 | 19.8 | 0.02 | 0.65 | 9.66 | 30.13 | 0 | 356.8708 | 377.37 | 0.77778 | 0.39315 | 2
789 | 01E21G09H12D07M02W02 | 19.81 | 0.01 | 0.65 | 18.15 | 38.62 | 0 | 354.8198 | 494.97 | 0.88889 | 0.22216 | 1
790 | 01E21G09H13D05M01W02 | 19.26 | 0.01 | 0.65 | 18.15 | 38.07 | 0 | 348.6669 | 488.67 | 0.88889 | 0.23323 | 1
791 | 01E21G09H13D05M01W03 | 19.26 | 0.01 | 0.65 | 13.39 | 33.31 | 0 | 348.6669 | 422.52 | 0.88889 | 0.3291 | 1
792 | 01E21G09H13D07M01W02 | 19.8 | 0.01 | 0.65 | 18.15 | 38.61 | 0 | 356.8708 | 495.18 | 0.88889 | 0.22236 | 1
793 | 01E21G09H13D07M01W03 | 19.8 | 0.01 | 0.65 | 13.39 | 33.85 | 0 | 356.8708 | 429.03 | 0.88889 | 0.31823 | 1
794 | 01E21G09H13D07M01W04 | 19.8 | 0.01 | 0.65 | 9.66 | 30.12 | 0 | 356.8708 | 377.37 | 0.88889 | 0.39335 | 2
795 | 01E21G09H13D07M02W02 | 19.81 | 0.01 | 0.65 | 18.15 | 38.62 | 0 | 354.8198 | 494.97 | 0.88889 | 0.22216 | 1
796 | 01E21G09H14D05M01W02 | 22.17 | 0.02 | 0.65 | 18.15 | 40.99 | 0 | 443.012 | 519.96 | 0.77778 | 0.17442 | 1
797 | 01E21G09H14D05M01W03 | 22.17 | 0.02 | 0.65 | 13.39 | 36.23 | 0 | 443.012 | 453.81 | 0.77778 | 0.27029 | 1
798 | 01E21G09H14D07M01W02 | 22.78 | 0.02 | 0.65 | 18.15 | 41.6 | 0 | 453.2669 | 527.52 | 0.77778 | 0.16213 | 1
799 | 01E21G09H14D07M01W03 | 22.78 | 0.02 | 0.65 | 13.39 | 36.84 | 0 | 453.2669 | 461.37 | 0.77778 | 0.25801 | 1
800 | 01E21G09H14D07M01W04 | 22.78 | 0.02 | 0.65 | 9.66 | 33.11 | 0 | 453.2669 | 409.71 | 0.77778 | 0.33313 | 1
801 | 01E21G09H14D07M02W02 | 22.81 | 0.01 | 0.65 | 18.15 | 41.62 | 0 | 453.2669 | 527.31 | 0.88889 | 0.16173 | 1
802 | 01E21G10H07D04M01W02 | 33.01 | 0 | 0.65 | 18.15 | 51.81 | 0 | 613.2435 | 654.78 | 1 | -0.043505
803 | 01E21G10H07D05M01W02 | 29.31 | 0 | 0.65 | 18.15 | 48.11 | 0 | 555.816 | 609.63 | 1 | 0.031017
804 | 01E21G10H07D05M01W03 | 29.31 | 0 | 0.65 | 13.39 | 43.35 | 0 | 555.816 | 543.48 | 1 | 0.12689
805 | 01E21G10H07D06M01W02 | 26.17 | 0 | 0.65 | 18.15 | 44.97 | 0 | 506.5924 | 571.41 | 1 | 0.09426
806 | 01E21G10H07D06M01W03 | 26.17 | 0 | 0.65 | 13.39 | 40.21 | 0 | 506.5924 | 505.26 | 1 | 0.19013 | 1
807 | 01E21G10H07D07M01W02 | 30.1 | 0 | 0.65 | 18.15 | 48.9 | 0 | 568.1219 | 619.08 | 1 | 0.015106
808 | 01E21G10H07D07M01W03 | 30.1 | 0 | 0.65 | 13.39 | 44.14 | 0 | 568.1219 | 552.93 | 1 | 0.11098
809 | 01E21G10H07D07M01W04 | 30.1 | 0 | 0.65 | 9.66 | 40.41 | 0 | 568.1219 | 501.27 | 1 | 0.1861
810 | 01E21G10H07D07M02W02 | 30.37 | 0 | 0.65 | 18.15 | 49.17 | 0 | 572.2238 | 622.23 | 1 | 0.0096677
811 | 01E21G10H08D05M01W02 | 25.82 | 0 | 0.65 | 18.15 | 44.62 | 0 | 555.816 | 563.01 | 1 | 0.10131
812 | 01E21G10H08D05M01W03 | 25.82 | 0 | 0.65 | 13.39 | 39.86 | 0 | 555.816 | 496.86 | 1 | 0.19718
813 | 01E21G10H08D06M01W02 | 23.06 | 0 | 0.65 | 18.15 | 41.86 | 0 | 506.5924 | 529.83 | 1 | 0.1569 | 1
814 | 01E21G10H08D06M01W03 | 23.06 | 0 | 0.65 | 13.39 | 37.1 | 0 | 506.5924 | 463.68 | 1 | 0.25277 | 1
815 | 01E21G10H08D07M01W02 | 26.52 | 0 | 0.65 | 18.15 | 45.32 | 0 | 568.1219 | 571.2 | 1 | 0.08721
816 | 01E21G10H08D07M01W03 | 26.52 | 0 | 0.65 | 13.39 | 40.56 | 0 | 568.1219 | 505.05 | 1 | 0.18308
817 | 01E21G10H08D07M01W04 | 26.52 | 0 | 0.65 | 9.66 | 36.83 | 0 | 568.1219 | 453.39 | 1 | 0.25821
818 | 01E21G10H08D07M02W02 | 26.76 | 0 | 0.65 | 18.15 | 45.56 | 0 | 572.2238 | 573.93 | 1 | 0.082377
819 | 01E21G10H09D05M01W02 | 24.85 | 0 | 0.65 | 18.15 | 43.65 | 0 | 555.816 | 549.99 | 1 | 0.12085
820 | 01E21G10H09D05M01W03 | 24.85 | 0 | 0.65 | 13.39 | 38.89 | 0 | 555.816 | 483.84 | 1 | 0.21672
821 | 01E21G10H09D07M01W02 | 25.52 | 0 | 0.65 | 18.15 | 44.32 | 0 | 568.1219 | 557.97 | 1 | 0.10735
822 | 01E21G10H09D07M01W03 | 25.52 | 0 | 0.65 | 13.39 | 39.56 | 0 | 568.1219 | 491.82 | 1 | 0.20322
823 | 01E21G10H09D07M01W04 | 25.52 | 0 | 0.65 | 9.66 | 35.83 | 0 | 568.1219 | 440.16 | 1 | 0.27835
824 | 01E21G10H09D07M02W02 | 25.76 | 0 | 0.65 | 18.15 | 44.56 | 0 | 572.2238 | 560.49 | 1 | 0.10252
825 | 01E21G10H10D05M01W02 | 29.31 | 0 | 0.65 | 18.15 | 48.11 | 0 | 555.816 | 609.63 | 1 | 0.031017
826 | 01E21G10H10D05M01W03 | 29.31 | 0 | 0.65 | 13.39 | 43.35 | 0 | 555.816 | 543.48 | 1 | 0.12689
827 | 01E21G10H10D07M01W02 | 30.1 | 0 | 0.65 | 18.15 | 48.9 | 0 | 568.1219 | 619.08 | 1 | 0.015106
828 | 01E21G10H10D07M01W03 | 30.1 | 0 | 0.65 | 13.39 | 44.14 | 0 | 568.1219 | 552.93 | 1 | 0.11098
829 | 01E21G10H10D07M01W04 | 30.1 | 0 | 0.65 | 9.66 | 40.41 | 0 | 568.1219 | 501.27 | 1 | 0.1861
830 | 01E21G10H10D07M02W02 | 30.37 | 0 | 0.65 | 18.15 | 49.17 | 0 | 572.2238 | 622.23 | 1 | 0.0096677
831 | 01E21G10H11D05M01W02 | 29.31 | 0 | 0.65 | 18.15 | 48.11 | 0 | 555.816 | 609.63 | 1 | 0.031017
832 | 01E21G10H11D05M01W03 | 29.31 | 0 | 0.65 | 13.39 | 43.35 | 0 | 555.816 | 543.48 | 1 | 0.12689
833 | 01E21G10H11D06M01W02 | 26.17 | 0 | 0.65 | 18.15 | 44.97 | 0 | 506.5924 | 571.41 | 1 | 0.09426
834 | 01E21G10H11D06M01W03 | 26.17 | 0 | 0.65 | 13.39 | 40.21 | 0 | 506.5924 | 505.26 | 1 | 0.19013 | 1
835 | 01E21G10H11D07M01W02 | 30.1 | 0 | 0.65 | 18.15 | 48.9 | 0 | 568.1219 | 619.08 | 1 | 0.015106
836 | 01E21G10H11D07M01W03 | 30.09 | 0 | 0.65 | 13.39 | 44.13 | 0 | 568.1219 | 552.93 | 1 | 0.11118
837 | 01E21G10H11D07M01W04 | 30.1 | 0 | 0.65 | 9.66 | 40.41 | 0 | 568.1219 | 501.27 | 1 | 0.1861
838 | 01E21G10H11D07M02W02 | 30.37 | 0 | 0.65 | 18.15 | 49.17 | 0 | 572.2238 | 622.23 | 1 | 0.0096677
839 | 01E21G10H12D05M01W02 | 25.46 | 0 | 0.65 | 18.15 | 44.26 | 0 | 430.7061 | 567.63 | 1 | 0.10856
840 | 01E21G10H12D05M01W03 | 25.46 | 0 | 0.65 | 13.39 | 39.5 | 0 | 430.7061 | 501.48 | 1 | 0.20443 | 1
841 | 01E21G10H12D07M01W02 | 26.14 | 0 | 0.65 | 18.15 | 44.94 | 0 | 438.91 | 576.03 | 1 | 0.094864
842 | 01E21G10H12D07M01W03 | 26.14 | 0 | 0.65 | 13.39 | 40.18 | 0 | 438.91 | 509.88 | 1 | 0.19074 | 1
843 | 01E21G10H12D07M01W04 | 26.14 | 0 | 0.65 | 9.66 | 36.45 | 0 | 438.91 | 458.22 | 1 | 0.26586 | 1
844 | 01E21G10H12D07M02W02 | 26.38 | 0 | 0.65 | 18.15 | 45.18 | 0 | 440.961 | 578.76 | 1 | 0.09003
845 | 01E21G10H13D05M01W02 | 25.46 | 0 | 0.65 | 18.15 | 44.26 | 0 | 430.7061 | 567.63 | 1 | 0.10856
846 | 01E21G10H13D05M01W03 | 25.46 | 0 | 0.65 | 13.39 | 39.5 | 0 | 430.7061 | 501.48 | 1 | 0.20443 | 1
847 | 01E21G10H13D07M01W02 | 26.14 | 0 | 0.65 | 18.15 | 44.94 | 0 | 438.91 | 576.03 | 1 | 0.094864
848 | 01E21G10H13D07M01W03 | 26.14 | 0 | 0.65 | 13.39 | 40.18 | 0 | 438.91 | 509.88 | 1 | 0.19074 | 1
849 | 01E21G10H13D07M01W04 | 26.14 | 0 | 0.65 | 9.66 | 36.45 | 0 | 438.91 | 458.22 | 1 | 0.26586 | 1
850 | 01E21G10H13D07M02W02 | 26.38 | 0 | 0.65 | 18.15 | 45.18 | 0 | 440.961 | 578.76 | 1 | 0.09003
851 | 01E21G10H14D05M01W02 | 29.31 | 0 | 0.65 | 18.15 | 48.11 | 0 | 555.816 | 609.63 | 1 | 0.031017
852 | 01E21G10H14D05M01W03 | 29.31 | 0 | 0.65 | 13.39 | 43.35 | 0 | 555.816 | 543.48 | 1 | 0.12689
853 | 01E21G10H14D07M01W02 | 30.09 | 0 | 0.65 | 18.15 | 48.89 | 0 | 568.1219 | 619.08 | 1 | 0.015307
854 | 01E21G10H14D07M01W03 | 30.09 | 0 | 0.65 | 13.39 | 44.13 | 0 | 568.1219 | 552.93 | 1 | 0.11118
855 | 01E21G10H14D07M01W04 | 30.09 | 0 | 0.65 | 9.66 | 40.4 | 0 | 568.1219 | 501.27 | 1 | 0.1863
856 | 01E21G10H14D07M02W02 | 30.37 | 0 | 0.65 | 18.15 | 49.17 | 0 | 572.2238 | 622.23 | 1 | 0.0096677
857 | 01E21G12H07D04M01W02 | 26.67 | 0.04 | 0.65 | 18.15 | 45.51 | 0 | 516.8473 | 574.35 | 0.55556 | 0.083384
858 | 01E21G12H07D05M01W02 | 23.56 | 0.03 | 0.65 | 18.15 | 42.39 | 0 | 467.6238 | 536.97 | 0.66667 | 0.14622
859 | 01E21G12H07D05M01W03 | 23.56 | 0.03 | 0.65 | 13.39 | 37.63 | 0 | 467.6238 | 470.82 | 0.66667 | 0.24209 | 1
860 | 01E21G12H07D06M01W02 | 21.14 | 0.02 | 0.65 | 18.15 | 39.96 | 0 | 428.6551 | 507.57 | 0.77778 | 0.19517 | 1
861 | 01E21G12H07D06M01W03 | 21.14 | 0.02 | 0.65 | 13.39 | 35.2 | 0 | 428.6551 | 441.42 | 0.77778 | 0.29104 | 1
862 | 01E21G12H07D07M01W02 | 24.17 | 0.03 | 0.65 | 18.15 | 43 | 0 | 475.8277 | 544.32 | 0.66667 | 0.13394
863 | 01E21G12H07D07M01W03 | 24.17 | 0.03 | 0.65 | 13.39 | 38.24 | 0 | 475.8277 | 478.17 | 0.66667 | 0.22981 | 1
864 | 01E21G12H07D07M01W04 | 24.17 | 0.03 | 0.65 | 9.66 | 34.51 | 0 | 475.8277 | 426.51 | 0.66667 | 0.30493 | 1
865 | 01E21G12H07D07M02W02 | 24.11 | 0.03 | 0.65 | 18.15 | 42.94 | 0 | 473.7767 | 543.06 | 0.66667 | 0.13515
866 | 01E21G12H08D05M01W02 | 20.75 | 0.03 | 0.65 | 18.15 | 39.58 | 0 | 467.6238 | 499.8 | 0.66667 | 0.20282 | 1
867 | 01E21G12H08D05M01W03 | 20.75 | 0.03 | 0.65 | 13.39 | 34.82 | 0 | 467.6238 | 433.65 | 0.66667 | 0.29869 | 1
868 | 01E21G12H08D06M01W02 | 18.62 | 0.02 | 0.65 | 18.15 | 37.44 | 0 | 428.6551 | 474.39 | 0.77778 | 0.24592 | 1
869 | 01E21G12H08D06M01W03 | 18.62 | 0.02 | 0.65 | 13.39 | 32.68 | 0 | 428.6551 | 408.24 | 0.77778 | 0.34179 | 1
870 | 01E21G12H08D07M01W02 | 21.29 | 0.03 | 0.65 | 18.15 | 40.12 | 0 | 475.8277 | 506.31 | 0.66667 | 0.19194 | 1
871 | 01E21G12H08D07M01W03 | 21.29 | 0.03 | 0.65 | 13.39 | 35.36 | 0 | 475.8277 | 440.16 | 0.66667 | 0.28781 | 1
872 | 01E21G12H08D07M01W04 | 21.29 | 0.03 | 0.65 | 9.66 | 31.63 | 0 | 475.8277 | 388.5 | 0.66667 | 0.36294 | 2
873 | 01E21G12H08D07M02W02 | 21.24 | 0.03 | 0.65 | 18.15 | 40.07 | 0 | 473.7767 | 505.05 | 0.66667 | 0.19295 | 1
874 | 01E21G12H09D05M01W02 | 19.97 | 0.03 | 0.65 | 18.15 | 38.8 | 0 | 467.6238 | 489.51 | 0.66667 | 0.21853 | 1
875 | 01E21G12H09D05M01W03 | 19.97 | 0.03 | 0.65 | 13.39 | 34.04 | 0 | 467.6238 | 423.36 | 0.66667 | 0.3144 | 1
876 | 01E21G12H09D07M01W02 | 20.49 | 0.03 | 0.65 | 18.15 | 39.32 | 0 | 475.8277 | 495.6 | 0.66667 | 0.20806 | 1
877 | 01E21G12H09D07M01W03 | 20.49 | 0.03 | 0.65 | 13.39 | 34.56 | 0 | 475.8277 | 429.45 | 0.66667 | 0.30393 | 1
878 | 01E21G12H09D07M01W04 | 20.49 | 0.03 | 0.65 | 9.66 | 30.83 | 0 | 475.8277 | 377.79 | 0.66667 | 0.37905 | 2
879 | 01E21G12H09D07M02W02 | 20.44 | 0.03 | 0.65 | 18.15 | 39.27 | 0 | 473.7767 | 494.55 | 0.66667 | 0.20906 | 1
880 | 01E21G12H10D05M01W02 | 23.56 | 0.03 | 0.65 | 18.15 | 42.39 | 0 | 467.6238 | 536.97 | 0.66667 | 0.14622
881 | 01E21G12H10D05M01W03 | 23.56 | 0.03 | 0.65 | 13.39 | 37.63 | 0 | 467.6238 | 470.82 | 0.66667 | 0.24209 | 1
882 | 01E21G12H10D07M01W02 | 24.17 | 0.03 | 0.65 | 18.15 | 43 | 0 | 475.8277 | 544.32 | 0.66667 | 0.13394
883 | 01E21G12H10D07M01W03 | 24.17 | 0.03 | 0.65 | 13.39 | 38.24 | 0 | 475.8277 | 478.17 | 0.66667 | 0.22981 | 1
884 | 01E21G12H10D07M01W04 | 24.17 | 0.03 | 0.65 | 9.66 | 34.51 | 0 | 475.8277 | 426.51 | 0.66667 | 0.30493 | 1
885 | 01E21G12H10D07M02W02 | 24.11 | 0.02 | 0.65 | 18.15 | 42.93 | 0 | 473.7767 | 543.06 | 0.77778 | 0.13535
886 | 01E21G12H11D05M01W02 | 23.56 | 0.03 | 0.65 | 18.15 | 42.39 | 0 | 467.6238 | 536.97 | 0.66667 | 0.14622
887 | 01E21G12H11D05M01W03 | 23.56 | 0.03 | 0.65 | 13.39 | 37.63 | 0 | 467.6238 | 470.82 | 0.66667 | 0.24209 | 1
888 | 01E21G12H11D06M01W02 | 21.14 | 0.02 | 0.65 | 18.15 | 39.96 | 0 | 428.6551 | 507.57 | 0.77778 | 0.19517 | 1
889 | 01E21G12H11D06M01W03 | 21.14 | 0.02 | 0.65 | 13.39 | 35.2 | 0 | 428.6551 | 441.42 | 0.77778 | 0.29104 | 1
890 | 01E21G12H11D07M01W02 | 24.17 | 0.03 | 0.65 | 18.15 | 43 | 0 | 475.8277 | 544.32 | 0.66667 | 0.13394
891 | 01E21G12H11D07M01W03 | 24.17 | 0.03 | 0.65 | 13.39 | 38.24 | 0 | 475.8277 | 478.17 | 0.66667 | 0.22981 | 1
892 | 01E21G12H11D07M01W04 | 24.17 | 0.03 | 0.65 | 9.66 | 34.51 | 0 | 475.8277 | 426.51 | 0.66667 | 0.30493 | 1
893 | 01E21G12H11D07M02W02 | 24.11 | 0.02 | 0.65 | 18.15 | 42.93 | 0 | 473.7767 | 543.06 | 0.77778 | 0.13535
894 | 01E21G12H12D05M01W02 | 20.48 | 0.02 | 0.65 | 18.15 | 39.3 | 0 | 367.1257 | 503.58 | 0.77778 | 0.20846 | 1
895 | 01E21G12H12D05M01W03 | 20.48 | 0.02 | 0.65 | 13.39 | 34.54 | 0 | 367.1257 | 437.43 | 0.77778 | 0.30433 | 1
896 | 01E21G12H12D07M01W02 | 21.01 | 0.02 | 0.65 | 18.15 | 39.83 | 0 | 373.2786 | 510.09 | 0.77778 | 0.19778 | 1
897 | 01E21G12H12D07M01W03 | 21.01 | 0.02 | 0.65 | 13.39 | 35.07 | 0 | 373.2786 | 443.94 | 0.77778 | 0.29366 | 1
898 | 01E21G12H12D07M01W04 | 21.01 | 0.02 | 0.65 | 9.66 | 31.34 | 0 | 373.2786 | 392.28 | 0.77778 | 0.36878 | 2
899 | 01E21G12H12D07M02W02 | 20.95 | 0.02 | 0.65 | 18.15 | 39.77 | 0 | 371.2277 | 508.83 | 0.77778 | 0.19899 | 1
900 | 01E21G12H13D05M01W02 | 20.48 | 0.02 | 0.65 | 18.15 | 39.3 | 0 | 365.0747 | 503.58 | 0.77778 | 0.20846 | 1
901 | 01E21G12H13D05M01W03 | 20.48 | 0.02 | 0.65 | 13.39 | 34.54 | 0 | 365.0747 | 437.43 | 0.77778 | 0.30433 | 1
902 | 01E21G12H13D07M01W02 | 21.01 | 0.02 | 0.65 | 18.15 | 39.83 | 0 | 371.2277 | 510.09 | 0.77778 | 0.19778 | 1
903 | 01E21G12H13D07M01W03 | 21.01 | 0.02 | 0.65 | 13.39 | 35.07 | 0 | 371.2277 | 443.94 | 0.77778 | 0.29366 | 1
904 | 01E21G12H13D07M01W04 | 21.01 | 0.02 | 0.65 | 9.66 | 31.34 | 0 | 371.2277 | 392.28 | 0.77778 | 0.36878 | 2
905 | 01E21G12H13D07M02W02 | 20.95 | 0.02 | 0.65 | 18.15 | 39.77 | 0 | 371.2277 | 508.83 | 0.77778 | 0.19899 | 1
906 | 01E21G12H14D05M01W02 | 23.56 | 0.02 | 0.65 | 18.15 | 42.38 | 0 | 467.6238 | 536.97 | 0.77778 | 0.14642
907 | 01E21G12H14D05M01W03 | 23.56 | 0.02 | 0.65 | 13.39 | 37.62 | 0 | 467.6238 | 470.82 | 0.77778 | 0.2423 | 1
908 | 01E21G12H14D07M01W02 | 24.17 | 0.02 | 0.65 | 18.15 | 42.99 | 0 | 475.8277 | 544.32 | 0.77778 | 0.13414
909 | 01E21G12H14D07M01W03 | 24.17 | 0.02 | 0.65 | 13.39 | 38.23 | 0 | 475.8277 | 478.17 | 0.77778 | 0.23001 | 1
910 | 01E21G12H14D07M01W04 | 24.17 | 0.02 | 0.65 | 9.66 | 34.5 | 0 | 475.8277 | 426.51 | 0.77778 | 0.30514 | 1
911 | 01E21G12H14D07M02W02 | 24.11 | 0.02 | 0.65 | 18.15 | 42.93 | 0 | 471.7258 | 543.06 | 0.77778 | 0.13535
912 | 01E22G09H07D04M01W02 | 25.64 | 0 | 0.65 | 18.15 | 44.44 | 0 | 496.3375 | 562.59 | 1 | 0.10493
913 | 01E22G09H07D05M01W02 | 22.65 | 0 | 0.65 | 18.15 | 41.45 | 0 | 449.165 | 526.47 | 1 | 0.16516 | 1
914 | 01E22G09H07D05M01W03 | 22.65 | 0 | 0.65 | 13.39 | 36.69 | 0 | 449.165 | 460.32 | 1 | 0.26103 | 1
915 | 01E22G09H07D06M01W02 | 20.17 | 0 | 0.65 | 18.15 | 38.97 | 0 | 410.1963 | 496.44 | 1 | 0.21511 | 1
916 | 01E22G09H07D06M01W03 | 20.17 | 0 | 0.65 | 13.39 | 34.21 | 0 | 410.1963 | 430.29 | 1 | 0.31098 | 1
917 | 01E22G09H07D07M01W02 | 23.27 | 0 | 0.65 | 18.15 | 42.07 | 0 | 459.4199 | 533.82 | 1 | 0.15267 | 1
918 | 01E22G09H07D07M01W03 | 23.27 | 0 | 0.65 | 13.39 | 37.31 | 0 | 459.4199 | 467.67 | 1 | 0.24854 | 1
919 | 01E22G09H07D07M01W04 | 23.27 | 0 | 0.65 | 9.66 | 33.58 | 0 | 459.4199 | 416.01 | 1 | 0.32367 | 1
920 | 01E22G09H07D07M02W02 | 23.36 | 0 | 0.65 | 18.15 | 42.16 | 0 | 459.4199 | 534.66 | 1 | 0.15086 | 1
921 | 01E22G09H08D05M01W02 | 19.95 | 0 | 0.65 | 18.15 | 38.75 | 0 | 449.165 | 490.56 | 1 | 0.21954 | 1
922 | 01E22G09H08D05M01W03 | 19.95 | 0 | 0.65 | 13.39 | 33.99 | 0 | 449.165 | 424.41 | 1 | 0.31541 | 1
923 | 01E22G09H08D06M01W02 | 17.77 | 0 | 0.65 | 18.15 | 36.57 | 0 | 410.1963 | 464.52 | 1 | 0.26344 | 1
924 | 01E22G09H08D06M01W03 | 17.77 | 0 | 0.65 | 13.39 | 31.81 | 0 | 410.1963 | 398.37 | 1 | 0.35932 | 2
925 | 01E22G09H08D07M01W02 | 20.49 | 0 | 0.65 | 18.15 | 39.29 | 0 | 459.4199 | 497.07 | 1 | 0.20866 | 1
926 | 01E22G09H08D07M01W03 | 20.49 | 0 | 0.65 | 13.39 | 34.53 | 0 | 459.4199 | 430.92 | 1 | 0.30453 | 1
927 | 01E22G09H08D07M01W04 | 20.49 | 0 | 0.65 | 9.66 | 30.8 | 0 | 459.4199 | 379.26 | 1 | 0.37966 | 2
928 | 01E22G09H08D07M02W02 | 20.58 | 0 | 0.65 | 18.15 | 39.38 | 0 | 459.4199 | 497.7 | 1 | 0.20685 | 1
929 | 01E22G09H09D05M01W02 | 19.2 | 0 | 0.65 | 18.15 | 38 | 0 | 449.165 | 480.69 | 1 | 0.23464 | 1
930 | 01E22G09H09D05M01W03 | 19.2 | 0 | 0.65 | 13.39 | 33.24 | 0 | 449.165 | 414.54 | 1 | 0.33051 | 1
931 | 01E22G09H09D07M01W02 | 19.72 | 0 | 0.65 | 18.15 | 38.52 | 0 | 459.4199 | 486.99 | 1 | 0.22417 | 1
932 | 01E22G09H09D07M01W03 | 19.72 | 0 | 0.65 | 13.39 | 33.76 | 0 | 459.4199 | 420.84 | 1 | 0.32004 | 1
933 | 01E22G09H09D07M01W04 | 19.72 | 0 | 0.65 | 9.66 | 30.03 | 0 | 459.4199 | 369.18 | 1 | 0.39517 | 2
934 | 01E22G09H09D07M02W02 | 19.81 | 0 | 0.65 | 18.15 | 38.61 | 0 | 459.4199 | 487.41 | 1 | 0.22236 | 1
935 | 01E22G09H10D05M01W02 | 22.65 | 0 | 0.65 | 18.15 | 41.45 | 0 | 449.165 | 526.47 | 1 | 0.16516 | 1
936 | 01E22G09H10D05M01W03 | 22.65 | 0 | 0.65 | 13.39 | 36.69 | 0 | 449.165 | 460.32 | 1 | 0.26103 | 1
937 | 01E22G09H10D07M01W02 | 23.27 | 0 | 0.65 | 18.15 | 42.07 | 0 | 459.4199 | 533.82 | 1 | 0.15267 | 1
938 | 01E22G09H10D07M01W03 | 23.27 | 0 | 0.65 | 13.39 | 37.31 | 0 | 459.4199 | 467.67 | 1 | 0.24854 | 1
939 | 01E22G09H10D07M01W04 | 23.27 | 0 | 0.65 | 9.66 | 33.58 | 0 | 459.4199 | 416.01 | 1 | 0.32367 | 1
940 | 01E22G09H10D07M02W02 | 23.36 | 0 | 0.65 | 18.15 | 42.16 | 0 | 459.4199 | 534.66 | 1 | 0.15086 | 1
941 | 01E22G09H11D05M01W02 | 22.65 | 0 | 0.65 | 18.15 | 41.45 | 0 | 449.165 | 526.47 | 1 | 0.16516 | 1
942 | 01E22G09H11D05M01W03 | 22.65 | 0 | 0.65 | 13.39 | 36.69 | 0 | 449.165 | 460.32 | 1 | 0.26103 | 1
943 | 01E22G09H11D06M01W02 | 20.17 | 0 | 0.65 | 18.15 | 38.97 | 0 | 410.1963 | 496.44 | 1 | 0.21511 | 1
944 | 01E22G09H11D06M01W03 | 20.17 | 0 | 0.65 | 13.39 | 34.21 | 0 | 410.1963 | 430.29 | 1 | 0.31098 | 1
945 | 01E22G09H11D07M01W02 | 23.27 | 0 | 0.65 | 18.15 | 42.07 | 0 | 459.4199 | 533.82 | 1 | 0.15267 | 1
946 | 01E22G09H11D07M01W03 | 23.27 | 0 | 0.65 | 13.39 | 37.31 | 0 | 459.4199 | 467.67 | 1 | 0.24854 | 1
947 | 01E22G09H11D07M01W04 | 23.27 | 0 | 0.65 | 9.66 | 33.58 | 0 | 459.4199 | 416.01 | 1 | 0.32367 | 1
948 | 01E22G09H11D07M02W02 | 23.36 | 0 | 0.65 | 18.15 | 42.16 | 0 | 459.4199 | 534.66 | 1 | 0.15086 | 1
949 | 01E22G09H12D05M01W02 | 19.68 | 0 | 0.65 | 18.15 | 38.48 | 0 | 352.7688 | 494.13 | 1 | 0.22497 | 1
950 | 01E22G09H12D05M01W03 | 19.68 | 0 | 0.65 | 13.39 | 33.72 | 0 | 352.7688 | 427.98 | 1 | 0.32085 | 1
951 | 01E22G09H12D07M01W02 | 20.22 | 0 | 0.65 | 18.15 | 39.02 | 0 | 358.9218 | 500.85 | 1 | 0.2141 | 1
952 | 01E22G09H12D07M01W03 | 20.22 | 0 | 0.65 | 13.39 | 34.26 | 0 | 358.9218 | 434.7 | 1 | 0.30997 | 1
953 | 01E22G09H12D07M01W04 | 20.22 | 0 | 0.65 | 9.66 | 30.53 | 0 | 358.9218 | 383.04 | 1 | 0.3851 | 2
954 | 01E22G09H12D07M02W02 | 20.29 | 0 | 0.65 | 18.15 | 39.09 | 0 | 360.9728 | 501.48 | 1 | 0.21269 | 1
955 | 01E22G09H13D05M01W02 | 19.68 | 0 | 0.65 | 18.15 | 38.48 | 0 | 352.7688 | 494.13 | 1 | 0.22497 | 1
956 | 01E22G09H13D05M01W03 | 19.68 | 0 | 0.65 | 13.39 | 33.72 | 0 | 352.7688 | 427.98 | 1 | 0.32085 | 1
957 | 01E22G09H13D07M01W02 | 20.22 | 0 | 0.65 | 18.15 | 39.02 | 0 | 358.9218 | 500.85 | 1 | 0.2141 | 1
958 | 01E22G09H13D07M01W03 | 20.22 | 0 | 0.65 | 13.39 | 34.26 | 0 | 358.9218 | 434.7 | 1 | 0.30997 | 1
959 | 01E22G09H13D07M01W04 | 20.22 | 0 | 0.65 | 9.66 | 30.53 | 0 | 358.9218 | 383.04 | 1 | 0.3851 | 2
960 | 01E22G09H13D07M02W02 | 20.29 | 0 | 0.65 | 18.15 | 39.09 | 0 | 360.9728 | 501.48 | 1 | 0.21269 | 1
961 | 01E22G09H14D05M01W02 | 22.65 | 0 | 0.65 | 18.15 | 41.45 | 0 | 449.165 | 526.47 | 1 | 0.16516 | 1
962 | 01E22G09H14D05M01W03 | 22.65 | 0 | 0.65 | 13.39 | 36.69 | 0 | 449.165 | 460.32 | 1 | 0.26103 | 1
963 | 01E22G09H14D07M01W02 | 23.27 | 0 | 0.65 | 18.15 | 42.07 | 0 | 459.4199 | 533.82 | 1 | 0.15267 | 1
964 | 01E22G09H14D07M01W03 | 23.27 | 0 | 0.65 | 13.39 | 37.31 | 0 | 459.4199 | 467.67 | 1 | 0.24854 | 1
965 | 01E22G09H14D07M01W04 | 23.27 | 0 | 0.65 | 9.66 | 33.58 | 0 | 459.4199 | 416.01 | 1 | 0.32367 | 1
966 | 01E22G09H14D07M02W02 | 23.36 | 0 | 0.65 | 18.15 | 42.16 | 0 | 459.4199 | 534.66 | 1 | 0.15086 | 1
967 | 01E22G10H07D04M01W02 | 34.32 | 0 | 0.65 | 18.15 | 53.12 | 0 | 635.8043 | 671.58 | 1 | -0.069889
968 | 01E22G10H07D05M01W02 | 30.43 | 0 | 0.65 | 18.15 | 49.23 | 0 | 574.2748 | 624.12 | 1 | 0.0084592
969 | 01E22G10H07D05M01W03 | 30.43 | 0 | 0.65 | 13.39 | 44.47 | 0 | 574.2748 | 557.97 | 1 | 0.10433
970 | 01E22G10H07D06M01W02 | 27.14 | 0 | 0.65 | 18.15 | 45.94 | 0 | 523.0003 | 584.01 | 1 | 0.074723
971 | 01E22G10H07D06M01W03 | 27.14 | 0 | 0.65 | 13.39 | 41.18 | 0 | 523.0003 | 517.86 | 1 | 0.17059 | 1
972 | 01E22G10H07D07M01W02 | 31.24 | 0 | 0.65 | 18.15 | 50.04 | 0 | 586.5807 | 633.99 | 1 | -0.007855
973 | 01E22G10H07D07M01W03 | 31.24 | 0 | 0.65 | 13.39 | 45.28 | 0 | 586.5807 | 567.84 | 1 | 0.088016
974 | 01E22G10H07D07M01W04 | 31.24 | 0 | 0.65 | 9.66 | 41.55 | 0 | 586.5807 | 516.18 | 1 | 0.16314
975 | 01E22G10H07D07M02W02 | 31.63 | 0 | 0.65 | 18.15 | 50.43 | 0 | 592.7337 | 638.4 | 1 | -0.01571
976 | 01E22G10H08D05M01W02 | 26.81 | 0 | 0.65 | 18.15 | 45.61 | 0 | 574.2748 | 575.61 | 1 | 0.08137
977 | 01E22G10H08D05M01W03 | 26.81 | 0 | 0.65 | 13.39 | 40.85 | 0 | 574.2748 | 509.46 | 1 | 0.17724
978 | 01E22G10H08D06M01W02 | 23.92 | 0 | 0.65 | 18.15 | 42.72 | 0 | 523.0003 | 540.75 | 1 | 0.13958
979 | 01E22G10H08D06M01W03 | 23.92 | 0 | 0.65 | 13.39 | 37.96 | 0 | 523.0003 | 474.6 | 1 | 0.23545 | 1
980 | 01E22G10H08D07M01W02 | 27.52 | 0 | 0.65 | 18.15 | 46.32 | 0 | 586.5807 | 584.22 | 1 | 0.067069
981 | 01E22G10H08D07M01W03 | 27.52 | 0 | 0.65 | 13.39 | 41.56 | 0 | 586.5807 | 518.07 | 1 | 0.16294
982 | 01E22G10H08D07M01W04 | 27.52 | 0 | 0.65 | 9.66 | 37.83 | 0 | 586.5807 | 466.41 | 1 | 0.23807
983 | 01E22G10H08D07M02W02 | 27.87 | 0 | 0.65 | 18.15 | 46.67 | 0 | 592.7337 | 588 | 1 | 0.06002
984 | 01E22G10H09D05M01W02 | 25.81 | 0 | 0.65 | 18.15 | 44.61 | 0 | 574.2748 | 562.17 | 1 | 0.10151
985 | 01E22G10H09D05M01W03 | 25.81 | 0 | 0.65 | 13.39 | 39.85 | 0 | 574.2748 | 496.02 | 1 | 0.19738
986 | 01E22G10H09D07M01W02 | 26.49 | 0 | 0.65 | 18.15 | 45.29 | 0 | 586.5807 | 570.36 | 1 | 0.087815
987 | 01E22G10H09D07M01W03 | 26.49 | 0 | 0.65 | 13.39 | 40.53 | 0 | 586.5807 | 504.21 | 1 | 0.18369
988 | 01E22G10H09D07M01W04 | 26.49 | 0 | 0.65 | 9.66 | 36.8 | 0 | 586.5807 | 452.55 | 1 | 0.25881
989 | 01E22G10H09D07M02W02 | 26.83 | 0 | 0.65 | 18.15 | 45.63 | 0 | 592.7337 | 574.14 | 1 | 0.080967
990 | 01E22G10H10D05M01W02 | 30.43 | 0 | 0.65 | 18.15 | 49.23 | 0 | 574.2748 | 624.12 | 1 | 0.0084592
991 | 01E22G10H10D05M01W03 | 30.43 | 0 | 0.65 | 13.39 | 44.47 | 0 | 574.2748 | 557.97 | 1 | 0.10433
992 | 01E22G10H10D07M01W02 | 31.24 | 0 | 0.65 | 18.15 | 50.04 | 0 | 586.5807 | 633.99 | 1 | -0.007855
993 | 01E22G10H10D07M01W03 | 31.24 | 0 | 0.65 | 13.39 | 45.28 | 0 | 586.5807 | 567.84 | 1 | 0.088016
994 | 01E22G10H10D07M01W04 | 31.24 | 0 | 0.65 | 9.66 | 41.55 | 0 | 586.5807 | 516.18 | 1 | 0.16314
995 | 01E22G10H10D07M02W02 | 31.63 | 0 | 0.65 | 18.15 | 50.43 | 0 | 592.7337 | 638.4 | 1 | -0.01571
996 | 01E22G10H11D05M01W02 | 30.43 | 0 | 0.65 | 18.15 | 49.23 | 0 | 574.2748 | 624.12 | 1 | 0.0084592
997 | 01E22G10H11D05M01W03 | 30.43 | 0 | 0.65 | 13.39 | 44.47 | 0 | 574.2748 | 557.97 | 1 | 0.10433
998 | 01E22G10H11D06M01W02 | 27.14 | 0 | 0.65 | 18.15 | 45.94 | 0 | 523.0003 | 584.01 | 1 | 0.074723
999 | 01E22G10H11D06M01W03 | 27.14 | 0 | 0.65 | 13.39 | 41.18 | 0 | 523.0003 | 517.86 | 1 | 0.17059 | 1
1000 | 01E22G10H11D07M01W02 | 31.24 | 0 | 0.65 | 18.15 | 50.04 | 0 | 586.5807 | 633.99 | 1 | -0.007855
1001 | 01E22G10H11D07M01W03 | 31.24 | 0 | 0.65 | 13.39 | 45.28 | 0 | 586.5807 | 567.84 | 1 | 0.088016
1002 | 01E22G10H11D07M01W04 | 31.24 | 0 | 0.65 | 9.66 | 41.55 | 0 | 586.5807 | 516.18 | 1 | 0.16314
1003 | 01E22G10H11D07M02W02 | 31.63 | 0 | 0.65 | 18.15 | 50.43 | 0 | 592.7337 | 638.4 | 1 | -0.01571
1004 | 01E22G10H12D05M01W02 | 26.43 | 0 | 0.65 | 18.15 | 45.23 | 0 | 443.012 | 580.44 | 1 | 0.089023
1005 | 01E22G10H12D05M01W03 | 26.43 | 0 | 0.65 | 13.39 | 40.47 | 0 | 443.012 | 514.29 | 1 | 0.18489 | 1
1006 | 01E22G10H12D07M01W02 | 27.13 | 0 | 0.65 | 18.15 | 45.93 | 0 | 453.2669 | 589.05 | 1 | 0.074924
1007 | 01E22G10H12D07M01W03 | 27.13 | 0 | 0.65 | 13.39 | 41.17 | 0 | 453.2669 | 522.9 | 1 | 0.1708 | 1
1008 | 01E22G10H12D07M01W04 | 27.13 | 0 | 0.65 | 9.66 | 37.44 | 0 | 453.2669 | 471.24 | 1 | 0.24592 | 1
1009 | 01E22G10H12D07M02W02 | 27.47 | 0 | 0.65 | 18.15 | 46.27 | 0 | 457.3689 | 593.04 | 1 | 0.068077
1010 | 01E22G10H13D05M01W02 | 26.43 | 0 | 0.65 | 18.15 | 45.23 | 0 | 443.012 | 580.44 | 1 | 0.089023
1011 | 01E22G10H13D05M01W03 | 26.43 | 0 | 0.65 | 13.39 | 40.47 | 0 | 443.012 | 514.29 | 1 | 0.18489 | 1
1012 | 01E22G10H13D07M01W02 | 27.13 | 0 | 0.65 | 18.15 | 45.93 | 0 | 453.2669 | 589.05 | 1 | 0.074924
1013 | 01E22G10H13D07M01W03 | 27.13 | 0 | 0.65 | 13.39 | 41.17 | 0 | 453.2669 | 522.9 | 1 | 0.1708 | 1
1014 | 01E22G10H13D07M01W04 | 27.13 | 0 | 0.65 | 9.66 | 37.44 | 0 | 453.2669 | 471.24 | 1 | 0.24592 | 1
1015 | 01E22G10H13D07M02W02 | 27.47 | 0 | 0.65 | 18.15 | 46.27 | 0 | 457.3689 | 593.04 | 1 | 0.068077
1016 | 01E22G10H14D05M01W02 | 30.43 | 0 | 0.65 | 18.15 | 49.23 | 0 | 574.2748 | 624.12 | 1 | 0.0084592
1017 | 01E22G10H14D05M01W03 | 30.43 | 0 | 0.65 | 13.39 | 44.47 | 0 | 574.2748 | 557.97 | 1 | 0.10433
1018 | 01E22G10H14D07M01W02 | 31.24 | 0 | 0.65 | 18.15 | 50.04 | 0 | 586.5807 | 633.99 | 1 | -0.007855
1019 | 01E22G10H14D07M01W03 | 31.24 | 0 | 0.65 | 13.39 | 45.28 | 0 | 586.5807 | 567.84 | 1 | 0.088016
1020 | 01E22G10H14D07M01W04 | 31.24 | 0 | 0.65 | 9.66 | 41.55 | 0 | 586.5807 | 516.18 | 1 | 0.16314
1021 | 01E22G10H14D07M02W02 | 31.63 | 0 | 0.65 | 18.15 | 50.43 | 0 | 592.7337 | 638.4 | 1 | -0.01571
1022 | 01E22G12H07D04M01W02 | 27.13 | 0.02 | 0.65 | 18.15 | 45.95 | 0 | 520.9493 | 580.44 | 0.77778 | 0.074522
1023 | 01E22G12H07D05M01W02 | 23.96 | 0.01 | 0.65 | 18.15 | 42.77 | 0 | 471.7258 | 542.22 | 0.88889 | 0.13857
1024 | 01E22G12H07D05M01W03 | 23.96 | 0.01 | 0.65 | 13.39 | 38.01 | 0 | 471.7258 | 476.07 | 0.88889 | 0.23444 | 1
1025 | 01E22G12H07D06M01W02 | 21.5 | 0.01 | 0.65 | 18.15 | 40.31 | 0 | 432.7571 | 512.4 | 0.88889 | 0.18812 | 1
1026 | 01E22G12H07D06M01W03 | 21.5 | 0.01 | 0.65 | 13.39 | 35.55 | 0 | 432.7571 | 446.25 | 0.88889 | 0.28399 | 1
1027 | 01E22G12H07D07M01W02 | 24.58 | 0.01 | 0.65 | 18.15 | 43.39 | 0 | 481.9807 | 549.78 | 0.88889 | 0.12608
1028 | 01E22G12H07D07M01W03 | 24.58 | 0.01 | 0.65 | 13.39 | 38.63 | 0 | 481.9807 | 483.63 | 0.88889 | 0.22195 | 1
1029 | 01E22G12H07D07M01W04 | 24.58 | 0.01 | 0.65 | 9.66 | 34.9 | 0 | 481.9807 | 431.97 | 0.88889 | 0.29708 | 1
1030 | 01E22G12H07D07M02W02 | 24.58 | 0 | 0.65 | 18.15 | 43.38 | 0 | 477.8787 | 549.36 | 1 | 0.12628
1031 | 01E22G12H08D05M01W02 | 21.11 | 0.01 | 0.65 | 18.15 | 39.92 | 0 | 471.7258 | 504.42 | 0.88889 | 0.19597 | 1
1032 | 01E22G12H08D05M01W03 | 21.11 | 0.01 | 0.65 | 13.39 | 35.16 | 0 | 471.7258 | 438.27 | 0.88889 | 0.29184 | 1
1033 | 01E22G12H08D06M01W02 | 18.94 | 0.01 | 0.65 | 18.15 | 37.75 | 0 | 432.7571 | 478.59 | 0.88889 | 0.23968 | 1
1034 | 01E22G12H08D06M01W03 | 18.94 | 0.01 | 0.65 | 13.39 | 32.99 | 0 | 432.7571 | 412.44 | 0.88889 | 0.33555 | 1
1035 | 01E22G12H08D07M01W02 | 21.65 | 0.01 | 0.65 | 18.15 | 40.46 | 0 | 481.9807 | 510.93 | 0.88889 | 0.1851 | 1
1036 | 01E22G12H08D07M01W03 | 21.65 | 0.01 | 0.65 | 13.39 | 35.7 | 0 | 481.9807 | 444.78 | 0.88889 | 0.28097 | 1
1037 | 01E22G12H08D07M01W04 | 21.65 | 0.01 | 0.65 | 9.66 | 31.97 | 0 | 481.9807 | 393.12 | 0.88889 | 0.35609 | 2
1038 | 01E22G12H08D07M02W02 | 21.65 | 0 | 0.65 | 18.15 | 40.45 | 0 | 477.8787 | 510.51 | 1 | 0.1853 | 1
1039 | 01E22G12H09D05M01W02 | 20.31 | 0.01 | 0.65 | 18.15 | 39.12 | 0 | 471.7258 | 493.92 | 0.88889 | 0.21208 | 1
1040 | 01E22G12H09D05M01W03 | 20.31 | 0.01 | 0.65 | 13.39 | 34.36 | 0 | 471.7258 | 427.77 | 0.88889 | 0.30796 | 1
1041 | 01E22G12H09D07M01W02 | 20.84 | 0.01 | 0.65 | 18.15 | 39.65 | 0 | 481.9807 | 500.01 | 0.88889 | 0.20141 | 1
1042 | 01E22G12H09D07M01W03 | 20.84 | 0.01 | 0.65 | 13.39 | 34.89 | 0 | 481.9807 | 433.86 | 0.88889 | 0.29728 | 1
1043 | 01E22G12H09D07M01W04 | 20.84 | 0.01 | 0.65 | 9.66 | 31.16 | 0 | 481.9807 | 382.2 | 0.88889 | 0.37241 | 2
1044 | 01E22G12H09D07M02W02 | 20.84 | 0 | 0.65 | 18.15 | 39.64 | 0 | 477.8787 | 499.8 | 1 | 0.20161 | 1
1045 | 01E22G12H10D05M01W02 | 23.96 | 0.01 | 0.65 | 18.15 | 42.77 | 0 | 471.7258 | 542.22 | 0.88889 | 0.13857
1046 | 01E22G12H10D05M01W03 | 23.96 | 0.01 | 0.65 | 13.39 | 38.01 | 0 | 471.7258 | 476.07 | 0.88889 | 0.23444 | 1
1047 | 01E22G12H10D07M01W02 | 24.58 | 0.01 | 0.65 | 18.15 | 43.39 | 0 | 481.9807 | 549.78 | 0.88889 | 0.12608
1048 | 01E22G12H10D07M01W03 | 24.58 | 0.01 | 0.65 | 13.39 | 38.63 | 0 | 481.9807 | 483.63 | 0.88889 | 0.22195 | 1
1049 | 01E22G12H10D07M01W04 | 24.58 | 0.01 | 0.65 | 9.66 | 34.9 | 0 | 481.9807 | 431.97 | 0.88889 | 0.29708 | 1
1050 | 01E22G12H10D07M02W02 | 24.58 | 0 | 0.65 | 18.15 | 43.38 | 0 | 477.8787 | 549.36 | 1 | 0.12628
1051 | 01E22G12H11D05M01W02 | 23.96 | 0.01 | 0.65 | 18.15 | 42.77 | 0 | 471.7258 | 542.22 | 0.88889 | 0.13857
1052 | 01E22G12H11D05M01W03 | 23.96 | 0.01 | 0.65 | 13.39 | 38.01 | 0 | 471.7258 | 476.07 | 0.88889 | 0.23444 | 1
1053 | 01E22G12H11D06M01W02 | 21.5 | 0.01 | 0.65 | 18.15 | 40.31 | 0 | 432.7571 | 512.4 | 0.88889 | 0.18812 | 1
1054 | 01E22G12H11D06M01W03 | 21.5 | 0.01 | 0.65 | 13.39 | 35.55 | 0 | 432.7571 | 446.25 | 0.88889 | 0.28399 | 1
1055 | 01E22G12H11D07M01W02 | 24.58 | 0.01 | 0.65 | 18.15 | 43.39 | 0 | 481.9807 | 549.78 | 0.88889 | 0.12608
1056 | 01E22G12H11D07M01W03 | 24.58 | 0.01 | 0.65 | 13.39 | 38.63 | 0 | 481.9807 | 483.63 | 0.88889 | 0.22195 | 1
1057 | 01E22G12H11D07M01W04 | 24.58 | 0.01 | 0.65 | 9.66 | 34.9 | 0 | 481.9807 | 431.97 | 0.88889 | 0.29708 | 1
1058 | 01E22G12H11D07M02W02 | 24.58 | 0 | 0.65 | 18.15 | 43.38 | 0 | 477.8787 | 549.36 | 1 | 0.12628
1059 | 01E22G12H12D05M01W02 | 20.82 | 0.01 | 0.65 | 18.15 | 39.63 | 0 | 369.1767 | 508.2 | 0.88889 | 0.20181 | 1
1060 | 01E22G12H12D05M01W03 | 20.82 | 0.01 | 0.65 | 13.39 | 34.87 | 0 | 369.1767 | 442.05 | 0.88889 | 0.29768 | 1
1061 | 01E22G12H12D07M01W02 | 21.36 | 0.01 | 0.65 | 18.15 | 40.17 | 0 | 377.3806 | 514.71 | 0.88889 | 0.19094 | 1
1062 | 01E22G12H12D07M01W03 | 21.36 | 0.01 | 0.65 | 13.39 | 35.41 | 0 | 377.3806 | 448.56 | 0.88889 | 0.28681 | 1
1063 | 01E22G12H12D07M01W04 | 21.36 | 0.01 | 0.65 | 9.66 | 31.68 | 0 | 377.3806 | 396.9 | 0.88889 | 0.36193 | 2
1064 | 01E22G12H12D07M02W02 | 21.35 | 0 | 0.65 | 18.15 | 40.15 | 0 | 373.2786 | 514.29 | 1 | 0.19134 | 1
1065 | 01E22G12H13D05M01W02 | 20.82 | 0.01 | 0.65 | 18.15 | 39.63 | 0 | 369.1767 | 508.2 | 0.88889 | 0.20181 | 1
1066 | 01E22G12H13D05M01W03 | 20.82 | 0.01 | 0.65 | 13.39 | 34.87 | 0 | 369.1767 | 442.05 | 0.88889 | 0.29768 | 1
1067 | 01E22G12H13D07M01W02 | 21.36 | 0.01 | 0.65 | 18.15 | 40.17 | 0 | 377.3806 | 514.71 | 0.88889 | 0.19094 | 1
1068 | 01E22G12H13D07M01W03 | 21.36 | 0.01 | 0.65 | 13.39 | 35.41 | 0 | 377.3806 | 448.56 | 0.88889 | 0.28681 | 1
1069 | 01E22G12H13D07M01W04 | 21.36 | 0.01 | 0.65 | 9.66 | 31.68 | 0 | 377.3806 | 396.9 | 0.88889 | 0.36193 | 2
1070 | 01E22G12H13D07M02W02 | 21.35 | 0 | 0.65 | 18.15 | 40.15 | 0 | 373.2786 | 514.29 | 1 | 0.19134 | 1
1071 | 01E22G12H14D05M01W02 | 23.96 | 0.01 | 0.65 | 18.15 | 42.77 | 0 | 471.7258 | 542.22 | 0.88889 | 0.13857
1072 | 01E22G12H14D05M01W03 | 23.96 | 0.01 | 0.65 | 13.39 | 38.01 | 0 | 471.7258 | 476.07 | 0.88889 | 0.23444 | 1
1073 | 01E22G12H14D07M01W02 | 24.58 | 0.01 | 0.65 | 18.15 | 43.39 | 0 | 481.9807 | 549.78 | 0.88889 | 0.12608
1074 | 01E22G12H14D07M01W03 | 24.58 | 0.01 | 0.65 | 13.39 | 38.63 | 0 | 481.9807 | 483.63 | 0.88889 | 0.22195 | 1
1075 | 01E22G12H14D07M01W04 | 24.58 | 0.01 | 0.65 | 9.66 | 34.9 | 0 | 481.9807 | 431.97 | 0.88889 | 0.29708 | 1
1076 | 01E22G12H14D07M02W02 | 24.58 | 0 | 0.65 | 18.15 | 43.38 | 0 | 477.8787 | 549.36 | 1 | 0.12628
1077 | 01E23G09H07D04M01W02 | 21.67 | 0 | 0.65 | 18.15 | 40.47 | 0 | 432.7571 | 513.66 | 1 | 0.18489 | 1
1078 | 01E23G09H07D05M01W02 | 19.11 | 0 | 0.65 | 18.15 | 37.91 | 0 | 393.7885 | 482.79 | 1 | 0.23646 | 1
1079 | 01E23G09H07D05M01W03 | 19.11 | 0 | 0.65 | 13.39 | 33.15 | 0 | 393.7885 | 416.64 | 1 | 0.33233 | 1
1080 | 01E23G09H07D06M01W02 | 16.82 | 0 | 0.65 | 18.15 | 35.62 | 0 | 358.9218 | 455.28 | 1 | 0.28258 | 1
1081 | 01E23G09H07D06M01W03 | 16.82 | 0 | 0.65 | 13.39 | 30.86 | 0 | 358.9218 | 389.13 | 1 | 0.37845 | 2
1082 | 01E23G09H07D07M01W02 | 19.69 | 0 | 0.65 | 18.15 | 38.49 | 0 | 401.9924 | 489.72 | 1 | 0.22477 | 1
1083 | 01E23G09H07D07M01W03 | 19.69 | 0 | 0.65 | 13.39 | 33.73 | 0 | 401.9924 | 423.57 | 1 | 0.32064 | 1
1084 | 01E23G09H07D07M01W04 | 19.69 | 0 | 0.65 | 9.66 | 30 | 0 | 401.9924 | 371.91 | 1 | 0.39577 | 2
1085 | 01E23G09H07D07M02W02 | 19.7 | 0 | 0.65 | 18.15 | 38.5 | 0 | 401.9924 | 489.72 | 1 | 0.22457 | 1
1086 | 01E23G09H08D05M01W02 | 16.84 | 0 | 0.65 | 18.15 | 35.64 | 0 | 393.7885 | 452.76 | 1 | 0.28218 | 1
1087 | 01E23G09H08D05M01W03 | 16.84 | 0 | 0.65 | 13.39 | 30.88 | 0 | 393.7885 | 386.61 | 1 | 0.37805 | 2
1088 | 01E23G09H08D06M01W02 | 14.82 | 0 | 0.65 | 18.15 | 33.62 | 0 | 358.9218 | 428.61 | 1 | 0.32286 | 1
1089 | 01E23G09H08D06M01W03 | 14.82 | 0 | 0.65 | 13.39 | 28.86 | 0 | 358.9218 | 362.46 | 1 | 0.41873 | 2
1090 | 01E23G09H08D07M01W02 | 17.34 | 0 | 0.65 | 18.15 | 36.14 | 0 | 401.9924 | 458.64 | 1 | 0.2721 | 1
1091 | 01E23G09H08D07M01W03 | 17.34 | 0 | 0.65 | 13.39 | 31.38 | 0 | 401.9924 | 392.49 | 1 | 0.36798 | 2
1092 | 01E23G09H08D07M01W04 | 17.34 | 0 | 0.65 | 9.66 | 27.65 | 0 | 401.9924 | 340.83 | 1 | 0.4431 | 2
1093 | 01E23G09H08D07M02W02 | 17.36 | 0 | 0.65 | 18.15 | 36.16 | 0 | 401.9924 | 458.64 | 1 | 0.2717 | 1
1094 | 01E23G09H09D05M01W02 | 16.2 | 0 | 0.65 | 18.15 | 35 | 0 | 393.7885 | 444.36 | 1 | 0.29507 | 1
1095 | 01E23G09H09D05M01W03 | 16.2 | 0 | 0.65 | 13.39 | 30.24 | 0 | 393.7885 | 378.21 | 1 | 0.39094 | 2
1096 | 01E23G09H09D07M01W02 | 16.69 | 0 | 0.65 | 18.15 | 35.49 | 0 | 401.9924 | 450.03 | 1 | 0.2852 | 1
1097 | 01E23G09H09D07M01W03 | 16.69 | 0 | 0.65 | 13.39 | 30.73 | 0 | 401.9924 | 383.88 | 1 | 0.38107 | 2
1098 | 01E23G09H09D07M01W04 | 16.69 | 0 | 0.65 | 9.66 | 27 | 0 | 401.9924 | 332.22 | 1 | 0.45619 | 2
1099 | 01E23G09H09D07M02W02 | 16.71 | 0 | 0.65 | 18.15 | 35.51 | 0 | 401.9924 | 450.03 | 1 | 0.28479 | 1
1100 | 01E23G09H10D05M01W02 | 19.11 | 0 | 0.65 | 18.15 | 37.91 | 0 | 393.7885 | 482.79 | 1 | 0.23646 | 1
1101 | 01E23G09H10D05M01W03 | 19.11 | 0 | 0.65 | 13.39 | 33.15 | 0 | 393.7885 | 416.64 | 1 | 0.33233 | 1
1102 | 01E23G09H10D07M01W02 | 19.69 | 0 | 0.65 | 18.15 | 38.49 | 0 | 401.9924 | 489.72 | 1 | 0.22477 | 1
1103 | 01E23G09H10D07M01W03 | 19.69 | 0 | 0.65 | 13.39 | 33.73 | 0 | 401.9924 | 423.57 | 1 | 0.32064 | 1
1104 | 01E23G09H10D07M01W04 | 19.69 | 0 | 0.65 | 9.66 | 30 | 0 | 401.9924 | 371.91 | 1 | 0.39577 | 2
1105 | 01E23G09H10D07M02W02 | 19.7 | 0 | 0.65 | 18.15 | 38.5 | 0 | 401.9924 | 489.72 | 1 | 0.22457 | 1
1106 | 01E23G09H11D05M01W02 | 19.11 | 0 | 0.65 | 18.15 | 37.91 | 0 | 393.7885 | 482.79 | 1 | 0.23646 | 1
1107 | 01E23G09H11D05M01W03 | 19.11 | 0 | 0.65 | 13.39 | 33.15 | 0 | 393.7885 | 416.64 | 1 | 0.33233 | 1
1108 | 01E23G09H11D06M01W02 | 16.82 | 0 | 0.65 | 18.15 | 35.62 | 0 | 358.9218 | 455.28 | 1 | 0.28258 | 1
1109 | 01E23G09H11D06M01W03 | 16.82 | 0 | 0.65 | 13.39 | 30.86 | 0 | 358.9218 | 389.13 | 1 | 0.37845 | 2
1110 | 01E23G09H11D07M01W02 | 19.69 | 0 | 0.65 | 18.15 | 38.49 | 0 | 401.9924 | 489.72 | 1 | 0.22477 | 1
1111 | 01E23G09H11D07M01W03 | 19.69 | 0 | 0.65 | 13.39 | 33.73 | 0 | 401.9924 | 423.57 | 1 | 0.32064 | 1
1112 | 01E23G09H11D07M01W04 | 19.69 | 0 | 0.65 | 9.66 | 30 | 0 | 401.9924 | 371.91 | 1 | 0.39577 | 2
1113 | 01E23G09H11D07M02W02 | 19.7 | 0 | 0.65 | 18.15 | 38.5 | 0 | 401.9924 | 489.72 | 1 | 0.22457 | 1
1114 | 01E23G09H12D05M01W02 | 16.6 | 0 | 0.65 | 18.15 | 35.4 | 0 | 311.7492 | 455.7 | 1 | 0.28701 | 1
1115 | 01E23G09H12D05M01W03 | 16.6 | 0 | 0.65 | 13.39 | 30.64 | 0 | 311.7492 | 389.55 | 1 | 0.38288 | 2
1116 | 01E23G09H12D07M01W02 | 17.1 | 0 | 0.65 | 18.15 | 35.9 | 0 | 317.9021 | 461.79 | 1 | 0.27694 | 1
1117 | 01E23G09H12D07M01W03 | 17.1 | 0 | 0.65 | 13.39 | 31.14 | 0 | 317.9021 | 395.64 | 1 | 0.37281 | 2
1118 | 01E23G09H12D07M01W04 | 17.1 | 0 | 0.65 | 9.66 | 27.41 | 0 | 317.9021 | 343.98 | 1 | 0.44794 | 2
1119 | 01E23G09H12D07M02W02 | 17.11 | 0 | 0.65 | 18.15 | 35.91 | 0 | 317.9021 | 461.79 | 1 | 0.27674 | 1
1120 | 01E23G09H13D05M01W02 | 16.6 | 0 | 0.65 | 18.15 | 35.4 | 0 | 311.7492 | 455.7 | 1 | 0.28701 | 1
1121 | 01E23G09H13D05M01W03 | 16.6 | 0 | 0.65 | 13.39 | 30.64 | 0 | 311.7492 | 389.55 | 1 | 0.38288 | 2
1122 | 01E23G09H13D07M01W02 | 17.1 | 0 | 0.65 | 18.15 | 35.9 | 0 | 317.9021 | 461.79 | 1 | 0.27694 | 1
1123 | 01E23G09H13D07M01W03 | 17.1 | 0 | 0.65 | 13.39 | 31.14 | 0 | 317.9021 | 395.64 | 1 | 0.37281 | 2
1124 | 01E23G09H13D07M01W04 | 17.1 | 0 | 0.65 | 9.66 | 27.41 | 0 | 317.9021 | 343.98 | 1 | 0.44794 | 2
1125 | 01E23G09H13D07M02W02 | 17.11 | 0 | 0.65 | 18.15 | 35.91 | 0 | 317.9021 | 461.79 | 1 | 0.27674 | 1
1126 | 01E23G09H14D05M01W02 | 19.11 | 0 | 0.65 | 18.15 | 37.91 | 0 | 393.7885 | 482.79 | 1 | 0.23646 | 1
1127 | 01E23G09H14D05M01W03 | 19.11 | 0 | 0.65 | 13.39 | 33.15 | 0 | 393.7885 | 416.64 | 1 | 0.33233 | 1
1128 | 01E23G09H14D07M01W02 | 19.69 | 0 | 0.65 | 18.15 | 38.49 | 0 | 401.9924 | 489.72 | 1 | 0.22477 | 1
1129 | 01E23G09H14D07M01W03 | 19.69 | 0 | 0.65 | 13.39 | 33.73 | 0 | 401.9924 | 423.57 | 1 | 0.32064 | 1
1130 | 01E23G09H14D07M01W04 | 19.69 | 0 | 0.65 | 9.66 | 30 | 0 | 401.9924 | 371.91 | 1 | 0.39577 | 2
1131 | 01E23G09H14D07M02W02 | 19.7 | 0 | 0.65 | 18.15 | 38.5 | 0 | 401.9924 | 489.72 | 1 | 0.22457 | 1
1132 | 01E23G10H07D04M01W02 | 30.15 | 0 | 0.65 | 18.15 | 48.95 | 0 | 570.1729 | 620.13 | 1 | 0.014099
1133 | 01E23G10H07D05M01W02 | 26.69 | 0 | 0.65 | 18.15 | 45.49 | 0 | 514.7964 | 578.13 | 1 | 0.083787
1134 | 01E23G10H07D05M01W03 | 26.69 | 0 | 0.65 | 13.39 | 40.73 | 0 | 514.7964 | 511.98 | 1 | 0.17966 | 1
1135 | 01E23G10H07D06M01W02 | 23.54 | 0 | 0.65 | 18.15 | 42.34 | 0 | 465.5728 | 539.7 | 1 | 0.14723
1136 | 01E23G10H07D06M01W03 | 23.54 | 0 | 0.65 | 13.39 | 37.58 | 0 | 465.5728 | 473.55 | 1 | 0.2431 | 1
1137 | 01E23G10H07D07M01W02 | 27.48 | 0 | 0.65 | 18.15 | 46.28 | 0 | 527.1023 | 587.58 | 1 | 0.067875
1138 | 01E23G10H07D07M01W03 | 27.48 | 0 | 0.65 | 13.39 | 41.52 | 0 | 527.1023 | 521.43 | 1 | 0.16375 | 1
1139 | 01E23G10H07D07M01W04 | 27.48 | 0 | 0.65 | 9.66 | 37.79 | 0 | 527.1023 | 469.77 | 1 | 0.23887 | 1
1140 | 01E23G10H07D07M02W02 | 27.78 | 0 | 0.65 | 18.15 | 46.58 | 0 | 531.2042 | 591.15 | 1 | 0.061833
1141 | 01E23G10H08D05M01W02 | 23.52 | 0 | 0.65 | 18.15 | 42.32 | 0 | 514.7964 | 535.5 | 1 | 0.14763
1142 | 01E23G10H08D05M01W03 | 23.52 | 0 | 0.65 | 13.39 | 37.56 | 0 | 514.7964 | 469.35 | 1 | 0.2435 | 1
1143 | 01E23G10H08D06M01W02 | 20.74 | 0 | 0.65 | 18.15 | 39.54 | 0 | 465.5728 | 502.11 | 1 | 0.20363 | 1
1144 | 01E23G10H08D06M01W03 | 20.74 | 0 | 0.65 | 13.39 | 34.78 | 0 | 465.5728 | 435.96 | 1 | 0.2995 | 1
1145 | 01E23G10H08D07M01W02 | 24.21 | 0 | 0.65 | 18.15 | 43.01 | 0 | 527.1023 | 543.9 | 1 | 0.13374
1146 | 01E23G10H08D07M01W03 | 24.21 | 0 | 0.65 | 13.39 | 38.25 | 0 | 527.1023 | 477.75 | 1 | 0.22961 | 1
1147 | 01E23G10H08D07M01W04 | 24.21 | 0 | 0.65 | 9.66 | 34.52 | 0 | 527.1023 | 426.09 | 1 | 0.30473 | 1
1148 | 01E23G10H08D07M02W02 | 24.49 | 0 | 0.65 | 18.15 | 43.29 | 0 | 531.2042 | 546.84 | 1 | 0.1281
1149 | 01E23G10H09D05M01W02 | 22.64 | 0 | 0.65 | 18.15 | 41.44 | 0 | 514.7964 | 523.74 | 1 | 0.16536 | 1
1150 | 01E23G10H09D05M01W03 | 22.64 | 0 | 0.65 | 13.39 | 36.68 | 0 | 514.7964 | 457.59 | 1 | 0.26123 | 1
1151 | 01E23G10H09D07M01W02 | 23.31 | 0 | 0.65 | 18.15 | 42.11 | 0 | 527.1023 | 531.72 | 1 | 0.15186 | 1
1152 | 01E23G10H09D07M01W03 | 23.31 | 0 | 0.65 | 13.39 | 37.35 | 0 | 527.1023 | 465.57 | 1 | 0.24773 | 1
1153 | 01E23G10H09D07M01W04 | 23.31 | 0 | 0.65 | 9.66 | 33.62 | 0 | 527.1023 | 413.91 | 1 | 0.32286 | 1
1154 | 01E23G10H09D07M02W02 | 23.57 | 0 | 0.65 | 18.15 | 42.37 | 0 | 531.2042 | 534.45 | 1 | 0.14663
1155 | 01E23G10H10D05M01W02 | 26.69 | 0 | 0.65 | 18.15 | 45.49 | 0 | 514.7964 | 578.13 | 1 | 0.083787
1156 | 01E23G10H10D05M01W03 | 26.69 | 0 | 0.65 | 13.39 | 40.73 | 0 | 514.7964 | 511.98 | 1 | 0.17966 | 1
1157 | 01E23G10H10D07M01W02 | 27.48 | 0 | 0.65 | 18.15 | 46.28 | 0 | 527.1023 | 587.58 | 1 | 0.067875
1158 | 01E23G10H10D07M01W03 | 27.48 | 0 | 0.65 | 13.39 | 41.52 | 0 | 527.1023 | 521.43 | 1 | 0.16375 | 1
1159 | 01E23G10H10D07M01W04 | 27.48 | 0 | 0.65 | 9.66 | 37.79 | 0 | 527.1023 | 469.77 | 1 | 0.23887 | 1
1160 | 01E23G10H10D07M02W02 | 27.78 | 0 | 0.65 | 18.15 | 46.58 | 0 | 531.2042 | 591.15 | 1 | 0.061833
1161 | 01E23G10H11D05M01W02 | 26.69 | 0 | 0.65 | 18.15 | 45.49 | 0 | 514.7964 | 578.13 | 1 | 0.083787
1162 | 01E23G10H11D05M01W03 | 26.69 | 0 | 0.65 | 13.39 | 40.73 | 0 | 514.7964 | 511.98 | 1 | 0.17966 | 1
1163 | 01E23G10H11D06M01W02 | 23.54 | 0 | 0.65 | 18.15 | 42.34 | 0 | 465.5728 | 539.7 | 1 | 0.14723
1164 | 01E23G10H11D06M01W03 | 23.54 | 0 | 0.65 | 13.39 | 37.58 | 0 | 465.5728 | 473.55 | 1 | 0.2431 | 1
1165 | 01E23G10H11D07M01W02 | 27.48 | 0 | 0.65 | 18.15 | 46.28 | 0 | 527.1023 | 587.58 | 1 | 0.067875
1166 | 01E23G10H11D07M01W03 | 27.48 | 0 | 0.65 | 13.39 | 41.52 | 0 | 527.1023 | 521.43 | 1 | 0.16375 | 1
1167 | 01E23G10H11D07M01W04 | 27.48 | 0 | 0.65 | 9.66 | 37.79 | 0 | 527.1023 | 469.77 | 1 | 0.23887 | 1
1168 | 01E23G10H11D07M02W02 | 27.78 | 0 | 0.65 | 18.15 | 46.58 | 0 | 531.2042 | 591.15 | 1 | 0.061833
1169 | 01E23G10H12D05M01W02 | 23.19 | 0 | 0.65 | 18.15 | 41.99 | 0 | 399.9414 | 539.7 | 1 | 0.15428 | 1
1170 | 01E23G10H12D05M01W03 | 23.19 | 0 | 0.65 | 13.39 | 37.23 | 0 | 399.9414 | 473.55 | 1 | 0.25015 | 1
1171 | 01E23G10H12D07M01W02 | 23.87 | 0 | 0.65 | 18.15 | 42.67 | 0 | 410.1963 | 548.31 | 1 | 0.14058
1172 | 01E23G10H12D07M01W03 | 23.87 | 0 | 0.65 | 13.39 | 37.91 | 0 | 410.1963 | 482.16 | 1 | 0.23646 | 1
1173 | 01E23G10H12D07M01W04 | 23.87 | 0 | 0.65 | 9.66 | 34.18 | 0 | 410.1963 | 430.5 | 1 | 0.31158 | 1
1174 | 01E23G10H12D07M02W02 | 24.13 | 0 | 0.65 | 18.15 | 42.93 | 0 | 412.2473 | 551.25 | 1 | 0.13535
1175 | 01E23G10H13D05M01W02 | 23.19 | 0 | 0.65 | 18.15 | 41.99 | 0 | 399.9414 | 539.7 | 1 | 0.15428 | 1
1176 | 01E23G10H13D05M01W03 | 23.19 | 0 | 0.65 | 13.39 | 37.23 | 0 | 399.9414 | 473.55 | 1 | 0.25015 | 1
1177 | 01E23G10H13D07M01W02 | 23.87 | 0 | 0.65 | 18.15 | 42.67 | 0 | 410.1963 | 548.31 | 1 | 0.14058
1178 | 01E23G10H13D07M01W03 | 23.87 | 0 | 0.65 | 13.39 | 37.91 | 0 | 410.1963 | 482.16 | 1 | 0.23646 | 1
1179 | 01E23G10H13D07M01W04 | 23.87 | 0 | 0.65 | 9.66 | 34.18 | 0 | 410.1963 | 430.5 | 1 | 0.31158 | 1
1180 | 01E23G10H13D07M02W02 | 24.13 | 0 | 0.65 | 18.15 | 42.93 | 0 | 412.2473 | 551.25 | 1 | 0.13535
1181 | 01E23G10H14D05M01W02 | 26.69 | 0 | 0.65 | 18.15 | 45.49 | 0 | 514.7964 | 578.13 | 1 | 0.083787
1182 | 01E23G10H14D05M01W03 | 26.69 | 0 | 0.65 | 13.39 | 40.73 | 0 | 514.7964 | 511.98 | 1 | 0.17966 | 1
1183 | 01E23G10H14D07M01W02 | 27.48 | 0 | 0.65 | 18.15 | 46.28 | 0 | 527.1023 | 587.58 | 1 | 0.067875
1184 | 01E23G10H14D07M01W03 | 27.48 | 0 | 0.65 | 13.39 | 41.52 | 0 | 527.1023 | 521.43 | 1 | 0.16375 | 1
1185 | 01E23G10H14D07M01W04 | 27.48 | 0 | 0.65 | 9.66 | 37.79 | 0 | 527.1023 | 469.77 | 1 | 0.23887 | 1
1186 | 01E23G10H14D07M02W02 | 27.78 | 0 | 0.65 | 18.15 | 46.58 | 0 | 531.2042 | 591.15 | 1 | 0.061833
1187 | 01E23G12H07D04M01W02 | 23.18 | 0.02 | 0.65 | 18.15 | 42 | 0 | 459.4199 | 531.93 | 0.77778 | 0.15408 | 1
1188 | 01E23G12H07D05M01W02 | 20.45 | 0.01 | 0.65 | 18.15 | 39.26 | 0 | 416.3493 | 498.96 | 0.88889 | 0.20926 | 1
1189 | 01E23G12H07D05M01W03 | 20.45 | 0.01 | 0.65 | 13.39 | 34.5 | 0 | 416.3493 | 432.81 | 0.88889 | 0.30514 | 1
1190 | 01E23G12H07D06M01W02 | 18.17 | 0.01 | 0.65 | 18.15 | 36.98 | 0 | 381.4826 | 471.45 | 0.88889 | 0.25519 | 1
1191 | 01E23G12H07D06M01W03 | 18.17 | 0.01 | 0.65 | 13.39 | 32.22 | 0 | 381.4826 | 405.3 | 0.88889 | 0.35106 | 2
1192 | 01E23G12H07D07M01W02 | 21.02 | 0.02 | 0.65 | 18.15 | 39.84 | 0 | 424.5532 | 505.89 | 0.77778 | 0.19758 | 1
1193 | 01E23G12H07D07M01W03 | 21.02 | 0.02 | 0.65 | 13.39 | 35.08 | 0 | 424.5532 | 439.74 | 0.77778 | 0.29345 | 1
1194 | 01E23G12H07D07M01W04 | 21.02 | 0.02 | 0.65 | 9.66 | 31.35 | 0 | 424.5532 | 388.08 | 0.77778 | 0.36858 | 2
1195 | 01E23G12H07D07M02W02 | 20.97 | 0.01 | 0.65 | 18.15 | 39.78 | 0 | 424.5532 | 504.84 | 0.88889 | 0.19879 | 1
1196 | 01E23G12H08D05M01W02 | 18.01 | 0.01 | 0.65 | 18.15 | 36.82 | 0 | 416.3493 | 466.83 | 0.88889 | 0.25841 | 1
1197 | 01E23G12H08D05M01W03 | 18.01 | 0.01 | 0.65 | 13.39 | 32.06 | 0 | 416.3493 | 400.68 | 0.88889 | 0.35428 | 2
1198 | 01E23G12H08D06M01W02 | 16 | 0.01 | 0.65 | 18.15 | 34.81 | 0 | 381.4826 | 442.89 | 0.88889 | 0.29889 | 1
1199 | 01E23G12H08D06M01W03 | 16 | 0.01 | 0.65 | 13.39 | 30.05 | 0 | 381.4826 | 376.74 | 0.88889 | 0.39476 | 2
1200 | 01E23G12H08D07M01W02 | 18.52 | 0.02 | 0.65 | 18.15 | 37.34 | 0 | 424.5532 | 472.92 | 0.77778 | 0.24794 | 1
1201 | 01E23G12H08D07M01W03 | 18.52 | 0.02 | 0.65 | 13.39 | 32.58 | 0 | 424.5532 | 406.77 | 0.77778 | 0.34381 | 1
1202 | 01E23G12H08D07M01W04 | 18.52 | 0.02 | 0.65 | 9.66 | 28.85 | 0 | 424.5532 | 355.11 | 0.77778 | 0.41893 | 2
1203 | 01E23G12H08D07M02W02 | 18.47 | 0.01 | 0.65 | 18.15 | 37.28 | 0 | 424.5532 | 471.87 | 0.88889 | 0.24914 | 1
1204 | 01E23G12H09D05M01W02 | 17.33 | 0.01 | 0.65 | 18.15 | 36.14 | 0 | 416.3493 | 457.8 | 0.88889 | 0.2721 | 1
1205 | 01E23G12H09D05M01W03 | 17.33 | 0.01 | 0.65 | 13.39 | 31.38 | 0 | 416.3493 | 391.65 | 0.88889 | 0.36798 | 2
1206 | 01E23G12H09D07M01W02 | 17.82 | 0.02 | 0.65 | 18.15 | 36.64 | 0 | 424.5532 | 463.68 | 0.77778 | 0.26203 | 1
1207 | 01E23G12H09D07M01W03 | 17.82 | 0.02 | 0.65 | 13.39 | 31.88 | 0 | 424.5532 | 397.53 | 0.77778 | 0.35791 | 2
1208 | 01E23G12H09D07M01W04 | 17.82 | 0.02 | 0.65 | 9.66 | 28.15 | 0 | 424.5532 | 345.87 | 0.77778 | 0.43303 | 2
1209 | 01E23G12H09D07M02W02 | 17.78 | 0.01 | 0.65 | 18.15 | 36.59 | 0 | 424.5532 | 462.63 | 0.88889 | 0.26304 | 1
1210 | 01E23G12H10D05M01W02 | 20.45 | 0.01 | 0.65 | 18.15 | 39.26 | 0 | 416.3493 | 498.96 | 0.88889 | 0.20926 | 1
1211 | 01E23G12H10D05M01W03 | 20.45 | 0.01 | 0.65 | 13.39 | 34.5 | 0 | 416.3493 | 432.81 | 0.88889 | 0.30514 | 1
1212 | 01E23G12H10D07M01W02 | 21.02 | 0.01 | 0.65 | 18.15 | 39.83 | 0 | 424.5532 | 505.89 | 0.88889 | 0.19778 | 1
1213 | 01E23G12H10D07M01W03 | 21.02 | 0.01 | 0.65 | 13.39 | 35.07 | 0 | 424.5532 | 439.74 | 0.88889 | 0.29366 | 1
1214 | 01E23G12H10D07M01W04 | 21.02 | 0.01 | 0.65 | 9.66 | 31.34 | 0 | 424.5532 | 388.08 | 0.88889 | 0.36878 | 2
1215 | 01E23G12H10D07M02W02 | 20.97 | 0.01 | 0.65 | 18.15 | 39.78 | 0 | 424.5532 | 504.84 | 0.88889 | 0.19879 | 1
1216 | 01E23G12H11D05M01W02 | 20.45 | 0.01 | 0.65 | 18.15 | 39.26 | 0 | 416.3493 | 498.96 | 0.88889 | 0.20926 | 1
1217 | 01E23G12H11D05M01W03 | 20.45 | 0.01 | 0.65 | 13.39 | 34.5 | 0 | 416.3493 | 432.81 | 0.88889 | 0.30514 | 1
1218 | 01E23G12H11D06M01W02 | 18.17 | 0.01 | 0.65 | 18.15 | 36.98 | 0 | 381.4826 | 471.45 | 0.88889 | 0.25519 | 1
1219 | 01E23G12H11D06M01W03 | 18.17 | 0.01 | 0.65 | 13.39 | 32.22 | 0 | 381.4826 | 405.3 | 0.88889 | 0.35106 | 2
1220 | 01E23G12H11D07M01W02 | 21.02 | 0.01 | 0.65 | 18.15 | 39.83 | 0 | 424.5532 | 505.89 | 0.88889 | 0.19778 | 1
1221 | 01E23G12H11D07M01W03 | 21.02 | 0.01 | 0.65 | 13.39 | 35.07 | 0 | 424.5532 | 439.74 | 0.88889 | 0.29366 | 1
1222 | 01E23G12H11D07M01W04 | 21.02 | 0.01 | 0.65 | 9.66 | 31.34 | 0 | 424.5532 | 388.08 | 0.88889 | 0.36878 | 2
1223 | 01E23G12H11D07M02W02 | 20.97 | 0.01 | 0.65 | 18.15 | 39.78 | 0 | 424.5532 | 504.84 | 0.88889 | 0.19879 | 1
1224 | 01E23G12H12D05M01W02 | 17.77 | 0.01 | 0.65 | 18.15 | 36.58 | 0 | 330.208 | 469.98 | 0.88889 | 0.26324 | 1
1225 | 01E23G12H12D05M01W03 | 17.77 | 0.01 | 0.65 | 13.39 | 31.82 | 0 | 330.208 | 403.83 | 0.88889 | 0.35911 | 2
1226 | 01E23G12H12D07M01W02 | 18.27 | 0.01 | 0.65 | 18.15 | 37.08 | 0 | 336.361 | 476.07 | 0.88889 | 0.25317 | 1
1227 | 01E23G12H12D07M01W03 | 18.27 | 0.01 | 0.65 | 13.39 | 32.32 | 0 | 336.361 | 409.92 | 0.88889 | 0.34904 | 1
1228 | 01E23G12H12D07M01W04 | 18.27 | 0.01 | 0.65 | 9.66 | 28.59 | 0 | 336.361 | 358.26 | 0.88889 | 0.42417 | 2
1229 | 01E23G12H12D07M02W02 | 18.22 | 0.01 | 0.65 | 18.15 | 37.03 | 0 | 334.31 | 475.23 | 0.88889 | 0.25418 | 1
1230 | 01E23G12H13D05M01W02 | 17.77 | 0.01 | 0.65 | 18.15 | 36.58 | 0 | 330.208 | 469.98 | 0.88889 | 0.26324 | 1
1231 | 01E23G12H13D05M01W03 | 17.77 | 0.01 | 0.65 | 13.39 | 31.82 | 0 | 330.208 | 403.83 | 0.88889 | 0.35911 | 2
1232 | 01E23G12H13D07M01W02 | 18.27 | 0.01 | 0.65 | 18.15 | 37.08 | 0 | 336.361 | 476.07 | 0.88889 | 0.25317 | 1
1233 | 01E23G12H13D07M01W03 | 18.27 | 0.01 | 0.65 | 13.39 | 32.32 | 0 | 336.361 | 409.92 | 0.88889 | 0.34904 | 1
1234 | 01E23G12H13D07M01W04 | 18.27 | 0.01 | 0.65 | 9.66 | 28.59 | 0 | 336.361 | 358.26 | 0.88889 | 0.42417 | 2
1235 | 01E23G12H13D07M02W02 | 18.22 | 0.01 | 0.65 | 18.15 | 37.03 | 0 | 334.31 | 475.23 | 0.88889 | 0.25418 | 1
1236 | 01E23G12H14D05M01W02 | 20.45 | 0.01 | 0.65 | 18.15 | 39.26 | 0 | 416.3493 | 498.96 | 0.88889 | 0.20926 | 1
1237 | 01E23G12H14D05M01W03 | 20.45 | 0.01 | 0.65 | 13.39 | 34.5 | 0 | 416.3493 | 432.81 | 0.88889 | 0.30514 | 1
1238 | 01E23G12H14D07M01W02 | 21.02 | 0.01 | 0.65 | 18.15 | 39.83 | 0 | 424.5532 | 505.89 | 0.88889 | 0.19778 | 1
1239 | 01E23G12H14D07M01W03 | 21.02 | 0.01 | 0.65 | 13.39 | 35.07 | 0 | 424.5532 | 439.74 | 0.88889 | 0.29366 | 1
1240 | 01E23G12H14D07M01W04 | 21.02 | 0.01 | 0.65 | 9.66 | 31.34 | 0 | 424.5532 | 388.08 | 0.88889 | 0.36878 | 2
1241 | 01E23G12H14D07M02W02 | 20.97 | 0.01 | 0.65 | 18.15 | 39.78 | 0 | 424.5532 | 504.84 | 0.88889 | 0.19879 | 1
1242 | 01E24G09H07D04M01W02 | 24.04 | 0 | 0.65 | 18.15 | 42.84 | 0 | 469.6748 | 542.85 | 1 | 0.13716
1243 | 01E24G09H07D05M01W02 | 21.22 | 0 | 0.65 | 18.15 | 40.02 | 0 | 426.6042 | 508.83 | 1 | 0.19396 | 1
1244 | 01E24G09H07D05M01W03 | 21.22 | 0 | 0.65 | 13.39 | 35.26 | 0 | 426.6042 | 442.68 | 1 | 0.28983 | 1
1245 | 01E24G09H07D06M01W02 | 18.8 | 0 | 0.65 | 18.15 | 37.6 | 0 | 389.6865 | 479.43 | 1 | 0.2427 | 1
1246 | 01E24G09H07D06M01W03 | 18.8 | 0 | 0.65 | 13.39 | 32.84 | 0 | 389.6865 | 413.28 | 1 | 0.33857 | 1
1247 | 01E24G09H07D07M01W02 | 21.83 | 0 | 0.65 | 18.15 | 40.63 | 0 | 436.8591 | 516.18 | 1 | 0.18167 | 1
1248 | 01E24G09H07D07M01W03 | 21.83 | 0 | 0.65 | 13.39 | 35.87 | 0 | 436.8591 | 450.03 | 1 | 0.27754 | 1
1249 | 01E24G09H07D07M01W04 | 21.83 | 0 | 0.65 | 9.66 | 32.14 | 0 | 436.8591 | 398.37 | 1 | 0.35267 | 2
1250 | 01E24G09H07D07M02W02 | 21.82 | 0 | 0.65 | 18.15 | 40.62 | 0 | 434.8081 | 515.76 | 1 | 0.18187 | 1
1251 | 01E24G09H08D05M01W02 | 18.7 | 0 | 0.65 | 18.15 | 37.5 | 0 | 426.6042 | 475.23 | 1 | 0.24471 | 1
1252 | 01E24G09H08D05M01W03 | 18.7 | 0 | 0.65 | 13.39 | 32.74 | 0 | 426.6042 | 409.08 | 1 | 0.34058 | 1
1253 | 01E24G09H08D06M01W02 | 16.56 | 0 | 0.65 | 18.15 | 35.36 | 0 | 389.6865 | 449.82 | 1 | 0.28781 | 1
1254 | 01E24G09H08D06M01W03 | 16.56 | 0 | 0.65 | 13.39 | 30.6 | 0 | 389.6865 | 383.67 | 1 | 0.38369 | 2
1255 | 01E24G09H08D07M01W02 | 19.23 | 0 | 0.65 | 18.15 | 38.03 | 0 | 436.8591 | 481.74 | 1 | 0.23404 | 1
1256 | 01E24G09H08D07M01W03 | 19.23 | 0 | 0.65 | 13.39 | 33.27 | 0 | 436.8591 | 415.59 | 1 | 0.32991 | 1
1257 | 01E24G09H08D07M01W04 | 19.23 | 0 | 0.65 | 9.66 | 29.54 | 0 | 436.8591 | 363.93 | 1 | 0.40504 | 2
1258 | 01E24G09H08D07M02W02 | 19.23 | 0 | 0.65 | 18.15 | 38.03 | 0 | 434.8081 | 481.32 | 1 | 0.23404 | 1
1259 | 01E24G09H09D05M01W02 | 18 | 0 | 0.65 | 18.15 | 36.8 | 0 | 426.6042 | 465.99 | 1 | 0.25881 | 1
1260 | 01E24G09H09D05M01W03 | 18 | 0 | 0.65 | 13.39 | 32.04 | 0 | 426.6042 | 399.84 | 1 | 0.35468 | 2
1261 | 01E24G09H09D07M01W02 | 18.51 | 0 | 0.65 | 18.15 | 37.31 | 0 | 436.8591 | 472.08 | 1 | 0.24854 | 1
1262 | 01E24G09H09D07M01W03 | 18.51 | 0 | 0.65 | 13.39 | 32.55 | 0 | 436.8591 | 405.93 | 1 | 0.34441 | 1
1263 | 01E24G09H09D07M01W04 | 18.51 | 0 | 0.65 | 9.66 | 28.82 | 0 | 436.8591 | 354.27 | 1 | 0.41954 | 2
1264 | 01E24G09H09D07M02W02 | 18.5 | 0 | 0.65 | 18.15 | 37.3 | 0 | 434.8081 | 471.87 | 1 | 0.24874 | 1
1265 | 01E24G09H10D05M01W02 | 21.22 | 0 | 0.65 | 18.15 | 40.02 | 0 | 426.6042 | 508.83 | 1 | 0.19396 | 1
1266 | 01E24G09H10D05M01W03 | 21.22 | 0 | 0.65 | 13.39 | 35.26 | 0 | 426.6042 | 442.68 | 1 | 0.28983 | 1
1267 | 01E24G09H10D07M01W02 | 21.83 | 0 | 0.65 | 18.15 | 40.63 | 0 | 436.8591 | 516.18 | 1 | 0.18167 | 1
1268 | 01E24G09H10D07M01W03 | 21.83 | 0 | 0.65 | 13.39 | 35.87 | 0 | 436.8591 | 450.03 | 1 | 0.27754 | 1
1269 | 01E24G09H10D07M01W04 | 21.83 | 0 | 0.65 | 9.66 | 32.14 | 0 | 436.8591 | 398.37 | 1 | 0.35267 | 2
1270 | 01E24G09H10D07M02W02 | 21.82 | 0 | 0.65 | 18.15 | 40.62 | 0 | 434.8081 | 515.76 | 1 | 0.18187 | 1
1271 | 01E24G09H11D05M01W02 | 21.22 | 0 | 0.65 | 18.15 | 40.02 | 0 | 426.6042 | 508.83 | 1 | 0.19396 | 1
1272 | 01E24G09H11D05M01W03 | 21.22 | 0 | 0.65 | 13.39 | 35.26 | 0 | 426.6042 | 442.68 | 1 | 0.28983 | 1
1273 | 01E24G09H11D06M01W02 | 18.8 | 0 | 0.65 | 18.15 | 37.6 | 0 | 389.6865 | 479.43 | 1 | 0.2427 | 1
1274 | 01E24G09H11D06M01W03 | 18.8 | 0 | 0.65 | 13.39 | 32.84 | 0 | 389.6865 | 413.28 | 1 | 0.33857 | 1
1275 | 01E24G09H11D07M01W02 | 21.83 | 0 | 0.65 | 18.15 | 40.63 | 0 | 436.8591 | 516.18 | 1 | 0.18167 | 1
1276 | 01E24G09H11D07M01W03 | 21.83 | 0 | 0.65 | 13.39 | 35.87 | 0 | 436.8591 | 450.03 | 1 | 0.27754 | 1
1277 | 01E24G09H11D07M01W04 | 21.83 | 0 | 0.65 | 9.66 | 32.14 | 0 | 436.8591 | 398.37 | 1 | 0.35267 | 2
1278 | 01E24G09H11D07M02W02 | 21.82 | 0 | 0.65 | 18.15 | 40.62 | 0 | 434.8081 | 515.76 | 1 | 0.18187 | 1
1279 | 01E24G09H12D05M01W02 | 18.44 | 0 | 0.65 | 18.15 | 37.24 | 0 | 336.361 | 478.59 | 1 | 0.24995 | 1
1280 | 01E24G09H12D05M01W03 | 18.44 | 0 | 0.65 | 13.39 | 32.48 | 0 | 336.361 | 412.44 | 1 | 0.34582 | 1
1281 | 01E24G09H12D07M01W02 | 18.97 | 0 | 0.65 | 18.15 | 37.77 | 0 | 342.5139 | 485.1 | 1 | 0.23927 | 1
1282 | 01E24G09H12D07M01W03 | 18.97 | 0 | 0.65 | 13.39 | 33.01 | 0 | 342.5139 | 418.95 | 1 | 0.33515 | 1
1283 | 01E24G09H12D07M01W04 | 18.97 | 0 | 0.65 | 9.66 | 29.28 | 0 | 342.5139 | 367.29 | 1 | 0.41027 | 2
1284 | 01E24G09H12D07M02W02 | 18.97 | 0 | 0.65 | 18.15 | 37.77 | 0 | 342.5139 | 484.68 | 1 | 0.23927 | 1
1285 | 01E24G09H13D05M01W02 | 18.44 | 0 | 0.65 | 18.15 | 37.24 | 0 | 336.361 | 478.59 | 1 | 0.24995 | 1
1286 | 01E24G09H13D05M01W03 | 18.44 | 0 | 0.65 | 13.39 | 32.48 | 0 | 336.361 | 412.44 | 1 | 0.34582 | 1
1287 | 01E24G09H13D07M01W02 | 18.97 | 0 | 0.65 | 18.15 | 37.77 | 0 | 342.5139 | 485.1 | 1 | 0.23927 | 1
1288 | 01E24G09H13D07M01W03 | 18.97 | 0 | 0.65 | 13.39 | 33.01 | 0 | 342.5139 | 418.95 | 1 | 0.33515 | 1
1289 | 01E24G09H13D07M01W04 | 18.97 | 0 | 0.65 | 9.66 | 29.28 | 0 | 342.5139 | 367.29 | 1 | 0.41027 | 2
1290 | 01E24G09H13D07M02W02 | 18.97 | 0 | 0.65 | 18.15 | 37.77 | 0 | 342.5139 | 484.68 | 1 | 0.23927 | 1
1291 | 01E24G09H14D05M01W02 | 21.22 | 0 | 0.65 | 18.15 | 40.02 | 0 | 426.6042 | 508.83 | 1 | 0.19396 | 1
1292 | 01E24G09H14D05M01W03 | 21.22 | 0 | 0.65 | 13.39 | 35.26 | 0 | 426.6042 | 442.68 | 1 | 0.28983 | 1
1293 | 01E24G09H14D07M01W02 | 21.83 | 0 | 0.65 | 18.15 | 40.63 | 0 | 436.8591 | 516.18 | 1 | 0.18167 | 1
1294 | 01E24G09H14D07M01W03 | 21.83 | 0 | 0.65 | 13.39 | 35.87 | 0 | 436.8591 | 450.03 | 1 | 0.27754 | 1
1295 | 01E24G09H14D07M01W04 | 21.83 | 0 | 0.65 | 9.66 | 32.14 | 0 | 436.8591 | 398.37 | 1 | 0.35267 | 2
1296 | 01E24G09H14D07M02W02 | 21.82 | 0 | 0.65 | 18.15 | 40.62 | 0 | 434.8081 | 515.76 | 1 | 0.18187 | 1
1297 | 01E24G10H07D04M01W02 | 32.57 | 0 | 0.65 | 18.15 | 51.37 | 0 | 607.0905 | 649.95 | 1 | -0.034642
1298 | 01E24G10H07D05M01W02 | 28.86 | 0 | 0.65 | 18.15 | 47.66 | 0 | 549.6631 | 604.8 | 1 | 0.040081
1299 | 01E24G10H07D05M01W03 | 28.86 | 0 | 0.65 | 13.39 | 42.9 | 0 | 549.6631 | 538.65 | 1 | 0.13595
1300 | 01E24G10H07D06M01W02 | 25.6 | 0 | 0.65 | 18.15 | 44.4 | 0 | 498.3885 | 565.11 | 1 | 0.10574
1301 | 01E24G10H07D06M01W03 | 25.6 | 0 | 0.65 | 13.39 | 39.64 | 0 | 498.3885 | 498.96 | 1 | 0.20161 | 1
1302 | 01E24G10H07D07M01W02 | 29.66 | 0 | 0.65 | 18.15 | 48.46 | 0 | 561.9689 | 614.46 | 1 | 0.023968
1303 | 01E24G10H07D07M01W03 | 29.66 | 0 | 0.65 | 13.39 | 43.7 | 0 | 561.9689 | 548.31 | 1 | 0.11984
1304 | 01E24G10H07D07M01W04 | 29.66 | 0 | 0.65 | 9.66 | 39.97 | 0 | 561.9689 | 496.65 | 1 | 0.19496
1305 | 01E24G10H07D07M02W02 | 29.95 | 0 | 0.65 | 18.15 | 48.75 | 0 | 566.0709 | 617.61 | 1 | 0.018127
1306 | 01E24G10H08D05M01W02 | 25.43 | 0 | 0.65 | 18.15 | 44.23 | 0 | 549.6631 | 558.81 | 1 | 0.10916
1307 | 01E24G10H08D05M01W03 | 25.43 | 0 | 0.65 | 13.39 | 39.47 | 0 | 549.6631 | 492.66 | 1 | 0.20504 | 1
1308 | 01E24G10H08D06M01W02 | 22.56 | 0 | 0.65 | 18.15 | 41.36 | 0 | 498.3885 | 524.16 | 1 | 0.16697 | 1
1309 | 01E24G10H08D06M01W03 | 22.56 | 0 | 0.65 | 13.39 | 36.6 | 0 | 498.3885 | 458.01 | 1 | 0.26284 | 1
1310 | 01E24G10H08D07M01W02 | 26.14 | 0 | 0.65 | 18.15 | 44.94 | 0 | 561.9689 | 567.21 | 1 | 0.094864
1311 | 01E24G10H08D07M01W03 | 26.14 | 0 | 0.65 | 13.39 | 40.18 | 0 | 561.9689 | 501.06 | 1 | 0.19074
1312 | 01E24G10H08D07M01W04 | 26.14 | 0 | 0.65 | 9.66 | 36.45 | 0 | 561.9689 | 449.4 | 1 | 0.26586
1313 | 01E24G10H08D07M02W02 | 26.39 | 0 | 0.65 | 18.15 | 45.19 | 0 | 566.0709 | 569.94 | 1 | 0.089829
1314 | 01E24G10H09D05M01W02 | 24.47 | 0 | 0.65 | 18.15 | 43.27 | 0 | 549.6631 | 546 | 1 | 0.1285
1315 | 01E24G10H09D05M01W03 | 24.47 | 0 | 0.65 | 13.39 | 38.51 | 0 | 549.6631 | 479.85 | 1 | 0.22437 | 1
1316 | 01E24G10H09D07M01W02 | 25.16 | 0 | 0.65 | 18.15 | 43.96 | 0 | 561.9689 | 554.19 | 1 | 0.1146
1317 | 01E24G10H09D07M01W03 | 25.16 | 0 | 0.65 | 13.39 | 39.2 | 0 | 561.9689 | 488.04 | 1 | 0.21047
1318 | 01E24G10H09D07M01W04 | 25.16 | 0 | 0.65 | 9.66 | 35.47 | 0 | 561.9689 | 436.38 | 1 | 0.2856
1319 | 01E24G10H09D07M02W02 | 25.4 | 0 | 0.65 | 18.15 | 44.2 | 0 | 566.0709 | 556.71 | 1 | 0.10977
1320 | 01E24G10H10D05M01W02 | 28.86 | 0 | 0.65 | 18.15 | 47.66 | 0 | 549.6631 | 604.8 | 1 | 0.040081
1321 | 01E24G10H10D05M01W03 | 28.86 | 0 | 0.65 | 13.39 | 42.9 | 0 | 549.6631 | 538.65 | 1 | 0.13595
1322 | 01E24G10H10D07M01W02 | 29.66 | 0 | 0.65 | 18.15 | 48.46 | 0 | 561.9689 | 614.46 | 1 | 0.023968
1323 | 01E24G10H10D07M01W03 | 29.66 | 0 | 0.65 | 13.39 | 43.7 | 0 | 561.9689 | 548.31 | 1 | 0.11984
1324 | 01E24G10H10D07M01W04 | 29.66 | 0 | 0.65 | 9.66 | 39.97 | 0 | 561.9689 | 496.65 | 1 | 0.19496
1325 | 01E24G10H10D07M02W02 | 29.95 | 0 | 0.65 | 18.15 | 48.75 | 0 | 566.0709 | 617.61 | 1 | 0.018127
1326 | 01E24G10H11D05M01W02 | 28.86 | 0 | 0.65 | 18.15 | 47.66 | 0 | 549.6631 | 604.8 | 1 | 0.040081
1327 | 01E24G10H11D05M01W03 | 28.86 | 0 | 0.65 | 13.39 | 42.9 | 0 | 549.6631 | 538.65 | 1 | 0.13595
1328 | 01E24G10H11D06M01W02 | 25.6 | 0 | 0.65 | 18.15 | 44.4 | 0 | 498.3885 | 565.11 | 1 | 0.10574
1329 | 01E24G10H11D06M01W03 | 25.6 | 0 | 0.65 | 13.39 | 39.64 | 0 | 498.3885 | 498.96 | 1 | 0.20161 | 1
1330 | 01E24G10H11D07M01W02 | 29.66 | 0 | 0.65 | 18.15 | 48.46 | 0 | 561.9689 | 614.46 | 1 | 0.023968
1331 | 01E24G10H11D07M01W03 | 29.66 | 0 | 0.65 | 13.39 | 43.7 | 0 | 561.9689 | 548.31 | 1 | 0.11984
1332 | 01E24G10H11D07M01W04 | 29.66 | 0 | 0.65 | 9.66 | 39.97 | 0 | 561.9689 | 496.65 | 1 | 0.19496
1333 | 01E24G10H11D07M02W02 | 29.95 | 0 | 0.65 | 18.15 | 48.75 | 0 | 566.0709 | 617.61 | 1 | 0.018127
1334 | 01E24G10H12D05M01W02 | 25.06 | 0 | 0.65 | 18.15 | 43.86 | 0 | 424.5532 | 563.22 | 1 | 0.11662
1335 | 01E24G10H12D05M01W03 | 25.06 | 0 | 0.65 | 13.39 | 39.1 | 0 | 424.5532 | 497.07 | 1 | 0.21249 | 1
1336 | 01E24G10H12D07M01W02 | 25.77 | 0 | 0.65 | 18.15 | 44.57 | 0 | 434.8081 | 572.04 | 1 | 0.10232
1337 | 01E24G10H12D07M01W03 | 25.77 | 0 | 0.65 | 13.39 | 39.81 | 0 | 434.8081 | 505.89 | 1 | 0.19819 | 1
1338 | 01E24G10H12D07M01W04 | 25.77 | 0 | 0.65 | 9.66 | 36.08 | 0 | 434.8081 | 454.23 | 1 | 0.27331 | 1
1339 | 01E24G10H12D07M02W02 | 26.01 | 0 | 0.65 | 18.15 | 44.81 | 0 | 436.8591 | 574.77 | 1 | 0.097482
1340 | 01E24G10H13D05M01W02 | 25.06 | 0 | 0.65 | 18.15 | 43.86 | 0 | 424.5532 | 563.22 | 1 | 0.11662
1341 | 01E24G10H13D05M01W03 | 25.06 | 0 | 0.65 | 13.39 | 39.1 | 0 | 424.5532 | 497.07 | 1 | 0.21249 | 1
1342 | 01E24G10H13D07M01W02 | 25.77 | 0 | 0.65 | 18.15 | 44.57 | 0 | 434.8081 | 572.04 | 1 | 0.10232
1343 | 01E24G10H13D07M01W03 | 25.77 | 0 | 0.65 | 13.39 | 39.81 | 0 | 434.8081 | 505.89 | 1 | 0.19819 | 1
1344 | 01E24G10H13D07M01W04 | 25.77 | 0 | 0.65 | 9.66 | 36.08 | 0 | 434.8081 | 454.23 | 1 | 0.27331 | 1
1345 | 01E24G10H13D07M02W02 | 26.01 | 0 | 0.65 | 18.15 | 44.81 | 0 | 436.8591 | 574.77 | 1 | 0.097482
1346 | 01E24G10H14D05M01W02 | 28.86 | 0 | 0.65 | 18.15 | 47.66 | 0 | 549.6631 | 604.8 | 1 | 0.040081
1347 | 01E24G10H14D05M01W03 | 28.86 | 0 | 0.65 | 13.39 | 42.9 | 0 | 549.6631 | 538.65 | 1 | 0.13595
1348 | 01E24G10H14D07M01W02 | 29.66 | 0 | 0.65 | 18.15 | 48.46 | 0 | 561.9689 | 614.46 | 1 | 0.023968
1349 | 01E24G10H14D07M01W03 | 29.66 | 0 | 0.65 | 13.39 | 43.7 | 0 | 561.9689 | 548.31 | 1 | 0.11984
1350 | 01E24G10H14D07M01W04 | 29.66 | 0 | 0.65 | 9.66 | 39.97 | 0 | 561.9689 | 496.65 | 1 | 0.19496
1351 | 01E24G10H14D07M02W02 | 29.95 | 0 | 0.65 | 18.15 | 48.75 | 0 | 566.0709 | 617.61 | 1 | 0.018127
1352 | 01E24G12H07D04M01W02 | 25.55 | 0.02 | 0.65 | 18.15 | 44.37 | 0 | 496.3375 | 561.12 | 0.77778 | 0.10634
1353 | 01E24G12H07D05M01W02 | 22.55 | 0.02 | 0.65 | 18.15 | 41.37 | 0 | 449.165 | 525 | 0.77778 | 0.16677 | 1
1354 | 01E24G12H07D05M01W03 | 22.55 | 0.02 | 0.65 | 13.39 | 36.61 | 0 | 449.165 | 458.85 | 0.77778 | 0.26264 | 1
1355 | 01E24G12H07D06M01W02 | 20.15 | 0.01 | 0.65 | 18.15 | 38.96 | 0 | 412.2473 | 495.81 | 0.88889 | 0.21531 | 1
1356 | 01E24G12H07D06M01W03 | 20.15 | 0.01 | 0.65 | 13.39 | 34.2 | 0 | 412.2473 | 429.66 | 0.88889 | 0.31118 | 1
1357 | 01E24G12H07D07M01W02 | 23.15 | 0.02 | 0.65 | 18.15 | 41.97 | 0 | 459.4199 | 532.14 | 0.77778 | 0.15468 | 1
1358 | 01E24G12H07D07M01W03 | 23.15 | 0.02 | 0.65 | 13.39 | 37.21 | 0 | 459.4199 | 465.99 | 0.77778 | 0.25055 | 1
1359 | 01E24G12H07D07M01W04 | 23.15 | 0.02 | 0.65 | 9.66 | 33.48 | 0 | 459.4199 | 414.33 | 0.77778 | 0.32568 | 1
1360 | 01E24G12H07D07M02W02 | 23.07 | 0.01 | 0.65 | 18.15 | 41.88 | 0 | 457.3689 | 530.67 | 0.88889 | 0.1565 | 1
1361 | 01E24G12H08D05M01W02 | 19.87 | 0.02 | 0.65 | 18.15 | 38.69 | 0 | 449.165 | 489.3 | 0.77778 | 0.22075 | 1
1362 | 01E24G12H08D05M01W03 | 19.87 | 0.02 | 0.65 | 13.39 | 33.93 | 0 | 449.165 | 423.15 | 0.77778 | 0.31662 | 1
1363 | 01E24G12H08D06M01W02 | 17.75 | 0.01 | 0.65 | 18.15 | 36.56 | 0 | 412.2473 | 463.89 | 0.88889 | 0.26365 | 1
1364 | 01E24G12H08D06M01W03 | 17.75 | 0.01 | 0.65 | 13.39 | 31.8 | 0 | 412.2473 | 397.74 | 0.88889 | 0.35952 | 2
1365 | 01E24G12H08D07M01W02 | 20.39 | 0.02 | 0.65 | 18.15 | 39.21 | 0 | 459.4199 | 495.6 | 0.77778 | 0.21027 | 1
1366 | 01E24G12H08D07M01W03 | 20.39 | 0.02 | 0.65 | 13.39 | 34.45 | 0 | 459.4199 | 429.45 | 0.77778 | 0.30614 | 1
1367 | 01E24G12H08D07M01W04 | 20.39 | 0.02 | 0.65 | 9.66 | 30.72 | 0 | 459.4199 | 377.79 | 0.77778 | 0.38127 | 2
1368 | 01E24G12H08D07M02W02 | 20.32 | 0.01 | 0.65 | 18.15 | 39.13 | 0 | 457.3689 | 494.34 | 0.88889 | 0.21188 | 1
1369 | 01E24G12H09D05M01W02 | 19.12 | 0.02 | 0.65 | 18.15 | 37.94 | 0 | 449.165 | 479.43 | 0.77778 | 0.23585 | 1
1370 | 01E24G12H09D05M01W03 | 19.12 | 0.02 | 0.65 | 13.39 | 33.18 | 0 | 449.165 | 413.28 | 0.77778 | 0.33172 | 1
1371 | 01E24G12H09D07M01W02 | 19.63 | 0.02 | 0.65 | 18.15 | 38.45 | 0 | 459.4199 | 485.52 | 0.77778 | 0.22558 | 1
1372 | 01E24G12H09D07M01W03 | 19.63 | 0.02 | 0.65 | 13.39 | 33.69 | 0 | 459.4199 | 419.37 | 0.77778 | 0.32145 | 1
1373 | 01E24G12H09D07M01W04 | 19.63 | 0.02 | 0.65 | 9.66 | 29.96 | 0 | 459.4199 | 367.71 | 0.77778 | 0.39658 | 2
1374 | 01E24G12H09D07M02W02 | 19.56 | 0.01 | 0.65 | 18.15 | 38.37 | 0 | 457.3689 | 484.26 | 0.88889 | 0.22719 | 1
1375 | 01E24G12H10D05M01W02 | 22.55 | 0.01 | 0.65 | 18.15 | 41.36 | 0 | 449.165 | 525 | 0.88889 | 0.16697 | 1
1376 | 01E24G12H10D05M01W03 | 22.55 | 0.01 | 0.65 | 13.39 | 36.6 | 0 | 449.165 | 458.85 | 0.88889 | 0.26284 | 1
1377 | 01E24G12H10D07M01W02 | 23.15 | 0.01 | 0.65 | 18.15 | 41.96 | 0 | 459.4199 | 532.14 | 0.88889 | 0.15488 | 1
1378 | 01E24G12H10D07M01W03 | 23.15 | 0.01 | 0.65 | 13.39 | 37.2 | 0 | 459.4199 | 465.99 | 0.88889 | 0.25076 | 1
1379 | 01E24G12H10D07M01W04 | 23.15 | 0.01 | 0.65 | 9.66 | 33.47 | 0 | 459.4199 | 414.33 | 0.88889 | 0.32588 | 1
1380 | 01E24G12H10D07M02W02 | 23.07 | 0.01 | 0.65 | 18.15 | 41.88 | 0 | 457.3689 | 530.67 | 0.88889 | 0.1565 | 1
1381 | 01E24G12H11D05M01W02 | 22.55 | 0.01 | 0.65 | 18.15 | 41.36 | 0 | 449.165 | 525 | 0.88889 | 0.16697 | 1
1382 | 01E24G12H11D05M01W03 | 22.55 | 0.01 | 0.65 | 13.39 | 36.6 | 0 | 449.165 | 458.85 | 0.88889 | 0.26284 | 1
1383 | 01E24G12H11D06M01W02 | 20.15 | 0.01 | 0.65 | 18.15 | 38.96 | 0 | 412.2473 | 495.81 | 0.88889 | 0.21531 | 1
1384 | 01E24G12H11D06M01W03 | 20.15 | 0.01 | 0.65 | 13.39 | 34.2 | 0 | 412.2473 | 429.66 | 0.88889 | 0.31118 | 1
1385 | 01E24G12H11D07M01W02 | 23.15 | 0.01 | 0.65 | 18.15 | 41.96 | 0 | 459.4199 | 532.14 | 0.88889 | 0.15488 | 1
1386 | 01E24G12H11D07M01W03 | 23.15 | 0.01 | 0.65 | 13.39 | 37.2 | 0 | 459.4199 | 465.99 | 0.88889 | 0.25076 | 1
1387 | 01E24G12H11D07M01W04 | 23.15 | 0.01 | 0.65 | 9.66 | 33.47 | 0 | 459.4199 | 414.33 | 0.88889 | 0.32588 | 1
1388 | 01E24G12H11D07M02W02 | 23.07 | 0.01 | 0.65 | 18.15 | 41.88 | 0 | 457.3689 | 530.67 | 0.88889 | 0.1565 | 1
1389 | 01E24G12H12D05M01W02 | 19.61 | 0.01 | 0.65 | 18.15 | 38.42 | 0 | 352.7688 | 492.87 | 0.88889 | 0.22618 | 1
1390 | 01E24G12H12D05M01W03 | 19.61 | 0.01 | 0.65 | 13.39 | 33.66 | 0 | 352.7688 | 426.72 | 0.88889 | 0.32205 | 1
1391 | 01E24G12H12D07M01W02 | 20.12 | 0.01 | 0.65 | 18.15 | 38.93 | 0 | 360.9728 | 499.38 | 0.88889 | 0.21591 | 1
1392 | 01E24G12H12D07M01W03 | 20.12 | 0.01 | 0.65 | 13.39 | 34.17 | 0 | 360.9728 | 433.23 | 0.88889 | 0.31178 | 1
1393 | 01E24G12H12D07M01W04 | 20.12 | 0.01 | 0.65 | 9.66 | 30.44 | 0 | 360.9728 | 381.57 | 0.88889 | 0.38691 | 2
1394 | 01E24G12H12D07M02W02 | 20.05 | 0.01 | 0.65 | 18.15 | 38.86 | 0 | 358.9218 | 497.91 | 0.88889 | 0.21732 | 1
1395 | 01E24G12H13D05M01W02 | 19.61 | 0.01 | 0.65 | 18.15 | 38.42 | 0 | 352.7688 | 492.87 | 0.88889 | 0.22618 | 1
1396 | 01E24G12H13D05M01W03 | 19.61 | 0.01 | 0.65 | 13.39 | 33.66 | 0 | 352.7688 | 426.72 | 0.88889 | 0.32205 | 1
1397 | 01E24G12H13D07M01W02 | 20.12 | 0.01 | 0.65 | 18.15 | 38.93 | 0 | 360.9728 | 499.38 | 0.88889 | 0.21591 | 1
1398 | 01E24G12H13D07M01W03 | 20.12 | 0.01 | 0.65 | 13.39 | 34.17 | 0 | 360.9728 | 433.23 | 0.88889 | 0.31178 | 1
1399 | 01E24G12H13D07M01W04 | 20.12 | 0.01 | 0.65 | 9.66 | 30.44 | 0 | 360.9728 | 381.57 | 0.88889 | 0.38691 | 2
1400 | 01E24G12H13D07M02W02 | 20.05 | 0.01 | 0.65 | 18.15 | 38.86 | 0 | 358.9218 | 497.91 | 0.88889 | 0.21732 | 1
1401 | 01E24G12H14D05M01W02 | 22.55 | 0.01 | 0.65 | 18.15 | 41.36 | 0 | 449.165 | 525 | 0.88889 | 0.16697 | 1
1402 | 01E24G12H14D05M01W03 | 22.55 | 0.01 | 0.65 | 13.39 | 36.6 | 0 | 449.165 | 458.85 | 0.88889 | 0.26284 | 1
1403 | 01E24G12H14D07M01W02 | 23.15 | 0.01 | 0.65 | 18.15 | 41.96 | 0 | 459.4199 | 532.14 | 0.88889 | 0.15488 | 1
1404 | 01E24G12H14D07M01W03 | 23.15 | 0.01 | 0.65 | 13.39 | 37.2 | 0 | 459.4199 | 465.99 | 0.88889 | 0.25076 | 1
1405 | 01E24G12H14D07M01W04 | 23.15 | 0.01 | 0.65 | 9.66 | 33.47 | 0 | 459.4199 | 414.33 | 0.88889 | 0.32588 | 1
1406 | 01E24G12H14D07M02W02 | 23.07 | 0.01 | 0.65 | 18.15 | 41.88 | 0 | 457.3689 | 530.67 | 0.88889 | 0.1565 | 1
1407 | 01E25G09H07D04M01W02 | 35.08 | 0.04 | 0.65 | 18.15 | 53.92 | 0 | 650.1611 | 678.51 | 0.55556 | -0.086002
1408 | 01E25G09H07D05M01W02 | 30.3 | 0.03 | 0.65 | 18.15 | 49.13 | 0 | 574.2748 | 620.13 | 0.66667 | 0.010473
1409 | 01E25G09H07D05M01W03 | 30.3 | 0.03 | 0.65 | 13.39 | 44.37 | 0 | 574.2748 | 553.98 | 0.66667 | 0.10634
1410 | 01E25G09H07D06M01W02 | 27.62 | 0.02 | 0.65 | 18.15 | 46.44 | 0 | 531.2042 | 587.79 | 0.77778 | 0.064653
1411 | 01E25G09H07D06M01W03 | 27.62 | 0.02 | 0.65 | 13.39 | 41.68 | 0 | 531.2042 | 521.64 | 0.77778 | 0.16052 | 1
1412 | 01E25G09H07D07M01W02 | 30.97 | 0.03 | 0.65 | 18.15 | 49.8 | 0 | 584.5297 | 628.32 | 0.66667 | -0.0030211
1413 | 01E25G09H07D07M01W03 | 30.97 | 0.03 | 0.65 | 13.39 | 45.04 | 0 | 584.5297 | 562.17 | 0.66667 | 0.09285
1414 | 01E25G09H07D07M01W04 | 30.97 | 0.03 | 0.65 | 9.66 | 41.31 | 0 | 584.5297 | 510.51 | 0.66667 | 0.16798
1415 | 01E25G09H07D07M02W02 | 30.87 | 0.02 | 0.65 | 18.15 | 49.69 | 0 | 578.3768 | 626.43 | 0.77778 | -0.00080564
1416 | 01E25G09H08D05M01W02 | 26.69 | 0.03 | 0.65 | 18.15 | 45.52 | 0 | 574.2748 | 572.25 | 0.66667 | 0.083182
1417 | 01E25G09H08D05M01W03 | 26.69 | 0.03 | 0.65 | 13.39 | 40.76 | 0 | 574.2748 | 506.1 | 0.66667 | 0.17905
1418 | 01E25G09H08D06M01W02 | 24.33 | 0.02 | 0.65 | 18.15 | 43.15 | 0 | 531.2042 | 543.9 | 0.77778 | 0.13092
1419 | 01E25G09H08D06M01W03 | 24.33 | 0.02 | 0.65 | 13.39 | 38.39 | 0 | 531.2042 | 477.75 | 0.77778 | 0.22679 | 1
1420 | 01E25G09H08D07M01W02 | 27.28 | 0.03 | 0.65 | 18.15 | 46.11 | 0 | 584.5297 | 579.18 | 0.66667 | 0.071299
1421 | 01E25G09H08D07M01W03 | 27.28 | 0.03 | 0.65 | 13.39 | 41.35 | 0 | 584.5297 | 513.03 | 0.66667 | 0.16717
1422 | 01E25G09H08D07M01W04 | 27.28 | 0.03 | 0.65 | 9.66 | 37.62 | 0 | 584.5297 | 461.37 | 0.66667 | 0.2423
1423 | 01E25G09H08D07M02W02 | 27.19 | 0.02 | 0.65 | 18.15 | 46.01 | 0 | 578.3768 | 577.71 | 0.77778 | 0.073313
1424 | 01E25G09H09D05M01W02 | 25.69 | 0.03 | 0.65 | 18.15 | 44.52 | 0 | 574.2748 | 558.81 | 0.66667 | 0.10332
1425 | 01E25G09H09D05M01W03 | 25.69 | 0.03 | 0.65 | 13.39 | 39.76 | 0 | 574.2748 | 492.66 | 0.66667 | 0.19919
1426 | 01E25G09H09D07M01W02 | 26.25 | 0.03 | 0.65 | 18.15 | 45.08 | 0 | 584.5297 | 565.53 | 0.66667 | 0.092044
1427 | 01E25G09H09D07M01W03 | 26.25 | 0.03 | 0.65 | 13.39 | 40.32 | 0 | 584.5297 | 499.38 | 0.66667 | 0.18792
1428 | 01E25G09H09D07M01W04 | 26.25 | 0.03 | 0.65 | 9.66 | 36.59 | 0 | 584.5297 | 447.72 | 0.66667 | 0.26304
1429 | 01E25G09H09D07M02W02 | 26.17 | 0.02 | 0.65 | 18.15 | 44.99 | 0 | 578.3768 | 564.06 | 0.77778 | 0.093857
1430 | 01E25G09H10D05M01W02 | 30.3 | 0.03 | 0.65 | 18.15 | 49.13 | 0 | 574.2748 | 620.13 | 0.66667 | 0.010473
1431 | 01E25G09H10D05M01W03 | 30.3 | 0.03 | 0.65 | 13.39 | 44.37 | 0 | 574.2748 | 553.98 | 0.66667 | 0.10634
1432 | 01E25G09H10D07M01W02 | 30.97 | 0.03 | 0.65 | 18.15 | 49.8 | 0 | 584.5297 | 628.32 | 0.66667 | -0.0030211
1433 | 01E25G09H10D07M01W03 | 30.97 | 0.03 | 0.65 | 13.39 | 45.04 | 0 | 584.5297 | 562.17 | 0.66667 | 0.09285
1434 | 01E25G09H10D07M01W04 | 30.97 | 0.03 | 0.65 | 9.66 | 41.31 | 0 | 584.5297 | 510.51 | 0.66667 | 0.16798
1435 | 01E25G09H10D07M02W02 | 30.87 | 0.02 | 0.65 | 18.15 | 49.69 | 0 | 578.3768 | 626.43 | 0.77778 | -0.00080564
1436 | 01E25G09H11D05M01W02 | 30.3 | 0.03 | 0.65 | 18.15 | 49.13 | 0 | 574.2748 | 620.13 | 0.66667 | 0.010473
1437 | 01E25G09H11D05M01W03 | 30.3 | 0.03 | 0.65 | 13.39 | 44.37 | 0 | 574.2748 | 553.98 | 0.66667 | 0.10634
1438 | 01E25G09H11D06M01W02 | 27.62 | 0.02 | 0.65 | 18.15 | 46.44 | 0 | 531.2042 | 587.79 | 0.77778 | 0.064653
1439 | 01E25G09H11D06M01W03 | 27.62 | 0.02 | 0.65 | 13.39 | 41.68 | 0 | 531.2042 | 521.64 | 0.77778 | 0.16052 | 1
1440 | 01E25G09H11D07M01W02 | 30.97 | 0.03 | 0.65 | 18.15 | 49.8 | 0 | 584.5297 | 628.32 | 0.66667 | -0.0030211
1441 | 01E25G09H11D07M01W03 | 30.97 | 0.03 | 0.65 | 13.39 | 45.04 | 0 | 584.5297 | 562.17 | 0.66667 | 0.09285
1442 | 01E25G09H11D07M01W04 | 30.97 | 0.03 | 0.65 | 9.66 | 41.31 | 0 | 584.5297 | 510.51 | 0.66667 | 0.16798
1443 | 01E25G09H11D07M02W02 | 30.87 | 0.02 | 0.65 | 18.15 | 49.69 | 0 | 578.3768 | 626.43 | 0.77778 | -0.00080564
1444 | 01E25G09H12D05M01W02 | 26.33 | 0.02 | 0.65 | 18.15 | 45.15 | 0 | 443.012 | 577.08 | 0.77778 | 0.090634
1445 | 01E25G09H12D05M01W03 | 26.33 | 0.02 | 0.65 | 13.39 | 40.39 | 0 | 443.012 | 510.93 | 0.77778 | 0.18651 | 1
1446 | 01E25G09H12D07M01W02 | 26.92 | 0.02 | 0.65 | 18.15 | 45.74 | 0 | 451.2159 | 584.22 | 0.77778 | 0.078751
1447 | 01E25G09H12D07M01W03 | 26.92 | 0.02 | 0.65 | 13.39 | 40.98 | 0 | 451.2159 | 518.07 | 0.77778 | 0.17462 | 1
1448 | 01E25G09H12D07M01W04 | 26.92 | 0.02 | 0.65 | 9.66 | 37.25 | 0 | 451.2159 | 466.41 | 0.77778 | 0.24975 | 1
1449 | 01E25G09H12D07M02W02 | 26.82 | 0.01 | 0.65 | 18.15 | 45.63 | 0 | 447.114 | 582.54 | 0.88889 | 0.080967
1450 | 01E25G09H13D05M01W02 | 26.33 | 0.02 | 0.65 | 18.15 | 45.15 | 0 | 440.961 | 577.08 | 0.77778 | 0.090634
1451 | 01E25G09H13D05M01W03 | 26.33 | 0.02 | 0.65 | 13.39 | 40.39 | 0 | 440.961 | 510.93 | 0.77778 | 0.18651 | 1
1452 | 01E25G09H13D07M01W02 | 26.92 | 0.02 | 0.65 | 18.15 | 45.74 | 0 | 449.165 | 584.22 | 0.77778 | 0.078751
1453 | 01E25G09H13D07M01W03 | 26.92 | 0.02 | 0.65 | 13.39 | 40.98 | 0 | 449.165 | 518.07 | 0.77778 | 0.17462 | 1
1454 | 01E25G09H13D07M01W04 | 26.92 | 0.02 | 0.65 | 9.66 | 37.25 | 0 | 449.165 | 466.41 | 0.77778 | 0.24975 | 1
1455 | 01E25G09H13D07M02W02 | 26.82 | 0.01 | 0.65 | 18.15 | 45.63 | 0 | 447.114 | 582.54 | 0.88889 | 0.080967
1456 | 01E25G09H14D05M01W02 | 30.3 | 0.02 | 0.65 | 18.15 | 49.12 | 0 | 574.2748 | 620.13 | 0.77778 | 0.010675
1457 | 01E25G09H14D05M01W03 | 30.3 | 0.02 | 0.65 | 13.39 | 44.36 | 0 | 574.2748 | 553.98 | 0.77778 | 0.10655
1458 | 01E25G09H14D07M01W02 | 30.97 | 0.02 | 0.65 | 18.15 | 49.79 | 0 | 584.5297 | 628.32 | 0.77778 | -0.0028197
1459 | 01E25G09H14D07M01W03 | 30.97 | 0.02 | 0.65 | 13.39 | 45.03 | 0 | 584.5297 | 562.17 | 0.77778 | 0.093051
1460 | 01E25G09H14D07M01W04 | 30.97 | 0.02 | 0.65 | 9.66 | 41.3 | 0 | 584.5297 | 510.51 | 0.77778 | 0.16818
1461 | 01E25G09H14D07M02W02 | 30.87 | 0.02 | 0.65 | 18.15 | 49.69 | 0 | 578.3768 | 626.43 | 0.77778 | -0.00080564
1462 | 01E25G10H07D04M01W02 | 42.95 | 0 | 0.65 | 18.15 | 61.75 | 0 | 771.1691 | 777.42 | 1 | -0.24371
1463 | 01E25G10H07D05M01W02 | 37.42 | 0 | 0.65 | 18.15 | 56.22 | 0 | 682.9769 | 709.59 | 1 | -0.13233
1464 | 01E25G10H07D05M01W03 | 37.42 | 0 | 0.65 | 13.39 | 51.46 | 0 | 682.9769 | 643.44 | 1 | -0.036455
1465 | 01E25G10H07D06M01W02 | 34.17 | 0 | 0.65 | 18.15 | 52.97 | 0 | 633.7533 | 669.9 | 1 | -0.066868
1466 | 01E25G10H07D06M01W03 | 34.17 | 0 | 0.65 | 13.39 | 48.21 | 0 | 633.7533 | 603.75 | 1 | 0.029003
1467 | 01E25G10H07D07M01W02 | 38.22 | 0 | 0.65 | 18.15 | 57.02 | 0 | 695.2827 | 719.46 | 1 | -0.14844
1468 | 01E25G10H07D07M01W03 | 38.22 | 0 | 0.65 | 13.39 | 52.26 | 0 | 695.2827 | 653.31 | 1 | -0.052568
1469 | 01E25G10H07D07M01W04 | 38.22 | 0 | 0.65 | 9.66 | 48.53 | 0 | 695.2827 | 601.65 | 1 | 0.022558
1470 | 01E25G10H07D07M02W02 | 38.4 | 0 | 0.65 | 18.15 | 57.2 | 0 | 697.3337 | 721.14 | 1 | -0.15206
1471 | 01E25G10H08D05M01W02 | 32.96 | 0 | 0.65 | 18.15 | 51.76 | 0 | 682.9769 | 649.95 | 1 | -0.042497
1472 | 01E25G10H08D05M01W03 | 32.96 | 0 | 0.65 | 13.39 | 47 | 0 | 682.9769 | 583.8 | 1 | 0.053374
1473 | 01E25G10H08D06M01W02 | 30.1 | 0 | 0.65 | 18.15 | 48.9 | 0 | 633.7533 | 615.51 | 1 | 0.015106
1474 | 01E25G10H08D06M01W03 | 30.1 | 0 | 0.65 | 13.39 | 44.14 | 0 | 633.7533 | 549.36 | 1 | 0.11098
1475 | 01E25G10H08D07M01W02 | 33.67 | 0 | 0.65 | 18.15 | 52.47 | 0 | 695.2827 | 658.35 | 1 | -0.056798
1476 | 01E25G10H08D07M01W03 | 33.67 | 0 | 0.65 | 13.39 | 47.71 | 0 | 695.2827 | 592.2 | 1 | 0.039074
1477 | 01E25G10H08D07M01W04 | 33.67 | 0 | 0.65 | 9.66 | 43.98 | 0 | 695.2827 | 540.54 | 1 | 0.1142
1478 | 01E25G10H08D07M02W02 | 33.84 | 0 | 0.65 | 18.15 | 52.64 | 0 | 697.3337 | 660.03 | 1 | -0.060222
1479 | 01E25G10H09D05M01W02 | 31.73 | 0 | 0.65 | 18.15 | 50.53 | 0 | 682.9769 | 633.36 | 1 | -0.017724
1480 | 01E25G10H09D05M01W03 | 31.73 | 0 | 0.65 | 13.39 | 45.77 | 0 | 682.9769 | 567.21 | 1 | 0.078147
1481 | 01E25G10H09D07M01W02 | 32.41 | 0 | 0.65 | 18.15 | 51.21 | 0 | 695.2827 | 641.55 | 1 | -0.03142
1482 | 01E25G10H09D07M01W03 | 32.41 | 0 | 0.65 | 13.39 | 46.45 | 0 | 695.2827 | 575.4 | 1 | 0.064451
1483 | 01E25G10H09D07M01W04 | 32.41 | 0 | 0.65 | 9.66 | 42.72 | 0 | 695.2827 | 523.74 | 1 | 0.13958
1484 | 01E25G10H09D07M02W02 | 32.57 | 0 | 0.65 | 18.15 | 51.37 | 0 | 697.3337 | 643.02 | 1 | -0.034642
1485 | 01E25G10H10D05M01W02 | 37.42 | 0 | 0.65 | 18.15 | 56.22 | 0 | 682.9769 | 709.59 | 1 | -0.13233
1486 | 01E25G10H10D05M01W03 | 37.42 | 0 | 0.65 | 13.39 | 51.46 | 0 | 682.9769 | 643.44 | 1 | -0.036455
1487 | 01E25G10H10D07M01W02 | 38.22 | 0 | 0.65 | 18.15 | 57.02 | 0 | 695.2827 | 719.46 | 1 | -0.14844
1488 | 01E25G10H10D07M01W03 | 38.22 | 0 | 0.65 | 13.39 | 52.26 | 0 | 695.2827 | 653.31 | 1 | -0.052568
1489 | 01E25G10H10D07M01W04 | 38.22 | 0 | 0.65 | 9.66 | 48.53 | 0 | 695.2827 | 601.65 | 1 | 0.022558
1490 | 01E25G10H10D07M02W02 | 38.4 | 0 | 0.65 | 18.15 | 57.2 | 0 | 697.3337 | 721.14 | 1 | -0.15206
1491 | 01E25G10H11D05M01W02 | 37.42 | 0 | 0.65 | 18.15 | 56.22 | 0 | 682.9769 | 709.59 | 1 | -0.13233
1492 | 01E25G10H11D05M01W03 | 37.42 | 0 | 0.65 | 13.39 | 51.46 | 0 | 682.9769 | 643.44 | 1 | -0.036455
1493 | 01E25G10H11D06M01W02 | 34.17 | 0 | 0.65 | 18.15 | 52.97 | 0 | 633.7533 | 669.9 | 1 | -0.066868
1494 | 01E25G10H11D06M01W03 | 34.17 | 0 | 0.65 | 13.39 | 48.21 | 0 | 633.7533 | 603.75 | 1 | 0.029003
1495 | 01E25G10H11D07M01W02 | 38.22 | 0 | 0.65 | 18.15 | 57.02 | 0 | 695.2827 | 719.46 | 1 | -0.14844
1496 | 01E25G10H11D07M01W03 | 38.22 | 0 | 0.65 | 13.39 | 52.26 | 0 | 695.2827 | 653.31 | 1 | -0.052568
1497 | 01E25G10H11D07M01W04 | 38.22 | 0 | 0.65 | 9.66 | 48.53 | 0 | 695.2827 | 601.65 | 1 | 0.022558
1498 | 01E25G10H11D07M02W02 | 38.4 | 0 | 0.65 | 18.15 | 57.2 | 0 | 697.3337 | 721.14 | 1 | -0.15206
1499 | 01E25G10H12D05M01W02 | 32.51 | 0 | 0.65 | 18.15 | 51.31 | 0 | 523.0003 | 655.83 | 1 | -0.033434
1500 | 01E25G10H12D05M01W03 | 32.51 | 0 | 0.65 | 13.39 | 46.55 | 0 | 523.0003 | 589.68 | 1 | 0.062437
1501 | 01E25G10H12D07M01W02 | 33.2 | 0 | 0.65 | 18.15 | 52 | 0 | 531.2042 | 664.44 | 1 | -0.047331
1502 | 01E25G10H12D07M01W03 | 33.2 | 0 | 0.65 | 13.39 | 47.24 | 0 | 531.2042 | 598.29 | 1 | 0.04854
1503 | 01E25G10H12D07M01W04 | 33.2 | 0 | 0.65 | 9.66 | 43.51 | 0 | 531.2042 | 546.63 | 1 | 0.12367
1504 | 01E25G10H12D07M02W02 | 33.36 | 0 | 0.65 | 18.15 | 52.16 | 0 | 533.2552 | 666.12 | 1 | -0.050554
1505 | 01E25G10H13D05M01W02 | 32.51 | 0 | 0.65 | 18.15 | 51.31 | 0 | 523.0003 | 655.83 | 1 | -0.033434
1506 | 01E25G10H13D05M01W03 | 32.51 | 0 | 0.65 | 13.39 | 46.55 | 0 | 523.0003 | 589.68 | 1 | 0.062437
1507 | 01E25G10H13D07M01W02 | 33.2 | 0 | 0.65 | 18.15 | 52 | 0 | 531.2042 | 664.44 | 1 | -0.047331
1508 | 01E25G10H13D07M01W03 | 33.2 | 0 | 0.65 | 13.39 | 47.24 | 0 | 531.2042 | 598.29 | 1 | 0.04854
1509 | 01E25G10H13D07M01W04 | 33.2 | 0 | 0.65 | 9.66 | 43.51 | 0 | 531.2042 | 546.63 | 1 | 0.12367
1510 | 01E25G10H13D07M02W02 | 33.36 | 0 | 0.65 | 18.15 | 52.16 | 0 | 533.2552 | 666.12 | 1 | -0.050554
1511 | 01E25G10H14D05M01W02 | 37.42 | 0 | 0.65 | 18.15 | 56.22 | 0 | 682.9769 | 709.59 | 1 | -0.13233
1512 | 01E25G10H14D05M01W03 | 37.42 | 0 | 0.65 | 13.39 | 51.46 | 0 | 682.9769 | 643.44 | 1 | -0.036455
1513 | 01E25G10H14D07M01W02 | 38.22 | 0 | 0.65 | 18.15 | 57.02 | 0 | 695.2827 | 719.46 | 1 | -0.14844
1514 | 01E25G10H14D07M01W03 | 38.22 | 0 | 0.65 | 13.39 | 52.26 | 0 | 695.2827 | 653.31 | 1 | -0.052568
1515 | 01E25G10H14D07M01W04 | 38.22 | 0 | 0.65 | 9.66 | 48.53 | 0 | 695.2827 | 601.65 | 1 | 0.022558
1516 | 01E25G10H14D07M02W02 | 38.4 | 0 | 0.65 | 18.15 | 57.2 | 0 | 697.3337 | 721.14 | 1 | -0.15206
1517 | 01E25G12H07D04M01W02 | 36.66 | 0.12 | 0.65 | 18.15 | 55.58 | 0.23333 | 678.8749 | 697.62 | -0.33333 | -0.11944
1518 | 01E25G12H07D05M01W02 | 31.72 | 0.1 | 0.65 | 18.15 | 50.62 | 0.15556 | 598.8866 | 637.35 | -0.11111 | -0.019537
1519 | 01E25G12H07D05M01W03 | 31.72 | 0.1 | 0.65 | 13.39 | 45.86 | 0.15556 | 598.8866 | 571.2 | -0.11111 | 0.076334
1520 | 01E25G12H07D06M01W02 | 29.06 | 0.08 | 0.65 | 18.15 | 47.94 | 0.15556 | 555.816 | 605.22 | 0.11111 | 0.034441
1521 | 01E25G12H07D06M01W03 | 29.06 | 0.08 | 0.65 | 13.39 | 43.18 | 0.15556 | 555.816 | 539.07 | 0.11111 | 0.13031
1522 | 01E25G12H07D07M01W02 | 32.38 | 0.1 | 0.65 | 18.15 | 51.28 | 0.15556 | 609.1415 | 645.33 | -0.11111 | -0.03283
1523 | 01E25G12H07D07M01W03 | 32.38 | 0.1 | 0.65 | 13.39 | 46.52 | 0.15556 | 609.1415 | 579.18 | -0.11111 | 0.063041
1524 | 01E25G12H07D07M01W04 | 32.38 | 0.1 | 0.65 | 9.66 | 42.79 | 0.15556 | 609.1415 | 527.52 | -0.11111 | 0.13817
1525 | 01E25G12H07D07M02W02 | 32.17 | 0.03 | 0.65 | 18.15 | 51 | 0 | 600.9376 | 642.18 | 0.66667 | -0.02719
1526 | 01E25G12H08D05M01W02 | 27.94 | 0.1 | 0.65 | 18.15 | 46.84 | 0.15556 | 598.8866 | 587.16 | -0.11111 | 0.056596
1527 | 01E25G12H08D05M01W03 | 27.94 | 0.1 | 0.65 | 13.39 | 42.08 | 0.15556 | 598.8866 | 521.01 | -0.11111 | 0.15247
1528 | 01E25G12H08D06M01W02 | 25.6 | 0.08 | 0.65 | 18.15 | 44.48 | 0.15556 | 555.816 | 559.02 | 0.11111 | 0.10413
1529 | 01E25G12H08D06M01W03 | 25.6 | 0.08 | 0.65 | 13.39 | 39.72 | 0.15556 | 555.816 | 492.87 | 0.11111 | 0.2
1530 | 01E25G12H08D07M01W02 | 28.52 | 0.1 | 0.65 | 18.15 | 47.42 | 0.15556 | 609.1415 | 594.09 | -0.11111 | 0.044914
1531 | 01E25G12H08D07M01W03 | 28.52 | 0.1 | 0.65 | 13.39 | 42.66 | 0.15556 | 609.1415 | 527.94 | -0.11111 | 0.14079
1532 | 01E25G12H08D07M01W04 | 28.52 | 0.1 | 0.65 | 9.66 | 38.93 | 0.15556 | 609.1415 | 476.28 | -0.11111 | 0.21591
1533 | 01E25G12H08D07M02W02 | 28.34 | 0.03 | 0.65 | 18.15 | 47.17 | 0 | 600.9376 | 591.36 | 0.66667 | 0.04995
1534 | 01E25G12H09D05M01W02 | 26.89 | 0.1 | 0.65 | 18.15 | 45.79 | 0.15556 | 598.8866 | 573.09 | -0.11111 | 0.077744
1535 | 01E25G12H09D05M01W03 | 26.89 | 0.1 | 0.65 | 13.39 | 41.03 | 0.15556 | 598.8866 | 506.94 | -0.11111 | 0.17362
1536 | 01E25G12H09D07M01W02 | 27.44 | 0.1 | 0.65 | 18.15 | 46.34 | 0.15556 | 609.1415 | 579.81 | -0.11111 | 0.066667
1537 | 01E25G12H09D07M01W03 | 27.44 | 0.1 | 0.65 | 13.39 | 41.58 | 0.15556 | 609.1415 | 513.66 | -0.11111 | 0.16254
1538 | 01E25G12H09D07M01W04 | 27.44 | 0.1 | 0.65 | 9.66 | 37.85 | 0.15556 | 609.1415 | 462 | -0.11111 | 0.23766
1539 | 01E25G12H09D07M02W02 | 27.28 | 0.03 | 0.65 | 18.15 | 46.11 | 0 | 600.9376 | 577.29 | 0.66667 | 0.071299
1540 | 01E25G12H10D05M01W02 | 31.72 | 0.09 | 0.65 | 18.15 | 50.61 | 0.15556 | 598.8866 | 637.35 | 0 | -0.019335
1541 | 01E25G12H10D05M01W03 | 31.72 | 0.09 | 0.65 | 13.39 | 45.85 | 0.15556 | 598.8866 | 571.2 | 0 | 0.076536
1542 | 01E25G12H10D07M01W02 | 32.38 | 0.09 | 0.65 | 18.15 | 51.27 | 0.15556 | 609.1415 | 645.33 | 0 | -0.032628
1543 | 01E25G12H10D07M01W03 | 32.38 | 0.09 | 0.65 | 13.39 | 46.51 | 0.15556 | 609.1415 | 579.18 | 0 | 0.063243
1544 | 01E25G12H10D07M01W04 | 32.38 | 0.09 | 0.65 | 9.66 | 42.78 | 0.15556 | 609.1415 | 527.52 | 0 | 0.13837
1545 | 01E25G12H10D07M02W02 | 32.17 | 0.03 | 0.65 | 18.15 | 51 | 0 | 600.9376 | 642.18 | 0.66667 | -0.02719
1546 | 01E25G12H11D05M01W02 | 31.72 | 0.09 | 0.65 | 18.15 | 50.61 | 0.15556 | 598.8866 | 637.35 | 0 | -0.019335
1547 | 01E25G12H11D05M01W03 | 31.72 | 0.09 | 0.65 | 13.39 | 45.85 | 0.15556 | 598.8866 | 571.2 | 0 | 0.076536
1548 | 01E25G12H11D06M01W02 | 29.06 | 0.08 | 0.65 | 18.15 | 47.94 | 0.15556 | 555.816 | 605.22 | 0.11111 | 0.034441
1549 | 01E25G12H11D06M01W03 | 29.06 | 0.08 | 0.65 | 13.39 | 43.18 | 0.15556 | 555.816 | 539.07 | 0.11111 | 0.13031
1550 | 01E25G12H11D07M01W02 | 32.38 | 0.09 | 0.65 | 18.15 | 51.27 | 0.15556 | 609.1415 | 645.33 | 0 | -0.032628
1551 | 01E25G12H11D07M01W03 | 32.38 | 0.09 | 0.65 | 13.39 | 46.51 | 0.15556 | 609.1415 | 579.18 | 0 | 0.063243
1552 | 01E25G12H11D07M01W04 | 32.38 | 0.09 | 0.65 | 9.66 | 42.78 | 0.15556 | 609.1415 | 527.52 | 0 | 0.13837
1553 | 01E25G12H11D07M02W02 | 32.17 | 0.03 | 0.65 | 18.15 | 51 | 0 | 600.9376 | 642.18 | 0.66667 | -0.02719
1554 | 01E25G12H12D05M01W02 | 27.57 | 0.07 | 0.65 | 18.15 | 46.44 | 0.15556 | 461.4708 | 592.2 | 0.22222 | 0.064653
1555 | 01E25G12H12D05M01W03 | 27.57 | 0.07 | 0.65 | 13.39 | 41.68 | 0.15556 | 461.4708 | 526.05 | 0.22222 | 0.16052 | 1
1556 | 01E25G12H12D07M01W02 | 28.14 | 0.08 | 0.65 | 18.15 | 47.02 | 0.15556 | 469.6748 | 599.13 | 0.11111 | 0.052971
1557 | 01E25G12H12D07M01W03 | 28.14 | 0.08 | 0.65 | 13.39 | 42.26 | 0.15556 | 469.6748 | 532.98 | 0.11111 | 0.14884
1558 | 01E25G12H12D07M01W04 | 28.14 | 0.08 | 0.65 | 9.66 | 38.53 | 0.15556 | 469.6748 | 481.32 | 0.11111 | 0.22397 | 1
1559 | 01E25G12H12D07M02W02 | 27.96 | 0.02 | 0.65 | 18.15 | 46.78 | 0 | 463.5218 | 596.4 | 0.77778 | 0.057805
1560 | 01E25G12H13D05M01W02 | 27.57 | 0.07 | 0.65 | 18.15 | 46.44 | 0.15556 | 461.4708 | 592.2 | 0.22222 | 0.064653
1561 | 01E25G12H13D05M01W03 | 27.57 | 0.07 | 0.65 | 13.39 | 41.68 | 0.15556 | 461.4708 | 526.05 | 0.22222 | 0.16052 | 1
1562 | 01E25G12H13D07M01W02 | 28.14 | 0.07 | 0.65 | 18.15 | 47.01 | 0.15556 | 469.6748 | 599.13 | 0.22222 | 0.053172
1563 | 01E25G12H13D07M01W03 | 28.14 | 0.07 | 0.65 | 13.39 | 42.25 | 0.15556 | 469.6748 | 532.98 | 0.22222 | 0.14904
1564 | 01E25G12H13D07M01W04 | 28.14 | 0.07 | 0.65 | 9.66 | 38.52 | 0.15556 | 469.6748 | 481.32 | 0.22222 | 0.22417 | 1
1565 | 01E25G12H13D07M02W02 | 27.96 | 0.02 | 0.65 | 18.15 | 46.78 | 0 | 463.5218 | 596.4 | 0.77778 | 0.057805
1566 | 01E25G12H14D05M01W02 | 31.72 | 0.08 | 0.65 | 18.15 | 50.6 | 0.15556 | 596.8356 | 637.35 | 0.11111 | -0.019134
1567 | 01E25G12H14D05M01W03 | 31.72 | 0.08 | 0.65 | 13.39 | 45.84 | 0.15556 | 596.8356 | 571.2 | 0.11111 | 0.076737
1568 | 01E25G12H14D07M01W02 | 32.38 | 0.08 | 0.65 | 18.15 | 51.26 | 0.15556 | 607.0905 | 645.33 | 0.11111 | -0.032427
1569 | 01E25G12H14D07M01W03 | 32.38 | 0.08 | 0.65 | 13.39 | 46.5 | 0.15556 | 607.0905 | 579.18 | 0.11111 | 0.063444
1570 | 01E25G12H14D07M01W04 | 32.38 | 0.08 | 0.65 | 9.66 | 42.77 | 0.15556 | 607.0905 | 527.52 | 0.11111 | 0.13857
1571 | 01E25G12H14D07M02W02 | 32.17 | 0.03 | 0.65 | 18.15 | 51 | 0 | 600.9376 | 642.18 | 0.66667 | -0.02719
1572 | 02E02G05H02D02M01W01 | 32.03 | 9.6 | 0.65 | 18.95 | 61.23 | 3.1111 | 1146.4987 | 648.06 | 0 | 0 |  | 2.6901 | 922.2307 | 544.3172 | 1.6822 | 577.7425 | 439.6945
1573 | 02E02G11H02D02M01W01 | 29.94 | 4.28 | 0.65 | 18.95 | 53.82 | 2.3333 | 801.9338 | 622.65 | 0.55417 | 0.12102
1574 | 02E02G11H05D02M01W01 | 29.66 | 3.97 | 0.65 | 18.95 | 53.23 | 2.1778 | 660.4161 | 628.11 | 0.58646 | 0.13065
1575 | 02E02G11H07D02M01W01 | 29.25 | 4.59 | 0.65 | 18.95 | 53.44 | 2.4889 | 820.3926 | 613.62 | 0.52187 | 0.12723
1576 | 02E02G11H07D04M01W01 | 33.08 | 5.46 | 0.65 | 18.95 | 58.14 | 2.9556 | 924.9927 | 659.82 | 0.43125 | 0.050465
1577 | 02E02G11H07D04M01W02 | 33.08 | 5.46 | 0.65 | 17.58 | 56.77 | 2.9556 | 924.9927 | 640.71 | 0.43125 | 0.07284
1578 | 02E02G11H07D05M01W01 | 28.69 | 4.43 | 0.65 | 18.95 | 52.72 | 2.4111 | 803.9848 | 607.11 | 0.53854 | 0.13898
1579 | 02E02G11H07D05M01W02 | 28.69 | 4.43 | 0.65 | 17.58 | 51.35 | 2.4111 | 803.9848 | 588 | 0.53854 | 0.16136 | 1
1580 | 02E02G11H07D05M01W03 | 28.69 | 4.43 | 0.65 | 12.81 | 46.58 | 2.4111 | 803.9848 | 521.64 | 0.53854 | 0.23926 | 1
1581 | 02E02G11H07D06M01W01 | 26.42 | 3.87 | 0.65 | 18.95 | 49.89 | 2.1 | 734.2514 | 579.81 | 0.59688 | 0.1852 | 1
1582 | 02E02G11H07D06M01W02 | 26.42 | 3.87 | 0.65 | 17.58 | 48.52 | 2.1 | 734.2514 | 560.7 | 0.59688 | 0.20758 | 1
1583 | 02E02G11H07D06M01W03 | 26.42 | 3.87 | 0.65 | 12.81 | 43.75 | 2.1 | 734.2514 | 494.34 | 0.59688 | 0.28548 | 1
1584 | 02E02G11H07D07M01W01 | 29.25 | 4.59 | 0.65 | 18.95 | 53.44 | 2.4889 | 820.3926 | 613.62 | 0.52187 | 0.12723
1585 | 02E02G11H07D07M01W02 | 29.25 | 4.59 | 0.65 | 17.58 | 52.07 | 2.4889 | 820.3926 | 594.51 | 0.52187 | 0.1496
1586 | 02E02G11H07D07M01W03 | 29.25 | 4.59 | 0.65 | 12.81 | 47.3 | 2.4889 | 820.3926 | 528.15 | 0.52187 | 0.2275 | 1
1587 | 02E02G11H07D07M01W04 | 29.25 | 4.59 | 0.65 | 9.28 | 43.77 | 2.4889 | 820.3926 | 479.43 | 0.52187 | 0.28515 | 1
1588 | 02E02G11H07D07M02W02 | 29.28 | 3.6 | 0.65 | 17.58 | 51.11 | 2.2556 | 762.9651 | 594.72 | 0.625 | 0.16528 | 1
1589 | 02E02G11H08D02M01W01 | 25.76 | 4.59 | 0.65 | 18.95 | 49.95 | 2.4889 | 820.3926 | 568.05 | 0.52187 | 0.18422 | 1
1590 | 02E02G11H08D05M01W01 | 25.27 | 4.43 | 0.65 | 18.95 | 49.3 | 2.4111 | 803.9848 | 562.17 | 0.53854 | 0.19484 | 1
1591 | 02E02G11H08D05M01W02 | 25.27 | 4.43 | 0.65 | 17.58 | 47.93 | 2.4111 | 803.9848 | 543.06 | 0.53854 | 0.21721 | 1
1592 | 02E02G11H08D05M01W03 | 25.27 | 4.43 | 0.65 | 12.81 | 43.16 | 2.4111 | 803.9848 | 476.7 | 0.53854 | 0.29512 | 1
1593 | 02E02G11H08D06M01W01 | 23.27 | 3.87 | 0.65 | 18.95 | 46.74 | 2.1 | 734.2514 | 538.44 | 0.59688 | 0.23665 | 1
1594 | 02E02G11H08D06M01W02 | 23.27 | 3.87 | 0.65 | 17.58 | 45.37 | 2.1 | 734.2514 | 519.33 | 0.59688 | 0.25902 | 1
1595 | 02E02G11H08D06M01W03 | 23.27 | 3.87 | 0.65 | 12.81 | 40.6 | 2.1 | 734.2514 | 452.97 | 0.59688 | 0.33693 | 1
1596 | 02E02G11H08D07M01W01 | 25.76 | 4.59 | 0.65 | 18.95 | 49.95 | 2.4889 | 820.3926 | 568.05 | 0.52187 | 0.18422 | 1
1597 | 02E02G11H08D07M01W02 | 25.76 | 4.59 | 0.65 | 17.58 | 48.58 | 2.4889 | 820.3926 | 548.94 | 0.52187 | 0.2066 | 1
1598 | 02E02G11H08D07M01W03 | 25.76 | 4.59 | 0.65 | 12.81 | 43.81 | 2.4889 | 820.3926 | 482.58 | 0.52187 | 0.2845 | 1
1599 | 02E02G11H08D07M01W04 | 25.76 | 4.59 | 0.65 | 9.28 | 40.28 | 2.4889 | 820.3926 | 433.86 | 0.52187 | 0.34215 | 1
1600 | 02E02G11H08D07M02W02 | 25.79 | 3.6 | 0.65 | 17.58 | 47.62 | 2.2556 | 762.9651 | 548.94 | 0.625 | 0.22228 | 1
1601 | 02E02G11H09D02M01W01 | 24.79 | 4.59 | 0.65 | 18.95 | 48.98 | 2.4889 | 820.3926 | 555.24 | 0.52187 | 0.20007 | 1
1602 | 02E02G11H09D05M01W01 | 24.32 | 4.43 | 0.65 | 18.95 | 48.35 | 2.4111 | 803.9848 | 549.78 | 0.53854 | 0.21035 | 1
1603 | 02E02G11H09D05M01W02 | 24.32 | 4.43 | 0.65 | 17.58 | 46.98 | 2.4111 | 803.9848 | 530.67 | 0.53854 | 0.23273 | 1
1604 | 02E02G11H09D05M01W03 | 24.32 | 4.43 | 0.65 | 12.81 | 42.21 | 2.4111 | 803.9848 | 464.31 | 0.53854 | 0.31063 | 1
1605 | 02E02G11H09D07M01W01 | 24.79 | 4.59 | 0.65 | 18.95 | 48.98 | 2.4889 | 820.3926 | 555.24 | 0.52187 | 0.20007 | 1
1606 | 02E02G11H09D07M01W02 | 24.79 | 4.59 | 0.65 | 17.58 | 47.61 | 2.4889 | 820.3926 | 536.13 | 0.52187 | 0.22244 | 1
1607 | 02E02G11H09D07M01W03 | 24.79 | 4.59 | 0.65 | 12.81 | 42.84 | 2.4889 | 820.3926 | 469.77 | 0.52187 | 0.30034 | 1
1608 | 02E02G11H09D07M01W04 | 24.79 | 4.59 | 0.65 | 9.28 | 39.31 | 2.4889 | 820.3926 | 421.05 | 0.52187 | 0.35799 | 2
1609 | 02E02G11H09D07M02W02 | 24.82 | 3.6 | 0.65 | 17.58 | 46.65 | 2.2556 | 762.9651 | 536.13 | 0.625 | 0.23812 | 1
1610 | 02E02G11H10D02M01W01 | 29.25 | 4.07 | 0.65 | 18.95 | 52.92 | 2.1 | 791.6789 | 613.62 | 0.57604 | 0.13572
1611 | 02E02G11H10D05M01W01 | 28.69 | 3.93 | 0.65 | 18.95 | 52.22 | 2.1 | 775.271 | 607.11 | 0.59062 | 0.14715
1612 | 02E02G11H10D05M01W02 | 28.69 | 3.93 | 0.65 | 17.58 | 50.85 | 2.1 | 775.271 | 588 | 0.59062 | 0.16952 | 1
1613 | 02E02G11H10D05M01W03 | 28.69 | 3.93 | 0.65 | 12.81 | 46.08 | 2.1 | 775.271 | 521.64 | 0.59062 | 0.24743 | 1
1614 | 02E02G11H10D07M01W01 | 29.25 | 4.07 | 0.65 | 18.95 | 52.92 | 2.1 | 791.6789 | 613.62 | 0.57604 | 0.13572
1615 | 02E02G11H10D07M01W02 | 29.25 | 4.07 | 0.65 | 17.58 | 51.55 | 2.1 | 791.6789 | 594.51 | 0.57604 | 0.15809 | 1
1616 | 02E02G11H10D07M01W03 | 29.25 | 4.07 | 0.65 | 12.81 | 46.78 | 2.1 | 791.6789 | 528.15 | 0.57604 | 0.236 | 1
1617 | 02E02G11H10D07M01W04 | 29.25 | 4.07 | 0.65 | 9.28 | 43.25 | 2.1 | 791.6789 | 479.43 | 0.57604 | 0.29365 | 1
1618 | 02E02G11H10D07M02W02 | 29.28 | 3.19 | 0.65 | 17.58 | 50.7 | 1.9444 | 740.4043 | 594.72 | 0.66771 | 0.17197 | 1
1619 | 02E02G11H11D02M01W01 | 29.25 | 3.89 | 0.65 | 18.95 | 52.74 | 2.0222 | 783.4749 | 613.62 | 0.59479 | 0.13866
1620 | 02E02G11H11D05M01W01 | 28.69 | 3.76 | 0.65 | 18.95 | 52.05 | 1.9444 | 767.0671 | 607.11 | 0.60833 | 0.14993
1621 | 02E02G11H11D05M01W02 | 28.69 | 3.76 | 0.65 | 17.58 | 50.68 | 1.9444 | 767.0671 | 588 | 0.60833 | 0.1723 | 1
1622 | 02E02G11H11D05M01W03 | 28.69 | 3.76 | 0.65 | 12.81 | 45.91 | 1.9444 | 767.0671 | 521.64 | 0.60833 | 0.2502 | 1
1623 | 02E02G11H11D06M01W01 | 26.42 | 3.28 | 0.65 | 18.95 | 49.3 | 1.6333 | 703.4867 | 579.81 | 0.65833 | 0.19484 | 1
1624 | 02E02G11H11D06M01W02 | 26.42 | 3.28 | 0.65 | 17.58 | 47.93 | 1.6333 | 703.4867 | 560.7 | 0.65833 | 0.21721 | 1
1625 | 02E02G11H11D06M01W03 | 26.42 | 3.28 | 0.65 | 12.81 | 43.16 | 1.6333 | 703.4867 | 494.34 | 0.65833 | 0.29512 | 1
1626 | 02E02G11H11D07M01W01 | 29.25 | 3.89 | 0.65 | 18.95 | 52.74 | 2.0222 | 783.4749 | 613.62 | 0.59479 | 0.13866
1627 | 02E02G11H11D07M01W02 | 29.25 | 3.89 | 0.65 | 17.58 | 51.37 | 2.0222 | 783.4749 | 594.51 | 0.59479 | 0.16103 | 1
1628 | 02E02G11H11D07M01W03 | 29.25 | 3.89 | 0.65 | 12.81 | 46.6 | 2.0222 | 783.4749 | 528.15 | 0.59479 | 0.23894 | 1
1629 | 02E02G11H11D07M01W04 | 29.25 | 3.89 | 0.65 | 9.28 | 43.07 | 2.0222 | 783.4749 | 479.43 | 0.59479 | 0.29659 | 1
1630 | 02E02G11H11D07M02W02 | 29.28 | 3.05 | 0.65 | 17.58 | 50.56 | 1.7889 | 732.2004 | 594.72 | 0.68229 | 0.17426 | 1
1631 | 02E02G11H12D02M01W01 | 25.42 | 3.24 | 0.65 | 18.95 | 48.26 | 1.6333 | 621.4474 | 572.46 | 0.6625 | 0.21182 | 1
1632 | 02E02G11H12D05M01W01 | 24.94 | 3.13 | 0.65 | 18.95 | 47.67 | 1.6333 | 609.1415 | 566.58 | 0.67396 | 0.22146 | 1
1633 | 02E02G11H12D05M01W02 | 24.94 | 3.13 | 0.65 | 17.58 | 46.3 | 1.6333 | 609.1415 | 547.47 | 0.67396 | 0.24383 | 1
1634 | 02E02G11H12D05M01W03 | 24.94 | 3.13 | 0.65 | 12.81 | 41.53 | 1.6333 | 609.1415 | 481.11 | 0.67396 | 0.32174 | 1
1635 | 02E02G11H12D07M01W01 | 25.42 | 3.24 | 0.65 | 18.95 | 48.26 | 1.6333 | 621.4474 | 572.46 | 0.6625 | 0.21182 | 1
1636 | 02E02G11H12D07M01W02 | 25.42 | 3.24 | 0.65 | 17.58 | 46.89 | 1.6333 | 621.4474 | 553.35 | 0.6625 | 0.2342 | 1
1637 | 02E02G11H12D07M01W03 | 25.42 | 3.24 | 0.65 | 12.81 | 42.12 | 1.6333 | 621.4474 | 486.99 | 0.6625 | 0.3121 | 1
1638 | 02E02G11H12D07M01W04 | 25.42 | 3.24 | 0.65 | 9.28 | 38.59 | 1.6333 | 621.4474 | 438.27 | 0.6625 | 0.36975 | 2
1639 | 02E02G11H12D07M02W02 | 25.44 | 2.54 | 0.65 | 17.58 | 46.21 | 1.5556 | 578.3768 | 553.35 | 0.73542 | 0.2453 | 1
1640 | 02E02G11H13D02M01W01 | 25.42 | 3.06 | 0.65 | 18.95 | 48.08 | 1.6333 | 607.0905 | 572.46 | 0.68125 | 0.21476 | 1
1641 | 02E02G11H13D05M01W01 | 24.94 | 2.95 | 0.65 | 18.95 | 47.49 | 1.5556 | 594.7846 | 566.58 | 0.69271 | 0.2244 | 1
1642 | 02E02G11H13D05M01W02 | 24.94 | 2.95 | 0.65 | 17.58 | 46.12 | 1.5556 | 594.7846 | 547.47 | 0.69271 | 0.24677 | 1
1643 | 02E02G11H13D05M01W03 | 24.94 | 2.95 | 0.65 | 12.81 | 41.35 | 1.5556 | 594.7846 | 481.11 | 0.69271 | 0.32468 | 1
1644 | 02E02G11H13D07M01W01 | 25.42 | 3.06 | 0.65 | 18.95 | 48.08 | 1.6333 | 607.0905 | 572.46 | 0.68125 | 0.21476 | 1
1645 | 02E02G11H13D07M01W02 | 25.42 | 3.06 | 0.65 | 17.58 | 46.71 | 1.6333 | 607.0905 | 553.35 | 0.68125 | 0.23714 | 1
1646 | 02E02G11H13D07M01W03 | 25.42 | 3.06 | 0.65 | 12.81 | 41.94 | 1.6333 | 607.0905 | 486.99 | 0.68125 | 0.31504 | 1
1647 | 02E02G11H13D07M01W04 | 25.42 | 3.06 | 0.65 | 9.28 | 38.41 | 1.6333 | 607.0905 | 438.27 | 0.68125 | 0.37269 | 2
1648 | 02E02G11H13D07M02W02 | 25.44 | 2.4 | 0.65 | 17.58 | 46.07 | 1.4778 | 568.1219 | 553.35 | 0.75 | 0.24759 | 1
1649 | 02E02G11H14D02M01W01 | 29.25 | 3.67 | 0.65 | 18.95 | 52.52 | 1.9444 | 767.0671 | 613.62 | 0.61771 | 0.14225
1650 | 02E02G11H14D05M01W01 | 28.69 | 3.55 | 0.65 | 18.95 | 51.84 | 1.8667 | 752.7102 | 607.11 | 0.63021 | 0.15336 | 1
1651 | 02E02G11H14D05M01W02 | 28.69 | 3.55 | 0.65 | 17.58 | 50.47 | 1.8667 | 752.7102 | 588 | 0.63021 | 0.17573 | 1
1652 | 02E02G11H14D05M01W03 | 28.69 | 3.55 | 0.65 | 12.81 | 45.7 | 1.8667 | 752.7102 | 521.64 | 0.63021 | 0.25363 | 1
1653 | 02E02G11H14D07M01W01 | 29.25 | 3.67 | 0.65 | 18.95 | 52.52 | 1.9444 | 767.0671 | 613.62 | 0.61771 | 0.14225
1654 | 02E02G11H14D07M01W02 | 29.25 | 3.67 | 0.65 | 17.58 | 51.15 | 1.9444 | 767.0671 | 594.51 | 0.61771 | 0.16463 | 1
1655 | 02E02G11H14D07M01W03 | 29.25 | 3.67 | 0.65 | 12.81 | 46.38 | 1.9444 | 767.0671 | 528.15 | 0.61771 | 0.24253 | 1
1656 | 02E02G11H14D07M01W04 | 29.25 | 3.67 | 0.65 | 9.28 | 42.85 | 1.9444 | 767.0671 | 479.43 | 0.61771 | 0.30018 | 1
1657 | 02E02G11H14D07M02W02 | 29.28 | 2.88 | 0.65 | 17.58 | 50.39 | 1.7889 | 719.8945 | 594.72 | 0.7 | 0.17704 | 1
1658 | 02E17G10H07D04M01W02 | 29.32 | 12.53 | 0.65 | 17.58 | 60.08 | 4.0444 | 1292.1184 | 595.14 | -0.30521 | 0.018782
1659 | 02E17G10H07D05M01W02 | 25.34 | 9.85 | 0.65 | 17.58 | 53.42 | 3.3444 | 1078.8163 | 547.47 | -0.026042 | 0.12755
1660 | 02E17G10H07D05M01W03 | 25.34 | 9.85 | 0.65 | 12.81 | 48.65 | 3.3444 | 1078.8163 | 481.11 | -0.026042 | 0.20545 | 1
1661 | 02E17G10H07D06M01W02 | 23.18 | 8.35 | 0.65 | 17.58 | 49.76 | 2.8778 | 959.8594 | 521.64 | 0.13021 | 0.18733 | 1
1662 | 02E17G10H07D06M01W03 | 23.18 | 8.35 | 0.65 | 12.81 | 44.99 | 2.8778 | 959.8594 | 455.28 | 0.13021 | 0.26523 | 1
1663 | 02E17G10H07D07M01W02 | 25.88 | 10.28 | 0.65 | 17.58 | 54.39 | 3.4222 | 1111.632 | 553.98 | -0.070833 | 0.11171
1664 | 02E17G10H07D07M01W03 | 25.88 | 10.28 | 0.65 | 12.81 | 49.62 | 3.4222 | 1111.632 | 487.62 | -0.070833 | 0.18961 | 1
1665 | 02E17G10H07D07M01W04 | 25.88 | 10.28 | 0.65 | 9.28 | 46.09 | 3.4222 | 1111.632 | 438.9 | -0.070833 | 0.24726 | 1
1666 | 02E17G10H07D07M02W02 | 25.79 | 8.59 | 0.65 | 17.58 | 52.61 | 3.3444 | 1002.93 | 552.51 | 0.10521 | 0.14078
1667 | 02E17G10H08D05M01W02 | 22.31 | 9.85 | 0.65 | 17.58 | 50.39 | 3.3444 | 1078.8163 | 507.78 | -0.026042 | 0.17704 | 1
1668 | 02E17G10H08D05M01W03 | 22.31 | 9.85 | 0.65 | 12.81 | 45.62 | 3.3444 | 1078.8163 | 441.42 | -0.026042 | 0.25494 | 1
1669 | 02E17G10H08D06M01W02 | 20.42 | 8.35 | 0.65 | 17.58 | 47 | 2.8778 | 959.8594 | 485.31 | 0.13021 | 0.2324 | 1
1670 | 02E17G10H08D06M01W03 | 20.42 | 8.35 | 0.65 | 12.81 | 42.23 | 2.8778 | 959.8594 | 418.95 | 0.13021 | 0.31031 | 1
1671 | 02E17G10H08D07M01W02 | 22.79 | 10.28 | 0.65 | 17.58 | 51.3 | 3.4222 | 1111.632 | 513.45 | -0.070833 | 0.16218 | 1
1672 | 02E17G10H08D07M01W03 | 22.79 | 10.28 | 0.65 | 12.81 | 46.53 | 3.4222 | 1111.632 | 447.09 | -0.070833 | 0.24008 | 1
1673 | 02E17G10H08D07M01W04 | 22.79 | 10.28 | 0.65 | 9.28 | 43 | 3.4222 | 1111.632 | 398.37 | -0.070833 | 0.29773 | 1
1674 | 02E17G10H08D07M02W02 | 22.72 | 8.59 | 0.65 | 17.58 | 49.54 | 3.3444 | 1002.93 | 512.19 | 0.10521 | 0.19092 | 1
1675 | 02E17G10H09D05M01W02 | 21.47 | 9.85 | 0.65 | 17.58 | 49.55 | 3.3444 | 1078.8163 | 496.86 | -0.026042 | 0.19076 | 1
1676 | 02E17G10H09D05M01W03 | 21.47 | 9.85 | 0.65 | 12.81 | 44.78 | 3.3444 | 1078.8163 | 430.5 | -0.026042 | 0.26866 | 1
1677 | 02E17G10H09D07M01W02 | 21.94 | 10.28 | 0.65 | 17.58 | 50.45 | 3.4222 | 1111.632 | 502.32 | -0.070833 | 0.17606 | 1
1678 | 02E17G10H09D07M01W03 | 21.94 | 10.28 | 0.65 | 12.81 | 45.68 | 3.4222 | 1111.632 | 435.96 | -0.070833 | 0.25396 | 1
1679 | 02E17G10H09D07M01W04 | 21.94 | 10.28 | 0.65 | 9.28 | 42.15 | 3.4222 | 1111.632 | 387.24 | -0.070833 | 0.31161 | 1
1680 | 02E17G10H09D07M02W02 | 21.87 | 8.59 | 0.65 | 17.58 | 48.69 | 3.3444 | 1002.93 | 501.06 | 0.10521 | 0.2048 | 1
1681 | 02E17G10H10D05M01W02 | 25.34 | 8.74 | 0.65 | 17.58 | 52.31 | 2.8778 | 1017.2868 | 547.47 | 0.089583 | 0.14568
1682 | 02E17G10H10D05M01W03 | 25.34 | 8.74 | 0.65 | 12.81 | 47.54 | 2.8778 | 1017.2868 | 481.11 | 0.089583 | 0.22358 | 1
1683 | 02E17G10H10D07M01W02 | 25.88 | 9.13 | 0.65 | 17.58 | 53.24 | 2.9556 | 1048.0516 | 553.98 | 0.048958 | 0.13049
1684 | 02E17G10H10D07M01W03 | 25.88 | 9.13 | 0.65 | 12.81 | 48.47 | 2.9556 | 1048.0516 | 487.62 | 0.048958 | 0.20839 | 1
1685 | 02E17G10H10D07M01W04 | 25.88 | 9.13 | 0.65 | 9.28 | 44.94 | 2.9556 | 1048.0516 | 438.9 | 0.048958 | 0.26605 | 1
1686 | 02E17G10H10D07M02W02 | 25.79 | 7.62 | 0.65 | 17.58 | 51.64 | 2.8778 | 949.6045 | 552.51 | 0.20625 | 0.15662 | 1
1687 | 02E17G10H11D05M01W02 | 25.34 | 8.35 | 0.65 | 17.58 | 51.92 | 2.6444 | 998.828 | 547.47 | 0.13021 | 0.15205 | 1
1688 | 02E17G10H11D05M01W03 | 25.34 | 8.35 | 0.65 | 12.81 | 47.15 | 2.6444 | 998.828 | 481.11 | 0.13021 | 0.22995 | 1
1689 | 02E17G10H11D06M01W02 | 23.18 | 7.1 | 0.65 | 17.58 | 48.51 | 2.3333 | 892.177 | 521.64 | 0.26042 | 0.20774 | 1
1690 | 02E17G10H11D06M01W03 | 23.18 | 7.1 | 0.65 | 12.81 | 43.74 | 2.3333 | 892.177 | 455.28 | 0.26042 | 0.28564 | 1
1691 | 02E17G10H11D07M01W02 | 25.88 | 8.72 | 0.65 | 17.58 | 52.83 | 2.8 | 1027.5418 | 553.98 | 0.091667 | 0.13719
1692 | 02E17G10H11D07M01W03 | 25.88 | 8.72 | 0.65 | 12.81 | 48.06 | 2.8 | 1027.5418 | 487.62 | 0.091667 | 0.21509 | 1
1693 | 02E17G10H11D07M01W04 | 25.88 | 8.72 | 0.65 | 9.28 | 44.53 | 2.8 | 1027.5418 | 438.9 | 0.091667 | 0.27274 | 1
1694 | 02E17G10H11D07M02W02 | 25.79 | 7.28 | 0.65 | 17.58 | 51.3 | 2.7222 | 933.1966 | 552.51 | 0.24167 | 0.16218 | 1
1695 | 02E17G10H12D05M01W02 | 22.02 | 6.97 | 0.65 | 17.58 | 47.22 | 2.2556 | 808.0867 | 511.77 | 0.27396 | 0.22881 | 1
1696 | 02E17G10H12D05M01W03 | 22.02 | 6.97 | 0.65 | 12.81 | 42.45 | 2.2556 | 808.0867 | 445.41 | 0.27396 | 0.30671 | 1
1697 | 02E17G10H12D07M01W02 | 22.49 | 7.27 | 0.65 | 17.58 | 47.99 | 2.3333 | 830.6475 | 517.44 | 0.24271 | 0.21623 | 1
1698 | 02E17G10H12D07M01W03 | 22.49 | 7.27 | 0.65 | 12.81 | 43.22 | 2.3333 | 830.6475 | 451.08 | 0.24271 | 0.29414 | 1
1699 | 02E17G10H12D07M01W04 | 22.49 | 7.27 | 0.65 | 9.28 | 39.69 | 2.3333 | 830.6475 | 402.36 | 0.24271 | 0.35179 | 1
1700 | 02E17G10H12D07M02W02 | 22.42 | 6.07 | 0.65 | 17.58 | 46.72 | 2.2556 | 752.7102 | 516.39 | 0.36771 | 0.23698 | 1
1701 | 02E17G10H13D05M01W02 | 22.02 | 6.56 | 0.65 | 17.58 | 46.81 | 2.1778 | 775.271 | 511.77 | 0.31667 | 0.23551 | 1
1702 | 02E17G10H13D05M01W03 | 22.02 | 6.56 | 0.65 | 12.81 | 42.04 | 2.1778 | 775.271 | 445.41 | 0.31667 | 0.31341 | 1
1703 | 02E17G10H13D07M01W02 | 22.49 | 6.85 | 0.65 | 17.58 | 47.57 | 2.2556 | 797.8318 | 517.44 | 0.28646 | 0.22309 | 1
1704 | 02E17G10H13D07M01W03 | 22.49 | 6.85 | 0.65 | 12.81 | 42.8 | 2.2556 | 797.8318 | 451.08 | 0.28646 | 0.301 | 1
1705 | 02E17G10H13D07M01W04 | 22.49 | 6.85 | 0.65 | 9.28 | 39.27 | 2.2556 | 797.8318 | 402.36 | 0.28646 | 0.35865 | 1
1706 | 02E17G10H13D07M02W02 | 22.42 | 5.73 | 0.65 | 17.58 | 46.38 | 2.1778 | 726.0475 | 516.39 | 0.40313 | 0.24253 | 1
1707 | 02E17G10H14D05M01W02 | 25.34 | 7.88 | 0.65 | 17.58 | 51.45 | 2.6444 | 961.9103 | 547.47 | 0.17917 | 0.15973 | 1
1708 | 02E17G10H14D05M01W03 | 25.34 | 7.88 | 0.65 | 12.81 | 46.68 | 2.6444 | 961.9103 | 481.11 | 0.17917 | 0.23763 | 1
1709 | 02E17G10H14D07M01W02 | 25.88 | 8.23 | 0.65 | 17.58 | 52.34 | 2.7222 | 990.6241 | 553.98 | 0.14271 | 0.14519
1710 | 02E17G10H14D07M01W03 | 25.88 | 8.23 | 0.65 | 12.81 | 47.57 | 2.7222 | 990.6241 | 487.62 | 0.14271 | 0.22309 | 1
1711 | 02E17G10H14D07M01W04 | 25.88 | 8.23 | 0.65 | 9.28 | 44.04 | 2.7222 | 990.6241 | 438.9 | 0.14271 | 0.28074 | 1
1712 | 02E17G10H14D07M02W02 | 25.79 | 6.87 | 0.65 | 17.58 | 50.89 | 2.6444 | 902.4319 | 552.51 | 0.28437 | 0.16887 | 1
1713 | 02E17G11H07D04M01W02 | 30.98 | 9.23 | 0.65 | 17.58 | 58.44 | 3.6556 | 1119.8359 | 615.3 | 0.038542 | 0.045566
1714 | 02E17G11H07D05M01W02 | 26.85 | 7.2 | 0.65 | 17.58 | 52.28 | 2.9556 | 941.4005 | 565.74 | 0.25 | 0.14617
1715 | 02E17G11H07D05M01W03 | 26.85 | 7.2 | 0.65 | 12.81 | 47.51 | 2.9556 | 941.4005 | 499.38 | 0.25 | 0.22407 | 1
1716 | 02E17G11H07D06M01W02 | 24.58 | 6.04 | 0.65 | 17.58 | 48.85 | 2.4889 | 840.9024 | 538.44 | 0.37083 | 0.20219 | 1
1717 | 02E17G11H07D06M01W03 | 24.58 | 6.04 | 0.65 | 12.81 | 44.08 | 2.4889 | 840.9024 | 472.08 | 0.37083 | 0.28009 | 1
1718 | 02E17G11H07D07M01W02 | 27.42 | 7.54 | 0.65 | 17.58 | 53.19 | 3.1111 | 968.0633 | 572.46 | 0.21458 | 0.13131
1719 | 02E17G11H07D07M01W03 | 27.42 | 7.54 | 0.65 | 12.81 | 48.42 | 3.1111 | 968.0633 | 506.1 | 0.21458 | 0.20921 | 1
1720 | 02E17G11H07D07M01W04 | 27.42 | 7.54 | 0.65 | 9.28 | 44.89 | 3.1111 | 968.0633 | 457.38 | 0.21458 | 0.26686 | 1
1721 | 02E17G11H07D07M02W02 | 27.39 | 6.05 | 0.65 | 17.58 | 51.67 | 2.9556 | 877.8201 | 571.83 | 0.36979 | 0.15613 | 1
1722 | 02E17G11H08D05M01W02 | 23.65 | 7.2 | 0.65 | 17.58 | 49.08 | 2.9556 | 941.4005 | 523.74 | 0.25 | 0.19843 | 1
1723 | 02E17G11H08D05M01W03 | 23.65 | 7.2 | 0.65 | 12.81 | 44.31 | 2.9556 | 941.4005 | 457.38 | 0.25 | 0.27634 | 1
1724 | 02E17G11H08D06M01W02 | 21.65 | 6.04 | 0.65 | 17.58 | 45.92 | 2.4889 | 840.9024 | 500.01 | 0.37083 | 0.25004 | 1
1725 | 02E17G11H08D06M01W03 | 21.65 | 6.04 | 0.65 | 12.81 | 41.15 | 2.4889 | 840.9024 | 433.65 | 0.37083 | 0.32794 | 1
1726 | 02E17G11H08D07M01W02 | 24.15 | 7.54 | 0.65 | 17.58 | 49.92 | 3.1111 | 968.0633 | 529.62 | 0.21458 | 0.18471 | 1
1727 | 02E17G11H08D07M01W03 | 24.15 | 7.54 | 0.65 | 12.81 | 45.15 | 3.1111 | 968.0633 | 463.26 | 0.21458 | 0.26262 | 1
1728 | 02E17G11H08D07M01W04 | 24.15 | 7.54 | 0.65 | 9.28 | 41.62 | 3.1111 | 968.0633 | 414.54 | 0.21458 | 0.32027 | 1
1729 | 02E17G11H08D07M02W02 | 24.13 | 6.05 | 0.65 | 17.58 | 48.41 | 2.9556 | 877.8201 | 528.99 | 0.36979 | 0.20937 | 1
1730 | 02E17G11H09D05M01W02 | 22.76 | 7.2 | 0.65 | 17.58 | 48.19 | 2.9556 | 941.4005 | 511.98 | 0.25 | 0.21297 | 1
1731 | 02E17G11H09D05M01W03 | 22.76 | 7.2 | 0.65 | 12.81 | 43.42 | 2.9556 | 941.4005 | 445.62 | 0.25 | 0.29087 | 1
1732 | 02E17G11H09D07M01W02 | 23.24 | 7.54 | 0.65 | 17.58 | 49.01 | 3.1111 | 968.0633 | 517.65 | 0.21458 | 0.19958 | 1
1733 | 02E17G11H09D07M01W03 | 23.24 | 7.54 | 0.65 | 12.81 | 44.24 | 3.1111 | 968.0633 | 451.29 | 0.21458 | 0.27748 | 1
1734 | 02E17G11H09D07M01W04 | 23.24 | 7.54 | 0.65 | 9.28 | 40.71 | 3.1111 | 968.0633 | 402.57 | 0.21458 | 0.33513 | 1
1735 | 02E17G11H09D07M02W02 | 23.22 | 6.05 | 0.65 | 17.58 | 47.5 | 2.9556 | 877.8201 | 517.23 | 0.36979 | 0.22424 | 1
1736 | 02E17G11H10D05M01W02 | 26.85 | 6.39 | 0.65 | 17.58 | 51.47 | 2.5667 | 896.2789 | 565.74 | 0.33437 | 0.1594 | 1
1737 | 02E17G11H10D05M01W03 | 26.85 | 6.39 | 0.65 | 12.81 | 46.7 | 2.5667 | 896.2789 | 499.38 | 0.33437 | 0.2373 | 1
1738 | 02E17G11H10D07M01W02 | 27.42 | 6.69 | 0.65 | 17.58 | 52.34 | 2.7222 | 922.9417 | 572.46 | 0.30312 | 0.14519
1739 | 02E17G11H10D07M01W03 | 27.42 | 6.69 | 0.65 | 12.81 | 47.57 | 2.7222 | 922.9417 | 506.1 | 0.30312 | 0.22309 | 1
1740 | 02E17G11H10D07M01W04 | 27.42 | 6.69 | 0.65 | 9.28 | 44.04 | 2.7222 | 922.9417 | 457.38 | 0.30312 | 0.28074 | 1
1741 | 02E17G11H10D07M02W02 | 27.39 | 5.37 | 0.65 | 17.58 | 50.99 | 2.5667 | 838.8515 | 571.83 | 0.44062 | 0.16724 | 1
1742 | 02E17G11H11D05M01W02 | 26.85 | 6.1 | 0.65 | 17.58 | 51.18 | 2.4111 | 881.9221 | 565.74 | 0.36458 | 0.16414 | 1
1743 | 02E17G11H11D05M01W03 | 26.85 | 6.1 | 0.65 | 12.81 | 46.41 | 2.4111 | 881.9221 | 499.38 | 0.36458 | 0.24204 | 1
1744 | 02E17G11H11D06M01W02 | 24.58 | 5.12 | 0.65 | 17.58 | 47.93 | 2.0222 | 791.6789 | 538.44 | 0.46667 | 0.21721 | 1
1745 | 02E17G11H11D06M01W03 | 24.58 | 5.12 | 0.65 | 12.81 | 43.16 | 2.0222 | 791.6789 | 472.08 | 0.46667 | 0.29512 | 1
1746 | 02E17G11H11D07M01W02 | 27.42 | 6.39 | 0.65 | 17.58 | 52.04 | 2.4889 | 908.5848 | 572.46 | 0.33437 | 0.15009 | 1
1747 | 02E17G11H11D07M01W03 | 27.42 | 6.39 | 0.65 | 12.81 | 47.27 | 2.4889 | 908.5848 | 506.1 | 0.33437 | 0.22799 | 1
1748 | 02E17G11H11D07M01W04 | 27.42 | 6.39 | 0.65 | 9.28 | 43.74 | 2.4889 | 908.5848 | 457.38 | 0.33437 | 0.28564 | 1
1749 | 02E17G11H11D07M02W02 | 27.39 | 5.13 | 0.65 | 17.58 | 50.75 | 2.4111 | 826.5456 | 571.83 | 0.46563 | 0.17116 | 1
1750 | 02E17G11H12D05M01W02 | 23.34 | 5.09 | 0.65 | 17.58 | 46.66 | 2.0222 | 705.5377 | 527.94 | 0.46979 | 0.23796 | 1
1751 | 02E17G11H12D05M01W03 | 23.34 | 5.09 | 0.65 | 12.81 | 41.89 | 2.0222 | 705.5377 | 461.58 | 0.46979 | 0.31586 | 1
1752 | 02E17G11H12D07M01W02 | 23.83 | 5.33 | 0.65 | 17.58 | 47.39 | 2.1 | 728.0984 | 533.82 | 0.44479 | 0.22603 | 1
1753 | 02E17G11H12D07M01W03 | 23.83 | 5.33 | 0.65 | 12.81 | 42.62 | 2.1 | 728.0984 | 467.46 | 0.44479 | 0.30394 | 1
1754 | 02E17G11H12D07M01W04 | 23.83 | 5.33 | 0.65 | 9.28 | 39.09 | 2.1 | 728.0984 | 418.74 | 0.44479 | 0.36159 | 2
1755 | 02E17G11H12D07M02W02 | 23.8 | 4.28 | 0.65 | 17.58 | 46.31 | 2.0222 | 660.4161 | 533.4 | 0.55417 | 0.24367 | 1
1756 | 02E17G11H13D05M01W02 | 23.34 | 4.8 | 0.65 | 17.58 | 46.37 | 1.9444 | 682.9769 | 527.94 | 0.5 | 0.24269 | 1
1757 | 02E17G11H13D05M01W03 | 23.34 | 4.8 | 0.65 | 12.81 | 41.6 | 1.9444 | 682.9769 | 461.58 | 0.5 | 0.32059 | 1
1758 | 02E17G11H13D07M01W02 | 23.83 | 5.02 | 0.65 | 17.58 | 47.08 | 2.0222 | 705.5377 | 533.82 | 0.47708 | 0.2311 | 1
1759 | 02E17G11H13D07M01W03 | 23.83 | 5.02 | 0.65 | 12.81 | 42.31 | 2.0222 | 705.5377 | 467.46 | 0.47708 | 0.309 | 1
1760 | 02E17G11H13D07M01W04 | 23.83 | 5.02 | 0.65 | 9.28 | 38.78 | 2.0222 | 705.5377 | 418.74 | 0.47708 | 0.36665 | 2
1761 | 02E17G11H13D07M02W02 | 23.8 | 4.04 | 0.65 | 17.58 | 46.07 | 1.9444 | 644.0082 | 533.4 | 0.57917 | 0.24759 | 1
1762 | 02E17G11H14D05M01W02 | 26.85 | 5.76 | 0.65 | 17.58 | 50.84 | 2.3333 | 857.3103 | 565.74 | 0.4 | 0.16969 | 1
1763 | 02E17G11H14D05M01W03 | 26.85 | 5.76 | 0.65 | 12.81 | 46.07 | 2.3333 | 857.3103 | 499.38 | 0.4 | 0.24759 | 1
1764 | 02E17G11H14D07M01W02 | 27.42 | 6.03 | 0.65 | 17.58 | 51.68 | 2.4889 | 879.8711 | 572.46 | 0.37188 | 0.15597 | 1
1765 | 02E17G11H14D07M01W03 | 27.42 | 6.03 | 0.65 | 12.81 | 46.91 | 2.4889 | 879.8711 | 506.1 | 0.37188 | 0.23387 | 1
1766 | 02E17G11H14D07M01W04 | 27.42 | 6.03 | 0.65 | 9.28 | 43.38 | 2.4889 | 879.8711 | 457.38 | 0.37188 | 0.29152 | 1
1767 | 02E17G11H14D07M02W02 | 27.39 | 4.84 | 0.65 | 17.58 | 50.46 | 2.3333 | 806.0357 | 571.83 | 0.49583 | 0.17589 | 1
1768 | 02E17G12H07D04M01W02 | 26.25 | 31.09 | 0.65 | 17.58 | 75.57 | 5.3667 | 2459.1269 | 558.18 | -2.2385 | -0.2342
1769 | 02E17G12H07D05M01W02 | 22.59 | 24.99 | 0.65 | 17.58 | 65.81 | 4.4333 | 2032.5227 | 514.29 | -1.6031 | -0.0748
1770 | 02E17G12H07D05M01W03 | 22.59 | 24.99 | 0.65 | 12.81 | 61.04 | 4.4333 | 2032.5227 | 447.93 | -1.6031 | 0.0031031
1771 | 02E17G12H07D06M01W02 | 20.76 | 22.1 | 0.65 | 17.58 | 61.09 | 3.9667 | 1829.4755 | 492.45 | -1.3021 | 0.0022865
1772 | 02E17G12H07D06M01W03 | 20.76 | 22.1 | 0.65 | 12.81 | 56.32 | 3.9667 | 1829.4755 | 426.09 | -1.3021 | 0.080189
1773 | 02E17G12H07D07M01W02 | 23.05 | 25.8 | 0.65 | 17.58 | 67.08 | 4.5889 | 2089.9502 | 519.75 | -1.6875 | -0.095541
1774 | 02E17G12H07D07M01W03 | 23.05 | 25.8 | 0.65 | 12.81 | 62.31 | 4.5889 | 2089.9502 | 453.39 | -1.6875 | -0.017638
1775 | 02E17G12H07D07M01W04 | 23.05 | 25.8 | 0.65 | 9.28 | 58.78 | 4.5889 | 2089.9502 | 404.67 | -1.6875 | 0.040013
1776 | 02E17G12H07D07M02W02 | 22.61 | 22.99 | 0.65 | 17.58 | 63.83 | 4.5111 | 1874.5971 | 514.08 | -1.3948 | -0.042463
1777 | 02E17G12H08D05M01W02 | 19.89 | 24.99 | 0.65 | 17.58 | 63.11 | 4.4333 | 2032.5227 | 479.01 | -1.6031 | -0.030704
1778 | 02E17G12H08D05M01W03 | 19.89 | 24.99 | 0.65 | 12.81 | 58.34 | 4.4333 | 2032.5227 | 412.65 | -1.6031 | 0.047199
1779 | 02E17G12H08D06M01W02 | 18.28 | 22.1 | 0.65 | 17.58 | 58.61 | 3.9667 | 1829.4755 | 459.9 | -1.3021 | 0.042789
1780 | 02E17G12H08D06M01W03 | 18.28 | 22.1 | 0.65 | 12.81 | 53.84 | 3.9667 | 1829.4755 | 393.54 | -1.3021 | 0.12069
1781 | 02E17G12H08D07M01W02 | 20.3 | 25.8 | 0.65 | 17.58 | 64.33 | 4.5889 | 2089.9502 | 483.84 | -1.6875 | -0.050629
1782 | 02E17G12H08D07M01W03 | 20.3 | 25.8 | 0.65 | 12.81 | 59.56 | 4.5889 | 2089.9502 | 417.48 | -1.6875 | 0.027274
1783 | 02E17G12H08D07M01W04 | 20.3 | 25.8 | 0.65 | 9.28 | 56.03 | 4.5889 | 2089.9502 | 368.76 | -1.6875 | 0.084926
1784 | 02E17G12H08D07M02W02 | 19.91 | 22.99 | 0.65 | 17.58 | 61.13 | 4.5111 | 1874.5971 | 478.8 | -1.3948 | 0.0016332
1785 | 02E17G12H09D05M01W02 | 19.15 | 24.99 | 0.65 | 17.58 | 62.37 | 4.4333 | 2032.5227 | 469.14 | -1.6031 | -0.018618
1786 | 02E17G12H09D05M01W03 | 19.15 | 24.99 | 0.65 | 12.81 | 57.6 | 4.4333 | 2032.5227 | 402.78 | -1.6031 | 0.059285
1787 | 02E17G12H09D07M01W02 | 19.54 | 25.8 | 0.65 | 17.58 | 63.57 | 4.5889 | 2089.9502 | 473.76 | -1.6875 | -0.038217
1788 | 02E17G12H09D07M01W03 | 19.54 | 25.8 | 0.65 | 12.81 | 58.8 | 4.5889 | 2089.9502 | 407.4 | -1.6875 | 0.039686
1789 | 02E17G12H09D07M01W04 | 19.54 | 25.8 | 0.65 | 9.28 | 55.27 | 4.5889 | 2089.9502 | 358.68 | -1.6875 | 0.097338
1790 | 02E17G12H09D07M02W02 | 19.16 | 22.99 | 0.65 | 17.58 | 60.38 | 4.5111 | 1874.5971 | 469.14 | -1.3948 | 0.013882
1791 | 02E17G12H10D05M01W02 | 22.59 | 22.25 | 0.65 | 17.58 | 63.07 | 3.8889 | 1876.6481 | 514.29 | -1.3177 | -0.030051
1792 | 02E17G12H10D05M01W03 | 22.59 | 22.25 | 0.65 | 12.81 | 58.3 | 3.8889 | 1876.6481 | 447.93 | -1.3177 | 0.047852
1793 | 02E17G12H10D07M01W02 | 23.05 | 22.97 | 0.65 | 17.58 | 64.25 | 3.9667 | 1925.8717 | 519.75 | -1.3927 | -0.049322
1794 | 02E17G12H10D07M01W03 | 23.05 | 22.97 | 0.65 | 12.81 | 59.48 | 3.9667 | 1925.8717 | 453.39 | -1.3927 | 0.028581
1795 | 02E17G12H10D07M01W04 | 23.05 | 22.97 | 0.65 | 9.28 | 55.95 | 3.9667 | 1925.8717 | 404.67 | -1.3927 | 0.086232
1796 | 02E17G12H10D07M02W02 | 22.61 | 20.45 | 0.65 | 17.58 | 61.29 | 3.9667 | 1731.0284 | 514.08 | -1.1302 | -0.00097991
1797 | 02E17G12H11D05M01W02 | 22.59 | 21.32 | 0.65 | 17.58 | 62.14 | 3.5778 | 1829.4755 | 514.29 | -1.2208 | -0.014862
1798 | 02E17G12H11D05M01W03 | 22.59 | 21.32 | 0.65 | 12.81 | 57.37 | 3.5778 | 1829.4755 | 447.93 | -1.2208 | 0.063041
1799 | 02E17G12H11D06M01W02 | 20.76 | 18.88 | 0.65 | 17.58 | 57.87 | 3.1889 | 1651.0401 | 492.45 | -0.96667 | 0.054875
1800 | 02E17G12H11D06M01W03 | 20.76 | 18.88 | 0.65 | 12.81 | 53.1 | 3.1889 | 1651.0401 | 426.09 | -0.96667 | 0.13278
1801 | 02E17G12H11D07M01W02 | 23.05 | 22.01 | 0.65 | 17.58 | 63.29 | 3.7333 | 1878.6991 | 519.75 | -1.2927 | -0.033644
1802 | 02E17G12H11D07M01W03 | 23.05 | 22.01 | 0.65 | 12.81 | 58.52 | 3.7333 | 1878.6991 | 453.39 | -1.2927 | 0.044259
1803 | 02E17G12H11D07M01W04 | 23.05 | 22.01 | 0.65 | 9.28 | 54.99 | 3.7333 | 1878.6991 | 404.67 | -1.2927 | 0.10191
1804 | 02E17G12H11D07M02W02 | 22.61 | 19.58 | 0.65 | 17.58 | 60.42 | 3.6556 | 1690.0088 | 514.08 | -1.0396 | 0.013229
1805 | 02E17G12H12D05M01W02 | 19.63 | 17.79 | 0.65 | 17.58 | 55.65 | 3.0333 | 1505.4205 | 482.58 | -0.85313 | 0.091132
1806 | 02E17G12H12D05M01W03 | 19.63 | 17.79 | 0.65 | 12.81 | 50.88 | 3.0333 | 1505.4205 | 416.22 | -0.85313 | 0.16903
1807 | 02E17G12H12D07M01W02 | 20.04 | 18.37 | 0.65 | 17.58 | 56.64 | 3.1111 | 1546.4401 | 487.41 | -0.91354 | 0.074963
1808 | 02E17G12H12D07M01W03 | 20.04 | 18.37 | 0.65 | 12.81 | 51.87 | 3.1111 | 1546.4401 | 421.05 | -0.91354 | 0.15287
1809 | 02E17G12H12D07M01W04 | 20.04 | 18.37 | 0.65 | 9.28 | 48.34 | 3.1111 | 1546.4401 | 372.33 | -0.91354 | 0.21052
1810 | 02E17G12H12D07M02W02 | 19.65 | 16.33 | 0.65 | 17.58 | 54.21 | 3.0333 | 1386.4635 | 482.37 | -0.70104 | 0.11465
1811 | 02E17G12H13D05M01W02 | 19.63 | 16.67 | 0.65 | 17.58 | 54.53 | 2.9556 | 1413.1263 | 482.58 | -0.73646 | 0.10942
1812 | 02E17G12H13D05M01W03 | 19.63 | 16.67 | 0.65 | 12.81 | 49.76 | 2.9556 | 1413.1263 | 416.22 | -0.73646 | 0.18733
1813 | 02E17G12H13D07M01W02 | 20.04 | 17.22 | 0.65 | 17.58 | 55.49 | 3.0333 | 1452.0949 | 487.41 | -0.79375 | 0.093745
1814 | 02E17G12H13D07M01W03 | 20.04 | 17.22 | 0.65 | 12.81 | 50.72 | 3.0333 | 1452.0949 | 421.05 | -0.79375 | 0.17165
1815 | 02E17G12H13D07M01W04 | 20.04 | 17.22 | 0.65 | 9.28 | 47.19 | 3.0333 | 1452.0949 | 372.33 | -0.79375 | 0.2293
1816 | 02E17G12H13D07M02W02 | 19.65 | 15.33 | 0.65 | 17.58 | 53.21 | 3.0333 | 1306.4752 | 482.37 | -0.59688 | 0.13098
1817 | 02E17G12H14D05M01W02 | 22.59 | 20.02 | 0.65 | 17.58 | 60.84 | 3.5 | 1724.8755 | 514.29 | -1.0854 | 0.0063694
1818 | 02E17G12H14D05M01W03 | 22.59 | 20.02 | 0.65 | 12.81 | 56.07 | 3.5 | 1724.8755 | 447.93 | -1.0854 | 0.084272
1819 | 02E17G12H14D07M01W02 | 23.05 | 20.68 | 0.65 | 17.58 | 61.96 | 3.6556 | 1769.9971 | 519.75 | -1.1542 | -0.011922
1820 | 02E17G12H14D07M01W03 | 23.05 | 20.68 | 0.65 | 12.81 | 57.19 | 3.6556 | 1769.9971 | 453.39 | -1.1542 | 0.065981
1821 | 02E17G12H14D07M01W04 | 23.05 | 20.68 | 0.65 | 9.28 | 53.66 | 3.6556 | 1769.9971 | 404.67 | -1.1542 | 0.12363
1822 | 02E17G12H14D07M02W02 | 22.61 | 18.41 | 0.65 | 17.58 | 59.25 | 3.5778 | 1597.7146 | 514.08 | -0.91771 | 0.032337
1823 | 02E18G10H07D04M01W02 | 25.45 | 9.87 | 0.65 | 17.58 | 53.55 | 3.7333 | 1078.8163 | 548.52 | -0.028125 | 0.12543
1824 | 02E18G10H07D05M01W02 | 21.88 | 7.71 | 0.65 | 17.58 | 47.82 | 3.0333 | 900.3809 | 505.68 | 0.19687 | 0.21901 | 1
1825 | 02E18G10H07D05M01W03 | 21.88 | 7.71 | 0.65 | 12.81 | 43.05 | 3.0333 | 900.3809 | 439.32 | 0.19687 | 0.29691 | 1
1826 | 02E18G10H07D06M01W02 | 19.85 | 6.5 | 0.65 | 17.58 | 44.58 | 2.5667 | 799.8828 | 481.53 | 0.32292 | 0.27193 | 1
1827 | 02E18G10H07D06M01W03 | 19.85 | 6.5 | 0.65 | 12.81 | 39.81 | 2.5667 | 799.8828 | 415.17 | 0.32292 | 0.34983 | 1
1828 | 02E18G10H07D07M01W02 | 22.38 | 8.06 | 0.65 | 17.58 | 48.67 | 3.1889 | 929.0946 | 511.77 | 0.16042 | 0.20513 | 1
1829 | 02E18G10H07D07M01W03 | 22.38 | 8.06 | 0.65 | 12.81 | 43.9 | 3.1889 | 929.0946 | 445.41 | 0.16042 | 0.28303 | 1
1830 | 02E18G10H07D07M01W04 | 22.38 | 8.06 | 0.65 | 9.28 | 40.37 | 3.1889 | 929.0946 | 396.69 | 0.16042 | 0.34068 | 1
1831 | 02E18G10H07D07M02W02 | 22.33 | 6.55 | 0.65 | 17.58 | 47.11 | 2.9556 | 834.7495 | 510.72 | 0.31771 | 0.23061 | 1
1832 | 02E18G10H08D05M01W02 | 19.27 | 7.71 | 0.65 | 17.58 | 45.21 | 3.0333 | 900.3809 | 471.45 | 0.19687 | 0.26164 | 1
1833 | 02E18G10H08D05M01W03 | 19.27 | 7.71 | 0.65 | 12.81 | 40.44 | 3.0333 | 900.3809 | 405.09 | 0.19687 | 0.33954 | 1
1834 | 02E18G10H08D06M01W02 | 17.48 | 6.5 | 0.65 | 17.58 | 42.21 | 2.5667 | 799.8828 | 450.45 | 0.32292 | 0.31063 | 1
1835 | 02E18G10H08D06M01W03 | 17.48 | 6.5 | 0.65 | 12.81 | 37.44 | 2.5667 | 799.8828 | 384.09 | 0.32292 | 0.38854 | 1
1836 | 02E18G10H08D07M01W02 | 19.71 | 8.06 | 0.65 | 17.58 | 46 | 3.1889 | 929.0946 | 476.7 | 0.16042 | 0.24873 | 1
1837 | 02E18G10H08D07M01W03 | 19.71 | 8.06 | 0.65 | 12.81 | 41.23 | 3.1889 | 929.0946 | 410.34 | 0.16042 | 0.32664 | 1
1838 | 02E18G10H08D07M01W04 | 19.71 | 8.06 | 0.65 | 9.28 | 37.7 | 3.1889 | 929.0946 | 361.62 | 0.16042 | 0.38429 | 1
1839 | 02E18G10H08D07M02W02 | 19.67 | 6.55 | 0.65 | 17.58 | 44.45 | 2.9556 | 834.7495 | 475.86 | 0.31771 | 0.27405 | 1
1840 | 02E18G10H09D05M01W02 | 18.54 | 7.71 | 0.65 | 17.58 | 44.48 | 3.0333 | 900.3809 | 462 | 0.19687 | 0.27356 | 1
1841 | 02E18G10H09D05M01W03 | 18.54 | 7.71 | 0.65 | 12.81 | 39.71 | 3.0333 | 900.3809 | 395.64 | 0.19687 | 0.35146 | 1
1842 | 02E18G10H09D07M01W02 | 18.97 | 8.06 | 0.65 | 17.58 | 45.26 | 3.1889 | 929.0946 | 467.04 | 0.16042 | 0.26082 | 1
1843 | 02E18G10H09D07M01W03 | 18.97 | 8.06 | 0.65 | 12.81 | 40.49 | 3.1889 | 929.0946 | 400.68 | 0.16042 | 0.33872 | 1
1844 | 02E18G10H09D07M01W04 | 18.97 | 8.06 | 0.65 | 9.28 | 36.96 | 3.1889 | 929.0946 | 351.96 | 0.16042 | 0.39637 | 1
1845 | 02E18G10H09D07M02W02 | 18.93 | 6.55 | 0.65 | 17.58 | 43.71 | 2.9556 | 834.7495 | 466.2 | 0.31771 | 0.28613 | 1
1846 | 02E18G10H10D05M01W02 | 21.88 | 6.85 | 0.65 | 17.58 | 46.96 | 2.6444 | 853.2083 | 505.68 | 0.28646 | 0.23306 | 1
1847 | 02E18G10H10D05M01W03 | 21.88 | 6.85 | 0.65 | 12.81 | 42.19 | 2.6444 | 853.2083 | 439.32 | 0.28646 | 0.31096 | 1
1848 | 02E18G10H10D07M01W02 | 22.38 | 7.16 | 0.65 | 17.58 | 47.77 | 2.7222 | 877.8201 | 511.77 | 0.25417 | 0.21983 | 1
1849 | 02E18G10H10D07M01W03 | 22.38 | 7.16 | 0.65 | 12.81 | 43 | 2.7222 | 877.8201 | 445.41 | 0.25417 | 0.29773 | 1
1850 | 02E18G10H10D07M01W04 | 22.38 | 7.16 | 0.65 | 9.28 | 39.47 | 2.7222 | 877.8201 | 396.69 | 0.25417 | 0.35538 | 1
1851 | 02E18G10H10D07M02W02 | 22.33 | 5.82 | 0.65 | 17.58 | 46.38 | 2.5667 | 793.7299 | 510.72 | 0.39375 | 0.24253 | 1
1852 | 02E18G10H11D05M01W02 | 21.88 | 6.55 | 0.65 | 17.58 | 46.66 | 2.4111 | 836.8005 | 505.68 | 0.31771 | 0.23796 | 1
1853 | 02E18G10H11D05M01W03 | 21.88 | 6.55 | 0.65 | 12.81 | 41.89 | 2.4111 | 836.8005 | 439.32 | 0.31771 | 0.31586 | 1
1854 | 02E18G10H11D06M01W02 | 19.85 | 5.53 | 0.65 | 17.58 | 43.61 | 2.1 | 746.5573 | 481.53 | 0.42396 | 0.28777 | 1
1855 | 02E18G10H11D06M01W03 | 19.85 | 5.53 | 0.65 | 12.81 | 38.84 | 2.1 | 746.5573 | 415.17 | 0.42396 | 0.36567 | 2
1856 | 02E18G10H11D07M01W02 | 22.38 | 6.85 | 0.65 | 17.58 | 47.46 | 2.5667 | 863.4632 | 511.77 | 0.28646 | 0.22489 | 1
1857 | 02E18G10H11D07M01W03 | 22.38 | 6.85 | 0.65 | 12.81 | 42.69 | 2.5667 | 863.4632 | 445.41 | 0.28646 | 0.30279 | 1
1858 | 02E18G10H11D07M01W04 | 22.38 | 6.85 | 0.65 | 9.28 | 39.16 | 2.5667 | 863.4632 | 396.69 | 0.28646 | 0.36044 | 1
1859 | 02E18G10H11D07M02W02 | 22.33 | 5.56 | 0.65 | 17.58 | 46.12 | 2.4111 | 781.424 | 510.72 | 0.42083 | 0.24677 | 1
1860 | 02E18G10H12D05M01W02 | 19.01 | 5.46 | 0.65 | 17.58 | 42.7 | 2.0222 | 678.8749 | 474.81 | 0.43125 | 0.30263 | 1
1861 | 02E18G10H12D05M01W03 | 19.01 | 5.46 | 0.65 | 12.81 | 37.93 | 2.0222 | 678.8749 | 408.45 | 0.43125 | 0.38053 | 2
1862 | 02E18G10H12D07M01W02 | 19.45 | 5.71 | 0.65 | 17.58 | 43.39 | 2.1 | 699.3847 | 480.27 | 0.40521 | 0.29136 | 1
1863 | 02E18G10H12D07M01W03 | 19.45 | 5.71 | 0.65 | 12.81 | 38.62 | 2.1 | 699.3847 | 413.91 | 0.40521 | 0.36926 | 2
1864 | 02E18G10H12D07M01W04 | 19.45 | 5.71 | 0.65 | 9.28 | 35.09 | 2.1 | 699.3847 | 365.19 | 0.40521 | 0.42691 | 2
1865 | 02E18G10H12D07M02W02 | 19.41 | 4.64 | 0.65 | 17.58 | 42.28 | 2.0222 | 631.7023 | 479.43 | 0.51667 | 0.30949 | 1
1866 | 02E18G10H13D05M01W02 | 19.01 | 5.14 | 0.65 | 17.58 | 42.38 | 2.0222 | 654.2631 | 474.81 | 0.46458 | 0.30786 | 1
1867 | 02E18G10H13D05M01W03 | 19.01 | 5.14 | 0.65 | 12.81 | 37.61 | 2.0222 | 654.2631 | 408.45 | 0.46458 | 0.38576 | 2
1868 | 02E18G10H13D07M01W02 | 19.45 | 5.38 | 0.65 | 17.58 | 43.06 | 2.1 | 672.7219 | 480.27 | 0.43958 | 0.29675 | 1
1869 | 02E18G10H13D07M01W03 | 19.45 | 5.38 | 0.65 | 12.81 | 38.29 | 2.1 | 672.7219 | 413.91 | 0.43958 | 0.37465 | 2
1870 | 02E18G10H13D07M01W04 | 19.45 | 5.38 | 0.65 | 9.28 | 34.76 | 2.1 | 672.7219 | 365.19 | 0.43958 | 0.4323 | 2
1871 | 02E18G10H13D07M02W02 | 19.41 | 4.37 | 0.65 | 17.58 | 42.01 | 1.9444 | 611.1925 | 479.43 | 0.54479 | 0.3139 | 1
1872 | 02E18G10H14D05M01W02 | 21.88 | 6.17 | 0.65 | 17.58 | 46.28 | 2.4111 | 808.0867 | 505.68 | 0.35729 | 0.24416 | 1
1873 | 02E18G10H14D05M01W03 | 21.88 | 6.17 | 0.65 | 12.81 | 41.51 | 2.4111 | 808.0867 | 439.32 | 0.35729 | 0.32206 | 1
1874 | 02E18G10H14D07M01W02 | 22.38 | 6.46 | 0.65 | 17.58 | 47.07 | 2.4889 | 832.6985 | 511.77 | 0.32708 | 0.23126 | 1
1875 | 02E18G10H14D07M01W03 | 22.38 | 6.46 | 0.65 | 12.81 | 42.3 | 2.4889 | 832.6985 | 445.41 | 0.32708 | 0.30916 | 1
1876 | 02E18G10H14D07M01W04 | 22.38 | 6.46 | 0.65 | 9.28 | 38.77 | 2.4889 | 832.6985 | 396.69 | 0.32708 | 0.36681 | 1
1877 | 02E18G10H14D07M02W02 | 22.33 | 5.25 | 0.65 | 17.58 | 45.81 | 2.3333 | 756.8122 | 510.72 | 0.45312 | 0.25184 | 1
1878 | 02E18G11H07D04M01W02 | 27.15 | 6.77 | 0.65 | 17.58 | 52.15 | 3.2667 | 918.8397 | 568.89 | 0.29479 | 0.14829
1879 | 02E18G11H07D05M01W02 | 23.4 | 5.22 | 0.65 | 17.58 | 46.85 | 2.5667 | 775.271 | 524.16 | 0.45625 | 0.23485 | 1
1880 | 02E18G11H07D05M01W03 | 23.4 | 5.22 | 0.65 | 12.81 | 42.08 | 2.5667 | 775.271 | 457.8 | 0.45625 | 0.31276 | 1
1881 | 02E18G11H07D06M01W02 | 21.26 | 4.34 | 0.65 | 17.58 | 43.83 | 2.1778 | 691.1808 | 498.33 | 0.54792 | 0.28417 | 1
1882 | 02E18G11H07D06M01W03 | 21.26 | 4.34 | 0.65 | 12.81 | 39.06 | 2.1778 | 691.1808 | 431.97 | 0.54792 | 0.36208 | 2
1883 | 02E18G11H07D07M01W02 | 23.95 | 5.48 | 0.65 | 17.58 | 47.66 | 2.7222 | 797.8318 | 530.67 | 0.42917 | 0.22162 | 1
1884 | 02E18G11H07D07M01W03 | 23.95 | 5.48 | 0.65 | 12.81 | 42.89 | 2.7222 | 797.8318 | 464.31 | 0.42917 | 0.29953 | 1
1885 | 02E18G11H07D07M01W04 | 23.95 | 5.48 | 0.65 | 9.28 | 39.36 | 2.7222 | 797.8318 | 415.59 | 0.42917 | 0.35718 | 2
1886 | 02E18G11H07D07M02W02 | 23.95 | 4.36 | 0.65 | 17.58 | 46.54 | 2.4889 | 730.1494 | 530.25 | 0.54583 | 0.23992 | 1
1887 | 02E18G11H08D05M01W02 | 20.61 | 5.22 | 0.65 | 17.58 | 44.06 | 2.5667 | 775.271 | 487.62 | 0.45625 | 0.28042 | 1
1888 | 02E18G11H08D05M01W03 | 20.61 | 5.22 | 0.65 | 12.81 | 39.29 | 2.5667 | 775.271 | 421.26 | 0.45625 | 0.35832 | 2
1889 | 02E18G11H08D06M01W02 | 18.73 | 4.34 | 0.65 | 17.58 | 41.3 | 2.1778 | 691.1808 | 465.15 | 0.54792 | 0.32549 | 1
1890 | 02E18G11H08D06M01W03 | 18.73 | 4.34 | 0.65 | 12.81 | 36.53 | 2.1778 | 691.1808 | 398.79 | 0.54792 | 0.4034 | 2
1891 | 02E18G11H08D07M01W02 | 21.09 | 5.48 | 0.65 | 17.58 | 44.8 | 2.7222 | 797.8318 | 493.08 | 0.42917 | 0.26833 | 1
1892 | 02E18G11H08D07M01W03 | 21.09 | 5.48 | 0.65 | 12.81 | 40.03 | 2.7222 | 797.8318 | 426.72 | 0.42917 | 0.34624 | 1
1893 | 02E18G11H08D07M01W04 | 21.09 | 5.48 | 0.65 | 9.28 | 36.5 | 2.7222 | 797.8318 | 378 | 0.42917 | 0.40389 | 2
1894 | 02E18G11H08D07M02W02 | 21.09 | 4.36 | 0.65 | 17.58 | 43.68 | 2.4889 | 730.1494 | 492.87 | 0.54583 | 0.28662 | 1
1895 | 02E18G11H09D05M01W02 | 19.84 | 5.22 | 0.65 | 17.58 | 43.29 | 2.5667 | 775.271 | 477.33 | 0.45625 | 0.29299 | 1
1896 | 02E18G11H09D05M01W03 | 19.84 | 5.22 | 0.65 | 12.81 | 38.52 | 2.5667 | 775.271 | 410.97 | 0.45625 | 0.3709 | 2
1897 | 02E18G11H09D07M01W02 | 20.3 | 5.48 | 0.65 | 17.58 | 44.01 | 2.7222 | 797.8318 | 482.79 | 0.42917 | 0.28123 | 1
1898 | 02E18G11H09D07M01W03 | 20.3 | 5.48 | 0.65 | 12.81 | 39.24 | 2.7222 | 797.8318 | 416.43 | 0.42917 | 0.35914 | 2
1899 | 02E18G11H09D07M01W04 | 20.3 | 5.48 | 0.65 | 9.28 | 35.71 | 2.7222 | 797.8318 | 367.71 | 0.42917 | 0.41679 | 2
1900 | 02E18G11H09D07M02W02 | 20.3 | 4.36 | 0.65 | 17.58 | 42.89 | 2.4889 | 730.1494 | 482.58 | 0.54583 | 0.29953 | 1
1901 | 02E18G11H10D05M01W02 | 23.4 | 4.64 | 0.65 | 17.58 | 46.27 | 2.2556 | 742.4553 | 524.16 | 0.51667 | 0.24432 | 1
1902 | 02E18G11H10D05M01W03 | 23.4 | 4.64 | 0.65 | 12.81 | 41.5 | 2.2556 | 742.4553 | 457.8 | 0.51667 | 0.32223 | 1
1903 | 02E18G11H10D07M01W02 | 23.95 | 4.87 | 0.65 | 17.58 | 47.05 | 2.3333 | 762.9651 | 530.67 | 0.49271 | 0.23159 | 1
1904 | 02E18G11H10D07M01W03 | 23.95 | 4.87 | 0.65 | 12.81 | 42.28 | 2.3333 | 762.9651 | 464.31 | 0.49271 | 0.30949 | 1
1905 | 02E18G11H10D07M01W04 | 23.95 | 4.87 | 0.65 | 9.28 | 38.75 | 2.3333 | 762.9651 | 415.59 | 0.49271 | 0.36714 | 2
1906 | 02E18G11H10D07M02W02 | 23.95 | 3.87 | 0.65 | 17.58 | 46.05 | 2.1778 | 701.4357 | 530.25 | 0.59688 | 0.24792 | 1
1907 | 02E18G11H11D05M01W02 | 23.4 | 4.43 | 0.65 | 17.58 | 46.06 | 2.1 | 732.2004 | 524.16 | 0.53854 | 0.24775 | 1
1908 | 02E18G11H11D05M01W03 | 23.4 | 4.43 | 0.65 | 12.81 | 41.29 | 2.1 | 732.2004 | 457.8 | 0.53854 | 0.32566 | 1
1909 | 02E18G11H11D06M01W02 | 21.26 | 3.69 | 0.65 | 17.58 | 43.18 | 1.7111 | 656.3141 | 498.33 | 0.61562 | 0.29479 | 1
1910 | 02E18G11H11D06M01W03 | 21.26 | 3.69 | 0.65 | 12.81 | 38.41 | 1.7111 | 656.3141 | 431.97 | 0.61562 | 0.37269 | 2
1911 | 02E18G11H11D07M01W02 | 23.95 | 4.65 | 0.65 | 17.58 | 46.83 | 2.1778 | 752.7102 | 530.67 | 0.51562 | 0.23518 | 1
1912 | 02E18G11H11D07M01W03 | 23.95 | 4.65 | 0.65 | 12.81 | 42.06 | 2.1778 | 752.7102 | 464.31 | 0.51562 | 0.31308 | 1
1913 | 02E18G11H11D07M01W04 | 23.95 | 4.65 | 0.65 | 9.28 | 38.53 | 2.1778 | 752.7102 | 415.59 | 0.51562 | 0.37073 | 2
1914 | 02E18G11H11D07M02W02 | 23.95 | 3.69 | 0.65 | 17.58 | 45.87 | 2.0222 | 693.2318 | 530.25 | 0.61562 | 0.25086 | 1
1915 | 02E18G11H12D05M01W02 | 20.34 | 3.7 | 0.65 | 17.58 | 42.27 | 1.7111 | 588.6317 | 491.19 | 0.61458 | 0.30965 | 1
1916 | 02E18G11H12D05M01W03 | 20.34 | 3.7 | 0.65 | 12.81 | 37.5 | 1.7111 | 588.6317 | 424.83 | 0.61458 | 0.38756 | 2
1917 | 02E18G11H12D07M01W02 | 20.81 | 3.88 | 0.65 | 17.58 | 42.92 | 1.8667 | 605.0396 | 496.86 | 0.59583 | 0.29904 | 1
1918 | 02E18G11H12D07M01W03 | 20.81 | 3.88 | 0.65 | 12.81 | 38.15 | 1.8667 | 605.0396 | 430.5 | 0.59583 | 0.37694 | 2
1919 | 02E18G11H12D07M01W04 | 20.81 | 3.88 | 0.65 | 9.28 | 34.62 | 1.8667 | 605.0396 | 381.78 | 0.59583 | 0.43459 | 2
1920 | 02E18G11H12D07M02W02 | 20.81 | 3.08 | 0.65 | 17.58 | 42.12 | 1.7111 | 553.765 | 496.65 | 0.67917 | 0.3121 | 1
1921 | 02E18G11H13D05M01W02 | 20.34 | 3.48 | 0.65 | 17.58 | 42.05 | 1.7111 | 572.2238 | 491.19 | 0.6375 | 0.31325 | 1
1922 | 02E18G11H13D05M01W03 | 20.34 | 3.48 | 0.65 | 12.81 | 37.28 | 1.7111 | 572.2238 | 424.83 | 0.6375 | 0.39115 | 2
1923 | 02E18G11H13D07M01W02 | 20.81 | 3.65 | 0.65 | 17.58 | 42.69 | 1.7889 | 588.6317 | 496.86 | 0.61979 | 0.30279 | 1
1924 | 02E18G11H13D07M01W03 | 20.81 | 3.65 | 0.65 | 12.81 | 37.92 | 1.7889 | 588.6317 | 430.5 | 0.61979 | 0.3807 | 2
1925 | 02E18G11H13D07M01W04 | 20.81 | 3.65 | 0.65 | 9.28 | 34.39 | 1.7889 | 588.6317 | 381.78 | 0.61979 | 0.43835 | 2
1926 | 02E18G11H13D07M02W02 | 20.81 | 2.9 | 0.65 | 17.58 | 41.94 | 1.6333 | 539.4081 | 496.65 | 0.69792 | 0.31504 | 1
1927 | 02E18G11H14D05M01W02 | 23.4 | 4.18 | 0.65 | 17.58 | 45.81 | 2.0222 | 713.7416 | 524.16 | 0.56458 | 0.25184 | 1
1928 | 02E18G11H14D05M01W03 | 23.4 | 4.18 | 0.65 | 12.81 | 41.04 | 2.0222 | 713.7416 | 457.8 | 0.56458 | 0.32974 | 1
1929 | 02E18G11H14D07M01W02 | 23.95 | 4.39 | 0.65 | 17.58 | 46.57 | 2.1778 | 732.2004 | 530.67 | 0.54271 | 0.23943 | 1
1930 | 02E18G11H14D07M01W03 | 23.95 | 4.39 | 0.65 | 12.81 | 41.8 | 2.1778 | 732.2004 | 464.31 | 0.54271 | 0.31733 | 1
1931 | 02E18G11H14D07M01W04 | 23.95 | 4.39 | 0.65 | 9.28 | 38.27 | 2.1778 | 732.2004 | 415.59 | 0.54271 | 0.37498 | 2
1932 | 02E18G11H14D07M02W02 | 23.95 | 3.49 | 0.65 | 17.58 | 45.67 | 1.9444 | 676.8239 | 530.25 | 0.63646 | 0.25412 | 1
1933 | 02E18G12H07D04M01W02 | 22.32 | 28.09 | 0.65 | 17.58 | 68.64 | 5.2111 | 2206.8561 | 510.72 | -1.926 | -0.12102
1934 | 02E18G12H07D05M01W02 | 19.09 | 22.44 | 0.65 | 17.58 | 59.76 | 4.2778 | 1815.1187 | 471.87 | -1.3375 | 0.024008
1935 | 02E18G12H07D05M01W03 | 19.09 | 22.44 | 0.65 | 12.81 | 54.99 | 4.2778 | 1815.1187 | 405.51 | -1.3375 | 0.10191
1936 | 02E18G12H07D06M01W02 | 17.42 | 19.76 | 0.65 | 17.58 | 55.41 | 3.8111 | 1628.4793 | 451.92 | -1.0583 | 0.095051
1937 | 02E18G12H07D06M01W03 | 17.42 | 19.76 | 0.65 | 12.81 | 50.64 | 3.8111 | 1628.4793 | 385.56 | -1.0583 | 0.17295
1938 | 02E18G12H07D07M01W02 | 19.5 | 23.2 | 0.65 | 17.58 | 60.93 | 4.3556 | 1868.4442 | 477.12 | -1.4167 | 0.0048996
1939 | 02E18G12H07D07M01W03 | 19.5 | 23.2 | 0.65 | 12.81 | 56.16 | 4.3556 | 1868.4442 | 410.76 | -1.4167 | 0.082803
1940 | 02E18G12H07D07M01W04 | 19.5 | 23.2 | 0.65 | 9.28 | 52.63 | 4.3556 | 1868.4442 | 362.04 | -1.4167 | 0.14045
1941 | 02E18G12H07D07M02W02 | 19.14 | 20.6 | 0.65 | 17.58 | 57.97 | 4.3556 | 1675.6519 | 472.5 | -1.1458 | 0.053242
1942 | 02E18G12H08D05M01W02 | 16.81 | 22.44 | 0.65 | 17.58 | 57.48 | 4.2778 | 1815.1187 | 442.26 | -1.3375 | 0.061244
1943 | 02E18G12H08D05M01W03 | 16.81 | 22.44 | 0.65 | 12.81 | 52.71 | 4.2778 | 1815.1187 | 375.9 | -1.3375 | 0.13915
1944 | 02E18G12H08D06M01W02 | 15.34 | 19.76 | 0.65 | 17.58 | 53.33 | 3.8111 | 1628.4793 | 424.83 | -1.0583 | 0.12902
1945 | 02E18G12H08D06M01W03 | 15.34 | 19.76 | 0.65 | 12.81 | 48.56 | 3.8111 | 1628.4793 | 358.47 | -1.0583 | 0.20692
1946 | 02E18G12H08D07M01W02 | 17.17 | 23.2 | 0.65 | 17.58 | 58.6 | 4.3556 | 1868.4442 | 446.67 | -1.4167 | 0.042953
1947 | 02E18G12H08D07M01W03 | 17.17 | 23.2 | 0.65 | 12.81 | 53.83 | 4.3556 | 1868.4442 | 380.31 | -1.4167 | 0.12086
1948 | 02E18G12H08D07M01W04 | 17.17 | 23.2 | 0.65 | 9.28 | 50.3 | 4.3556 | 1868.4442 | 331.59 | -1.4167 | 0.17851
1949 | 02E18G12H08D07M02W02 | 16.86 | 20.6 | 0.65 | 17.58 | 55.69 | 4.3556 | 1675.6519 | 442.68 | -1.1458 | 0.090479
1950 | 02E18G12H09D05M01W02 | 16.18 | 22.44 | 0.65 | 17.58 | 56.85 | 4.2778 | 1815.1187 | 433.86 | -1.3375 | 0.071534
1951 | 02E18G12H09D05M01W03 | 16.18 | 22.44 | 0.65 | 12.81 | 52.08 | 4.2778 | 1815.1187 | 367.5 | -1.3375 | 0.14944
1952 | 02E18G12H09D07M01W02 | 16.53 | 23.2 | 0.65 | 17.58 | 57.96 | 4.3556 | 1868.4442 | 438.06 | -1.4167 | 0.053405
1953 | 02E18G12H09D07M01W03 | 16.53 | 23.2 | 0.65 | 12.81 | 53.19 | 4.3556 | 1868.4442 | 371.7 | -1.4167 | 0.13131
1954 | 02E18G12H09D07M01W04 | 16.53 | 23.2 | 0.65 | 9.28 | 49.66 | 4.3556 | 1868.4442 | 322.98 | -1.4167 | 0.18896
1955 | 02E18G12H09D07M02W02 | 16.22 | 20.6 | 0.65 | 17.58 | 55.05 | 4.3556 | 1675.6519 | 434.28 | -1.1458 | 0.10093
1956 | 02E18G12H10D05M01W02 | 19.09 | 19.98 | 0.65 | 17.58 | 57.3 | 3.6556 | 1673.6009 | 471.87 | -1.0813 | 0.064184
1957 | 02E18G12H10D05M01W03 | 19.09 | 19.98 | 0.65 | 12.81 | 52.53 | 3.6556 | 1673.6009 | 405.51 | -1.0813 | 0.14209
1958 | 02E18G12H10D07M01W02 | 19.5 | 20.66 | 0.65 | 17.58 | 58.39 | 3.8111 | 1722.8245 | 477.12 | -1.1521 | 0.046382
1959 | 02E18G12H10D07M01W03 | 19.5 | 20.66 | 0.65 | 12.81 | 53.62 | 3.8111 | 1722.8245 | 410.76 | -1.1521 | 0.12429
1960 | 02E18G12H10D07M01W04 | 19.5 | 20.66 | 0.65 | 9.28 | 50.09 | 3.8111 | 1722.8245 | 362.04 | -1.1521 | 0.18194
1961 | 02E18G12H10D07M02W02 | 19.14 | 18.33 | 0.65 | 17.58 | 55.7 | 3.7333 | 1548.4911 | 472.5 | -0.90938 | 0.090315
1962 | 02E18G12H11D05M01W02 | 19.09 | 19.15 | 0.65 | 17.58 | 56.47 | 3.4222 | 1632.5813 | 471.87 | -0.99479 | 0.07774
1963 | 02E18G12H11D05M01W03 | 19.09 | 19.15 | 0.65 | 12.81 | 51.7 | 3.4222 | 1632.5813 | 405.51 | -0.99479 | 0.15564
1964 | 02E18G12H11D06M01W02 | 17.42 | 16.89 | 0.65 | 17.58 | 52.54 | 3.0333 | 1468.5028 | 451.92 | -0.75938 | 0.14192
1965 | 02E18G12H11D06M01W03 | 17.42 | 16.89 | 0.65 | 12.81 | 47.77 | 3.0333 | 1468.5028 | 385.56 | -0.75938 | 0.21983
1966 | 02E18G12H11D07M01W02 | 19.5 | 19.8 | 0.65 | 17.58 | 57.53 | 3.5778 | 1679.7539 | 477.12 | -1.0625 | 0.060428
1967 | 02E18G12H11D07M01W03 | 19.5 | 19.8 | 0.65 | 12.81 | 52.76 | 3.5778 | 1679.7539 | 410.76 | -1.0625 | 0.13833
1968 | 02E18G12H11D07M01W04 | 19.5 | 19.8 | 0.65 | 9.28 | 49.23 | 3.5778 | 1679.7539 | 362.04 | -1.0625 | 0.19598
1969 | 02E18G12H11D07M02W02 | 19.14 | 17.55 | 0.65 | 17.58 | 54.92 | 3.5 | 1509.5224 | 472.5 | -0.82812 | 0.10305
1970 | 02E18G12H12D05M01W02 | 16.59 | 15.98 | 0.65 | 17.58 | 50.8 | 2.8778 | 1347.4949 | 445.2 | -0.66458 | 0.17034
1971 | 02E18G12H12D05M01W03 | 16.59 | 15.98 | 0.65 | 12.81 | 46.03 | 2.8778 | 1347.4949 | 378.84 | -0.66458 | 0.24824
1972 | 02E18G12H12D07M01W02 | 16.96 | 16.52 | 0.65 | 17.58 | 51.71 | 2.9556 | 1384.4125 | 449.61 | -0.72083 | 0.15548
1973 | 02E18G12H12D07M01W03 | 16.96 | 16.52 | 0.65 | 12.81 | 46.94 | 2.9556 | 1384.4125 | 383.25 | -0.72083 | 0.23338
1974 | 02E18G12H12D07M01W04 | 16.96 | 16.52 | 0.65 | 9.28 | 43.41 | 2.9556 | 1384.4125 | 334.53 | -0.72083 | 0.29103
1975 | 02E18G12H12D07M02W02 | 16.63 | 14.64 | 0.65 | 17.58 | 49.5 | 2.9556 | 1242.8948 | 445.62 | -0.525 | 0.19157
1976 | 02E18G12H13D05M01W02 | 16.59 | 14.97 | 0.65 | 17.58 | 49.79 | 2.8 | 1265.4556 | 445.2 | -0.55937 | 0.18684
1977 | 02E18G12H13D05M01W03 | 16.59 | 14.97 | 0.65 | 12.81 | 45.02 | 2.8 | 1265.4556 | 378.84 | -0.55937 | 0.26474
1978 | 02E18G12H13D07M01W02 | 16.96 | 15.48 | 0.65 | 17.58 | 50.67 | 2.8778 | 1300.3223 | 449.61 | -0.6125 | 0.17246
1979 | 02E18G12H13D07M01W03 | 16.96 | 15.48 | 0.65 | 12.81 | 45.9 | 2.8778 | 1300.3223 | 383.25 | -0.6125 | 0.25037
1980 | 02E18G12H13D07M01W04 | 16.96 | 15.48 | 0.65 | 9.28 | 42.37 | 2.8778 | 1300.3223 | 334.53 | -0.6125 | 0.30802
1981 | 02E18G12H13D07M02W02 | 16.63 | 13.74 | 0.65 | 17.58 | 48.6 | 2.8778 | 1171.1105 | 445.62 | -0.43125 | 0.20627
1982 | 02E18G12H14D05M01W02 | 19.09 | 17.98 | 0.65 | 17.58 | 55.3 | 3.3444 | 1538.2362 | 471.87 | -0.87292 | 0.096848
1983 | 02E18G12H14D05M01W03 | 19.09 | 17.98 | 0.65 | 12.81 | 50.53 | 3.3444 | 1538.2362 | 405.51 | -0.87292 | 0.17475
1984 | 02E18G12H14D07M01W02 | 19.5 | 18.6 | 0.65 | 17.58 | 56.33 | 3.5 | 1581.3068 | 477.12 | -0.9375 | 0.080026
1985 | 02E18G12H14D07M01W03 | 19.5 | 18.6 | 0.65 | 12.81 | 51.56 | 3.5 | 1581.3068 | 410.76 | -0.9375 | 0.15793
1986 | 02E18G12H14D07M01W04 | 19.5 | 18.6 | 0.65 | 9.28 | 48.03 | 3.5 | 1581.3068 | 362.04 | -0.9375 | 0.21558
1987 | 02E18G12H14D07M02W02 | 19.14 | 16.5 | 0.65 | 17.58 | 53.87 | 3.4222 | 1425.4322 | 472.5 | -0.71875 | 0.1202
1988 | 02E19G10H07D04M01W02 | 26.85 | 5.23 | 0.65 | 17.58 | 50.31 | 2.8 | 820.3926 | 565.32 | 0.45521 | 0.17834 | 1
1989 | 02E19G10H07D05M01W02 | 23.06 | 4.23 | 0.65 | 17.58 | 45.52 | 2.2556 | 705.5377 | 519.96 | 0.55937 | 0.25657 | 1
1990 | 02E19G10H07D05M01W03 | 23.06 | 4.23 | 0.65 | 12.81 | 40.75 | 2.2556 | 705.5377 | 453.6 | 0.55937 | 0.33448 | 1
1991 | 02E19G10H07D06M01W02 | 21.01 | 3.7 | 0.65 | 17.58 | 42.94 | 1.9444 | 646.0592 | 495.39 | 0.61458 | 0.29871 | 1
1992 | 02E19G10H07D06M01W03 | 21.01 | 3.7 | 0.65 | 12.81 | 38.17 | 1.9444 | 646.0592 | 429.03 | 0.61458 | 0.37661 | 2
1993 | 02E19G10H07D07M01W02 | 23.58 | 4.38 | 0.65 | 17.58 | 46.19 | 2.3333 | 723.9965 | 526.05 | 0.54375 | 0.24563 | 1
1994 | 02E19G10H07D07M01W03 | 23.58 | 4.38 | 0.65 | 12.81 | 41.42 | 2.3333 | 723.9965 | 459.69 | 0.54375 | 0.32353 | 1
1995 | 02E19G10H07D07M01W04 | 23.58 | 4.38 | 0.65 | 9.28 | 37.89 | 2.3333 | 723.9965 | 410.97 | 0.54375 | 0.38119 | 2
1996 | 02E19G10H07D07M02W02 | 23.59 | 3.44 | 0.65 | 17.58 | 45.26 | 2.1778 | 666.569 | 526.05 | 0.64167 | 0.26082 | 1
1997 | 02E19G10H08D05M01W02 | 20.31 | 4.23 | 0.65 | 17.58 | 42.77 | 2.2556 | 705.5377 | 484.05 | 0.55937 | 0.30149 | 1
1998 | 02E19G10H08D05M01W03 | 20.31 | 4.23 | 0.65 | 12.81 | 38 | 2.2556 | 705.5377 | 417.69 | 0.55937 | 0.37939 | 2
1999 | 02E19G10H08D06M01W02 | 18.5 | 3.7 | 0.65 | 17.58 | 40.43 | 1.9444 | 646.0592 | 462.42 | 0.61458 | 0.3397 | 1
2000 | 02E19G10H08D06M01W03 | 18.5 | 3.7 | 0.65 | 12.81 | 35.66 | 1.9444 | 646.0592 | 396.06 | 0.61458 | 0.41761 | 2
2001 | 02E19G10H08D07M01W02 | 20.77 | 4.38 | 0.65 | 17.58 | 43.38 | 2.3333 | 723.9965 | 489.3 | 0.54375 | 0.29152 | 1
2002 | 02E19G10H08D07M01W03 | 20.77 | 4.38 | 0.65 | 12.81 | 38.61 | 2.3333 | 723.9965 | 422.94 | 0.54375 | 0.36943 | 2
2003 | 02E19G10H08D07M01W04 | 20.77 | 4.38 | 0.65 | 9.28 | 35.08 | 2.3333 | 723.9965 | 374.22 | 0.54375 | 0.42708 | 2
2004 | 02E19G10H08D07M02W02 | 20.78 | 3.44 | 0.65 | 17.58 | 42.45 | 2.1778 | 666.569 | 489.3 | 0.64167 | 0.30671 | 1
2005 | 02E19G10H09D05M01W02 | 19.55 | 4.23 | 0.65 | 17.58 | 42.01 | 2.2556 | 705.5377 | 473.97 | 0.55937 | 0.3139 | 1
2006 | 02E19G10H09D05M01W03 | 19.55 | 4.23 | 0.65 | 12.81 | 37.24 | 2.2556 | 705.5377 | 407.61 | 0.55937 | 0.3918 | 2
2007 | 02E19G10H09D07M01W02 | 19.99 | 4.38 | 0.65 | 17.58 | 42.6 | 2.3333 | 723.9965 | 479.01 | 0.54375 | 0.30426 | 1
2008 | 02E19G10H09D07M01W03 | 19.99 | 4.38 | 0.65 | 12.81 | 37.83 | 2.3333 | 723.9965 | 412.65 | 0.54375 | 0.38217 | 2
2009 | 02E19G10H09D07M01W04 | 19.99 | 4.38 | 0.65 | 9.28 | 34.3 | 2.3333 | 723.9965 | 363.93 | 0.54375 | 0.43982 | 2
2010 | 02E19G10H09D07M02W02 | 20 | 3.44 | 0.65 | 17.58 | 41.67 | 2.1778 | 666.569 | 479.01 | 0.64167 | 0.31945 | 1
2011 | 02E19G10H10D05M01W02 | 23.06 | 3.76 | 0.65 | 17.58 | 45.05 | 1.9444 | 680.9259 | 519.96 | 0.60833 | 0.26425 | 1
2012 | 02E19G10H10D05M01W03 | 23.06 | 3.76 | 0.65 | 12.81 | 40.28 | 1.9444 | 680.9259 | 453.6 | 0.60833 | 0.34215 | 1
2013 | 02E19G10H10D07M01W02 | 23.58 | 3.89 | 0.65 | 17.58 | 45.7 | 2.0222 | 695.2827 | 526.05 | 0.59479 | 0.25363 | 1
2014 | 02E19G10H10D07M01W03 | 23.58 | 3.89 | 0.65 | 12.81 | 40.93 | 2.0222 | 695.2827 | 459.69 | 0.59479 | 0.33154 | 1
2015 | 02E19G10H10D07M01W04 | 23.58 | 3.89 | 0.65 | 9.28 | 37.4 | 2.0222 | 695.2827 | 410.97 | 0.59479 | 0.38919 | 2
2016 | 02E19G10H10D07M02W02 | 23.59 | 3.06 | 0.65 | 17.58 | 44.88 | 1.8667 | 646.0592 | 526.05 | 0.68125 | 0.26703 | 1
2017 | 02E19G10H11D05M01W02 | 23.06 | 3.59 | 0.65 | 17.58 | 44.88 | 1.8667 | 672.7219 | 519.96 | 0.62604 | 0.26703 | 1
2018 | 02E19G10H11D05M01W03 | 23.06 | 3.59 | 0.65 | 12.81 | 40.11 | 1.8667 | 672.7219 | 453.6 | 0.62604 | 0.34493 | 1
2019 | 02E19G10H11D06M01W02 | 21.01 | 3.15 | 0.65 | 17.58 | 42.39 | 1.6333 | 615.2945 | 495.39 | 0.67188 | 0.30769 | 1
2020 | 02E19G10H11D06M01W03 | 21.01 | 3.15 | 0.65 | 12.81 | 37.62 | 1.6333 | 615.2945 | 429.03 | 0.67188 | 0.3856 | 2
2021 | 02E19G10H11D07M01W02 | 23.58 | 3.72 | 0.65 | 17.58 | 45.53 | 1.9444 | 687.0788 | 526.05 | 0.6125 | 0.25641 | 1
2022 | 02E19G10H11D07M01W03 | 23.58 | 3.72 | 0.65 | 12.81 | 40.76 | 1.9444 | 687.0788 | 459.69 | 0.6125 | 0.33431 | 1
2023 | 02E19G10H11D07M01W04 | 23.58 | 3.72 | 0.65 | 9.28 | 37.23 | 1.9444 | 687.0788 | 410.97 | 0.6125 | 0.39196 | 2
2024 | 02E19G10H11D07M02W02 | 23.59 | 2.92 | 0.65 | 17.58 | 44.74 | 1.7111 | 639.9062 | 526.05 | 0.69583 | 0.26931 | 1
2025 | 02E19G10H12D05M01W02 | 20.05 | 3 | 0.65 | 17.58 | 41.28 | 1.5556 | 539.4081 | 487.62 | 0.6875 | 0.32582 | 1
2026 | 02E19G10H12D05M01W03 | 20.05 | 3 | 0.65 | 12.81 | 36.51 | 1.5556 | 539.4081 | 421.26 | 0.6875 | 0.40372 | 2
2027 | 02E19G10H12D07M01W02 | 20.49 | 3.1 | 0.65 | 17.58 | 41.82 | 1.6333 | 551.714 | 493.08 | 0.67708 | 0.317 | 1
2028 | 02E19G10H12D07M01W03 | 20.49 | 3.1 | 0.65 | 12.81 | 37.05 | 1.6333 | 551.714 | 426.72 | 0.67708 | 0.3949 | 2
2029 | 02E19G10H12D07M01W04 | 20.49 | 3.1 | 0.65 | 9.28 | 33.52 | 1.6333 | 551.714 | 378 | 0.67708 | 0.45256 | 2
2030 | 02E19G10H12D07M02W02 | 20.5 | 2.44 | 0.65 | 17.58 | 41.17 | 1.4778 | 510.6944 | 492.87 | 0.74583 | 0.32762 | 1
2031 | 02E19G10H13D05M01W02 | 20.05 | 2.82 | 0.65 | 17.58 | 41.1 | 1.4778 | 525.0513 | 487.62 | 0.70625 | 0.32876 | 1
2032 | 02E19G10H13D05M01W03 | 20.05 | 2.82 | 0.65 | 12.81 | 36.33 | 1.4778 | 525.0513 | 421.26 | 0.70625 | 0.40666 | 2
2033 | 02E19G10H13D07M01W02 | 20.49 | 2.92 | 0.65 | 17.58 | 41.64 | 1.5556 | 537.3572 | 493.08 | 0.69583 | 0.31994 | 1
2034 | 02E19G10H13D07M01W03 | 20.49 | 2.92 | 0.65 | 12.81 | 36.87 | 1.5556 | 537.3572 | 426.72 | 0.69583 | 0.39784 | 2
2035 | 02E19G10H13D07M01W04 | 20.49 | 2.92 | 0.65 | 9.28 | 33.34 | 1.5556 | 537.3572 | 378 | 0.69583 | 0.4555 | 2
2036 | 02E19G10H13D07M02W02 | 20.5 | 2.29 | 0.65 | 17.58 | 41.02 | 1.4 | 500.4395 | 492.87 | 0.76146 | 0.33007 | 1
2037 | 02E19G10H14D05M01W02 | 23.06 | 3.39 | 0.65 | 17.58 | 44.68 | 1.7889 | 656.3141 | 519.96 | 0.64687 | 0.27029 | 1
2038 | 02E19G10H14D05M01W03 | 23.06 | 3.39 | 0.65 | 12.81 | 39.91 | 1.7889 | 656.3141 | 453.6 | 0.64687 | 0.3482 | 1
2039 | 02E19G10H14D07M01W02 | 23.58 | 3.5 | 0.65 | 17.58 | 45.31 | 1.8667 | 670.671 | 526.05 | 0.63542 | 0.26 | 1
2040 | 02E19G10H14D07M01W03 | 23.58 | 3.5 | 0.65 | 12.81 | 40.54 | 1.8667 | 670.671 | 459.69 | 0.63542 | 0.33791 | 1
2041 | 02E19G10H14D07M01W04 | 23.58 | 3.5 | 0.65 | 9.28 | 37.01 | 1.8667 | 670.671 | 410.97 | 0.63542 | 0.39556 | 2
2042 | 02E19G10H14D07M02W02 | 23.59 | 2.75 | 0.65 | 17.58 | 44.57 | 1.7111 | 627.6004 | 526.05 | 0.71354 | 0.27209 | 1
2043 | 02E19G11H07D04M01W02 | 28.68 | 3.27 | 0.65 | 17.58 | 50.18 | 2.2556 | 734.2514 | 587.37 | 0.65938 | 0.18047 | 1
2044 | 02E19G11H07D05M01W02 | 24.71 | 2.6 | 0.65 | 17.58 | 45.54 | 1.7889 | 637.8553 | 539.7 | 0.72917 | 0.25625 | 1
2045 | 02E19G11H07D05M01W03 | 24.71 | 2.6 | 0.65 | 12.81 | 40.77 | 1.7889 | 637.8553 | 473.34 | 0.72917 | 0.33415 | 1
2046 | 02E19G11H07D06M01W02 | 22.5 | 2.25 | 0.65 | 17.58 | 42.98 | 1.5556 | 582.4788 | 513.45 | 0.76562 | 0.29806 | 1
2047 | 02E19G11H07D06M01W03 | 22.5 | 2.25 | 0.65 | 12.81 | 38.21 | 1.5556 | 582.4788 | 447.09 | 0.76562 | 0.37596 | 2
2048 | 02E19G11H07D07M01W02 | 25.25 | 2.7 | 0.65 | 17.58 | 46.18 | 1.8667 | 652.2121 | 546.21 | 0.71875 | 0.24579 | 1
2049 | 02E19G11H07D07M01W03 | 25.25 | 2.7 | 0.65 | 12.81 | 41.41 | 1.8667 | 652.2121 | 479.85 | 0.71875 | 0.3237 | 1
2050 | 02E19G11H07D07M01W04 | 25.25 | 2.7 | 0.65 | 9.28 | 37.88 | 1.8667 | 652.2121 | 431.13 | 0.71875 | 0.38135 | 2
2051 | 02E19G11H07D07M02W02 | 25.32 | 2.07 | 0.65 | 17.58 | 45.62 | 1.6333 | 615.2945 | 546.84 | 0.78438 | 0.25494 | 1
2052 | 02E19G11H08D05M01W02 | 21.76 | 2.6 | 0.65 | 17.58 | 42.59 | 1.7889 | 637.8553 | 501.27 | 0.72917 | 0.30443 | 1
2053 | 02E19G11H08D05M01W03 | 21.76 | 2.6 | 0.65 | 12.81 | 37.82 | 1.7889 | 637.8553 | 434.91 | 0.72917 | 0.38233 | 2
2054 | 02E19G11H08D06M01W02 | 19.82 | 2.25 | 0.65 | 17.58 | 40.3 | 1.5556 | 582.4788 | 478.38 | 0.76562 | 0.34183 | 1
2055 | 02E19G11H08D06M01W03 | 19.82 | 2.25 | 0.65 | 12.81 | 35.53 | 1.5556 | 582.4788 | 412.02 | 0.76562 | 0.41973 | 2
2056 | 02E19G11H08D07M01W02 | 22.24 | 2.7 | 0.65 | 17.58 | 43.17 | 1.8667 | 652.2121 | 506.94 | 0.71875 | 0.29495 | 1
2057 | 02E19G11H08D07M01W03 | 22.24 | 2.7 | 0.65 | 12.81 | 38.4 | 1.8667 | 652.2121 | 440.58 | 0.71875 | 0.37286 | 2
2058 | 02E19G11H08D07M01W04 | 22.24 | 2.7 | 0.65 | 9.28 | 34.87 | 1.8667 | 652.2121 | 391.86 | 0.71875 | 0.43051 | 2
2059 | 02E19G11H08D07M02W02 | 22.31 | 2.07 | 0.65 | 17.58 | 42.61 | 1.6333 | 615.2945 | 507.36 | 0.78438 | 0.3041 | 1
2060 | 02E19G11H09D05M01W02 | 20.94 | 2.6 | 0.65 | 17.58 | 41.77 | 1.7889 | 637.8553 | 490.56 | 0.72917 | 0.31782 | 1
2061 | 02E19G11H09D05M01W03 | 20.94 | 2.6 | 0.65 | 12.81 | 37 | 1.7889 | 637.8553 | 424.2 | 0.72917 | 0.39572 | 2
2062 | 02E19G11H09D07M01W02 | 21.41 | 2.7 | 0.65 | 17.58 | 42.34 | 1.8667 | 652.2121 | 495.81 | 0.71875 | 0.30851 | 1
2063 | 02E19G11H09D07M01W03 | 21.41 | 2.7 | 0.65 | 12.81 | 37.57 | 1.8667 | 652.2121 | 429.45 | 0.71875 | 0.38641 | 2
2064 | 02E19G11H09D07M01W04 | 21.41 | 2.7 | 0.65 | 9.28 | 34.04 | 1.8667 | 652.2121 | 380.73 | 0.71875 | 0.44406 | 2
2065 | 02E19G11H09D07M02W02 | 21.47 | 2.07 | 0.65 | 17.58 | 41.77 | 1.6333 | 615.2945 | 496.23 | 0.78438 | 0.31782 | 1
2066 | 02E19G11H10D05M01W02 | 24.71 | 2.31 | 0.65 | 17.58 | 45.25 | 1.5556 | 621.4474 | 539.7 | 0.75938 | 0.26098 | 1
2067 | 02E19G11H10D05M01W03 | 24.71 | 2.31 | 0.65 | 12.81 | 40.48 | 1.5556 | 621.4474 | 473.34 | 0.75938 | 0.33889 | 1
2068 | 02E19G11H10D07M01W02 | 25.25 | 2.4 | 0.65 | 17.58 | 45.88 | 1.6333 | 633.7533 | 546.21 | 0.75 | 0.25069 | 1
2069 | 02E19G11H10D07M01W03 | 25.25 | 2.4 | 0.65 | 12.81 | 41.11 | 1.6333 | 633.7533 | 479.85 | 0.75 | 0.3286 | 1
2070 | 02E19G11H10D07M01W04 | 25.25 | 2.4 | 0.65 | 9.28 | 37.58 | 1.6333 | 633.7533 | 431.13 | 0.75 | 0.38625 | 2
2071 | 02E19G11H10D07M02W02 | 25.32 | 1.84 | 0.65 | 17.58 | 45.39 | 1.4 | 600.9376 | 546.84 | 0.80833 | 0.2587 | 1
2072 | 02E19G11H11D05M01W02 | 24.71 | 2.21 | 0.65 | 17.58 | 45.15 | 1.4778 | 615.2945 | 539.7 | 0.76979 | 0.26262 | 1
2073 | 02E19G11H11D05M01W03 | 24.71 | 2.21 | 0.65 | 12.81 | 40.38 | 1.4778 | 615.2945 | 473.34 | 0.76979 | 0.34052 | 1
2074 | 02E19G11H11D06M01W02 | 22.5 | 1.91 | 0.65 | 17.58 | 42.64 | 1.2444 | 564.0199 | 513.45 | 0.80104 | 0.30361 | 1
2075 | 02E19G11H11D06M01W03 | 22.5 | 1.91 | 0.65 | 12.81 | 37.87 | 1.2444 | 564.0199 | 447.09 | 0.80104 | 0.38151 | 2
2076 | 02E19G11H11D07M01W02 | 25.25 | 2.29 | 0.65 | 17.58 | 45.77 | 1.5556 | 629.6513 | 546.21 | 0.76146 | 0.25249 | 1
2077 | 02E19G11H11D07M01W03 | 25.25 | 2.29 | 0.65 | 12.81 | 41 | 1.5556 | 629.6513 | 479.85 | 0.76146 | 0.33039 | 1
2078 | 02E19G11H11D07M01W04 | 25.25 | 2.29 | 0.65 | 9.28 | 37.47 | 1.5556 | 629.6513 | 431.13 | 0.76146 | 0.38805 | 2
2079 | 02E19G11H11D07M02W02 | 25.32 | 1.75 | 0.65 | 17.58 | 45.3 | 1.3222 | 596.8356 | 546.84 | 0.81771 | 0.26017 | 1
2080 | 02E19G11H12D05M01W02 | 21.47 | 1.84 | 0.65 | 17.58 | 41.54 | 1.2444 | 488.1336 | 505.05 | 0.80833 | 0.32157 | 1
2081 | 02E19G11H12D05M01W03 | 21.47 | 1.84 | 0.65 | 12.81 | 36.77 | 1.2444 | 488.1336 | 438.69 | 0.80833 | 0.39948 | 2
2082 | 02E19G11H12D07M01W02 | 21.94 | 1.91 | 0.65 | 17.58 | 42.08 | 1.2444 | 498.3885 | 510.72 | 0.80104 | 0.31276 | 1
2083 | 02E19G11H12D07M01W03 | 21.94 | 1.91 | 0.65 | 12.81 | 37.31 | 1.2444 | 498.3885 | 444.36 | 0.80104 | 0.39066 | 2
2084 | 02E19G11H12D07M01W04 | 21.94 | 1.91 | 0.65 | 9.28 | 33.78 | 1.2444 | 498.3885 | 395.64 | 0.80104 | 0.44831 | 2
2085 | 02E19G11H12D07M02W02 | 22 | 1.46 | 0.65 | 17.58 | 41.69 | 1.0889 | 471.7258 | 511.35 | 0.84792 | 0.31912 | 1
2086 | 02E19G11H13D05M01W02 | 21.47 | 1.74 | 0.65 | 17.58 | 41.44 | 1.1667 | 479.9297 | 505.05 | 0.81875 | 0.32321 | 1
2087 | 02E19G11H13D05M01W03 | 21.47 | 1.74 | 0.65 | 12.81 | 36.67 | 1.1667 | 479.9297 | 438.69 | 0.81875 | 0.40111 | 2
2088 | 02E19G11H13D07M01W02 | 21.94 | 1.8 | 0.65 | 17.58 | 41.97 | 1.2444 | 490.1846 | 510.72 | 0.8125 | 0.31455 | 1
2089 | 02E19G11H13D07M01W03 | 21.94 | 1.8 | 0.65 | 12.81 | 37.2 | 1.2444 | 490.1846 | 444.36 | 0.8125 | 0.39245 | 2
2090 | 02E19G11H13D07M01W04 | 21.94 | 1.8 | 0.65 | 9.28 | 33.67 | 1.2444 | 490.1846 | 395.64 | 0.8125 | 0.45011 | 2
2091 | 02E19G11H13D07M02W02 | 22 | 1.38 | 0.65 | 17.58 | 41.61 | 1.0889 | 465.5728 | 511.35 | 0.85625 | 0.32043 | 1
2092 | 02E19G11H14D05M01W02 | 24.71 | 2.08 | 0.65 | 17.58 | 45.02 | 1.4 | 607.0905 | 539.7 | 0.78333 | 0.26474 | 1
2093 | 02E19G11H14D05M01W03 | 24.71 | 2.08 | 0.65 | 12.81 | 40.25 | 1.4 | 607.0905 | 473.34 | 0.78333 | 0.34264 | 1
2094 | 02E19G11H14D07M01W02 | 25.25 | 2.16 | 0.65 | 17.58 | 45.64 | 1.4778 | 619.3964 | 546.21 | 0.775 | 0.25461 | 1
2095 | 02E19G11H14D07M01W03 | 25.25 | 2.16 | 0.65 | 12.81 | 40.87 | 1.4778 | 619.3964 | 479.85 | 0.775 | 0.33252 | 1
2096 | 02E19G11H14D07M01W04 | 25.25 | 2.16 | 0.65 | 9.28 | 37.34 | 1.4778 | 619.3964 | 431.13 | 0.775 | 0.39017 | 2
2097 | 02E19G11H14D07M02W02 | 25.32 | 1.66 | 0.65 | 17.58 | 45.21 | 1.3222 | 590.6827 | 546.84 | 0.82708 | 0.26164 | 1
2098 | 02E19G12H07D04M01W02 | 23.25 | 19.35 | 0.65 | 17.58 | 60.83 | 4.4333 | 1636.6833 | 521.85 | -1.0156 | 0.0065327
2099 | 02E19G12H07D05M01W02 | 19.87 | 16.11 | 0.65 | 17.58 | 54.21 | 3.7333 | 1398.7694 | 481.32 | -0.67812 | 0.11465
2100 | 02E19G12H07D05M01W03 | 19.87 | 16.11 | 0.65 | 12.81 | 49.44 | 3.7333 | 1398.7694 | 414.96 | -0.67812 | 0.19255
2101 | 02E19G12H07D06M01W02 | 18.18 | 14.65 | 0.65 | 17.58 | 51.06 | 3.3444 | 1288.0164 | 461.16 | -0.52604 | 0.1661
2102 | 02E19G12H07D06M01W03 | 18.18 | 14.65 | 0.65 | 12.81 | 46.29 | 3.3444 | 1288.0164 | 394.8 | -0.52604 | 0.244
2103 | 02E19G12H07D07M01W02 | 20.28 | 16.5 | 0.65 | 17.58 | 55.01 | 3.8111 | 1427.4832 | 486.36 | -0.71875 | 0.10158
2104 | 02E19G12H07D07M01W03 | 20.28 | 16.5 | 0.65 | 12.81 | 50.24 | 3.8111 | 1427.4832 | 420 | -0.71875 | 0.17949
2105 | 02E19G12H07D07M01W04 | 20.28 | 16.5 | 0.65 | 9.28 | 46.71 | 3.8111 | 1427.4832 | 371.28 | -0.71875 | 0.23714
2106 | 02E19G12H07D07M02W02 | 20.02 | 14.4 | 0.65 | 17.58 | 52.65 | 3.7333 | 1285.9654 | 482.79 | -0.5 | 0.14013
2107 | 02E19G12H08D05M01W02 | 17.5 | 16.11 | 0.65 | 17.58 | 51.84 | 3.7333 | 1398.7694 | 450.24 | -0.67812 | 0.15336
2108 | 02E19G12H08D05M01W03 | 17.5 | 16.11 | 0.65 | 12.81 | 47.07 | 3.7333 | 1398.7694 | 383.88 | -0.67812 | 0.23126
2109 | 02E19G12H08D06M01W02 | 16.01 | 14.65 | 0.65 | 17.58 | 48.89 | 3.3444 | 1288.0164 | 432.81 | -0.52604 | 0.20154
2110 | 02E19G12H08D06M01W03 | 16.01 | 14.65 | 0.65 | 12.81 | 44.12 | 3.3444 | 1288.0164 | 366.45 | -0.52604 | 0.27944
2111 | 02E19G12H08D07M01W02 | 17.86 | 16.5 | 0.65 | 17.58 | 52.59 | 3.8111 | 1427.4832 | 454.65 | -0.71875 | 0.14111
2112 | 02E19G12H08D07M01W03 | 17.86 | 16.5 | 0.65 | 12.81 | 47.82 | 3.8111 | 1427.4832 | 388.29 | -0.71875 | 0.21901
2113 | 02E19G12H08D07M01W04 | 17.86 | 16.5 | 0.65 | 9.28 | 44.29 | 3.8111 | 1427.4832 | 339.57 | -0.71875 | 0.27666
2114 | 02E19G12H08D07M02W02 | 17.63 | 14.4 | 0.65 | 17.58 | 50.26 | 3.7333 | 1285.9654 | 451.71 | -0.5 | 0.17916
2115 | 02E19G12H09D05M01W02 | 16.84 | 16.11 | 0.65 | 17.58 | 51.18 | 3.7333 | 1398.7694 | 441.63 | -0.67812 | 0.16414
2116 | 02E19G12H09D05M01W03 | 16.84 | 16.11 | 0.65 | 12.81 | 46.41 | 3.7333 | 1398.7694 | 375.27 | -0.67812 | 0.24204
2117 | 02E19G12H09D07M01W02 | 17.19 | 16.5 | 0.65 | 17.58 | 51.92 | 3.8111 | 1427.4832 | 445.83 | -0.71875 | 0.15205
2118 | 02E19G12H09D07M01W03 | 17.19 | 16.5 | 0.65 | 12.81 | 47.15 | 3.8111 | 1427.4832 | 379.47 | -0.71875 | 0.22995
2119 | 02E19G12H09D07M01W04 | 17.19 | 16.5 | 0.65 | 9.28 | 43.62 | 3.8111 | 1427.4832 | 330.75 | -0.71875 | 0.2876
2120 | 02E19G12H09D07M02W02 | 16.97 | 14.4 | 0.65 | 17.58 | 49.6 | 3.7333 | 1285.9654 | 443.1 | -0.5 | 0.18994
2121 | 02E19G12H10D05M01W02 | 19.87 | 14.34 | 0.65 | 17.58 | 52.44 | 3.1889 | 1298.2713 | 481.32 | -0.49375 | 0.14356
2122 | 02E19G12H10D05M01W03 | 19.87 | 14.34 | 0.65 | 12.81 | 47.67 | 3.1889 | 1298.2713 | 414.96 | -0.49375 | 0.22146
2123 | 02E19G12H10D07M01W02 | 20.28 | 14.69 | 0.65 | 17.58 | 53.2 | 3.2667 | 1324.9341 | 486.36 | -0.53021 | 0.13114
2124 | 02E19G12H10D07M01W03 | 20.28 | 14.69 | 0.65 | 12.81 | 48.43 | 3.2667 | 1324.9341 | 420 | -0.53021 | 0.20905
2125 | 02E19G12H10D07M01W04 | 20.28 | 14.69 | 0.65 | 9.28 | 44.9 | 3.2667 | 1324.9341 | 371.28 | -0.53021 | 0.2667
2126 | 02E19G12H10D07M02W02 | 20.02 | 12.81 | 0.65 | 17.58 | 51.06 | 3.1889 | 1195.7222 | 482.79 | -0.33437 | 0.1661
2127 | 02E19G12H11D05M01W02 | 19.87 | 13.73 | 0.65 | 17.58 | 51.83 | 2.9556 | 1269.5576 | 481.32 | -0.43021 | 0.15352
2128 | 02E19G12H11D05M01W03 | 19.87 | 13.73 | 0.65 | 12.81 | 47.06 | 2.9556 | 1269.5576 | 414.96 | -0.43021 | 0.23142
2129 | 02E19G12H11D06M01W02 | 18.18 | 12.51 | 0.65 | 17.58 | 48.92 | 2.7222 | 1171.1105 | 461.16 | -0.30312 | 0.20105
2130 | 02E19G12H11D06M01W03 | 18.18 | 12.51 | 0.65 | 12.81 | 44.15 | 2.7222 | 1171.1105 | 394.8 | -0.30312 | 0.27895
2131 | 02E19G12H11D07M01W02 | 20.28 | 14.06 | 0.65 | 17.58 | 52.57 | 3.0333 | 1294.1694 | 486.36 | -0.46458 | 0.14143
2132 | 02E19G12H11D07M01W03 | 20.28 | 14.06 | 0.65 | 12.81 | 47.8 | 3.0333 | 1294.1694 | 420 | -0.46458 | 0.21934
2133 | 02E19G12H11D07M01W04 | 20.28 | 14.06 | 0.65 | 9.28 | 44.27 | 3.0333 | 1294.1694 | 371.28 | -0.46458 | 0.27699
2134 | 02E19G12H11D07M02W02 | 20.02 | 12.26 | 0.65 | 17.58 | 50.51 | 3.0333 | 1169.0595 | 482.79 | -0.27708 | 0.17508
2135 | 02E19G12H12D05M01W02 | 17.26 | 11.46 | 0.65 | 17.58 | 46.95 | 2.4889 | 1041.8986 | 453.39 | -0.19375 | 0.23322 | 1
2136 | 02E19G12H12D05M01W03 | 17.26 | 11.46 | 0.65 | 12.81 | 42.18 | 2.4889 | 1041.8986 | 387.03 | -0.19375 | 0.31112 | 1
2137 | 02E19G12H12D07M01W02 | 17.62 | 11.73 | 0.65 | 17.58 | 47.58 | 2.5667 | 1064.4594 | 457.8 | -0.22187 | 0.22293 | 1
2138 | 02E19G12H12D07M01W03 | 17.62 | 11.73 | 0.65 | 12.81 | 42.81 | 2.5667 | 1064.4594 | 391.44 | -0.22187 | 0.30083 | 1
2139 | 02E19G12H12D07M01W04 | 17.62 | 11.73 | 0.65 | 9.28 | 39.28 | 2.5667 | 1064.4594 | 342.72 | -0.22187 | 0.35848 | 1
2140 | 02E19G12H12D07M02W02 | 17.4 | 10.23 | 0.65 | 17.58 | 45.86 | 2.4889 | 957.8084 | 454.86 | -0.065625 | 0.25102 | 1
2141 | 02E19G12H13D05M01W02 | 17.26 | 10.75 | 0.65 | 17.58 | 46.24 | 2.4111 | 984.4711 | 453.39 | -0.11979 | 0.24481 | 1
2142 | 02E19G12H13D05M01W03 | 17.26 | 10.75 | 0.65 | 12.81 | 41.47 | 2.4111 | 984.4711 | 387.03 | -0.11979 | 0.32272 | 1
2143 | 02E19G12H13D07M01W02 | 17.62 | 11.01 | 0.65 | 17.58 | 46.86 | 2.4889 | 1007.0319 | 457.8 | -0.14688 | 0.23469 | 1
2144 | 02E19G12H13D07M01W03 | 17.62 | 11.01 | 0.65 | 12.81 | 42.09 | 2.4889 | 1007.0319 | 391.44 | -0.14688 | 0.31259 | 1
2145 | 02E19G12H13D07M01W04 | 17.62 | 11.01 | 0.65 | 9.28 | 38.56 | 2.4889 | 1007.0319 | 342.72 | -0.14688 | 0.37024 | 1
2146 | 02E19G12H13D07M02W02 | 17.4 | 9.61 | 0.65 | 17.58 | 45.24 | 2.4889 | 910.6358 | 454.86 | -0.0010417 | 0.26115 | 1
2147 | 02E19G12H14D05M01W02 | 19.87 | 12.91 | 0.65 | 17.58 | 51.01 | 2.9556 | 1203.9262 | 481.32 | -0.34479 | 0.16691
2148 | 02E19G12H14D05M01W03 | 19.87 | 12.91 | 0.65 | 12.81 | 46.24 | 2.9556 | 1203.9262 | 414.96 | -0.34479 | 0.24481
2149 | 02E19G12H14D07M01W02 | 20.28 | 13.22 | 0.65 | 17.58 | 51.73 | 3.0333 | 1228.5379 | 486.36 | -0.37708 | 0.15515
2150 | 02E19G12H14D07M01W03 | 20.28 | 13.22 | 0.65 | 12.81 | 46.96 | 3.0333 | 1228.5379 | 420 | -0.37708 | 0.23306
2151 | 02E19G12H14D07M01W04 | 20.28 | 13.22 | 0.65 | 9.28 | 43.43 | 3.0333 | 1228.5379 | 371.28 | -0.37708 | 0.29071
2152 | 02E19G12H14D07M02W02 | 20.02 | 11.53 | 0.65 | 17.58 | 49.78 | 2.9556 | 1113.683 | 482.79 | -0.20104 | 0.187 | 1
2153 | 02E20G10H07D04M01W02 | 24.05 | 9.45 | 0.65 | 17.58 | 51.73 | 3.5778 | 1035.7457 | 531.72 | 0.015625 | 0.15515 | 1
2154 | 02E20G10H07D05M01W02 | 21.26 | 7.53 | 0.65 | 17.58 | 47.02 | 2.9556 | 883.973 | 498.12 | 0.21563 | 0.23208 | 1
2155 | 02E20G10H07D05M01W03 | 21.26 | 7.53 | 0.65 | 12.81 | 42.25 | 2.9556 | 883.973 | 431.76 | 0.21563 | 0.30998 | 1
2156 | 02E20G10H07D06M01W02 | 19.23 | 6.34 | 0.65 | 17.58 | 43.8 | 2.4889 | 781.424 | 473.97 | 0.33958 | 0.28466 | 1
2157 | 02E20G10H07D06M01W03 | 19.23 | 6.34 | 0.65 | 12.81 | 39.03 | 2.4889 | 781.424 | 407.61 | 0.33958 | 0.36257 | 1
2158 | 02E20G10H07D07M01W02 | 21.78 | 7.88 | 0.65 | 17.58 | 47.89 | 3.0333 | 910.6358 | 504.42 | 0.17917 | 0.21787 | 1
2159 | 02E20G10H07D07M01W03 | 21.78 | 7.88 | 0.65 | 12.81 | 43.12 | 3.0333 | 910.6358 | 438.06 | 0.17917 | 0.29577 | 1
2160 | 02E20G10H07D07M01W04 | 21.78 | 7.88 | 0.65 | 9.28 | 39.59 | 3.0333 | 910.6358 | 389.34 | 0.17917 | 0.35342 | 1
2161 | 02E20G10H07D07M02W02 | 21.71 | 6.4 | 0.65 | 17.58 | 46.34 | 2.9556 | 818.3416 | 503.37 | 0.33333 | 0.24318 | 1
2162 | 02E20G10H08D05M01W02 | 18.72 | 7.53 | 0.65 | 17.58 | 44.48 | 2.9556 | 883.973 | 464.94 | 0.21563 | 0.27356 | 1
2163 | 02E20G10H08D05M01W03 | 18.72 | 7.53 | 0.65 | 12.81 | 39.71 | 2.9556 | 883.973 | 398.58 | 0.21563 | 0.35146 | 1
2164 | 02E20G10H08D06M01W02 | 16.94 | 6.34 | 0.65 | 17.58 | 41.51 | 2.4889 | 781.424 | 443.94 | 0.33958 | 0.32206 | 1
2165 | 02E20G10H08D06M01W03 | 16.94 | 6.34 | 0.65 | 12.81 | 36.74 | 2.4889 | 781.424 | 377.58 | 0.33958 | 0.39997 | 1
2166 | 02E20G10H08D07M01W02 | 19.18 | 7.88 | 0.65 | 17.58 | 45.29 | 3.0333 | 910.6358 | 470.4 | 0.17917 | 0.26033 | 1
2167 | 02E20G10H08D07M01W03 | 19.18 | 7.88 | 0.65 | 12.81 | 40.52 | 3.0333 | 910.6358 | 404.04 | 0.17917 | 0.33823 | 1
2168 | 02E20G10H08D07M01W04 | 19.18 | 7.88 | 0.65 | 9.28 | 36.99 | 3.0333 | 910.6358 | 355.32 | 0.17917 | 0.39588 | 1
2169 | 02E20G10H08D07M02W02 | 19.12 | 6.4 | 0.65 | 17.58 | 43.75 | 2.9556 | 818.3416 | 469.56 | 0.33333 | 0.28548 | 1
2170 | 02E20G10H09D05M01W02 | 18.02 | 7.53 | 0.65 | 17.58 | 43.78 | 2.9556 | 883.973 | 455.91 | 0.21563 | 0.28499 | 1
2171 | 02E20G10H09D05M01W03 | 18.02 | 7.53 | 0.65 | 12.81 | 39.01 | 2.9556 | 883.973 | 389.55 | 0.21563 | 0.36289 | 1
2172 | 02E20G10H09D07M01W02 | 18.46 | 7.88 | 0.65 | 17.58 | 44.57 | 3.0333 | 910.6358 | 460.95 | 0.17917 | 0.27209 | 1
2173 | 02E20G10H09D07M01W03 | 18.46 | 7.88 | 0.65 | 12.81 | 39.8 | 3.0333 | 910.6358 | 394.59 | 0.17917 | 0.34999 | 1
2174 | 02E20G10H09D07M01W04 | 18.46 | 7.88 | 0.65 | 9.28 | 36.27 | 3.0333 | 910.6358 | 345.87 | 0.17917 | 0.40764 | 1
2175 | 02E20G10H09D07M02W02 | 18.41 | 6.4 | 0.65 | 17.58 | 43.04 | 2.9556 | 818.3416 | 460.11 | 0.33333 | 0.29708 | 1
2176 | 02E20G10H10D05M01W02 | 21.26 | 6.7 | 0.65 | 17.58 | 46.19 | 2.5667 | 836.8005 | 498.12 | 0.30208 | 0.24563 | 1
2177 | 02E20G10H10D05M01W03 | 21.26 | 6.7 | 0.65 | 12.81 | 41.42 | 2.5667 | 836.8005 | 431.76 | 0.30208 | 0.32353 | 1
2178 | 02E20G10H10D07M01W02 | 21.78 | 7.01 | 0.65 | 17.58 | 47.02 | 2.6444 | 861.4122 | 504.42 | 0.26979 | 0.23208 | 1
2179 | 02E20G10H10D07M01W03 | 21.78 | 7.01 | 0.65 | 12.81 | 42.25 | 2.6444 | 861.4122 | 438.06 | 0.26979 | 0.30998 | 1
2180 | 02E20G10H10D07M01W04 | 21.78 | 7.01 | 0.65 | 9.28 | 38.72 | 2.6444 | 861.4122 | 389.34 | 0.26979 | 0.36763 | 1
2181 | 02E20G10H10D07M02W02 | 21.71 | 5.68 | 0.65 | 17.58 | 45.62 | 2.4889 | 779.373 | 503.37 | 0.40833 | 0.25494 | 1
2182 | 02E20G10H11D05M01W02 | 21.26 | 6.4 | 0.65 | 17.58 | 45.89 | 2.4111 | 822.4436 | 498.12 | 0.33333 | 0.25053 | 1
2183 | 02E20G10H11D05M01W03 | 21.26 | 6.4 | 0.65 | 12.81 | 41.12 | 2.4111 | 822.4436 | 431.76 | 0.33333 | 0.32843 | 1
2184 | 02E20G10H11D06M01W02 | 19.23 | 5.39 | 0.65 | 17.58 | 42.85 | 2.0222 | 730.1494 | 473.97 | 0.43854 | 0.30018 | 1
2185 | 02E20G10H11D06M01W03 | 19.23 | 5.39 | 0.65 | 12.81 | 38.08 | 2.0222 | 730.1494 | 407.61 | 0.43854 | 0.37808 | 2
2186 | 02E20G10H11D07M01W02 | 21.78 | 6.7 | 0.65 | 17.58 | 46.71 | 2.4889 | 845.0044 | 504.42 | 0.30208 | 0.23714 | 1
2187 | 02E20G10H11D07M01W03 | 21.78 | 6.7 | 0.65 | 12.81 | 41.94 | 2.4889 | 845.0044 | 438.06 | 0.30208 | 0.31504 | 1
2188 | 02E20G10H11D07M01W04 | 21.78 | 6.7 | 0.65 | 9.28 | 38.41 | 2.4889 | 845.0044 | 389.34 | 0.30208 | 0.37269 | 1
2189 | 02E20G10H11D07M02W02 | 21.71 | 5.43 | 0.65 | 17.58 | 45.37 | 2.3333 | 767.0671 | 503.37 | 0.43438 | 0.25902 | 1
2190 | 02E20G10H12D05M01W02 | 18.47 | 5.34 | 0.65 | 17.58 | 42.04 | 2.0222 | 666.569 | 468.3 | 0.44375 | 0.31341 | 1
2191 | 02E20G10H12D05M01W03 | 18.47 | 5.34 | 0.65 | 12.81 | 37.27 | 2.0222 | 666.569 | 401.94 | 0.44375 | 0.39131 | 2
2192 | 02E20G10H12D07M01W02 | 18.92 | 5.59 | 0.65 | 17.58 | 42.74 | 2.1 | 687.0788 | 473.76 | 0.41771 | 0.30198 | 1
2193 | 02E20G10H12D07M01W03 | 18.92 | 5.59 | 0.65 | 12.81 | 37.97 | 2.1 | 687.0788 | 407.4 | 0.41771 | 0.37988 | 2
2194 | 02E20G10H12D07M01W04 | 18.92 | 5.59 | 0.65 | 9.28 | 34.44 | 2.1 | 687.0788 | 358.68 | 0.41771 | 0.43753 | 2
2195 | 02E20G10H12D07M02W02 | 18.87 | 4.53 | 0.65 | 17.58 | 41.63 | 1.9444 | 617.3454 | 472.92 | 0.52812 | 0.3201 | 1
2196 | 02E20G10H13D05M01W02 | 18.47 | 5.02 | 0.65 | 17.58 | 41.72 | 1.9444 | 641.9572 | 468.3 | 0.47708 | 0.31863 | 1
2197 | 02E20G10H13D05M01W03 | 18.47 | 5.02 | 0.65 | 12.81 | 36.95 | 1.9444 | 641.9572 | 401.94 | 0.47708 | 0.39654 | 2
2198 | 02E20G10H13D07M01W02 | 18.92 | 5.26 | 0.65 | 17.58 | 42.41 | 2.0222 | 660.4161 | 473.76 | 0.45208 | 0.30737 | 1
2199 | 02E20G10H13D07M01W03 | 18.92 | 5.26 | 0.65 | 12.81 | 37.64 | 2.0222 | 660.4161 | 407.4 | 0.45208 | 0.38527 | 2
2200 | 02E20G10H13D07M01W04 | 18.92 | 5.26 | 0.65 | 9.28 | 34.11 | 2.0222 | 660.4161 | 358.68 | 0.45208 | 0.44292 | 2
2201 | 02E20G10H13D07M02W02 | 18.87 | 4.27 | 0.65 | 17.58 | 41.37 | 1.9444 | 598.8866 | 472.92 | 0.55521 | 0.32435 | 1
2202 | 02E20G10H14D05M01W02 | 21.26 | 6.03 | 0.65 | 17.58 | 45.52 | 2.3333 | 793.7299 | 498.12 | 0.37188 | 0.25657 | 1
2203 | 02E20G10H14D05M01W03 | 21.26 | 6.03 | 0.65 | 12.81 | 40.75 | 2.3333 | 793.7299 | 431.76 | 0.37188 | 0.33448 | 1
2204 | 02E20G10H14D07M01W02 | 21.78 | 6.31 | 0.65 | 17.58 | 46.32 | 2.4111 | 816.2907 | 504.42 | 0.34271 | 0.24351 | 1
2205 | 02E20G10H14D07M01W03 | 21.78 | 6.31 | 0.65 | 12.81 | 41.55 | 2.4111 | 816.2907 | 438.06 | 0.34271 | 0.32141 | 1
2206 | 02E20G10H14D07M01W04 | 21.78 | 6.31 | 0.65 | 9.28 | 38.02 | 2.4111 | 816.2907 | 389.34 | 0.34271 | 0.37906 | 1
2207 | 02E20G10H14D07M02W02 | 21.71 | 5.12 | 0.65 | 17.58 | 45.06 | 2.3333 | 742.4553 | 503.37 | 0.46667 | 0.26409 | 1
2208 | 02E20G11H07D04M01W02 | 25.75 | 6.38 | 0.65 | 17.58 | 50.36 | 3.1111 | 877.8201 | 552.09 | 0.33542 | 0.17753 | 1
2209 | 02E20G11H07D05M01W02 | 22.79 | 5.06 | 0.65 | 17.58 | 46.08 | 2.4889 | 756.8122 | 516.81 | 0.47292 | 0.24743 | 1
2210 | 02E20G11H07D05M01W03 | 22.79 | 5.06 | 0.65 | 12.81 | 41.31 | 2.4889 | 756.8122 | 450.45 | 0.47292 | 0.32533 | 1
2211 | 02E20G11H07D06M01W02 | 20.64 | 4.21 | 0.65 | 17.58 | 43.08 | 2.1 | 674.7729 | 490.98 | 0.56146 | 0.29642 | 1
2212 | 02E20G11H07D06M01W03 | 20.64 | 4.21 | 0.65 | 12.81 | 38.31 | 2.1 | 674.7729 | 424.62 | 0.56146 | 0.37433 | 2
2213 | 02E20G11H07D07M01W02 | 23.34 | 5.32 | 0.65 | 17.58 | 46.89 | 2.6444 | 779.373 | 523.32 | 0.44583 | 0.2342 | 1
2214 | 02E20G11H07D07M01W03 | 23.34 | 5.32 | 0.65 | 12.81 | 42.12 | 2.6444 | 779.373 | 456.96 | 0.44583 | 0.3121 | 1
2215 | 02E20G11H07D07M01W04 | 23.34 | 5.32 | 0.65 | 9.28 | 38.59 | 2.6444 | 779.373 | 408.24 | 0.44583 | 0.36975 | 2
2216 | 02E20G11H07D07M02W02 | 23.34 | 4.21 | 0.65 | 17.58 | 45.78 | 2.4111 | 711.6906 | 522.9 | 0.56146 | 0.25233 | 1
2217 | 02E20G11H08D05M01W02 | 20.07 | 5.06 | 0.65 | 17.58 | 43.36 | 2.4889 | 756.8122 | 481.11 | 0.47292 | 0.29185 | 1
2218 | 02E20G11H08D05M01W03 | 20.07 | 5.06 | 0.65 | 12.81 | 38.59 | 2.4889 | 756.8122 | 414.75 | 0.47292 | 0.36975 | 2
2219 | 02E20G11H08D06M01W02 | 18.18 | 4.21 | 0.65 | 17.58 | 40.62 | 2.1 | 674.7729 | 458.64 | 0.56146 | 0.3366 | 1
2220 | 02E20G11H08D06M01W03 | 18.18 | 4.21 | 0.65 | 12.81 | 35.85 | 2.1 | 674.7729 | 392.28 | 0.56146 | 0.4145 | 2
2221 | 02E20G11H08D07M01W02 | 20.56 | 5.32 | 0.65 | 17.58 | 44.11 | 2.6444 | 779.373 | 486.78 | 0.44583 | 0.2796 | 1
2222 | 02E20G11H08D07M01W03 | 20.56 | 5.32 | 0.65 | 12.81 | 39.34 | 2.6444 | 779.373 | 420.42 | 0.44583 | 0.3575 | 2
2223 | 02E20G11H08D07M01W04 | 20.56 | 5.32 | 0.65 | 9.28 | 35.81 | 2.6444 | 779.373 | 371.7 | 0.44583 | 0.41516 | 2
2224 | 02E20G11H08D07M02W02 | 20.56 | 4.21 | 0.65 | 17.58 | 43 | 2.4111 | 711.6906 | 486.57 | 0.56146 | 0.29773 | 1
2225 | 02E20G11H09D05M01W02 | 19.32 | 5.06 | 0.65 | 17.58 | 42.61 | 2.4889 | 756.8122 | 471.24 | 0.47292 | 0.3041 | 1
2226 | 02E20G11H09D05M01W03 | 19.32 | 5.06 | 0.65 | 12.81 | 37.84 | 2.4889 | 756.8122 | 404.88 | 0.47292 | 0.382 | 2
2227 | 02E20G11H09D07M01W02 | 19.79 | 5.32 | 0.65 | 17.58 | 43.34 | 2.6444 | 779.373 | 476.7 | 0.44583 | 0.29218 | 1
2228 | 02E20G11H09D07M01W03 | 19.79 | 5.32 | 0.65 | 12.81 | 38.57 | 2.6444 | 779.373 | 410.34 | 0.44583 | 0.37008 | 2
2229 | 02E20G11H09D07M01W04 | 19.79 | 5.32 | 0.65 | 9.28 | 35.04 | 2.6444 | 779.373 | 361.62 | 0.44583 | 0.42773 | 2
2230 | 02E20G11H09D07M02W02 | 19.79 | 4.21 | 0.65 | 17.58 | 42.23 | 2.4111 | 711.6906 | 476.49 | 0.56146 | 0.31031 | 1
2231 | 02E20G11H10D05M01W02 | 22.79 | 4.5 | 0.65 | 17.58 | 45.52 | 2.1778 | 723.9965 | 516.81 | 0.53125 | 0.25657 | 1
2232 | 02E20G11H10D05M01W03 | 22.79 | 4.5 | 0.65 | 12.81 | 40.75 | 2.1778 | 723.9965 | 450.45 | 0.53125 | 0.33448 | 1
2233 | 02E20G11H10D07M01W02 | 23.34 | 4.73 | 0.65 | 17.58 | 46.3 | 2.2556 | 746.5573 | 523.32 | 0.50729 | 0.24383 | 1
2234 | 02E20G11H10D07M01W03 | 23.34 | 4.73 | 0.65 | 12.81 | 41.53 | 2.2556 | 746.5573 | 456.96 | 0.50729 | 0.32174 | 1
2235 | 02E20G11H10D07M01W04 | 23.34 | 4.73 | 0.65 | 9.28 | 38 | 2.2556 | 746.5573 | 408.24 | 0.50729 | 0.37939 | 2
2236 | 02E20G11H10D07M02W02 | 23.34 | 3.74 | 0.65 | 17.58 | 45.31 | 2.1 | 685.0278 | 522.9 | 0.61042 | 0.26 | 1
2237 | 02E20G11H11D05M01W02 | 22.79 | 4.3 | 0.65 | 17.58 | 45.32 | 2.0222 | 715.7926 | 516.81 | 0.55208 | 0.25984 | 1
2238 | 02E20G11H11D05M01W03 | 22.79 | 4.3 | 0.65 | 12.81 | 40.55 | 2.0222 | 715.7926 | 450.45 | 0.55208 | 0.33774 | 1
2239 | 02E20G11H11D06M01W02 | 20.64 | 3.59 | 0.65 | 17.58 | 42.46 | 1.7111 | 639.9062 | 490.98 | 0.62604 | 0.30655 | 1
2240 | 02E20G11H11D06M01W03 | 20.64 | 3.59 | 0.65 | 12.81 | 37.69 | 1.7111 | 639.9062 | 424.62 | 0.62604 | 0.38445 | 2
2241 | 02E20G11H11D07M01W02 | 23.34 | 4.52 | 0.65 | 17.58 | 46.09 | 2.1778 | 736.3024 | 523.32 | 0.52917 | 0.24726 | 1
2242 | 02E20G11H11D07M01W03 | 23.34 | 4.52 | 0.65 | 12.81 | 41.32 | 2.1778 | 736.3024 | 456.96 | 0.52917 | 0.32517 | 1
2243 | 02E20G11H11D07M01W04 | 23.34 | 4.52 | 0.65 | 9.28 | 37.79 | 2.1778 | 736.3024 | 408.24 | 0.52917 | 0.38282 | 2
2244 | 02E20G11H11D07M02W02 | 23.34 | 3.57 | 0.65 | 17.58 | 45.14 | 1.9444 | 676.8239 | 522.9 | 0.62813 | 0.26278 | 1
2245 | 02E20G11H12D05M01W02 | 19.81 | 3.59 | 0.65 | 17.58 | 41.63 | 1.7111 | 574.2748 | 484.68 | 0.62604 | 0.3201 | 1
2246 | 02E20G11H12D05M01W03 | 19.81 | 3.59 | 0.65 | 12.81 | 36.86 | 1.7111 | 574.2748 | 418.32 | 0.62604 | 0.39801 | 2
2247 | 02E20G11H12D07M01W02 | 20.28 | 3.77 | 0.65 | 17.58 | 42.28 | 1.7889 | 590.6827 | 490.35 | 0.60729 | 0.30949 | 1
2248 | 02E20G11H12D07M01W03 | 20.28 | 3.77 | 0.65 | 12.81 | 37.51 | 1.7889 | 590.6827 | 423.99 | 0.60729 | 0.38739 | 2
2249 | 02E20G11H12D07M01W04 | 20.28 | 3.77 | 0.65 | 9.28 | 33.98 | 1.7889 | 590.6827 | 375.27 | 0.60729 | 0.44504 | 2
2250 | 02E20G11H12D07M02W02 | 20.28 | 2.98 | 0.65 | 17.58 | 41.49 | 1.6333 | 541.4591 | 490.14 | 0.68958 | 0.32239 | 1
2251 | 02E20G11H13D05M01W02 | 19.81 | 3.38 | 0.65 | 17.58 | 41.42 | 1.6333 | 557.867 | 484.68 | 0.64792 | 0.32353 | 1
2252 | 02E20G11H13D05M01W03 | 19.81 | 3.38 | 0.65 | 12.81 | 36.65 | 1.6333 | 557.867 | 418.32 | 0.64792 | 0.40144 | 2
2253 | 02E20G11H13D07M01W02 | 20.28 | 3.55 | 0.65 | 17.58 | 42.06 | 1.7111 | 574.2748 | 490.35 | 0.63021 | 0.31308 | 1
2254 | 02E20G11H13D07M01W03 | 20.28 | 3.55 | 0.65 | 12.81 | 37.29 | 1.7111 | 574.2748 | 423.99 | 0.63021 | 0.39098 | 2
2255 | 02E20G11H13D07M01W04 | 20.28 | 3.55 | 0.65 | 9.28 | 33.76 | 1.7111 | 574.2748 | 375.27 | 0.63021 | 0.44864 | 2
2256 | 02E20G11H13D07M02W02 | 20.28 | 2.81 | 0.65 | 17.58 | 41.32 | 1.6333 | 529.1532 | 490.14 | 0.70729 | 0.32517 | 1
2257 | 02E20G11H14D05M01W02 | 22.79 | 4.05 | 0.65 | 17.58 | 45.07 | 2.0222 | 695.2827 | 516.81 | 0.57812 | 0.26392 | 1
2258 | 02E20G11H14D05M01W03 | 22.79 | 4.05 | 0.65 | 12.81 | 40.3 | 2.0222 | 695.2827 | 450.45 | 0.57812 | 0.34183 | 1
2259 | 02E20G11H14D07M01W02 | 23.34 | 4.26 | 0.65 | 17.58 | 45.83 | 2.1 | 715.7926 | 523.32 | 0.55625 | 0.25151 | 1
2260 | 02E20G11H14D07M01W03 | 23.34 | 4.26 | 0.65 | 12.81 | 41.06 | 2.1 | 715.7926 | 456.96 | 0.55625 | 0.32941 | 1
2261 | 02E20G11H14D07M01W04 | 23.34 | 4.26 | 0.65 | 9.28 | 37.53 | 2.1 | 715.7926 | 408.24 | 0.55625 | 0.38707 | 2
2262 | 02E20G11H14D07M02W02 | 23.34 | 3.37 | 0.65 | 17.58 | 44.94 | 1.9444 | 662.467 | 522.9 | 0.64896 | 0.26605 | 1
2263 | 02E20G12H07D04M01W02 | 20.96 | 27.68 | 0.65 | 17.58 | 66.87 | 5.0556 | 2174.0404 | 494.34 | -1.8833 | -0.092112
2264 | 02E20G12H07D05M01W02 | 18.49 | 22.26 | 0.65 | 17.58 | 58.98 | 4.2 | 1804.8638 | 464.73 | -1.3188 | 0.036747
2265 | 02E20G12H07D05M01W03 | 18.49 | 22.26 | 0.65 | 12.81 | 54.21 | 4.2 | 1804.8638 | 398.37 | -1.3188 | 0.11465
2266 | 02E20G12H07D06M01W02 | 16.82 | 19.58 | 0.65 | 17.58 | 54.63 | 3.7333 | 1614.1225 | 444.99 | -1.0396 | 0.10779
2267 | 02E20G12H07D06M01W03 | 16.82 | 19.58 | 0.65 | 12.81 | 49.86 | 3.7333 | 1614.1225 | 378.63 | -1.0396 | 0.18569
2268 | 02E20G12H07D07M01W02 | 18.91 | 23.03 | 0.65 | 17.58 | 60.17 | 4.3556 | 1856.1383 | 469.98 | -1.399 | 0.017312
2269 | 02E20G12H07D07M01W03 | 18.91 | 23.03 | 0.65 | 12.81 | 55.4 | 4.3556 | 1856.1383 | 403.62 | -1.399 | 0.095215
2270 | 02E20G12H07D07M01W04 | 18.91 | 23.03 | 0.65 | 9.28 | 51.87 | 4.3556 | 1856.1383 | 354.9 | -1.399 | 0.15287
2271 | 02E20G12H07D07M02W02 | 18.55 | 20.4 | 0.65 | 17.58 | 57.18 | 4.2778 | 1657.1931 | 465.36 | -1.125 | 0.066144
2272 | 02E20G12H08D05M01W02 | 16.28 | 22.26 | 0.65 | 17.58 | 56.77 | 4.2 | 1804.8638 | 435.96 | -1.3188 | 0.07284
2273 | 02E20G12H08D05M01W03 | 16.28 | 22.26 | 0.65 | 12.81 | 52 | 4.2 | 1804.8638 | 369.6 | -1.3188 | 0.15074
2274 | 02E20G12H08D06M01W02 | 14.82 | 19.58 | 0.65 | 17.58 | 52.63 | 3.7333 | 1614.1225 | 418.74 | -1.0396 | 0.14045
2275 | 02E20G12H08D06M01W03 | 14.82 | 19.58 | 0.65 | 12.81 | 47.86 | 3.7333 | 1614.1225 | 352.38 | -1.0396 | 0.21836
2276 | 02E20G12H08D07M01W02 | 16.65 | 23.03 | 0.65 | 17.58 | 57.91 | 4.3556 | 1856.1383 | 440.37 | -1.399 | 0.054222
2277 | 02E20G12H08D07M01W03 | 16.65 | 23.03 | 0.65 | 12.81 | 53.14 | 4.3556 | 1856.1383 | 374.01 | -1.399 | 0.13212
2278 | 02E20G12H08D07M01W04 | 16.65 | 23.03 | 0.65 | 9.28 | 49.61 | 4.3556 | 1856.1383 | 325.29 | -1.399 | 0.18978
2279 | 02E20G12H08D07M02W02 | 16.34 | 20.4 | 0.65 | 17.58 | 54.97 | 4.2778 | 1657.1931 | 436.38 | -1.125 | 0.10224
2280 | 02E20G12H09D05M01W02 | 15.67 | 22.26 | 0.65 | 17.58 | 56.16 | 4.2 | 1804.8638 | 427.98 | -1.3188 | 0.082803
2281 | 02E20G12H09D05M01W03 | 15.67 | 22.26 | 0.65 | 12.81 | 51.39 | 4.2 | 1804.8638 | 361.62 | -1.3188 | 0.16071
2282 | 02E20G12H09D07M01W02 | 16.02 | 23.03 | 0.65 | 17.58 | 57.28 | 4.3556 | 1856.1383 | 432.18 | -1.399 | 0.064511
2283 | 02E20G12H09D07M01W03 | 16.02 | 23.03 | 0.65 | 12.81 | 52.51 | 4.3556 | 1856.1383 | 365.82 | -1.399 | 0.14241
2284 | 02E20G12H09D07M01W04 | 16.02 | 23.03 | 0.65 | 9.28 | 48.98 | 4.3556 | 1856.1383 | 317.1 | -1.399 | 0.20007
2285 | 02E20G12H09D07M02W02 | 15.73 | 20.4 | 0.65 | 17.58 | 54.36 | 4.2778 | 1657.1931 | 428.4 | -1.125 | 0.1122
2286 | 02E20G12H10D05M01W02 | 18.49 | 19.84 | 0.65 | 17.58 | 56.56 | 3.6556 | 1663.346 | 464.73 | -1.0667 | 0.07627
2287 | 02E20G12H10D05M01W03 | 18.49 | 19.84 | 0.65 | 12.81 | 51.79 | 3.6556 | 1663.346 | 398.37 | -1.0667 | 0.15417
2288 | 02E20G12H10D07M01W02 | 18.91 | 20.51 | 0.65 | 17.58 | 57.65 | 3.7333 | 1710.5186 | 469.98 | -1.1365 | 0.058468
2289 | 02E20G12H10D07M01W03 | 18.91 | 20.51 | 0.65 | 12.81 | 52.88 | 3.7333 | 1710.5186 | 403.62 | -1.1365 | 0.13637
2290 | 02E20G12H10D07M01W04 | 18.91 | 20.51 | 0.65 | 9.28 | 49.35 | 3.7333 | 1710.5186 | 354.9 | -1.1365 | 0.19402
2291 | 02E20G12H10D07M02W02 | 18.55 | 18.16 | 0.65 | 17.58 | 54.94 | 3.7333 | 1530.0322 | 465.36 | -0.89167 | 0.10273
2292 | 02E20G12H11D05M01W02 | 18.49 | 19.02 | 0.65 | 17.58 | 55.74 | 3.4222 | 1624.3774 | 464.73 | -0.98125 | 0.089662
2293 | 02E20G12H11D05M01W03 | 18.49 | 19.02 | 0.65 | 12.81 | 50.97 | 3.4222 | 1624.3774 | 398.37 | -0.98125 | 0.16756
2294 | 02E20G12H11D06M01W02 | 16.82 | 16.74 | 0.65 | 17.58 | 51.79 | 3.0333 | 1456.1969 | 444.99 | -0.74375 | 0.15417
2295 | 02E20G12H11D06M01W03 | 16.82 | 16.74 | 0.65 | 12.81 | 47.02 | 3.0333 | 1456.1969 | 378.63 | -0.74375 | 0.23208
2296 | 02E20G12H11D07M01W02 | 18.91 | 19.66 | 0.65 | 17.58 | 56.8 | 3.5 | 1669.499 | 469.98 | -1.0479 | 0.07235
2297 | 02E20G12H11D07M01W03 | 18.91 | 19.66 | 0.65 | 12.81 | 52.03 | 3.5 | 1669.499 | 403.62 | -1.0479 | 0.15025
2298 | 02E20G12H11D07M01W04 | 18.91 | 19.66 | 0.65 | 9.28 | 48.5 | 3.5 | 1669.499 | 354.9 | -1.0479 | 0.2079
2299 | 02E20G12H11D07M02W02 | 18.55 | 17.39 | 0.65 | 17.58 | 54.17 | 3.5 | 1491.0636 | 465.36 | -0.81146 | 0.1153
2300 | 02E20G12H12D05M01W02 | 16.07 | 15.87 | 0.65 | 17.58 | 50.17 | 2.8778 | 1339.2909 | 438.9 | -0.65312 | 0.18063
2301 | 02E20G12H12D05M01W03 | 16.07 | 15.87 | 0.65 | 12.81 | 45.4 | 2.8778 | 1339.2909 | 372.54 | -0.65312 | 0.25853
2302 | 02E20G12H12D07M01W02 | 16.44 | 16.41 | 0.65 | 17.58 | 51.08 | 2.9556 | 1378.2596 | 443.31 | -0.70937 | 0.16577
2303 | 02E20G12H12D07M01W03 | 16.44 | 16.41 | 0.65 | 12.81 | 46.31 | 2.9556 | 1378.2596 | 376.95 | -0.70937 | 0.24367
2304 | 02E20G12H12D07M01W04 | 16.44 | 16.41 | 0.65 | 9.28 | 42.78 | 2.9556 | 1378.2596 | 328.23 | -0.70937 | 0.30132
2305 | 02E20G12H12D07M02W02 | 16.12 | 14.51 | 0.65 | 17.58 | 48.86 | 2.8778 | 1230.5889 | 439.32 | -0.51146 | 0.20203
2306 | 02E20G12H13D05M01W02 | 16.07 | 14.86 | 0.65 | 17.58 | 49.16 | 2.8 | 1257.2517 | 438.9 | -0.54792 | 0.19713
2307 | 02E20G12H13D05M01W03 | 16.07 | 14.86 | 0.65 | 12.81 | 44.39 | 2.8 | 1257.2517 | 372.54 | -0.54792 | 0.27503
2308 | 02E20G12H13D07M01W02 | 16.44 | 15.37 | 0.65 | 17.58 | 50.04 | 2.8778 | 1292.1184 | 443.31 | -0.60104 | 0.18275
2309 | 02E20G12H13D07M01W03 | 16.44 | 15.37 | 0.65 | 12.81 | 45.27 | 2.8778 | 1292.1184 | 376.95 | -0.60104 | 0.26066
2310 | 02E20G12H13D07M01W04 | 16.44 | 15.37 | 0.65 | 9.28 | 41.74 | 2.8778 | 1292.1184 | 328.23 | -0.60104 | 0.31831
2311 | 02E20G12H13D07M02W02 | 16.12 | 13.61 | 0.65 | 17.58 | 47.96 | 2.8778 | 1158.8046 | 439.32 | -0.41771 | 0.21672
2312 | 02E20G12H14D05M01W02 | 18.49 | 17.85 | 0.65 | 17.58 | 54.57 | 3.3444 | 1527.9812 | 464.73 | -0.85938 | 0.10877
2313 | 02E20G12H14D05M01W03 | 18.49 | 17.85 | 0.65 | 12.81 | 49.8 | 3.3444 | 1527.9812 | 398.37 | -0.85938 | 0.18667
2314 | 02E20G12H14D07M01W02 | 18.91 | 18.46 | 0.65 | 17.58 | 55.6 | 3.4222 | 1571.0519 | 469.98 | -0.92292 | 0.091948
2315 | 02E20G12H14D07M01W03 | 18.91 | 18.46 | 0.65 | 12.81 | 50.83 | 3.4222 | 1571.0519 | 403.62 | -0.92292 | 0.16985
2316 | 02E20G12H14D07M01W04 | 18.91 | 18.46 | 0.65 | 9.28 | 47.3 | 3.4222 | 1571.0519 | 354.9 | -0.92292 | 0.2275
2317 | 02E20G12H14D07M02W02 | 18.55 | 16.35 | 0.65 | 17.58 | 53.13 | 3.4222 | 1409.0243 | 465.36 | -0.70312 | 0.13229
2318 | 02E21G10H07D04M01W02 | 22.07 | 8.3 | 0.65 | 17.58 | 48.6 | 3.4222 | 935.2476 | 507.57 | 0.13542 | 0.20627 | 1
2319 | 02E21G10H07D05M01W02 | 19.41 | 6.59 | 0.65 | 17.58 | 44.23 | 2.8 | 797.8318 | 475.86 | 0.31354 | 0.27764 | 1
2320 | 02E21G10H07D05M01W03 | 19.41 | 6.59 | 0.65 | 12.81 | 39.46 | 2.8 | 797.8318 | 409.5 | 0.31354 | 0.35554 | 1
2321 | 02E21G10H07D06M01W02 | 17.41 | 5.52 | 0.65 | 17.58 | 41.16 | 2.3333 | 705.5377 | 451.92 | 0.425 | 0.32778 | 1
2322 | 02E21G10H07D06M01W03 | 17.41 | 5.52 | 0.65 | 12.81 | 36.39 | 2.3333 | 705.5377 | 385.56 | 0.425 | 0.40568 | 2
2323 | 02E21G10H07D07M01W02 | 19.91 | 6.91 | 0.65 | 17.58 | 45.05 | 2.9556 | 822.4436 | 481.95 | 0.28021 | 0.26425 | 1
2324 | 02E21G10H07D07M01W03 | 19.91 | 6.91 | 0.65 | 12.81 | 40.28 | 2.9556 | 822.4436 | 415.59 | 0.28021 | 0.34215 | 1
2325 | 02E21G10H07D07M01W04 | 19.91 | 6.91 | 0.65 | 9.28 | 36.75 | 2.9556 | 822.4436 | 366.87 | 0.28021 | 0.3998 | 1
2326 | 02E21G10H07D07M02W02 | 19.88 | 5.61 | 0.65 | 17.58 | 43.72 | 2.7222 | 740.4043 | 481.11 | 0.41563 | 0.28597 | 1
2327 | 02E21G10H08D05M01W02 | 17.09 | 6.59 | 0.65 | 17.58 | 41.91 | 2.8 | 797.8318 | 445.62 | 0.31354 | 0.31553 | 1
2328 | 02E21G10H08D05M01W03 | 17.09 | 6.59 | 0.65 | 12.81 | 37.14 | 2.8 | 797.8318 | 379.26 | 0.31354 | 0.39343 | 1
2329 | 02E21G10H08D06M01W02 | 15.33 | 5.52 | 0.65 | 17.58 | 39.08 | 2.3333 | 705.5377 | 424.83 | 0.425 | 0.36175 | 2
2330 | 02E21G10H08D06M01W03 | 15.33 | 5.52 | 0.65 | 12.81 | 34.31 | 2.3333 | 705.5377 | 358.47 | 0.425 | 0.43965 | 2
2331 | 02E21G10H08D07M01W02 | 17.54 | 6.91 | 0.65 | 17.58 | 42.68 | 2.9556 | 822.4436 | 450.87 | 0.28021 | 0.30296 | 1
2332 | 02E21G10H08D07M01W03 | 17.54 | 6.91 | 0.65 | 12.81 | 37.91 | 2.9556 | 822.4436 | 384.51 | 0.28021 | 0.38086 | 1
2333 | 02E21G10H08D07M01W04 | 17.54 | 6.91 | 0.65 | 9.28 | 34.38 | 2.9556 | 822.4436 | 335.79 | 0.28021 | 0.43851 | 1
2334 | 02E21G10H08D07M02W02 | 17.51 | 5.61 | 0.65 | 17.58 | 41.35 | 2.7222 | 740.4043 | 450.24 | 0.41563 | 0.32468 | 1
2335 | 02E21G10H09D05M01W02 | 16.45 | 6.59 | 0.65 | 17.58 | 41.27 | 2.8 | 797.8318 | 437.22 | 0.31354 | 0.32598 | 1
2336 | 02E21G10H09D05M01W03 | 16.45 | 6.59 | 0.65 | 12.81 | 36.5 | 2.8 | 797.8318 | 370.86 | 0.31354 | 0.40389 | 1
2337 | 02E21G10H09D07M01W02 | 16.88 | 6.91 | 0.65 | 17.58 | 42.02 | 2.9556 | 822.4436 | 442.26 | 0.28021 | 0.31374 | 1
2338 | 02E21G10H09D07M01W03 | 16.88 | 6.91 | 0.65 | 12.81 | 37.25 | 2.9556 | 822.4436 | 375.9 | 0.28021 | 0.39164 | 1
2339 | 02E21G10H09D07M01W04 | 16.88 | 6.91 | 0.65 | 9.28 | 33.72 | 2.9556 | 822.4436 | 327.18 | 0.28021 | 0.44929 | 1
2340 | 02E21G10H09D07M02W02 | 16.85 | 5.61 | 0.65 | 17.58 | 40.69 | 2.7222 | 740.4043 | 441.63 | 0.41563 | 0.33546 | 1
2341 | 02E21G10H10D05M01W02 | 19.41 | 5.86 | 0.65 | 17.58 | 43.5 | 2.4111 | 756.8122 | 475.86 | 0.38958 | 0.28956 | 1
2342 | 02E21G10H10D05M01W03 | 19.41 | 5.86 | 0.65 | 12.81 | 38.73 | 2.4111 | 756.8122 | 409.5 | 0.38958 | 0.36747 | 1
2343 | 02E21G10H10D07M01W02 | 19.91 | 6.14 | 0.65 | 17.58 | 44.28 | 2.5667 | 779.373 | 481.95 | 0.36042 | 0.27683 | 1
2344 | 02E21G10H10D07M01W03 | 19.91 | 6.14 | 0.65 | 12.81 | 39.51 | 2.5667 | 779.373 | 415.59 | 0.36042 | 0.35473 | 1
2345 | 02E21G10H10D07M01W04 | 19.91 | 6.14 | 0.65 | 9.28 | 35.98 | 2.5667 | 779.373 | 366.87 | 0.36042 | 0.41238 | 1
2346 | 02E21G10H10D07M02W02 | 19.88 | 4.98 | 0.65 | 17.58 | 43.09 | 2.4111 | 705.5377 | 481.11 | 0.48125 | 0.29626 | 1
2347 | 02E21G10H11D05M01W02 | 19.41 | 5.6 | 0.65 | 17.58 | 43.24 | 2.2556 | 744.5063 | 475.86 | 0.41667 | 0.29381 | 1
2348 | 02E21G10H11D05M01W03 | 19.41 | 5.6 | 0.65 | 12.81 | 38.47 | 2.2556 | 744.5063 | 409.5 | 0.41667 | 0.37171 | 2
2349 | 02E21G10H11D06M01W02 | 17.41 | 4.69 | 0.65 | 17.58 | 40.33 | 1.8667 | 660.4161 | 451.92 | 0.51146 | 0.34134 | 1
2350 | 02E21G10H11D06M01W03 | 17.41 | 4.69 | 0.65 | 12.81 | 35.56 | 1.8667 | 660.4161 | 385.56 | 0.51146 | 0.41924 | 2
2351 | 02E21G10H11D07M01W02 | 19.91 | 5.87 | 0.65 | 17.58 | 44.01 | 2.4111 | 765.0161 | 481.95 | 0.38854 | 0.28123 | 1
2352 | 02E21G10H11D07M01W03 | 19.91 | 5.87 | 0.65 | 12.81 | 39.24 | 2.4111 | 765.0161 | 415.59 | 0.38854 | 0.35914 | 1
2353 | 02E21G10H11D07M01W04 | 19.91 | 5.87 | 0.65 | 9.28 | 35.71 | 2.4111 | 765.0161 | 366.87 | 0.38854 | 0.41679 | 1
2354 | 02E21G10H11D07M02W02 | 19.88 | 4.76 | 0.65 | 17.58 | 42.87 | 2.2556 | 695.2827 | 481.11 | 0.50417 | 0.29985 | 1
2355 | 02E21G10H12D05M01W02 | 16.86 | 4.67 | 0.65 | 17.58 | 39.76 | 1.8667 | 605.0396 | 448.56 | 0.51354 | 0.35065 | 2
2356 | 02E21G10H12D05M01W03 | 16.86 | 4.67 | 0.65 | 12.81 | 34.99 | 1.8667 | 605.0396 | 382.2 | 0.51354 | 0.42855 | 2
2357 | 02E21G10H12D07M01W02 | 17.31 | 4.9 | 0.65 | 17.58 | 40.44 | 2.0222 | 623.4984 | 454.02 | 0.48958 | 0.33954 | 1
2358 | 02E21G10H12D07M01W03 | 17.31 | 4.9 | 0.65 | 12.81 | 35.67 | 2.0222 | 623.4984 | 387.66 | 0.48958 | 0.41744 | 2
2359 | 02E21G10H12D07M01W04 | 17.31 | 4.9 | 0.65 | 9.28 | 32.14 | 2.0222 | 623.4984 | 338.94 | 0.48958 | 0.47509 | 2
2360 | 02E21G10H12D07M02W02 | 17.28 | 3.97 | 0.65 | 17.58 | 39.48 | 1.8667 | 561.9689 | 453.39 | 0.58646 | 0.35522 | 2
2361 | 02E21G10H13D05M01W02 | 16.86 | 4.39 | 0.65 | 17.58 | 39.48 | 1.8667 | 582.4788 | 448.56 | 0.54271 | 0.35522 | 2
2362 | 02E21G10H13D05M01W03 | 16.86 | 4.39 | 0.65 | 12.81 | 34.71 | 1.8667 | 582.4788 | 382.2 | 0.54271 | 0.43312 | 2
2363 | 02E21G10H13D07M01W02 | 17.31 | 4.61 | 0.65 | 17.58 | 40.15 | 1.9444 | 600.9376 | 454.02 | 0.51979 | 0.34428 | 1
2364 | 02E21G10H13D07M01W03 | 17.31 | 4.61 | 0.65 | 12.81 | 35.38 | 1.9444 | 600.9376 | 387.66 | 0.51979 | 0.42218 | 2
2365 | 02E21G10H13D07M01W04 | 17.31 | 4.61 | 0.65 | 9.28 | 31.85 | 1.9444 | 600.9376 | 338.94 | 0.51979 | 0.47983 | 2
2366 | 02E21G10H13D07M02W02 | 17.28 | 3.74 | 0.65 | 17.58 | 39.25 | 1.7889 | 543.5101 | 453.39 | 0.61042 | 0.35897 | 2
2367 | 02E21G10H14D05M01W02 | 19.41 | 5.28 | 0.65 | 17.58 | 42.92 | 2.2556 | 719.8945 | 475.86 | 0.45 | 0.29904 | 1
2368 | 02E21G10H14D05M01W03 | 19.41 | 5.28 | 0.65 | 12.81 | 38.15 | 2.2556 | 719.8945 | 409.5 | 0.45 | 0.37694 | 2
2369 | 02E21G10H14D07M01W02 | 19.91 | 5.53 | 0.65 | 17.58 | 43.67 | 2.3333 | 740.4043 | 481.95 | 0.42396 | 0.28679 | 1
2370 | 02E21G10H14D07M01W03 | 19.91 | 5.53 | 0.65 | 12.81 | 38.9 | 2.3333 | 740.4043 | 415.59 | 0.42396 | 0.36469 | 2
2371 | 02E21G10H14D07M01W04 | 19.91 | 5.53 | 0.65 | 9.28 | 35.37 | 2.3333 | 740.4043 | 366.87 | 0.42396 | 0.42234 | 2
2372 | 02E21G10H14D07M02W02 | 19.88 | 4.49 | 0.65 | 17.58 | 42.6 | 2.1778 | 674.7729 | 481.11 | 0.53229 | 0.30426 | 1
2373 | 02E21G11H07D04M01W02 | 23.78 | 5.41 | 0.65 | 17.58 | 47.42 | 2.9556 | 787.5769 | 528.36 | 0.43646 | 0.22554 | 1
2374 | 02E21G11H07D05M01W02 | 20.95 | 4.29 | 0.65 | 17.58 | 43.47 | 2.3333 | 680.9259 | 494.34 | 0.55312 | 0.29005 | 1
2375 | 02E21G11H07D05M01W03 | 20.95 | 4.29 | 0.65 | 12.81 | 38.7 | 2.3333 | 680.9259 | 427.98 | 0.55312 | 0.36796 | 2
2376 | 02E21G11H07D06M01W02 | 18.8 | 3.54 | 0.65 | 17.58 | 40.57 | 1.9444 | 605.0396 | 468.72 | 0.63125 | 0.33742 | 1
2377 | 02E21G11H07D06M01W03 | 18.8 | 3.54 | 0.65 | 12.81 | 35.8 | 1.9444 | 605.0396 | 402.36 | 0.63125 | 0.41532 | 2
2378 | 02E21G11H07D07M01W02 | 21.49 | 4.51 | 0.65 | 17.58 | 44.23 | 2.4889 | 701.4357 | 500.85 | 0.53021 | 0.27764 | 1
2379 | 02E21G11H07D07M01W03 | 21.49 | 4.51 | 0.65 | 12.81 | 39.46 | 2.4889 | 701.4357 | 434.49 | 0.53021 | 0.35554 | 2
2380 | 02E21G11H07D07M01W04 | 21.49 | 4.51 | 0.65 | 9.28 | 35.93 | 2.4889 | 701.4357 | 385.77 | 0.53021 | 0.4132 | 2
2381 | 02E21G11H07D07M02W02 | 21.52 | 3.52 | 0.65 | 17.58 | 43.27 | 2.2556 | 644.0082 | 500.85 | 0.63333 | 0.29332 | 1
2382 | 02E21G11H08D05M01W02 | 18.45 | 4.29 | 0.65 | 17.58 | 40.97 | 2.3333 | 680.9259 | 461.79 | 0.55312 | 0.33088 | 1
2383 | 02E21G11H08D05M01W03 | 18.45 | 4.29 | 0.65 | 12.81 | 36.2 | 2.3333 | 680.9259 | 395.43 | 0.55312 | 0.40879 | 2
2384 | 02E21G11H08D06M01W02 | 16.56 | 3.54 | 0.65 | 17.58 | 38.33 | 1.9444 | 605.0396 | 439.32 | 0.63125 | 0.374 | 2
2385 | 02E21G11H08D06M01W03 | 16.56 | 3.54 | 0.65 | 12.81 | 33.56 | 1.9444 | 605.0396 | 372.96 | 0.63125 | 0.4519 | 2
2386 | 02E21G11H08D07M01W02 | 18.93 | 4.51 | 0.65 | 17.58 | 41.67 | 2.4889 | 701.4357 | 467.46 | 0.53021 | 0.31945 | 1
2387 | 02E21G11H08D07M01W03 | 18.93 | 4.51 | 0.65 | 12.81 | 36.9 | 2.4889 | 701.4357 | 401.1 | 0.53021 | 0.39735 | 2
2388 | 02E21G11H08D07M01W04 | 18.93 | 4.51 | 0.65 | 9.28 | 33.37 | 2.4889 | 701.4357 | 352.38 | 0.53021 | 0.45501 | 2
2389 | 02E21G11H08D07M02W02 | 18.95 | 3.52 | 0.65 | 17.58 | 40.7 | 2.2556 | 644.0082 | 467.46 | 0.63333 | 0.33529 | 1
2390 | 02E21G11H09D05M01W02 | 17.76 | 4.29 | 0.65 | 17.58 | 40.28 | 2.3333 | 680.9259 | 452.55 | 0.55312 | 0.34215 | 1
2391 | 02E21G11H09D05M01W03 | 17.76 | 4.29 | 0.65 | 12.81 | 35.51 | 2.3333 | 680.9259 | 386.19 | 0.55312 | 0.42006 | 2
2392 | 02E21G11H09D07M01W02 | 18.22 | 4.51 | 0.65 | 17.58 | 40.96 | 2.4889 | 701.4357 | 458.01 | 0.53021 | 0.33105 | 1
2393 | 02E21G11H09D07M01W03 | 18.22 | 4.51 | 0.65 | 12.81 | 36.19 | 2.4889 | 701.4357 | 391.65 | 0.53021 | 0.40895 | 2
2394 | 02E21G11H09D07M01W04 | 18.22 | 4.51 | 0.65 | 9.28 | 32.66 | 2.4889 | 701.4357 | 342.93 | 0.53021 | 0.4666 | 2
2395 | 02E21G11H09D07M02W02 | 18.24 | 3.52 | 0.65 | 17.58 | 39.99 | 2.2556 | 644.0082 | 458.01 | 0.63333 | 0.34689 | 1
2396 | 02E21G11H10D05M01W02 | 20.95 | 3.81 | 0.65 | 17.58 | 42.99 | 2.0222 | 654.2631 | 494.34 | 0.60313 | 0.29789 | 1
2397 | 02E21G11H10D05M01W03 | 20.95 | 3.81 | 0.65 | 12.81 | 38.22 | 2.0222 | 654.2631 | 427.98 | 0.60313 | 0.3758 | 2
2398 | 02E21G11H10D07M01W02 | 21.49 | 4.01 | 0.65 | 17.58 | 43.73 | 2.1 | 672.7219 | 500.85 | 0.58229 | 0.28581 | 1
2399 | 02E21G11H10D07M01W03 | 21.49 | 4.01 | 0.65 | 12.81 | 38.96 | 2.1 | 672.7219 | 434.49 | 0.58229 | 0.36371 | 2
2400 | 02E21G11H10D07M01W04 | 21.49 | 4.01 | 0.65 | 9.28 | 35.43 | 2.1 | 672.7219 | 385.77 | 0.58229 | 0.42136 | 2
2401 | 02E21G11H10D07M02W02 | 21.52 | 3.13 | 0.65 | 17.58 | 42.88 | 1.9444 | 621.4474 | 500.85 | 0.67396 | 0.29969 | 1
2402 | 02E21G11H11D05M01W02 | 20.95 | 3.64 | 0.65 | 17.58 | 42.82 | 1.8667 | 646.0592 | 494.34 | 0.62083 | 0.30067 | 1
2403 | 02E21G11H11D05M01W03 | 20.95 | 3.64 | 0.65 | 12.81 | 38.05 | 1.8667 | 646.0592 | 427.98 | 0.62083 | 0.37857 | 2
2404 | 02E21G11H11D06M01W02 | 18.8 | 3.01 | 0.65 | 17.58 | 40.04 | 1.5556 | 574.2748 | 468.72 | 0.68646 | 0.34607 | 1
2405 | 02E21G11H11D06M01W03 | 18.8 | 3.01 | 0.65 | 12.81 | 35.27 | 1.5556 | 574.2748 | 402.36 | 0.68646 | 0.42398 | 2
2406 | 02E21G11H11D07M01W02 | 21.49 | 3.83 | 0.65 | 17.58 | 43.55 | 2.0222 | 664.518 | 500.85 | 0.60104 | 0.28875 | 1
2407 | 02E21G11H11D07M01W03 | 21.49 | 3.83 | 0.65 | 12.81 | 38.78 | 2.0222 | 664.518 | 434.49 | 0.60104 | 0.36665 | 2
2408 | 02E21G11H11D07M01W04 | 21.49 | 3.83 | 0.65 | 9.28 | 35.25 | 2.0222 | 664.518 | 385.77 | 0.60104 | 0.4243 | 2
2409 | 02E21G11H11D07M02W02 | 21.52 | 2.99 | 0.65 | 17.58 | 42.74 | 1.7889 | 613.2435 | 500.85 | 0.68854 | 0.30198 | 1
2410 | 02E21G11H12D05M01W02 | 18.2 | 3.04 | 0.65 | 17.58 | 39.47 | 1.5556 | 518.8983 | 464.94 | 0.68333 | 0.35538 | 2
2411 | 02E21G11H12D05M01W03 | 18.2 | 3.04 | 0.65 | 12.81 | 34.7 | 1.5556 | 518.8983 | 398.58 | 0.68333 | 0.43328 | 2
2412 | 02E21G11H12D07M01W02 | 18.67 | 3.2 | 0.65 | 17.58 | 40.1 | 1.6333 | 535.3062 | 470.82 | 0.66667 | 0.34509 | 1
2413 | 02E21G11H12D07M01W03 | 18.67 | 3.2 | 0.65 | 12.81 | 35.33 | 1.6333 | 535.3062 | 404.46 | 0.66667 | 0.423 | 2
2414 | 02E21G11H12D07M01W04 | 18.67 | 3.2 | 0.65 | 9.28 | 31.8 | 1.6333 | 535.3062 | 355.74 | 0.66667 | 0.48065 | 2
2415 | 02E21G11H12D07M02W02 | 18.69 | 2.5 | 0.65 | 17.58 | 39.42 | 1.4778 | 492.2356 | 470.82 | 0.73958 | 0.3562 | 2
2416 | 02E21G11H13D05M01W02 | 18.2 | 2.86 | 0.65 | 17.58 | 39.29 | 1.5556 | 506.5924 | 464.94 | 0.70208 | 0.35832 | 2
2417 | 02E21G11H13D05M01W03 | 18.2 | 2.86 | 0.65 | 12.81 | 34.52 | 1.5556 | 506.5924 | 398.58 | 0.70208 | 0.43622 | 2
2418 | 02E21G11H13D07M01W02 | 18.67 | 3.01 | 0.65 | 17.58 | 39.91 | 1.6333 | 520.9493 | 470.82 | 0.68646 | 0.3482 | 1
2419 | 02E21G11H13D07M01W03 | 18.67 | 3.01 | 0.65 | 12.81 | 35.14 | 1.6333 | 520.9493 | 404.46 | 0.68646 | 0.4261 | 2
2420 | 02E21G11H13D07M01W04 | 18.67 | 3.01 | 0.65 | 9.28 | 31.61 | 1.6333 | 520.9493 | 355.74 | 0.68646 | 0.48375 | 2
2421 | 02E21G11H13D07M02W02 | 18.69 | 2.35 | 0.65 | 17.58 | 39.27 | 1.4778 | 481.9807 | 470.82 | 0.75521 | 0.35865 | 2
2422 | 02E21G11H14D05M01W02 | 20.95 | 3.43 | 0.65 | 17.58 | 42.61 | 1.8667 | 629.6513 | 494.34 | 0.64271 | 0.3041 | 1
2423 | 02E21G11H14D05M01W03 | 20.95 | 3.43 | 0.65 | 12.81 | 37.84 | 1.8667 | 629.6513 | 427.98 | 0.64271 | 0.382 | 2
2424 | 02E21G11H14D07M01W02 | 21.49 | 3.61 | 0.65 | 17.58 | 43.33 | 1.9444 | 648.1102 | 500.85 | 0.62396 | 0.29234 | 1
2425 | 02E21G11H14D07M01W03 | 21.49 | 3.61 | 0.65 | 12.81 | 38.56 | 1.9444 | 648.1102 | 434.49 | 0.62396 | 0.37024 | 2
2426 | 02E21G11H14D07M01W04 | 21.49 | 3.61 | 0.65 | 9.28 | 35.03 | 1.9444 | 648.1102 | 385.77 | 0.62396 | 0.42789 | 2
2427 | 02E21G11H14D07M02W02 | 21.52 | 2.82 | 0.65 | 17.58 | 42.57 | 1.7889 | 600.9376 | 500.85 | 0.70625 | 0.30475 | 1
2428 | 02E21G12H07D04M01W02 | 18.94 | 26.33 | 0.65 | 17.58 | 63.5 | 4.9778 | 2048.9306 | 469.98 | -1.7427 | -0.037073
2429 | 02E21G12H07D05M01W02 | 16.63 | 21.07 | 0.65 | 17.58 | 55.93 | 4.1222 | 1687.9578 | 442.47 | -1.1948 | 0.086559
2430 | 02E21G12H07D05M01W03 | 16.63 | 21.07 | 0.65 | 12.81 | 51.16 | 4.1222 | 1687.9578 | 376.11 | -1.1948 | 0.16446
2431 | 02E21G12H07D06M01W02 | 15.02 | 18.47 | 0.65 | 17.58 | 51.72 | 3.6556 | 1505.4205 | 423.15 | -0.92396 | 0.15532
2432 | 02E21G12H07D06M01W03 | 15.02 | 18.47 | 0.65 | 12.81 | 46.95 | 3.6556 | 1505.4205 | 356.79 | -0.92396 | 0.23322
2433 | 02E21G12H07D07M01W02 | 17.04 | 21.82 | 0.65 | 17.58 | 57.09 | 4.2778 | 1739.2323 | 447.3 | -1.2729 | 0.067614
2434 | 02E21G12H07D07M01W03 | 17.04 | 21.82 | 0.65 | 12.81 | 52.32 | 4.2778 | 1739.2323 | 380.94 | -1.2729 | 0.14552
2435 | 02E21G12H07D07M01W04 | 17.04 | 21.82 | 0.65 | 9.28 | 48.79 | 4.2778 | 1739.2323 | 332.22 | -1.2729 | 0.20317
2436 | 02E21G12H07D07M02W02 | 16.72 | 19.34 | 0.65 | 17.58 | 54.29 | 4.2 | 1562.8479 | 443.31 | -1.0146 | 0.11334
2437 | 02E21G12H08D05M01W02 | 14.65 | 21.07 | 0.65 | 17.58 | 53.95 | 4.1222 | 1687.9578 | 416.43 | -1.1948 | 0.1189
2438 | 02E21G12H08D05M01W03 | 14.65 | 21.07 | 0.65 | 12.81 | 49.18 | 4.1222 | 1687.9578 | 350.07 | -1.1948 | 0.1968
2439 | 02E21G12H08D06M01W02 | 13.23 | 18.47 | 0.65 | 17.58 | 49.93 | 3.6556 | 1505.4205 | 399.84 | -0.92396 | 0.18455
2440 | 02E21G12H08D06M01W03 | 13.23 | 18.47 | 0.65 | 12.81 | 45.16 | 3.6556 | 1505.4205 | 333.48 | -0.92396 | 0.26245
2441 | 02E21G12H08D07M01W02 | 15.01 | 21.82 | 0.65 | 17.58 | 55.06 | 4.2778 | 1739.2323 | 420.84 | -1.2729 | 0.10077
2442 | 02E21G12H08D07M01W03 | 15.01 | 21.82 | 0.65 | 12.81 | 50.29 | 4.2778 | 1739.2323 | 354.48 | -1.2729 | 0.17867
2443 | 02E21G12H08D07M01W04 | 15.01 | 21.82 | 0.65 | 9.28 | 46.76 | 4.2778 | 1739.2323 | 305.76 | -1.2729 | 0.23632
2444 | 02E21G12H08D07M02W02 | 14.72 | 19.34 | 0.65 | 17.58 | 52.29 | 4.2 | 1562.8479 | 417.27 | -1.0146 | 0.14601
2445 | 02E21G12H09D05M01W02 | 14.1 | 21.07 | 0.65 | 17.58 | 53.4 | 4.1222 | 1687.9578 | 409.29 | -1.1948 | 0.12788
2446 | 02E21G12H09D05M01W03 | 14.1 | 21.07 | 0.65 | 12.81 | 48.63 | 4.1222 | 1687.9578 | 342.93 | -1.1948 | 0.20578
2447 | 02E21G12H09D07M01W02 | 14.44 | 21.82 | 0.65 | 17.58 | 54.49 | 4.2778 | 1739.2323 | 413.49 | -1.2729 | 0.11008
2448 | 02E21G12H09D07M01W03 | 14.44 | 21.82 | 0.65 | 12.81 | 49.72 | 4.2778 | 1739.2323 | 347.13 | -1.2729 | 0.18798
2449 | 02E21G12H09D07M01W04 | 14.44 | 21.82 | 0.65 | 9.28 | 46.19 | 4.2778 | 1739.2323 | 298.41 | -1.2729 | 0.24563
2450 | 02E21G12H09D07M02W02 | 14.17 | 19.34 | 0.65 | 17.58 | 51.74 | 4.2 | 1562.8479 | 409.92 | -1.0146 | 0.15499
2451 | 02E21G12H10D05M01W02 | 16.63 | 18.77 | 0.65 | 17.58 | 53.63 | 3.5778 | 1556.695 | 442.47 | -0.95521 | 0.12412
2452 | 02E21G12H10D05M01W03 | 16.63 | 18.77 | 0.65 | 12.81 | 48.86 | 3.5778 | 1556.695 | 376.11 | -0.95521 | 0.20203
2453 | 02E21G12H10D07M01W02 | 17.04 | 19.43 | 0.65 | 17.58 | 54.7 | 3.6556 | 1601.8166 | 447.3 | -1.024 | 0.10665
2454 | 02E21G12H10D07M01W03 | 17.04 | 19.43 | 0.65 | 12.81 | 49.93 | 3.6556 | 1601.8166 | 380.94 | -1.024 | 0.18455
2455 | 02E21G12H10D07M01W04 | 17.04 | 19.43 | 0.65 | 9.28 | 46.4 | 3.6556 | 1601.8166 | 332.22 | -1.024 | 0.2422
2456 | 02E21G12H10D07M02W02 | 16.72 | 17.21 | 0.65 | 17.58 | 52.16 | 3.6556 | 1441.84 | 443.31 | -0.79271 | 0.14813
2457 | 02E21G12H11D05M01W02 | 16.63 | 17.99 | 0.65 | 17.58 | 52.85 | 3.3444 | 1517.7263 | 442.47 | -0.87396 | 0.13686
2458 | 02E21G12H11D05M01W03 | 16.63 | 17.99 | 0.65 | 12.81 | 48.08 | 3.3444 | 1517.7263 | 376.11 | -0.87396 | 0.21476
2459 | 02E21G12H11D06M01W02 | 15.02 | 15.79 | 0.65 | 17.58 | 49.04 | 2.9556 | 1357.7498 | 423.15 | -0.64479 | 0.19909
2460 | 02E21G12H11D06M01W03 | 15.02 | 15.79 | 0.65 | 12.81 | 44.27 | 2.9556 | 1357.7498 | 356.79 | -0.64479 | 0.27699
2461 | 02E21G12H11D07M01W02 | 17.04 | 18.62 | 0.65 | 17.58 | 53.89 | 3.4222 | 1562.8479 | 447.3 | -0.93958 | 0.11988
2462 | 02E21G12H11D07M01W03 | 17.04 | 18.62 | 0.65 | 12.81 | 49.12 | 3.4222 | 1562.8479 | 380.94 | -0.93958 | 0.19778
2463 | 02E21G12H11D07M01W04 | 17.04 | 18.62 | 0.65 | 9.28 | 45.59 | 3.4222 | 1562.8479 | 332.22 | -0.93958 | 0.25543
2464 | 02E21G12H11D07M02W02 | 16.72 | 16.48 | 0.65 | 17.58 | 51.43 | 3.4222 | 1404.9224 | 443.31 | -0.71667 | 0.16005
2465 | 02E21G12H12D05M01W02 | 14.45 | 15.01 | 0.65 | 17.58 | 47.69 | 2.8 | 1255.2007 | 419.16 | -0.56354 | 0.22113
2466 | 02E21G12H12D05M01W03 | 14.45 | 15.01 | 0.65 | 12.81 | 42.92 | 2.8 | 1255.2007 | 352.8 | -0.56354 | 0.29904
2467 | 02E21G12H12D07M01W02 | 14.81 | 15.54 | 0.65 | 17.58 | 48.58 | 2.8778 | 1292.1184 | 423.36 | -0.61875 | 0.2066
2468 | 02E21G12H12D07M01W03 | 14.81 | 15.54 | 0.65 | 12.81 | 43.81 | 2.8778 | 1292.1184 | 357 | -0.61875 | 0.2845
2469 | 02E21G12H12D07M01W04 | 14.81 | 15.54 | 0.65 | 9.28 | 40.28 | 2.8778 | 1292.1184 | 308.28 | -0.61875 | 0.34215
2470 | 02E21G12H12D07M02W02 | 14.53 | 13.75 | 0.65 | 17.58 | 46.51 | 2.8778 | 1160.8556 | 419.79 | -0.43229 | 0.24041
2471 | 02E21G12H13D05M01W02 | 14.45 | 14.06 | 0.65 | 17.58 | 46.74 | 2.7222 | 1179.3144 | 419.16 | -0.46458 | 0.23665
2472 | 02E21G12H13D05M01W03 | 14.45 | 14.06 | 0.65 | 12.81 | 41.97 | 2.7222 | 1179.3144 | 352.8 | -0.46458 | 0.31455
2473 | 02E21G12H13D07M01W02 | 14.81 | 14.56 | 0.65 | 17.58 | 47.6 | 2.8 | 1212.1301 | 423.36 | -0.51667 | 0.2226
2474 | 02E21G12H13D07M01W03 | 14.81 | 14.56 | 0.65 | 12.81 | 42.83 | 2.8 | 1212.1301 | 357 | -0.51667 | 0.30051
2475 | 02E21G12H13D07M01W04 | 14.81 | 14.56 | 0.65 | 9.28 | 39.3 | 2.8 | 1212.1301 | 308.28 | -0.51667 | 0.35816
2476 | 02E21G12H13D07M02W02 | 14.53 | 12.9 | 0.65 | 17.58 | 45.66 | 2.8 | 1093.1732 | 419.79 | -0.34375 | 0.25429 | 1
2477 | 02E21G12H14D05M01W02 | 16.63 | 16.89 | 0.65 | 17.58 | 51.75 | 3.2667 | 1429.5341 | 442.47 | -0.75938 | 0.15483
2478 | 02E21G12H14D05M01W03 | 16.63 | 16.89 | 0.65 | 12.81 | 46.98 | 3.2667 | 1429.5341 | 376.11 | -0.75938 | 0.23273
2479 | 02E21G12H14D07M01W02 | 17.04 | 17.49 | 0.65 | 17.58 | 52.76 | 3.3444 | 1470.5538 | 447.3 | -0.82188 | 0.13833
2480 | 02E21G12H14D07M01W03 | 17.04 | 17.49 | 0.65 | 12.81 | 47.99 | 3.3444 | 1470.5538 | 380.94 | -0.82188 | 0.21623
2481 | 02E21G12H14D07M01W04 | 17.04 | 17.49 | 0.65 | 9.28 | 44.46 | 3.3444 | 1470.5538 | 332.22 | -0.82188 | 0.27389
2482 | 02E21G12H14D07M02W02 | 16.72 | 15.49 | 0.65 | 17.58 | 50.44 | 3.3444 | 1326.9851 | 443.31 | -0.61354 | 0.17622
2483 | 02E22G10H07D04M01W02 | 22.97 | 3.63 | 0.65 | 17.58 | 44.83 | 2.2556 | 668.62 | 518.49 | 0.62187 | 0.26784 | 1
2484 | 02E22G10H07D05M01W02 | 20.16 | 3.03 | 0.65 | 17.58 | 41.42 | 1.8667 | 590.6827 | 484.89 | 0.68437 | 0.32353 | 1
2485 | 02E22G10H07D05M01W03 | 20.16 | 3.03 | 0.65 | 12.81 | 36.65 | 1.8667 | 590.6827 | 418.53 | 0.68437 | 0.40144 | 2
2486 | 02E22G10H07D06M01W02 | 18.07 | 2.64 | 0.65 | 17.58 | 38.94 | 1.6333 | 537.3572 | 459.9 | 0.725 | 0.36404 | 2
2487 | 02E22G10H07D06M01W03 | 18.07 | 2.64 | 0.65 | 12.81 | 34.17 | 1.6333 | 537.3572 | 393.54 | 0.725 | 0.44194 | 2
2488 | 02E22G10H07D07M01W02 | 20.69 | 3.13 | 0.65 | 17.58 | 42.05 | 1.9444 | 605.0396 | 491.19 | 0.67396 | 0.31325 | 1
2489 | 02E22G10H07D07M01W03 | 20.69 | 3.13 | 0.65 | 12.81 | 37.28 | 1.9444 | 605.0396 | 424.83 | 0.67396 | 0.39115 | 2
2490 | 02E22G10H07D07M01W04 | 20.69 | 3.13 | 0.65 | 9.28 | 33.75 | 1.9444 | 605.0396 | 376.11 | 0.67396 | 0.4488 | 2
2491 | 02E22G10H07D07M02W02 | 20.71 | 2.44 | 0.65 | 17.58 | 41.38 | 1.7889 | 564.0199 | 491.19 | 0.74583 | 0.32419 | 1
2492 | 02E22G10H08D05M01W02 | 17.76 | 3.03 | 0.65 | 17.58 | 39.02 | 1.8667 | 590.6827 | 453.39 | 0.68437 | 0.36273 | 2
2493 | 02E22G10H08D05M01W03 | 17.76 | 3.03 | 0.65 | 12.81 | 34.25 | 1.8667 | 590.6827 | 387.03 | 0.68437 | 0.44063 | 2
2494 | 02E22G10H08D06M01W02 | 15.92 | 2.64 | 0.65 | 17.58 | 36.79 | 1.6333 | 537.3572 | 431.76 | 0.725 | 0.39915 | 2
2495 | 02E22G10H08D06M01W03 | 15.92 | 2.64 | 0.65 | 12.81 | 32.02 | 1.6333 | 537.3572 | 365.4 | 0.725 | 0.47705 | 2
2496 | 02E22G10H08D07M01W02 | 18.22 | 3.13 | 0.65 | 17.58 | 39.58 | 1.9444 | 605.0396 | 458.85 | 0.67396 | 0.35358 | 2
2497 | 02E22G10H08D07M01W03 | 18.22 | 3.13 | 0.65 | 12.81 | 34.81 | 1.9444 | 605.0396 | 392.49 | 0.67396 | 0.43149 | 2
2498 | 02E22G10H08D07M01W04 | 18.22 | 3.13 | 0.65 | 9.28 | 31.28 | 1.9444 | 605.0396 | 343.77 | 0.67396 | 0.48914 | 2
2499 | 02E22G10H08D07M02W02 | 18.25 | 2.44 | 0.65 | 17.58 | 38.92 | 1.7889 | 564.0199 | 459.06 | 0.74583 | 0.36436 | 2
2500 | 02E22G10H09D05M01W02 | 17.09 | 3.03 | 0.65 | 17.58 | 38.35 | 1.8667 | 590.6827 | 444.78 | 0.68437 | 0.37367 | 2
2501 | 02E22G10H09D05M01W03 | 17.09 | 3.03 | 0.65 | 12.81 | 33.58 | 1.8667 | 590.6827 | 378.42 | 0.68437 | 0.45158 | 2
2502 | 02E22G10H09D07M01W02 | 17.54 | 3.13 | 0.65 | 17.58 | 38.9 | 1.9444 | 605.0396 | 450.03 | 0.67396 | 0.36469 | 2
2503 | 02E22G10H09D07M01W03 | 17.54 | 3.13 | 0.65 | 12.81 | 34.13 | 1.9444 | 605.0396 | 383.67 | 0.67396 | 0.44259 | 2
2504 | 02E22G10H09D07M01W04 | 17.54 | 3.13 | 0.65 | 9.28 | 30.6 | 1.9444 | 605.0396 | 334.95 | 0.67396 | 0.50024 | 2
2505 | 02E22G10H09D07M02W02 | 17.56 | 2.44 | 0.65 | 17.58 | 38.23 | 1.7889 | 564.0199 | 450.03 | 0.74583 | 0.37563 | 2
2506 | 02E22G10H10D05M01W02 | 20.16 | 2.69 | 0.65 | 17.58 | 41.08 | 1.6333 | 572.2238 | 484.89 | 0.71979 | 0.32909 | 1
2507 | 02E22G10H10D05M01W03 | 20.16 | 2.69 | 0.65 | 12.81 | 36.31 | 1.6333 | 572.2238 | 418.53 | 0.71979 | 0.40699 | 2
2508 | 02E22G10H10D07M01W02 | 20.69 | 2.79 | 0.65 | 17.58 | 41.71 | 1.7111 | 586.5807 | 491.19 | 0.70937 | 0.3188 | 1
2509 | 02E22G10H10D07M01W03 | 20.69 | 2.79 | 0.65 | 12.81 | 36.94 | 1.7111 | 586.5807 | 424.83 | 0.70937 | 0.3967 | 2
2510 | 02E22G10H10D07M01W04 | 20.69 | 2.79 | 0.65 | 9.28 | 33.41 | 1.7111 | 586.5807 | 376.11 | 0.70937 | 0.45435 | 2
2511 | 02E22G10H10D07M02W02 | 20.71 | 2.17 | 0.65 | 17.58 | 41.11 | 1.5556 | 549.6631 | 491.19 | 0.77396 | 0.3286 | 1
2512 | 02E22G10H11D05M01W02 | 20.16 | 2.57 | 0.65 | 17.58 | 40.96 | 1.5556 | 566.0709 | 484.89 | 0.73229 | 0.33105 | 1
2513 | 02E22G10H11D05M01W03 | 20.16 | 2.57 | 0.65 | 12.81 | 36.19 | 1.5556 | 566.0709 | 418.53 | 0.73229 | 0.40895 | 2
2514 | 02E22G10H11D06M01W02 | 18.07 | 2.24 | 0.65 | 17.58 | 38.54 | 1.3222 | 516.8473 | 459.9 | 0.76667 | 0.37057 | 2
2515 | 02E22G10H11D06M01W03 | 18.07 | 2.24 | 0.65 | 12.81 | 33.77 | 1.3222 | 516.8473 | 393.54 | 0.76667 | 0.44847 | 2
2516 | 02E22G10H11D07M01W02 | 20.69 | 2.66 | 0.65 | 17.58 | 41.58 | 1.5556 | 580.4278 | 491.19 | 0.72292 | 0.32092 | 1
2517 | 02E22G10H11D07M01W03 | 20.69 | 2.66 | 0.65 | 12.81 | 36.81 | 1.5556 | 580.4278 | 424.83 | 0.72292 | 0.39882 | 2
2518 | 02E22G10H11D07M01W04 | 20.69 | 2.66 | 0.65 | 9.28 | 33.28 | 1.5556 | 580.4278 | 376.11 | 0.72292 | 0.45648 | 2
2519 | 02E22G10H11D07M02W02 | 20.71 | 2.07 | 0.65 | 17.58 | 41.01 | 1.4 | 543.5101 | 491.19 | 0.78438 | 0.33023 | 1
2520 | 02E22G10H12D05M01W02 | 17.52 | 2.15 | 0.65 | 17.58 | 37.9 | 1.2444 | 455.3179 | 456.54 | 0.77604 | 0.38102 | 2
2521 | 02E22G10H12D05M01W03 | 17.52 | 2.15 | 0.65 | 12.81 | 33.13 | 1.2444 | 455.3179 | 390.18 | 0.77604 | 0.45893 | 2
2522 | 02E22G10H12D07M01W02 | 17.97 | 2.22 | 0.65 | 17.58 | 38.42 | 1.3222 | 465.5728 | 462.21 | 0.76875 | 0.37253 | 2
2523 | 02E22G10H12D07M01W03 | 17.97 | 2.22 | 0.65 | 12.81 | 33.65 | 1.3222 | 465.5728 | 395.85 | 0.76875 | 0.45043 | 2
2524 | 02E22G10H12D07M01W04 | 17.97 | 2.22 | 0.65 | 9.28 | 30.12 | 1.3222 | 465.5728 | 347.13 | 0.76875 | 0.50808 | 2
2525 | 02E22G10H12D07M02W02 | 18 | 1.73 | 0.65 | 17.58 | 37.96 | 1.1667 | 436.8591 | 462.21 | 0.81979 | 0.38004 | 2
2526 | 02E22G10H13D05M01W02 | 17.52 | 2.02 | 0.65 | 17.58 | 37.77 | 1.2444 | 445.063 | 456.54 | 0.78958 | 0.38315 | 2
2527 | 02E22G10H13D05M01W03 | 17.52 | 2.02 | 0.65 | 12.81 | 33 | 1.2444 | 445.063 | 390.18 | 0.78958 | 0.46105 | 2
2528 | 02E22G10H13D07M01W02 | 17.97 | 2.09 | 0.65 | 17.58 | 38.29 | 1.3222 | 457.3689 | 462.21 | 0.78229 | 0.37465 | 2
2529 | 02E22G10H13D07M01W03 | 17.97 | 2.09 | 0.65 | 12.81 | 33.52 | 1.3222 | 457.3689 | 395.85 | 0.78229 | 0.45256 | 2
2530 | 02E22G10H13D07M01W04 | 17.97 | 2.09 | 0.65 | 9.28 | 29.99 | 1.3222 | 457.3689 | 347.13 | 0.78229 | 0.51021 | 2
2531 | 02E22G10H13D07M02W02 | 18 | 1.63 | 0.65 | 17.58 | 37.86 | 1.1667 | 428.6551 | 462.21 | 0.83021 | 0.38168 | 2
2532 | 02E22G10H14D05M01W02 | 20.16 | 2.42 | 0.65 | 17.58 | 40.81 | 1.4778 | 555.816 | 484.89 | 0.74792 | 0.3335 | 1
2533 | 02E22G10H14D05M01W03 | 20.16 | 2.42 | 0.65 | 12.81 | 36.04 | 1.4778 | 555.816 | 418.53 | 0.74792 | 0.4114 | 2
2534 | 02E22G10H14D07M01W02 | 20.69 | 2.51 | 0.65 | 17.58 | 41.43 | 1.5556 | 568.1219 | 491.19 | 0.73854 | 0.32337 | 1
2535 | 02E22G10H14D07M01W03 | 20.69 | 2.51 | 0.65 | 12.81 | 36.66 | 1.5556 | 568.1219 | 424.83 | 0.73854 | 0.40127 | 2
2536 | 02E22G10H14D07M01W04 | 20.69 | 2.51 | 0.65 | 9.28 | 33.13 | 1.5556 | 568.1219 | 376.11 | 0.73854 | 0.45893 | 2
2537 | 02E22G10H14D07M02W02 | 20.71 | 1.95 | 0.65 | 17.58 | 40.89 | 1.4 | 535.3062 | 491.19 | 0.79688 | 0.33219 | 1
2538 | 02E22G11H07D04M01W02 | 24.85 | 2.03 | 0.65 | 17.58 | 45.11 | 1.7111 | 605.0396 | 541.17 | 0.78854 | 0.26327 | 1
2539 | 02E22G11H07D05M01W02 | 21.82 | 1.69 | 0.65 | 17.58 | 41.74 | 1.4 | 539.4081 | 505.05 | 0.82396 | 0.31831 | 1
2540 | 02E22G11H07D05M01W03 | 21.82 | 1.69 | 0.65 | 12.81 | 36.97 | 1.4 | 539.4081 | 438.69 | 0.82396 | 0.39621 | 2
2541 | 02E22G11H07D06M01W02 | 19.58 | 1.45 | 0.65 | 17.58 | 39.26 | 1.1667 | 490.1846 | 478.17 | 0.84896 | 0.35881 | 2
2542 | 02E22G11H07D06M01W03 | 19.58 | 1.45 | 0.65 | 12.81 | 34.49 | 1.1667 | 490.1846 | 411.81 | 0.84896 | 0.43671 | 2
2543 | 02E22G11H07D07M01W02 | 22.39 | 1.76 | 0.65 | 17.58 | 42.38 | 1.4778 | 551.714 | 511.77 | 0.81667 | 0.30786 | 1
2544 | 02E22G11H07D07M01W03 | 22.39 | 1.76 | 0.65 | 12.81 | 37.61 | 1.4778 | 551.714 | 445.41 | 0.81667 | 0.38576 | 2
2545 | 02E22G11H07D07M01W04 | 22.39 | 1.76 | 0.65 | 9.28 | 34.08 | 1.4778 | 551.714 | 396.69 | 0.81667 | 0.44341 | 2
2546 | 02E22G11H07D07M02W02 | 22.48 | 1.31 | 0.65 | 17.58 | 42.02 | 1.2444 | 527.1023 | 512.61 | 0.86354 | 0.31374 | 1
2547 | 02E22G11H08D05M01W02 | 19.22 | 1.69 | 0.65 | 17.58 | 39.14 | 1.4 | 539.4081 | 471.03 | 0.82396 | 0.36077 | 2
2548 | 02E22G11H08D05M01W03 | 19.22 | 1.69 | 0.65 | 12.81 | 34.37 | 1.4 | 539.4081 | 404.67 | 0.82396 | 0.43867 | 2
2549 | 02E22G11H08D06M01W02 | 17.25 | 1.45 | 0.65 | 17.58 | 36.93 | 1.1667 | 490.1846 | 447.51 | 0.84896 | 0.39686 | 2
2550 | 02E22G11H08D06M01W03 | 17.25 | 1.45 | 0.65 | 12.81 | 32.16 | 1.1667 | 490.1846 | 381.15 | 0.84896 | 0.47477 | 2
2551 | 02E22G11H08D07M01W02 | 19.72 | 1.76 | 0.65 | 17.58 | 39.71 | 1.4778 | 551.714 | 476.91 | 0.81667 | 0.35146 | 2
2552 | 02E22G11H08D07M01W03 | 19.72 | 1.76 | 0.65 | 12.81 | 34.94 | 1.4778 | 551.714 | 410.55 | 0.81667 | 0.42936 | 2
2553 | 02E22G11H08D07M01W04 | 19.72 | 1.76 | 0.65 | 9.28 | 31.41 | 1.4778 | 551.714 | 361.83 | 0.81667 | 0.48702 | 2
2554 | 02E22G11H08D07M02W02 | 19.8 | 1.31 | 0.65 | 17.58 | 39.34 | 1.2444 | 527.1023 | 477.54 | 0.86354 | 0.3575 | 2
2555 | 02E22G11H09D05M01W02 | 18.5 | 1.69 | 0.65 | 17.58 | 38.42 | 1.4 | 539.4081 | 461.58 | 0.82396 | 0.37253 | 2
2556 | 02E22G11H09D05M01W03 | 18.5 | 1.69 | 0.65 | 12.81 | 33.65 | 1.4 | 539.4081 | 395.22 | 0.82396 | 0.45043 | 2
2557 | 02E22G11H09D07M01W02 | 18.98 | 1.76 | 0.65 | 17.58 | 38.97 | 1.4778 | 551.714 | 467.04 | 0.81667 | 0.36355 | 2
2558 | 02E22G11H09D07M01W03 | 18.98 | 1.76 | 0.65 | 12.81 | 34.2 | 1.4778 | 551.714 | 400.68 | 0.81667 | 0.44145 | 2
2559 | 02E22G11H09D07M01W04 | 18.98 | 1.76 | 0.65 | 9.28 | 30.67 | 1.4778 | 551.714 | 351.96 | 0.81667 | 0.4991 | 2
2560 | 02E22G11H09D07M02W02 | 19.06 | 1.31 | 0.65 | 17.58 | 38.6 | 1.2444 | 527.1023 | 467.88 | 0.86354 | 0.36959 | 2
2561 | 02E22G11H10D05M01W02 | 21.82 | 1.5 | 0.65 | 17.58 | 41.55 | 1.2444 | 527.1023 | 505.05 | 0.84375 | 0.32141 | 1
2562 | 02E22G11H10D05M01W03 | 21.82 | 1.5 | 0.65 | 12.81 | 36.78 | 1.2444 | 527.1023 | 438.69 | 0.84375 | 0.39931 | 2
2563 | 02E22G11H10D07M01W02 | 22.39 | 1.56 | 0.65 | 17.58 | 42.18 | 1.2444 | 539.4081 | 511.77 | 0.8375 | 0.31112 | 1
2564 | 02E22G11H10D07M01W03 | 22.39 | 1.56 | 0.65 | 12.81 | 37.41 | 1.2444 | 539.4081 | 445.41 | 0.8375 | 0.38902 | 2
2565 | 02E22G11H10D07M01W04 | 22.39 | 1.56 | 0.65 | 9.28 | 33.88 | 1.2444 | 539.4081 | 396.69 | 0.8375 | 0.44668 | 2
2566 | 02E22G11H10D07M02W02 | 22.48 | 1.16 | 0.65 | 17.58 | 41.87 | 1.0889 | 518.8983 | 512.61 | 0.87917 | 0.31618 | 1
2567 | 02E22G11H11D05M01W02 | 21.82 | 1.43 | 0.65 | 17.58 | 41.48 | 1.1667 | 525.0513 | 505.05 | 0.85104 | 0.32255 | 1
2568 | 02E22G11H11D05M01W03 | 21.82 | 1.43 | 0.65 | 12.81 | 36.71 | 1.1667 | 525.0513 | 438.69 | 0.85104 | 0.40046 | 2
2569 | 02E22G11H11D06M01W02 | 19.58 | 1.23 | 0.65 | 17.58 | 39.04 | 0.93333 | 477.8787 | 478.17 | 0.87187 | 0.3624 | 2
2570 | 02E22G11H11D06M01W03 | 19.58 | 1.23 | 0.65 | 12.81 | 34.27 | 0.93333 | 477.8787 | 411.81 | 0.87187 | 0.44031 | 2
2571 | 02E22G11H11D07M01W02 | 22.39 | 1.49 | 0.65 | 17.58 | 42.11 | 1.1667 | 535.3062 | 511.77 | 0.84479 | 0.31227 | 1
2572 | 02E22G11H11D07M01W03 | 22.39 | 1.49 | 0.65 | 12.81 | 37.34 | 1.1667 | 535.3062 | 445.41 | 0.84479 | 0.39017 | 2
2573 | 02E22G11H11D07M01W04 | 22.39 | 1.49 | 0.65 | 9.28 | 33.81 | 1.1667 | 535.3062 | 396.69 | 0.84479 | 0.44782 | 2
2574 | 02E22G11H11D07M02W02 | 22.48 | 1.11 | 0.65 | 17.58 | 41.82 | 1.0111 | 514.7964 | 512.61 | 0.88438 | 0.317 | 1
2575 | 02E22G11H12D05M01W02 | 18.96 | 1.2 | 0.65 | 17.58 | 38.39 | 0.93333 | 416.3493 | 474.39 | 0.875 | 0.37302 | 2
2576 | 02E22G11H12D05M01W03 | 18.96 | 1.2 | 0.65 | 12.81 | 33.62 | 0.93333 | 416.3493 | 408.03 | 0.875 | 0.45092 | 2
2577 | 02E22G11H12D07M01W02 | 19.46 | 1.24 | 0.65 | 17.58 | 38.93 | 1.0111 | 426.6042 | 480.27 | 0.87083 | 0.3642 | 2
2578 | 02E22G11H12D07M01W03 | 19.46 | 1.24 | 0.65 | 12.81 | 34.16 | 1.0111 | 426.6042 | 413.91 | 0.87083 | 0.4421 | 2
2579 | 02E22G11H12D07M01W04 | 19.46 | 1.24 | 0.65 | 9.28 | 30.63 | 1.0111 | 426.6042 | 365.19 | 0.87083 | 0.49976 | 2
2580 | 02E22G11H12D07M02W02 | 19.53 | 0.93 | 0.65 | 17.58 | 38.69 | 0.85556 | 408.1453 | 481.11 | 0.90312 | 0.36812 | 2
2581 | 02E22G11H13D05M01W02 | 18.96 | 1.13 | 0.65 | 17.58 | 38.32 | 0.93333 | 412.2473 | 474.39 | 0.88229 | 0.37416 | 2
2582 | 02E22G11H13D05M01W03 | 18.96 | 1.13 | 0.65 | 12.81 | 33.55 | 0.93333 | 412.2473 | 408.03 | 0.88229 | 0.45207 | 2
2583 | 02E22G11H13D07M01W02 | 19.46 | 1.17 | 0.65 | 17.58 | 38.86 | 0.93333 | 420.4512 | 480.27 | 0.87813 | 0.36534 | 2
2584 | 02E22G11H13D07M01W03 | 19.46 | 1.17 | 0.65 | 12.81 | 34.09 | 0.93333 | 420.4512 | 413.91 | 0.87813 | 0.44325 | 2
2585 | 02E22G11H13D07M01W04 | 19.46 | 1.17 | 0.65 | 9.28 | 30.56 | 0.93333 | 420.4512 | 365.19 | 0.87813 | 0.5009 | 2
2586 | 02E22G11H13D07M02W02 | 19.53 | 0.87 | 0.65 | 17.58 | 38.63 | 0.85556 | 401.9924 | 481.11 | 0.90938 | 0.3691 | 2
2587 | 02E22G11H14D05M01W02 | 21.82 | 1.35 | 0.65 | 17.58 | 41.4 | 1.0889 | 518.8983 | 505.05 | 0.85938 | 0.32386 | 1
2588 | 02E22G11H14D05M01W03 | 21.82 | 1.35 | 0.65 | 12.81 | 36.63 | 1.0889 | 518.8983 | 438.69 | 0.85938 | 0.40176 | 2
2589 | 02E22G11H14D07M01W02 | 22.39 | 1.41 | 0.65 | 17.58 | 42.03 | 1.1667 | 529.1532 | 511.77 | 0.85313 | 0.31357 | 1
2590 | 02E22G11H14D07M01W03 | 22.39 | 1.41 | 0.65 | 12.81 | 37.26 | 1.1667 | 529.1532 | 445.41 | 0.85313 | 0.39147 | 2
2591 | 02E22G11H14D07M01W04 | 22.39 | 1.41 | 0.65 | 9.28 | 33.73 | 1.1667 | 529.1532 | 396.69 | 0.85313 | 0.44913 | 2
2592 | 02E22G11H14D07M02W02 | 22.48 | 1.05 | 0.65 | 17.58 | 41.76 | 1.0111 | 510.6944 | 512.61 | 0.89062 | 0.31798 | 1
2593 | 02E22G12H07D04M01W02 | 19.31 | 16.81 | 0.65 | 17.58 | 54.35 | 4.1222 | 1425.4322 | 474.39 | -0.75104 | 0.11236
2594 | 02E22G12H07D05M01W02 | 16.91 | 14.17 | 0.65 | 17.58 | 49.31 | 3.5 | 1232.6399 | 445.83 | -0.47604 | 0.19468
2595 | 02E22G12H07D05M01W03 | 16.91 | 14.17 | 0.65 | 12.81 | 44.54 | 3.5 | 1232.6399 | 379.47 | -0.47604 | 0.27258
2596 | 02E22G12H07D06M01W02 | 15.27 | 12.88 | 0.65 | 17.58 | 46.38 | 3.1111 | 1134.1928 | 426.09 | -0.34167 | 0.24253 | 1
2597 | 02E22G12H07D06M01W03 | 15.27 | 12.88 | 0.65 | 12.81 | 41.61 | 3.1111 | 1134.1928 | 359.73 | -0.34167 | 0.32043 | 1
2598 | 02E22G12H07D07M01W02 | 17.33 | 14.52 | 0.65 | 17.58 | 50.08 | 3.5778 | 1259.3027 | 450.66 | -0.5125 | 0.1821
2599 | 02E22G12H07D07M01W03 | 17.33 | 14.52 | 0.65 | 12.81 | 45.31 | 3.5778 | 1259.3027 | 384.3 | -0.5125 | 0.26
2600 | 02E22G12H07D07M01W04 | 17.33 | 14.52 | 0.65 | 9.28 | 41.78 | 3.5778 | 1259.3027 | 335.58 | -0.5125 | 0.31765
2601 | 02E22G12H07D07M02W02 | 17.11 | 12.62 | 0.65 | 17.58 | 47.96 | 3.4222 | 1130.0908 | 447.72 | -0.31458 | 0.21672 | 1
2602 | 02E22G12H08D05M01W02 | 14.9 | 14.17 | 0.65 | 17.58 | 47.3 | 3.5 | 1232.6399 | 419.37 | -0.47604 | 0.2275
2603 | 02E22G12H08D05M01W03 | 14.9 | 14.17 | 0.65 | 12.81 | 42.53 | 3.5 | 1232.6399 | 353.01 | -0.47604 | 0.30541
2604 | 02E22G12H08D06M01W02 | 13.45 | 12.88 | 0.65 | 17.58 | 44.56 | 3.1111 | 1134.1928 | 402.36 | -0.34167 | 0.27225 | 1
2605 | 02E22G12H08D06M01W03 | 13.45 | 12.88 | 0.65 | 12.81 | 39.79 | 3.1111 | 1134.1928 | 336 | -0.34167 | 0.35016 | 1
2606 | 02E22G12H08D07M01W02 | 15.26 | 14.52 | 0.65 | 17.58 | 48.01 | 3.5778 | 1259.3027 | 423.78 | -0.5125 | 0.21591
2607 | 02E22G12H08D07M01W03 | 15.26 | 14.52 | 0.65 | 12.81 | 43.24 | 3.5778 | 1259.3027 | 357.42 | -0.5125 | 0.29381
2608 | 02E22G12H08D07M01W04 | 15.26 | 14.52 | 0.65 | 9.28 | 39.71 | 3.5778 | 1259.3027 | 308.7 | -0.5125 | 0.35146
2609 | 02E22G12H08D07M02W02 | 15.07 | 12.62 | 0.65 | 17.58 | 45.92 | 3.4222 | 1130.0908 | 421.26 | -0.31458 | 0.25004 | 1
2610 | 02E22G12H09D05M01W02 | 14.34 | 14.17 | 0.65 | 17.58 | 46.74 | 3.5 | 1232.6399 | 412.02 | -0.47604 | 0.23665
2611 | 02E22G12H09D05M01W03 | 14.34 | 14.17 | 0.65 | 12.81 | 41.97 | 3.5 | 1232.6399 | 345.66 | -0.47604 | 0.31455
2612 | 02E22G12H09D07M01W02 | 14.69 | 14.52 | 0.65 | 17.58 | 47.44 | 3.5778 | 1259.3027 | 416.22 | -0.5125 | 0.22522
2613 | 02E22G12H09D07M01W03 | 14.69 | 14.52 | 0.65 | 12.81 | 42.67 | 3.5778 | 1259.3027 | 349.86 | -0.5125 | 0.30312
2614 | 02E22G12H09D07M01W04 | 14.69 | 14.52 | 0.65 | 9.28 | 39.14 | 3.5778 | 1259.3027 | 301.14 | -0.5125 | 0.36077
2615 | 02E22G12H09D07M02W02 | 14.5 | 12.62 | 0.65 | 17.58 | 45.35 | 3.4222 | 1130.0908 | 413.91 | -0.31458 | 0.25935 | 1
2616 | 02E22G12H10D05M01W02 | 16.91 | 12.61 | 0.65 | 17.58 | 47.75 | 3.0333 | 1146.4987 | 445.83 | -0.31354 | 0.22015 | 1
2617 | 02E22G12H10D05M01W03 | 16.91 | 12.61 | 0.65 | 12.81 | 42.98 | 3.0333 | 1146.4987 | 379.47 | -0.31354 | 0.29806 | 1
2618 | 02E22G12H10D07M01W02 | 17.33 | 12.92 | 0.65 | 17.58 | 48.48 | 3.1111 | 1169.0595 | 450.66 | -0.34583 | 0.20823
2619 | 02E22G12H10D07M01W03 | 17.33 | 12.92 | 0.65 | 12.81 | 43.71 | 3.1111 | 1169.0595 | 384.3 | -0.34583 | 0.28613
2620 | 02E22G12H10D07M01W04 | 17.33 | 12.92 | 0.65 | 9.28 | 40.18 | 3.1111 | 1169.0595 | 335.58 | -0.34583 | 0.34379
2621 | 02E22G12H10D07M02W02 | 17.11 | 11.22 | 0.65 | 17.58 | 46.56 | 2.9556 | 1052.1535 | 447.72 | -0.16875 | 0.23959 | 1
2622 | 02E22G12H11D05M01W02 | 16.91 | 12.08 | 0.65 | 17.58 | 47.22 | 2.8 | 1119.8359 | 445.83 | -0.25833 | 0.22881 | 1
2623 | 02E22G12H11D05M01W03 | 16.91 | 12.08 | 0.65 | 12.81 | 42.45 | 2.8 | 1119.8359 | 379.47 | -0.25833 | 0.30671 | 1
2624 | 02E22G12H11D06M01W02 | 15.27 | 11 | 0.65 | 17.58 | 44.5 | 2.5667 | 1029.5927 | 426.09 | -0.14583 | 0.27323 | 1
2625 | 02E22G12H11D06M01W03 | 15.27 | 11 | 0.65 | 12.81 | 39.73 | 2.5667 | 1029.5927 | 359.73 | -0.14583 | 0.35114 | 1
2626 | 02E22G12H11D07M01W02 | 17.33 | 12.37 | 0.65 | 17.58 | 47.93 | 2.8778 | 1142.3967 | 450.66 | -0.28854 | 0.21721 | 1
2627 | 02E22G12H11D07M01W03 | 17.33 | 12.37 | 0.65 | 12.81 | 43.16 | 2.8778 | 1142.3967 | 384.3 | -0.28854 | 0.29512 | 1
2628 | 02E22G12H11D07M01W04 | 17.33 | 12.37 | 0.65 | 9.28 | 39.63 | 2.8778 | 1142.3967 | 335.58 | -0.28854 | 0.35277 | 1
2629 | 02E22G12H11D07M02W02 | 17.11 | 10.74 | 0.65 | 17.58 | 46.08 | 2.8 | 1029.5927 | 447.72 | -0.11875 | 0.24743 | 1
2630 | 02E22G12H12D05M01W02 | 14.7 | 10.08 | 0.65 | 17.58 | 43.01 | 2.3333 | 920.8907 | 422.1 | -0.05 | 0.29757 | 1
2631 | 02E22G12H12D05M01W03 | 14.7 | 10.08 | 0.65 | 12.81 | 38.24 | 2.3333 | 920.8907 | 355.74 | -0.05 | 0.37547 | 1
2632 | 02E22G12H12D07M01W02 | 15.06 | 10.32 | 0.65 | 17.58 | 43.61 | 2.4111 | 941.4005 | 426.51 | -0.075 | 0.28777 | 1
2633 | 02E22G12H12D07M01W03 | 15.06 | 10.32 | 0.65 | 12.81 | 38.84 | 2.4111 | 941.4005 | 360.15 | -0.075 | 0.36567 | 1
2634 | 02E22G12H12D07M01W04 | 15.06 | 10.32 | 0.65 | 9.28 | 35.31 | 2.4111 | 941.4005 | 311.43 | -0.075 | 0.42332 | 1
2635 | 02E22G12H12D07M02W02 | 14.86 | 8.96 | 0.65 | 17.58 | 42.05 | 2.3333 | 847.0554 | 423.78 | 0.066667 | 0.31325 | 1
2636 | 02E22G12H13D05M01W02 | 14.7 | 9.45 | 0.65 | 17.58 | 42.38 | 2.2556 | 871.6672 | 422.1 | 0.015625 | 0.30786 | 1
2637 | 02E22G12H13D05M01W03 | 14.7 | 9.45 | 0.65 | 12.81 | 37.61 | 2.2556 | 871.6672 | 355.74 | 0.015625 | 0.38576 | 1
2638 | 02E22G12H13D07M01W02 | 15.06 | 9.69 | 0.65 | 17.58 | 42.98 | 2.3333 | 892.177 | 426.51 | -0.009375 | 0.29806 | 1
2639 | 02E22G12H13D07M01W03 | 15.06 | 9.69 | 0.65 | 12.81 | 38.21 | 2.3333 | 892.177 | 360.15 | -0.009375 | 0.37596 | 1
2640 | 02E22G12H13D07M01W04 | 15.06 | 9.69 | 0.65 | 9.28 | 34.68 | 2.3333 | 892.177 | 311.43 | -0.009375 | 0.43361 | 1
2641 | 02E22G12H13D07M02W02 | 14.86 | 8.42 | 0.65 | 17.58 | 41.51 | 2.2556 | 803.9848 | 423.78 | 0.12292 | 0.32206 | 1
2642 | 02E22G12H14D05M01W02 | 16.91 | 11.35 | 0.65 | 17.58 | 46.49 | 2.7222 | 1062.4084 | 445.83 | -0.18229 | 0.24073 | 1
2643 | 02E22G12H14D05M01W03 | 16.91 | 11.35 | 0.65 | 12.81 | 41.72 | 2.7222 | 1062.4084 | 379.47 | -0.18229 | 0.31863 | 1
2644 | 02E22G12H14D07M01W02 | 17.33 | 11.63 | 0.65 | 17.58 | 47.19 | 2.8 | 1084.9692 | 450.66 | -0.21146 | 0.2293 | 1
2645 | 02E22G12H14D07M01W03 | 17.33 | 11.63 | 0.65 | 12.81 | 42.42 | 2.8 | 1084.9692 | 384.3 | -0.21146 | 0.3072 | 1
2646 | 02E22G12H14D07M01W04 | 17.33 | 11.63 | 0.65 | 9.28 | 38.89 | 2.8 | 1084.9692 | 335.58 | -0.21146 | 0.36485 | 1
2647 | 02E22G12H14D07M02W02 | 17.11 | 10.11 | 0.65 | 17.58 | 45.45 | 2.7222 | 980.3692 | 447.72 | -0.053125 | 0.25772 | 1
2648 | 02E23G10H07D04M01W02 | 18.97 | 3.42 | 0.65 | 17.58 | 40.62 | 2.1778 | 598.8866 | 470.4 | 0.64375 | 0.3366 | 1
2649 | 02E23G10H07D05M01W02 | 16.61 | 2.85 | 0.65 | 17.58 | 37.69 | 1.7889 | 529.1532 | 442.26 | 0.70312 | 0.38445 | 2
2650 | 02E23G10H07D05M01W03 | 16.61 | 2.85 | 0.65 | 12.81 | 32.92 | 1.7889 | 529.1532 | 375.9 | 0.70312 | 0.46236 | 2
2651 | 02E23G10H07D06M01W02 | 14.73 | 2.48 | 0.65 | 17.58 | 35.44 | 1.5556 | 479.9297 | 419.79 | 0.74167 | 0.4212 | 2
2652 | 02E23G10H07D06M01W03 | 14.73 | 2.48 | 0.65 | 12.81 | 30.67 | 1.5556 | 479.9297 | 353.43 | 0.74167 | 0.4991 | 2
2653 | 02E23G10H07D07M01W02 | 17.09 | 2.95 | 0.65 | 17.58 | 38.27 | 1.8667 | 541.4591 | 448.14 | 0.69271 | 0.37498 | 2
2654 | 02E23G10H07D07M01W03 | 17.09 | 2.95 | 0.65 | 12.81 | 33.5 | 1.8667 | 541.4591 | 381.78 | 0.69271 | 0.45288 | 2
2655 | 02E23G10H07D07M01W04 | 17.09 | 2.95 | 0.65 | 9.28 | 29.97 | 1.8667 | 541.4591 | 333.06 | 0.69271 | 0.51053 | 2
2656 | 02E23G10H07D07M02W02 | 17.08 | 2.3 | 0.65 | 17.58 | 37.61 | 1.7111 | 502.4905 | 447.72 | 0.76042 | 0.38576 | 2
2657 | 02E23G10H08D05M01W02 | 14.63 | 2.85 | 0.65 | 17.58 | 35.71 | 1.7889 | 529.1532 | 416.43 | 0.70312 | 0.41679 | 2
2658 | 02E23G10H08D05M01W03 | 14.63 | 2.85 | 0.65 | 12.81 | 30.94 | 1.7889 | 529.1532 | 350.07 | 0.70312 | 0.49469 | 2
2659 | 02E23G10H08D06M01W02 | 12.97 | 2.48 | 0.65 | 17.58 | 33.68 | 1.5556 | 479.9297 | 396.9 | 0.74167 | 0.44994 | 2
2660 | 02E23G10H08D06M01W03 | 12.97 | 2.48 | 0.65 | 12.81 | 28.91 | 1.5556 | 479.9297 | 330.54 | 0.74167 | 0.52785 | 2
2661 | 02E23G10H08D07M01W02 | 15.05 | 2.95 | 0.65 | 17.58 | 36.23 | 1.8667 | 541.4591 | 421.47 | 0.69271 | 0.4083 | 2
2662 | 02E23G10H08D07M01W03 | 15.05 | 2.95 | 0.65 | 12.81 | 31.46 | 1.8667 | 541.4591 | 355.11 | 0.69271 | 0.4862 | 2
2663 | 02E23G10H08D07M01W04 | 15.05 | 2.95 | 0.65 | 9.28 | 27.93 | 1.8667 | 541.4591 | 306.39 | 0.69271 | 0.54385 | 2
2664 | 02E23G10H08D07M02W02 | 15.05 | 2.3 | 0.65 | 17.58 | 35.58 | 1.7111 | 502.4905 | 421.05 | 0.76042 | 0.41891 | 2
2665 | 02E23G10H09D05M01W02 | 14.08 | 2.85 | 0.65 | 17.58 | 35.16 | 1.7889 | 529.1532 | 409.29 | 0.70312 | 0.42577 | 2
2666 | 02E23G10H09D05M01W03 | 14.08 | 2.85 | 0.65 | 12.81 | 30.39 | 1.7889 | 529.1532 | 342.93 | 0.70312 | 0.50367 | 2
2667 | 02E23G10H09D07M01W02 | 14.49 | 2.95 | 0.65 | 17.58 | 35.67 | 1.8667 | 541.4591 | 413.91 | 0.69271 | 0.41744 | 2
2668 | 02E23G10H09D07M01W03 | 14.49 | 2.95 | 0.65 | 12.81 | 30.9 | 1.8667 | 541.4591 | 347.55 | 0.69271 | 0.49535 | 2
2669 | 02E23G10H09D07M01W04 | 14.49 | 2.95 | 0.65 | 9.28 | 27.37 | 1.8667 | 541.4591 | 298.83 | 0.69271 | 0.553 | 2
2670 | 02E23G10H09D07M02W02 | 14.48 | 2.3 | 0.65 | 17.58 | 35.01 | 1.7111 | 502.4905 | 413.7 | 0.76042 | 0.42822 | 2
2671 | 02E23G10H10D05M01W02 | 16.61 | 2.53 | 0.65 | 17.58 | 37.37 | 1.5556 | 512.7454 | 442.26 | 0.73646 | 0.38968 | 2
2672 | 02E23G10H10D05M01W03 | 16.61 | 2.53 | 0.65 | 12.81 | 32.6 | 1.5556 | 512.7454 | 375.9 | 0.73646 | 0.46758 | 2
2673 | 02E23G10H10D07M01W02 | 17.09 | 2.62 | 0.65 | 17.58 | 37.94 | 1.6333 | 523.0003 | 448.14 | 0.72708 | 0.38037 | 2
2674 | 02E23G10H10D07M01W03 | 17.09 | 2.62 | 0.65 | 12.81 | 33.17 | 1.6333 | 523.0003 | 381.78 | 0.72708 | 0.45827 | 2
2675 | 02E23G10H10D07M01W04 | 17.09 | 2.62 | 0.65 | 9.28 | 29.64 | 1.6333 | 523.0003 | 333.06 | 0.72708 | 0.51592 | 2
2676 | 02E23G10H10D07M02W02 | 17.08 | 2.04 | 0.65 | 17.58 | 37.35 | 1.4778 | 488.1336 | 447.72 | 0.7875 | 0.39 | 2
2677 | 02E23G10H11D05M01W02 | 16.61 | 2.42 | 0.65 | 17.58 | 37.26 | 1.4778 | 506.5924 | 442.26 | 0.74792 | 0.39147 | 2
2678 | 02E23G10H11D05M01W03 | 16.61 | 2.42 | 0.65 | 12.81 | 32.49 | 1.4778 | 506.5924 | 375.9 | 0.74792 | 0.46938 | 2
2679 | 02E23G10H11D06M01W02 | 14.73 | 2.11 | 0.65 | 17.58 | 35.07 | 1.2444 | 459.4199 | 419.79 | 0.78021 | 0.42724 | 2
2680 | 02E23G10H11D06M01W03 | 14.73 | 2.11 | 0.65 | 12.81 | 30.3 | 1.2444 | 459.4199 | 353.43 | 0.78021 | 0.50514 | 2
2681 | 02E23G10H11D07M01W02 | 17.09 | 2.51 | 0.65 | 17.58 | 37.83 | 1.5556 | 516.8473 | 448.14 | 0.73854 | 0.38217 | 2
2682 | 02E23G10H11D07M01W03 | 17.09 | 2.51 | 0.65 | 12.81 | 33.06 | 1.5556 | 516.8473 | 381.78 | 0.73854 | 0.46007 | 2
2683 | 02E23G10H11D07M01W04 | 17.09 | 2.51 | 0.65 | 9.28 | 29.53 | 1.5556 | 516.8473 | 333.06 | 0.73854 | 0.51772 | 2
2684 | 02E23G10H11D07M02W02 | 17.08 | 1.95 | 0.65 | 17.58 | 37.26 | 1.4 | 481.9807 | 447.72 | 0.79688 | 0.39147 | 2
2685 | 02E23G10H12D05M01W02 | 14.43 | 2.02 | 0.65 | 17.58 | 34.68 | 1.2444 | 410.1963 | 418.95 | 0.78958 | 0.43361 | 2
2686 | 02E23G10H12D05M01W03 | 14.43 | 2.02 | 0.65 | 12.81 | 29.91 | 1.2444 | 410.1963 | 352.59 | 0.78958 | 0.51151 | 2
2687 | 02E23G10H12D07M01W02 | 14.85 | 2.09 | 0.65 | 17.58 | 35.17 | 1.2444 | 420.4512 | 423.99 | 0.78229 | 0.42561 | 2
2688 | 02E23G10H12D07M01W03 | 14.85 | 2.09 | 0.65 | 12.81 | 30.4 | 1.2444 | 420.4512 | 357.63 | 0.78229 | 0.50351 | 2
2689 | 02E23G10H12D07M01W04 | 14.85 | 2.09 | 0.65 | 9.28 | 26.87 | 1.2444 | 420.4512 | 308.91 | 0.78229 | 0.56116 | 2
2690 | 02E23G10H12D07M02W02 | 14.84 | 1.63 | 0.65 | 17.58 | 34.7 | 1.1667 | 389.6865 | 423.78 | 0.83021 | 0.43328 | 2
2691 | 02E23G10H13D05M01W02 | 14.43 | 1.9 | 0.65 | 17.58 | 34.56 | 1.1667 | 401.9924 | 418.95 | 0.80208 | 0.43557 | 2
2692 | 02E23G10H13D05M01W03 | 14.43 | 1.9 | 0.65 | 12.81 | 29.79 | 1.1667 | 401.9924 | 352.59 | 0.80208 | 0.51347 | 2
2693 | 02E23G10H13D07M01W02 | 14.85 | 1.97 | 0.65 | 17.58 | 35.05 | 1.2444 | 410.1963 | 423.99 | 0.79479 | 0.42757 | 2
2694 | 02E23G10H13D07M01W03 | 14.85 | 1.97 | 0.65 | 12.81 | 30.28 | 1.2444 | 410.1963 | 357.63 | 0.79479 | 0.50547 | 2
2695 | 02E23G10H13D07M01W04 | 14.85 | 1.97 | 0.65 | 9.28 | 26.75 | 1.2444 | 410.1963 | 308.91 | 0.79479 | 0.56312 | 2
2696 | 02E23G10H13D07M02W02 | 14.84 | 1.53 | 0.65 | 17.58 | 34.6 | 1.0889 | 383.5335 | 423.78 | 0.84062 | 0.43492 | 2
2697 | 02E23G10H14D05M01W02 | 16.61 | 2.28 | 0.65 | 17.58 | 37.12 | 1.4 | 496.3375 | 442.26 | 0.7625 | 0.39376 | 2
2698 | 02E23G10H14D05M01W03 | 16.61 | 2.28 | 0.65 | 12.81 | 32.35 | 1.4 | 496.3375 | 375.9 | 0.7625 | 0.47166 | 2
2699 | 02E23G10H14D07M01W02 | 17.09 | 2.36 | 0.65 | 17.58 | 37.68 | 1.4778 | 506.5924 | 448.14 | 0.75417 | 0.38462 | 2
2700 | 02E23G10H14D07M01W03 | 17.09 | 2.36 | 0.65 | 12.81 | 32.91 | 1.4778 | 506.5924 | 381.78 | 0.75417 | 0.46252 | 2
2701 | 02E23G10H14D07M01W04 | 17.09 | 2.36 | 0.65 | 9.28 | 29.38 | 1.4778 | 506.5924 | 333.06 | 0.75417 | 0.52017 | 2
2702 | 02E23G10H14D07M02W02 | 17.08 | 1.84 | 0.65 | 17.58 | 37.15 | 1.3222 | 473.7767 | 447.72 | 0.80833 | 0.39327 | 2
2703 | 02E23G11H07D04M01W02 | 20.81 | 1.82 | 0.65 | 17.58 | 40.86 | 1.5556 | 531.2042 | 492.66 | 0.81042 | 0.33268 | 1
2704 | 02E23G11H07D05M01W02 | 18.25 | 1.52 | 0.65 | 17.58 | 38 | 1.3222 | 473.7767 | 462 | 0.84167 | 0.37939 | 2
2705 | 02E23G11H07D05M01W03 | 18.25 | 1.52 | 0.65 | 12.81 | 33.23 | 1.3222 | 473.7767 | 395.64 | 0.84167 | 0.45729 | 2
2706 | 02E23G11H07D06M01W02 | 16.18 | 1.3 | 0.65 | 17.58 | 35.71 | 1.0889 | 430.7061 | 437.22 | 0.86458 | 0.41679 | 2
2707 | 02E23G11H07D06M01W03 | 16.18 | 1.3 | 0.65 | 12.81 | 30.94 | 1.0889 | 430.7061 | 370.86 | 0.86458 | 0.49469 | 2
2708 | 02E23G11H07D07M01W02 | 18.77 | 1.58 | 0.65 | 17.58 | 38.58 | 1.4 | 486.0826 | 468.3 | 0.83542 | 0.36992 | 2
2709 | 02E23G11H07D07M01W03 | 18.77 | 1.58 | 0.65 | 12.81 | 33.81 | 1.4 | 486.0826 | 401.94 | 0.83542 | 0.44782 | 2
2710 | 02E23G11H07D07M01W04 | 18.77 | 1.58 | 0.65 | 9.28 | 30.28 | 1.4 | 486.0826 | 353.22 | 0.83542 | 0.50547 | 2
2711 | 02E23G11H07D07M02W02 | 18.82 | 1.2 | 0.65 | 17.58 | 38.25 | 1.1667 | 463.5218 | 468.51 | 0.875 | 0.37531 | 2
2712 | 02E23G11H08D05M01W02 | 16.08 | 1.52 | 0.65 | 17.58 | 35.83 | 1.3222 | 473.7767 | 433.44 | 0.84167 | 0.41483 | 2
2713 | 02E23G11H08D05M01W03 | 16.08 | 1.52 | 0.65 | 12.81 | 31.06 | 1.3222 | 473.7767 | 367.08 | 0.84167 | 0.49273 | 2
2714 | 02E23G11H08D06M01W02 | 14.25 | 1.3 | 0.65 | 17.58 | 33.78 | 1.0889 | 430.7061 | 412.02 | 0.86458 | 0.44831 | 2
2715 | 02E23G11H08D06M01W03 | 14.25 | 1.3 | 0.65 | 12.81 | 29.01 | 1.0889 | 430.7061 | 345.66 | 0.86458 | 0.52621 | 2
2716 | 02E23G11H08D07M01W02 | 16.53 | 1.58 | 0.65 | 17.58 | 36.34 | 1.4 | 486.0826 | 438.9 | 0.83542 | 0.4065 | 2
2717 | 02E23G11H08D07M01W03 | 16.53 | 1.58 | 0.65 | 12.81 | 31.57 | 1.4 | 486.0826 | 372.54 | 0.83542 | 0.4844 | 2
2718 | 02E23G11H08D07M01W04 | 16.53 | 1.58 | 0.65 | 9.28 | 28.04 | 1.4 | 486.0826 | 323.82 | 0.83542 | 0.54205 | 2
2719 | 02E23G11H08D07M02W02 | 16.58 | 1.2 | 0.65 | 17.58 | 36.01 | 1.1667 | 463.5218 | 439.32 | 0.875 | 0.41189 | 2
2720 | 02E23G11H09D05M01W02 | 15.47 | 1.52 | 0.65 | 17.58 | 35.22 | 1.3222 | 473.7767 | 425.67 | 0.84167 | 0.42479 | 2
2721 | 02E23G11H09D05M01W03 | 15.47 | 1.52 | 0.65 | 12.81 | 30.45 | 1.3222 | 473.7767 | 359.31 | 0.84167 | 0.50269 | 2
2722 | 02E23G11H09D07M01W02 | 15.91 | 1.58 | 0.65 | 17.58 | 35.72 | 1.4 | 486.0826 | 430.92 | 0.83542 | 0.41663 | 2
2723 | 02E23G11H09D07M01W03 | 15.91 | 1.58 | 0.65 | 12.81 | 30.95 | 1.4 | 486.0826 | 364.56 | 0.83542 | 0.49453 | 2
2724 | 02E23G11H09D07M01W04 | 15.91 | 1.58 | 0.65 | 9.28 | 27.42 | 1.4 | 486.0826 | 315.84 | 0.83542 | 0.55218 | 2
2725 | 02E23G11H09D07M02W02 | 15.96 | 1.2 | 0.65 | 17.58 | 35.39 | 1.1667 | 463.5218 | 431.13 | 0.875 | 0.42202 | 2
2726 | 02E23G11H10D05M01W02 | 18.25 | 1.35 | 0.65 | 17.58 | 37.83 | 1.1667 | 463.5218 | 462 | 0.85938 | 0.38217 | 2
2727 | 02E23G11H10D05M01W03 | 18.25 | 1.35 | 0.65 | 12.81 | 33.06 | 1.1667 | 463.5218 | 395.64 | 0.85938 | 0.46007 | 2
2728 | 02E23G11H10D07M01W02 | 18.77 | 1.4 | 0.65 | 17.58 | 38.4 | 1.1667 | 475.8277 | 468.3 | 0.85417 | 0.37286 | 2
2729 | 02E23G11H10D07M01W03 | 18.77 | 1.4 | 0.65 | 12.81 | 33.63 | 1.1667 | 475.8277 | 401.94 | 0.85417 | 0.45076 | 2
2730 | 02E23G11H10D07M01W04 | 18.77 | 1.4 | 0.65 | 9.28 | 30.1 | 1.1667 | 475.8277 | 353.22 | 0.85417 | 0.50841 | 2
2731 | 02E23G11H10D07M02W02 | 18.82 | 1.06 | 0.65 | 17.58 | 38.11 | 1.0111 | 455.3179 | 468.51 | 0.88958 | 0.37759 | 2
2732 | 02E23G11H11D05M01W02 | 18.25 | 1.29 | 0.65 | 17.58 | 37.77 | 1.0889 | 461.4708 | 462 | 0.86562 | 0.38315 | 2
2733 | 02E23G11H11D05M01W03 | 18.25 | 1.29 | 0.65 | 12.81 | 33 | 1.0889 | 461.4708 | 395.64 | 0.86562 | 0.46105 | 2
2734 | 02E23G11H11D06M01W02 | 16.18 | 1.1 | 0.65 | 17.58 | 35.51 | 0.93333 | 418.4002 | 437.22 | 0.88542 | 0.42006 | 2
2735 | 02E23G11H11D06M01W03 | 16.18 | 1.1 | 0.65 | 12.81 | 30.74 | 0.93333 | 418.4002 | 370.86 | 0.88542 | 0.49796 | 2
2736 | 02E23G11H11D07M01W02 | 18.77 | 1.34 | 0.65 | 17.58 | 38.34 | 1.0889 | 471.7258 | 468.3 | 0.86042 | 0.37384 | 2
2737 | 02E23G11H11D07M01W03 | 18.77 | 1.34 | 0.65 | 12.81 | 33.57 | 1.0889 | 471.7258 | 401.94 | 0.86042 | 0.45174 | 2
2738 | 02E23G11H11D07M01W04 | 18.77 | 1.34 | 0.65 | 9.28 | 30.04 | 1.0889 | 471.7258 | 353.22 | 0.86042 | 0.50939 | 2
2739 | 02E23G11H11D07M02W02 | 18.82 | 1.01 | 0.65 | 17.58 | 38.06 | 0.93333 | 453.2669 | 468.51 | 0.89479 | 0.37841 | 2
2740 | 02E23G11H12D05M01W02 | 15.85 | 1.07 | 0.65 | 17.58 | 35.15 | 0.85556 | 371.2277 | 436.38 | 0.88854 | 0.42593 | 2
2741 | 02E23G11H12D05M01W03 | 15.85 | 1.07 | 0.65 | 12.81 | 30.38 | 0.85556 | 371.2277 | 370.02 | 0.88854 | 0.50384 | 2
2742 | 02E23G11H12D07M01W02 | 16.3 | 1.12 | 0.65 | 17.58 | 35.65 | 0.93333 | 377.3806 | 441.84 | 0.88333 | 0.41777 | 2
2743 | 02E23G11H12D07M01W03 | 16.3 | 1.12 | 0.65 | 12.81 | 30.88 | 0.93333 | 377.3806 | 375.48 | 0.88333 | 0.49567 | 2
2744 | 02E23G11H12D07M01W04 | 16.3 | 1.12 | 0.65 | 9.28 | 27.35 | 0.93333 | 377.3806 | 326.76 | 0.88333 | 0.55332 | 2
2745 | 02E23G11H12D07M02W02 | 16.34 | 0.85 | 0.65 | 17.58 | 35.42 | 0.77778 | 363.0237 | 442.26 | 0.91146 | 0.42153 | 2
2746 | 02E23G11H13D05M01W02 | 15.85 | 1.01 | 0.65 | 17.58 | 35.09 | 0.85556 | 367.1257 | 436.38 | 0.89479 | 0.42691 | 2
2747 | 02E23G11H13D05M01W03 | 15.85 | 1.01 | 0.65 | 12.81 | 30.32 | 0.85556 | 367.1257 | 370.02 | 0.89479 | 0.50482 | 2
2748 | 02E23G11H13D07M01W02 | 16.3 | 1.05 | 0.65 | 17.58 | 35.58 | 0.93333 | 373.2786 | 441.84 | 0.89062 | 0.41891 | 2
2749 | 02E23G11H13D07M01W03 | 16.3 | 1.05 | 0.65 | 12.81 | 30.81 | 0.93333 | 373.2786 | 375.48 | 0.89062 | 0.49682 | 2
2750 | 02E23G11H13D07M01W04 | 16.3 | 1.05 | 0.65 | 9.28 | 27.28 | 0.93333 | 373.2786 | 326.76 | 0.89062 | 0.55447 | 2
2751 | 02E23G11H13D07M02W02 | 16.34 | 0.8 | 0.65 | 17.58 | 35.37 | 0.77778 | 358.9218 | 442.26 | 0.91667 | 0.42234 | 2
2752 | 02E23G11H14D05M01W02 | 18.25 | 1.21 | 0.65 | 17.58 | 37.69 | 1.0111 | 455.3179 | 462 | 0.87396 | 0.38445 | 2
2753 | 02E23G11H14D05M01W03 | 18.25 | 1.21 | 0.65 | 12.81 | 32.92 | 1.0111 | 455.3179 | 395.64 | 0.87396 | 0.46236 | 2
2754 | 02E23G11H14D07M01W02 | 18.77 | 1.26 | 0.65 | 17.58 | 38.26 | 1.0889 | 465.5728 | 468.3 | 0.86875 | 0.37514 | 2
2755 | 02E23G11H14D07M01W03 | 18.77 | 1.26 | 0.65 | 12.81 | 33.49 | 1.0889 | 465.5728 | 401.94 | 0.86875 | 0.45305 | 2
2756 | 02E23G11H14D07M01W04 | 18.77 | 1.26 | 0.65 | 9.28 | 29.96 | 1.0889 | 465.5728 | 353.22 | 0.86875 | 0.5107 | 2
2757 | 02E23G11H14D07M02W02 | 18.82 | 0.96 | 0.65 | 17.58 | 38.01 | 0.93333 | 447.114 | 468.51 | 0.9 | 0.37923 | 2
2758 | 02E23G12H07D04M01W02 | 15.58 | 16.7 | 0.65 | 17.58 | 50.51 | 4.0444 | 1374.1576 | 429.66 | -0.73958 | 0.17508
2759 | 02E23G12H07D05M01W02 | 13.62 | 14.08 | 0.65 | 17.58 | 45.93 | 3.4222 | 1187.5183 | 406.35 | -0.46667 | 0.24988
2760 | 02E23G12H07D05M01W03 | 13.62 | 14.08 | 0.65 | 12.81 | 41.16 | 3.4222 | 1187.5183 | 339.99 | -0.46667 | 0.32778
2761 | 02E23G12H07D06M01W02 | 12.19 | 12.79 | 0.65 | 17.58 | 43.21 | 3.1111 | 1091.1222 | 389.13 | -0.33229 | 0.2943 | 1
2762 | 02E23G12H07D06M01W03 | 12.19 | 12.79 | 0.65 | 12.81 | 38.44 | 3.1111 | 1091.1222 | 322.77 | -0.33229 | 0.3722 | 1
2763 | 02E23G12H07D07M01W02 | 13.99 | 14.42 | 0.65 | 17.58 | 46.64 | 3.5 | 1214.1811 | 410.76 | -0.50208 | 0.23828
2764 | 02E23G12H07D07M01W03 | 13.99 | 14.42 | 0.65 | 12.81 | 41.87 | 3.5 | 1214.1811 | 344.4 | -0.50208 | 0.31618
2765 | 02E23G12H07D07M01W04 | 13.99 | 14.42 | 0.65 | 9.28 | 38.34 | 3.5 | 1214.1811 | 295.68 | -0.50208 | 0.37384
2766 | 02E23G12H07D07M02W02 | 13.74 | 12.61 | 0.65 | 17.58 | 44.58 | 3.4222 | 1091.1222 | 407.4 | -0.31354 | 0.27193 | 1
2767 | 02E23G12H08D05M01W02 | 12 | 14.08 | 0.65 | 17.58 | 44.31 | 3.4222 | 1187.5183 | 385.14 | -0.46667 | 0.27634
2768 | 02E23G12H08D05M01W03 | 12 | 14.08 | 0.65 | 12.81 | 39.54 | 3.4222 | 1187.5183 | 318.78 | -0.46667 | 0.35424
2769 | 02E23G12H08D06M01W02 | 10.74 | 12.79 | 0.65 | 17.58 | 41.76 | 3.1111 | 1091.1222 | 370.23 | -0.33229 | 0.31798 | 1
2770 | 02E23G12H08D06M01W03 | 10.74 | 12.79 | 0.65 | 12.81 | 36.99 | 3.1111 | 1091.1222 | 303.87 | -0.33229 | 0.39588 | 1
2771 | 02E23G12H08D07M01W02 | 12.32 | 14.42 | 0.65 | 17.58 | 44.97 | 3.5 | 1214.1811 | 388.92 | -0.50208 | 0.26556
2772 | 02E23G12H08D07M01W03 | 12.32 | 14.42 | 0.65 | 12.81 | 40.2 | 3.5 | 1214.1811 | 322.56 | -0.50208 | 0.34346
2773 | 02E23G12H08D07M01W04 | 12.32 | 14.42 | 0.65 | 9.28 | 36.67 | 3.5 | 1214.1811 | 273.84 | -0.50208 | 0.40111
2774 | 02E23G12H08D07M02W02 | 12.1 | 12.61 | 0.65 | 17.58 | 42.94 | 3.4222 | 1091.1222 | 386.19 | -0.31354 | 0.29871 | 1
2775 | 02E23G12H09D05M01W02 | 11.55 | 14.08 | 0.65 | 17.58 | 43.86 | 3.4222 | 1187.5183 | 379.26 | -0.46667 | 0.28368
2776 | 02E23G12H09D05M01W03 | 11.55 | 14.08 | 0.65 | 12.81 | 39.09 | 3.4222 | 1187.5183 | 312.9 | -0.46667 | 0.36159
2777 | 02E23G12H09D07M01W02 | 11.86 | 14.42 | 0.65 | 17.58 | 44.51 | 3.5 | 1214.1811 | 382.83 | -0.50208 | 0.27307
2778 | 02E23G12H09D07M01W03 | 11.86 | 14.42 | 0.65 | 12.81 | 39.74 | 3.5 | 1214.1811 | 316.47 | -0.50208 | 0.35097
2779 | 02E23G12H09D07M01W04 | 11.86 | 14.42 | 0.65 | 9.28 | 36.21 | 3.5 | 1214.1811 | 267.75 | -0.50208 | 0.40862
2780 | 02E23G12H09D07M02W02 | 11.65 | 12.61 | 0.65 | 17.58 | 42.49 | 3.4222 | 1091.1222 | 380.1 | -0.31354 | 0.30606 | 1
2781 | 02E23G12H10D05M01W02 | 13.63 | 12.54 | 0.65 | 17.58 | 44.4 | 2.9556 | 1099.3261 | 406.35 | -0.30625 | 0.27487 | 1
2782 | 02E23G12H10D05M01W03 | 13.62 | 12.54 | 0.65 | 12.81 | 39.62 | 2.9556 | 1099.3261 | 339.99 | -0.30625 | 0.35293 | 1
2783 | 02E23G12H10D07M01W02 | 13.99 | 12.84 | 0.65 | 17.58 | 45.06 | 3.0333 | 1123.9379 | 410.76 | -0.3375 | 0.26409 | 1
2784 | 02E23G12H10D07M01W03 | 13.99 | 12.84 | 0.65 | 12.81 | 40.29 | 3.0333 | 1123.9379 | 344.4 | -0.3375 | 0.34199 | 1
2785 | 02E23G12H10D07M01W04 | 13.99 | 12.84 | 0.65 | 9.28 | 36.76 | 3.0333 | 1123.9379 | 295.68 | -0.3375 | 0.39964 | 1
2786 | 02E23G12H10D07M02W02 | 13.74 | 11.22 | 0.65 | 17.58 | 43.19 | 2.9556 | 1013.1849 | 407.4 | -0.16875 | 0.29463 | 1
2787 | 02E23G12H11D05M01W02 | 13.63 | 12.01 | 0.65 | 17.58 | 43.87 | 2.7222 | 1074.7143 | 406.35 | -0.25104 | 0.28352 | 1
2788 | 02E23G12H11D05M01W03 | 13.62 | 12.01 | 0.65 | 12.81 | 39.09 | 2.7222 | 1074.7143 | 339.99 | -0.25104 | 0.36159 | 1
2789 | 02E23G12H11D06M01W02 | 12.19 | 10.92 | 0.65 | 17.58 | 41.34 | 2.4889 | 988.5731 | 389.13 | -0.1375 | 0.32484 | 1
2790 | 02E23G12H11D06M01W03 | 12.19 | 10.92 | 0.65 | 12.81 | 36.57 | 2.4889 | 988.5731 | 322.77 | -0.1375 | 0.40274 | 1
2791 | 02E23G12H11D07M01W02 | 13.99 | 12.3 | 0.65 | 17.58 | 44.52 | 2.8 | 1097.2751 | 410.76 | -0.28125 | 0.27291 | 1
2792 | 02E23G12H11D07M01W03 | 13.99 | 12.3 | 0.65 | 12.81 | 39.75 | 2.8 | 1097.2751 | 344.4 | -0.28125 | 0.35081 | 1
2793 | 02E23G12H11D07M01W04 | 13.99 | 12.3 | 0.65 | 9.28 | 36.22 | 2.8 | 1097.2751 | 295.68 | -0.28125 | 0.40846 | 1
2794 | 02E23G12H11D07M02W02 | 13.74 | 10.74 | 0.65 | 17.58 | 42.71 | 2.7222 | 988.5731 | 407.4 | -0.11875 | 0.30247 | 1
2795 | 02E23G12H12D05M01W02 | 11.83 | 10.02 | 0.65 | 17.58 | 40.08 | 2.3333 | 890.126 | 387.24 | -0.04375 | 0.34542 | 1
2796 | 02E23G12H12D05M01W03 | 11.83 | 10.02 | 0.65 | 12.81 | 35.31 | 2.3333 | 890.126 | 320.88 | -0.04375 | 0.42332 | 1
2797 | 02E23G12H12D07M01W02 | 12.16 | 10.27 | 0.65 | 17.58 | 40.66 | 2.3333 | 908.5848 | 391.02 | -0.069792 | 0.33595 | 1
2798 | 02E23G12H12D07M01W03 | 12.16 | 10.27 | 0.65 | 12.81 | 35.89 | 2.3333 | 908.5848 | 324.66 | -0.069792 | 0.41385 | 1
2799 | 02E23G12H12D07M01W04 | 12.16 | 10.27 | 0.65 | 9.28 | 32.36 | 2.3333 | 908.5848 | 275.94 | -0.069792 | 0.4715 | 1
2800 | 02E23G12H12D07M02W02 | 11.93 | 8.96 | 0.65 | 17.58 | 39.12 | 2.3333 | 818.3416 | 388.29 | 0.066667 | 0.3611 | 1
2801 | 02E23G12H13D05M01W02 | 11.83 | 9.39 | 0.65 | 17.58 | 39.45 | 2.2556 | 838.8515 | 387.24 | 0.021875 | 0.35571 | 1
2802 | 02E23G12H13D05M01W03 | 11.83 | 9.39 | 0.65 | 12.81 | 34.68 | 2.2556 | 838.8515 | 320.88 | 0.021875 | 0.43361 | 1
2803 | 02E23G12H13D07M01W02 | 12.16 | 9.62 | 0.65 | 17.58 | 40.01 | 2.3333 | 857.3103 | 391.02 | -0.0020833 | 0.34656 | 1
2804 | 02E23G12H13D07M01W03 | 12.16 | 9.62 | 0.65 | 12.81 | 35.24 | 2.3333 | 857.3103 | 324.66 | -0.0020833 | 0.42447 | 1
2805 | 02E23G12H13D07M01W04 | 12.16 | 9.62 | 0.65 | 9.28 | 31.71 | 2.3333 | 857.3103 | 275.94 | -0.0020833 | 0.48212 | 1
2806 | 02E23G12H13D07M02W02 | 11.93 | 8.41 | 0.65 | 17.58 | 38.57 | 2.2556 | 775.271 | 388.29 | 0.12396 | 0.37008 | 1
2807 | 02E23G12H14D05M01W02 | 13.62 | 11.28 | 0.65 | 17.58 | 43.13 | 2.7222 | 1017.2868 | 406.35 | -0.175 | 0.29561 | 1
2808 | 02E23G12H14D05M01W03 | 13.62 | 11.28 | 0.65 | 12.81 | 38.36 | 2.7222 | 1017.2868 | 339.99 | -0.175 | 0.37351 | 1
2809 | 02E23G12H14D07M01W02 | 13.99 | 11.56 | 0.65 | 17.58 | 43.78 | 2.8 | 1039.8476 | 410.76 | -0.20417 | 0.28499 | 1
2810 | 02E23G12H14D07M01W03 | 13.99 | 11.56 | 0.65 | 12.81 | 39.01 | 2.8 | 1039.8476 | 344.4 | -0.20417 | 0.36289 | 1
2811 | 02E23G12H14D07M01W04 | 13.99 | 11.56 | 0.65 | 9.28 | 35.48 | 2.8 | 1039.8476 | 295.68 | -0.20417 | 0.42055 | 1
2812 | 02E23G12H14D07M02W02 | 13.74 | 10.1 | 0.65 | 17.58 | 42.07 | 2.7222 | 939.3495 | 407.4 | -0.052083 | 0.31292 | 1
2813 | 02E24G10H07D04M01W02 | 20.94 | 4.23 | 0.65 | 17.58 | 43.4 | 2.4889 | 674.7729 | 494.13 | 0.55937 | 0.2912 | 1
2814 | 02E24G10H07D05M01W02 | 18.35 | 3.53 | 0.65 | 17.58 | 40.11 | 2.0222 | 594.7846 | 463.26 | 0.63229 | 0.34493 | 1
2815 | 02E24G10H07D05M01W03 | 18.35 | 3.53 | 0.65 | 12.81 | 35.34 | 2.0222 | 594.7846 | 396.9 | 0.63229 | 0.42283 | 2
2816 | 02E24G10H07D06M01W02 | 16.36 | 3.08 | 0.65 | 17.58 | 37.67 | 1.7889 | 537.3572 | 439.53 | 0.67917 | 0.38478 | 2
2817 | 02E24G10H07D06M01W03 | 16.36 | 3.08 | 0.65 | 12.81 | 32.9 | 1.7889 | 537.3572 | 373.17 | 0.67917 | 0.46268 | 2
2818 | 02E24G10H07D07M01W02 | 18.85 | 3.65 | 0.65 | 17.58 | 40.73 | 2.1 | 611.1925 | 469.14 | 0.61979 | 0.3348 | 1
2819 | 02E24G10H07D07M01W03 | 18.85 | 3.65 | 0.65 | 12.81 | 35.96 | 2.1 | 611.1925 | 402.78 | 0.61979 | 0.41271 | 2
2820 | 02E24G10H07D07M01W04 | 18.85 | 3.65 | 0.65 | 9.28 | 32.43 | 2.1 | 611.1925 | 354.06 | 0.61979 | 0.47036 | 2
2821 | 02E24G10H07D07M02W02 | 18.82 | 2.88 | 0.65 | 17.58 | 39.93 | 1.9444 | 561.9689 | 468.72 | 0.7 | 0.34787 | 1
2822 | 02E24G10H08D05M01W02 | 16.16 | 3.53 | 0.65 | 17.58 | 37.92 | 2.0222 | 594.7846 | 434.7 | 0.63229 | 0.3807 | 2
2823 | 02E24G10H08D05M01W03 | 16.16 | 3.53 | 0.65 | 12.81 | 33.15 | 2.0222 | 594.7846 | 368.34 | 0.63229 | 0.4586 | 2
2824 | 02E24G10H08D06M01W02 | 14.41 | 3.08 | 0.65 | 17.58 | 35.72 | 1.7889 | 537.3572 | 413.91 | 0.67917 | 0.41663 | 2
2825 | 02E24G10H08D06M01W03 | 14.41 | 3.08 | 0.65 | 12.81 | 30.95 | 1.7889 | 537.3572 | 347.55 | 0.67917 | 0.49453 | 2
2826 | 02E24G10H08D07M01W02 | 16.6 | 3.65 | 0.65 | 17.58 | 38.48 | 2.1 | 611.1925 | 439.74 | 0.61979 | 0.37155 | 2
2827 | 02E24G10H08D07M01W03 | 16.6 | 3.65 | 0.65 | 12.81 | 33.71 | 2.1 | 611.1925 | 373.38 | 0.61979 | 0.44945 | 2
2828 | 02E24G10H08D07M01W04 | 16.6 | 3.65 | 0.65 | 9.28 | 30.18 | 2.1 | 611.1925 | 324.66 | 0.61979 | 0.5071 | 2
2829 | 02E24G10H08D07M02W02 | 16.58 | 2.88 | 0.65 | 17.58 | 37.69 | 1.9444 | 561.9689 | 439.32 | 0.7 | 0.38445 | 2
2830 | 02E24G10H09D05M01W02 | 15.56 | 3.53 | 0.65 | 17.58 | 37.32 | 2.0222 | 594.7846 | 426.72 | 0.63229 | 0.39049 | 2
2831 | 02E24G10H09D05M01W03 | 15.56 | 3.53 | 0.65 | 12.81 | 32.55 | 2.0222 | 594.7846 | 360.36 | 0.63229 | 0.4684 | 2
2832 | 02E24G10H09D07M01W02 | 15.98 | 3.65 | 0.65 | 17.58 | 37.86 | 2.1 | 611.1925 | 431.55 | 0.61979 | 0.38168 | 2
2833 | 02E24G10H09D07M01W03 | 15.98 | 3.65 | 0.65 | 12.81 | 33.09 | 2.1 | 611.1925 | 365.19 | 0.61979 | 0.45958 | 2
2834 | 02E24G10H09D07M01W04 | 15.98 | 3.65 | 0.65 | 9.28 | 29.56 | 2.1 | 611.1925 | 316.47 | 0.61979 | 0.51723 | 2
2835 | 02E24G10H09D07M02W02 | 15.96 | 2.88 | 0.65 | 17.58 | 37.07 | 1.9444 | 561.9689 | 431.13 | 0.7 | 0.39458 | 2
2836 | 02E24G10H10D05M01W02 | 18.35 | 3.14 | 0.65 | 17.58 | 39.72 | 1.7889 | 572.2238 | 463.26 | 0.67292 | 0.3513 | 2
2837 | 02E24G10H10D05M01W03 | 18.35 | 3.14 | 0.65 | 12.81 | 34.95 | 1.7889 | 572.2238 | 396.9 | 0.67292 | 0.4292 | 2
2838 | 02E24G10H10D07M01W02 | 18.85 | 3.25 | 0.65 | 17.58 | 40.33 | 1.8667 | 588.6317 | 469.14 | 0.66146 | 0.34134 | 1
2839 | 02E24G10H10D07M01W03 | 18.85 | 3.25 | 0.65 | 12.81 | 35.56 | 1.8667 | 588.6317 | 402.78 | 0.66146 | 0.41924 | 2
2840 | 02E24G10H10D07M01W04 | 18.85 | 3.25 | 0.65 | 9.28 | 32.03 | 1.8667 | 588.6317 | 354.06 | 0.66146 | 0.47689 | 2
2841 | 02E24G10H10D07M02W02 | 18.82 | 2.56 | 0.65 | 17.58 | 39.61 | 1.6333 | 543.5101 | 468.72 | 0.73333 | 0.35309 | 2
2842 | 02E24G10H11D05M01W02 | 18.35 | 3 | 0.65 | 17.58 | 39.58 | 1.6333 | 566.0709 | 463.26 | 0.6875 | 0.35358 | 2
2843 | 02E24G10H11D05M01W03 | 18.35 | 3 | 0.65 | 12.81 | 34.81 | 1.6333 | 566.0709 | 396.9 | 0.6875 | 0.43149 | 2
2844 | 02E24G10H11D06M01W02 | 16.36 | 2.62 | 0.65 | 17.58 | 37.21 | 1.4 | 512.7454 | 439.53 | 0.72708 | 0.39229 | 2
2845 | 02E24G10H11D06M01W03 | 16.36 | 2.62 | 0.65 | 12.81 | 32.44 | 1.4 | 512.7454 | 373.17 | 0.72708 | 0.47019 | 2
2846 | 02E24G10H11D07M01W02 | 18.85 | 3.1 | 0.65 | 17.58 | 40.18 | 1.7111 | 580.4278 | 469.14 | 0.67708 | 0.34379 | 1
2847 | 02E24G10H11D07M01W03 | 18.85 | 3.1 | 0.65 | 12.81 | 35.41 | 1.7111 | 580.4278 | 402.78 | 0.67708 | 0.42169 | 2
2848 | 02E24G10H11D07M01W04 | 18.85 | 3.1 | 0.65 | 9.28 | 31.88 | 1.7111 | 580.4278 | 354.06 | 0.67708 | 0.47934 | 2
2849 | 02E24G10H11D07M02W02 | 18.82 | 2.44 | 0.65 | 17.58 | 39.49 | 1.5556 | 537.3572 | 468.72 | 0.74583 | 0.35505 | 2
2850 | 02E24G10H12D05M01W02 | 15.94 | 2.5 | 0.65 | 17.58 | 36.67 | 1.4 | 457.3689 | 437.43 | 0.73958 | 0.40111 | 2
2851 | 02E24G10H12D05M01W03 | 15.94 | 2.5 | 0.65 | 12.81 | 31.9 | 1.4 | 457.3689 | 371.07 | 0.73958 | 0.47901 | 2
2852 | 02E24G10H12D07M01W02 | 16.38 | 2.59 | 0.65 | 17.58 | 37.2 | 1.4 | 469.6748 | 442.68 | 0.73021 | 0.39245 | 2
2853 | 02E24G10H12D07M01W03 | 16.38 | 2.59 | 0.65 | 12.81 | 32.43 | 1.4 | 469.6748 | 376.32 | 0.73021 | 0.47036 | 2
2854 | 02E24G10H12D07M01W04 | 16.38 | 2.59 | 0.65 | 9.28 | 28.9 | 1.4 | 469.6748 | 327.6 | 0.73021 | 0.52801 | 2
2855 | 02E24G10H12D07M02W02 | 16.36 | 2.04 | 0.65 | 17.58 | 36.63 | 1.3222 | 434.8081 | 442.26 | 0.7875 | 0.40176 | 2
2856 | 02E24G10H13D05M01W02 | 15.94 | 2.35 | 0.65 | 17.58 | 36.52 | 1.3222 | 445.063 | 437.43 | 0.75521 | 0.40356 | 2
2857 | 02E24G10H13D05M01W03 | 15.94 | 2.35 | 0.65 | 12.81 | 31.75 | 1.3222 | 445.063 | 371.07 | 0.75521 | 0.48146 | 2
2858 | 02E24G10H13D07M01W02 | 16.38 | 2.44 | 0.65 | 17.58 | 37.05 | 1.4 | 457.3689 | 442.68 | 0.74583 | 0.3949 | 2
2859 | 02E24G10H13D07M01W03 | 16.38 | 2.44 | 0.65 | 12.81 | 32.28 | 1.4 | 457.3689 | 376.32 | 0.74583 | 0.47281 | 2
2860 | 02E24G10H13D07M01W04 | 16.38 | 2.44 | 0.65 | 9.28 | 28.75 | 1.4 | 457.3689 | 327.6 | 0.74583 | 0.53046 | 2
2861 | 02E24G10H13D07M02W02 | 16.36 | 1.92 | 0.65 | 17.58 | 36.51 | 1.2444 | 426.6042 | 442.26 | 0.8 | 0.40372 | 2
2862 | 02E24G10H14D05M01W02 | 18.35 | 2.83 | 0.65 | 17.58 | 39.41 | 1.6333 | 553.765 | 463.26 | 0.70521 | 0.35636 | 2
2863 | 02E24G10H14D05M01W03 | 18.35 | 2.83 | 0.65 | 12.81 | 34.64 | 1.6333 | 553.765 | 396.9 | 0.70521 | 0.43426 | 2
2864 | 02E24G10H14D07M01W02 | 18.85 | 2.93 | 0.65 | 17.58 | 40.01 | 1.7111 | 568.1219 | 469.14 | 0.69479 | 0.34656 | 1
2865 | 02E24G10H14D07M01W03 | 18.85 | 2.93 | 0.65 | 12.81 | 35.24 | 1.7111 | 568.1219 | 402.78 | 0.69479 | 0.42447 | 2
2866 | 02E24G10H14D07M01W04 | 18.85 | 2.93 | 0.65 | 9.28 | 31.71 | 1.7111 | 568.1219 | 354.06 | 0.69479 | 0.48212 | 2
2867 | 02E24G10H14D07M02W02 | 18.82 | 2.3 | 0.65 | 17.58 | 39.35 | 1.5556 | 527.1023 | 468.72 | 0.76042 | 0.35734 | 2
2868 | 02E24G11H07D04M01W02 | 22.76 | 2.42 | 0.65 | 17.58 | 43.41 | 1.8667 | 596.8356 | 516.18 | 0.74792 | 0.29103 | 1
2869 | 02E24G11H07D05M01W02 | 19.97 | 2.01 | 0.65 | 17.58 | 40.21 | 1.5556 | 529.1532 | 482.79 | 0.79063 | 0.3433 | 1
2870 | 02E24G11H07D05M01W03 | 19.97 | 2.01 | 0.65 | 12.81 | 35.44 | 1.5556 | 529.1532 | 416.43 | 0.79063 | 0.4212 | 2
2871 | 02E24G11H07D06M01W02 | 17.81 | 1.73 | 0.65 | 17.58 | 37.77 | 1.3222 | 479.9297 | 456.96 | 0.81979 | 0.38315 | 2
2872 | 02E24G11H07D06M01W03 | 17.81 | 1.73 | 0.65 | 12.81 | 33 | 1.3222 | 479.9297 | 390.6 | 0.81979 | 0.46105 | 2
2873 | 02E24G11H07D07M01W02 | 20.51 | 2.09 | 0.65 | 17.58 | 40.83 | 1.6333 | 543.5101 | 489.3 | 0.78229 | 0.33317 | 1
2874 | 02E24G11H07D07M01W03 | 20.51 | 2.09 | 0.65 | 12.81 | 36.06 | 1.6333 | 543.5101 | 422.94 | 0.78229 | 0.41107 | 2
2875 | 02E24G11H07D07M01W04 | 20.51 | 2.09 | 0.65 | 9.28 | 32.53 | 1.6333 | 543.5101 | 374.22 | 0.78229 | 0.46872 | 2
2876 | 02E24G11H07D07M02W02 | 20.54 | 1.58 | 0.65 | 17.58 | 40.35 | 1.4 | 512.7454 | 489.3 | 0.83542 | 0.34101 | 1
2877 | 02E24G11H08D05M01W02 | 17.59 | 2.01 | 0.65 | 17.58 | 37.83 | 1.5556 | 529.1532 | 451.71 | 0.79063 | 0.38217 | 2
2878 | 02E24G11H08D05M01W03 | 17.59 | 2.01 | 0.65 | 12.81 | 33.06 | 1.5556 | 529.1532 | 385.35 | 0.79063 | 0.46007 | 2
2879 | 02E24G11H08D06M01W02 | 15.68 | 1.73 | 0.65 | 17.58 | 35.64 | 1.3222 | 479.9297 | 429.24 | 0.81979 | 0.41793 | 2
2880 | 02E24G11H08D06M01W03 | 15.68 | 1.73 | 0.65 | 12.81 | 30.87 | 1.3222 | 479.9297 | 362.88 | 0.81979 | 0.49584 | 2
2881 | 02E24G11H08D07M01W02 | 18.07 | 2.09 | 0.65 | 17.58 | 38.39 | 1.6333 | 543.5101 | 457.17 | 0.78229 | 0.37302 | 2
2882 | 02E24G11H08D07M01W03 | 18.07 | 2.09 | 0.65 | 12.81 | 33.62 | 1.6333 | 543.5101 | 390.81 | 0.78229 | 0.45092 | 2
2883 | 02E24G11H08D07M01W04 | 18.07 | 2.09 | 0.65 | 9.28 | 30.09 | 1.6333 | 543.5101 | 342.09 | 0.78229 | 0.50857 | 2
2884 | 02E24G11H08D07M02W02 | 18.09 | 1.58 | 0.65 | 17.58 | 37.9 | 1.4 | 512.7454 | 457.38 | 0.83542 | 0.38102 | 2
2885 | 02E24G11H09D05M01W02 | 16.93 | 2.01 | 0.65 | 17.58 | 37.17 | 1.5556 | 529.1532 | 442.89 | 0.79063 | 0.39294 | 2
2886 | 02E24G11H09D05M01W03 | 16.93 | 2.01 | 0.65 | 12.81 | 32.4 | 1.5556 | 529.1532 | 376.53 | 0.79063 | 0.47085 | 2
2887 | 02E24G11H09D07M01W02 | 17.39 | 2.09 | 0.65 | 17.58 | 37.71 | 1.6333 | 543.5101 | 448.35 | 0.78229 | 0.38413 | 2
2888 | 02E24G11H09D07M01W03 | 17.39 | 2.09 | 0.65 | 12.81 | 32.94 | 1.6333 | 543.5101 | 381.99 | 0.78229 | 0.46203 | 2
2889 | 02E24G11H09D07M01W04 | 17.39 | 2.09 | 0.65 | 9.28 | 29.41 | 1.6333 | 543.5101 | 333.27 | 0.78229 | 0.51968 | 2
2890 | 02E24G11H09D07M02W02 | 17.41 | 1.58 | 0.65 | 17.58 | 37.22 | 1.4 | 512.7454 | 448.56 | 0.83542 | 0.39213 | 2
2891 | 02E24G11H10D05M01W02 | 19.97 | 1.79 | 0.65 | 17.58 | 39.99 | 1.3222 | 516.8473 | 482.79 | 0.81354 | 0.34689 | 1
2892 | 02E24G11H10D05M01W03 | 19.97 | 1.79 | 0.65 | 12.81 | 35.22 | 1.3222 | 516.8473 | 416.43 | 0.81354 | 0.42479 | 2
2893 | 02E24G11H10D07M01W02 | 20.51 | 1.86 | 0.65 | 17.58 | 40.6 | 1.4 | 529.1532 | 489.3 | 0.80625 | 0.33693 | 1
2894 | 02E24G11H10D07M01W03 | 20.51 | 1.86 | 0.65 | 12.81 | 35.83 | 1.4 | 529.1532 | 422.94 | 0.80625 | 0.41483 | 2
2895 | 02E24G11H10D07M01W04 | 20.51 | 1.86 | 0.65 | 9.28 | 32.3 | 1.4 | 529.1532 | 374.22 | 0.80625 | 0.47248 | 2
2896 | 02E24G11H10D07M02W02 | 20.54 | 1.4 | 0.65 | 17.58 | 40.17 | 1.2444 | 502.4905 | 489.3 | 0.85417 | 0.34395 | 1
2897 | 02E24G11H11D05M01W02 | 19.97 | 1.71 | 0.65 | 17.58 | 39.91 | 1.2444 | 512.7454 | 482.79 | 0.82188 | 0.3482 | 1
2898 | 02E24G11H11D05M01W03 | 19.97 | 1.71 | 0.65 | 12.81 | 35.14 | 1.2444 | 512.7454 | 416.43 | 0.82188 | 0.4261 | 2
2899 | 02E24G11H11D06M01W02 | 17.81 | 1.47 | 0.65 | 17.58 | 37.51 | 1.0889 | 465.5728 | 456.96 | 0.84688 | 0.38739 | 2
2900 | 02E24G11H11D06M01W03 | 17.81 | 1.47 | 0.65 | 12.81 | 32.74 | 1.0889 | 465.5728 | 390.6 | 0.84688 | 0.46529 | 2
2901 | 02E24G11H11D07M01W02 | 20.51 | 1.78 | 0.65 | 17.58 | 40.52 | 1.3222 | 525.0513 | 489.3 | 0.81458 | 0.33823 | 1
2902 | 02E24G11H11D07M01W03 | 20.51 | 1.78 | 0.65 | 12.81 | 35.75 | 1.3222 | 525.0513 | 422.94 | 0.81458 | 0.41614 | 2
2903 | 02E24G11H11D07M01W04 | 20.51 | 1.78 | 0.65 | 9.28 | 32.22 | 1.3222 | 525.0513 | 374.22 | 0.81458 | 0.47379 | 2
2904 | 02E24G11H11D07M02W02 | 20.54 | 1.34 | 0.65 | 17.58 | 40.11 | 1.1667 | 498.3885 | 489.3 | 0.86042 | 0.34493 | 1
2905 | 02E24G11H12D05M01W02 | 17.35 | 1.43 | 0.65 | 17.58 | 37.01 | 1.0889 | 410.1963 | 454.65 | 0.85104 | 0.39556 | 2
2906 | 02E24G11H12D05M01W03 | 17.35 | 1.43 | 0.65 | 12.81 | 32.24 | 1.0889 | 410.1963 | 388.29 | 0.85104 | 0.47346 | 2
2907 | 02E24G11H12D07M01W02 | 17.82 | 1.48 | 0.65 | 17.58 | 37.53 | 1.0889 | 420.4512 | 460.53 | 0.84583 | 0.38707 | 2
2908 | 02E24G11H12D07M01W03 | 17.82 | 1.48 | 0.65 | 12.81 | 32.76 | 1.0889 | 420.4512 | 394.17 | 0.84583 | 0.46497 | 2
2909 | 02E24G11H12D07M01W04 | 17.82 | 1.48 | 0.65 | 9.28 | 29.23 | 1.0889 | 420.4512 | 345.45 | 0.84583 | 0.52262 | 2
2910 | 02E24G11H12D07M02W02 | 17.85 | 1.12 | 0.65 | 17.58 | 37.2 | 0.93333 | 397.8904 | 460.53 | 0.88333 | 0.39245 | 2
2911 | 02E24G11H13D05M01W02 | 17.35 | 1.34 | 0.65 | 17.58 | 36.92 | 1.0111 | 404.0434 | 454.65 | 0.86042 | 0.39703 | 2
2912 | 02E24G11H13D05M01W03 | 17.35 | 1.34 | 0.65 | 12.81 | 32.15 | 1.0111 | 404.0434 | 388.29 | 0.86042 | 0.47493 | 2
2913 | 02E24G11H13D07M01W02 | 17.82 | 1.4 | 0.65 | 17.58 | 37.45 | 1.0889 | 414.2983 | 460.53 | 0.85417 | 0.38837 | 2
2914 | 02E24G11H13D07M01W03 | 17.82 | 1.4 | 0.65 | 12.81 | 32.68 | 1.0889 | 414.2983 | 394.17 | 0.85417 | 0.46627 | 2
2915 | 02E24G11H13D07M01W04 | 17.82 | 1.4 | 0.65 | 9.28 | 29.15 | 1.0889 | 414.2983 | 345.45 | 0.85417 | 0.52393 | 2
2916 | 02E24G11H13D07M02W02 | 17.85 | 1.05 | 0.65 | 17.58 | 37.13 | 0.93333 | 393.7885 | 460.53 | 0.89062 | 0.3936 | 2
2917 | 02E24G11H14D05M01W02 | 19.97 | 1.61 | 0.65 | 17.58 | 39.81 | 1.2444 | 504.5415 | 482.79 | 0.83229 | 0.34983 | 1
2918 | 02E24G11H14D05M01W03 | 19.97 | 1.61 | 0.65 | 12.81 | 35.04 | 1.2444 | 504.5415 | 416.43 | 0.83229 | 0.42773 | 2
2919 | 02E24G11H14D07M01W02 | 20.51 | 1.68 | 0.65 | 17.58 | 40.42 | 1.2444 | 516.8473 | 489.3 | 0.825 | 0.33987 | 1
2920 | 02E24G11H14D07M01W03 | 20.51 | 1.68 | 0.65 | 12.81 | 35.65 | 1.2444 | 516.8473 | 422.94 | 0.825 | 0.41777 | 2
2921 | 02E24G11H14D07M01W04 | 20.51 | 1.68 | 0.65 | 9.28 | 32.12 | 1.2444 | 516.8473 | 374.22 | 0.825 | 0.47542 | 2
2922 | 02E24G11H14D07M02W02 | 20.54 | 1.27 | 0.65 | 17.58 | 40.04 | 1.0889 | 492.2356 | 489.3 | 0.86771 | 0.34607 | 1
2923 | 02E24G12H07D04M01W02 | 17.51 | 17.96 | 0.65 | 17.58 | 53.7 | 4.2 | 1478.7577 | 452.76 | -0.87083 | 0.12298
2924 | 02E24G12H07D05M01W02 | 15.32 | 15.16 | 0.65 | 17.58 | 48.71 | 3.5 | 1279.8125 | 426.72 | -0.57917 | 0.20447
2925 | 02E24G12H07D05M01W03 | 15.32 | 15.16 | 0.65 | 12.81 | 43.94 | 3.5 | 1279.8125 | 360.36 | -0.57917 | 0.28238
2926 | 02E24G12H07D06M01W02 | 13.78 | 13.79 | 0.65 | 17.58 | 45.8 | 3.1889 | 1177.2634 | 408.24 | -0.43646 | 0.252
2927 | 02E24G12H07D06M01W03 | 13.78 | 13.79 | 0.65 | 12.81 | 41.03 | 3.1889 | 1177.2634 | 341.88 | -0.43646 | 0.3299
2928 | 02E24G12H07D07M01W02 | 15.71 | 15.53 | 0.65 | 17.58 | 49.47 | 3.5778 | 1308.5262 | 431.34 | -0.61771 | 0.19206
2929 | 02E24G12H07D07M01W03 | 15.71 | 15.53 | 0.65 | 12.81 | 44.7 | 3.5778 | 1308.5262 | 364.98 | -0.61771 | 0.26997
2930 | 02E24G12H07D07M01W04 | 15.71 | 15.53 | 0.65 | 9.28 | 41.17 | 3.5778 | 1308.5262 | 316.26 | -0.61771 | 0.32762
2931 | 02E24G12H07D07M02W02 | 15.43 | 13.6 | 0.65 | 17.58 | 47.26 | 3.5 | 1175.2124 | 427.98 | -0.41667 | 0.22816
2932 | 02E24G12H08D05M01W02 | 13.5 | 15.16 | 0.65 | 17.58 | 46.89 | 3.5 | 1279.8125 | 402.99 | -0.57917 | 0.2342
2933 | 02E24G12H08D05M01W03 | 13.5 | 15.16 | 0.65 | 12.81 | 42.12 | 3.5 | 1279.8125 | 336.63 | -0.57917 | 0.3121
2934 | 02E24G12H08D06M01W02 | 12.13 | 13.79 | 0.65 | 17.58 | 44.15 | 3.1889 | 1177.2634 | 386.82 | -0.43646 | 0.27895
2935 | 02E24G12H08D06M01W03 | 12.13 | 13.79 | 0.65 | 12.81 | 39.38 | 3.1889 | 1177.2634 | 320.46 | -0.43646 | 0.35685
2936 | 02E24G12H08D07M01W02 | 13.84 | 15.53 | 0.65 | 17.58 | 47.6 | 3.5778 | 1308.5262 | 406.98 | -0.61771 | 0.2226
2937 | 02E24G12H08D07M01W03 | 13.84 | 15.53 | 0.65 | 12.81 | 42.83 | 3.5778 | 1308.5262 | 340.62 | -0.61771 | 0.30051
2938 | 02E24G12H08D07M01W04 | 13.84 | 15.53 | 0.65 | 9.28 | 39.3 | 3.5778 | 1308.5262 | 291.9 | -0.61771 | 0.35816
2939 | 02E24G12H08D07M02W02 | 13.59 | 13.6 | 0.65 | 17.58 | 45.42 | 3.5 | 1175.2124 | 403.83 | -0.41667 | 0.25821
2940 | 02E24G12H09D05M01W02 | 12.99 | 15.16 | 0.65 | 17.58 | 46.38 | 3.5 | 1279.8125 | 396.27 | -0.57917 | 0.24253
2941 | 02E24G12H09D05M01W03 | 12.99 | 15.16 | 0.65 | 12.81 | 41.61 | 3.5 | 1279.8125 | 329.91 | -0.57917 | 0.32043
2942 | 02E24G12H09D07M01W02 | 13.32 | 15.53 | 0.65 | 17.58 | 47.08 | 3.5778 | 1308.5262 | 400.26 | -0.61771 | 0.2311
2943 | 02E24G12H09D07M01W03 | 13.32 | 15.53 | 0.65 | 12.81 | 42.31 | 3.5778 | 1308.5262 | 333.9 | -0.61771 | 0.309
2944 | 02E24G12H09D07M01W04 | 13.32 | 15.53 | 0.65 | 9.28 | 38.78 | 3.5778 | 1308.5262 | 285.18 | -0.61771 | 0.36665
2945 | 02E24G12H09D07M02W02 | 13.08 | 13.6 | 0.65 | 17.58 | 44.91 | 3.5 | 1175.2124 | 397.11 | -0.41667 | 0.26654
2946 | 02E24G12H10D05M01W02 | 15.32 | 13.5 | 0.65 | 17.58 | 47.05 | 3.0333 | 1185.4673 | 426.72 | -0.40625 | 0.23159
2947 | 02E24G12H10D05M01W03 | 15.32 | 13.5 | 0.65 | 12.81 | 42.28 | 3.0333 | 1185.4673 | 360.36 | -0.40625 | 0.30949
2948 | 02E24G12H10D07M01W02 | 15.71 | 13.82 | 0.65 | 17.58 | 47.76 | 3.1111 | 1212.1301 | 431.34 | -0.43958 | 0.21999
2949 | 02E24G12H10D07M01W03 | 15.71 | 13.82 | 0.65 | 12.81 | 42.99 | 3.1111 | 1212.1301 | 364.98 | -0.43958 | 0.29789
2950 | 02E24G12H10D07M01W04 | 15.71 | 13.82 | 0.65 | 9.28 | 39.46 | 3.1111 | 1212.1301 | 316.26 | -0.43958 | 0.35554
2951 | 02E24G12H10D07M02W02 | 15.43 | 12.1 | 0.65 | 17.58 | 45.76 | 3.0333 | 1091.1222 | 427.98 | -0.26042 | 0.25265 | 1
2952 | 02E24G12H11D05M01W02 | 15.32 | 12.93 | 0.65 | 17.58 | 46.48 | 2.8778 | 1158.8046 | 426.72 | -0.34687 | 0.24089
2953 | 02E24G12H11D05M01W03 | 15.32 | 12.93 | 0.65 | 12.81 | 41.71 | 2.8778 | 1158.8046 | 360.36 | -0.34687 | 0.3188
2954 | 02E24G12H11D06M01W02 | 13.78 | 11.77 | 0.65 | 17.58 | 43.78 | 2.5667 | 1064.4594 | 408.24 | -0.22604 | 0.28499 | 1
2955 | 02E24G12H11D06M01W03 | 13.78 | 11.77 | 0.65 | 12.81 | 39.01 | 2.5667 | 1064.4594 | 341.88 | -0.22604 | 0.36289 | 1
2956 | 02E24G12H11D07M01W02 | 15.71 | 13.24 | 0.65 | 17.58 | 47.18 | 2.9556 | 1183.4163 | 431.34 | -0.37917 | 0.22946
2957 | 02E24G12H11D07M01W03 | 15.71 | 13.24 | 0.65 | 12.81 | 42.41 | 2.9556 | 1183.4163 | 364.98 | -0.37917 | 0.30737
2958 | 02E24G12H11D07M01W04 | 15.71 | 13.24 | 0.65 | 9.28 | 38.88 | 2.9556 | 1183.4163 | 316.26 | -0.37917 | 0.36502
2959 | 02E24G12H11D07M02W02 | 15.43 | 11.58 | 0.65 | 17.58 | 45.24 | 2.8778 | 1066.5104 | 427.98 | -0.20625 | 0.26115 | 1
2960 | 02E24G12H12D05M01W02 | 13.32 | 10.79 | 0.65 | 17.58 | 42.34 | 2.4111 | 957.8084 | 405.3 | -0.12396 | 0.30851 | 1
2961 | 02E24G12H12D05M01W03 | 13.32 | 10.79 | 0.65 | 12.81 | 37.57 | 2.4111 | 957.8084 | 338.94 | -0.12396 | 0.38641 | 1
2962 | 02E24G12H12D07M01W02 | 13.65 | 11.05 | 0.65 | 17.58 | 42.93 | 2.4111 | 976.2672 | 409.5 | -0.15104 | 0.29887 | 1
2963 | 02E24G12H12D07M01W03 | 13.65 | 11.05 | 0.65 | 12.81 | 38.16 | 2.4111 | 976.2672 | 343.14 | -0.15104 | 0.37678 | 1
2964 | 02E24G12H12D07M01W04 | 13.65 | 11.05 | 0.65 | 9.28 | 34.63 | 2.4111 | 976.2672 | 294.42 | -0.15104 | 0.43443 | 1
2965 | 02E24G12H12D07M02W02 | 13.41 | 9.66 | 0.65 | 17.58 | 41.3 | 2.4111 | 879.8711 | 406.35 | -0.00625 | 0.32549 | 1
2966 | 02E24G12H13D05M01W02 | 13.32 | 10.12 | 0.65 | 17.58 | 41.67 | 2.3333 | 904.4829 | 405.3 | -0.054167 | 0.31945 | 1
2967 | 02E24G12H13D05M01W03 | 13.32 | 10.12 | 0.65 | 12.81 | 36.9 | 2.3333 | 904.4829 | 338.94 | -0.054167 | 0.39735 | 1
2968 | 02E24G12H13D07M01W02 | 13.65 | 10.36 | 0.65 | 17.58 | 42.24 | 2.4111 | 922.9417 | 409.5 | -0.079167 | 0.31014 | 1
2969 | 02E24G12H13D07M01W03 | 13.65 | 10.36 | 0.65 | 12.81 | 37.47 | 2.4111 | 922.9417 | 343.14 | -0.079167 | 0.38805 | 1
2970 | 02E24G12H13D07M01W04 | 13.65 | 10.36 | 0.65 | 9.28 | 33.94 | 2.4111 | 922.9417 | 294.42 | -0.079167 | 0.4457 | 1
2971 | 02E24G12H13D07M02W02 | 13.41 | 9.07 | 0.65 | 17.58 | 40.71 | 2.3333 | 832.6985 | 406.35 | 0.055208 | 0.33513 | 1
2972 | 02E24G12H14D05M01W02 | 15.32 | 12.15 | 0.65 | 17.58 | 45.7 | 2.8 | 1095.2241 | 426.72 | -0.26562 | 0.25363 | 1
2973 | 02E24G12H14D05M01W03 | 15.32 | 12.15 | 0.65 | 12.81 | 40.93 | 2.8 | 1095.2241 | 360.36 | -0.26562 | 0.33154 | 1
2974 | 02E24G12H14D07M01W02 | 15.71 | 12.44 | 0.65 | 17.58 | 46.38 | 2.8778 | 1119.8359 | 431.34 | -0.29583 | 0.24253 | 1
2975 | 02E24G12H14D07M01W03 | 15.71 | 12.44 | 0.65 | 12.81 | 41.61 | 2.8778 | 1119.8359 | 364.98 | -0.29583 | 0.32043 | 1
2976 | 02E24G12H14D07M01W04 | 15.71 | 12.44 | 0.65 | 9.28 | 38.08 | 2.8778 | 1119.8359 | 316.26 | -0.29583 | 0.37808 | 1
2977 | 02E24G12H14D07M02W02 | 15.43 | 10.9 | 0.65 | 17.58 | 44.56 | 2.8 | 1011.1339 | 427.98 | -0.13542 | 0.27225 | 1
2978 | 02E25G10H07D04M01W02 | 29.66 | 14.29 | 0.65 | 17.58 | 62.18 | 4.2 | 1411.0753 | 599.34 | -0.48854 | -0.015515
2979 | 02E25G10H07D05M01W02 | 25.69 | 11.31 | 0.65 | 17.58 | 55.23 | 3.4222 | 1179.3144 | 551.67 | -0.17813 | 0.097991
2980 | 02E25G10H07D05M01W03 | 25.69 | 11.31 | 0.65 | 12.81 | 50.46 | 3.4222 | 1179.3144 | 485.31 | -0.17813 | 0.17589
2981 | 02E25G10H07D06M01W02 | 23.59 | 9.66 | 0.65 | 17.58 | 51.48 | 2.9556 | 1050.1025 | 526.47 | -0.00625 | 0.15924 | 1
2982 | 02E25G10H07D06M01W03 | 23.59 | 9.66 | 0.65 | 12.81 | 46.71 | 2.9556 | 1050.1025 | 460.11 | -0.00625 | 0.23714 | 1
2983 | 02E25G10H07D07M01W02 | 26.23 | 11.8 | 0.65 | 17.58 | 56.26 | 3.5778 | 1214.1811 | 558.18 | -0.22917 | 0.081169
2984 | 02E25G10H07D07M01W03 | 26.23 | 11.8 | 0.65 | 12.81 | 51.49 | 3.5778 | 1214.1811 | 491.82 | -0.22917 | 0.15907
2985 | 02E25G10H07D07M01W04 | 26.23 | 11.8 | 0.65 | 9.28 | 47.96 | 3.5778 | 1214.1811 | 443.1 | -0.22917 | 0.21672
2986 | 02E25G10H07D07M02W02 | 26.12 | 9.89 | 0.65 | 17.58 | 54.24 | 3.5 | 1091.1222 | 556.5 | -0.030208 | 0.11416
2987 | 02E25G10H08D05M01W02 | 22.63 | 11.31 | 0.65 | 17.58 | 52.17 | 3.4222 | 1179.3144 | 511.56 | -0.17813 | 0.14797
2988 | 02E25G10H08D05M01W03 | 22.63 | 11.31 | 0.65 | 12.81 | 47.4 | 3.4222 | 1179.3144 | 445.2 | -0.17813 | 0.22587
2989 | 02E25G10H08D06M01W02 | 20.78 | 9.66 | 0.65 | 17.58 | 48.67 | 2.9556 | 1050.1025 | 489.51 | -0.00625 | 0.20513 | 1
2990 | 02E25G10H08D06M01W03 | 20.78 | 9.66 | 0.65 | 12.81 | 43.9 | 2.9556 | 1050.1025 | 423.15 | -0.00625 | 0.28303 | 1
2991 | 02E25G10H08D07M01W02 | 23.1 | 11.8 | 0.65 | 17.58 | 53.13 | 3.5778 | 1214.1811 | 517.02 | -0.22917 | 0.13229
2992 | 02E25G10H08D07M01W03 | 23.1 | 11.8 | 0.65 | 12.81 | 48.36 | 3.5778 | 1214.1811 | 450.66 | -0.22917 | 0.21019
2993 | 02E25G10H08D07M01W04 | 23.1 | 11.8 | 0.65 | 9.28 | 44.83 | 3.5778 | 1214.1811 | 401.94 | -0.22917 | 0.26784
2994 | 02E25G10H08D07M02W02 | 23 | 9.89 | 0.65 | 17.58 | 51.12 | 3.5 | 1091.1222 | 515.76 | -0.030208 | 0.16512 | 1
2995 | 02E25G10H09D05M01W02 | 21.78 | 11.31 | 0.65 | 17.58 | 51.32 | 3.4222 | 1179.3144 | 500.43 | -0.17813 | 0.16185
2996 | 02E25G10H09D05M01W03 | 21.78 | 11.31 | 0.65 | 12.81 | 46.55 | 3.4222 | 1179.3144 | 434.07 | -0.17813 | 0.23975
2997 | 02E25G10H09D07M01W02 | 22.23 | 11.8 | 0.65 | 17.58 | 52.26 | 3.5778 | 1214.1811 | 505.68 | -0.22917 | 0.1465
2998 | 02E25G10H09D07M01W03 | 22.23 | 11.8 | 0.65 | 12.81 | 47.49 | 3.5778 | 1214.1811 | 439.32 | -0.22917 | 0.2244
2999 | 02E25G10H09D07M01W04 | 22.23 | 11.8 | 0.65 | 9.28 | 43.96 | 3.5778 | 1214.1811 | 390.6 | -0.22917 | 0.28205
3000 | 02E25G10H09D07M02W02 | 22.14 | 9.89 | 0.65 | 17.58 | 50.26 | 3.5 | 1091.1222 | 504.42 | -0.030208 | 0.17916 | 1
3001 | 02E25G10H10D05M01W02 | 25.69 | 10.05 | 0.65 | 17.58 | 53.97 | 2.9556 | 1107.53 | 551.67 | -0.046875 | 0.11857
3002 | 02E25G10H10D05M01W03 | 25.69 | 10.05 | 0.65 | 12.81 | 49.2 | 2.9556 | 1107.53 | 485.31 | -0.046875 | 0.19647 | 1
3003 | 02E25G10H10D07M01W02 | 26.23 | 10.48 | 0.65 | 17.58 | 54.94 | 3.1111 | 1142.3967 | 558.18 | -0.091667 | 0.10273
3004 | 02E25G10H10D07M01W03 | 26.23 | 10.48 | 0.65 | 12.81 | 50.17 | 3.1111 | 1142.3967 | 491.82 | -0.091667 | 0.18063 | 1
3005 | 02E25G10H10D07M01W04 | 26.23 | 10.48 | 0.65 | 9.28 | 46.64 | 3.1111 | 1142.3967 | 443.1 | -0.091667 | 0.23828 | 1
3006 | 02E25G10H10D07M02W02 | 26.12 | 8.77 | 0.65 | 17.58 | 53.12 | 3.0333 | 1029.5927 | 556.5 | 0.086458 | 0.13245
3007 | 02E25G10H11D05M01W02 | 25.69 | 9.61 | 0.65 | 17.58 | 53.53 | 2.8 | 1087.0202 | 551.67 | -0.0010417 | 0.12576
3008 | 02E25G10H11D05M01W03 | 25.69 | 9.61 | 0.65 | 12.81 | 48.76 | 2.8 | 1087.0202 | 485.31 | -0.0010417 | 0.20366 | 1
3009 | 02E25G10H11D06M01W02 | 23.59 | 8.21 | 0.65 | 17.58 | 50.03 | 2.4111 | 972.1653 | 526.47 | 0.14479 | 0.18292 | 1
3010 | 02E25G10H11D06M01W03 | 23.59 | 8.21 | 0.65 | 12.81 | 45.26 | 2.4111 | 972.1653 | 460.11 | 0.14479 | 0.26082 | 1
3011 | 02E25G10H11D07M01W02 | 26.23 | 10.01 | 0.65 | 17.58 | 54.47 | 2.8778 | 1119.8359 | 558.18 | -0.042708 | 0.1104
3012 | 02E25G10H11D07M01W03 | 26.23 | 10.01 | 0.65 | 12.81 | 49.7 | 2.8778 | 1119.8359 | 491.82 | -0.042708 | 0.18831 | 1
3013 | 02E25G10H11D07M01W04 | 26.23 | 10.01 | 0.65 | 9.28 | 46.17 | 2.8778 | 1119.8359 | 443.1 | -0.042708 | 0.24596 | 1
3014 | 02E25G10H11D07M02W02 | 26.12 | 8.38 | 0.65 | 17.58 | 52.73 | 2.8 | 1011.1339 | 556.5 | 0.12708 | 0.13882
3015 | 02E25G10H12D05M01W02 | 22.33 | 8.01 | 0.65 | 17.58 | 48.57 | 2.3333 | 879.8711 | 515.55 | 0.16562 | 0.20676 | 1
3016 | 02E25G10H12D05M01W03 | 22.33 | 8.01 | 0.65 | 12.81 | 43.8 | 2.3333 | 879.8711 | 449.19 | 0.16562 | 0.28466 | 1
3017 | 02E25G10H12D07M01W02 | 22.79 | 8.35 | 0.65 | 17.58 | 49.37 | 2.4111 | 906.5338 | 521.22 | 0.13021 | 0.1937 | 1
3018 | 02E25G10H12D07M01W03 | 22.79 | 8.35 | 0.65 | 12.81 | 44.6 | 2.4111 | 906.5338 | 454.86 | 0.13021 | 0.2716 | 1
3019 | 02E25G10H12D07M01W04 | 22.79 | 8.35 | 0.65 | 9.28 | 41.07 | 2.4111 | 906.5338 | 406.14 | 0.13021 | 0.32925 | 1
3020 | 02E25G10H12D07M02W02 | 22.7 | 6.99 | 0.65 | 17.58 | 47.92 | 2.3333 | 814.2397 | 519.75 | 0.27187 | 0.21738 | 1
3021 | 02E25G10H13D05M01W02 | 22.33 | 7.54 | 0.65 | 17.58 | 48.1 | 2.2556 | 842.9534 | 515.55 | 0.21458 | 0.21444 | 1
3022 | 02E25G10H13D05M01W03 | 22.33 | 7.54 | 0.65 | 12.81 | 43.33 | 2.2556 | 842.9534 | 449.19 | 0.21458 | 0.29234 | 1
3023 | 02E25G10H13D07M01W02 | 22.79 | 7.87 | 0.65 | 17.58 | 48.89 | 2.3333 | 867.5652 | 521.22 | 0.18021 | 0.20154 | 1
3024 | 02E25G10H13D07M01W03 | 22.79 | 7.87 | 0.65 | 12.81 | 44.12 | 2.3333 | 867.5652 | 454.86 | 0.18021 | 0.27944 | 1
3025 | 02E25G10H13D07M01W04 | 22.79 | 7.87 | 0.65 | 9.28 | 40.59 | 2.3333 | 867.5652 | 406.14 | 0.18021 | 0.33709 | 1
3026 | 02E25G10H13D07M02W02 | 22.7 | 6.59 | 0.65 | 17.58 | 47.52 | 2.2556 | 783.4749 | 519.75 | 0.31354 | 0.22391 | 1
3027 | 02E25G10H14D05M01W02 | 25.69 | 9.06 | 0.65 | 17.58 | 52.98 | 2.7222 | 1043.9496 | 551.67 | 0.05625 | 0.13474
3028 | 02E25G10H14D05M01W03 | 25.69 | 9.06 | 0.65 | 12.81 | 48.21 | 2.7222 | 1043.9496 | 485.31 | 0.05625 | 0.21264 | 1
3029 | 02E25G10H14D07M01W02 | 26.23 | 9.44 | 0.65 | 17.58 | 53.9 | 2.8 | 1074.7143 | 558.18 | 0.016667 | 0.11971
3030 | 02E25G10H14D07M01W03 | 26.23 | 9.44 | 0.65 | 12.81 | 49.13 | 2.8 | 1074.7143 | 491.82 | 0.016667 | 0.19762 | 1
3031 | 02E25G10H14D07M01W04 | 26.23 | 9.44 | 0.65 | 9.28 | 45.6 | 2.8 | 1074.7143 | 443.1 | 0.016667 | 0.25527 | 1
3032 | 02E25G10H14D07M02W02 | 26.12 | 7.91 | 0.65 | 17.58 | 52.26 | 2.7222 | 974.2162 | 556.5 | 0.17604 | 0.1465
3033 | 02E25G11H07D04M01W02 | 31.29 | 10.84 | 0.65 | 17.58 | 60.36 | 3.8889 | 1222.385 | 619.08 | -0.12917 | 0.014209
3034 | 02E25G11H07D05M01W02 | 27.17 | 8.52 | 0.65 | 17.58 | 53.92 | 3.1889 | 1027.5418 | 569.73 | 0.1125 | 0.11939
3035 | 02E25G11H07D05M01W03 | 27.17 | 8.52 | 0.65 | 12.81 | 49.15 | 3.1889 | 1027.5418 | 503.37 | 0.1125 | 0.19729 | 1
3036 | 02E25G11H07D06M01W02 | 24.96 | 7.19 | 0.65 | 17.58 | 50.38 | 2.7222 | 918.8397 | 543.06 | 0.25104 | 0.1772 | 1
3037 | 02E25G11H07D06M01W03 | 24.96 | 7.19 | 0.65 | 12.81 | 45.61 | 2.7222 | 918.8397 | 476.7 | 0.25104 | 0.2551 | 1
3038 | 02E25G11H07D07M01W02 | 27.73 | 8.9 | 0.65 | 17.58 | 54.86 | 3.2667 | 1058.3065 | 576.24 | 0.072917 | 0.10403
3039 | 02E25G11H07D07M01W03 | 27.73 | 8.9 | 0.65 | 12.81 | 50.09 | 3.2667 | 1058.3065 | 509.88 | 0.072917 | 0.18194 | 1
3040 | 02E25G11H07D07M01W04 | 27.73 | 8.9 | 0.65 | 9.28 | 46.56 | 3.2667 | 1058.3065 | 461.16 | 0.072917 | 0.23959 | 1
3041 | 02E25G11H07D07M02W02 | 27.69 | 7.22 | 0.65 | 17.58 | 53.14 | 3.1111 | 955.7574 | 575.4 | 0.24792 | 0.13212
3042 | 02E25G11H08D05M01W02 | 23.93 | 8.52 | 0.65 | 17.58 | 50.68 | 3.1889 | 1027.5418 | 527.1 | 0.1125 | 0.1723 | 1
3043 | 02E25G11H08D05M01W03 | 23.93 | 8.52 | 0.65 | 12.81 | 45.91 | 3.1889 | 1027.5418 | 460.74 | 0.1125 | 0.2502 | 1
3044 | 02E25G11H08D06M01W02 | 21.98 | 7.19 | 0.65 | 17.58 | 47.4 | 2.7222 | 918.8397 | 504 | 0.25104 | 0.22587 | 1
3045 | 02E25G11H08D06M01W03 | 21.98 | 7.19 | 0.65 | 12.81 | 42.63 | 2.7222 | 918.8397 | 437.64 | 0.25104 | 0.30377 | 1
3046 | 02E25G11H08D07M01W02 | 24.43 | 8.9 | 0.65 | 17.58 | 51.56 | 3.2667 | 1058.3065 | 532.98 | 0.072917 | 0.15793 | 1
3047 | 02E25G11H08D07M01W03 | 24.43 | 8.9 | 0.65 | 12.81 | 46.79 | 3.2667 | 1058.3065 | 466.62 | 0.072917 | 0.23583 | 1
3048 | 02E25G11H08D07M01W04 | 24.43 | 8.9 | 0.65 | 9.28 | 43.26 | 3.2667 | 1058.3065 | 417.9 | 0.072917 | 0.29348 | 1
3049 | 02E25G11H08D07M02W02 | 24.39 | 7.22 | 0.65 | 17.58 | 49.84 | 3.1111 | 955.7574 | 532.14 | 0.24792 | 0.18602 | 1
3050 | 02E25G11H09D05M01W02 | 23.03 | 8.52 | 0.65 | 17.58 | 49.78 | 3.1889 | 1027.5418 | 515.34 | 0.1125 | 0.187 | 1
3051 | 02E25G11H09D05M01W03 | 23.03 | 8.52 | 0.65 | 12.81 | 45.01 | 3.1889 | 1027.5418 | 448.98 | 0.1125 | 0.2649 | 1
3052 | 02E25G11H09D07M01W02 | 23.51 | 8.9 | 0.65 | 17.58 | 50.64 | 3.2667 | 1058.3065 | 521.01 | 0.072917 | 0.17295 | 1
3053 | 02E25G11H09D07M01W03 | 23.51 | 8.9 | 0.65 | 12.81 | 45.87 | 3.2667 | 1058.3065 | 454.65 | 0.072917 | 0.25086 | 1
3054 | 02E25G11H09D07M01W04 | 23.51 | 8.9 | 0.65 | 9.28 | 42.34 | 3.2667 | 1058.3065 | 405.93 | 0.072917 | 0.30851 | 1
3055 | 02E25G11H09D07M02W02 | 23.47 | 7.22 | 0.65 | 17.58 | 48.92 | 3.1111 | 955.7574 | 520.17 | 0.24792 | 0.20105 | 1
3056 | 02E25G11H10D05M01W02 | 27.17 | 7.57 | 0.65 | 17.58 | 52.97 | 2.7222 | 974.2162 | 569.73 | 0.21146 | 0.1349
3057 | 02E25G11H10D05M01W03 | 27.17 | 7.57 | 0.65 | 12.81 | 48.2 | 2.7222 | 974.2162 | 503.37 | 0.21146 | 0.2128 | 1
3058 | 02E25G11H10D07M01W02 | 27.73 | 7.9 | 0.65 | 17.58 | 53.86 | 2.8778 | 1002.93 | 576.24 | 0.17708 | 0.12037
3059 | 02E25G11H10D07M01W03 | 27.73 | 7.9 | 0.65 | 12.81 | 49.09 | 2.8778 | 1002.93 | 509.88 | 0.17708 | 0.19827 | 1
3060 | 02E25G11H10D07M01W04 | 27.73 | 7.9 | 0.65 | 9.28 | 45.56 | 2.8778 | 1002.93 | 461.16 | 0.17708 | 0.25592 | 1
3061 | 02E25G11H10D07M02W02 | 27.69 | 6.41 | 0.65 | 17.58 | 52.33 | 2.7222 | 910.6358 | 575.4 | 0.33229 | 0.14535
3062 | 02E25G11H11D05M01W02 | 27.17 | 7.23 | 0.65 | 17.58 | 52.63 | 2.5667 | 957.8084 | 569.73 | 0.24688 | 0.14045
3063 | 02E25G11H11D05M01W03 | 27.17 | 7.23 | 0.65 | 12.81 | 47.86 | 2.5667 | 957.8084 | 503.37 | 0.24688 | 0.21836 | 1
3064 | 02E25G11H11D06M01W02 | 24.96 | 6.11 | 0.65 | 17.58 | 49.3 | 2.1778 | 861.4122 | 543.06 | 0.36354 | 0.19484 | 1
3065 | 02E25G11H11D06M01W03 | 24.96 | 6.11 | 0.65 | 12.81 | 44.53 | 2.1778 | 861.4122 | 476.7 | 0.36354 | 0.27274 | 1
3066 | 02E25G11H11D07M01W02 | 27.73 | 7.55 | 0.65 | 17.58 | 53.51 | 2.6444 | 984.4711 | 576.24 | 0.21354 | 0.12608
3067 | 02E25G11H11D07M01W03 | 27.73 | 7.55 | 0.65 | 12.81 | 48.74 | 2.6444 | 984.4711 | 509.88 | 0.21354 | 0.20398 | 1
3068 | 02E25G11H11D07M01W04 | 27.73 | 7.55 | 0.65 | 9.28 | 45.21 | 2.6444 | 984.4711 | 461.16 | 0.21354 | 0.26164 | 1
3069 | 02E25G11H11D07M02W02 | 27.69 | 6.12 | 0.65 | 17.58 | 52.04 | 2.4889 | 898.3299 | 575.4 | 0.3625 | 0.15009 | 1
3070 | 02E25G11H12D05M01W02 | 23.63 | 6.03 | 0.65 | 17.58 | 47.89 | 2.1 | 771.1691 | 531.51 | 0.37188 | 0.21787 | 1
3071 | 02E25G11H12D05M01W03 | 23.63 | 6.03 | 0.65 | 12.81 | 43.12 | 2.1 | 771.1691 | 465.15 | 0.37188 | 0.29577 | 1
3072 | 02E25G11H12D07M01W02 | 24.11 | 6.3 | 0.65 | 17.58 | 48.64 | 2.2556 | 791.6789 | 537.39 | 0.34375 | 0.20562 | 1
3073 | 02E25G11H12D07M01W03 | 24.11 | 6.3 | 0.65 | 12.81 | 43.87 | 2.2556 | 791.6789 | 471.03 | 0.34375 | 0.28352 | 1
3074 | 02E25G11H12D07M01W04 | 24.11 | 6.3 | 0.65 | 9.28 | 40.34 | 2.2556 | 791.6789 | 422.31 | 0.34375 | 0.34117 | 1
3075 | 02E25G11H12D07M02W02 | 24.07 | 5.11 | 0.65 | 17.58 | 47.41 | 2.1 | 717.8435 | 536.55 | 0.46771 | 0.22571 | 1
3076 | 02E25G11H13D05M01W02 | 23.63 | 5.68 | 0.65 | 17.58 | 47.54 | 2.1 | 742.4553 | 531.51 | 0.40833 | 0.22358 | 1
3077 | 02E25G11H13D05M01W03 | 23.63 | 5.68 | 0.65 | 12.81 | 42.77 | 2.1 | 742.4553 | 465.15 | 0.40833 | 0.30149 | 1
3078 | 02E25G11H13D07M01W02 | 24.11 | 5.93 | 0.65 | 17.58 | 48.27 | 2.1778 | 762.9651 | 537.39 | 0.38229 | 0.21166 | 1
3079 | 02E25G11H13D07M01W03 | 24.11 | 5.93 | 0.65 | 12.81 | 43.5 | 2.1778 | 762.9651 | 471.03 | 0.38229 | 0.28956 | 1
3080 | 02E25G11H13D07M01W04 | 24.11 | 5.93 | 0.65 | 9.28 | 39.97 | 2.1778 | 762.9651 | 422.31 | 0.38229 | 0.34722 | 1
3081 | 02E25G11H13D07M02W02 | 24.07 | 4.82 | 0.65 | 17.58 | 47.12 | 2.0222 | 695.2827 | 536.55 | 0.49792 | 0.23044 | 1
3082 | 02E25G11H14D05M01W02 | 27.17 | 6.82 | 0.65 | 17.58 | 52.22 | 2.4889 | 927.0437 | 569.73 | 0.28958 | 0.14715
3083 | 02E25G11H14D05M01W03 | 27.17 | 6.82 | 0.65 | 12.81 | 47.45 | 2.4889 | 927.0437 | 503.37 | 0.28958 | 0.22505 | 1
3084 | 02E25G11H14D07M01W02 | 27.73 | 7.12 | 0.65 | 17.58 | 53.08 | 2.5667 | 953.7064 | 576.24 | 0.25833 | 0.1331
3085 | 02E25G11H14D07M01W03 | 27.73 | 7.12 | 0.65 | 12.81 | 48.31 | 2.5667 | 953.7064 | 509.88 | 0.25833 | 0.21101 | 1
3086 | 02E25G11H14D07M01W04 | 27.73 | 7.12 | 0.65 | 9.28 | 44.78 | 2.5667 | 953.7064 | 461.16 | 0.25833 | 0.26866 | 1
3087 | 02E25G11H14D07M02W02 | 27.69 | 5.78 | 0.65 | 17.58 | 51.7 | 2.4889 | 871.6672 | 575.4 | 0.39792 | 0.15564 | 1
3088 | 02E25G12H07D04M01W02 | 26.73 | 33.07 | 0.65 | 17.58 | 78.03 | 5.5222 | 2612.9505 | 564.06 | -2.4448 | -0.27438
3089 | 02E25G12H07D05M01W02 | 23.07 | 26.69 | 0.65 | 17.58 | 67.99 | 4.5889 | 2159.6836 | 520.17 | -1.7802 | -0.1104
3090 | 02E25G12H07D05M01W03 | 23.07 | 26.69 | 0.65 | 12.81 | 63.22 | 4.5889 | 2159.6836 | 453.81 | -1.7802 | -0.0325
3091 | 02E25G12H07D06M01W02 | 21.26 | 23.7 | 0.65 | 17.58 | 63.19 | 4.0444 | 1950.4834 | 498.54 | -1.4688 | -0.03201
3092 | 02E25G12H07D06M01W03 | 21.26 | 23.7 | 0.65 | 12.81 | 58.42 | 4.0444 | 1950.4834 | 432.18 | -1.4688 | 0.045893
3093 | 02E25G12H07D07M01W02 | 23.52 | 27.53 | 0.65 | 17.58 | 69.28 | 4.6667 | 2219.162 | 525.63 | -1.8677 | -0.13147
3094 | 02E25G12H07D07M01W03 | 23.52 | 27.53 | 0.65 | 12.81 | 64.51 | 4.6667 | 2219.162 | 459.27 | -1.8677 | -0.053569
3095 | 02E25G12H07D07M01W04 | 23.52 | 27.53 | 0.65 | 9.28 | 60.98 | 4.6667 | 2219.162 | 410.55 | -1.8677 | 0.004083
3096 | 02E25G12H07D07M02W02 | 23.05 | 24.66 | 0.65 | 17.58 | 65.94 | 4.6667 | 2003.809 | 519.54 | -1.5688 | -0.076923
3097 | 02E25G12H08D05M01W02 | 20.32 | 26.69 | 0.65 | 17.58 | 65.24 | 4.5889 | 2159.6836 | 484.05 | -1.7802 | -0.065491
3098 | 02E25G12H08D05M01W03 | 20.32 | 26.69 | 0.65 | 12.81 | 60.47 | 4.5889 | 2159.6836 | 417.69 | -1.7802 | 0.012412
3099 | 02E25G12H08D06M01W02 | 18.72 | 23.7 | 0.65 | 17.58 | 60.65 | 4.0444 | 1950.4834 | 465.36 | -1.4688 | 0.0094725
3100 | 02E25G12H08D06M01W03 | 18.72 | 23.7 | 0.65 | 12.81 | 55.88 | 4.0444 | 1950.4834 | 399 | -1.4688 | 0.087375
3101 | 02E25G12H08D07M01W02 | 20.71 | 27.53 | 0.65 | 17.58 | 66.47 | 4.6667 | 2219.162 | 488.88 | -1.8677 | -0.085579
3102 | 02E25G12H08D07M01W03 | 20.71 | 27.53 | 0.65 | 12.81 | 61.7 | 4.6667 | 2219.162 | 422.52 | -1.8677 | -0.007676
3103 | 02E25G12H08D07M01W04 | 20.71 | 27.53 | 0.65 | 9.28 | 58.17 | 4.6667 | 2219.162 | 373.8 | -1.8677 | 0.049976
3104 | 02E25G12H08D07M02W02 | 20.3 | 24.66 | 0.65 | 17.58 | 63.19 | 4.6667 | 2003.809 | 483.42 | -1.5688 | -0.03201
3105 | 02E25G12H09D05M01W02 | 19.55 | 26.69 | 0.65 | 17.58 | 64.47 | 4.5889 | 2159.6836 | 473.97 | -1.7802 | -0.052915
3106 | 02E25G12H09D05M01W03 | 19.55 | 26.69 | 0.65 | 12.81 | 59.7 | 4.5889 | 2159.6836 | 407.61 | -1.7802 | 0.024988
3107 | 02E25G12H09D07M01W02 | 19.93 | 27.53 | 0.65 | 17.58 | 65.69 | 4.6667 | 2219.162 | 478.59 | -1.8677 | -0.07284
3108 | 02E25G12H09D07M01W03 | 19.93 | 27.53 | 0.65 | 12.81 | 60.92 | 4.6667 | 2219.162 | 412.23 | -1.8677 | 0.0050629
3109 | 02E25G12H09D07M01W04 | 19.93 | 27.53 | 0.65 | 9.28 | 57.39 | 4.6667 | 2219.162 | 363.51 | -1.8677 | 0.062714
3110 | 02E25G12H09D07M02W02 | 19.54 | 24.66 | 0.65 | 17.58 | 62.43 | 4.6667 | 2003.809 | 473.55 | -1.5688 | -0.019598
3111 | 02E25G12H10D05M01W02 | 23.07 | 23.78 | 0.65 | 17.58 | 65.08 | 3.9667 | 1991.5031 | 520.17 | -1.4771 | -0.062878
3112 | 02E25G12H10D05M01W03 | 23.07 | 23.78 | 0.65 | 12.81 | 60.31 | 3.9667 | 1991.5031 | 453.81 | -1.4771 | 0.015025
3113 | 02E25G12H10D07M01W02 | 23.52 | 24.53 | 0.65 | 17.58 | 66.28 | 4.0444 | 2046.8796 | 525.63 | -1.5552 | -0.082476
3114 | 02E25G12H10D07M01W03 | 23.52 | 24.53 | 0.65 | 12.81 | 61.51 | 4.0444 | 2046.8796 | 459.27 | -1.5552 | -0.0045729
3115 | 02E25G12H10D07M01W04 | 23.52 | 24.53 | 0.65 | 9.28 | 57.98 | 4.0444 | 2046.8796 | 410.55 | -1.5552 | 0.053079
3116 | 02E25G12H10D07M02W02 | 23.05 | 21.94 | 0.65 | 17.58 | 63.22 | 4.0444 | 1847.9344 | 519.54 | -1.2854 | -0.0325
3117 | 02E25G12H11D05M01W02 | 23.07 | 22.79 | 0.65 | 17.58 | 64.09 | 3.6556 | 1944.3305 | 520.17 | -1.374 | -0.046709
3118 | 02E25G12H11D05M01W03 | 23.07 | 22.79 | 0.65 | 12.81 | 59.32 | 3.6556 | 1944.3305 | 453.81 | -1.374 | 0.031194
3119 | 02E25G12H11D06M01W02 | 21.26 | 20.26 | 0.65 | 17.58 | 59.75 | 3.2667 | 1757.6912 | 498.54 | -1.1104 | 0.024171
3120 | 02E25G12H11D06M01W03 | 21.26 | 20.26 | 0.65 | 12.81 | 54.98 | 3.2667 | 1757.6912 | 432.18 | -1.1104 | 0.10207
3121 | 02E25G12H11D07M01W02 | 23.52 | 23.51 | 0.65 | 17.58 | 65.26 | 3.8111 | 1995.605 | 525.63 | -1.449 | -0.065817
3122 | 02E25G12H11D07M01W03 | 23.52 | 23.51 | 0.65 | 12.81 | 60.49 | 3.8111 | 1995.605 | 459.27 | -1.449 | 0.012086
3123 | 02E25G12H11D07M01W04 | 23.52 | 23.51 | 0.65 | 9.28 | 56.96 | 3.8111 | 1995.605 | 410.55 | -1.449 | 0.069737
3124 | 02E25G12H11D07M02W02 | 23.05 | 21.02 | 0.65 | 17.58 | 62.3 | 3.7333 | 1802.8128 | 519.54 | -1.1896 | -0.017475
3125 | 02E25G12H12D05M01W02 | 20.06 | 19.02 | 0.65 | 17.58 | 57.31 | 3.0333 | 1599.7656 | 487.62 | -0.98125 | 0.064021
3126 | 02E25G12H12D05M01W03 | 20.06 | 19.02 | 0.65 | 12.81 | 52.54 | 3.0333 | 1599.7656 | 421.26 | -0.98125 | 0.14192
3127 | 02E25G12H12D07M01W02 | 20.45 | 19.61 | 0.65 | 17.58 | 58.29 | 3.1889 | 1640.7852 | 492.45 | -1.0427 | 0.048016
3128 | 02E25G12H12D07M01W03 | 20.45 | 19.61 | 0.65 | 12.81 | 53.52 | 3.1889 | 1640.7852 | 426.09 | -1.0427 | 0.12592
3129 | 02E25G12H12D07M01W04 | 20.45 | 19.61 | 0.65 | 9.28 | 49.99 | 3.1889 | 1640.7852 | 377.37 | -1.0427 | 0.18357
3130 | 02E25G12H12D07M02W02 | 20.03 | 17.54 | 0.65 | 17.58 | 55.8 | 3.1111 | 1482.8597 | 487.2 | -0.82708 | 0.088682
3131 | 02E25G12H13D05M01W02 | 20.06 | 17.81 | 0.65 | 17.58 | 56.1 | 3.0333 | 1501.3185 | 487.62 | -0.85521 | 0.083782
3132 | 02E25G12H13D05M01W03 | 20.06 | 17.81 | 0.65 | 12.81 | 51.33 | 3.0333 | 1501.3185 | 421.26 | -0.85521 | 0.16169
3133 | 02E25G12H13D07M01W02 | 20.45 | 18.38 | 0.65 | 17.58 | 57.06 | 3.1111 | 1540.2871 | 492.45 | -0.91458 | 0.068104
3134 | 02E25G12H13D07M01W03 | 20.45 | 18.38 | 0.65 | 12.81 | 52.29 | 3.1111 | 1540.2871 | 426.09 | -0.91458 | 0.14601
3135 | 02E25G12H13D07M01W04 | 20.45 | 18.38 | 0.65 | 9.28 | 48.76 | 3.1111 | 1540.2871 | 377.37 | -0.91458 | 0.20366
3136 | 02E25G12H13D07M02W02 | 20.03 | 16.45 | 0.65 | 17.58 | 54.71 | 3.0333 | 1394.6674 | 487.2 | -0.71354 | 0.10648
3137 | 02E25G12H14D05M01W02 | 23.07 | 21.4 | 0.65 | 17.58 | 62.7 | 3.5778 | 1827.4246 | 520.17 | -1.2292 | -0.024008
3138 | 02E25G12H14D05M01W03 | 23.07 | 21.4 | 0.65 | 12.81 | 57.93 | 3.5778 | 1827.4246 | 453.81 | -1.2292 | 0.053895
3139 | 02E25G12H14D07M01W02 | 23.52 | 22.07 | 0.65 | 17.58 | 63.82 | 3.7333 | 1878.6991 | 525.63 | -1.299 | -0.0423
3140 | 02E25G12H14D07M01W03 | 23.52 | 22.07 | 0.65 | 12.81 | 59.05 | 3.7333 | 1878.6991 | 459.27 | -1.299 | 0.035603
3141 | 02E25G12H14D07M01W04 | 23.52 | 22.07 | 0.65 | 9.28 | 55.52 | 3.7333 | 1878.6991 | 410.55 | -1.299 | 0.093255
3142 | 02E25G12H14D07M02W02 | 23.05 | 19.76 | 0.65 | 17.58 | 61.04 | 3.6556 | 1702.3147 | 519.54 | -1.0583 | 0.0031031
3143 | 03E03G01H01D02M01W01 | 18.2 | 2.35 | 0.65 | 18.91 | 40.11 | 0.62222 | 555.816 | 479.43 | 0 | 0 |  | 0.14157 | 368.1512 | 410.097 | 0.063913 | 297.2496 | 310.3663
3144 | 03E03G09H01D02M01W01 | 14.9 | 1.24 | 0.65 | 18.91 | 35.7 | 0.31111 | 424.5532 | 439.53 | 0.47234 | 0.10995
3145 | 03E03G09H04D02M01W01 | 14.75 | 1.14 | 0.65 | 18.91 | 35.45 | 0.31111 | 354.8198 | 442.26 | 0.51489 | 0.11618
3146 | 03E03G09H07D02M01W01 | 14.56 | 1.24 | 0.65 | 18.91 | 35.36 | 0.31111 | 424.5532 | 435.12 | 0.47234 | 0.11842
3147 | 03E03G09H07D04M01W01 | 16.75 | 1.45 | 0.65 | 18.91 | 37.76 | 0.38889 | 473.7767 | 461.16 | 0.38298 | 0.058589
3148 | 03E03G09H07D04M01W02 | 16.75 | 1.45 | 0.65 | 17.54 | 36.39 | 0.38889 | 473.7767 | 442.26 | 0.38298 | 0.092745
3149 | 03E03G09H07D05M01W01 | 14.21 | 1.2 | 0.65 | 18.91 | 34.97 | 0.31111 | 414.2983 | 430.92 | 0.48936 | 0.12815
3150 | 03E03G09H07D05M01W02 | 14.21 | 1.2 | 0.65 | 17.54 | 33.6 | 0.31111 | 414.2983 | 412.02 | 0.48936 | 0.1623 | 1
3151 | 03E03G09H07D05M01W03 | 14.21 | 1.2 | 0.65 | 12.77 | 28.83 | 0.31111 | 414.2983 | 345.66 | 0.48936 | 0.28123 | 1
3152 | 03E03G09H07D06M01W01 | 12.84 | 1.07 | 0.65 | 18.91 | 33.47 | 0.23333 | 383.5335 | 414.75 | 0.54468 | 0.16554 | 1
3153 | 03E03G09H07D06M01W02 | 12.84 | 1.07 | 0.65 | 17.54 | 32.1 | 0.23333 | 383.5335 | 395.85 | 0.54468 | 0.1997 | 1
3154 | 03E03G09H07D06M01W03 | 12.84 | 1.07 | 0.65 | 12.77 | 27.33 | 0.23333 | 383.5335 | 329.49 | 0.54468 | 0.31862 | 1
3155 | 03E03G09H07D07M01W01 | 14.56 | 1.24 | 0.65 | 18.91 | 35.36 | 0.31111 | 424.5532 | 435.12 | 0.47234 | 0.11842
3156 | 03E03G09H07D07M01W02 | 14.56 | 1.24 | 0.65 | 17.54 | 33.99 | 0.31111 | 424.5532 | 416.22 | 0.47234 | 0.15258 | 1
3157 | 03E03G09H07D07M01W03 | 14.56 | 1.24 | 0.65 | 12.77 | 29.22 | 0.31111 | 424.5532 | 349.86 | 0.47234 | 0.2715 | 1
3158 | 03E03G09H07D07M01W04 | 14.56 | 1.24 | 0.65 | 9.25 | 25.7 | 0.31111 | 424.5532 | 301.14 | 0.47234 | 0.35926 | 2
3159 | 03E03G09H07D07M02W02 | 14.25 | 0.76 | 0.65 | 17.54 | 33.2 | 0.077778 | 381.4826 | 412.23 | 0.6766 | 0.17228 | 1
3160 | 03E03G09H08D02M01W01 | 12.82 | 1.24 | 0.65 | 18.91 | 33.62 | 0.31111 | 424.5532 | 412.65 | 0.47234 | 0.16181 | 1
3161 | 03E03G09H08D05M01W01 | 12.52 | 1.2 | 0.65 | 18.91 | 33.28 | 0.31111 | 414.2983 | 409.08 | 0.48936 | 0.17028 | 1
3162 | 03E03G09H08D05M01W02 | 12.52 | 1.2 | 0.65 | 17.54 | 31.91 | 0.31111 | 414.2983 | 390.18 | 0.48936 | 0.20444 | 1
3163 | 03E03G09H08D05M01W03 | 12.52 | 1.2 | 0.65 | 12.77 | 27.14 | 0.31111 | 414.2983 | 323.82 | 0.48936 | 0.32336 | 1
3164 | 03E03G09H08D06M01W01 | 11.31 | 1.07 | 0.65 | 18.91 | 31.94 | 0.23333 | 383.5335 | 394.8 | 0.54468 | 0.20369 | 1
3165 | 03E03G09H08D06M01W02 | 11.31 | 1.07 | 0.65 | 17.54 | 30.57 | 0.23333 | 383.5335 | 375.9 | 0.54468 | 0.23785 | 1
3166 | 03E03G09H08D06M01W03 | 11.31 | 1.07 | 0.65 | 12.77 | 25.8 | 0.23333 | 383.5335 | 309.54 | 0.54468 | 0.35677 | 2
3167 | 03E03G09H08D07M01W01 | 12.82 | 1.24 | 0.65 | 18.91 | 33.62 | 0.31111 | 424.5532 | 412.65 | 0.47234 | 0.16181 | 1
3168 | 03E03G09H08D07M01W02 | 12.82 | 1.24 | 0.65 | 17.54 | 32.25 | 0.31111 | 424.5532 | 393.75 | 0.47234 | 0.19596 | 1
3169 | 03E03G09H08D07M01W03 | 12.82 | 1.24 | 0.65 | 12.77 | 27.48 | 0.31111 | 424.5532 | 327.39 | 0.47234 | 0.31488 | 1
3170 | 03E03G09H08D07M01W04 | 12.82 | 1.24 | 0.65 | 9.25 | 23.96 | 0.31111 | 424.5532 | 278.67 | 0.47234 | 0.40264 | 2
3171 | 03E03G09H08D07M02W02 | 12.55 | 0.76 | 0.65 | 17.54 | 31.5 | 0.077778 | 381.4826 | 390.18 | 0.6766 | 0.21466 | 1
3172 | 03E03G09H09D02M01W01 | 12.34 | 1.24 | 0.65 | 18.91 | 33.14 | 0.31111 | 424.5532 | 406.35 | 0.47234 | 0.17377 | 1
3173 | 03E03G09H09D05M01W01 | 12.05 | 1.2 | 0.65 | 18.91 | 32.81 | 0.31111 | 414.2983 | 402.99 | 0.48936 | 0.182 | 1
3174 | 03E03G09H09D05M01W02 | 12.05 | 1.2 | 0.65 | 17.54 | 31.44 | 0.31111 | 414.2983 | 384.09 | 0.48936 | 0.21616 | 1
3175 | 03E03G09H09D05M01W03 | 12.05 | 1.2 | 0.65 | 12.77 | 26.67 | 0.31111 | 414.2983 | 317.73 | 0.48936 | 0.33508 | 1
3176 | 03E03G09H09D07M01W01 | 12.34 | 1.24 | 0.65 | 18.91 | 33.14 | 0.31111 | 424.5532 | 406.35 | 0.47234 | 0.17377 | 1
3177 | 03E03G09H09D07M01W02 | 12.34 | 1.24 | 0.65 | 17.54 | 31.77 | 0.31111 | 424.5532 | 387.45 | 0.47234 | 0.20793 | 1
3178 | 03E03G09H09D07M01W03 | 12.34 | 1.24 | 0.65 | 12.77 | 27 | 0.31111 | 424.5532 | 321.09 | 0.47234 | 0.32685 | 1
3179 | 03E03G09H09D07M01W04 | 12.34 | 1.24 | 0.65 | 9.25 | 23.48 | 0.31111 | 424.5532 | 272.37 | 0.47234 | 0.41461 | 2
3180 | 03E03G09H09D07M02W02 | 12.08 | 0.76 | 0.65 | 17.54 | 31.03 | 0.077778 | 381.4826 | 384.09 | 0.6766 | 0.22638 | 1
3181 | 03E03G09H10D02M01W01 | 14.56 | 1.15 | 0.65 | 18.91 | 35.27 | 0.31111 | 416.3493 | 435.12 | 0.51064 | 0.12067
3182 | 03E03G09H10D05M01W01 | 14.21 | 1.11 | 0.65 | 18.91 | 34.88 | 0.31111 | 406.0943 | 430.92 | 0.52766 | 0.13039
3183 | 03E03G09H10D05M01W02 | 14.21 | 1.11 | 0.65 | 17.54 | 33.51 | 0.31111 | 406.0943 | 412.02 | 0.52766 | 0.16455 | 1
3184 | 03E03G09H10D05M01W03 | 14.21 | 1.11 | 0.65 | 12.77 | 28.74 | 0.31111 | 406.0943 | 345.66 | 0.52766 | 0.28347 | 1
3185 | 03E03G09H10D07M01W01 | 14.56 | 1.15 | 0.65 | 18.91 | 35.27 | 0.31111 | 416.3493 | 435.12 | 0.51064 | 0.12067
3186 | 03E03G09H10D07M01W02 | 14.56 | 1.15 | 0.65 | 17.54 | 33.9 | 0.31111 | 416.3493 | 416.22 | 0.51064 | 0.15482 | 1
3187 | 03E03G09H10D07M01W03 | 14.56 | 1.15 | 0.65 | 12.77 | 29.13 | 0.31111 | 416.3493 | 349.86 | 0.51064 | 0.27375 | 1
3188 | 03E03G09H10D07M01W04 | 14.56 | 1.15 | 0.65 | 9.25 | 25.61 | 0.31111 | 416.3493 | 301.14 | 0.51064 | 0.36151 | 2
3189 | 03E03G09H10D07M02W02 | 14.25 | 0.71 | 0.65 | 17.54 | 33.15 | 0.077778 | 377.3806 | 412.23 | 0.69787 | 0.17352 | 1
3190 | 03E03G09H11D02M01W01 | 14.56 | 1.14 | 0.65 | 18.91 | 35.26 | 0.31111 | 416.3493 | 435.12 | 0.51489 | 0.12092
3191 | 03E03G09H11D05M01W01 | 14.21 | 1.11 | 0.65 | 18.91 | 34.88 | 0.31111 | 406.0943 | 430.92 | 0.52766 | 0.13039
3192 | 03E03G09H11D05M01W02 | 14.21 | 1.11 | 0.65 | 17.54 | 33.51 | 0.31111 | 406.0943 | 412.02 | 0.52766 | 0.16455 | 1
3193 | 03E03G09H11D05M01W03 | 14.21 | 1.11 | 0.65 | 12.77 | 28.74 | 0.31111 | 406.0943 | 345.66 | 0.52766 | 0.28347 | 1
3194 | 03E03G09H11D06M01W01 | 12.84 | 0.99 | 0.65 | 18.91 | 33.39 | 0.23333 | 375.3296 | 414.75 | 0.57872 | 0.16754 | 1
3195 | 03E03G09H11D06M01W02 | 12.84 | 0.99 | 0.65 | 17.54 | 32.02 | 0.23333 | 375.3296 | 395.85 | 0.57872 | 0.2017 | 1
3196 | 03E03G09H11D06M01W03 | 12.84 | 0.99 | 0.65 | 12.77 | 27.25 | 0.23333 | 375.3296 | 329.49 | 0.57872 | 0.32062 | 1
3197 | 03E03G09H11D07M01W01 | 14.56 | 1.14 | 0.65 | 18.91 | 35.26 | 0.31111 | 416.3493 | 435.12 | 0.51489 | 0.12092
3198 | 03E03G09H11D07M01W02 | 14.56 | 1.14 | 0.65 | 17.54 | 33.89 | 0.31111 | 416.3493 | 416.22 | 0.51489 | 0.15507 | 1
3199 | 03E03G09H11D07M01W03 | 14.56 | 1.14 | 0.65 | 12.77 | 29.12 | 0.31111 | 416.3493 | 349.86 | 0.51489 | 0.274 | 1
3200 | 03E03G09H11D07M01W04 | 14.56 | 1.14 | 0.65 | 9.25 | 25.6 | 0.31111 | 416.3493 | 301.14 | 0.51489 | 0.36176 | 2
3201 | 03E03G09H11D07M02W02 | 14.25 | 0.7 | 0.65 | 17.54 | 33.14 | 0.077778 | 375.3296 | 412.23 | 0.70213 | 0.17377 | 1
3202 | 03E03G09H12D02M01W01 | 12.65 | 0.95 | 0.65 | 18.91 | 33.16 | 0.23333 | 338.412 | 414.75 | 0.59574 | 0.17327 | 1
3203 | 03E03G09H12D05M01W01 | 12.35 | 0.92 | 0.65 | 18.91 | 32.83 | 0.23333 | 332.259 | 411.18 | 0.60851 | 0.1815 | 1
3204 | 03E03G09H12D05M01W02 | 12.35 | 0.92 | 0.65 | 17.54 | 31.46 | 0.23333 | 332.259 | 392.28 | 0.60851 | 0.21566 | 1
3205 | 03E03G09H12D05M01W03 | 12.35 | 0.92 | 0.65 | 12.77 | 26.69 | 0.23333 | 332.259 | 325.92 | 0.60851 | 0.33458 | 1
3206 | 03E03G09H12D07M01W01 | 12.65 | 0.95 | 0.65 | 18.91 | 33.16 | 0.23333 | 338.412 | 414.75 | 0.59574 | 0.17327 | 1
3207 | 03E03G09H12D07M01W02 | 12.65 | 0.95 | 0.65 | 17.54 | 31.79 | 0.23333 | 338.412 | 395.85 | 0.59574 | 0.20743 | 1
3208 | 03E03G09H12D07M01W03 | 12.65 | 0.95 | 0.65 | 12.77 | 27.02 | 0.23333 | 338.412 | 329.49 | 0.59574 | 0.32635 | 1
3209 | 03E03G09H12D07M01W04 | 12.65 | 0.95 | 0.65 | 9.25 | 23.5 | 0.23333 | 338.412 | 280.77 | 0.59574 | 0.41411 | 2
3210 | 03E03G09H12D07M02W02 | 12.37 | 0.59 | 0.65 | 17.54 | 31.15 | 0.077778 | 305.5962 | 392.49 | 0.74894 | 0.22339 | 1
3211 | 03E03G09H13D02M01W01 | 12.65 | 0.84 | 0.65 | 18.91 | 33.05 | 0.23333 | 328.157 | 414.75 | 0.64255 | 0.17602 | 1
3212 | 03E03G09H13D05M01W01 | 12.35 | 0.81 | 0.65 | 18.91 | 32.72 | 0.23333 | 322.0041 | 411.18 | 0.65532 | 0.18424 | 1
3213 | 03E03G09H13D05M01W02 | 12.35 | 0.81 | 0.65 | 17.54 | 31.35 | 0.23333 | 322.0041 | 392.28 | 0.65532 | 0.2184 | 1
3214 | 03E03G09H13D05M01W03 | 12.35 | 0.81 | 0.65 | 12.77 | 26.58 | 0.23333 | 322.0041 | 325.92 | 0.65532 | 0.33732 | 1
3215 | 03E03G09H13D07M01W01 | 12.65 | 0.84 | 0.65 | 18.91 | 33.05 | 0.23333 | 328.157 | 414.75 | 0.64255 | 0.17602 | 1
3216 | 03E03G09H13D07M01W02 | 12.65 | 0.84 | 0.65 | 17.54 | 31.68 | 0.23333 | 328.157 | 395.85 | 0.64255 | 0.21017 | 1
3217 | 03E03G09H13D07M01W03 | 12.65 | 0.84 | 0.65 | 12.77 | 26.91 | 0.23333 | 328.157 | 329.49 | 0.64255 | 0.32909 | 1
3218 | 03E03G09H13D07M01W04 | 12.65 | 0.84 | 0.65 | 9.25 | 23.39 | 0.23333 | 328.157 | 280.77 | 0.64255 | 0.41685 | 2
3219 | 03E03G09H13D07M02W02 | 12.37 | 0.52 | 0.65 | 17.54 | 31.08 | 0.077778 | 299.4433 | 392.49 | 0.77872 | 0.22513 | 1
3220 | 03E03G09H14D02M01W01 | 14.56 | 1.01 | 0.65 | 18.91 | 35.13 | 0.23333 | 404.0434 | 435.12 | 0.57021 | 0.12416
3221 | 03E03G09H14D05M01W01 | 14.21 | 0.98 | 0.65 | 18.91 | 34.75 | 0.23333 | 395.8394 | 430.92 | 0.58298 | 0.13363
3222 | 03E03G09H14D05M01W02 | 14.21 | 0.98 | 0.65 | 17.54 | 33.38 | 0.23333 | 395.8394 | 412.02 | 0.58298 | 0.16779 | 1
3223 | 03E03G09H14D05M01W03 | 14.21 | 0.98 | 0.65 | 12.77 | 28.61 | 0.23333 | 395.8394 | 345.66 | 0.58298 | 0.28671 | 1
3224 | 03E03G09H14D07M01W01 | 14.56 | 1.01 | 0.65 | 18.91 | 35.13 | 0.23333 | 404.0434 | 435.12 | 0.57021 | 0.12416
3225 | 03E03G09H14D07M01W02 | 14.56 | 1.01 | 0.65 | 17.54 | 33.76 | 0.23333 | 404.0434 | 416.22 | 0.57021 | 0.15831 | 1
3226 | 03E03G09H14D07M01W03 | 14.56 | 1.01 | 0.65 | 12.77 | 28.99 | 0.23333 | 404.0434 | 349.86 | 0.57021 | 0.27724 | 1
3227 | 03E03G09H14D07M01W04 | 14.56 | 1.01 | 0.65 | 9.25 | 25.47 | 0.23333 | 404.0434 | 301.14 | 0.57021 | 0.365 | 2
3228 | 03E03G09H14D07M02W02 | 14.25 | 0.62 | 0.65 | 17.54 | 33.06 | 0.077778 | 369.1767 | 412.23 | 0.73617 | 0.17577 | 1
3229 | 03E17G09H07D04M01W02 | 16.27 | 1.17 | 0.65 | 17.54 | 35.63 | 0.31111 | 445.063 | 436.8 | 0.50213 | 0.11169
3230 | 03E17G09H07D05M01W02 | 13.76 | 0.97 | 0.65 | 17.54 | 32.92 | 0.23333 | 391.7375 | 406.77 | 0.58723 | 0.17926 | 1
3231 | 03E17G09H07D05M01W03 | 13.76 | 0.97 | 0.65 | 12.77 | 28.15 | 0.23333 | 391.7375 | 340.41 | 0.58723 | 0.29818 | 1
3232 | 03E17G09H07D06M01W02 | 12.4 | 0.87 | 0.65 | 17.54 | 31.46 | 0.23333 | 363.0237 | 390.6 | 0.62979 | 0.21566 | 1
3233 | 03E17G09H07D06M01W03 | 12.4 | 0.87 | 0.65 | 12.77 | 26.69 | 0.23333 | 363.0237 | 324.24 | 0.62979 | 0.33458 | 1
3234 | 03E17G09H07D07M01W02 | 14.11 | 1.01 | 0.65 | 17.54 | 33.31 | 0.23333 | 397.8904 | 410.97 | 0.57021 | 0.16953 | 1
3235 | 03E17G09H07D07M01W03 | 14.11 | 1.01 | 0.65 | 12.77 | 28.54 | 0.23333 | 397.8904 | 344.61 | 0.57021 | 0.28846 | 1
3236 | 03E17G09H07D07M01W04 | 14.11 | 1.01 | 0.65 | 9.25 | 25.02 | 0.23333 | 397.8904 | 295.89 | 0.57021 | 0.37622 | 2
3237 | 03E17G09H07D07M02W02 | 13.82 | 0.62 | 0.65 | 17.54 | 32.63 | 0 | 363.0237 | 407.19 | 0.73617 | 0.18649 | 1
3238 | 03E17G09H08D05M01W02 | 12.13 | 0.97 | 0.65 | 17.54 | 31.29 | 0.23333 | 391.7375 | 385.56 | 0.58723 | 0.2199 | 1
3239 | 03E17G09H08D05M01W03 | 12.13 | 0.97 | 0.65 | 12.77 | 26.52 | 0.23333 | 391.7375 | 319.2 | 0.58723 | 0.33882 | 1
3240 | 03E17G09H08D06M01W02 | 10.92 | 0.87 | 0.65 | 17.54 | 29.98 | 0.23333 | 363.0237 | 371.49 | 0.62979 | 0.25256 | 1
3241 | 03E17G09H08D06M01W03 | 10.92 | 0.87 | 0.65 | 12.77 | 25.21 | 0.23333 | 363.0237 | 305.13 | 0.62979 | 0.37148 | 2
3242 | 03E17G09H08D07M01W02 | 12.43 | 1.01 | 0.65 | 17.54 | 31.63 | 0.23333 | 397.8904 | 389.13 | 0.57021 | 0.21142 | 1
3243 | 03E17G09H08D07M01W03 | 12.43 | 1.01 | 0.65 | 12.77 | 26.86 | 0.23333 | 397.8904 | 322.77 | 0.57021 | 0.33034 | 1
3244 | 03E17G09H08D07M01W04 | 12.43 | 1.01 | 0.65 | 9.25 | 23.34 | 0.23333 | 397.8904 | 274.05 | 0.57021 | 0.4181 | 2
3245 | 03E17G09H08D07M02W02 | 12.18 | 0.62 | 0.65 | 17.54 | 30.99 | 0 | 363.0237 | 385.77 | 0.73617 | 0.22737 | 1
3246 | 03E17G09H09D05M01W02 | 11.67 | 0.97 | 0.65 | 17.54 | 30.83 | 0.23333 | 391.7375 | 379.47 | 0.58723 | 0.23136 | 1
3247 | 03E17G09H09D05M01W03 | 11.67 | 0.97 | 0.65 | 12.77 | 26.06 | 0.23333 | 391.7375 | 313.11 | 0.58723 | 0.35029 | 2
3248 | 03E17G09H09D07M01W02 | 11.96 | 1.01 | 0.65 | 17.54 | 31.16 | 0.23333 | 397.8904 | 383.04 | 0.57021 | 0.22314 | 1
3249 | 03E17G09H09D07M01W03 | 11.96 | 1.01 | 0.65 | 12.77 | 26.39 | 0.23333 | 397.8904 | 316.68 | 0.57021 | 0.34206 | 1
3250 | 03E17G09H09D07M01W04 | 11.96 | 1.01 | 0.65 | 9.25 | 22.87 | 0.23333 | 397.8904 | 267.96 | 0.57021 | 0.42982 | 2
3251 | 03E17G09H09D07M02W02 | 11.72 | 0.62 | 0.65 | 17.54 | 30.53 | 0 | 363.0237 | 379.89 | 0.73617 | 0.23884 | 1
3252 | 03E17G09H10D05M01W02 | 13.76 | 0.9 | 0.65 | 17.54 | 32.85 | 0.23333 | 385.5845 | 406.77 | 0.61702 | 0.181 | 1
3253 | 03E17G09H10D05M01W03 | 13.76 | 0.9 | 0.65 | 12.77 | 28.08 | 0.23333 | 385.5845 | 340.41 | 0.61702 | 0.29993 | 1
3254 | 03E17G09H10D07M01W02 | 14.11 | 0.93 | 0.65 | 17.54 | 33.23 | 0.23333 | 391.7375 | 410.97 | 0.60426 | 0.17153 | 1
3255 | 03E17G09H10D07M01W03 | 14.11 | 0.93 | 0.65 | 12.77 | 28.46 | 0.23333 | 391.7375 | 344.61 | 0.60426 | 0.29045 | 1
3256 | 03E17G09H10D07M01W04 | 14.11 | 0.93 | 0.65 | 9.25 | 24.94 | 0.23333 | 391.7375 | 295.89 | 0.60426 | 0.37821 | 2
3257 | 03E17G09H10D07M02W02 | 13.82 | 0.58 | 0.65 | 17.54 | 32.59 | 0 | 358.9218 | 407.19 | 0.75319 | 0.18748 | 1
3258 | 03E17G09H11D05M01W02 | 13.76 | 0.9 | 0.65 | 17.54 | 32.85 | 0.23333 | 385.5845 | 406.77 | 0.61702 | 0.181 | 1
3259 | 03E17G09H11D05M01W03 | 13.76 | 0.9 | 0.65 | 12.77 | 28.08 | 0.23333 | 385.5845 | 340.41 | 0.61702 | 0.29993 | 1
3260 | 03E17G09H11D06M01W02 | 12.4 | 0.8 | 0.65 | 17.54 | 31.39 | 0.15556 | 356.8708 | 390.6 | 0.65957 | 0.2174 | 1
3261 | 03E17G09H11D06M01W03 | 12.4 | 0.8 | 0.65 | 12.77 | 26.62 | 0.15556 | 356.8708 | 324.24 | 0.65957 | 0.33633 | 1
3262 | 03E17G09H11D07M01W02 | 14.11 | 0.93 | 0.65 | 17.54 | 33.23 | 0.23333 | 391.7375 | 410.97 | 0.60426 | 0.17153 | 1
3263 | 03E17G09H11D07M01W03 | 14.11 | 0.93 | 0.65 | 12.77 | 28.46 | 0.23333 | 391.7375 | 344.61 | 0.60426 | 0.29045 | 1
3264 | 03E17G09H11D07M01W04 | 14.11 | 0.93 | 0.65 | 9.25 | 24.94 | 0.23333 | 391.7375 | 295.89 | 0.60426 | 0.37821 | 2
3265 | 03E17G09H11D07M02W02 | 13.82 | 0.57 | 0.65 | 17.54 | 32.58 | 0 | 358.9218 | 407.19 | 0.75745 | 0.18773 | 1
3266 | 03E17G09H12D05M01W02 | 11.96 | 0.75 | 0.65 | 17.54 | 30.9 | 0.15556 | 315.8512 | 387.66 | 0.68085 | 0.22962 | 1
3267 | 03E17G09H12D05M01W03 | 11.96 | 0.75 | 0.65 | 12.77 | 26.13 | 0.15556 | 315.8512 | 321.3 | 0.68085 | 0.34854 | 1
3268 | 03E17G09H12D07M01W02 | 12.26 | 0.77 | 0.65 | 17.54 | 31.22 | 0.15556 | 322.0041 | 391.23 | 0.67234 | 0.22164 | 1
3269 | 03E17G09H12D07M01W03 | 12.26 | 0.77 | 0.65 | 12.77 | 26.45 | 0.15556 | 322.0041 | 324.87 | 0.67234 | 0.34056 | 1
3270 | 03E17G09H12D07M01W04 | 12.26 | 0.77 | 0.65 | 9.25 | 22.93 | 0.15556 | 322.0041 | 276.15 | 0.67234 | 0.42832 | 2
3271 | 03E17G09H12D07M02W02 | 12.01 | 0.48 | 0.65 | 17.54 | 30.68 | 0 | 293.2904 | 387.87 | 0.79574 | 0.2351 | 1
3272 | 03E17G09H13D05M01W02 | 11.96 | 0.66 | 0.65 | 17.54 | 30.81 | 0.15556 | 307.6472 | 387.66 | 0.71915 | 0.23186 | 1
3273 | 03E17G09H13D05M01W03 | 11.96 | 0.66 | 0.65 | 12.77 | 26.04 | 0.15556 | 307.6472 | 321.3 | 0.71915 | 0.35079 | 2
3274 | 03E17G09H13D07M01W02 | 12.26 | 0.68 | 0.65 | 17.54 | 31.13 | 0.15556 | 313.8002 | 391.23 | 0.71064 | 0.22388 | 1
3275 | 03E17G09H13D07M01W03 | 12.26 | 0.68 | 0.65 | 12.77 | 26.36 | 0.15556 | 313.8002 | 324.87 | 0.71064 | 0.34281 | 1
3276 | 03E17G09H13D07M01W04 | 12.26 | 0.68 | 0.65 | 9.25 | 22.84 | 0.15556 | 313.8002 | 276.15 | 0.71064 | 0.43057 | 2
3277 | 03E17G09H13D07M02W02 | 12.01 | 0.42 | 0.65 | 17.54 | 30.62 | 0 | 287.1374 | 387.87 | 0.82128 | 0.2366 | 1
3278 | 03E17G09H14D05M01W02 | 13.76 | 0.79 | 0.65 | 17.54 | 32.74 | 0.15556 | 377.3806 | 406.77 | 0.66383 | 0.18374 | 1
3279 | 03E17G09H14D05M01W03 | 13.76 | 0.79 | 0.65 | 12.77 | 27.97 | 0.15556 | 377.3806 | 340.41 | 0.66383 | 0.30267 | 1
3280 | 03E17G09H14D07M01W02 | 14.11 | 0.82 | 0.65 | 17.54 | 33.12 | 0.15556 | 383.5335 | 410.97 | 0.65106 | 0.17427 | 1
3281 | 03E17G09H14D07M01W03 | 14.11 | 0.82 | 0.65 | 12.77 | 28.35 | 0.15556 | 383.5335 | 344.61 | 0.65106 | 0.29319 | 1
3282 | 03E17G09H14D07M01W04 | 14.11 | 0.82 | 0.65 | 9.25 | 24.83 | 0.15556 | 383.5335 | 295.89 | 0.65106 | 0.38095 | 2
3283 | 03E17G09H14D07M02W02 | 13.82 | 0.51 | 0.65 | 17.54 | 32.52 | 0 | 352.7688 | 407.19 | 0.78298 | 0.18923 | 1
3284 | 03E17G10H07D04M01W02 | 21.36 | 0.03 | 0.65 | 17.54 | 39.58 | 0 | 428.6551 | 498.54 | 0.98723 | 0.013214
3285 | 03E17G10H07D05M01W02 | 18.28 | 0.02 | 0.65 | 17.54 | 36.49 | 0 | 381.4826 | 461.58 | 0.99149 | 0.090252
3286 | 03E17G10H07D05M01W03 | 18.28 | 0.02 | 0.65 | 12.77 | 31.72 | 0 | 381.4826 | 395.22 | 0.99149 | 0.20917 | 1
3287 | 03E17G10H07D06M01W02 | 16.48 | 0.02 | 0.65 | 17.54 | 34.69 | 0 | 354.8198 | 440.37 | 0.99149 | 0.13513
3288 | 03E17G10H07D06M01W03 | 16.48 | 0.02 | 0.65 | 12.77 | 29.92 | 0 | 354.8198 | 374.01 | 0.99149 | 0.25405 | 1
3289 | 03E17G10H07D07M01W02 | 18.73 | 0.02 | 0.65 | 17.54 | 36.94 | 0 | 387.6355 | 467.04 | 0.99149 | 0.079033
3290 | 03E17G10H07D07M01W03 | 18.73 | 0.02 | 0.65 | 12.77 | 32.17 | 0 | 387.6355 | 400.68 | 0.99149 | 0.19796 | 1
3291 | 03E17G10H07D07M01W04 | 18.73 | 0.02 | 0.65 | 9.25 | 28.65 | 0 | 387.6355 | 351.96 | 0.99149 | 0.28571 | 1
3292 | 03E17G10H07D07M02W02 | 18.62 | 0.01 | 0.65 | 17.54 | 36.82 | 0 | 383.5335 | 465.36 | 0.99574 | 0.082024
3293 | 03E17G10H08D05M01W02 | 16.1 | 0.02 | 0.65 | 17.54 | 34.31 | 0 | 381.4826 | 433.23 | 0.99149 | 0.1446
3294 | 03E17G10H08D05M01W03 | 16.1 | 0.02 | 0.65 | 12.77 | 29.54 | 0 | 381.4826 | 366.87 | 0.99149 | 0.26353 | 1
3295 | 03E17G10H08D06M01W02 | 14.52 | 0.02 | 0.65 | 17.54 | 32.73 | 0 | 354.8198 | 414.75 | 0.99149 | 0.18399 | 1
3296 | 03E17G10H08D06M01W03 | 14.52 | 0.02 | 0.65 | 12.77 | 27.96 | 0 | 354.8198 | 348.39 | 0.99149 | 0.30292 | 1
3297 | 03E17G10H08D07M01W02 | 16.5 | 0.02 | 0.65 | 17.54 | 34.71 | 0 | 387.6355 | 437.85 | 0.99149 | 0.13463
3298 | 03E17G10H08D07M01W03 | 16.5 | 0.02 | 0.65 | 12.77 | 29.94 | 0 | 387.6355 | 371.49 | 0.99149 | 0.25355 | 1
3299 | 03E17G10H08D07M01W04 | 16.5 | 0.02 | 0.65 | 9.25 | 26.42 | 0 | 387.6355 | 322.77 | 0.99149 | 0.34131 | 1
3300 | 03E17G10H08D07M02W02 | 16.41 | 0.01 | 0.65 | 17.54 | 34.61 | 0 | 383.5335 | 436.38 | 0.99574 | 0.13712
3301 | 03E17G10H09D05M01W02 | 15.5 | 0.02 | 0.65 | 17.54 | 33.71 | 0 | 381.4826 | 425.25 | 0.99149 | 0.15956 | 1
3302 | 03E17G10H09D05M01W03 | 15.5 | 0.02 | 0.65 | 12.77 | 28.94 | 0 | 381.4826 | 358.89 | 0.99149 | 0.27848 | 1
3303 | 03E17G10H09D07M01W02 | 15.88 | 0.02 | 0.65 | 17.54 | 34.09 | 0 | 387.6355 | 429.66 | 0.99149 | 0.15009 | 1
3304 | 03E17G10H09D07M01W03 | 15.88 | 0.02 | 0.65 | 12.77 | 29.32 | 0 | 387.6355 | 363.3 | 0.99149 | 0.26901 | 1
3305 | 03E17G10H09D07M01W04 | 15.88 | 0.02 | 0.65 | 9.25 | 25.8 | 0 | 387.6355 | 314.58 | 0.99149 | 0.35677 | 2
3306 | 03E17G10H09D07M02W02 | 15.79 | 0.01 | 0.65 | 17.54 | 33.99 | 0 | 383.5335 | 428.4 | 0.99574 | 0.15258 | 1
3307 | 03E17G10H10D05M01W02 | 18.28 | 0.02 | 0.65 | 17.54 | 36.49 | 0 | 381.4826 | 461.58 | 0.99149 | 0.090252
3308 | 03E17G10H10D05M01W03 | 18.28 | 0.02 | 0.65 | 12.77 | 31.72 | 0 | 381.4826 | 395.22 | 0.99149 | 0.20917 | 1
3309 | 03E17G10H10D07M01W02 | 18.73 | 0.02 | 0.65 | 17.54 | 36.94 | 0 | 387.6355 | 467.04 | 0.99149 | 0.079033
3310 | 03E17G10H10D07M01W03 | 18.73 | 0.02 | 0.65 | 12.77 | 32.17 | 0 | 387.6355 | 400.68 | 0.99149 | 0.19796 | 1
3311 | 03E17G10H10D07M01W04 | 18.73 | 0.02 | 0.65 | 9.25 | 28.65 | 0 | 387.6355 | 351.96 | 0.99149 | 0.28571 | 1
3312 | 03E17G10H10D07M02W02 | 18.62 | 0.01 | 0.65 | 17.54 | 36.82 | 0 | 381.4826 | 465.36 | 0.99574 | 0.082024
3313 | 03E17G10H11D05M01W02 | 18.28 | 0.02 | 0.65 | 17.54 | 36.49 | 0 | 381.4826 | 461.58 | 0.99149 | 0.090252
3314 | 03E17G10H11D05M01W03 | 18.28 | 0.02 | 0.65 | 12.77 | 31.72 | 0 | 381.4826 | 395.22 | 0.99149 | 0.20917 | 1
3315 | 03E17G10H11D06M01W02 | 16.48 | 0.02 | 0.65 | 17.54 | 34.69 | 0 | 354.8198 | 440.37 | 0.99149 | 0.13513
3316 | 03E17G10H11D06M01W03 | 16.48 | 0.02 | 0.65 | 12.77 | 29.92 | 0 | 354.8198 | 374.01 | 0.99149 | 0.25405 | 1
3317 | 03E17G10H11D07M01W02 | 18.73 | 0.02 | 0.65 | 17.54 | 36.94 | 0 | 387.6355 | 467.04 | 0.99149 | 0.079033
3318 | 03E17G10H11D07M01W03 | 18.73 | 0.02 | 0.65 | 12.77 | 32.17 | 0 | 387.6355 | 400.68 | 0.99149 | 0.19796 | 1
3319 | 03E17G10H11D07M01W04 | 18.73 | 0.02 | 0.65 | 9.25 | 28.65 | 0 | 387.6355 | 351.96 | 0.99149 | 0.28571 | 1
3320 | 03E17G10H11D07M02W02 | 18.62 | 0.01 | 0.65 | 17.54 | 36.82 | 0 | 381.4826 | 465.36 | 0.99574 | 0.082024
3321 | 03E17G10H12D05M01W02 | 15.88 | 0.02 | 0.65 | 17.54 | 34.09 | 0 | 305.5962 | 435.96 | 0.99149 | 0.15009 | 1
3322 | 03E17G10H12D05M01W03 | 15.88 | 0.02 | 0.65 | 12.77 | 29.32 | 0 | 305.5962 | 369.6 | 0.99149 | 0.26901 | 1
3323 | 03E17G10H12D07M01W02 | 16.27 | 0.02 | 0.65 | 17.54 | 34.48 | 0 | 309.6982 | 440.79 | 0.99149 | 0.14036
3324 | 03E17G10H12D07M01W03 | 16.27 | 0.02 | 0.65 | 12.77 | 29.71 | 0 | 309.6982 | 374.43 | 0.99149 | 0.25929 | 1
3325 | 03E17G10H12D07M01W04 | 16.27 | 0.02 | 0.65 | 9.25 | 26.19 | 0 | 309.6982 | 325.71 | 0.99149 | 0.34705 | 1
3326 | 03E17G10H12D07M02W02 | 16.18 | 0 | 0.65 | 17.54 | 34.37 | 0 | 303.5453 | 439.32 | 1 | 0.14311
3327 | 03E17G10H13D05M01W02 | 15.88 | 0.02 | 0.65 | 17.54 | 34.09 | 0 | 303.5453 | 435.96 | 0.99149 | 0.15009 | 1
3328 | 03E17G10H13D05M01W03 | 15.88 | 0.02 | 0.65 | 12.77 | 29.32 | 0 | 303.5453 | 369.6 | 0.99149 | 0.26901 | 1
3329 | 03E17G10H13D07M01W02 | 16.27 | 0.02 | 0.65 | 17.54 | 34.48 | 0 | 307.6472 | 440.79 | 0.99149 | 0.14036
3330 | 03E17G10H13D07M01W03 | 16.27 | 0.02 | 0.65 | 12.77 | 29.71 | 0 | 307.6472 | 374.43 | 0.99149 | 0.25929 | 1
3331 | 03E17G10H13D07M01W04 | 16.27 | 0.02 | 0.65 | 9.25 | 26.19 | 0 | 307.6472 | 325.71 | 0.99149 | 0.34705 | 1
3332 | 03E17G10H13D07M02W02 | 16.18 | 0 | 0.65 | 17.54 | 34.37 | 0 | 303.5453 | 439.32 | 1 | 0.14311
3333 | 03E17G10H14D05M01W02 | 18.28 | 0.02 | 0.65 | 17.54 | 36.49 | 0 | 381.4826 | 461.58 | 0.99149 | 0.090252
3334 | 03E17G10H14D05M01W03 | 18.28 | 0.02 | 0.65 | 12.77 | 31.72 | 0 | 381.4826 | 395.22 | 0.99149 | 0.20917 | 1
3335 | 03E17G10H14D07M01W02 | 18.73 | 0.02 | 0.65 | 17.54 | 36.94 | 0 | 387.6355 | 467.04 | 0.99149 | 0.079033
3336 | 03E17G10H14D07M01W03 | 18.73 | 0.02 | 0.65 | 12.77 | 32.17 | 0 | 387.6355 | 400.68 | 0.99149 | 0.19796 | 1
3337 | 03E17G10H14D07M01W04 | 18.73 | 0.02 | 0.65 | 9.25 | 28.65 | 0 | 387.6355 | 351.96 | 0.99149 | 0.28571 | 1
3338 | 03E17G10H14D07M02W02 | 18.62 | 0 | 0.65 | 17.54 | 36.81 | 0 | 381.4826 | 465.36 | 1 | 0.082274
3339 | 03E17G12H07D04M01W02 | 17.16 | 2.09 | 0.65 | 17.54 | 37.44 | 0.46667 | 527.1023 | 447.09 | 0.11064 | 0.066567
3340 | 03E17G12H07D05M01W02 | 14.55 | 1.73 | 0.65 | 17.54 | 34.47 | 0.38889 | 459.4199 | 416.22 | 0.26383 | 0.14061
3341 | 03E17G12H07D05M01W03 | 14.55 | 1.73 | 0.65 | 12.77 | 29.7 | 0.38889 | 459.4199 | 349.86 | 0.26383 | 0.25954 | 1
3342 | 03E17G12H07D06M01W02 | 13.17 | 1.54 | 0.65 | 17.54 | 32.9 | 0.38889 | 420.4512 | 399.84 | 0.34468 | 0.17976 | 1
3343 | 03E17G12H07D06M01W03 | 13.17 | 1.54 | 0.65 | 12.77 | 28.13 | 0.38889 | 420.4512 | 333.48 | 0.34468 | 0.29868 | 1
3344 | 03E17G12H07D07M01W02 | 14.89 | 1.78 | 0.65 | 17.54 | 34.86 | 0.38889 | 467.6238 | 420.21 | 0.24255 | 0.13089
3345 | 03E17G12H07D07M01W03 | 14.89 | 1.78 | 0.65 | 12.77 | 30.09 | 0.38889 | 467.6238 | 353.85 | 0.24255 | 0.24981 | 1
3346 | 03E17G12H07D07M01W04 | 14.89 | 1.78 | 0.65 | 9.25 | 26.57 | 0.38889 | 467.6238 | 305.13 | 0.24255 | 0.33757 | 1
3347 | 03E17G12H07D07M02W02 | 14.52 | 1.19 | 0.65 | 17.54 | 33.9 | 0.23333 | 416.3493 | 415.59 | 0.49362 | 0.15482 | 1
3348 | 03E17G12H08D05M01W02 | 12.81 | 1.73 | 0.65 | 17.54 | 32.73 | 0.38889 | 459.4199 | 393.54 | 0.26383 | 0.18399 | 1
3349 | 03E17G12H08D05M01W03 | 12.81 | 1.73 | 0.65 | 12.77 | 27.96 | 0.38889 | 459.4199 | 327.18 | 0.26383 | 0.30292 | 1
3350 | 03E17G12H08D06M01W02 | 11.6 | 1.54 | 0.65 | 17.54 | 31.33 | 0.38889 | 420.4512 | 379.47 | 0.34468 | 0.2189 | 1
3351 | 03E17G12H08D06M01W03 | 11.6 | 1.54 | 0.65 | 12.77 | 26.56 | 0.38889 | 420.4512 | 313.11 | 0.34468 | 0.33782 | 1
3352 | 03E17G12H08D07M01W02 | 13.12 | 1.78 | 0.65 | 17.54 | 33.09 | 0.38889 | 467.6238 | 397.11 | 0.24255 | 0.17502 | 1
3353 | 03E17G12H08D07M01W03 | 13.12 | 1.78 | 0.65 | 12.77 | 28.32 | 0.38889 | 467.6238 | 330.75 | 0.24255 | 0.29394 | 1
3354 | 03E17G12H08D07M01W04 | 13.12 | 1.78 | 0.65 | 9.25 | 24.8 | 0.38889 | 467.6238 | 282.03 | 0.24255 | 0.3817 | 1
3355 | 03E17G12H08D07M02W02 | 12.79 | 1.19 | 0.65 | 17.54 | 32.17 | 0.23333 | 416.3493 | 393.12 | 0.49362 | 0.19796 | 1
3356 | 03E17G12H09D05M01W02 | 12.33 | 1.73 | 0.65 | 17.54 | 32.25 | 0.38889 | 459.4199 | 387.45 | 0.26383 | 0.19596 | 1
3357 | 03E17G12H09D05M01W03 | 12.33 | 1.73 | 0.65 | 12.77 | 27.48 | 0.38889 | 459.4199 | 321.09 | 0.26383 | 0.31488 | 1
3358 | 03E17G12H09D07M01W02 | 12.62 | 1.78 | 0.65 | 17.54 | 32.59 | 0.38889 | 467.6238 | 390.81 | 0.24255 | 0.18748 | 1
3359 | 03E17G12H09D07M01W03 | 12.62 | 1.78 | 0.65 | 12.77 | 27.82 | 0.38889 | 467.6238 | 324.45 | 0.24255 | 0.30641 | 1
3360 | 03E17G12H09D07M01W04 | 12.62 | 1.78 | 0.65 | 9.25 | 24.3 | 0.38889 | 467.6238 | 275.73 | 0.24255 | 0.39417 | 1
3361 | 03E17G12H09D07M02W02 | 12.31 | 1.19 | 0.65 | 17.54 | 31.69 | 0.23333 | 416.3493 | 386.82 | 0.49362 | 0.20992 | 1
3362 | 03E17G12H10D05M01W02 | 14.55 | 1.6 | 0.65 | 17.54 | 34.34 | 0.38889 | 449.165 | 416.22 | 0.31915 | 0.14385
3363 | 03E17G12H10D05M01W03 | 14.55 | 1.6 | 0.65 | 12.77 | 29.57 | 0.38889 | 449.165 | 349.86 | 0.31915 | 0.26278 | 1
3364 | 03E17G12H10D07M01W02 | 14.89 | 1.65 | 0.65 | 17.54 | 34.73 | 0.38889 | 457.3689 | 420.21 | 0.29787 | 0.13413
3365 | 03E17G12H10D07M01W03 | 14.89 | 1.65 | 0.65 | 12.77 | 29.96 | 0.38889 | 457.3689 | 353.85 | 0.29787 | 0.25305 | 1
3366 | 03E17G12H10D07M01W04 | 14.89 | 1.65 | 0.65 | 9.25 | 26.44 | 0.38889 | 457.3689 | 305.13 | 0.29787 | 0.34081 | 1
3367 | 03E17G12H10D07M02W02 | 14.52 | 1.1 | 0.65 | 17.54 | 33.81 | 0.23333 | 410.1963 | 415.59 | 0.53191 | 0.15707 | 1
3368 | 03E17G12H11D05M01W02 | 14.55 | 1.59 | 0.65 | 17.54 | 34.33 | 0.38889 | 449.165 | 416.22 | 0.3234 | 0.1441
3369 | 03E17G12H11D05M01W03 | 14.55 | 1.59 | 0.65 | 12.77 | 29.56 | 0.38889 | 449.165 | 349.86 | 0.3234 | 0.26303 | 1
3370 | 03E17G12H11D06M01W02 | 13.17 | 1.42 | 0.65 | 17.54 | 32.78 | 0.31111 | 412.2473 | 399.84 | 0.39574 | 0.18275 | 1
3371 | 03E17G12H11D06M01W03 | 13.17 | 1.42 | 0.65 | 12.77 | 28.01 | 0.31111 | 412.2473 | 333.48 | 0.39574 | 0.30167 | 1
3372 | 03E17G12H11D07M01W02 | 14.89 | 1.65 | 0.65 | 17.54 | 34.73 | 0.38889 | 457.3689 | 420.21 | 0.29787 | 0.13413
3373 | 03E17G12H11D07M01W03 | 14.89 | 1.65 | 0.65 | 12.77 | 29.96 | 0.38889 | 457.3689 | 353.85 | 0.29787 | 0.25305 | 1
3374 | 03E17G12H11D07M01W04 | 14.89 | 1.65 | 0.65 | 9.25 | 26.44 | 0.38889 | 457.3689 | 305.13 | 0.29787 | 0.34081 | 1
3375 | 03E17G12H11D07M02W02 | 14.52 | 1.09 | 0.65 | 17.54 | 33.8 | 0.23333 | 408.1453 | 415.59 | 0.53617 | 0.15732 | 1
3376 | 03E17G12H12D05M01W02 | 12.65 | 1.33 | 0.65 | 17.54 | 32.17 | 0.31111 | 365.0747 | 395.85 | 0.43404 | 0.19796 | 1
3377 | 03E17G12H12D05M01W03 | 12.65 | 1.33 | 0.65 | 12.77 | 27.4 | 0.31111 | 365.0747 | 329.49 | 0.43404 | 0.31688 | 1
3378 | 03E17G12H12D07M01W02 | 12.95 | 1.37 | 0.65 | 17.54 | 32.51 | 0.31111 | 373.2786 | 399.42 | 0.41702 | 0.18948 | 1
3379 | 03E17G12H12D07M01W03 | 12.95 | 1.37 | 0.65 | 12.77 | 27.74 | 0.31111 | 373.2786 | 333.06 | 0.41702 | 0.3084 | 1
3380 | 03E17G12H12D07M01W04 | 12.95 | 1.37 | 0.65 | 9.25 | 24.22 | 0.31111 | 373.2786 | 284.34 | 0.41702 | 0.39616 | 2
3381 | 03E17G12H12D07M02W02 | 12.62 | 0.91 | 0.65 | 17.54 | 31.72 | 0.23333 | 334.31 | 395.43 | 0.61277 | 0.20917 | 1
3382 | 03E17G12H13D05M01W02 | 12.65 | 1.17 | 0.65 | 17.54 | 32.01 | 0.31111 | 352.7688 | 395.85 | 0.50213 | 0.20194 | 1
3383 | 03E17G12H13D05M01W03 | 12.65 | 1.17 | 0.65 | 12.77 | 27.24 | 0.31111 | 352.7688 | 329.49 | 0.50213 | 0.32087 | 1
3384 | 03E17G12H13D07M01W02 | 12.95 | 1.21 | 0.65 | 17.54 | 32.35 | 0.31111 | 358.9218 | 399.42 | 0.48511 | 0.19347 | 1
3385 | 03E17G12H13D07M01W03 | 12.95 | 1.21 | 0.65 | 12.77 | 27.58 | 0.31111 | 358.9218 | 333.06 | 0.48511 | 0.31239 | 1
3386 | 03E17G12H13D07M01W04 | 12.95 | 1.21 | 0.65 | 9.25 | 24.06 | 0.31111 | 358.9218 | 284.34 | 0.48511 | 0.40015 | 2
3387 | 03E17G12H13D07M02W02 | 12.62 | 0.8 | 0.65 | 17.54 | 31.61 | 0.15556 | 326.1061 | 395.43 | 0.65957 | 0.21192 | 1
3388 | 03E17G12H14D05M01W02 | 14.55 | 1.41 | 0.65 | 17.54 | 34.15 | 0.31111 | 432.7571 | 416.22 | 0.4 | 0.14859
3389 | 03E17G12H14D05M01W03 | 14.55 | 1.41 | 0.65 | 12.77 | 29.38 | 0.31111 | 432.7571 | 349.86 | 0.4 | 0.26751 | 1
3390 | 03E17G12H14D07M01W02 | 14.89 | 1.46 | 0.65 | 17.54 | 34.54 | 0.31111 | 440.961 | 420.21 | 0.37872 | 0.13887
3391 | 03E17G12H14D07M01W03 | 14.89 | 1.46 | 0.65 | 12.77 | 29.77 | 0.31111 | 440.961 | 353.85 | 0.37872 | 0.25779 | 1
3392 | 03E17G12H14D07M01W04 | 14.89 | 1.46 | 0.65 | 9.25 | 26.25 | 0.31111 | 440.961 | 305.13 | 0.37872 | 0.34555 | 1
3393 | 03E17G12H14D07M02W02 | 14.52 | 0.97 | 0.65 | 17.54 | 33.68 | 0.23333 | 397.8904 | 415.59 | 0.58723 | 0.16031 | 1
3394 | 03E18G09H07D04M01W02 | 13.48 | 0.9 | 0.65 | 17.54 | 32.57 | 0.077778 | 379.4316 | 402.99 | 0.61702 | 0.18798 | 1
3395 | 03E18G09H07D05M01W02 | 11.29 | 0.75 | 0.65 | 17.54 | 30.23 | 0.077778 | 334.31 | 376.95 | 0.68085 | 0.24632 | 1
3396 | 03E18G09H07D05M01W03 | 11.29 | 0.75 | 0.65 | 12.77 | 25.46 | 0.077778 | 334.31 | 310.59 | 0.68085 | 0.36525 | 2
3397 | 03E18G09H07D06M01W02 | 10.07 | 0.66 | 0.65 | 17.54 | 28.92 | 0.077778 | 307.6472 | 362.67 | 0.71915 | 0.27898 | 1
3398 | 03E18G09H07D06M01W03 | 10.07 | 0.66 | 0.65 | 12.77 | 24.15 | 0.077778 | 307.6472 | 296.31 | 0.71915 | 0.39791 | 2
3399 | 03E18G09H07D07M01W02 | 11.6 | 0.78 | 0.65 | 17.54 | 30.57 | 0.077778 | 340.4629 | 380.73 | 0.66809 | 0.23785 | 1
3400 | 03E18G09H07D07M01W03 | 11.6 | 0.78 | 0.65 | 12.77 | 25.8 | 0.077778 | 340.4629 | 314.37 | 0.66809 | 0.35677 | 2
3401 | 03E18G09H07D07M01W04 | 11.6 | 0.78 | 0.65 | 9.25 | 22.28 | 0.077778 | 340.4629 | 265.65 | 0.66809 | 0.44453 | 2
3402 | 03E18G09H07D07M02W02 | 11.37 | 0.46 | 0.65 | 17.54 | 30.02 | 0 | 313.8002 | 377.79 | 0.80426 | 0.25156 | 1
3403 | 03E18G09H08D05M01W02 | 9.95 | 0.75 | 0.65 | 17.54 | 28.89 | 0.077778 | 334.31 | 359.73 | 0.68085 | 0.27973 | 1
3404 | 03E18G09H08D05M01W03 | 9.95 | 0.75 | 0.65 | 12.77 | 24.12 | 0.077778 | 334.31 | 293.37 | 0.68085 | 0.39865 | 2
3405 | 03E18G09H08D06M01W02 | 8.87 | 0.66 | 0.65 | 17.54 | 27.72 | 0.077778 | 307.6472 | 347.13 | 0.71915 | 0.3089 | 1
3406 | 03E18G09H08D06M01W03 | 8.87 | 0.66 | 0.65 | 12.77 | 22.95 | 0.077778 | 307.6472 | 280.77 | 0.71915 | 0.42782 | 2
3407 | 03E18G09H08D07M01W02 | 10.22 | 0.78 | 0.65 | 17.54 | 29.19 | 0.077778 | 340.4629 | 362.88 | 0.66809 | 0.27225 | 1
3408 | 03E18G09H08D07M01W03 | 10.22 | 0.78 | 0.65 | 12.77 | 24.42 | 0.077778 | 340.4629 | 296.52 | 0.66809 | 0.39117 | 2
3409 | 03E18G09H08D07M01W04 | 10.22 | 0.78 | 0.65 | 9.25 | 20.9 | 0.077778 | 340.4629 | 247.8 | 0.66809 | 0.47893 | 2
3410 | 03E18G09H08D07M02W02 | 10.01 | 0.46 | 0.65 | 17.54 | 28.66 | 0 | 313.8002 | 360.15 | 0.80426 | 0.28546 | 1
3411 | 03E18G09H09D05M01W02 | 9.57 | 0.75 | 0.65 | 17.54 | 28.51 | 0.077778 | 334.31 | 354.9 | 0.68085 | 0.2892 | 1
3412 | 03E18G09H09D05M01W03 | 9.57 | 0.75 | 0.65 | 12.77 | 23.74 | 0.077778 | 334.31 | 288.54 | 0.68085 | 0.40813 | 2
3413 | 03E18G09H09D07M01W02 | 9.84 | 0.78 | 0.65 | 17.54 | 28.81 | 0.077778 | 340.4629 | 357.84 | 0.66809 | 0.28173 | 1
3414 | 03E18G09H09D07M01W03 | 9.84 | 0.78 | 0.65 | 12.77 | 24.04 | 0.077778 | 340.4629 | 291.48 | 0.66809 | 0.40065 | 2
3415 | 03E18G09H09D07M01W04 | 9.84 | 0.78 | 0.65 | 9.25 | 20.52 | 0.077778 | 340.4629 | 242.76 | 0.66809 | 0.48841 | 2
3416 | 03E18G09H09D07M02W02 | 9.64 | 0.46 | 0.65 | 17.54 | 28.29 | 0 | 313.8002 | 355.32 | 0.80426 | 0.29469 | 1
3417 | 03E18G09H10D05M01W02 | 11.29 | 0.69 | 0.65 | 17.54 | 30.17 | 0.077778 | 328.157 | 376.95 | 0.70638 | 0.24782 | 1
3418 | 03E18G09H10D05M01W03 | 11.29 | 0.69 | 0.65 | 12.77 | 25.4 | 0.077778 | 328.157 | 310.59 | 0.70638 | 0.36674 | 2
3419 | 03E18G09H10D07M01W02 | 11.6 | 0.72 | 0.65 | 17.54 | 30.51 | 0.077778 | 336.361 | 380.73 | 0.69362 | 0.23934 | 1
3420 | 03E18G09H10D07M01W03 | 11.6 | 0.72 | 0.65 | 12.77 | 25.74 | 0.077778 | 336.361 | 314.37 | 0.69362 | 0.35826 | 2
3421 | 03E18G09H10D07M01W04 | 11.6 | 0.72 | 0.65 | 9.25 | 22.22 | 0.077778 | 336.361 | 265.65 | 0.69362 | 0.44602 | 2
3422 | 03E18G09H10D07M02W02 | 11.37 | 0.43 | 0.65 | 17.54 | 29.99 | 0 | 309.6982 | 377.79 | 0.81702 | 0.25231 | 1
3423 | 03E18G09H11D05M01W02 | 11.29 | 0.69 | 0.65 | 17.54 | 30.17 | 0.077778 | 328.157 | 376.95 | 0.70638 | 0.24782 | 1
3424 | 03E18G09H11D05M01W03 | 11.29 | 0.69 | 0.65 | 12.77 | 25.4 | 0.077778 | 328.157 | 310.59 | 0.70638 | 0.36674 | 2
3425 | 03E18G09H11D06M01W02 | 10.07 | 0.61 | 0.65 | 17.54 | 28.87 | 0.077778 | 303.5453 | 362.67 | 0.74043 | 0.28023 | 1
3426 | 03E18G09H11D06M01W03 | 10.07 | 0.61 | 0.65 | 12.77 | 24.1 | 0.077778 | 303.5453 | 296.31 | 0.74043 | 0.39915 | 2
3427 | 03E18G09H11D07M01W02 | 11.6 | 0.71 | 0.65 | 17.54 | 30.5 | 0.077778 | 334.31 | 380.73 | 0.69787 | 0.23959 | 1
3428 | 03E18G09H11D07M01W03 | 11.6 | 0.71 | 0.65 | 12.77 | 25.73 | 0.077778 | 334.31 | 314.37 | 0.69787 | 0.35851 | 2
3429 | 03E18G09H11D07M01W04 | 11.6 | 0.71 | 0.65 | 9.25 | 22.21 | 0.077778 | 334.31 | 265.65 | 0.69787 | 0.44627 | 2
3430 | 03E18G09H11D07M02W02 | 11.37 | 0.43 | 0.65 | 17.54 | 29.99 | 0 | 309.6982 | 377.79 | 0.81702 | 0.25231 | 1
3431 | 03E18G09H12D05M01W02 | 9.81 | 0.57 | 0.65 | 17.54 | 28.57 | 0.077778 | 270.7296 | 361.41 | 0.75745 | 0.28771 | 1
3432 | 03E18G09H12D05M01W03 | 9.81 | 0.57 | 0.65 | 12.77 | 23.8 | 0.077778 | 270.7296 | 295.05 | 0.75745 | 0.40663 | 2
3433 | 03E18G09H12D07M01W02 | 10.08 | 0.6 | 0.65 | 17.54 | 28.87 | 0.077778 | 276.8825 | 364.56 | 0.74468 | 0.28023 | 1
3434 | 03E18G09H12D07M01W03 | 10.08 | 0.6 | 0.65 | 12.77 | 24.1 | 0.077778 | 276.8825 | 298.2 | 0.74468 | 0.39915 | 2
3435 | 03E18G09H12D07M01W04 | 10.08 | 0.6 | 0.65 | 9.25 | 20.58 | 0.077778 | 276.8825 | 249.48 | 0.74468 | 0.48691 | 2
3436 | 03E18G09H12D07M02W02 | 9.88 | 0.36 | 0.65 | 17.54 | 28.43 | 0 | 256.3727 | 362.04 | 0.84681 | 0.2912 | 1
3437 | 03E18G09H13D05M01W02 | 9.81 | 0.51 | 0.65 | 17.54 | 28.51 | 0 | 266.6276 | 361.41 | 0.78298 | 0.2892 | 1
3438 | 03E18G09H13D05M01W03 | 9.81 | 0.51 | 0.65 | 12.77 | 23.74 | 0 | 266.6276 | 295.05 | 0.78298 | 0.40813 | 2
3439 | 03E18G09H13D07M01W02 | 10.08 | 0.53 | 0.65 | 17.54 | 28.8 | 0.077778 | 270.7296 | 364.56 | 0.77447 | 0.28197 | 1
3440 | 03E18G09H13D07M01W03 | 10.08 | 0.53 | 0.65 | 12.77 | 24.03 | 0.077778 | 270.7296 | 298.2 | 0.77447 | 0.4009 | 2
3441 | 03E18G09H13D07M01W04 | 10.08 | 0.53 | 0.65 | 9.25 | 20.51 | 0.077778 | 270.7296 | 249.48 | 0.77447 | 0.48866 | 2
3442 | 03E18G09H13D07M02W02 | 9.88 | 0.31 | 0.65 | 17.54 | 28.38 | 0 | 252.2707 | 362.04 | 0.86809 | 0.29245 | 1
3443 | 03E18G09H14D05M01W02 | 11.29 | 0.61 | 0.65 | 17.54 | 30.09 | 0.077778 | 322.0041 | 376.95 | 0.74043 | 0.24981 | 1
3444 | 03E18G09H14D05M01W03 | 11.29 | 0.61 | 0.65 | 12.77 | 25.32 | 0.077778 | 322.0041 | 310.59 | 0.74043 | 0.36874 | 2
3445 | 03E18G09H14D07M01W02 | 11.6 | 0.63 | 0.65 | 17.54 | 30.42 | 0.077778 | 328.157 | 380.73 | 0.73191 | 0.24159 | 1
3446 | 03E18G09H14D07M01W03 | 11.6 | 0.63 | 0.65 | 12.77 | 25.65 | 0.077778 | 328.157 | 314.37 | 0.73191 | 0.36051 | 2
3447 | 03E18G09H14D07M01W04 | 11.6 | 0.63 | 0.65 | 9.25 | 22.13 | 0.077778 | 328.157 | 265.65 | 0.73191 | 0.44827 | 2
3448 | 03E18G09H14D07M02W02 | 11.37 | 0.38 | 0.65 | 17.54 | 29.94 | 0 | 305.5962 | 377.79 | 0.8383 | 0.25355 | 1
3449 | 03E18G10H07D04M01W02 | 18.49 | 0.01 | 0.65 | 17.54 | 36.69 | 0 | 381.4826 | 463.89 | 0.99574 | 0.085266
3450 | 03E18G10H07D05M01W02 | 15.72 | 0.01 | 0.65 | 17.54 | 33.92 | 0 | 340.4629 | 430.71 | 0.99574 | 0.15433 | 1
3451 | 03E18G10H07D05M01W03 | 15.72 | 0.01 | 0.65 | 12.77 | 29.15 | 0 | 340.4629 | 364.35 | 0.99574 | 0.27325 | 1
3452 | 03E18G10H07D06M01W02 | 14.06 | 0.01 | 0.65 | 17.54 | 32.26 | 0 | 311.7492 | 410.97 | 0.99574 | 0.19571 | 1
3453 | 03E18G10H07D06M01W03 | 14.06 | 0.01 | 0.65 | 12.77 | 27.49 | 0 | 311.7492 | 344.61 | 0.99574 | 0.31463 | 1
3454 | 03E18G10H07D07M01W02 | 16.14 | 0.01 | 0.65 | 17.54 | 34.34 | 0 | 346.6159 | 435.75 | 0.99574 | 0.14385
3455 | 03E18G10H07D07M01W03 | 16.14 | 0.01 | 0.65 | 12.77 | 29.57 | 0 | 346.6159 | 369.39 | 0.99574 | 0.26278 | 1
3456 | 03E18G10H07D07M01W04 | 16.14 | 0.01 | 0.65 | 9.25 | 26.05 | 0 | 346.6159 | 320.67 | 0.99574 | 0.35054 | 2
3457 | 03E18G10H07D07M02W02 | 16.07 | 0 | 0.65 | 17.54 | 34.26 | 0 | 342.5139 | 434.7 | 1 | 0.14585
3458 | 03E18G10H08D05M01W02 | 13.85 | 0.01 | 0.65 | 17.54 | 32.05 | 0 | 340.4629 | 406.35 | 0.99574 | 0.20095 | 1
3459 | 03E18G10H08D05M01W03 | 13.85 | 0.01 | 0.65 | 12.77 | 27.28 | 0 | 340.4629 | 339.99 | 0.99574 | 0.31987 | 1
3460 | 03E18G10H08D06M01W02 | 12.39 | 0.01 | 0.65 | 17.54 | 30.59 | 0 | 311.7492 | 389.13 | 0.99574 | 0.23735 | 1
3461 | 03E18G10H08D06M01W03 | 12.39 | 0.01 | 0.65 | 12.77 | 25.82 | 0 | 311.7492 | 322.77 | 0.99574 | 0.35627 | 2
3462 | 03E18G10H08D07M01W02 | 14.22 | 0.01 | 0.65 | 17.54 | 32.42 | 0 | 346.6159 | 410.76 | 0.99574 | 0.19172 | 1
3463 | 03E18G10H08D07M01W03 | 14.22 | 0.01 | 0.65 | 12.77 | 27.65 | 0 | 346.6159 | 344.4 | 0.99574 | 0.31065 | 1
3464 | 03E18G10H08D07M01W04 | 14.22 | 0.01 | 0.65 | 9.25 | 24.13 | 0 | 346.6159 | 295.68 | 0.99574 | 0.3984 | 2
3465 | 03E18G10H08D07M02W02 | 14.16 | 0 | 0.65 | 17.54 | 32.35 | 0 | 342.5139 | 409.71 | 1 | 0.19347 | 1
3466 | 03E18G10H09D05M01W02 | 13.33 | 0.01 | 0.65 | 17.54 | 31.53 | 0 | 340.4629 | 399.63 | 0.99574 | 0.21391 | 1
3467 | 03E18G10H09D05M01W03 | 13.33 | 0.01 | 0.65 | 12.77 | 26.76 | 0 | 340.4629 | 333.27 | 0.99574 | 0.33283 | 1
3468 | 03E18G10H09D07M01W02 | 13.69 | 0.01 | 0.65 | 17.54 | 31.89 | 0 | 346.6159 | 403.83 | 0.99574 | 0.20494 | 1
3469 | 03E18G10H09D07M01W03 | 13.69 | 0.01 | 0.65 | 12.77 | 27.12 | 0 | 346.6159 | 337.47 | 0.99574 | 0.32386 | 1
3470 | 03E18G10H09D07M01W04 | 13.69 | 0.01 | 0.65 | 9.25 | 23.6 | 0 | 346.6159 | 288.75 | 0.99574 | 0.41162 | 2
3471 | 03E18G10H09D07M02W02 | 13.63 | 0 | 0.65 | 17.54 | 31.82 | 0 | 342.5139 | 402.78 | 1 | 0.20668 | 1
3472 | 03E18G10H10D05M01W02 | 15.72 | 0.01 | 0.65 | 17.54 | 33.92 | 0 | 340.4629 | 430.71 | 0.99574 | 0.15433 | 1
3473 | 03E18G10H10D05M01W03 | 15.72 | 0.01 | 0.65 | 12.77 | 29.15 | 0 | 340.4629 | 364.35 | 0.99574 | 0.27325 | 1
3474 | 03E18G10H10D07M01W02 | 16.14 | 0.01 | 0.65 | 17.54 | 34.34 | 0 | 346.6159 | 435.75 | 0.99574 | 0.14385
3475 | 03E18G10H10D07M01W03 | 16.14 | 0.01 | 0.65 | 12.77 | 29.57 | 0 | 346.6159 | 369.39 | 0.99574 | 0.26278 | 1
3476 | 03E18G10H10D07M01W04 | 16.14 | 0.01 | 0.65 | 9.25 | 26.05 | 0 | 346.6159 | 320.67 | 0.99574 | 0.35054 | 2
3477 | 03E18G10H10D07M02W02 | 16.07 | 0 | 0.65 | 17.54 | 34.26 | 0 | 342.5139 | 434.7 | 1 | 0.14585
3478 | 03E18G10H11D05M01W02 | 15.72 | 0.01 | 0.65 | 17.54 | 33.92 | 0 | 340.4629 | 430.71 | 0.99574 | 0.15433 | 1
3479 | 03E18G10H11D05M01W03 | 15.72 | 0.01 | 0.65 | 12.77 | 29.15 | 0 | 340.4629 | 364.35 | 0.99574 | 0.27325 | 1
3480 | 03E18G10H11D06M01W02 | 14.06 | 0.01 | 0.65 | 17.54 | 32.26 | 0 | 311.7492 | 410.97 | 0.99574 | 0.19571 | 1
3481 | 03E18G10H11D06M01W03 | 14.06 | 0.01 | 0.65 | 12.77 | 27.49 | 0 | 311.7492 | 344.61 | 0.99574 | 0.31463 | 1
3482 | 03E18G10H11D07M01W02 | 16.14 | 0.01 | 0.65 | 17.54 | 34.34 | 0 | 346.6159 | 435.75 | 0.99574 | 0.14385
3483 | 03E18G10H11D07M01W03 | 16.14 | 0.01 | 0.65 | 12.77 | 29.57 | 0 | 346.6159 | 369.39 | 0.99574 | 0.26278 | 1
3484 | 03E18G10H11D07M01W04 | 16.14 | 0.01 | 0.65 | 9.25 | 26.05 | 0 | 346.6159 | 320.67 | 0.99574 | 0.35054 | 2
3485 | 03E18G10H11D07M02W02 | 16.07 | 0 | 0.65 | 17.54 | 34.26 | 0 | 342.5139 | 434.7 | 1 | 0.14585
3486 | 03E18G10H12D05M01W02 | 13.65 | 0 | 0.65 | 17.54 | 31.84 | 0 | 272.7805 | 408.87 | 1 | 0.20618 | 1
3487 | 03E18G10H12D05M01W03 | 13.65 | 0 | 0.65 | 12.77 | 27.07 | 0 | 272.7805 | 342.51 | 1 | 0.32511 | 1
3488 | 03E18G10H12D07M01W02 | 14.02 | 0.01 | 0.65 | 17.54 | 32.22 | 0 | 276.8825 | 413.28 | 0.99574 | 0.19671 | 1
3489 | 03E18G10H12D07M01W03 | 14.02 | 0.01 | 0.65 | 12.77 | 27.45 | 0 | 276.8825 | 346.92 | 0.99574 | 0.31563 | 1
3490 | 03E18G10H12D07M01W04 | 14.02 | 0.01 | 0.65 | 9.25 | 23.93 | 0 | 276.8825 | 298.2 | 0.99574 | 0.40339 | 2
3491 | 03E18G10H12D07M02W02 | 13.96 | 0 | 0.65 | 17.54 | 32.15 | 0 | 274.8315 | 412.23 | 1 | 0.19845 | 1
3492 | 03E18G10H13D05M01W02 | 13.65 | 0 | 0.65 | 17.54 | 31.84 | 0 | 272.7805 | 408.87 | 1 | 0.20618 | 1
3493 | 03E18G10H13D05M01W03 | 13.65 | 0 | 0.65 | 12.77 | 27.07 | 0 | 272.7805 | 342.51 | 1 | 0.32511 | 1
3494 | 03E18G10H13D07M01W02 | 14.02 | 0 | 0.65 | 17.54 | 32.21 | 0 | 276.8825 | 413.28 | 1 | 0.19696 | 1
3495 | 03E18G10H13D07M01W03 | 14.02 | 0 | 0.65 | 12.77 | 27.44 | 0 | 276.8825 | 346.92 | 1 | 0.31588 | 1
3496 | 03E18G10H13D07M01W04 | 14.02 | 0 | 0.65 | 9.25 | 23.92 | 0 | 276.8825 | 298.2 | 1 | 0.40364 | 2
3497 | 03E18G10H13D07M02W02 | 13.96 | 0 | 0.65 | 17.54 | 32.15 | 0 | 274.8315 | 412.23 | 1 | 0.19845 | 1
3498 | 03E18G10H14D05M01W02 | 15.72 | 0.01 | 0.65 | 17.54 | 33.92 | 0 | 338.412 | 430.71 | 0.99574 | 0.15433 | 1
3499 | 03E18G10H14D05M01W03 | 15.72 | 0.01 | 0.65 | 12.77 | 29.15 | 0 | 338.412 | 364.35 | 0.99574 | 0.27325 | 1
3500 | 03E18G10H14D07M01W02 | 16.14 | 0.01 | 0.65 | 17.54 | 34.34 | 0 | 344.5649 | 435.75 | 0.99574 | 0.14385
3501 | 03E18G10H14D07M01W03 | 16.14 | 0.01 | 0.65 | 12.77 | 29.57 | 0 | 344.5649 | 369.39 | 0.99574 | 0.26278 | 1
3502 | 03E18G10H14D07M01W04 | 16.14 | 0.01 | 0.65 | 9.25 | 26.05 | 0 | 344.5649 | 320.67 | 0.99574 | 0.35054 | 2
3503 | 03E18G10H14D07M02W02 | 16.07 | 0 | 0.65 | 17.54 | 34.26 | 0 | 342.5139 | 434.7 | 1 | 0.14585
3504 | 03E18G12H07D04M01W02 | 14.34 | 1.66 | 0.65 | 17.54 | 34.19 | 0.38889 | 451.2159 | 413.28 | 0.29362 | 0.14759
3505 | 03E18G12H07D05M01W02 | 12.05 | 1.39 | 0.65 | 17.54 | 31.63 | 0.31111 | 393.7885 | 386.19 | 0.40851 | 0.21142 | 1
3506 | 03E18G12H07D05M01W03 | 12.05 | 1.39 | 0.65 | 12.77 | 26.86 | 0.31111 | 393.7885 | 319.83 | 0.40851 | 0.33034 | 1
3507 | 03E18G12H07D06M01W02 | 10.84 | 1.24 | 0.65 | 17.54 | 30.27 | 0.31111 | 365.0747 | 371.7 | 0.47234 | 0.24533 | 1
3508 | 03E18G12H07D06M01W03 | 10.84 | 1.24 | 0.65 | 12.77 | 25.5 | 0.31111 | 365.0747 | 305.34 | 0.47234 | 0.36425 | 2
3509 | 03E18G12H07D07M01W02 | 12.37 | 1.43 | 0.65 | 17.54 | 31.99 | 0.31111 | 401.9924 | 389.97 | 0.39149 | 0.20244 | 1
3510 | 03E18G12H07D07M01W03 | 12.37 | 1.43 | 0.65 | 12.77 | 27.22 | 0.31111 | 401.9924 | 323.61 | 0.39149 | 0.32137 | 1
3511 | 03E18G12H07D07M01W04 | 12.37 | 1.43 | 0.65 | 9.25 | 23.7 | 0.31111 | 401.9924 | 274.89 | 0.39149 | 0.40912 | 1
3512 | 03E18G12H07D07M02W02 | 12.07 | 0.95 | 0.65 | 17.54 | 31.21 | 0.15556 | 363.0237 | 385.98 | 0.59574 | 0.22189 | 1
3513 | 03E18G12H08D05M01W02 | 10.62 | 1.39 | 0.65 | 17.54 | 30.2 | 0.31111 | 393.7885 | 367.5 | 0.40851 | 0.24707 | 1
3514 | 03E18G12H08D05M01W03 | 10.62 | 1.39 | 0.65 | 12.77 | 25.43 | 0.31111 | 393.7885 | 301.14 | 0.40851 | 0.36599 | 2
3515 | 03E18G12H08D06M01W02 | 9.55 | 1.24 | 0.65 | 17.54 | 28.98 | 0.31111 | 365.0747 | 355.11 | 0.47234 | 0.27749 | 1
3516 | 03E18G12H08D06M01W03 | 9.55 | 1.24 | 0.65 | 12.77 | 24.21 | 0.31111 | 365.0747 | 288.75 | 0.47234 | 0.39641 | 2
3517 | 03E18G12H08D07M01W02 | 10.9 | 1.43 | 0.65 | 17.54 | 30.52 | 0.31111 | 401.9924 | 370.86 | 0.39149 | 0.23909 | 1
3518 | 03E18G12H08D07M01W03 | 10.9 | 1.43 | 0.65 | 12.77 | 25.75 | 0.31111 | 401.9924 | 304.5 | 0.39149 | 0.35802 | 1
3519 | 03E18G12H08D07M01W04 | 10.9 | 1.43 | 0.65 | 9.25 | 22.23 | 0.31111 | 401.9924 | 255.78 | 0.39149 | 0.44577 | 1
3520 | 03E18G12H08D07M02W02 | 10.63 | 0.95 | 0.65 | 17.54 | 29.77 | 0.15556 | 363.0237 | 367.5 | 0.59574 | 0.25779 | 1
3521 | 03E18G12H09D05M01W02 | 10.22 | 1.39 | 0.65 | 17.54 | 29.8 | 0.31111 | 393.7885 | 362.46 | 0.40851 | 0.25704 | 1
3522 | 03E18G12H09D05M01W03 | 10.22 | 1.39 | 0.65 | 12.77 | 25.03 | 0.31111 | 393.7885 | 296.1 | 0.40851 | 0.37597 | 2
3523 | 03E18G12H09D07M01W02 | 10.49 | 1.43 | 0.65 | 17.54 | 30.11 | 0.31111 | 401.9924 | 365.4 | 0.39149 | 0.24931 | 1
3524 | 03E18G12H09D07M01W03 | 10.49 | 1.43 | 0.65 | 12.77 | 25.34 | 0.31111 | 401.9924 | 299.04 | 0.39149 | 0.36824 | 1
3525 | 03E18G12H09D07M01W04 | 10.49 | 1.43 | 0.65 | 9.25 | 21.82 | 0.31111 | 401.9924 | 250.32 | 0.39149 | 0.456 | 1
3526 | 03E18G12H09D07M02W02 | 10.23 | 0.95 | 0.65 | 17.54 | 29.37 | 0.15556 | 363.0237 | 362.25 | 0.59574 | 0.26776 | 1
3527 | 03E18G12H10D05M01W02 | 12.05 | 1.29 | 0.65 | 17.54 | 31.53 | 0.31111 | 385.5845 | 386.19 | 0.45106 | 0.21391 | 1
3528 | 03E18G12H10D05M01W03 | 12.05 | 1.29 | 0.65 | 12.77 | 26.76 | 0.31111 | 385.5845 | 319.83 | 0.45106 | 0.33283 | 1
3529 | 03E18G12H10D07M01W02 | 12.37 | 1.33 | 0.65 | 17.54 | 31.89 | 0.31111 | 393.7885 | 389.97 | 0.43404 | 0.20494 | 1
3530 | 03E18G12H10D07M01W03 | 12.37 | 1.33 | 0.65 | 12.77 | 27.12 | 0.31111 | 393.7885 | 323.61 | 0.43404 | 0.32386 | 1
3531 | 03E18G12H10D07M01W04 | 12.37 | 1.33 | 0.65 | 9.25 | 23.6 | 0.31111 | 393.7885 | 274.89 | 0.43404 | 0.41162 | 2
3532 | 03E18G12H10D07M02W02 | 12.07 | 0.88 | 0.65 | 17.54 | 31.14 | 0.15556 | 356.8708 | 385.98 | 0.62553 | 0.22364 | 1
3533 | 03E18G12H11D05M01W02 | 12.05 | 1.28 | 0.65 | 17.54 | 31.52 | 0.31111 | 385.5845 | 386.19 | 0.45532 | 0.21416 | 1
3534 | 03E18G12H11D05M01W03 | 12.05 | 1.28 | 0.65 | 12.77 | 26.75 | 0.31111 | 385.5845 | 319.83 | 0.45532 | 0.33308 | 1
3535 | 03E18G12H11D06M01W02 | 10.84 | 1.14 | 0.65 | 17.54 | 30.17 | 0.23333 | 356.8708 | 371.7 | 0.51489 | 0.24782 | 1
3536 | 03E18G12H11D06M01W03 | 10.84 | 1.14 | 0.65 | 12.77 | 25.4 | 0.23333 | 356.8708 | 305.34 | 0.51489 | 0.36674 | 2
3537 | 03E18G12H11D07M01W02 | 12.37 | 1.32 | 0.65 | 17.54 | 31.88 | 0.31111 | 393.7885 | 389.97 | 0.4383 | 0.20519 | 1
3538 | 03E18G12H11D07M01W03 | 12.37 | 1.32 | 0.65 | 12.77 | 27.11 | 0.31111 | 393.7885 | 323.61 | 0.4383 | 0.32411 | 1
3539 | 03E18G12H11D07M01W04 | 12.37 | 1.32 | 0.65 | 9.25 | 23.59 | 0.31111 | 393.7885 | 274.89 | 0.4383 | 0.41187 | 2
3540 | 03E18G12H11D07M02W02 | 12.07 | 0.87 | 0.65 | 17.54 | 31.13 | 0.15556 | 356.8708 | 385.98 | 0.62979 | 0.22388 | 1
3541 | 03E18G12H12D05M01W02 | 10.47 | 1.07 | 0.65 | 17.54 | 29.73 | 0.23333 | 317.9021 | 369.39 | 0.54468 | 0.25879 | 1
3542 | 03E18G12H12D05M01W03 | 10.47 | 1.07 | 0.65 | 12.77 | 24.96 | 0.23333 | 317.9021 | 303.03 | 0.54468 | 0.37771 | 2
3543 | 03E18G12H12D07M01W02 | 10.74 | 1.1 | 0.65 | 17.54 | 30.03 | 0.23333 | 324.0551 | 372.75 | 0.53191 | 0.25131 | 1
3544 | 03E18G12H12D07M01W03 | 10.74 | 1.1 | 0.65 | 12.77 | 25.26 | 0.23333 | 324.0551 | 306.39 | 0.53191 | 0.37023 | 2
3545 | 03E18G12H12D07M01W04 | 10.74 | 1.1 | 0.65 | 9.25 | 21.74 | 0.23333 | 324.0551 | 257.67 | 0.53191 | 0.45799 | 2
3546 | 03E18G12H12D07M02W02 | 10.49 | 0.73 | 0.65 | 17.54 | 29.41 | 0.15556 | 293.2904 | 369.39 | 0.68936 | 0.26677 | 1
3547 | 03E18G12H13D05M01W02 | 10.47 | 0.94 | 0.65 | 17.54 | 29.6 | 0.23333 | 307.6472 | 369.39 | 0.6 | 0.26203 | 1
3548 | 03E18G12H13D05M01W03 | 10.47 | 0.94 | 0.65 | 12.77 | 24.83 | 0.23333 | 307.6472 | 303.03 | 0.6 | 0.38095 | 2
3549 | 03E18G12H13D07M01W02 | 10.74 | 0.97 | 0.65 | 17.54 | 29.9 | 0.23333 | 313.8002 | 372.75 | 0.58723 | 0.25455 | 1
3550 | 03E18G12H13D07M01W03 | 10.74 | 0.97 | 0.65 | 12.77 | 25.13 | 0.23333 | 313.8002 | 306.39 | 0.58723 | 0.37347 | 2
3551 | 03E18G12H13D07M01W04 | 10.74 | 0.97 | 0.65 | 9.25 | 21.61 | 0.23333 | 313.8002 | 257.67 | 0.58723 | 0.46123 | 2
3552 | 03E18G12H13D07M02W02 | 10.49 | 0.64 | 0.65 | 17.54 | 29.32 | 0.15556 | 285.0864 | 369.39 | 0.72766 | 0.26901 | 1
3553 | 03E18G12H14D05M01W02 | 12.05 | 1.13 | 0.65 | 17.54 | 31.37 | 0.23333 | 373.2786 | 386.19 | 0.51915 | 0.2179 | 1
3554 | 03E18G12H14D05M01W03 | 12.05 | 1.13 | 0.65 | 12.77 | 26.6 | 0.23333 | 373.2786 | 319.83 | 0.51915 | 0.33682 | 1
3555 | 03E18G12H14D07M01W02 | 12.37 | 1.17 | 0.65 | 17.54 | 31.73 | 0.23333 | 381.4826 | 389.97 | 0.50213 | 0.20893 | 1
3556 | 03E18G12H14D07M01W03 | 12.37 | 1.17 | 0.65 | 12.77 | 26.96 | 0.23333 | 381.4826 | 323.61 | 0.50213 | 0.32785 | 1
3557 | 03E18G12H14D07M01W04 | 12.37 | 1.17 | 0.65 | 9.25 | 23.44 | 0.23333 | 381.4826 | 274.89 | 0.50213 | 0.41561 | 2
3558 | 03E18G12H14D07M02W02 | 12.07 | 0.77 | 0.65 | 17.54 | 31.03 | 0.15556 | 346.6159 | 385.98 | 0.67234 | 0.22638 | 1
3559 | 03E19G09H07D04M01W02 | 13.86 | 0.38 | 0.65 | 17.54 | 32.43 | 0 | 342.5139 | 407.82 | 0.8383 | 0.19147 | 1
3560 | 03E19G09H07D05M01W02 | 11.65 | 0.33 | 0.65 | 17.54 | 30.17 | 0 | 305.5962 | 381.57 | 0.85957 | 0.24782 | 1
3561 | 03E19G09H07D05M01W03 | 11.65 | 0.33 | 0.65 | 12.77 | 25.4 | 0 | 305.5962 | 315.21 | 0.85957 | 0.36674 | 2
3562 | 03E19G09H07D06M01W02 | 10.45 | 0.3 | 0.65 | 17.54 | 28.94 | 0 | 285.0864 | 367.29 | 0.87234 | 0.27848 | 1
3563 | 03E19G09H07D06M01W03 | 10.45 | 0.3 | 0.65 | 12.77 | 24.17 | 0 | 285.0864 | 300.93 | 0.87234 | 0.39741 | 2
3564 | 03E19G09H07D07M01W02 | 11.95 | 0.34 | 0.65 | 17.54 | 30.48 | 0 | 309.6982 | 384.93 | 0.85532 | 0.24009 | 1
3565 | 03E19G09H07D07M01W03 | 11.95 | 0.34 | 0.65 | 12.77 | 25.71 | 0 | 309.6982 | 318.57 | 0.85532 | 0.35901 | 2
3566 | 03E19G09H07D07M01W04 | 11.95 | 0.34 | 0.65 | 9.25 | 22.19 | 0 | 309.6982 | 269.85 | 0.85532 | 0.44677 | 2
3567 | 03E19G09H07D07M02W02 | 11.75 | 0.17 | 0.65 | 17.54 | 30.11 | 0 | 295.3413 | 382.41 | 0.92766 | 0.24931 | 1
3568 | 03E19G09H08D05M01W02 | 10.26 | 0.33 | 0.65 | 17.54 | 28.78 | 0 | 305.5962 | 363.51 | 0.85957 | 0.28247 | 1
3569 | 03E19G09H08D05M01W03 | 10.26 | 0.33 | 0.65 | 12.77 | 24.01 | 0 | 305.5962 | 297.15 | 0.85957 | 0.4014 | 2
3570 | 03E19G09H08D06M01W02 | 9.21 | 0.3 | 0.65 | 17.54 | 27.7 | 0 | 285.0864 | 351.12 | 0.87234 | 0.3094 | 1
3571 | 03E19G09H08D06M01W03 | 9.21 | 0.3 | 0.65 | 12.77 | 22.93 | 0 | 285.0864 | 284.76 | 0.87234 | 0.42832 | 2
3572 | 03E19G09H08D07M01W02 | 10.53 | 0.34 | 0.65 | 17.54 | 29.06 | 0 | 309.6982 | 366.45 | 0.85532 | 0.27549 | 1
3573 | 03E19G09H08D07M01W03 | 10.53 | 0.34 | 0.65 | 12.77 | 24.29 | 0 | 309.6982 | 300.09 | 0.85532 | 0.39442 | 2
3574 | 03E19G09H08D07M01W04 | 10.53 | 0.34 | 0.65 | 9.25 | 20.77 | 0 | 309.6982 | 251.37 | 0.85532 | 0.48217 | 2
3575 | 03E19G09H08D07M02W02 | 10.35 | 0.17 | 0.65 | 17.54 | 28.71 | 0 | 295.3413 | 364.35 | 0.92766 | 0.28422 | 1
3576 | 03E19G09H09D05M01W02 | 9.88 | 0.33 | 0.65 | 17.54 | 28.4 | 0 | 305.5962 | 358.47 | 0.85957 | 0.29195 | 1
3577 | 03E19G09H09D05M01W03 | 9.88 | 0.33 | 0.65 | 12.77 | 23.63 | 0 | 305.5962 | 292.11 | 0.85957 | 0.41087 | 2
3578 | 03E19G09H09D07M01W02 | 10.13 | 0.34 | 0.65 | 17.54 | 28.66 | 0 | 309.6982 | 361.41 | 0.85532 | 0.28546 | 1
3579 | 03E19G09H09D07M01W03 | 10.13 | 0.34 | 0.65 | 12.77 | 23.89 | 0 | 309.6982 | 295.05 | 0.85532 | 0.40439 | 2
3580 | 03E19G09H09D07M01W04 | 10.13 | 0.34 | 0.65 | 9.25 | 20.37 | 0 | 309.6982 | 246.33 | 0.85532 | 0.49215 | 2
3581 | 03E19G09H09D07M02W02 | 9.97 | 0.17 | 0.65 | 17.54 | 28.33 | 0 | 295.3413 | 359.31 | 0.92766 | 0.29369 | 1
3582 | 03E19G09H10D05M01W02 | 11.65 | 0.3 | 0.65 | 17.54 | 30.14 | 0 | 303.5453 | 381.57 | 0.87234 | 0.24857 | 1
3583 | 03E19G09H10D05M01W03 | 11.65 | 0.3 | 0.65 | 12.77 | 25.37 | 0 | 303.5453 | 315.21 | 0.87234 | 0.36749 | 2
3584 | 03E19G09H10D07M01W02 | 11.95 | 0.31 | 0.65 | 17.54 | 30.45 | 0 | 307.6472 | 384.93 | 0.86809 | 0.24084 | 1
3585 | 03E19G09H10D07M01W03 | 11.95 | 0.31 | 0.65 | 12.77 | 25.68 | 0 | 307.6472 | 318.57 | 0.86809 | 0.35976 | 2
3586 | 03E19G09H10D07M01W04 | 11.95 | 0.31 | 0.65 | 9.25 | 22.16 | 0 | 307.6472 | 269.85 | 0.86809 | 0.44752 | 2
3587 | 03E19G09H10D07M02W02 | 11.75 | 0.16 | 0.65 | 17.54 | 30.1 | 0 | 293.2904 | 382.41 | 0.93191 | 0.24956 | 1
3588 | 03E19G09H11D05M01W02 | 11.65 | 0.3 | 0.65 | 17.54 | 30.14 | 0 | 303.5453 | 381.57 | 0.87234 | 0.24857 | 1
3589 | 03E19G09H11D05M01W03 | 11.65 | 0.3 | 0.65 | 12.77 | 25.37 | 0 | 303.5453 | 315.21 | 0.87234 | 0.36749 | 2
3590 | 03E19G09H11D06M01W02 | 10.45 | 0.27 | 0.65 | 17.54 | 28.91 | 0 | 283.0355 | 367.29 | 0.88511 | 0.27923 | 1
3591 | 03E19G09H11D06M01W03 | 10.45 | 0.27 | 0.65 | 12.77 | 24.14 | 0 | 283.0355 | 300.93 | 0.88511 | 0.39816 | 2
3592 | 03E19G09H11D07M01W02 | 11.95 | 0.31 | 0.65 | 17.54 | 30.45 | 0 | 307.6472 | 384.93 | 0.86809 | 0.24084 | 1
3593 | 03E19G09H11D07M01W03 | 11.95 | 0.31 | 0.65 | 12.77 | 25.68 | 0 | 307.6472 | 318.57 | 0.86809 | 0.35976 | 2
3594 | 03E19G09H11D07M01W04 | 11.95 | 0.31 | 0.65 | 9.25 | 22.16 | 0 | 307.6472 | 269.85 | 0.86809 | 0.44752 | 2
3595 | 03E19G09H11D07M02W02 | 11.75 | 0.16 | 0.65 | 17.54 | 30.1 | 0 | 293.2904 | 382.41 | 0.93191 | 0.24956 | 1
3596 | 03E19G09H12D05M01W02 | 10.12 | 0.25 | 0.65 | 17.54 | 28.56 | 0 | 250.2197 | 365.19 | 0.89362 | 0.28796 | 1
3597 | 03E19G09H12D05M01W03 | 10.12 | 0.25 | 0.65 | 12.77 | 23.79 | 0 | 250.2197 | 298.83 | 0.89362 | 0.40688 | 2
3598 | 03E19G09H12D07M01W02 | 10.38 | 0.26 | 0.65 | 17.54 | 28.83 | 0 | 254.3217 | 368.34 | 0.88936 | 0.28123 | 1
3599 | 03E19G09H12D07M01W03 | 10.38 | 0.26 | 0.65 | 12.77 | 24.06 | 0 | 254.3217 | 301.98 | 0.88936 | 0.40015 | 2
3600 | 03E19G09H12D07M01W04 | 10.38 | 0.26 | 0.65 | 9.25 | 20.54 | 0 | 254.3217 | 253.26 | 0.88936 | 0.48791 | 2
3601 | 03E19G09H12D07M02W02 | 10.2 | 0.13 | 0.65 | 17.54 | 28.52 | 0 | 242.0158 | 366.03 | 0.94468 | 0.28896 | 1
3602 | 03E19G09H13D05M01W02 | 10.12 | 0.22 | 0.65 | 17.54 | 28.53 | 0 | 246.1178 | 365.19 | 0.90638 | 0.28871 | 1
3603 | 03E19G09H13D05M01W03 | 10.12 | 0.22 | 0.65 | 12.77 | 23.76 | 0 | 246.1178 | 298.83 | 0.90638 | 0.40763 | 2
3604 | 03E19G09H13D07M01W02 | 10.38 | 0.23 | 0.65 | 17.54 | 28.8 | 0 | 250.2197 | 368.34 | 0.90213 | 0.28197 | 1
3605 | 03E19G09H13D07M01W03 | 10.38 | 0.23 | 0.65 | 12.77 | 24.03 | 0 | 250.2197 | 301.98 | 0.90213 | 0.4009 | 2
3606 | 03E19G09H13D07M01W04 | 10.38 | 0.23 | 0.65 | 9.25 | 20.51 | 0 | 250.2197 | 253.26 | 0.90213 | 0.48866 | 2
3607 | 03E19G09H13D07M02W02 | 10.2 | 0.12 | 0.65 | 17.54 | 28.51 | 0 | 239.9648 | 366.03 | 0.94894 | 0.2892 | 1
3608 | 03E19G09H14D05M01W02 | 11.65 | 0.27 | 0.65 | 17.54 | 30.11 | 0 | 299.4433 | 381.57 | 0.88511 | 0.24931 | 1
3609 | 03E19G09H14D05M01W03 | 11.65 | 0.27 | 0.65 | 12.77 | 25.34 | 0 | 299.4433 | 315.21 | 0.88511 | 0.36824 | 2
3610 | 03E19G09H14D07M01W02 | 11.95 | 0.27 | 0.65 | 17.54 | 30.41 | 0 | 305.5962 | 384.93 | 0.88511 | 0.24183 | 1
3611 | 03E19G09H14D07M01W03 | 11.95 | 0.27 | 0.65 | 12.77 | 25.64 | 0 | 305.5962 | 318.57 | 0.88511 | 0.36076 | 2
3612 | 03E19G09H14D07M01W04 | 11.95 | 0.27 | 0.65 | 9.25 | 22.12 | 0 | 305.5962 | 269.85 | 0.88511 | 0.44852 | 2
3613 | 03E19G09H14D07M02W02 | 11.75 | 0.14 | 0.65 | 17.54 | 30.08 | 0 | 291.2394 | 382.41 | 0.94043 | 0.25006 | 1
3614 | 03E19G10H07D04M01W02 | 19.15 | 0 | 0.65 | 17.54 | 37.34 | 0 | 391.7375 | 472.29 | 1 | 0.06906
3615 | 03E19G10H07D05M01W02 | 16.34 | 0 | 0.65 | 17.54 | 34.53 | 0 | 348.6669 | 438.48 | 1 | 0.13912
3616 | 03E19G10H07D05M01W03 | 16.34 | 0 | 0.65 | 12.77 | 29.76 | 0 | 348.6669 | 372.12 | 1 | 0.25804 | 1
3617 | 03E19G10H07D06M01W02 | 14.67 | 0 | 0.65 | 17.54 | 32.86 | 0 | 322.0041 | 418.74 | 1 | 0.18075 | 1
3618 | 03E19G10H07D06M01W03 | 14.67 | 0 | 0.65 | 12.77 | 28.09 | 0 | 322.0041 | 352.38 | 1 | 0.29968 | 1
3619 | 03E19G10H07D07M01W02 | 16.75 | 0 | 0.65 | 17.54 | 34.94 | 0 | 354.8198 | 443.31 | 1 | 0.1289
3620 | 03E19G10H07D07M01W03 | 16.75 | 0 | 0.65 | 12.77 | 30.17 | 0 | 354.8198 | 376.95 | 1 | 0.24782 | 1
3621 | 03E19G10H07D07M01W04 | 16.75 | 0 | 0.65 | 9.25 | 26.65 | 0 | 354.8198 | 328.23 | 1 | 0.33558 | 1
3622 | 03E19G10H07D07M02W02 | 16.72 | 0 | 0.65 | 17.54 | 34.91 | 0 | 352.7688 | 442.89 | 1 | 0.12964
3623 | 03E19G10H08D05M01W02 | 14.4 | 0 | 0.65 | 17.54 | 32.59 | 0 | 348.6669 | 413.07 | 1 | 0.18748 | 1
3624 | 03E19G10H08D05M01W03 | 14.4 | 0 | 0.65 | 12.77 | 27.82 | 0 | 348.6669 | 346.71 | 1 | 0.30641 | 1
3625 | 03E19G10H08D06M01W02 | 12.93 | 0 | 0.65 | 17.54 | 31.12 | 0 | 322.0041 | 395.85 | 1 | 0.22413 | 1
3626 | 03E19G10H08D06M01W03 | 12.93 | 0 | 0.65 | 12.77 | 26.35 | 0 | 322.0041 | 329.49 | 1 | 0.34306 | 1
3627 | 03E19G10H08D07M01W02 | 14.76 | 0 | 0.65 | 17.54 | 32.95 | 0 | 354.8198 | 417.27 | 1 | 0.17851 | 1
3628 | 03E19G10H08D07M01W03 | 14.76 | 0 | 0.65 | 12.77 | 28.18 | 0 | 354.8198 | 350.91 | 1 | 0.29743 | 1
3629 | 03E19G10H08D07M01W04 | 14.76 | 0 | 0.65 | 9.25 | 24.66 | 0 | 354.8198 | 302.19 | 1 | 0.38519 | 2
3630 | 03E19G10H08D07M02W02 | 14.74 | 0 | 0.65 | 17.54 | 32.93 | 0 | 352.7688 | 416.85 | 1 | 0.17901 | 1
3631 | 03E19G10H09D05M01W02 | 13.86 | 0 | 0.65 | 17.54 | 32.05 | 0 | 348.6669 | 405.93 | 1 | 0.20095 | 1
3632 | 03E19G10H09D05M01W03 | 13.86 | 0 | 0.65 | 12.77 | 27.28 | 0 | 348.6669 | 339.57 | 1 | 0.31987 | 1
3633 | 03E19G10H09D07M01W02 | 14.21 | 0 | 0.65 | 17.54 | 32.4 | 0 | 354.8198 | 410.13 | 1 | 0.19222 | 1
3634 | 03E19G10H09D07M01W03 | 14.21 | 0 | 0.65 | 12.77 | 27.63 | 0 | 354.8198 | 343.77 | 1 | 0.31114 | 1
3635 | 03E19G10H09D07M01W04 | 14.21 | 0 | 0.65 | 9.25 | 24.11 | 0 | 354.8198 | 295.05 | 1 | 0.3989 | 2
3636 | 03E19G10H09D07M02W02 | 14.18 | 0 | 0.65 | 17.54 | 32.37 | 0 | 352.7688 | 409.71 | 1 | 0.19297 | 1
3637 | 03E19G10H10D05M01W02 | 16.34 | 0 | 0.65 | 17.54 | 34.53 | 0 | 348.6669 | 438.48 | 1 | 0.13912
3638 | 03E19G10H10D05M01W03 | 16.34 | 0 | 0.65 | 12.77 | 29.76 | 0 | 348.6669 | 372.12 | 1 | 0.25804 | 1
3639 | 03E19G10H10D07M01W02 | 16.75 | 0 | 0.65 | 17.54 | 34.94 | 0 | 354.8198 | 443.31 | 1 | 0.1289
3640 | 03E19G10H10D07M01W03 | 16.75 | 0 | 0.65 | 12.77 | 30.17 | 0 | 354.8198 | 376.95 | 1 | 0.24782 | 1
3641 | 03E19G10H10D07M01W04 | 16.75 | 0 | 0.65 | 9.25 | 26.65 | 0 | 354.8198 | 328.23 | 1 | 0.33558 | 1
3642 | 03E19G10H10D07M02W02 | 16.72 | 0 | 0.65 | 17.54 | 34.91 | 0 | 352.7688 | 442.89 | 1 | 0.12964
3643 | 03E19G10H11D05M01W02 | 16.34 | 0 | 0.65 | 17.54 | 34.53 | 0 | 348.6669 | 438.48 | 1 | 0.13912
3644 | 03E19G10H11D05M01W03 | 16.34 | 0 | 0.65 | 12.77 | 29.76 | 0 | 348.6669 | 372.12 | 1 | 0.25804 | 1
3645 | 03E19G10H11D06M01W02 | 14.67 | 0 | 0.65 | 17.54 | 32.86 | 0 | 322.0041 | 418.74 | 1 | 0.18075 | 1
3646 | 03E19G10H11D06M01W03 | 14.67 | 0 | 0.65 | 12.77 | 28.09 | 0 | 322.0041 | 352.38 | 1 | 0.29968 | 1
3647 | 03E19G10H11D07M01W02 | 16.75 | 0 | 0.65 | 17.54 | 34.94 | 0 | 354.8198 | 443.31 | 1 | 0.1289
3648 | 03E19G10H11D07M01W03 | 16.75 | 0 | 0.65 | 12.77 | 30.17 | 0 | 354.8198 | 376.95 | 1 | 0.24782 | 1
3649 | 03E19G10H11D07M01W04 | 16.75 | 0 | 0.65 | 9.25 | 26.65 | 0 | 354.8198 | 328.23 | 1 | 0.33558 | 1
3650 | 03E19G10H11D07M02W02 | 16.72 | 0 | 0.65 | 17.54 | 34.91 | 0 | 352.7688 | 442.89 | 1 | 0.12964
3651 | 03E19G10H12D05M01W02 | 14.19 | 0 | 0.65 | 17.54 | 32.38 | 0 | 278.9335 | 415.59 | 1 | 0.19272 | 1
3652 | 03E19G10H12D05M01W03 | 14.19 | 0 | 0.65 | 12.77 | 27.61 | 0 | 278.9335 | 349.23 | 1 | 0.31164 | 1
3653 | 03E19G10H12D07M01W02 | 14.55 | 0 | 0.65 | 17.54 | 32.74 | 0 | 283.0355 | 420 | 1 | 0.18374 | 1
3654 | 03E19G10H12D07M01W03 | 14.55 | 0 | 0.65 | 12.77 | 27.97 | 0 | 283.0355 | 353.64 | 1 | 0.30267 | 1
3655 | 03E19G10H12D07M01W04 | 14.55 | 0 | 0.65 | 9.25 | 24.45 | 0 | 283.0355 | 304.92 | 1 | 0.39043 | 2
3656 | 03E19G10H12D07M02W02 | 14.53 | 0 | 0.65 | 17.54 | 32.72 | 0 | 283.0355 | 419.58 | 1 | 0.18424 | 1
3657 | 03E19G10H13D05M01W02 | 14.19 | 0 | 0.65 | 17.54 | 32.38 | 0 | 278.9335 | 415.59 | 1 | 0.19272 | 1
3658 | 03E19G10H13D05M01W03 | 14.19 | 0 | 0.65 | 12.77 | 27.61 | 0 | 278.9335 | 349.23 | 1 | 0.31164 | 1
3659 | 03E19G10H13D07M01W02 | 14.55 | 0 | 0.65 | 17.54 | 32.74 | 0 | 283.0355 | 420 | 1 | 0.18374 | 1
3660 | 03E19G10H13D07M01W03 | 14.55 | 0 | 0.65 | 12.77 | 27.97 | 0 | 283.0355 | 353.64 | 1 | 0.30267 | 1
3661 | 03E19G10H13D07M01W04 | 14.55 | 0 | 0.65 | 9.25 | 24.45 | 0 | 283.0355 | 304.92 | 1 | 0.39043 | 2
3662 | 03E19G10H13D07M02W02 | 14.53 | 0 | 0.65 | 17.54 | 32.72 | 0 | 283.0355 | 419.58 | 1 | 0.18424 | 1
3663 | 03E19G10H14D05M01W02 | 16.34 | 0 | 0.65 | 17.54 | 34.53 | 0 | 348.6669 | 438.48 | 1 | 0.13912
3664 | 03E19G10H14D05M01W03 | 16.34 | 0 | 0.65 | 12.77 | 29.76 | 0 | 348.6669 | 372.12 | 1 | 0.25804 | 1
3665 | 03E19G10H14D07M01W02 | 16.75 | 0 | 0.65 | 17.54 | 34.94 | 0 | 354.8198 | 443.31 | 1 | 0.1289
3666 | 03E19G10H14D07M01W03 | 16.75 | 0 | 0.65 | 12.77 | 30.17 | 0 | 354.8198 | 376.95 | 1 | 0.24782 | 1
3667 | 03E19G10H14D07M01W04 | 16.75 | 0 | 0.65 | 9.25 | 26.65 | 0 | 354.8198 | 328.23 | 1 | 0.33558 | 1
3668 | 03E19G10H14D07M02W02 | 16.72 | 0 | 0.65 | 17.54 | 34.91 | 0 | 352.7688 | 442.89 | 1 | 0.12964
3669 | 03E19G12H07D04M01W02 | 14.67 | 0.85 | 0.65 | 17.54 | 33.71 | 0.077778 | 391.7375 | 417.48 | 0.6383 | 0.15956 | 1
3670 | 03E19G12H07D05M01W02 | 12.37 | 0.74 | 0.65 | 17.54 | 31.3 | 0.077778 | 348.6669 | 390.18 | 0.68511 | 0.21965 | 1
3671 | 03E19G12H07D05M01W03 | 12.37 | 0.74 | 0.65 | 12.77 | 26.53 | 0.077778 | 348.6669 | 323.82 | 0.68511 | 0.33857 | 1
3672 | 03E19G12H07D06M01W02 | 11.17 | 0.68 | 0.65 | 17.54 | 30.04 | 0.077778 | 324.0551 | 375.9 | 0.71064 | 0.25106 | 1
3673 | 03E19G12H07D06M01W03 | 11.17 | 0.68 | 0.65 | 12.77 | 25.27 | 0.077778 | 324.0551 | 309.54 | 0.71064 | 0.36998 | 2
3674 | 03E19G12H07D07M01W02 | 12.67 | 0.76 | 0.65 | 17.54 | 31.62 | 0.077778 | 354.8198 | 393.54 | 0.6766 | 0.21167 | 1
3675 | 03E19G12H07D07M01W03 | 12.67 | 0.76 | 0.65 | 12.77 | 26.85 | 0.077778 | 354.8198 | 327.18 | 0.6766 | 0.33059 | 1
3676 | 03E19G12H07D07M01W04 | 12.67 | 0.76 | 0.65 | 9.25 | 23.33 | 0.077778 | 354.8198 | 278.46 | 0.6766 | 0.41835 | 2
3677 | 03E19G12H07D07M02W02 | 12.41 | 0.47 | 0.65 | 17.54 | 31.07 | 0 | 326.1061 | 390.18 | 0.8 | 0.22538 | 1
3678 | 03E19G12H08D05M01W02 | 10.9 | 0.74 | 0.65 | 17.54 | 29.83 | 0.077778 | 348.6669 | 371.07 | 0.68511 | 0.2563 | 1
3679 | 03E19G12H08D05M01W03 | 10.9 | 0.74 | 0.65 | 12.77 | 25.06 | 0.077778 | 348.6669 | 304.71 | 0.68511 | 0.37522 | 2
3680 | 03E19G12H08D06M01W02 | 9.84 | 0.68 | 0.65 | 17.54 | 28.71 | 0.077778 | 324.0551 | 358.47 | 0.71064 | 0.28422 | 1
3681 | 03E19G12H08D06M01W03 | 9.84 | 0.68 | 0.65 | 12.77 | 23.94 | 0.077778 | 324.0551 | 292.11 | 0.71064 | 0.40314 | 2
3682 | 03E19G12H08D07M01W02 | 11.16 | 0.76 | 0.65 | 17.54 | 30.11 | 0.077778 | 354.8198 | 374.01 | 0.6766 | 0.24931 | 1
3683 | 03E19G12H08D07M01W03 | 11.16 | 0.76 | 0.65 | 12.77 | 25.34 | 0.077778 | 354.8198 | 307.65 | 0.6766 | 0.36824 | 2
3684 | 03E19G12H08D07M01W04 | 11.16 | 0.76 | 0.65 | 9.25 | 21.82 | 0.077778 | 354.8198 | 258.93 | 0.6766 | 0.456 | 2
3685 | 03E19G12H08D07M02W02 | 10.93 | 0.47 | 0.65 | 17.54 | 29.59 | 0 | 326.1061 | 371.07 | 0.8 | 0.26228 | 1
3686 | 03E19G12H09D05M01W02 | 10.49 | 0.74 | 0.65 | 17.54 | 29.42 | 0.077778 | 348.6669 | 365.61 | 0.68511 | 0.26652 | 1
3687 | 03E19G12H09D05M01W03 | 10.49 | 0.74 | 0.65 | 12.77 | 24.65 | 0.077778 | 348.6669 | 299.25 | 0.68511 | 0.38544 | 2
3688 | 03E19G12H09D07M01W02 | 10.75 | 0.76 | 0.65 | 17.54 | 29.7 | 0.077778 | 354.8198 | 368.55 | 0.6766 | 0.25954 | 1
3689 | 03E19G12H09D07M01W03 | 10.75 | 0.76 | 0.65 | 12.77 | 24.93 | 0.077778 | 354.8198 | 302.19 | 0.6766 | 0.37846 | 2
3690 | 03E19G12H09D07M01W04 | 10.75 | 0.76 | 0.65 | 9.25 | 21.41 | 0.077778 | 354.8198 | 253.47 | 0.6766 | 0.46622 | 2
3691 | 03E19G12H09D07M02W02 | 10.52 | 0.47 | 0.65 | 17.54 | 29.18 | 0 | 326.1061 | 365.82 | 0.8 | 0.2725 | 1
3692 | 03E19G12H10D05M01W02 | 12.37 | 0.69 | 0.65 | 17.54 | 31.25 | 0.077778 | 342.5139 | 390.18 | 0.70638 | 0.22089 | 1
3693 | 03E19G12H10D05M01W03 | 12.37 | 0.69 | 0.65 | 12.77 | 26.48 | 0.077778 | 342.5139 | 323.82 | 0.70638 | 0.33982 | 1
3694 | 03E19G12H10D07M01W02 | 12.67 | 0.7 | 0.65 | 17.54 | 31.56 | 0.077778 | 350.7178 | 393.54 | 0.70213 | 0.21316 | 1
3695 | 03E19G12H10D07M01W03 | 12.67 | 0.7 | 0.65 | 12.77 | 26.79 | 0.077778 | 350.7178 | 327.18 | 0.70213 | 0.33209 | 1
3696 | 03E19G12H10D07M01W04 | 12.67 | 0.7 | 0.65 | 9.25 | 23.27 | 0.077778 | 350.7178 | 278.46 | 0.70213 | 0.41985 | 2
3697 | 03E19G12H10D07M02W02 | 12.41 | 0.43 | 0.65 | 17.54 | 31.03 | 0 | 322.0041 | 390.18 | 0.81702 | 0.22638 | 1
3698 | 03E19G12H11D05M01W02 | 12.37 | 0.68 | 0.65 | 17.54 | 31.24 | 0.077778 | 342.5139 | 390.18 | 0.71064 | 0.22114 | 1
3699 | 03E19G12H11D05M01W03 | 12.37 | 0.68 | 0.65 | 12.77 | 26.47 | 0.077778 | 342.5139 | 323.82 | 0.71064 | 0.34006 | 1
3700 | 03E19G12H11D06M01W02 | 11.17 | 0.63 | 0.65 | 17.54 | 29.99 | 0.077778 | 319.9531 | 375.9 | 0.73191 | 0.25231 | 1
3701 | 03E19G12H11D06M01W03 | 11.17 | 0.63 | 0.65 | 12.77 | 25.22 | 0.077778 | 319.9531 | 309.54 | 0.73191 | 0.37123 | 2
3702 | 03E19G12H11D07M01W02 | 12.67 | 0.7 | 0.65 | 17.54 | 31.56 | 0.077778 | 350.7178 | 393.54 | 0.70213 | 0.21316 | 1
3703 | 03E19G12H11D07M01W03 | 12.67 | 0.7 | 0.65 | 12.77 | 26.79 | 0.077778 | 350.7178 | 327.18 | 0.70213 | 0.33209 | 1
3704 | 03E19G12H11D07M01W04 | 12.67 | 0.7 | 0.65 | 9.25 | 23.27 | 0.077778 | 350.7178 | 278.46 | 0.70213 | 0.41985 | 2
3705 | 03E19G12H11D07M02W02 | 12.41 | 0.43 | 0.65 | 17.54 | 31.03 | 0 | 322.0041 | 390.18 | 0.81702 | 0.22638 | 1
3706 | 03E19G12H12D05M01W02 | 10.75 | 0.57 | 0.65 | 17.54 | 29.51 | 0 | 283.0355 | 372.96 | 0.75745 | 0.26427 | 1
3707 | 03E19G12H12D05M01W03 | 10.75 | 0.57 | 0.65 | 12.77 | 24.74 | 0 | 283.0355 | 306.6 | 0.75745 | 0.3832 | 2
3708 | 03E19G12H12D07M01W02 | 11.01 | 0.58 | 0.65 | 17.54 | 29.78 | 0 | 287.1374 | 375.9 | 0.75319 | 0.25754 | 1
3709 | 03E19G12H12D07M01W03 | 11.01 | 0.58 | 0.65 | 12.77 | 25.01 | 0 | 287.1374 | 309.54 | 0.75319 | 0.37646 | 2
3710 | 03E19G12H12D07M01W04 | 11.01 | 0.58 | 0.65 | 9.25 | 21.49 | 0 | 287.1374 | 260.82 | 0.75319 | 0.46422 | 2
3711 | 03E19G12H12D07M02W02 | 10.78 | 0.36 | 0.65 | 17.54 | 29.33 | 0 | 264.5766 | 372.96 | 0.84681 | 0.26876 | 1
3712 | 03E19G12H13D05M01W02 | 10.75 | 0.5 | 0.65 | 17.54 | 29.44 | 0 | 276.8825 | 372.96 | 0.78723 | 0.26602 | 1
3713 | 03E19G12H13D05M01W03 | 10.75 | 0.5 | 0.65 | 12.77 | 24.67 | 0 | 276.8825 | 306.6 | 0.78723 | 0.38494 | 2
3714 | 03E19G12H13D07M01W02 | 11.01 | 0.52 | 0.65 | 17.54 | 29.72 | 0 | 280.9845 | 375.9 | 0.77872 | 0.25904 | 1
3715 | 03E19G12H13D07M01W03 | 11.01 | 0.52 | 0.65 | 12.77 | 24.95 | 0 | 280.9845 | 309.54 | 0.77872 | 0.37796 | 2
3716 | 03E19G12H13D07M01W04 | 11.01 | 0.52 | 0.65 | 9.25 | 21.43 | 0 | 280.9845 | 260.82 | 0.77872 | 0.46572 | 2
3717 | 03E19G12H13D07M02W02 | 10.78 | 0.32 | 0.65 | 17.54 | 29.29 | 0 | 260.4747 | 372.96 | 0.86383 | 0.26976 | 1
3718 | 03E19G12H14D05M01W02 | 12.37 | 0.61 | 0.65 | 17.54 | 31.17 | 0.077778 | 336.361 | 390.18 | 0.74043 | 0.22289 | 1
3719 | 03E19G12H14D05M01W03 | 12.37 | 0.61 | 0.65 | 12.77 | 26.4 | 0.077778 | 336.361 | 323.82 | 0.74043 | 0.34181 | 1
3720 | 03E19G12H14D07M01W02 | 12.67 | 0.62 | 0.65 | 17.54 | 31.48 | 0.077778 | 344.5649 | 393.54 | 0.73617 | 0.21516 | 1
3721 | 03E19G12H14D07M01W03 | 12.67 | 0.62 | 0.65 | 12.77 | 26.71 | 0.077778 | 344.5649 | 327.18 | 0.73617 | 0.33408 | 1
3722 | 03E19G12H14D07M01W04 | 12.67 | 0.62 | 0.65 | 9.25 | 23.19 | 0.077778 | 344.5649 | 278.46 | 0.73617 | 0.42184 | 2
3723 | 03E19G12H14D07M02W02 | 12.41 | 0.38 | 0.65 | 17.54 | 30.98 | 0 | 317.9021 | 390.18 | 0.8383 | 0.22762 | 1
3724 | 03E20G09H07D04M01W02 | 12.12 | 0.95 | 0.65 | 17.54 | 31.26 | 0.077778 | 363.0237 | 386.82 | 0.59574 | 0.22064 | 1
3725 | 03E20G09H07D05M01W02 | 10.7 | 0.77 | 0.65 | 17.54 | 29.66 | 0.077778 | 328.157 | 370.02 | 0.67234 | 0.26053 | 1
3726 | 03E20G09H07D05M01W03 | 10.7 | 0.77 | 0.65 | 12.77 | 24.89 | 0.077778 | 328.157 | 303.66 | 0.67234 | 0.37946 | 2
3727 | 03E20G09H07D06M01W02 | 9.51 | 0.67 | 0.65 | 17.54 | 28.37 | 0.077778 | 301.4943 | 355.95 | 0.71489 | 0.2927 | 1
3728 | 03E20G09H07D06M01W03 | 9.51 | 0.67 | 0.65 | 12.77 | 23.6 | 0.077778 | 301.4943 | 289.59 | 0.71489 | 0.41162 | 2
3729 | 03E20G09H07D07M01W02 | 11 | 0.8 | 0.65 | 17.54 | 29.99 | 0.077778 | 334.31 | 373.59 | 0.65957 | 0.25231 | 1
3730 | 03E20G09H07D07M01W03 | 11 | 0.8 | 0.65 | 12.77 | 25.22 | 0.077778 | 334.31 | 307.23 | 0.65957 | 0.37123 | 2
3731 | 03E20G09H07D07M01W04 | 11 | 0.8 | 0.65 | 9.25 | 21.7 | 0.077778 | 334.31 | 258.51 | 0.65957 | 0.45899 | 2
3732 | 03E20G09H07D07M02W02 | 10.77 | 0.48 | 0.65 | 17.54 | 29.44 | 0 | 305.5962 | 370.65 | 0.79574 | 0.26602 | 1
3733 | 03E20G09H08D05M01W02 | 9.43 | 0.77 | 0.65 | 17.54 | 28.39 | 0.077778 | 328.157 | 353.43 | 0.67234 | 0.2922 | 1
3734 | 03E20G09H08D05M01W03 | 9.43 | 0.77 | 0.65 | 12.77 | 23.62 | 0.077778 | 328.157 | 287.07 | 0.67234 | 0.41112 | 2
3735 | 03E20G09H08D06M01W02 | 8.38 | 0.67 | 0.65 | 17.54 | 27.24 | 0.077778 | 301.4943 | 341.25 | 0.71489 | 0.32087 | 1
3736 | 03E20G09H08D06M01W03 | 8.38 | 0.67 | 0.65 | 12.77 | 22.47 | 0.077778 | 301.4943 | 274.89 | 0.71489 | 0.43979 | 2
3737 | 03E20G09H08D07M01W02 | 9.69 | 0.8 | 0.65 | 17.54 | 28.68 | 0.077778 | 334.31 | 356.58 | 0.65957 | 0.28497 | 1
3738 | 03E20G09H08D07M01W03 | 9.69 | 0.8 | 0.65 | 12.77 | 23.91 | 0.077778 | 334.31 | 290.22 | 0.65957 | 0.40389 | 2
3739 | 03E20G09H08D07M01W04 | 9.69 | 0.8 | 0.65 | 9.25 | 20.39 | 0.077778 | 334.31 | 241.5 | 0.65957 | 0.49165 | 2
3740 | 03E20G09H08D07M02W02 | 9.49 | 0.48 | 0.65 | 17.54 | 28.16 | 0 | 305.5962 | 354.06 | 0.79574 | 0.29793 | 1
3741 | 03E20G09H09D05M01W02 | 9.07 | 0.77 | 0.65 | 17.54 | 28.03 | 0.077778 | 328.157 | 348.81 | 0.67234 | 0.30117 | 1
3742 | 03E20G09H09D05M01W03 | 9.07 | 0.77 | 0.65 | 12.77 | 23.26 | 0.077778 | 328.157 | 282.45 | 0.67234 | 0.42009 | 2
3743 | 03E20G09H09D07M01W02 | 9.32 | 0.8 | 0.65 | 17.54 | 28.31 | 0.077778 | 334.31 | 351.96 | 0.65957 | 0.29419 | 1
3744 | 03E20G09H09D07M01W03 | 9.32 | 0.8 | 0.65 | 12.77 | 23.54 | 0.077778 | 334.31 | 285.6 | 0.65957 | 0.41311 | 2
3745 | 03E20G09H09D07M01W04 | 9.32 | 0.8 | 0.65 | 9.25 | 20.02 | 0.077778 | 334.31 | 236.88 | 0.65957 | 0.50087 | 2
3746 | 03E20G09H09D07M02W02 | 9.14 | 0.48 | 0.65 | 17.54 | 27.81 | 0 | 305.5962 | 349.44 | 0.79574 | 0.30666 | 1
3747 | 03E20G09H10D05M01W02 | 10.7 | 0.71 | 0.65 | 17.54 | 29.6 | 0.077778 | 322.0041 | 370.02 | 0.69787 | 0.26203 | 1
3748 | 03E20G09H10D05M01W03 | 10.7 | 0.71 | 0.65 | 12.77 | 24.83 | 0.077778 | 322.0041 | 303.66 | 0.69787 | 0.38095 | 2
3749 | 03E20G09H10D07M01W02 | 11 | 0.74 | 0.65 | 17.54 | 29.93 | 0.077778 | 330.208 | 373.59 | 0.68511 | 0.2538 | 1
3750 | 03E20G09H10D07M01W03 | 11 | 0.74 | 0.65 | 12.77 | 25.16 | 0.077778 | 330.208 | 307.23 | 0.68511 | 0.37273 | 2
3751 | 03E20G09H10D07M01W04 | 11 | 0.74 | 0.65 | 9.25 | 21.64 | 0.077778 | 330.208 | 258.51 | 0.68511 | 0.46048 | 2
3752 | 03E20G09H10D07M02W02 | 10.77 | 0.44 | 0.65 | 17.54 | 29.4 | 0 | 301.4943 | 370.65 | 0.81277 | 0.26702 | 1
3753 | 03E20G09H11D05M01W02 | 10.7 | 0.71 | 0.65 | 17.54 | 29.6 | 0.077778 | 322.0041 | 370.02 | 0.69787 | 0.26203 | 1
3754 | 03E20G09H11D05M01W03 | 10.7 | 0.71 | 0.65 | 12.77 | 24.83 | 0.077778 | 322.0041 | 303.66 | 0.69787 | 0.38095 | 2
3755 | 03E20G09H11D06M01W02 | 9.51 | 0.62 | 0.65 | 17.54 | 28.32 | 0.077778 | 297.3923 | 355.95 | 0.73617 | 0.29394 | 1
3756 | 03E20G09H11D06M01W03 | 9.51 | 0.62 | 0.65 | 12.77 | 23.55 | 0.077778 | 297.3923 | 289.59 | 0.73617 | 0.41286 | 2
3757 | 03E20G09H11D07M01W02 | 11 | 0.74 | 0.65 | 17.54 | 29.93 | 0.077778 | 328.157 | 373.59 | 0.68511 | 0.2538 | 1
3758 | 03E20G09H11D07M01W03 | 11 | 0.74 | 0.65 | 12.77 | 25.16 | 0.077778 | 328.157 | 307.23 | 0.68511 | 0.37273 | 2
3759 | 03E20G09H11D07M01W04 | 11 | 0.74 | 0.65 | 9.25 | 21.64 | 0.077778 | 328.157 | 258.51 | 0.68511 | 0.46048 | 2
3760 | 03E20G09H11D07M02W02 | 10.77 | 0.44 | 0.65 | 17.54 | 29.4 | 0 | 301.4943 | 370.65 | 0.81277 | 0.26702 | 1
3761 | 03E20G09H12D05M01W02 | 9.29 | 0.59 | 0.65 | 17.54 | 28.07 | 0.077778 | 266.6276 | 355.11 | 0.74894 | 0.30017 | 1
3762 | 03E20G09H12D05M01W03 | 9.29 | 0.59 | 0.65 | 12.77 | 23.3 | 0.077778 | 266.6276 | 288.75 | 0.74894 | 0.4191 | 2
3763 | 03E20G09H12D07M01W02 | 9.56 | 0.61 | 0.65 | 17.54 | 28.36 | 0.077778 | 272.7805 | 358.26 | 0.74043 | 0.29294 | 1
3764 | 03E20G09H12D07M01W03 | 9.56 | 0.61 | 0.65 | 12.77 | 23.59 | 0.077778 | 272.7805 | 291.9 | 0.74043 | 0.41187 | 2
3765 | 03E20G09H12D07M01W04 | 9.56 | 0.61 | 0.65 | 9.25 | 20.07 | 0.077778 | 272.7805 | 243.18 | 0.74043 | 0.49963 | 2
3766 | 03E20G09H12D07M02W02 | 9.36 | 0.37 | 0.65 | 17.54 | 27.92 | 0 | 250.2197 | 355.74 | 0.84255 | 0.30391 | 1
3767 | 03E20G09H13D05M01W02 | 9.29 | 0.52 | 0.65 | 17.54 | 28 | 0 | 260.4747 | 355.11 | 0.77872 | 0.30192 | 1
3768 | 03E20G09H13D05M01W03 | 9.29 | 0.52 | 0.65 | 12.77 | 23.23 | 0 | 260.4747 | 288.75 | 0.77872 | 0.42084 | 2
3769 | 03E20G09H13D07M01W02 | 9.56 | 0.54 | 0.65 | 17.54 | 28.29 | 0.077778 | 266.6276 | 358.26 | 0.77021 | 0.29469 | 1
3770 | 03E20G09H13D07M01W03 | 9.56 | 0.54 | 0.65 | 12.77 | 23.52 | 0.077778 | 266.6276 | 291.9 | 0.77021 | 0.41361 | 2
3771 | 03E20G09H13D07M01W04 | 9.56 | 0.54 | 0.65 | 9.25 | 20 | 0.077778 | 266.6276 | 243.18 | 0.77021 | 0.50137 | 2
3772 | 03E20G09H13D07M02W02 | 9.36 | 0.32 | 0.65 | 17.54 | 27.87 | 0 | 246.1178 | 355.74 | 0.86383 | 0.30516 | 1
3773 | 03E20G09H14D05M01W02 | 10.7 | 0.63 | 0.65 | 17.54 | 29.52 | 0.077778 | 315.8512 | 370.02 | 0.73191 | 0.26402 | 1
3774 | 03E20G09H14D05M01W03 | 10.7 | 0.63 | 0.65 | 12.77 | 24.75 | 0.077778 | 315.8512 | 303.66 | 0.73191 | 0.38295 | 2
3775 | 03E20G09H14D07M01W02 | 11 | 0.65 | 0.65 | 17.54 | 29.84 | 0.077778 | 322.0041 | 373.59 | 0.7234 | 0.25605 | 1
3776 | 03E20G09H14D07M01W03 | 11 | 0.65 | 0.65 | 12.77 | 25.07 | 0.077778 | 322.0041 | 307.23 | 0.7234 | 0.37497 | 2
3777 | 03E20G09H14D07M01W04 | 11 | 0.65 | 0.65 | 9.25 | 21.55 | 0.077778 | 322.0041 | 258.51 | 0.7234 | 0.46273 | 2
3778 | 03E20G09H14D07M02W02 | 10.77 | 0.39 | 0.65 | 17.54 | 29.35 | 0 | 297.3923 | 370.65 | 0.83404 | 0.26826 | 1
3779 | 03E20G10H07D04M01W02 | 17 | 0.01 | 0.65 | 17.54 | 35.2 | 0 | 358.9218 | 446.04 | 0.99574 | 0.12241
3780 | 03E20G10H07D05M01W02 | 15.07 | 0.01 | 0.65 | 17.54 | 33.27 | 0 | 330.208 | 422.94 | 0.99574 | 0.17053 | 1
3781 | 03E20G10H07D05M01W03 | 15.07 | 0.01 | 0.65 | 12.77 | 28.5 | 0 | 330.208 | 356.58 | 0.99574 | 0.28945 | 1
3782 | 03E20G10H07D06M01W02 | 13.43 | 0.01 | 0.65 | 17.54 | 31.63 | 0 | 303.5453 | 403.41 | 0.99574 | 0.21142 | 1
3783 | 03E20G10H07D06M01W03 | 13.43 | 0.01 | 0.65 | 12.77 | 26.86 | 0 | 303.5453 | 337.05 | 0.99574 | 0.33034 | 1
3784 | 03E20G10H07D07M01W02 | 15.48 | 0.01 | 0.65 | 17.54 | 33.68 | 0 | 336.361 | 427.77 | 0.99574 | 0.16031 | 1
3785 | 03E20G10H07D07M01W03 | 15.48 | 0.01 | 0.65 | 12.77 | 28.91 | 0 | 336.361 | 361.41 | 0.99574 | 0.27923 | 1
3786 | 03E20G10H07D07M01W04 | 15.48 | 0.01 | 0.65 | 9.25 | 25.39 | 0 | 336.361 | 312.69 | 0.99574 | 0.36699 | 2
3787 | 03E20G10H07D07M02W02 | 15.42 | 0 | 0.65 | 17.54 | 33.61 | 0 | 332.259 | 426.72 | 1 | 0.16205 | 1
3788 | 03E20G10H08D05M01W02 | 13.28 | 0.01 | 0.65 | 17.54 | 31.48 | 0 | 330.208 | 399.63 | 0.99574 | 0.21516 | 1
3789 | 03E20G10H08D05M01W03 | 13.28 | 0.01 | 0.65 | 12.77 | 26.71 | 0 | 330.208 | 333.27 | 0.99574 | 0.33408 | 1
3790 | 03E20G10H08D06M01W02 | 11.83 | 0.01 | 0.65 | 17.54 | 30.03 | 0 | 303.5453 | 382.62 | 0.99574 | 0.25131 | 1
3791 | 03E20G10H08D06M01W03 | 11.83 | 0.01 | 0.65 | 12.77 | 25.26 | 0 | 303.5453 | 316.26 | 0.99574 | 0.37023 | 2
3792 | 03E20G10H08D07M01W02 | 13.64 | 0.01 | 0.65 | 17.54 | 31.84 | 0 | 336.361 | 403.83 | 0.99574 | 0.20618 | 1
3793 | 03E20G10H08D07M01W03 | 13.64 | 0.01 | 0.65 | 12.77 | 27.07 | 0 | 336.361 | 337.47 | 0.99574 | 0.32511 | 1
3794 | 03E20G10H08D07M01W04 | 13.64 | 0.01 | 0.65 | 9.25 | 23.55 | 0 | 336.361 | 288.75 | 0.99574 | 0.41286 | 2
3795 | 03E20G10H08D07M02W02 | 13.58 | 0 | 0.65 | 17.54 | 31.77 | 0 | 332.259 | 402.78 | 1 | 0.20793 | 1
3796 | 03E20G10H09D05M01W02 | 12.78 | 0.01 | 0.65 | 17.54 | 30.98 | 0 | 330.208 | 393.12 | 0.99574 | 0.22762 | 1
3797 | 03E20G10H09D05M01W03 | 12.78 | 0.01 | 0.65 | 12.77 | 26.21 | 0 | 330.208 | 326.76 | 0.99574 | 0.34655 | 1
3798 | 03E20G10H09D07M01W02 | 13.13 | 0.01 | 0.65 | 17.54 | 31.33 | 0 | 336.361 | 397.11 | 0.99574 | 0.2189 | 1
3799 | 03E20G10H09D07M01W03 | 13.13 | 0.01 | 0.65 | 12.77 | 26.56 | 0 | 336.361 | 330.75 | 0.99574 | 0.33782 | 1
3800 | 03E20G10H09D07M01W04 | 13.13 | 0.01 | 0.65 | 9.25 | 23.04 | 0 | 336.361 | 282.03 | 0.99574 | 0.42558 | 2
3801 | 03E20G10H09D07M02W02 | 13.08 | 0 | 0.65 | 17.54 | 31.27 | 0 | 332.259 | 396.27 | 1 | 0.22039 | 1
3802 | 03E20G10H10D05M01W02 | 15.07 | 0.01 | 0.65 | 17.54 | 33.27 | 0 | 328.157 | 422.94 | 0.99574 | 0.17053 | 1
3803 | 03E20G10H10D05M01W03 | 15.07 | 0.01 | 0.65 | 12.77 | 28.5 | 0 | 328.157 | 356.58 | 0.99574 | 0.28945 | 1
3804 | 03E20G10H10D07M01W02 | 15.48 | 0.01 | 0.65 | 17.54 | 33.68 | 0 | 334.31 | 427.77 | 0.99574 | 0.16031 | 1
3805 | 03E20G10H10D07M01W03 | 15.48 | 0.01 | 0.65 | 12.77 | 28.91 | 0 | 334.31 | 361.41 | 0.99574 | 0.27923 | 1
3806 | 03E20G10H10D07M01W04 | 15.48 | 0.01 | 0.65 | 9.25 | 25.39 | 0 | 334.31 | 312.69 | 0.99574 | 0.36699 | 2
3807 | 03E20G10H10D07M02W02 | 15.42 | 0 | 0.65 | 17.54 | 33.61 | 0 | 332.259 | 426.72 | 1 | 0.16205 | 1
3808 | 03E20G10H11D05M01W02 | 15.07 | 0.01 | 0.65 | 17.54 | 33.27 | 0 | 328.157 | 422.94 | 0.99574 | 0.17053 | 1
3809 | 03E20G10H11D05M01W03 | 15.07 | 0.01 | 0.65 | 12.77 | 28.5 | 0 | 328.157 | 356.58 | 0.99574 | 0.28945 | 1
3810 | 03E20G10H11D06M01W02 | 13.43 | 0 | 0.65 | 17.54 | 31.62 | 0 | 303.5453 | 403.41 | 1 | 0.21167 | 1
3811 | 03E20G10H11D06M01W03 | 13.43 | 0 | 0.65 | 12.77 | 26.85 | 0 | 303.5453 | 337.05 | 1 | 0.33059 | 1
3812 | 03E20G10H11D07M01W02 | 15.48 | 0.01 | 0.65 | 17.54 | 33.68 | 0 | 334.31 | 427.77 | 0.99574 | 0.16031 | 1
3813 | 03E20G10H11D07M01W03 | 15.48 | 0.01 | 0.65 | 12.77 | 28.91 | 0 | 334.31 | 361.41 | 0.99574 | 0.27923 | 1
3814 | 03E20G10H11D07M01W04 | 15.48 | 0.01 | 0.65 | 9.25 | 25.39 | 0 | 334.31 | 312.69 | 0.99574 | 0.36699 | 2
3815 | 03E20G10H11D07M02W02 | 15.42 | 0 | 0.65 | 17.54 | 33.61 | 0 | 332.259 | 426.72 | 1 | 0.16205 | 1
3816 | 03E20G10H12D05M01W02 | 13.09 | 0 | 0.65 | 17.54 | 31.28 | 0 | 264.5766 | 401.94 | 1 | 0.22014 | 1
3817 | 03E20G10H12D05M01W03 | 13.09 | 0 | 0.65 | 12.77 | 26.51 | 0 | 264.5766 | 335.58 | 1 | 0.33907 | 1
3818 | 03E20G10H12D07M01W02 | 13.45 | 0 | 0.65 | 17.54 | 31.64 | 0 | 268.6786 | 406.14 | 1 | 0.21117 | 1
3819 | 03E20G10H12D07M01W03 | 13.45 | 0 | 0.65 | 12.77 | 26.87 | 0 | 268.6786 | 339.78 | 1 | 0.33009 | 1
3820 | 03E20G10H12D07M01W04 | 13.45 | 0 | 0.65 | 9.25 | 23.35 | 0 | 268.6786 | 291.06 | 1 | 0.41785 | 2
3821 | 03E20G10H12D07M02W02 | 13.39 | 0 | 0.65 | 17.54 | 31.58 | 0 | 268.6786 | 405.3 | 1 | 0.21267 | 1
3822 | 03E20G10H13D05M01W02 | 13.09 | 0 | 0.65 | 17.54 | 31.28 | 0 | 264.5766 | 401.94 | 1 | 0.22014 | 1
3823 | 03E20G10H13D05M01W03 | 13.09 | 0 | 0.65 | 12.77 | 26.51 | 0 | 264.5766 | 335.58 | 1 | 0.33907 | 1
3824 | 03E20G10H13D07M01W02 | 13.45 | 0 | 0.65 | 17.54 | 31.64 | 0 | 268.6786 | 406.14 | 1 | 0.21117 | 1
3825 | 03E20G10H13D07M01W03 | 13.45 | 0 | 0.65 | 12.77 | 26.87 | 0 | 268.6786 | 339.78 | 1 | 0.33009 | 1
3826 | 03E20G10H13D07M01W04 | 13.45 | 0 | 0.65 | 9.25 | 23.35 | 0 | 268.6786 | 291.06 | 1 | 0.41785 | 2
3827 | 03E20G10H13D07M02W02 | 13.39 | 0 | 0.65 | 17.54 | 31.58 | 0 | 268.6786 | 405.3 | 1 | 0.21267 | 1
3828 | 03E20G10H14D05M01W02 | 15.07 | 0 | 0.65 | 17.54 | 33.26 | 0 | 328.157 | 422.94 | 1 | 0.17078 | 1
3829 | 03E20G10H14D05M01W03 | 15.07 | 0 | 0.65 | 12.77 | 28.49 | 0 | 328.157 | 356.58 | 1 | 0.2897 | 1
3830 | 03E20G10H14D07M01W02 | 15.48 | 0 | 0.65 | 17.54 | 33.67 | 0 | 334.31 | 427.77 | 1 | 0.16056 | 1
3831 | 03E20G10H14D07M01W03 | 15.48 | 0 | 0.65 | 12.77 | 28.9 | 0 | 334.31 | 361.41 | 1 | 0.27948 | 1
3832 | 03E20G10H14D07M01W04 | 15.48 | 0 | 0.65 | 9.25 | 25.38 | 0 | 334.31 | 312.69 | 1 | 0.36724 | 2
3833 | 03E20G10H14D07M02W02 | 15.42 | 0 | 0.65 | 17.54 | 33.61 | 0 | 332.259 | 426.72 | 1 | 0.16205 | 1
3834 | 03E20G12H07D04M01W02 | 12.99 | 1.73 | 0.65 | 17.54 | 32.91 | 0.38889 | 436.8591 | 397.11 | 0.26383 | 0.17951 | 1
3835 | 03E20G12H07D05M01W02 | 11.47 | 1.42 | 0.65 | 17.54 | 31.08 | 0.31111 | 389.6865 | 379.26 | 0.39574 | 0.22513 | 1
3836 | 03E20G12H07D05M01W03 | 11.47 | 1.42 | 0.65 | 12.77 | 26.31 | 0.31111 | 389.6865 | 312.9 | 0.39574 | 0.34405 | 1
3837 | 03E20G12H07D06M01W02 | 10.28 | 1.26 | 0.65 | 17.54 | 29.73 | 0.31111 | 358.9218 | 364.98 | 0.46383 | 0.25879 | 1
3838 | 03E20G12H07D06M01W03 | 10.28 | 1.26 | 0.65 | 12.77 | 24.96 | 0.31111 | 358.9218 | 298.62 | 0.46383 | 0.37771 | 2
3839 | 03E20G12H07D07M01W02 | 11.78 | 1.46 | 0.65 | 17.54 | 31.43 | 0.31111 | 397.8904 | 382.83 | 0.37872 | 0.2164 | 1
3840 | 03E20G12H07D07M01W03 | 11.78 | 1.46 | 0.65 | 12.77 | 26.66 | 0.31111 | 397.8904 | 316.47 | 0.37872 | 0.33533 | 1
3841 | 03E20G12H07D07M01W04 | 11.78 | 1.46 | 0.65 | 9.25 | 23.14 | 0.31111 | 397.8904 | 267.75 | 0.37872 | 0.42309 | 1
3842 | 03E20G12H07D07M02W02 | 11.48 | 0.96 | 0.65 | 17.54 | 30.63 | 0.15556 | 352.7688 | 379.05 | 0.59149 | 0.23635 | 1
3843 | 03E20G12H08D05M01W02 | 10.1 | 1.42 | 0.65 | 17.54 | 29.71 | 0.31111 | 389.6865 | 361.41 | 0.39574 | 0.25929 | 1
3844 | 03E20G12H08D05M01W03 | 10.1 | 1.42 | 0.65 | 12.77 | 24.94 | 0.31111 | 389.6865 | 295.05 | 0.39574 | 0.37821 | 1
3845 | 03E20G12H08D06M01W02 | 9.05 | 1.26 | 0.65 | 17.54 | 28.5 | 0.31111 | 358.9218 | 349.23 | 0.46383 | 0.28945 | 1
3846 | 03E20G12H08D06M01W03 | 9.05 | 1.26 | 0.65 | 12.77 | 23.73 | 0.31111 | 358.9218 | 282.87 | 0.46383 | 0.40838 | 2
3847 | 03E20G12H08D07M01W02 | 10.38 | 1.46 | 0.65 | 17.54 | 30.03 | 0.31111 | 397.8904 | 364.56 | 0.37872 | 0.25131 | 1
3848 | 03E20G12H08D07M01W03 | 10.38 | 1.46 | 0.65 | 12.77 | 25.26 | 0.31111 | 397.8904 | 298.2 | 0.37872 | 0.37023 | 1
3849 | 03E20G12H08D07M01W04 | 10.38 | 1.46 | 0.65 | 9.25 | 21.74 | 0.31111 | 397.8904 | 249.48 | 0.37872 | 0.45799 | 1
3850 | 03E20G12H08D07M02W02 | 10.11 | 0.96 | 0.65 | 17.54 | 29.26 | 0.15556 | 352.7688 | 361.41 | 0.59149 | 0.27051 | 1
3851 | 03E20G12H09D05M01W02 | 9.72 | 1.42 | 0.65 | 17.54 | 29.33 | 0.31111 | 389.6865 | 356.58 | 0.39574 | 0.26876 | 1
3852 | 03E20G12H09D05M01W03 | 9.72 | 1.42 | 0.65 | 12.77 | 24.56 | 0.31111 | 389.6865 | 290.22 | 0.39574 | 0.38768 | 1
3853 | 03E20G12H09D07M01W02 | 9.99 | 1.46 | 0.65 | 17.54 | 29.64 | 0.31111 | 397.8904 | 359.52 | 0.37872 | 0.26103 | 1
3854 | 03E20G12H09D07M01W03 | 9.99 | 1.46 | 0.65 | 12.77 | 24.87 | 0.31111 | 397.8904 | 293.16 | 0.37872 | 0.37996 | 1
3855 | 03E20G12H09D07M01W04 | 9.99 | 1.46 | 0.65 | 9.25 | 21.35 | 0.31111 | 397.8904 | 244.44 | 0.37872 | 0.46771 | 1
3856 | 03E20G12H09D07M02W02 | 9.73 | 0.96 | 0.65 | 17.54 | 28.88 | 0.15556 | 352.7688 | 356.37 | 0.59149 | 0.27998 | 1
3857 | 03E20G12H10D05M01W02 | 11.47 | 1.31 | 0.65 | 17.54 | 30.97 | 0.31111 | 381.4826 | 379.26 | 0.44255 | 0.22787 | 1
3858 | 03E20G12H10D05M01W03 | 11.47 | 1.31 | 0.65 | 12.77 | 26.2 | 0.31111 | 381.4826 | 312.9 | 0.44255 | 0.3468 | 1
3859 | 03E20G12H10D07M01W02 | 11.78 | 1.36 | 0.65 | 17.54 | 31.33 | 0.31111 | 389.6865 | 382.83 | 0.42128 | 0.2189 | 1
3860 | 03E20G12H10D07M01W03 | 11.78 | 1.36 | 0.65 | 12.77 | 26.56 | 0.31111 | 389.6865 | 316.47 | 0.42128 | 0.33782 | 1
3861 | 03E20G12H10D07M01W04 | 11.78 | 1.36 | 0.65 | 9.25 | 23.04 | 0.31111 | 389.6865 | 267.75 | 0.42128 | 0.42558 | 2
3862 | 03E20G12H10D07M02W02 | 11.48 | 0.89 | 0.65 | 17.54 | 30.56 | 0.15556 | 346.6159 | 379.05 | 0.62128 | 0.2381 | 1
3863 | 03E20G12H11D05M01W02 | 11.47 | 1.31 | 0.65 | 17.54 | 30.97 | 0.31111 | 381.4826 | 379.26 | 0.44255 | 0.22787 | 1
3864 | 03E20G12H11D05M01W03 | 11.47 | 1.31 | 0.65 | 12.77 | 26.2 | 0.31111 | 381.4826 | 312.9 | 0.44255 | 0.3468 | 1
3865 | 03E20G12H11D06M01W02 | 10.28 | 1.16 | 0.65 | 17.54 | 29.63 | 0.23333 | 350.7178 | 364.98 | 0.50638 | 0.26128 | 1
3866 | 03E20G12H11D06M01W03 | 10.28 | 1.16 | 0.65 | 12.77 | 24.86 | 0.23333 | 350.7178 | 298.62 | 0.50638 | 0.3802 | 2
3867 | 03E20G12H11D07M01W02 | 11.78 | 1.35 | 0.65 | 17.54 | 31.32 | 0.31111 | 387.6355 | 382.83 | 0.42553 | 0.21915 | 1
3868 | 03E20G12H11D07M01W03 | 11.78 | 1.35 | 0.65 | 12.77 | 26.55 | 0.31111 | 387.6355 | 316.47 | 0.42553 | 0.33807 | 1
3869 | 03E20G12H11D07M01W04 | 11.78 | 1.35 | 0.65 | 9.25 | 23.03 | 0.31111 | 387.6355 | 267.75 | 0.42553 | 0.42583 | 2
3870 | 03E20G12H11D07M02W02 | 11.48 | 0.89 | 0.65 | 17.54 | 30.56 | 0.15556 | 346.6159 | 379.05 | 0.62128 | 0.2381 | 1
3871 | 03E20G12H12D05M01W02 | 9.97 | 1.09 | 0.65 | 17.54 | 29.25 | 0.23333 | 313.8002 | 363.3 | 0.53617 | 0.27076 | 1
3872 | 03E20G12H12D05M01W03 | 9.97 | 1.09 | 0.65 | 12.77 | 24.48 | 0.23333 | 313.8002 | 296.94 | 0.53617 | 0.38968 | 2
3873 | 03E20G12H12D07M01W02 | 10.24 | 1.13 | 0.65 | 17.54 | 29.56 | 0.23333 | 319.9531 | 366.45 | 0.51915 | 0.26303 | 1
3874 | 03E20G12H12D07M01W03 | 10.24 | 1.13 | 0.65 | 12.77 | 24.79 | 0.23333 | 319.9531 | 300.09 | 0.51915 | 0.38195 | 2
3875 | 03E20G12H12D07M01W04 | 10.24 | 1.13 | 0.65 | 9.25 | 21.27 | 0.23333 | 319.9531 | 251.37 | 0.51915 | 0.46971 | 2
3876 | 03E20G12H12D07M02W02 | 9.97 | 0.74 | 0.65 | 17.54 | 28.9 | 0.15556 | 287.1374 | 363.09 | 0.68511 | 0.27948 | 1
3877 | 03E20G12H13D05M01W02 | 9.97 | 0.96 | 0.65 | 17.54 | 29.12 | 0.23333 | 303.5453 | 363.3 | 0.59149 | 0.274 | 1
3878 | 03E20G12H13D05M01W03 | 9.97 | 0.96 | 0.65 | 12.77 | 24.35 | 0.23333 | 303.5453 | 296.94 | 0.59149 | 0.39292 | 2
3879 | 03E20G12H13D07M01W02 | 10.24 | 0.99 | 0.65 | 17.54 | 29.42 | 0.23333 | 309.6982 | 366.45 | 0.57872 | 0.26652 | 1
3880 | 03E20G12H13D07M01W03 | 10.24 | 0.99 | 0.65 | 12.77 | 24.65 | 0.23333 | 309.6982 | 300.09 | 0.57872 | 0.38544 | 2
3881 | 03E20G12H13D07M01W04 | 10.24 | 0.99 | 0.65 | 9.25 | 21.13 | 0.23333 | 309.6982 | 251.37 | 0.57872 | 0.4732 | 2
3882 | 03E20G12H13D07M02W02 | 9.97 | 0.65 | 0.65 | 17.54 | 28.81 | 0.15556 | 278.9335 | 363.09 | 0.7234 | 0.28173 | 1
3883 | 03E20G12H14D05M01W02 | 11.47 | 1.16 | 0.65 | 17.54 | 30.82 | 0.23333 | 367.1257 | 379.26 | 0.50638 | 0.23161 | 1
3884 | 03E20G12H14D05M01W03 | 11.47 | 1.16 | 0.65 | 12.77 | 26.05 | 0.23333 | 367.1257 | 312.9 | 0.50638 | 0.35054 | 2
3885 | 03E20G12H14D07M01W02 | 11.78 | 1.2 | 0.65 | 17.54 | 31.17 | 0.23333 | 375.3296 | 382.83 | 0.48936 | 0.22289 | 1
3886 | 03E20G12H14D07M01W03 | 11.78 | 1.2 | 0.65 | 12.77 | 26.4 | 0.23333 | 375.3296 | 316.47 | 0.48936 | 0.34181 | 1
3887 | 03E20G12H14D07M01W04 | 11.78 | 1.2 | 0.65 | 9.25 | 22.88 | 0.23333 | 375.3296 | 267.75 | 0.48936 | 0.42957 | 2
3888 | 03E20G12H14D07M02W02 | 11.48 | 0.79 | 0.65 | 17.54 | 30.46 | 0.15556 | 338.412 | 379.05 | 0.66383 | 0.24059 | 1
3889 | 03E21G09H07D04M01W02 | 10.53 | 0.86 | 0.65 | 17.54 | 29.58 | 0 | 330.208 | 367.71 | 0.63404 | 0.26253 | 1
3890 | 03E21G09H07D05M01W02 | 9.26 | 0.69 | 0.65 | 17.54 | 28.14 | 0 | 297.3923 | 352.8 | 0.70638 | 0.29843 | 1
3891 | 03E21G09H07D05M01W03 | 9.26 | 0.69 | 0.65 | 12.77 | 23.37 | 0 | 297.3923 | 286.44 | 0.70638 | 0.41735 | 2
3892 | 03E21G09H07D06M01W02 | 8.16 | 0.6 | 0.65 | 17.54 | 26.95 | 0 | 272.7805 | 339.78 | 0.74468 | 0.3281 | 1
3893 | 03E21G09H07D06M01W03 | 8.16 | 0.6 | 0.65 | 12.77 | 22.18 | 0 | 272.7805 | 273.42 | 0.74468 | 0.44702 | 2
3894 | 03E21G09H07D07M01W02 | 9.54 | 0.72 | 0.65 | 17.54 | 28.45 | 0 | 303.5453 | 356.16 | 0.69362 | 0.2907 | 1
3895 | 03E21G09H07D07M01W03 | 9.54 | 0.72 | 0.65 | 12.77 | 23.68 | 0 | 303.5453 | 289.8 | 0.69362 | 0.40962 | 2
3896 | 03E21G09H07D07M01W04 | 9.54 | 0.72 | 0.65 | 9.25 | 20.16 | 0 | 303.5453 | 241.08 | 0.69362 | 0.49738 | 2
3897 | 03E21G09H07D07M02W02 | 9.36 | 0.45 | 0.65 | 17.54 | 28 | 0 | 280.9845 | 353.64 | 0.80851 | 0.30192 | 1
3898 | 03E21G09H08D05M01W02 | 8.16 | 0.69 | 0.65 | 17.54 | 27.04 | 0 | 297.3923 | 338.52 | 0.70638 | 0.32585 | 1
3899 | 03E21G09H08D05M01W03 | 8.16 | 0.69 | 0.65 | 12.77 | 22.27 | 0 | 297.3923 | 272.16 | 0.70638 | 0.44478 | 2
3900 | 03E21G09H08D06M01W02 | 7.19 | 0.6 | 0.65 | 17.54 | 25.98 | 0 | 272.7805 | 327.18 | 0.74468 | 0.35228 | 2
3901 | 03E21G09H08D06M01W03 | 7.19 | 0.6 | 0.65 | 12.77 | 21.21 | 0 | 272.7805 | 260.82 | 0.74468 | 0.4712 | 2
3902 | 03E21G09H08D07M01W02 | 8.41 | 0.72 | 0.65 | 17.54 | 27.32 | 0 | 303.5453 | 341.46 | 0.69362 | 0.31887 | 1
3903 | 03E21G09H08D07M01W03 | 8.41 | 0.72 | 0.65 | 12.77 | 22.55 | 0 | 303.5453 | 275.1 | 0.69362 | 0.4378 | 2
3904 | 03E21G09H08D07M01W04 | 8.41 | 0.72 | 0.65 | 9.25 | 19.03 | 0 | 303.5453 | 226.38 | 0.69362 | 0.52555 | 2
3905 | 03E21G09H08D07M02W02 | 8.25 | 0.45 | 0.65 | 17.54 | 26.89 | 0 | 280.9845 | 339.36 | 0.80851 | 0.32959 | 1
3906 | 03E21G09H09D05M01W02 | 7.86 | 0.69 | 0.65 | 17.54 | 26.74 | 0 | 297.3923 | 334.53 | 0.70638 | 0.33333 | 1
3907 | 03E21G09H09D05M01W03 | 7.86 | 0.69 | 0.65 | 12.77 | 21.97 | 0 | 297.3923 | 268.17 | 0.70638 | 0.45226 | 2
3908 | 03E21G09H09D07M01W02 | 8.09 | 0.72 | 0.65 | 17.54 | 27 | 0 | 303.5453 | 337.26 | 0.69362 | 0.32685 | 1
3909 | 03E21G09H09D07M01W03 | 8.09 | 0.72 | 0.65 | 12.77 | 22.23 | 0 | 303.5453 | 270.9 | 0.69362 | 0.44577 | 2
3910 | 03E21G09H09D07M01W04 | 8.09 | 0.72 | 0.65 | 9.25 | 18.71 | 0 | 303.5453 | 222.18 | 0.69362 | 0.53353 | 2
3911 | 03E21G09H09D07M02W02 | 7.94 | 0.45 | 0.65 | 17.54 | 26.58 | 0 | 280.9845 | 335.37 | 0.80851 | 0.33732 | 1
3912 | 03E21G09H10D05M01W02 | 9.26 | 0.64 | 0.65 | 17.54 | 28.09 | 0 | 293.2904 | 352.8 | 0.72766 | 0.29968 | 1
3913 | 03E21G09H10D05M01W03 | 9.26 | 0.64 | 0.65 | 12.77 | 23.32 | 0 | 293.2904 | 286.44 | 0.72766 | 0.4186 | 2
3914 | 03E21G09H10D07M01W02 | 9.54 | 0.67 | 0.65 | 17.54 | 28.4 | 0 | 299.4433 | 356.16 | 0.71489 | 0.29195 | 1
3915 | 03E21G09H10D07M01W03 | 9.54 | 0.67 | 0.65 | 12.77 | 23.63 | 0 | 299.4433 | 289.8 | 0.71489 | 0.41087 | 2
3916 | 03E21G09H10D07M01W04 | 9.54 | 0.67 | 0.65 | 9.25 | 20.11 | 0 | 299.4433 | 241.08 | 0.71489 | 0.49863 | 2
3917 | 03E21G09H10D07M02W02 | 9.36 | 0.42 | 0.65 | 17.54 | 27.97 | 0 | 278.9335 | 353.64 | 0.82128 | 0.30267 | 1
3918 | 03E21G09H11D05M01W02 | 9.26 | 0.64 | 0.65 | 17.54 | 28.09 | 0 | 291.2394 | 352.8 | 0.72766 | 0.29968 | 1
3919 | 03E21G09H11D05M01W03 | 9.26 | 0.64 | 0.65 | 12.77 | 23.32 | 0 | 291.2394 | 286.44 | 0.72766 | 0.4186 | 2
3920 | 03E21G09H11D06M01W02 | 8.16 | 0.56 | 0.65 | 17.54 | 26.91 | 0 | 268.6786 | 339.78 | 0.7617 | 0.32909 | 1
3921 | 03E21G09H11D06M01W03 | 8.16 | 0.56 | 0.65 | 12.77 | 22.14 | 0 | 268.6786 | 273.42 | 0.7617 | 0.44802 | 2
3922 | 03E21G09H11D07M01W02 | 9.54 | 0.66 | 0.65 | 17.54 | 28.39 | 0 | 299.4433 | 356.16 | 0.71915 | 0.2922 | 1
3923 | 03E21G09H11D07M01W03 | 9.54 | 0.66 | 0.65 | 12.77 | 23.62 | 0 | 299.4433 | 289.8 | 0.71915 | 0.41112 | 2
3924 | 03E21G09H11D07M01W04 | 9.54 | 0.66 | 0.65 | 9.25 | 20.1 | 0 | 299.4433 | 241.08 | 0.71915 | 0.49888 | 2
3925 | 03E21G09H11D07M02W02 | 9.36 | 0.41 | 0.65 | 17.54 | 27.96 | 0 | 276.8825 | 353.64 | 0.82553 | 0.30292 | 1
3926 | 03E21G09H12D05M01W02 | 8.04 | 0.53 | 0.65 | 17.54 | 26.76 | 0 | 244.0668 | 339.99 | 0.77447 | 0.33283 | 1
3927 | 03E21G09H12D05M01W03 | 8.04 | 0.53 | 0.65 | 12.77 | 21.99 | 0 | 244.0668 | 273.63 | 0.77447 | 0.45176 | 2
3928 | 03E21G09H12D07M01W02 | 8.29 | 0.55 | 0.65 | 17.54 | 27.03 | 0 | 250.2197 | 342.93 | 0.76596 | 0.3261 | 1
3929 | 03E21G09H12D07M01W03 | 8.29 | 0.55 | 0.65 | 12.77 | 22.26 | 0 | 250.2197 | 276.57 | 0.76596 | 0.44503 | 2
3930 | 03E21G09H12D07M01W04 | 8.29 | 0.55 | 0.65 | 9.25 | 18.74 | 0 | 250.2197 | 227.85 | 0.76596 | 0.53278 | 2
3931 | 03E21G09H12D07M02W02 | 8.13 | 0.35 | 0.65 | 17.54 | 26.67 | 0 | 231.7609 | 340.83 | 0.85106 | 0.33508 | 1
3932 | 03E21G09H13D05M01W02 | 8.04 | 0.47 | 0.65 | 17.54 | 26.7 | 0 | 237.9139 | 339.99 | 0.8 | 0.33433 | 1
3933 | 03E21G09H13D05M01W03 | 8.04 | 0.47 | 0.65 | 12.77 | 21.93 | 0 | 237.9139 | 273.63 | 0.8 | 0.45325 | 2
3934 | 03E21G09H13D07M01W02 | 8.29 | 0.49 | 0.65 | 17.54 | 26.97 | 0 | 244.0668 | 342.93 | 0.79149 | 0.3276 | 1
3935 | 03E21G09H13D07M01W03 | 8.29 | 0.49 | 0.65 | 12.77 | 22.2 | 0 | 244.0668 | 276.57 | 0.79149 | 0.44652 | 2
3936 | 03E21G09H13D07M01W04 | 8.29 | 0.49 | 0.65 | 9.25 | 18.68 | 0 | 244.0668 | 227.85 | 0.79149 | 0.53428 | 2
3937 | 03E21G09H13D07M02W02 | 8.13 | 0.31 | 0.65 | 17.54 | 26.63 | 0 | 229.7099 | 340.83 | 0.86809 | 0.33608 | 1
3938 | 03E21G09H14D05M01W02 | 9.26 | 0.56 | 0.65 | 17.54 | 28.01 | 0 | 285.0864 | 352.8 | 0.7617 | 0.30167 | 1
3939 | 03E21G09H14D05M01W03 | 9.26 | 0.56 | 0.65 | 12.77 | 23.24 | 0 | 285.0864 | 286.44 | 0.7617 | 0.42059 | 2
3940 | 03E21G09H14D07M01W02 | 9.54 | 0.59 | 0.65 | 17.54 | 28.32 | 0 | 291.2394 | 356.16 | 0.74894 | 0.29394 | 1
3941 | 03E21G09H14D07M01W03 | 9.54 | 0.59 | 0.65 | 12.77 | 23.55 | 0 | 291.2394 | 289.8 | 0.74894 | 0.41286 | 2
3942 | 03E21G09H14D07M01W04 | 9.54 | 0.59 | 0.65 | 9.25 | 20.03 | 0 | 291.2394 | 241.08 | 0.74894 | 0.50062 | 2
3943 | 03E21G09H14D07M02W02 | 9.36 | 0.37 | 0.65 | 17.54 | 27.92 | 0 | 272.7805 | 353.64 | 0.84255 | 0.30391 | 1
3944 | 03E21G10H07D04M01W02 | 15.32 | 0 | 0.65 | 17.54 | 33.51 | 0 | 332.259 | 425.67 | 1 | 0.16455 | 1
3945 | 03E21G10H07D05M01W02 | 13.52 | 0 | 0.65 | 17.54 | 31.71 | 0 | 303.5453 | 404.46 | 1 | 0.20942 | 1
3946 | 03E21G10H07D05M01W03 | 13.52 | 0 | 0.65 | 12.77 | 26.94 | 0 | 303.5453 | 338.1 | 1 | 0.32835 | 1
3947 | 03E21G10H07D06M01W02 | 11.95 | 0 | 0.65 | 17.54 | 30.14 | 0 | 280.9845 | 385.56 | 1 | 0.24857 | 1
3948 | 03E21G10H07D06M01W03 | 11.95 | 0 | 0.65 | 12.77 | 25.37 | 0 | 280.9845 | 319.2 | 1 | 0.36749 | 2
3949 | 03E21G10H07D07M01W02 | 13.93 | 0 | 0.65 | 17.54 | 32.12 | 0 | 309.6982 | 409.08 | 1 | 0.1992 | 1
3950 | 03E21G10H07D07M01W03 | 13.93 | 0 | 0.65 | 12.77 | 27.35 | 0 | 309.6982 | 342.72 | 1 | 0.31813 | 1
3951 | 03E21G10H07D07M01W04 | 13.93 | 0 | 0.65 | 9.25 | 23.83 | 0 | 309.6982 | 294 | 1 | 0.40588 | 2
3952 | 03E21G10H07D07M02W02 | 13.87 | 0 | 0.65 | 17.54 | 32.06 | 0 | 309.6982 | 408.24 | 1 | 0.2007 | 1
3953 | 03E21G10H08D05M01W02 | 11.91 | 0 | 0.65 | 17.54 | 30.1 | 0 | 303.5453 | 383.46 | 1 | 0.24956 | 1
3954 | 03E21G10H08D05M01W03 | 11.91 | 0 | 0.65 | 12.77 | 25.33 | 0 | 303.5453 | 317.1 | 1 | 0.36849 | 2
3955 | 03E21G10H08D06M01W02 | 10.53 | 0 | 0.65 | 17.54 | 28.72 | 0 | 280.9845 | 367.08 | 1 | 0.28397 | 1
3956 | 03E21G10H08D06M01W03 | 10.53 | 0 | 0.65 | 12.77 | 23.95 | 0 | 280.9845 | 300.72 | 1 | 0.40289 | 2
3957 | 03E21G10H08D07M01W02 | 12.27 | 0 | 0.65 | 17.54 | 30.46 | 0 | 309.6982 | 387.45 | 1 | 0.24059 | 1
3958 | 03E21G10H08D07M01W03 | 12.27 | 0 | 0.65 | 12.77 | 25.69 | 0 | 309.6982 | 321.09 | 1 | 0.35951 | 2
3959 | 03E21G10H08D07M01W04 | 12.27 | 0 | 0.65 | 9.25 | 22.17 | 0 | 309.6982 | 272.37 | 1 | 0.44727 | 2
3960 | 03E21G10H08D07M02W02 | 12.22 | 0 | 0.65 | 17.54 | 30.41 | 0 | 309.6982 | 386.82 | 1 | 0.24183 | 1
3961 | 03E21G10H09D05M01W02 | 11.47 | 0 | 0.65 | 17.54 | 29.66 | 0 | 303.5453 | 377.58 | 1 | 0.26053 | 1
3962 | 03E21G10H09D05M01W03 | 11.47 | 0 | 0.65 | 12.77 | 24.89 | 0 | 303.5453 | 311.22 | 1 | 0.37946 | 2
3963 | 03E21G10H09D07M01W02 | 11.81 | 0 | 0.65 | 17.54 | 30 | 0 | 309.6982 | 381.57 | 1 | 0.25206 | 1
3964 | 03E21G10H09D07M01W03 | 11.81 | 0 | 0.65 | 12.77 | 25.23 | 0 | 309.6982 | 315.21 | 1 | 0.37098 | 2
3965 | 03E21G10H09D07M01W04 | 11.81 | 0 | 0.65 | 9.25 | 21.71 | 0 | 309.6982 | 266.49 | 1 | 0.45874 | 2
3966 | 03E21G10H09D07M02W02 | 11.77 | 0 | 0.65 | 17.54 | 29.96 | 0 | 309.6982 | 380.73 | 1 | 0.25305 | 1
3967 | 03E21G10H10D05M01W02 | 13.52 | 0 | 0.65 | 17.54 | 31.71 | 0 | 303.5453 | 404.46 | 1 | 0.20942 | 1
3968 | 03E21G10H10D05M01W03 | 13.52 | 0 | 0.65 | 12.77 | 26.94 | 0 | 303.5453 | 338.1 | 1 | 0.32835 | 1
3969 | 03E21G10H10D07M01W02 | 13.93 | 0 | 0.65 | 17.54 | 32.12 | 0 | 309.6982 | 409.08 | 1 | 0.1992 | 1
3970 | 03E21G10H10D07M01W03 | 13.93 | 0 | 0.65 | 12.77 | 27.35 | 0 | 309.6982 | 342.72 | 1 | 0.31813 | 1
3971 | 03E21G10H10D07M01W04 | 13.93 | 0 | 0.65 | 9.25 | 23.83 | 0 | 309.6982 | 294 | 1 | 0.40588 | 2
3972 | 03E21G10H10D07M02W02 | 13.87 | 0 | 0.65 | 17.54 | 32.06 | 0 | 309.6982 | 408.24 | 1 | 0.2007 | 1
3973 | 03E21G10H11D05M01W02 | 13.52 | 0 | 0.65 | 17.54 | 31.71 | 0 | 303.5453 | 404.46 | 1 | 0.20942 | 1
3974 | 03E21G10H11D05M01W03 | 13.52 | 0 | 0.65 | 12.77 | 26.94 | 0 | 303.5453 | 338.1 | 1 | 0.32835 | 1
3975 | 03E21G10H11D06M01W02 | 11.95 | 0 | 0.65 | 17.54 | 30.14 | 0 | 280.9845 | 385.56 | 1 | 0.24857 | 1
3976 | 03E21G10H11D06M01W03 | 11.95 | 0 | 0.65 | 12.77 | 25.37 | 0 | 280.9845 | 319.2 | 1 | 0.36749 | 2
3977 | 03E21G10H11D07M01W02 | 13.93 | 0 | 0.65 | 17.54 | 32.12 | 0 | 309.6982 | 409.08 | 1 | 0.1992 | 1
3978 | 03E21G10H11D07M01W03 | 13.93 | 0 | 0.65 | 12.77 | 27.35 | 0 | 309.6982 | 342.72 | 1 | 0.31813 | 1
3979 | 03E21G10H11D07M01W04 | 13.93 | 0 | 0.65 | 9.25 | 23.83 | 0 | 309.6982 | 294 | 1 | 0.40588 | 2
3980 | 03E21G10H11D07M02W02 | 13.87 | 0 | 0.65 | 17.54 | 32.06 | 0 | 309.6982 | 408.24 | 1 | 0.2007 | 1
3981 | 03E21G10H12D05M01W02 | 11.75 | 0 | 0.65 | 17.54 | 29.94 | 0 | 248.1688 | 385.56 | 1 | 0.25355 | 1
3982 | 03E21G10H12D05M01W03 | 11.75 | 0 | 0.65 | 12.77 | 25.17 | 0 | 248.1688 | 319.2 | 1 | 0.37248 | 2
3983 | 03E21G10H12D07M01W02 | 12.1 | 0 | 0.65 | 17.54 | 30.29 | 0 | 252.2707 | 389.76 | 1 | 0.24483 | 1
3984 | 03E21G10H12D07M01W03 | 12.1 | 0 | 0.65 | 12.77 | 25.52 | 0 | 252.2707 | 323.4 | 1 | 0.36375 | 2
3985 | 03E21G10H12D07M01W04 | 12.1 | 0 | 0.65 | 9.25 | 22 | 0 | 252.2707 | 274.68 | 1 | 0.45151 | 2
3986 | 03E21G10H12D07M02W02 | 12.05 | 0 | 0.65 | 17.54 | 30.24 | 0 | 250.2197 | 388.92 | 1 | 0.24607 | 1
3987 | 03E21G10H13D05M01W02 | 11.75 | 0 | 0.65 | 17.54 | 29.94 | 0 | 248.1688 | 385.56 | 1 | 0.25355 | 1
3988 | 03E21G10H13D05M01W03 | 11.75 | 0 | 0.65 | 12.77 | 25.17 | 0 | 248.1688 | 319.2 | 1 | 0.37248 | 2
3989 | 03E21G10H13D07M01W02 | 12.1 | 0 | 0.65 | 17.54 | 30.29 | 0 | 252.2707 | 389.76 | 1 | 0.24483 | 1
3990 | 03E21G10H13D07M01W03 | 12.1 | 0 | 0.65 | 12.77 | 25.52 | 0 | 252.2707 | 323.4 | 1 | 0.36375 | 2
3991 | 03E21G10H13D07M01W04 | 12.1 | 0 | 0.65 | 9.25 | 22 | 0 | 252.2707 | 274.68 | 1 | 0.45151 | 2
3992 | 03E21G10H13D07M02W02 | 12.05 | 0 | 0.65 | 17.54 | 30.24 | 0 | 250.2197 | 388.92 | 1 | 0.24607 | 1
3993 | 03E21G10H14D05M01W02 | 13.52 | 0 | 0.65 | 17.54 | 31.71 | 0 | 303.5453 | 404.46 | 1 | 0.20942 | 1
3994 | 03E21G10H14D05M01W03 | 13.52 | 0 | 0.65 | 12.77 | 26.94 | 0 | 303.5453 | 338.1 | 1 | 0.32835 | 1
3995 | 03E21G10H14D07M01W02 | 13.93 | 0 | 0.65 | 17.54 | 32.12 | 0 | 309.6982 | 409.08 | 1 | 0.1992 | 1
3996 | 03E21G10H14D07M01W03 | 13.93 | 0 | 0.65 | 12.77 | 27.35 | 0 | 309.6982 | 342.72 | 1 | 0.31813 | 1
3997 | 03E21G10H14D07M01W04 | 13.93 | 0 | 0.65 | 9.25 | 23.83 | 0 | 309.6982 | 294 | 1 | 0.40588 | 2
3998 | 03E21G10H14D07M02W02 | 13.87 | 0 | 0.65 | 17.54 | 32.06 | 0 | 309.6982 | 408.24 | 1 | 0.2007 | 1
3999 | 03E21G12H07D04M01W02 | 11.41 | 1.63 | 0.65 | 17.54 | 31.23 | 0.31111 | 404.0434 | 378.21 | 0.30638 | 0.22139 | 1
4000 | 03E21G12H07D05M01W02 | 10.03 | 1.33 | 0.65 | 17.54 | 29.55 | 0.23333 | 358.9218 | 361.83 | 0.43404 | 0.26328 | 1
4001 | 03E21G12H07D05M01W03 | 10.03 | 1.33 | 0.65 | 12.77 | 24.78 | 0.23333 | 358.9218 | 295.47 | 0.43404 | 0.3822 | 2
4002 | 03E21G12H07D06M01W02 | 8.91 | 1.17 | 0.65 | 17.54 | 28.27 | 0.23333 | 330.208 | 348.81 | 0.50213 | 0.29519 | 1
4003 | 03E21G12H07D06M01W03 | 8.91 | 1.17 | 0.65 | 12.77 | 23.5 | 0.23333 | 330.208 | 282.45 | 0.50213 | 0.41411 | 2
4004 | 03E21G12H07D07M01W02 | 10.31 | 1.37 | 0.65 | 17.54 | 29.87 | 0.31111 | 367.1257 | 365.4 | 0.41702 | 0.2553 | 1
4005 | 03E21G12H07D07M01W03 | 10.31 | 1.37 | 0.65 | 12.77 | 25.1 | 0.31111 | 367.1257 | 299.04 | 0.41702 | 0.37422 | 2
4006 | 03E21G12H07D07M01W04 | 10.31 | 1.37 | 0.65 | 9.25 | 21.58 | 0.31111 | 367.1257 | 250.32 | 0.41702 | 0.46198 | 2
4007 | 03E21G12H07D07M02W02 | 10.07 | 0.89 | 0.65 | 17.54 | 29.15 | 0.077778 | 326.1061 | 362.04 | 0.62128 | 0.27325 | 1
4008 | 03E21G12H08D05M01W02 | 8.84 | 1.33 | 0.65 | 17.54 | 28.36 | 0.23333 | 358.9218 | 346.5 | 0.43404 | 0.29294 | 1
4009 | 03E21G12H08D05M01W03 | 8.84 | 1.33 | 0.65 | 12.77 | 23.59 | 0.23333 | 358.9218 | 280.14 | 0.43404 | 0.41187 | 2
4010 | 03E21G12H08D06M01W02 | 7.85 | 1.17 | 0.65 | 17.54 | 27.21 | 0.23333 | 330.208 | 334.95 | 0.50213 | 0.32162 | 1
4011 | 03E21G12H08D06M01W03 | 7.85 | 1.17 | 0.65 | 12.77 | 22.44 | 0.23333 | 330.208 | 268.59 | 0.50213 | 0.44054 | 2
4012 | 03E21G12H08D07M01W02 | 9.09 | 1.37 | 0.65 | 17.54 | 28.65 | 0.31111 | 367.1257 | 349.44 | 0.41702 | 0.28571 | 1
4013 | 03E21G12H08D07M01W03 | 9.09 | 1.37 | 0.65 | 12.77 | 23.88 | 0.31111 | 367.1257 | 283.08 | 0.41702 | 0.40464 | 2
4014 | 03E21G12H08D07M01W04 | 9.09 | 1.37 | 0.65 | 9.25 | 20.36 | 0.31111 | 367.1257 | 234.36 | 0.41702 | 0.4924 | 2
4015 | 03E21G12H08D07M02W02 | 8.87 | 0.89 | 0.65 | 17.54 | 27.95 | 0.077778 | 326.1061 | 346.71 | 0.62128 | 0.30317 | 1
4016 | 03E21G12H09D05M01W02 | 8.51 | 1.33 | 0.65 | 17.54 | 28.03 | 0.23333 | 358.9218 | 342.3 | 0.43404 | 0.30117 | 1
4017 | 03E21G12H09D05M01W03 | 8.51 | 1.33 | 0.65 | 12.77 | 23.26 | 0.23333 | 358.9218 | 275.94 | 0.43404 | 0.42009 | 2
4018 | 03E21G12H09D07M01W02 | 8.75 | 1.37 | 0.65 | 17.54 | 28.31 | 0.31111 | 367.1257 | 345.03 | 0.41702 | 0.29419 | 1
4019 | 03E21G12H09D07M01W03 | 8.75 | 1.37 | 0.65 | 12.77 | 23.54 | 0.31111 | 367.1257 | 278.67 | 0.41702 | 0.41311 | 2
4020 | 03E21G12H09D07M01W04 | 8.75 | 1.37 | 0.65 | 9.25 | 20.02 | 0.31111 | 367.1257 | 229.95 | 0.41702 | 0.50087 | 2
4021 | 03E21G12H09D07M02W02 | 8.54 | 0.89 | 0.65 | 17.54 | 27.62 | 0.077778 | 326.1061 | 342.3 | 0.62128 | 0.31139 | 1
4022 | 03E21G12H10D05M01W02 | 10.03 | 1.23 | 0.65 | 17.54 | 29.45 | 0.23333 | 350.7178 | 361.83 | 0.4766 | 0.26577 | 1
4023 | 03E21G12H10D05M01W03 | 10.03 | 1.23 | 0.65 | 12.77 | 24.68 | 0.23333 | 350.7178 | 295.47 | 0.4766 | 0.38469 | 2
4024 | 03E21G12H10D07M01W02 | 10.31 | 1.27 | 0.65 | 17.54 | 29.77 | 0.23333 | 358.9218 | 365.4 | 0.45957 | 0.25779 | 1
4025 | 03E21G12H10D07M01W03 | 10.31 | 1.27 | 0.65 | 12.77 | 25 | 0.23333 | 358.9218 | 299.04 | 0.45957 | 0.37671 | 2
4026 | 03E21G12H10D07M01W04 | 10.31 | 1.27 | 0.65 | 9.25 | 21.48 | 0.23333 | 358.9218 | 250.32 | 0.45957 | 0.46447 | 2
4027 | 03E21G12H10D07M02W02 | 10.07 | 0.83 | 0.65 | 17.54 | 29.09 | 0.077778 | 319.9531 | 362.04 | 0.64681 | 0.27474 | 1
4028 | 03E21G12H11D05M01W02 | 10.03 | 1.22 | 0.65 | 17.54 | 29.44 | 0.23333 | 350.7178 | 361.83 | 0.48085 | 0.26602 | 1
4029 | 03E21G12H11D05M01W03 | 10.03 | 1.22 | 0.65 | 12.77 | 24.67 | 0.23333 | 350.7178 | 295.47 | 0.48085 | 0.38494 | 2
4030 | 03E21G12H11D06M01W02 | 8.91 | 1.08 | 0.65 | 17.54 | 28.18 | 0.23333 | 322.0041 | 348.81 | 0.54043 | 0.29743 | 1
4031 | 03E21G12H11D06M01W03 | 8.91 | 1.08 | 0.65 | 12.77 | 23.41 | 0.23333 | 322.0041 | 282.45 | 0.54043 | 0.41636 | 2
4032 | 03E21G12H11D07M01W02 | 10.31 | 1.27 | 0.65 | 17.54 | 29.77 | 0.23333 | 358.9218 | 365.4 | 0.45957 | 0.25779 | 1
4033 | 03E21G12H11D07M01W03 | 10.31 | 1.27 | 0.65 | 12.77 | 25 | 0.23333 | 358.9218 | 299.04 | 0.45957 | 0.37671 | 2
4034 | 03E21G12H11D07M01W04 | 10.31 | 1.27 | 0.65 | 9.25 | 21.48 | 0.23333 | 358.9218 | 250.32 | 0.45957 | 0.46447 | 2
4035 | 03E21G12H11D07M02W02 | 10.07 | 0.82 | 0.65 | 17.54 | 29.08 | 0.077778 | 319.9531 | 362.04 | 0.65106 | 0.27499 | 1
4036 | 03E21G12H12D05M01W02 | 8.72 | 1.02 | 0.65 | 17.54 | 27.93 | 0.23333 | 291.2394 | 347.97 | 0.56596 | 0.30366 | 1
4037 | 03E21G12H12D05M01W03 | 8.72 | 1.02 | 0.65 | 12.77 | 23.16 | 0.23333 | 291.2394 | 281.61 | 0.56596 | 0.42259 | 2
4038 | 03E21G12H12D07M01W02 | 8.97 | 1.06 | 0.65 | 17.54 | 28.22 | 0.23333 | 297.3923 | 351.12 | 0.54894 | 0.29643 | 1
4039 | 03E21G12H12D07M01W03 | 8.97 | 1.06 | 0.65 | 12.77 | 23.45 | 0.23333 | 297.3923 | 284.76 | 0.54894 | 0.41536 | 2
4040 | 03E21G12H12D07M01W04 | 8.97 | 1.06 | 0.65 | 9.25 | 19.93 | 0.23333 | 297.3923 | 236.04 | 0.54894 | 0.50312 | 2
4041 | 03E21G12H12D07M02W02 | 8.75 | 0.69 | 0.65 | 17.54 | 27.63 | 0.077778 | 266.6276 | 348.18 | 0.70638 | 0.31114 | 1
4042 | 03E21G12H13D05M01W02 | 8.72 | 0.9 | 0.65 | 17.54 | 27.81 | 0.15556 | 280.9845 | 347.97 | 0.61702 | 0.30666 | 1
4043 | 03E21G12H13D05M01W03 | 8.72 | 0.9 | 0.65 | 12.77 | 23.04 | 0.15556 | 280.9845 | 281.61 | 0.61702 | 0.42558 | 2
4044 | 03E21G12H13D07M01W02 | 8.97 | 0.93 | 0.65 | 17.54 | 28.09 | 0.15556 | 287.1374 | 351.12 | 0.60426 | 0.29968 | 1
4045 | 03E21G12H13D07M01W03 | 8.97 | 0.93 | 0.65 | 12.77 | 23.32 | 0.15556 | 287.1374 | 284.76 | 0.60426 | 0.4186 | 2
4046 | 03E21G12H13D07M01W04 | 8.97 | 0.93 | 0.65 | 9.25 | 19.8 | 0.15556 | 287.1374 | 236.04 | 0.60426 | 0.50636 | 2
4047 | 03E21G12H13D07M02W02 | 8.75 | 0.61 | 0.65 | 17.54 | 27.55 | 0.077778 | 260.4747 | 348.18 | 0.74043 | 0.31314 | 1
4048 | 03E21G12H14D05M01W02 | 10.03 | 1.08 | 0.65 | 17.54 | 29.3 | 0.23333 | 338.412 | 361.83 | 0.54043 | 0.26951 | 1
4049 | 03E21G12H14D05M01W03 | 10.03 | 1.08 | 0.65 | 12.77 | 24.53 | 0.23333 | 338.412 | 295.47 | 0.54043 | 0.38843 | 2
4050 | 03E21G12H14D07M01W02 | 10.31 | 1.12 | 0.65 | 17.54 | 29.62 | 0.23333 | 346.6159 | 365.4 | 0.5234 | 0.26153 | 1
4051 | 03E21G12H14D07M01W03 | 10.31 | 1.12 | 0.65 | 12.77 | 24.85 | 0.23333 | 346.6159 | 299.04 | 0.5234 | 0.38045 | 2
4052 | 03E21G12H14D07M01W04 | 10.31 | 1.12 | 0.65 | 9.25 | 21.33 | 0.23333 | 346.6159 | 250.32 | 0.5234 | 0.46821 | 2
4053 | 03E21G12H14D07M02W02 | 10.07 | 0.73 | 0.65 | 17.54 | 28.99 | 0.077778 | 311.7492 | 362.04 | 0.68936 | 0.27724 | 1
4054 | 03E22G09H07D04M01W02 | 10.5 | 0.29 | 0.65 | 17.54 | 28.98 | 0 | 283.0355 | 367.5 | 0.8766 | 0.27749 | 1
4055 | 03E22G09H07D05M01W02 | 9.25 | 0.25 | 0.65 | 17.54 | 27.69 | 0 | 260.4747 | 352.59 | 0.89362 | 0.30965 | 1
4056 | 03E22G09H07D05M01W03 | 9.25 | 0.25 | 0.65 | 12.77 | 22.92 | 0 | 260.4747 | 286.23 | 0.89362 | 0.42857 | 2
4057 | 03E22G09H07D06M01W02 | 8.16 | 0.23 | 0.65 | 17.54 | 26.58 | 0 | 242.0158 | 339.78 | 0.90213 | 0.33732 | 1
4058 | 03E22G09H07D06M01W03 | 8.16 | 0.23 | 0.65 | 12.77 | 21.81 | 0 | 242.0158 | 273.42 | 0.90213 | 0.45625 | 2
4059 | 03E22G09H07D07M01W02 | 9.52 | 0.26 | 0.65 | 17.54 | 27.97 | 0 | 266.6276 | 355.95 | 0.88936 | 0.30267 | 1
4060 | 03E22G09H07D07M01W03 | 9.52 | 0.26 | 0.65 | 12.77 | 23.2 | 0 | 266.6276 | 289.59 | 0.88936 | 0.42159 | 2
4061 | 03E22G09H07D07M01W04 | 9.52 | 0.26 | 0.65 | 9.25 | 19.68 | 0 | 266.6276 | 240.87 | 0.88936 | 0.50935 | 2
4062 | 03E22G09H07D07M02W02 | 9.36 | 0.14 | 0.65 | 17.54 | 27.69 | 0 | 252.2707 | 353.85 | 0.94043 | 0.30965 | 1
4063 | 03E22G09H08D05M01W02 | 8.15 | 0.25 | 0.65 | 17.54 | 26.59 | 0 | 260.4747 | 338.52 | 0.89362 | 0.33707 | 1
4064 | 03E22G09H08D05M01W03 | 8.15 | 0.25 | 0.65 | 12.77 | 21.82 | 0 | 260.4747 | 272.16 | 0.89362 | 0.456 | 2
4065 | 03E22G09H08D06M01W02 | 7.19 | 0.23 | 0.65 | 17.54 | 25.61 | 0 | 242.0158 | 327.39 | 0.90213 | 0.36151 | 2
4066 | 03E22G09H08D06M01W03 | 7.19 | 0.23 | 0.65 | 12.77 | 20.84 | 0 | 242.0158 | 261.03 | 0.90213 | 0.48043 | 2
4067 | 03E22G09H08D07M01W02 | 8.39 | 0.26 | 0.65 | 17.54 | 26.84 | 0 | 266.6276 | 341.25 | 0.88936 | 0.33084 | 1
4068 | 03E22G09H08D07M01W03 | 8.39 | 0.26 | 0.65 | 12.77 | 22.07 | 0 | 266.6276 | 274.89 | 0.88936 | 0.44976 | 2
4069 | 03E22G09H08D07M01W04 | 8.39 | 0.26 | 0.65 | 9.25 | 18.55 | 0 | 266.6276 | 226.17 | 0.88936 | 0.53752 | 2
4070 | 03E22G09H08D07M02W02 | 8.25 | 0.14 | 0.65 | 17.54 | 26.58 | 0 | 252.2707 | 339.36 | 0.94043 | 0.33732 | 1
4071 | 03E22G09H09D05M01W02 | 7.85 | 0.25 | 0.65 | 17.54 | 26.29 | 0 | 260.4747 | 334.53 | 0.89362 | 0.34455 | 1
4072 | 03E22G09H09D05M01W03 | 7.85 | 0.25 | 0.65 | 12.77 | 21.52 | 0 | 260.4747 | 268.17 | 0.89362 | 0.46348 | 2
4073 | 03E22G09H09D07M01W02 | 8.07 | 0.26 | 0.65 | 17.54 | 26.52 | 0 | 266.6276 | 337.26 | 0.88936 | 0.33882 | 1
4074 | 03E22G09H09D07M01W03 | 8.07 | 0.26 | 0.65 | 12.77 | 21.75 | 0 | 266.6276 | 270.9 | 0.88936 | 0.45774 | 2
4075 | 03E22G09H09D07M01W04 | 8.07 | 0.26 | 0.65 | 9.25 | 18.23 | 0 | 266.6276 | 222.18 | 0.88936 | 0.5455 | 2
4076 | 03E22G09H09D07M02W02 | 7.94 | 0.14 | 0.65 | 17.54 | 26.27 | 0 | 252.2707 | 335.37 | 0.94043 | 0.34505 | 1
4077 | 03E22G09H10D05M01W02 | 9.25 | 0.23 | 0.65 | 17.54 | 27.67 | 0 | 260.4747 | 352.59 | 0.90213 | 0.31015 | 1
4078 | 03E22G09H10D05M01W03 | 9.25 | 0.23 | 0.65 | 12.77 | 22.9 | 0 | 260.4747 | 286.23 | 0.90213 | 0.42907 | 2
4079 | 03E22G09H10D07M01W02 | 9.52 | 0.24 | 0.65 | 17.54 | 27.95 | 0 | 264.5766 | 355.95 | 0.89787 | 0.30317 | 1
4080 | 03E22G09H10D07M01W03 | 9.52 | 0.24 | 0.65 | 12.77 | 23.18 | 0 | 264.5766 | 289.59 | 0.89787 | 0.42209 | 2
4081 | 03E22G09H10D07M01W04 | 9.52 | 0.24 | 0.65 | 9.25 | 19.66 | 0 | 264.5766 | 240.87 | 0.89787 | 0.50985 | 2
4082 | 03E22G09H10D07M02W02 | 9.36 | 0.13 | 0.65 | 17.54 | 27.68 | 0 | 252.2707 | 353.85 | 0.94468 | 0.3099 | 1
4083 | 03E22G09H11D05M01W02 | 9.25 | 0.23 | 0.65 | 17.54 | 27.67 | 0 | 258.4237 | 352.59 | 0.90213 | 0.31015 | 1
4084 | 03E22G09H11D05M01W03 | 9.25 | 0.23 | 0.65 | 12.77 | 22.9 | 0 | 258.4237 | 286.23 | 0.90213 | 0.42907 | 2
4085 | 03E22G09H11D06M01W02 | 8.16 | 0.21 | 0.65 | 17.54 | 26.56 | 0 | 242.0158 | 339.78 | 0.91064 | 0.33782 | 1
4086 | 03E22G09H11D06M01W03 | 8.16 | 0.21 | 0.65 | 12.77 | 21.79 | 0 | 242.0158 | 273.42 | 0.91064 | 0.45674 | 2
4087 | 03E22G09H11D07M01W02 | 9.52 | 0.24 | 0.65 | 17.54 | 27.95 | 0 | 264.5766 | 355.95 | 0.89787 | 0.30317 | 1
4088 | 03E22G09H11D07M01W03 | 9.52 | 0.24 | 0.65 | 12.77 | 23.18 | 0 | 264.5766 | 289.59 | 0.89787 | 0.42209 | 2
4089 | 03E22G09H11D07M01W04 | 9.52 | 0.24 | 0.65 | 9.25 | 19.66 | 0 | 264.5766 | 240.87 | 0.89787 | 0.50985 | 2
4090 | 03E22G09H11D07M02W02 | 9.36 | 0.13 | 0.65 | 17.54 | 27.68 | 0 | 252.2707 | 353.85 | 0.94468 | 0.3099 | 1
4091 | 03E22G09H12D05M01W02 | 8.03 | 0.19 | 0.65 | 17.54 | 26.41 | 0 | 217.404 | 339.78 | 0.91915 | 0.34156 | 1
4092 | 03E22G09H12D05M01W03 | 8.03 | 0.19 | 0.65 | 12.77 | 21.64 | 0 | 217.404 | 273.42 | 0.91915 | 0.46048 | 2
4093 | 03E22G09H12D07M01W02 | 8.27 | 0.2 | 0.65 | 17.54 | 26.66 | 0 | 221.506 | 342.72 | 0.91489 | 0.33533 | 1
4094 | 03E22G09H12D07M01W03 | 8.27 | 0.2 | 0.65 | 12.77 | 21.89 | 0 | 221.506 | 276.36 | 0.91489 | 0.45425 | 2
4095 | 03E22G09H12D07M01W04 | 8.27 | 0.2 | 0.65 | 9.25 | 18.37 | 0 | 221.506 | 227.64 | 0.91489 | 0.54201 | 2
4096 | 03E22G09H12D07M02W02 | 8.13 | 0.11 | 0.65 | 17.54 | 26.43 | 0 | 211.2511 | 340.83 | 0.95319 | 0.34106 | 1
4097 | 03E22G09H13D05M01W02 | 8.03 | 0.17 | 0.65 | 17.54 | 26.39 | 0 | 215.3531 | 339.78 | 0.92766 | 0.34206 | 1
4098 | 03E22G09H13D05M01W03 | 8.03 | 0.17 | 0.65 | 12.77 | 21.62 | 0 | 215.3531 | 273.42 | 0.92766 | 0.46098 | 2
4099 | 03E22G09H13D07M01W02 | 8.27 | 0.18 | 0.65 | 17.54 | 26.64 | 0 | 219.455 | 342.72 | 0.9234 | 0.33583 | 1
4100 | 03E22G09H13D07M01W03 | 8.27 | 0.18 | 0.65 | 12.77 | 21.87 | 0 | 219.455 | 276.36 | 0.9234 | 0.45475 | 2
4101 | 03E22G09H13D07M01W04 | 8.27 | 0.18 | 0.65 | 9.25 | 18.35 | 0 | 219.455 | 227.64 | 0.9234 | 0.54251 | 2
4102 | 03E22G09H13D07M02W02 | 8.13 | 0.09 | 0.65 | 17.54 | 26.41 | 0 | 209.2001 | 340.83 | 0.9617 | 0.34156 | 1
4103 | 03E22G09H14D05M01W02 | 9.25 | 0.21 | 0.65 | 17.54 | 27.65 | 0 | 256.3727 | 352.59 | 0.91064 | 0.31065 | 1
4104 | 03E22G09H14D05M01W03 | 9.25 | 0.21 | 0.65 | 12.77 | 22.88 | 0 | 256.3727 | 286.23 | 0.91064 | 0.42957 | 2
4105 | 03E22G09H14D07M01W02 | 9.52 | 0.21 | 0.65 | 17.54 | 27.92 | 0 | 260.4747 | 355.95 | 0.91064 | 0.30391 | 1
4106 | 03E22G09H14D07M01W03 | 9.52 | 0.21 | 0.65 | 12.77 | 23.15 | 0 | 260.4747 | 289.59 | 0.91064 | 0.42284 | 2
4107 | 03E22G09H14D07M01W04 | 9.52 | 0.21 | 0.65 | 9.25 | 19.63 | 0 | 260.4747 | 240.87 | 0.91064 | 0.5106 | 2
4108 | 03E22G09H14D07M02W02 | 9.36 | 0.11 | 0.65 | 17.54 | 27.66 | 0 | 250.2197 | 353.85 | 0.95319 | 0.3104 | 1
4109 | 03E22G10H07D04M01W02 | 15.62 | 0 | 0.65 | 17.54 | 33.81 | 0 | 336.361 | 429.66 | 1 | 0.15707 | 1
4110 | 03E22G10H07D05M01W02 | 13.8 | 0 | 0.65 | 17.54 | 31.99 | 0 | 307.6472 | 408.03 | 1 | 0.20244 | 1
4111 | 03E22G10H07D05M01W03 | 13.8 | 0 | 0.65 | 12.77 | 27.22 | 0 | 307.6472 | 341.67 | 1 | 0.32137 | 1
4112 | 03E22G10H07D06M01W02 | 12.2 | 0 | 0.65 | 17.54 | 30.39 | 0 | 285.0864 | 388.92 | 1 | 0.24233 | 1
4113 | 03E22G10H07D06M01W03 | 12.2 | 0 | 0.65 | 12.77 | 25.62 | 0 | 285.0864 | 322.56 | 1 | 0.36126 | 2
4114 | 03E22G10H07D07M01W02 | 14.21 | 0 | 0.65 | 17.54 | 32.4 | 0 | 313.8002 | 412.86 | 1 | 0.19222 | 1
4115 | 03E22G10H07D07M01W03 | 14.21 | 0 | 0.65 | 12.77 | 27.63 | 0 | 313.8002 | 346.5 | 1 | 0.31114 | 1
4116 | 03E22G10H07D07M01W04 | 14.21 | 0 | 0.65 | 9.25 | 24.11 | 0 | 313.8002 | 297.78 | 1 | 0.3989 | 2
4117 | 03E22G10H07D07M02W02 | 14.21 | 0 | 0.65 | 17.54 | 32.4 | 0 | 313.8002 | 412.65 | 1 | 0.19222 | 1
4118 | 03E22G10H08D05M01W02 | 12.16 | 0 | 0.65 | 17.54 | 30.35 | 0 | 307.6472 | 386.61 | 1 | 0.24333 | 1
4119 | 03E22G10H08D05M01W03 | 12.16 | 0 | 0.65 | 12.77 | 25.58 | 0 | 307.6472 | 320.25 | 1 | 0.36225 | 2
4120 | 03E22G10H08D06M01W02 | 10.75 | 0 | 0.65 | 17.54 | 28.94 | 0 | 285.0864 | 370.02 | 1 | 0.27848 | 1
4121 | 03E22G10H08D06M01W03 | 10.75 | 0 | 0.65 | 12.77 | 24.17 | 0 | 285.0864 | 303.66 | 1 | 0.39741 | 2
4122 | 03E22G10H08D07M01W02 | 12.52 | 0 | 0.65 | 17.54 | 30.71 | 0 | 313.8002 | 390.6 | 1 | 0.23436 | 1
4123 | 03E22G10H08D07M01W03 | 12.52 | 0 | 0.65 | 12.77 | 25.94 | 0 | 313.8002 | 324.24 | 1 | 0.35328 | 2
4124 | 03E22G10H08D07M01W04 | 12.52 | 0 | 0.65 | 9.25 | 22.42 | 0 | 313.8002 | 275.52 | 1 | 0.44104 | 2
4125 | 03E22G10H08D07M02W02 | 12.53 | 0 | 0.65 | 17.54 | 30.72 | 0 | 313.8002 | 390.6 | 1 | 0.23411 | 1
4126 | 03E22G10H09D05M01W02 | 11.71 | 0 | 0.65 | 17.54 | 29.9 | 0 | 307.6472 | 380.52 | 1 | 0.25455 | 1
4127 | 03E22G10H09D05M01W03 | 11.71 | 0 | 0.65 | 12.77 | 25.13 | 0 | 307.6472 | 314.16 | 1 | 0.37347 | 2
4128 | 03E22G10H09D07M01W02 | 12.05 | 0 | 0.65 | 17.54 | 30.24 | 0 | 313.8002 | 384.51 | 1 | 0.24607 | 1
4129 | 03E22G10H09D07M01W03 | 12.05 | 0 | 0.65 | 12.77 | 25.47 | 0 | 313.8002 | 318.15 | 1 | 0.365 | 2
4130 | 03E22G10H09D07M01W04 | 12.05 | 0 | 0.65 | 9.25 | 21.95 | 0 | 313.8002 | 269.43 | 1 | 0.45275 | 2
4131 | 03E22G10H09D07M02W02 | 12.06 | 0 | 0.65 | 17.54 | 30.25 | 0 | 313.8002 | 384.51 | 1 | 0.24582 | 1
4132 | 03E22G10H10D05M01W02 | 13.8 | 0 | 0.65 | 17.54 | 31.99 | 0 | 307.6472 | 408.03 | 1 | 0.20244 | 1
4133 | 03E22G10H10D05M01W03 | 13.8 | 0 | 0.65 | 12.77 | 27.22 | 0 | 307.6472 | 341.67 | 1 | 0.32137 | 1
4134 | 03E22G10H10D07M01W02 | 14.21 | 0 | 0.65 | 17.54 | 32.4 | 0 | 313.8002 | 412.86 | 1 | 0.19222 | 1
4135 | 03E22G10H10D07M01W03 | 14.21 | 0 | 0.65 | 12.77 | 27.63 | 0 | 313.8002 | 346.5 | 1 | 0.31114 | 1
4136 | 03E22G10H10D07M01W04 | 14.21 | 0 | 0.65 | 9.25 | 24.11 | 0 | 313.8002 | 297.78 | 1 | 0.3989 | 2
4137 | 03E22G10H10D07M02W02 | 14.21 | 0 | 0.65 | 17.54 | 32.4 | 0 | 313.8002 | 412.65 | 1 | 0.19222 | 1
4138 | 03E22G10H11D05M01W02 | 13.8 | 0 | 0.65 | 17.54 | 31.99 | 0 | 307.6472 | 408.03 | 1 | 0.20244 | 1
4139 | 03E22G10H11D05M01W03 | 13.8 | 0 | 0.65 | 12.77 | 27.22 | 0 | 307.6472 | 341.67 | 1 | 0.32137 | 1
4140 | 03E22G10H11D06M01W02 | 12.2 | 0 | 0.65 | 17.54 | 30.39 | 0 | 285.0864 | 388.92 | 1 | 0.24233 | 1
4141 | 03E22G10H11D06M01W03 | 12.2 | 0 | 0.65 | 12.77 | 25.62 | 0 | 285.0864 | 322.56 | 1 | 0.36126 | 2
4142 | 03E22G10H11D07M01W02 | 14.21 | 0 | 0.65 | 17.54 | 32.4 | 0 | 313.8002 | 412.86 | 1 | 0.19222 | 1
4143 | 03E22G10H11D07M01W03 | 14.21 | 0 | 0.65 | 12.77 | 27.63 | 0 | 313.8002 | 346.5 | 1 | 0.31114 | 1
4144 | 03E22G10H11D07M01W04 | 14.21 | 0 | 0.65 | 9.25 | 24.11 | 0 | 313.8002 | 297.78 | 1 | 0.3989 | 2
4145 | 03E22G10H11D07M02W02 | 14.21 | 0 | 0.65 | 17.54 | 32.4 | 0 | 313.8002 | 412.65 | 1 | 0.19222 | 1
4146 | 03E22G10H12D05M01W02 | 12 | 0 | 0.65 | 17.54 | 30.19 | 0 | 250.2197 | 388.71 | 1 | 0.24732 | 1
4147 | 03E22G10H12D05M01W03 | 12 | 0 | 0.65 | 12.77 | 25.42 | 0 | 250.2197 | 322.35 | 1 | 0.36624 | 2
4148 | 03E22G10H12D07M01W02 | 12.34 | 0 | 0.65 | 17.54 | 30.53 | 0 | 254.3217 | 392.91 | 1 | 0.23884 | 1
4149 | 03E22G10H12D07M01W03 | 12.34 | 0 | 0.65 | 12.77 | 25.76 | 0 | 254.3217 | 326.55 | 1 | 0.35777 | 2
4150 | 03E22G10H12D07M01W04 | 12.34 | 0 | 0.65 | 9.25 | 22.24 | 0 | 254.3217 | 277.83 | 1 | 0.44552 | 2
4151 | 03E22G10H12D07M02W02 | 12.34 | 0 | 0.65 | 17.54 | 30.53 | 0 | 254.3217 | 392.7 | 1 | 0.23884 | 1
4152 | 03E22G10H13D05M01W02 | 12 | 0 | 0.65 | 17.54 | 30.19 | 0 | 250.2197 | 388.71 | 1 | 0.24732 | 1
4153 | 03E22G10H13D05M01W03 | 12 | 0 | 0.65 | 12.77 | 25.42 | 0 | 250.2197 | 322.35 | 1 | 0.36624 | 2
4154 | 03E22G10H13D07M01W02 | 12.34 | 0 | 0.65 | 17.54 | 30.53 | 0 | 254.3217 | 392.91 | 1 | 0.23884 | 1
4155 | 03E22G10H13D07M01W03 | 12.34 | 0 | 0.65 | 12.77 | 25.76 | 0 | 254.3217 | 326.55 | 1 | 0.35777 | 2
4156 | 03E22G10H13D07M01W04 | 12.34 | 0 | 0.65 | 9.25 | 22.24 | 0 | 254.3217 | 277.83 | 1 | 0.44552 | 2
4157 | 03E22G10H13D07M02W02 | 12.34 | 0 | 0.65 | 17.54 | 30.53 | 0 | 254.3217 | 392.7 | 1 | 0.23884 | 1
4158 | 03E22G10H14D05M01W02 | 13.8 | 0 | 0.65 | 17.54 | 31.99 | 0 | 307.6472 | 408.03 | 1 | 0.20244 | 1
4159 | 03E22G10H14D05M01W03 | 13.8 | 0 | 0.65 | 12.77 | 27.22 | 0 | 307.6472 | 341.67 | 1 | 0.32137 | 1
4160 | 03E22G10H14D07M01W02 | 14.21 | 0 | 0.65 | 17.54 | 32.4 | 0 | 313.8002 | 412.86 | 1 | 0.19222 | 1
4161 | 03E22G10H14D07M01W03 | 14.21 | 0 | 0.65 | 12.77 | 27.63 | 0 | 313.8002 | 346.5 | 1 | 0.31114 | 1
4162 | 03E22G10H14D07M01W04 | 14.21 | 0 | 0.65 | 9.25 | 24.11 | 0 | 313.8002 | 297.78 | 1 | 0.3989 | 2
4163 | 03E22G10H14D07M02W02 | 14.21 | 0 | 0.65 | 17.54 | 32.4 | 0 | 313.8002 | 412.65 | 1 | 0.19222 | 1
4164 | 03E22G12H07D04M01W02 | 11.32 | 0.72 | 0.65 | 17.54 | 30.23 | 0 | 328.157 | 377.16 | 0.69362 | 0.24632 | 1
4165 | 03E22G12H07D05M01W02 | 9.98 | 0.63 | 0.65 | 17.54 | 28.8 | 0 | 299.4433 | 361.41 | 0.73191 | 0.28197 | 1
4166 | 03E22G12H07D05M01W03 | 9.98 | 0.63 | 0.65 | 12.77 | 24.03 | 0 | 299.4433 | 295.05 | 0.73191 | 0.4009 | 2
4167 | 03E22G12H07D06M01W02 | 8.87 | 0.57 | 0.65 | 17.54 | 27.63 | 0 | 278.9335 | 348.39 | 0.75745 | 0.31114 | 1
4168 | 03E22G12H07D06M01W03 | 8.87 | 0.57 | 0.65 | 12.77 | 22.86 | 0 | 278.9335 | 282.03 | 0.75745 | 0.43007 | 2
4169 | 03E22G12H07D07M01W02 | 10.25 | 0.64 | 0.65 | 17.54 | 29.08 | 0 | 305.5962 | 364.56 | 0.72766 | 0.27499 | 1
4170 | 03E22G12H07D07M01W03 | 10.25 | 0.64 | 0.65 | 12.77 | 24.31 | 0 | 305.5962 | 298.2 | 0.72766 | 0.39392 | 2
4171 | 03E22G12H07D07M01W04 | 10.25 | 0.64 | 0.65 | 9.25 | 20.79 | 0 | 305.5962 | 249.48 | 0.72766 | 0.48168 | 2
4172 | 03E22G12H07D07M02W02 | 10.03 | 0.37 | 0.65 | 17.54 | 28.59 | 0 | 283.0355 | 361.83 | 0.84255 | 0.28721 | 1
4173 | 03E22G12H08D05M01W02 | 8.79 | 0.63 | 0.65 | 17.54 | 27.61 | 0 | 299.4433 | 345.87 | 0.73191 | 0.31164 | 1
4174 | 03E22G12H08D05M01W03 | 8.79 | 0.63 | 0.65 | 12.77 | 22.84 | 0 | 299.4433 | 279.51 | 0.73191 | 0.43057 | 2
4175 | 03E22G12H08D06M01W02 | 7.82 | 0.57 | 0.65 | 17.54 | 26.58 | 0 | 278.9335 | 334.74 | 0.75745 | 0.33732 | 1
4176 | 03E22G12H08D06M01W03 | 7.82 | 0.57 | 0.65 | 12.77 | 21.81 | 0 | 278.9335 | 268.38 | 0.75745 | 0.45625 | 2
4177 | 03E22G12H08D07M01W02 | 9.03 | 0.64 | 0.65 | 17.54 | 27.86 | 0 | 305.5962 | 348.81 | 0.72766 | 0.30541 | 1
4178 | 03E22G12H08D07M01W03 | 9.03 | 0.64 | 0.65 | 12.77 | 23.09 | 0 | 305.5962 | 282.45 | 0.72766 | 0.42433 | 2
4179 | 03E22G12H08D07M01W04 | 9.03 | 0.64 | 0.65 | 9.25 | 19.57 | 0 | 305.5962 | 233.73 | 0.72766 | 0.51209 | 2
4180 | 03E22G12H08D07M02W02 | 8.84 | 0.37 | 0.65 | 17.54 | 27.4 | 0 | 283.0355 | 346.29 | 0.84255 | 0.31688 | 1
4181 | 03E22G12H09D05M01W02 | 8.46 | 0.63 | 0.65 | 17.54 | 27.28 | 0 | 299.4433 | 341.67 | 0.73191 | 0.31987 | 1
4182 | 03E22G12H09D05M01W03 | 8.46 | 0.63 | 0.65 | 12.77 | 22.51 | 0 | 299.4433 | 275.31 | 0.73191 | 0.43879 | 2
4183 | 03E22G12H09D07M01W02 | 8.69 | 0.64 | 0.65 | 17.54 | 27.52 | 0 | 305.5962 | 344.4 | 0.72766 | 0.31389 | 1
4184 | 03E22G12H09D07M01W03 | 8.69 | 0.64 | 0.65 | 12.77 | 22.75 | 0 | 305.5962 | 278.04 | 0.72766 | 0.43281 | 2
4185 | 03E22G12H09D07M01W04 | 8.69 | 0.64 | 0.65 | 9.25 | 19.23 | 0 | 305.5962 | 229.32 | 0.72766 | 0.52057 | 2
4186 | 03E22G12H09D07M02W02 | 8.51 | 0.37 | 0.65 | 17.54 | 27.07 | 0 | 283.0355 | 342.09 | 0.84255 | 0.32511 | 1
4187 | 03E22G12H10D05M01W02 | 9.98 | 0.58 | 0.65 | 17.54 | 28.75 | 0 | 295.3413 | 361.41 | 0.75319 | 0.28322 | 1
4188 | 03E22G12H10D05M01W03 | 9.98 | 0.58 | 0.65 | 12.77 | 23.98 | 0 | 295.3413 | 295.05 | 0.75319 | 0.40214 | 2
4189 | 03E22G12H10D07M01W02 | 10.25 | 0.59 | 0.65 | 17.54 | 29.03 | 0 | 301.4943 | 364.56 | 0.74894 | 0.27624 | 1
4190 | 03E22G12H10D07M01W03 | 10.25 | 0.59 | 0.65 | 12.77 | 24.26 | 0 | 301.4943 | 298.2 | 0.74894 | 0.39516 | 2
4191 | 03E22G12H10D07M01W04 | 10.25 | 0.59 | 0.65 | 9.25 | 20.74 | 0 | 301.4943 | 249.48 | 0.74894 | 0.48292 | 2
4192 | 03E22G12H10D07M02W02 | 10.03 | 0.34 | 0.65 | 17.54 | 28.56 | 0 | 280.9845 | 361.83 | 0.85532 | 0.28796 | 1
4193 | 03E22G12H11D05M01W02 | 9.98 | 0.58 | 0.65 | 17.54 | 28.75 | 0 | 295.3413 | 361.41 | 0.75319 | 0.28322 | 1
4194 | 03E22G12H11D05M01W03 | 9.98 | 0.58 | 0.65 | 12.77 | 23.98 | 0 | 295.3413 | 295.05 | 0.75319 | 0.40214 | 2
4195 | 03E22G12H11D06M01W02 | 8.87 | 0.53 | 0.65 | 17.54 | 27.59 | 0 | 274.8315 | 348.39 | 0.77447 | 0.31214 | 1
4196 | 03E22G12H11D06M01W03 | 8.87 | 0.53 | 0.65 | 12.77 | 22.82 | 0 | 274.8315 | 282.03 | 0.77447 | 0.43106 | 2
4197 | 03E22G12H11D07M01W02 | 10.25 | 0.59 | 0.65 | 17.54 | 29.03 | 0 | 301.4943 | 364.56 | 0.74894 | 0.27624 | 1
4198 | 03E22G12H11D07M01W03 | 10.25 | 0.59 | 0.65 | 12.77 | 24.26 | 0 | 301.4943 | 298.2 | 0.74894 | 0.39516 | 2
4199 | 03E22G12H11D07M01W04 | 10.25 | 0.59 | 0.65 | 9.25 | 20.74 | 0 | 301.4943 | 249.48 | 0.74894 | 0.48292 | 2
4200 | 03E22G12H11D07M02W02 | 10.03 | 0.34 | 0.65 | 17.54 | 28.56 | 0 | 280.9845 | 361.83 | 0.85532 | 0.28796 | 1
4201 | 03E22G12H12D05M01W02 | 8.67 | 0.48 | 0.65 | 17.54 | 27.34 | 0 | 246.1178 | 347.55 | 0.79574 | 0.31837 | 1
4202 | 03E22G12H12D05M01W03 | 8.67 | 0.48 | 0.65 | 12.77 | 22.57 | 0 | 246.1178 | 281.19 | 0.79574 | 0.4373 | 2
4203 | 03E22G12H12D07M01W02 | 8.9 | 0.49 | 0.65 | 17.54 | 27.58 | 0 | 252.2707 | 350.28 | 0.79149 | 0.31239 | 1
4204 | 03E22G12H12D07M01W03 | 8.9 | 0.49 | 0.65 | 12.77 | 22.81 | 0 | 252.2707 | 283.92 | 0.79149 | 0.43131 | 2
4205 | 03E22G12H12D07M01W04 | 8.9 | 0.49 | 0.65 | 9.25 | 19.29 | 0 | 252.2707 | 235.2 | 0.79149 | 0.51907 | 2
4206 | 03E22G12H12D07M02W02 | 8.71 | 0.28 | 0.65 | 17.54 | 27.18 | 0 | 231.7609 | 347.97 | 0.88085 | 0.32236 | 1
4207 | 03E22G12H13D05M01W02 | 8.67 | 0.42 | 0.65 | 17.54 | 27.28 | 0 | 242.0158 | 347.55 | 0.82128 | 0.31987 | 1
4208 | 03E22G12H13D05M01W03 | 8.67 | 0.42 | 0.65 | 12.77 | 22.51 | 0 | 242.0158 | 281.19 | 0.82128 | 0.43879 | 2
4209 | 03E22G12H13D07M01W02 | 8.9 | 0.43 | 0.65 | 17.54 | 27.52 | 0 | 246.1178 | 350.28 | 0.81702 | 0.31389 | 1
4210 | 03E22G12H13D07M01W03 | 8.9 | 0.43 | 0.65 | 12.77 | 22.75 | 0 | 246.1178 | 283.92 | 0.81702 | 0.43281 | 2
4211 | 03E22G12H13D07M01W04 | 8.9 | 0.43 | 0.65 | 9.25 | 19.23 | 0 | 246.1178 | 235.2 | 0.81702 | 0.52057 | 2
4212 | 03E22G12H13D07M02W02 | 8.71 | 0.25 | 0.65 | 17.54 | 27.15 | 0 | 229.7099 | 347.97 | 0.89362 | 0.32311 | 1
4213 | 03E22G12H14D05M01W02 | 9.98 | 0.51 | 0.65 | 17.54 | 28.68 | 0 | 291.2394 | 361.41 | 0.78298 | 0.28497 | 1
4214 | 03E22G12H14D05M01W03 | 9.98 | 0.51 | 0.65 | 12.77 | 23.91 | 0 | 291.2394 | 295.05 | 0.78298 | 0.40389 | 2
4215 | 03E22G12H14D07M01W02 | 10.25 | 0.52 | 0.65 | 17.54 | 28.96 | 0 | 295.3413 | 364.56 | 0.77872 | 0.27799 | 1
4216 | 03E22G12H14D07M01W03 | 10.25 | 0.52 | 0.65 | 12.77 | 24.19 | 0 | 295.3413 | 298.2 | 0.77872 | 0.39691 | 2
4217 | 03E22G12H14D07M01W04 | 10.25 | 0.52 | 0.65 | 9.25 | 20.67 | 0 | 295.3413 | 249.48 | 0.77872 | 0.48467 | 2
4218 | 03E22G12H14D07M02W02 | 10.03 | 0.3 | 0.65 | 17.54 | 28.52 | 0 | 276.8825 | 361.83 | 0.87234 | 0.28896 | 1
4219 | 03E23G09H07D04M01W02 | 7.88 | 0.4 | 0.65 | 17.54 | 26.47 | 0 | 252.2707 | 336.21 | 0.82979 | 0.34006 | 1
4220 | 03E23G09H07D05M01W02 | 6.93 | 0.34 | 0.65 | 17.54 | 25.46 | 0 | 233.8119 | 325.08 | 0.85532 | 0.36525 | 2
4221 | 03E23G09H07D05M01W03 | 6.93 | 0.34 | 0.65 | 12.77 | 20.69 | 0 | 233.8119 | 258.72 | 0.85532 | 0.48417 | 2
4222 | 03E23G09H07D06M01W02 | 6.04 | 0.31 | 0.65 | 17.54 | 24.54 | 0 | 215.3531 | 314.58 | 0.86809 | 0.38818 | 2
4223 | 03E23G09H07D06M01W03 | 6.04 | 0.31 | 0.65 | 12.77 | 19.77 | 0 | 215.3531 | 248.22 | 0.86809 | 0.50711 | 2
4224 | 03E23G09H07D07M01W02 | 7.16 | 0.35 | 0.65 | 17.54 | 25.7 | 0 | 235.8629 | 327.81 | 0.85106 | 0.35926 | 2
4225 | 03E23G09H07D07M01W03 | 7.16 | 0.35 | 0.65 | 12.77 | 20.93 | 0 | 235.8629 | 261.45 | 0.85106 | 0.47818 | 2
4226 | 03E23G09H07D07M01W04 | 7.16 | 0.35 | 0.65 | 9.25 | 17.41 | 0 | 235.8629 | 212.73 | 0.85106 | 0.56594 | 2
4227 | 03E23G09H07D07M02W02 | 7.01 | 0.22 | 0.65 | 17.54 | 25.42 | 0 | 221.506 | 325.92 | 0.90638 | 0.36624 | 2
4228 | 03E23G09H08D05M01W02 | 6.11 | 0.34 | 0.65 | 17.54 | 24.64 | 0 | 233.8119 | 314.37 | 0.85532 | 0.38569 | 2
4229 | 03E23G09H08D05M01W03 | 6.11 | 0.34 | 0.65 | 12.77 | 19.87 | 0 | 233.8119 | 248.01 | 0.85532 | 0.50461 | 2
4230 | 03E23G09H08D06M01W02 | 5.32 | 0.31 | 0.65 | 17.54 | 23.82 | 0 | 215.3531 | 305.34 | 0.86809 | 0.40613 | 2
4231 | 03E23G09H08D06M01W03 | 5.32 | 0.31 | 0.65 | 12.77 | 19.05 | 0 | 215.3531 | 238.98 | 0.86809 | 0.52506 | 2
4232 | 03E23G09H08D07M01W02 | 6.31 | 0.35 | 0.65 | 17.54 | 24.85 | 0 | 235.8629 | 316.68 | 0.85106 | 0.38045 | 2
4233 | 03E23G09H08D07M01W03 | 6.31 | 0.35 | 0.65 | 12.77 | 20.08 | 0 | 235.8629 | 250.32 | 0.85106 | 0.49938 | 2
4234 | 03E23G09H08D07M01W04 | 6.31 | 0.35 | 0.65 | 9.25 | 16.56 | 0 | 235.8629 | 201.6 | 0.85106 | 0.58714 | 2
4235 | 03E23G09H08D07M02W02 | 6.18 | 0.22 | 0.65 | 17.54 | 24.59 | 0 | 221.506 | 315.21 | 0.90638 | 0.38694 | 2
4236 | 03E23G09H09D05M01W02 | 5.88 | 0.34 | 0.65 | 17.54 | 24.41 | 0 | 233.8119 | 311.43 | 0.85532 | 0.39142 | 2
4237 | 03E23G09H09D05M01W03 | 5.88 | 0.34 | 0.65 | 12.77 | 19.64 | 0 | 233.8119 | 245.07 | 0.85532 | 0.51035 | 2
4238 | 03E23G09H09D07M01W02 | 6.07 | 0.35 | 0.65 | 17.54 | 24.61 | 0 | 235.8629 | 313.74 | 0.85106 | 0.38644 | 2
4239 | 03E23G09H09D07M01W03 | 6.07 | 0.35 | 0.65 | 12.77 | 19.84 | 0 | 235.8629 | 247.38 | 0.85106 | 0.50536 | 2
4240 | 03E23G09H09D07M01W04 | 6.07 | 0.35 | 0.65 | 9.25 | 16.32 | 0 | 235.8629 | 198.66 | 0.85106 | 0.59312 | 2
4241 | 03E23G09H09D07M02W02 | 5.95 | 0.22 | 0.65 | 17.54 | 24.36 | 0 | 221.506 | 312.06 | 0.90638 | 0.39267 | 2
4242 | 03E23G09H10D05M01W02 | 6.93 | 0.31 | 0.65 | 17.54 | 25.43 | 0 | 229.7099 | 325.08 | 0.86809 | 0.36599 | 2
4243 | 03E23G09H10D05M01W03 | 6.93 | 0.31 | 0.65 | 12.77 | 20.66 | 0 | 229.7099 | 258.72 | 0.86809 | 0.48492 | 2
4244 | 03E23G09H10D07M01W02 | 7.16 | 0.32 | 0.65 | 17.54 | 25.67 | 0 | 233.8119 | 327.81 | 0.86383 | 0.36001 | 2
4245 | 03E23G09H10D07M01W03 | 7.16 | 0.32 | 0.65 | 12.77 | 20.9 | 0 | 233.8119 | 261.45 | 0.86383 | 0.47893 | 2
4246 | 03E23G09H10D07M01W04 | 7.16 | 0.32 | 0.65 | 9.25 | 17.38 | 0 | 233.8119 | 212.73 | 0.86383 | 0.56669 | 2
4247 | 03E23G09H10D07M02W02 | 7.01 | 0.21 | 0.65 | 17.54 | 25.41 | 0 | 221.506 | 325.92 | 0.91064 | 0.36649 | 2
4248 | 03E23G09H11D05M01W02 | 6.93 | 0.31 | 0.65 | 17.54 | 25.43 | 0 | 229.7099 | 325.08 | 0.86809 | 0.36599 | 2
4249 | 03E23G09H11D05M01W03 | 6.93 | 0.31 | 0.65 | 12.77 | 20.66 | 0 | 229.7099 | 258.72 | 0.86809 | 0.48492 | 2
4250 | 03E23G09H11D06M01W02 | 6.04 | 0.28 | 0.65 | 17.54 | 24.51 | 0 | 213.3021 | 314.58 | 0.88085 | 0.38893 | 2
4251 | 03E23G09H11D06M01W03 | 6.04 | 0.28 | 0.65 | 12.77 | 19.74 | 0 | 213.3021 | 248.22 | 0.88085 | 0.50785 | 2
4252 | 03E23G09H11D07M01W02 | 7.16 | 0.32 | 0.65 | 17.54 | 25.67 | 0 | 233.8119 | 327.81 | 0.86383 | 0.36001 | 2
4253 | 03E23G09H11D07M01W03 | 7.16 | 0.32 | 0.65 | 12.77 | 20.9 | 0 | 233.8119 | 261.45 | 0.86383 | 0.47893 | 2
4254 | 03E23G09H11D07M01W04 | 7.16 | 0.32 | 0.65 | 9.25 | 17.38 | 0 | 233.8119 | 212.73 | 0.86383 | 0.56669 | 2
4255 | 03E23G09H11D07M02W02 | 7.01 | 0.21 | 0.65 | 17.54 | 25.41 | 0 | 221.506 | 325.92 | 0.91064 | 0.36649 | 2
4256 | 03E23G09H12D05M01W02 | 6.02 | 0.26 | 0.65 | 17.54 | 24.47 | 0 | 196.8942 | 315.42 | 0.88936 | 0.38993 | 2
4257 | 03E23G09H12D05M01W03 | 6.02 | 0.26 | 0.65 | 12.77 | 19.7 | 0 | 196.8942 | 249.06 | 0.88936 | 0.50885 | 2
4258 | 03E23G09H12D07M01W02 | 6.21 | 0.27 | 0.65 | 17.54 | 24.67 | 0 | 198.9452 | 317.94 | 0.88511 | 0.38494 | 2
4259 | 03E23G09H12D07M01W03 | 6.21 | 0.27 | 0.65 | 12.77 | 19.9 | 0 | 198.9452 | 251.58 | 0.88511 | 0.50386 | 2
4260 | 03E23G09H12D07M01W04 | 6.21 | 0.27 | 0.65 | 9.25 | 16.38 | 0 | 198.9452 | 202.86 | 0.88511 | 0.59162 | 2
4261 | 03E23G09H12D07M02W02 | 6.09 | 0.17 | 0.65 | 17.54 | 24.45 | 0 | 188.6903 | 316.26 | 0.92766 | 0.39043 | 2
4262 | 03E23G09H13D05M01W02 | 6.02 | 0.23 | 0.65 | 17.54 | 24.44 | 0 | 194.8432 | 315.42 | 0.90213 | 0.39068 | 2
4263 | 03E23G09H13D05M01W03 | 6.02 | 0.23 | 0.65 | 12.77 | 19.67 | 0 | 194.8432 | 249.06 | 0.90213 | 0.5096 | 2
4264 | 03E23G09H13D07M01W02 | 6.21 | 0.24 | 0.65 | 17.54 | 24.64 | 0 | 196.8942 | 317.94 | 0.89787 | 0.38569 | 2
4265 | 03E23G09H13D07M01W03 | 6.21 | 0.24 | 0.65 | 12.77 | 19.87 | 0 | 196.8942 | 251.58 | 0.89787 | 0.50461 | 2
4266 | 03E23G09H13D07M01W04 | 6.21 | 0.24 | 0.65 | 9.25 | 16.35 | 0 | 196.8942 | 202.86 | 0.89787 | 0.59237 | 2
4267 | 03E23G09H13D07M02W02 | 6.09 | 0.15 | 0.65 | 17.54 | 24.43 | 0 | 186.6393 | 316.26 | 0.93617 | 0.39092 | 2
4268 | 03E23G09H14D05M01W02 | 6.93 | 0.28 | 0.65 | 17.54 | 25.4 | 0 | 227.659 | 325.08 | 0.88085 | 0.36674 | 2
4269 | 03E23G09H14D05M01W03 | 6.93 | 0.28 | 0.65 | 12.77 | 20.63 | 0 | 227.659 | 258.72 | 0.88085 | 0.48566 | 2
4270 | 03E23G09H14D07M01W02 | 7.16 | 0.28 | 0.65 | 17.54 | 25.63 | 0 | 229.7099 | 327.81 | 0.88085 | 0.36101 | 2
4271 | 03E23G09H14D07M01W03 | 7.16 | 0.28 | 0.65 | 12.77 | 20.86 | 0 | 229.7099 | 261.45 | 0.88085 | 0.47993 | 2
4272 | 03E23G09H14D07M01W04 | 7.16 | 0.28 | 0.65 | 9.25 | 17.34 | 0 | 229.7099 | 212.73 | 0.88085 | 0.56769 | 2
4273 | 03E23G09H14D07M02W02 | 7.01 | 0.18 | 0.65 | 17.54 | 25.38 | 0 | 219.455 | 325.92 | 0.9234 | 0.36724 | 2
4274 | 03E23G10H07D04M01W02 | 12.57 | 0 | 0.65 | 17.54 | 30.76 | 0 | 289.1884 | 392.91 | 1 | 0.23311 | 1
4275 | 03E23G10H07D05M01W02 | 11.1 | 0 | 0.65 | 17.54 | 29.29 | 0 | 266.6276 | 375.48 | 1 | 0.26976 | 1
4276 | 03E23G10H07D05M01W03 | 11.1 | 0 | 0.65 | 12.77 | 24.52 | 0 | 266.6276 | 309.12 | 1 | 0.38868 | 2
4277 | 03E23G10H07D06M01W02 | 9.68 | 0 | 0.65 | 17.54 | 27.87 | 0 | 246.1178 | 358.68 | 1 | 0.30516 | 1
4278 | 03E23G10H07D06M01W03 | 9.68 | 0 | 0.65 | 12.77 | 23.1 | 0 | 246.1178 | 292.32 | 1 | 0.42408 | 2
4279 | 03E23G10H07D07M01W02 | 11.45 | 0 | 0.65 | 17.54 | 29.64 | 0 | 272.7805 | 379.68 | 1 | 0.26103 | 1
4280 | 03E23G10H07D07M01W03 | 11.45 | 0 | 0.65 | 12.77 | 24.87 | 0 | 272.7805 | 313.32 | 1 | 0.37996 | 2
4281 | 03E23G10H07D07M01W04 | 11.45 | 0 | 0.65 | 9.25 | 21.35 | 0 | 272.7805 | 264.6 | 1 | 0.46771 | 2
4282 | 03E23G10H07D07M02W02 | 11.42 | 0 | 0.65 | 17.54 | 29.61 | 0 | 270.7296 | 379.05 | 1 | 0.26178 | 1
4283 | 03E23G10H08D05M01W02 | 9.78 | 0 | 0.65 | 17.54 | 27.97 | 0 | 266.6276 | 358.26 | 1 | 0.30267 | 1
4284 | 03E23G10H08D05M01W03 | 9.78 | 0 | 0.65 | 12.77 | 23.2 | 0 | 266.6276 | 291.9 | 1 | 0.42159 | 2
4285 | 03E23G10H08D06M01W02 | 8.53 | 0 | 0.65 | 17.54 | 26.72 | 0 | 246.1178 | 343.56 | 1 | 0.33383 | 1
4286 | 03E23G10H08D06M01W03 | 8.53 | 0 | 0.65 | 12.77 | 21.95 | 0 | 246.1178 | 277.2 | 1 | 0.45275 | 2
4287 | 03E23G10H08D07M01W02 | 10.09 | 0 | 0.65 | 17.54 | 28.28 | 0 | 272.7805 | 361.83 | 1 | 0.29494 | 1
4288 | 03E23G10H08D07M01W03 | 10.09 | 0 | 0.65 | 12.77 | 23.51 | 0 | 272.7805 | 295.47 | 1 | 0.41386 | 2
4289 | 03E23G10H08D07M01W04 | 10.09 | 0 | 0.65 | 9.25 | 19.99 | 0 | 272.7805 | 246.75 | 1 | 0.50162 | 2
4290 | 03E23G10H08D07M02W02 | 10.06 | 0 | 0.65 | 17.54 | 28.25 | 0 | 270.7296 | 361.41 | 1 | 0.29569 | 1
4291 | 03E23G10H09D05M01W02 | 9.41 | 0 | 0.65 | 17.54 | 27.6 | 0 | 266.6276 | 353.43 | 1 | 0.31189 | 1
4292 | 03E23G10H09D05M01W03 | 9.41 | 0 | 0.65 | 12.77 | 22.83 | 0 | 266.6276 | 287.07 | 1 | 0.43082 | 2
4293 | 03E23G10H09D07M01W02 | 9.71 | 0 | 0.65 | 17.54 | 27.9 | 0 | 272.7805 | 357 | 1 | 0.30441 | 1
4294 | 03E23G10H09D07M01W03 | 9.71 | 0 | 0.65 | 12.77 | 23.13 | 0 | 272.7805 | 290.64 | 1 | 0.42334 | 2
4295 | 03E23G10H09D07M01W04 | 9.71 | 0 | 0.65 | 9.25 | 19.61 | 0 | 272.7805 | 241.92 | 1 | 0.51109 | 2
4296 | 03E23G10H09D07M02W02 | 9.69 | 0 | 0.65 | 17.54 | 27.88 | 0 | 270.7296 | 356.58 | 1 | 0.30491 | 1
4297 | 03E23G10H10D05M01W02 | 11.1 | 0 | 0.65 | 17.54 | 29.29 | 0 | 266.6276 | 375.48 | 1 | 0.26976 | 1
4298 | 03E23G10H10D05M01W03 | 11.1 | 0 | 0.65 | 12.77 | 24.52 | 0 | 266.6276 | 309.12 | 1 | 0.38868 | 2
4299 | 03E23G10H10D07M01W02 | 11.45 | 0 | 0.65 | 17.54 | 29.64 | 0 | 272.7805 | 379.68 | 1 | 0.26103 | 1
4300 | 03E23G10H10D07M01W03 | 11.45 | 0 | 0.65 | 12.77 | 24.87 | 0 | 272.7805 | 313.32 | 1 | 0.37996 | 2
4301 | 03E23G10H10D07M01W04 | 11.45 | 0 | 0.65 | 9.25 | 21.35 | 0 | 272.7805 | 264.6 | 1 | 0.46771 | 2
4302 | 03E23G10H10D07M02W02 | 11.42 | 0 | 0.65 | 17.54 | 29.61 | 0 | 270.7296 | 379.05 | 1 | 0.26178 | 1
4303 | 03E23G10H11D05M01W02 | 11.1 | 0 | 0.65 | 17.54 | 29.29 | 0 | 266.6276 | 375.48 | 1 | 0.26976 | 1
4304 | 03E23G10H11D05M01W03 | 11.1 | 0 | 0.65 | 12.77 | 24.52 | 0 | 266.6276 | 309.12 | 1 | 0.38868 | 2
4305 | 03E23G10H11D06M01W02 | 9.68 | 0 | 0.65 | 17.54 | 27.87 | 0 | 246.1178 | 358.68 | 1 | 0.30516 | 1
4306 | 03E23G10H11D06M01W03 | 9.68 | 0 | 0.65 | 12.77 | 23.1 | 0 | 246.1178 | 292.32 | 1 | 0.42408 | 2
4307 | 03E23G10H11D07M01W02 | 11.45 | 0 | 0.65 | 17.54 | 29.64 | 0 | 272.7805 | 379.68 | 1 | 0.26103 | 1
4308 | 03E23G10H11D07M01W03 | 11.45 | 0 | 0.65 | 12.77 | 24.87 | 0 | 272.7805 | 313.32 | 1 | 0.37996 | 2
4309 | 03E23G10H11D07M01W04 | 11.45 | 0 | 0.65 | 9.25 | 21.35 | 0 | 272.7805 | 264.6 | 1 | 0.46771 | 2
4310 | 03E23G10H11D07M02W02 | 11.42 | 0 | 0.65 | 17.54 | 29.61 | 0 | 270.7296 | 379.05 | 1 | 0.26178 | 1
4311 | 03E23G10H12D05M01W02 | 9.64 | 0 | 0.65 | 17.54 | 27.83 | 0 | 221.506 | 359.94 | 1 | 0.30616 | 1
4312 | 03E23G10H12D05M01W03 | 9.64 | 0 | 0.65 | 12.77 | 23.06 | 0 | 221.506 | 293.58 | 1 | 0.42508 | 2
4313 | 03E23G10H12D07M01W02 | 9.95 | 0 | 0.65 | 17.54 | 28.14 | 0 | 223.557 | 363.72 | 1 | 0.29843 | 1
4314 | 03E23G10H12D07M01W03 | 9.95 | 0 | 0.65 | 12.77 | 23.37 | 0 | 223.557 | 297.36 | 1 | 0.41735 | 2
4315 | 03E23G10H12D07M01W04 | 9.95 | 0 | 0.65 | 9.25 | 19.85 | 0 | 223.557 | 248.64 | 1 | 0.50511 | 2
4316 | 03E23G10H12D07M02W02 | 9.92 | 0 | 0.65 | 17.54 | 28.11 | 0 | 223.557 | 363.09 | 1 | 0.29918 | 1
4317 | 03E23G10H13D05M01W02 | 9.64 | 0 | 0.65 | 17.54 | 27.83 | 0 | 221.506 | 359.94 | 1 | 0.30616 | 1
4318 | 03E23G10H13D05M01W03 | 9.64 | 0 | 0.65 | 12.77 | 23.06 | 0 | 221.506 | 293.58 | 1 | 0.42508 | 2
4319 | 03E23G10H13D07M01W02 | 9.95 | 0 | 0.65 | 17.54 | 28.14 | 0 | 223.557 | 363.72 | 1 | 0.29843 | 1
4320 | 03E23G10H13D07M01W03 | 9.95 | 0 | 0.65 | 12.77 | 23.37 | 0 | 223.557 | 297.36 | 1 | 0.41735 | 2
4321 | 03E23G10H13D07M01W04 | 9.95 | 0 | 0.65 | 9.25 | 19.85 | 0 | 223.557 | 248.64 | 1 | 0.50511 | 2
4322 | 03E23G10H13D07M02W02 | 9.92 | 0 | 0.65 | 17.54 | 28.11 | 0 | 223.557 | 363.09 | 1 | 0.29918 | 1
4323 | 03E23G10H14D05M01W02 | 11.1 | 0 | 0.65 | 17.54 | 29.29 | 0 | 266.6276 | 375.48 | 1 | 0.26976 | 1
4324 | 03E23G10H14D05M01W03 | 11.1 | 0 | 0.65 | 12.77 | 24.52 | 0 | 266.6276 | 309.12 | 1 | 0.38868 | 2
4325 | 03E23G10H14D07M01W02 | 11.45 | 0 | 0.65 | 17.54 | 29.64 | 0 | 272.7805 | 379.68 | 1 | 0.26103 | 1
4326 | 03E23G10H14D07M01W03 | 11.45 | 0 | 0.65 | 12.77 | 24.87 | 0 | 272.7805 | 313.32 | 1 | 0.37996 | 2
4327 | 03E23G10H14D07M01W04 | 11.45 | 0 | 0.65 | 9.25 | 21.35 | 0 | 272.7805 | 264.6 | 1 | 0.46771 | 2
4328 | 03E23G10H14D07M02W02 | 11.42 | 0 | 0.65 | 17.54 | 29.61 | 0 | 270.7296 | 379.05 | 1 | 0.26178 | 1
4329 | 03E23G12H07D04M01W02 | 8.73 | 0.84 | 0.65 | 17.54 | 27.76 | 0 | 297.3923 | 346.29 | 0.64255 | 0.3079 | 1
4330 | 03E23G12H07D05M01W02 | 7.68 | 0.73 | 0.65 | 17.54 | 26.6 | 0 | 272.7805 | 333.9 | 0.68936 | 0.33682 | 1
4331 | 03E23G12H07D05M01W03 | 7.68 | 0.73 | 0.65 | 12.77 | 21.83 | 0 | 272.7805 | 267.54 | 0.68936 | 0.45575 | 2
4332 | 03E23G12H07D06M01W02 | 6.76 | 0.67 | 0.65 | 17.54 | 25.62 | 0 | 254.3217 | 322.98 | 0.71489 | 0.36126 | 2
4333 | 03E23G12H07D06M01W03 | 6.76 | 0.67 | 0.65 | 12.77 | 20.85 | 0 | 254.3217 | 256.62 | 0.71489 | 0.48018 | 2
4334 | 03E23G12H07D07M01W02 | 7.91 | 0.74 | 0.65 | 17.54 | 26.84 | 0 | 278.9335 | 336.63 | 0.68511 | 0.33084 | 1
4335 | 03E23G12H07D07M01W03 | 7.91 | 0.74 | 0.65 | 12.77 | 22.07 | 0 | 278.9335 | 270.27 | 0.68511 | 0.44976 | 2
4336 | 03E23G12H07D07M01W04 | 7.91 | 0.74 | 0.65 | 9.25 | 18.55 | 0 | 278.9335 | 221.55 | 0.68511 | 0.53752 | 2
4337 | 03E23G12H07D07M02W02 | 7.71 | 0.47 | 0.65 | 17.54 | 26.37 | 0 | 254.3217 | 334.11 | 0.8 | 0.34256 | 1
4338 | 03E23G12H08D05M01W02 | 6.76 | 0.73 | 0.65 | 17.54 | 25.68 | 0 | 272.7805 | 322.14 | 0.68936 | 0.35976 | 2
4339 | 03E23G12H08D05M01W03 | 6.76 | 0.73 | 0.65 | 12.77 | 20.91 | 0 | 272.7805 | 255.78 | 0.68936 | 0.47868 | 2
4340 | 03E23G12H08D06M01W02 | 5.95 | 0.67 | 0.65 | 17.54 | 24.81 | 0 | 254.3217 | 312.69 | 0.71489 | 0.38145 | 2
4341 | 03E23G12H08D06M01W03 | 5.95 | 0.67 | 0.65 | 12.77 | 20.04 | 0 | 254.3217 | 246.33 | 0.71489 | 0.50037 | 2
4342 | 03E23G12H08D07M01W02 | 6.97 | 0.74 | 0.65 | 17.54 | 25.9 | 0 | 278.9335 | 324.45 | 0.68511 | 0.35428 | 2
4343 | 03E23G12H08D07M01W03 | 6.97 | 0.74 | 0.65 | 12.77 | 21.13 | 0 | 278.9335 | 258.09 | 0.68511 | 0.4732 | 2
4344 | 03E23G12H08D07M01W04 | 6.97 | 0.74 | 0.65 | 9.25 | 17.61 | 0 | 278.9335 | 209.37 | 0.68511 | 0.56096 | 2
4345 | 03E23G12H08D07M02W02 | 6.79 | 0.47 | 0.65 | 17.54 | 25.45 | 0 | 254.3217 | 322.35 | 0.8 | 0.36549 | 2
4346 | 03E23G12H09D05M01W02 | 6.51 | 0.73 | 0.65 | 17.54 | 25.43 | 0 | 272.7805 | 318.78 | 0.68936 | 0.36599 | 2
4347 | 03E23G12H09D05M01W03 | 6.51 | 0.73 | 0.65 | 12.77 | 20.66 | 0 | 272.7805 | 252.42 | 0.68936 | 0.48492 | 2
4348 | 03E23G12H09D07M01W02 | 6.71 | 0.74 | 0.65 | 17.54 | 25.64 | 0 | 278.9335 | 321.09 | 0.68511 | 0.36076 | 2
4349 | 03E23G12H09D07M01W03 | 6.71 | 0.74 | 0.65 | 12.77 | 20.87 | 0 | 278.9335 | 254.73 | 0.68511 | 0.47968 | 2
4350 | 03E23G12H09D07M01W04 | 6.71 | 0.74 | 0.65 | 9.25 | 17.35 | 0 | 278.9335 | 206.01 | 0.68511 | 0.56744 | 2
4351 | 03E23G12H09D07M02W02 | 6.54 | 0.47 | 0.65 | 17.54 | 25.2 | 0 | 254.3217 | 318.99 | 0.8 | 0.37173 | 2
4352 | 03E23G12H10D05M01W02 | 7.68 | 0.67 | 0.65 | 17.54 | 26.54 | 0 | 268.6786 | 333.9 | 0.71489 | 0.33832 | 1
4353 | 03E23G12H10D05M01W03 | 7.68 | 0.67 | 0.65 | 12.77 | 21.77 | 0 | 268.6786 | 267.54 | 0.71489 | 0.45724 | 2
4354 | 03E23G12H10D07M01W02 | 7.91 | 0.69 | 0.65 | 17.54 | 26.79 | 0 | 272.7805 | 336.63 | 0.70638 | 0.33209 | 1
4355 | 03E23G12H10D07M01W03 | 7.91 | 0.69 | 0.65 | 12.77 | 22.02 | 0 | 272.7805 | 270.27 | 0.70638 | 0.45101 | 2
4356 | 03E23G12H10D07M01W04 | 7.91 | 0.69 | 0.65 | 9.25 | 18.5 | 0 | 272.7805 | 221.55 | 0.70638 | 0.53877 | 2
4357 | 03E23G12H10D07M02W02 | 7.71 | 0.44 | 0.65 | 17.54 | 26.34 | 0 | 250.2197 | 334.11 | 0.81277 | 0.34331 | 1
4358 | 03E23G12H11D05M01W02 | 7.68 | 0.67 | 0.65 | 17.54 | 26.54 | 0 | 268.6786 | 333.9 | 0.71489 | 0.33832 | 1
4359 | 03E23G12H11D05M01W03 | 7.68 | 0.67 | 0.65 | 12.77 | 21.77 | 0 | 268.6786 | 267.54 | 0.71489 | 0.45724 | 2
4360 | 03E23G12H11D06M01W02 | 6.76 | 0.61 | 0.65 | 17.54 | 25.56 | 0 | 250.2197 | 322.98 | 0.74043 | 0.36275 | 2
4361 | 03E23G12H11D06M01W03 | 6.76 | 0.61 | 0.65 | 12.77 | 20.79 | 0 | 250.2197 | 256.62 | 0.74043 | 0.48168 | 2
4362 | 03E23G12H11D07M01W02 | 7.91 | 0.68 | 0.65 | 17.54 | 26.78 | 0 | 272.7805 | 336.63 | 0.71064 | 0.33234 | 1
4363 | 03E23G12H11D07M01W03 | 7.91 | 0.68 | 0.65 | 12.77 | 22.01 | 0 | 272.7805 | 270.27 | 0.71064 | 0.45126 | 2
4364 | 03E23G12H11D07M01W04 | 7.91 | 0.68 | 0.65 | 9.25 | 18.49 | 0 | 272.7805 | 221.55 | 0.71064 | 0.53902 | 2
4365 | 03E23G12H11D07M02W02 | 7.71 | 0.43 | 0.65 | 17.54 | 26.33 | 0 | 250.2197 | 334.11 | 0.81702 | 0.34356 | 1
4366 | 03E23G12H12D05M01W02 | 6.67 | 0.56 | 0.65 | 17.54 | 25.42 | 0 | 227.659 | 323.4 | 0.7617 | 0.36624 | 2
4367 | 03E23G12H12D05M01W03 | 6.67 | 0.56 | 0.65 | 12.77 | 20.65 | 0 | 227.659 | 257.04 | 0.7617 | 0.48517 | 2
4368 | 03E23G12H12D07M01W02 | 6.87 | 0.57 | 0.65 | 17.54 | 25.63 | 0 | 231.7609 | 325.71 | 0.75745 | 0.36101 | 2
4369 | 03E23G12H12D07M01W03 | 6.87 | 0.57 | 0.65 | 12.77 | 20.86 | 0 | 231.7609 | 259.35 | 0.75745 | 0.47993 | 2
4370 | 03E23G12H12D07M01W04 | 6.87 | 0.57 | 0.65 | 9.25 | 17.34 | 0 | 231.7609 | 210.63 | 0.75745 | 0.56769 | 2
4371 | 03E23G12H12D07M02W02 | 6.7 | 0.36 | 0.65 | 17.54 | 25.25 | 0 | 213.3021 | 323.61 | 0.84681 | 0.37048 | 2
4372 | 03E23G12H13D05M01W02 | 6.67 | 0.49 | 0.65 | 17.54 | 25.35 | 0 | 223.557 | 323.4 | 0.79149 | 0.36799 | 2
4373 | 03E23G12H13D05M01W03 | 6.67 | 0.49 | 0.65 | 12.77 | 20.58 | 0 | 223.557 | 257.04 | 0.79149 | 0.48691 | 2
4374 | 03E23G12H13D07M01W02 | 6.87 | 0.5 | 0.65 | 17.54 | 25.56 | 0 | 225.608 | 325.71 | 0.78723 | 0.36275 | 2
4375 | 03E23G12H13D07M01W03 | 6.87 | 0.5 | 0.65 | 12.77 | 20.79 | 0 | 225.608 | 259.35 | 0.78723 | 0.48168 | 2
4376 | 03E23G12H13D07M01W04 | 6.87 | 0.5 | 0.65 | 9.25 | 17.27 | 0 | 225.608 | 210.63 | 0.78723 | 0.56943 | 2
4377 | 03E23G12H13D07M02W02 | 6.7 | 0.32 | 0.65 | 17.54 | 25.21 | 0 | 209.2001 | 323.61 | 0.86383 | 0.37148 | 2
4378 | 03E23G12H14D05M01W02 | 7.68 | 0.59 | 0.65 | 17.54 | 26.46 | 0 | 262.5256 | 333.9 | 0.74894 | 0.34031 | 1
4379 | 03E23G12H14D05M01W03 | 7.68 | 0.59 | 0.65 | 12.77 | 21.69 | 0 | 262.5256 | 267.54 | 0.74894 | 0.45924 | 2
4380 | 03E23G12H14D07M01W02 | 7.91 | 0.61 | 0.65 | 17.54 | 26.71 | 0 | 266.6276 | 336.63 | 0.74043 | 0.33408 | 1
4381 | 03E23G12H14D07M01W03 | 7.91 | 0.61 | 0.65 | 12.77 | 21.94 | 0 | 266.6276 | 270.27 | 0.74043 | 0.453 | 2
4382 | 03E23G12H14D07M01W04 | 7.91 | 0.61 | 0.65 | 9.25 | 18.42 | 0 | 266.6276 | 221.55 | 0.74043 | 0.54076 | 2
4383 | 03E23G12H14D07M02W02 | 7.71 | 0.38 | 0.65 | 17.54 | 26.28 | 0 | 246.1178 | 334.11 | 0.8383 | 0.3448 | 1
4384 | 03E24G09H07D04M01W02 | 9.15 | 0.45 | 0.65 | 17.54 | 27.79 | 0 | 274.8315 | 351.33 | 0.80851 | 0.30716 | 1
4385 | 03E24G09H07D05M01W02 | 8.05 | 0.39 | 0.65 | 17.54 | 26.63 | 0 | 254.3217 | 338.52 | 0.83404 | 0.33608 | 1
4386 | 03E24G09H07D05M01W03 | 8.05 | 0.39 | 0.65 | 12.77 | 21.86 | 0 | 254.3217 | 272.16 | 0.83404 | 0.455 | 2
4387 | 03E24G09H07D06M01W02 | 7.07 | 0.35 | 0.65 | 17.54 | 25.61 | 0 | 235.8629 | 326.76 | 0.85106 | 0.36151 | 2
4388 | 03E24G09H07D06M01W03 | 7.07 | 0.35 | 0.65 | 12.77 | 20.84 | 0 | 235.8629 | 260.4 | 0.85106 | 0.48043 | 2
4389 | 03E24G09H07D07M01W02 | 8.31 | 0.4 | 0.65 | 17.54 | 26.9 | 0 | 258.4237 | 341.46 | 0.82979 | 0.32934 | 1
4390 | 03E24G09H07D07M01W03 | 8.31 | 0.4 | 0.65 | 12.77 | 22.13 | 0 | 258.4237 | 275.1 | 0.82979 | 0.44827 | 2
4391 | 03E24G09H07D07M01W04 | 8.31 | 0.4 | 0.65 | 9.25 | 18.61 | 0 | 258.4237 | 226.38 | 0.82979 | 0.53603 | 2
4392 | 03E24G09H07D07M02W02 | 8.13 | 0.24 | 0.65 | 17.54 | 26.56 | 0 | 242.0158 | 339.15 | 0.89787 | 0.33782 | 1
4393 | 03E24G09H08D05M01W02 | 7.09 | 0.39 | 0.65 | 17.54 | 25.67 | 0 | 254.3217 | 326.13 | 0.83404 | 0.36001 | 2
4394 | 03E24G09H08D05M01W03 | 7.09 | 0.39 | 0.65 | 12.77 | 20.9 | 0 | 254.3217 | 259.77 | 0.83404 | 0.47893 | 2
4395 | 03E24G09H08D06M01W02 | 6.23 | 0.35 | 0.65 | 17.54 | 24.77 | 0 | 235.8629 | 315.84 | 0.85106 | 0.38245 | 2
4396 | 03E24G09H08D06M01W03 | 6.23 | 0.35 | 0.65 | 12.77 | 20 | 0 | 235.8629 | 249.48 | 0.85106 | 0.50137 | 2
4397 | 03E24G09H08D07M01W02 | 7.32 | 0.4 | 0.65 | 17.54 | 25.91 | 0 | 258.4237 | 328.65 | 0.82979 | 0.35403 | 2
4398 | 03E24G09H08D07M01W03 | 7.32 | 0.4 | 0.65 | 12.77 | 21.14 | 0 | 258.4237 | 262.29 | 0.82979 | 0.47295 | 2
4399 | 03E24G09H08D07M01W04 | 7.32 | 0.4 | 0.65 | 9.25 | 17.62 | 0 | 258.4237 | 213.57 | 0.82979 | 0.56071 | 2
4400 | 03E24G09H08D07M02W02 | 7.17 | 0.24 | 0.65 | 17.54 | 25.6 | 0 | 242.0158 | 326.76 | 0.89787 | 0.36176 | 2
4401 | 03E24G09H09D05M01W02 | 6.83 | 0.39 | 0.65 | 17.54 | 25.41 | 0 | 254.3217 | 322.56 | 0.83404 | 0.36649 | 2
4402 | 03E24G09H09D05M01W03 | 6.83 | 0.39 | 0.65 | 12.77 | 20.64 | 0 | 254.3217 | 256.2 | 0.83404 | 0.48542 | 2
4403 | 03E24G09H09D07M01W02 | 7.05 | 0.4 | 0.65 | 17.54 | 25.64 | 0 | 258.4237 | 325.08 | 0.82979 | 0.36076 | 2
4404 | 03E24G09H09D07M01W03 | 7.05 | 0.4 | 0.65 | 12.77 | 20.87 | 0 | 258.4237 | 258.72 | 0.82979 | 0.47968 | 2
4405 | 03E24G09H09D07M01W04 | 7.05 | 0.4 | 0.65 | 9.25 | 17.35 | 0 | 258.4237 | 210 | 0.82979 | 0.56744 | 2
4406 | 03E24G09H09D07M02W02 | 6.9 | 0.24 | 0.65 | 17.54 | 25.33 | 0 | 242.0158 | 323.19 | 0.89787 | 0.36849 | 2
4407 | 03E24G09H10D05M01W02 | 8.05 | 0.36 | 0.65 | 17.54 | 26.6 | 0 | 250.2197 | 338.52 | 0.84681 | 0.33682 | 1
4408 | 03E24G09H10D05M01W03 | 8.05 | 0.36 | 0.65 | 12.77 | 21.83 | 0 | 250.2197 | 272.16 | 0.84681 | 0.45575 | 2
4409 | 03E24G09H10D07M01W02 | 8.31 | 0.37 | 0.65 | 17.54 | 26.87 | 0 | 256.3727 | 341.46 | 0.84255 | 0.33009 | 1
4410 | 03E24G09H10D07M01W03 | 8.31 | 0.37 | 0.65 | 12.77 | 22.1 | 0 | 256.3727 | 275.1 | 0.84255 | 0.44902 | 2
4411 | 03E24G09H10D07M01W04 | 8.31 | 0.37 | 0.65 | 9.25 | 18.58 | 0 | 256.3727 | 226.38 | 0.84255 | 0.53677 | 2
4412 | 03E24G09H10D07M02W02 | 8.13 | 0.22 | 0.65 | 17.54 | 26.54 | 0 | 242.0158 | 339.15 | 0.90638 | 0.33832 | 1
4413 | 03E24G09H11D05M01W02 | 8.05 | 0.36 | 0.65 | 17.54 | 26.6 | 0 | 250.2197 | 338.52 | 0.84681 | 0.33682 | 1
4414 | 03E24G09H11D05M01W03 | 8.05 | 0.36 | 0.65 | 12.77 | 21.83 | 0 | 250.2197 | 272.16 | 0.84681 | 0.45575 | 2
4415 | 03E24G09H11D06M01W02 | 7.07 | 0.32 | 0.65 | 17.54 | 25.58 | 0 | 233.8119 | 326.76 | 0.86383 | 0.36225 | 2
4416 | 03E24G09H11D06M01W03 | 7.07 | 0.32 | 0.65 | 12.77 | 20.81 | 0 | 233.8119 | 260.4 | 0.86383 | 0.48118 | 2
4417 | 03E24G09H11D07M01W02 | 8.31 | 0.37 | 0.65 | 17.54 | 26.87 | 0 | 256.3727 | 341.46 | 0.84255 | 0.33009 | 1
4418 | 03E24G09H11D07M01W03 | 8.31 | 0.37 | 0.65 | 12.77 | 22.1 | 0 | 256.3727 | 275.1 | 0.84255 | 0.44902 | 2
4419 | 03E24G09H11D07M01W04 | 8.31 | 0.37 | 0.65 | 9.25 | 18.58 | 0 | 256.3727 | 226.38 | 0.84255 | 0.53677 | 2
4420 | 03E24G09H11D07M02W02 | 8.13 | 0.22 | 0.65 | 17.54 | 26.54 | 0 | 242.0158 | 339.15 | 0.90638 | 0.33832 | 1
4421 | 03E24G09H12D05M01W02 | 7 | 0.3 | 0.65 | 17.54 | 25.49 | 0 | 213.3021 | 327.39 | 0.87234 | 0.3645 | 2
4422 | 03E24G09H12D05M01W03 | 7 | 0.3 | 0.65 | 12.77 | 20.72 | 0 | 213.3021 | 261.03 | 0.87234 | 0.48342 | 2
4423 | 03E24G09H12D07M01W02 | 7.21 | 0.31 | 0.65 | 17.54 | 25.71 | 0 | 215.3531 | 329.91 | 0.86809 | 0.35901 | 2
4424 | 03E24G09H12D07M01W03 | 7.21 | 0.31 | 0.65 | 12.77 | 20.94 | 0 | 215.3531 | 263.55 | 0.86809 | 0.47794 | 2
4425 | 03E24G09H12D07M01W04 | 7.21 | 0.31 | 0.65 | 9.25 | 17.42 | 0 | 215.3531 | 214.83 | 0.86809 | 0.56569 | 2
4426 | 03E24G09H12D07M02W02 | 7.06 | 0.18 | 0.65 | 17.54 | 25.43 | 0 | 203.0472 | 328.02 | 0.9234 | 0.36599 | 2
4427 | 03E24G09H13D05M01W02 | 7 | 0.26 | 0.65 | 17.54 | 25.45 | 0 | 209.2001 | 327.39 | 0.88936 | 0.36549 | 2
4428 | 03E24G09H13D05M01W03 | 7 | 0.26 | 0.65 | 12.77 | 20.68 | 0 | 209.2001 | 261.03 | 0.88936 | 0.48442 | 2
4429 | 03E24G09H13D07M01W02 | 7.21 | 0.27 | 0.65 | 17.54 | 25.67 | 0 | 213.3021 | 329.91 | 0.88511 | 0.36001 | 2
4430 | 03E24G09H13D07M01W03 | 7.21 | 0.27 | 0.65 | 12.77 | 20.9 | 0 | 213.3021 | 263.55 | 0.88511 | 0.47893 | 2
4431 | 03E24G09H13D07M01W04 | 7.21 | 0.27 | 0.65 | 9.25 | 17.38 | 0 | 213.3021 | 214.83 | 0.88511 | 0.56669 | 2
4432 | 03E24G09H13D07M02W02 | 7.06 | 0.16 | 0.65 | 17.54 | 25.41 | 0 | 200.9962 | 328.02 | 0.93191 | 0.36649 | 2
4433 | 03E24G09H14D05M01W02 | 8.05 | 0.32 | 0.65 | 17.54 | 26.56 | 0 | 248.1688 | 338.52 | 0.86383 | 0.33782 | 1
4434 | 03E24G09H14D05M01W03 | 8.05 | 0.32 | 0.65 | 12.77 | 21.79 | 0 | 248.1688 | 272.16 | 0.86383 | 0.45674 | 2
4435 | 03E24G09H14D07M01W02 | 8.31 | 0.33 | 0.65 | 17.54 | 26.83 | 0 | 252.2707 | 341.46 | 0.85957 | 0.33109 | 1
4436 | 03E24G09H14D07M01W03 | 8.31 | 0.33 | 0.65 | 12.77 | 22.06 | 0 | 252.2707 | 275.1 | 0.85957 | 0.45001 | 2
4437 | 03E24G09H14D07M01W04 | 8.31 | 0.33 | 0.65 | 9.25 | 18.54 | 0 | 252.2707 | 226.38 | 0.85957 | 0.53777 | 2
4438 | 03E24G09H14D07M02W02 | 8.13 | 0.2 | 0.65 | 17.54 | 26.52 | 0 | 239.9648 | 339.15 | 0.91489 | 0.33882 | 1
4439 | 03E24G10H07D04M01W02 | 13.99 | 0 | 0.65 | 17.54 | 32.18 | 0 | 311.7492 | 409.92 | 1 | 0.19771 | 1
4440 | 03E24G10H07D05M01W02 | 12.35 | 0 | 0.65 | 17.54 | 30.54 | 0 | 287.1374 | 390.39 | 1 | 0.23859 | 1
4441 | 03E24G10H07D05M01W03 | 12.35 | 0 | 0.65 | 12.77 | 25.77 | 0 | 287.1374 | 324.03 | 1 | 0.35752 | 2
4442 | 03E24G10H07D06M01W02 | 10.85 | 0 | 0.65 | 17.54 | 29.04 | 0 | 262.5256 | 372.54 | 1 | 0.27599 | 1
4443 | 03E24G10H07D06M01W03 | 10.85 | 0 | 0.65 | 12.77 | 24.27 | 0 | 262.5256 | 306.18 | 1 | 0.39491 | 2
4444 | 03E24G10H07D07M01W02 | 12.73 | 0 | 0.65 | 17.54 | 30.92 | 0 | 291.2394 | 395.01 | 1 | 0.22912 | 1
4445 | 03E24G10H07D07M01W03 | 12.73 | 0 | 0.65 | 12.77 | 26.15 | 0 | 291.2394 | 328.65 | 1 | 0.34804 | 1
4446 | 03E24G10H07D07M01W04 | 12.73 | 0 | 0.65 | 9.25 | 22.63 | 0 | 291.2394 | 279.93 | 1 | 0.4358 | 2
4447 | 03E24G10H07D07M02W02 | 12.67 | 0 | 0.65 | 17.54 | 30.86 | 0 | 291.2394 | 394.17 | 1 | 0.23062 | 1
4448 | 03E24G10H08D05M01W02 | 10.89 | 0 | 0.65 | 17.54 | 29.08 | 0 | 287.1374 | 371.28 | 1 | 0.27499 | 1
4449 | 03E24G10H08D05M01W03 | 10.89 | 0 | 0.65 | 12.77 | 24.31 | 0 | 287.1374 | 304.92 | 1 | 0.39392 | 2
4450 | 03E24G10H08D06M01W02 | 9.56 | 0 | 0.65 | 17.54 | 27.75 | 0 | 262.5256 | 355.74 | 1 | 0.30815 | 1
4451 | 03E24G10H08D06M01W03 | 9.56 | 0 | 0.65 | 12.77 | 22.98 | 0 | 262.5256 | 289.38 | 1 | 0.42708 | 2
4452 | 03E24G10H08D07M01W02 | 11.21 | 0 | 0.65 | 17.54 | 29.4 | 0 | 291.2394 | 375.27 | 1 | 0.26702 | 1
4453 | 03E24G10H08D07M01W03 | 11.21 | 0 | 0.65 | 12.77 | 24.63 | 0 | 291.2394 | 308.91 | 1 | 0.38594 | 2
4454 | 03E24G10H08D07M01W04 | 11.21 | 0 | 0.65 | 9.25 | 21.11 | 0 | 291.2394 | 260.19 | 1 | 0.4737 | 2
4455 | 03E24G10H08D07M02W02 | 11.17 | 0 | 0.65 | 17.54 | 29.36 | 0 | 291.2394 | 374.43 | 1 | 0.26801 | 1
4456 | 03E24G10H09D05M01W02 | 10.48 | 0 | 0.65 | 17.54 | 28.67 | 0 | 287.1374 | 366.03 | 1 | 0.28522 | 1
4457 | 03E24G10H09D05M01W03 | 10.48 | 0 | 0.65 | 12.77 | 23.9 | 0 | 287.1374 | 299.67 | 1 | 0.40414 | 2
4458 | 03E24G10H09D07M01W02 | 10.79 | 0 | 0.65 | 17.54 | 28.98 | 0 | 291.2394 | 369.81 | 1 | 0.27749 | 1
4459 | 03E24G10H09D07M01W03 | 10.79 | 0 | 0.65 | 12.77 | 24.21 | 0 | 291.2394 | 303.45 | 1 | 0.39641 | 2
4460 | 03E24G10H09D07M01W04 | 10.79 | 0 | 0.65 | 9.25 | 20.69 | 0 | 291.2394 | 254.73 | 1 | 0.48417 | 2
4461 | 03E24G10H09D07M02W02 | 10.75 | 0 | 0.65 | 17.54 | 28.94 | 0 | 291.2394 | 368.97 | 1 | 0.27848 | 1
4462 | 03E24G10H10D05M01W02 | 12.35 | 0 | 0.65 | 17.54 | 30.54 | 0 | 287.1374 | 390.39 | 1 | 0.23859 | 1
4463 | 03E24G10H10D05M01W03 | 12.35 | 0 | 0.65 | 12.77 | 25.77 | 0 | 287.1374 | 324.03 | 1 | 0.35752 | 2
4464 | 03E24G10H10D07M01W02 | 12.73 | 0 | 0.65 | 17.54 | 30.92 | 0 | 291.2394 | 395.01 | 1 | 0.22912 | 1
4465 | 03E24G10H10D07M01W03 | 12.73 | 0 | 0.65 | 12.77 | 26.15 | 0 | 291.2394 | 328.65 | 1 | 0.34804 | 1
4466 | 03E24G10H10D07M01W04 | 12.73 | 0 | 0.65 | 9.25 | 22.63 | 0 | 291.2394 | 279.93 | 1 | 0.4358 | 2
4467 | 03E24G10H10D07M02W02 | 12.67 | 0 | 0.65 | 17.54 | 30.86 | 0 | 291.2394 | 394.17 | 1 | 0.23062 | 1
4468 | 03E24G10H11D05M01W02 | 12.35 | 0 | 0.65 | 17.54 | 30.54 | 0 | 287.1374 | 390.39 | 1 | 0.23859 | 1
4469 | 03E24G10H11D05M01W03 | 12.35 | 0 | 0.65 | 12.77 | 25.77 | 0 | 287.1374 | 324.03 | 1 | 0.35752 | 2
4470 | 03E24G10H11D06M01W02 | 10.85 | 0 | 0.65 | 17.54 | 29.04 | 0 | 262.5256 | 372.54 | 1 | 0.27599 | 1
4471 | 03E24G10H11D06M01W03 | 10.85 | 0 | 0.65 | 12.77 | 24.27 | 0 | 262.5256 | 306.18 | 1 | 0.39491 | 2
4472 | 03E24G10H11D07M01W02 | 12.73 | 0 | 0.65 | 17.54 | 30.92 | 0 | 291.2394 | 395.01 | 1 | 0.22912 | 1
4473 | 03E24G10H11D07M01W03 | 12.73 | 0 | 0.65 | 12.77 | 26.15 | 0 | 291.2394 | 328.65 | 1 | 0.34804 | 1
4474 | 03E24G10H11D07M01W04 | 12.73 | 0 | 0.65 | 9.25 | 22.63 | 0 | 291.2394 | 279.93 | 1 | 0.4358 | 2
4475 | 03E24G10H11D07M02W02 | 12.67 | 0 | 0.65 | 17.54 | 30.86 | 0 | 291.2394 | 394.17 | 1 | 0.23062 | 1
4476 | 03E24G10H12D05M01W02 | 10.72 | 0 | 0.65 | 17.54 | 28.91 | 0 | 233.8119 | 373.17 | 1 | 0.27923 | 1
4477 | 03E24G10H12D05M01W03 | 10.72 | 0 | 0.65 | 12.77 | 24.14 | 0 | 233.8119 | 306.81 | 1 | 0.39816 | 2
4478 | 03E24G10H12D07M01W02 | 11.06 | 0 | 0.65 | 17.54 | 29.25 | 0 | 237.9139 | 377.16 | 1 | 0.27076 | 1
4479 | 03E24G10H12D07M01W03 | 11.06 | 0 | 0.65 | 12.77 | 24.48 | 0 | 237.9139 | 310.8 | 1 | 0.38968 | 2
4480 | 03E24G10H12D07M01W04 | 11.06 | 0 | 0.65 | 9.25 | 20.96 | 0 | 237.9139 | 262.08 | 1 | 0.47744 | 2
4481 | 03E24G10H12D07M02W02 | 11.01 | 0 | 0.65 | 17.54 | 29.2 | 0 | 237.9139 | 376.53 | 1 | 0.272 | 1
4482 | 03E24G10H13D05M01W02 | 10.72 | 0 | 0.65 | 17.54 | 28.91 | 0 | 233.8119 | 373.17 | 1 | 0.27923 | 1
4483 | 03E24G10H13D05M01W03 | 10.72 | 0 | 0.65 | 12.77 | 24.14 | 0 | 233.8119 | 306.81 | 1 | 0.39816 | 2
4484 | 03E24G10H13D07M01W02 | 11.06 | 0 | 0.65 | 17.54 | 29.25 | 0 | 237.9139 | 377.16 | 1 | 0.27076 | 1
4485 | 03E24G10H13D07M01W03 | 11.06 | 0 | 0.65 | 12.77 | 24.48 | 0 | 237.9139 | 310.8 | 1 | 0.38968 | 2
4486 | 03E24G10H13D07M01W04 | 11.06 | 0 | 0.65 | 9.25 | 20.96 | 0 | 237.9139 | 262.08 | 1 | 0.47744 | 2
4487 | 03E24G10H13D07M02W02 | 11.01 | 0 | 0.65 | 17.54 | 29.2 | 0 | 237.9139 | 376.53 | 1 | 0.272 | 1
4488 | 03E24G10H14D05M01W02 | 12.35 | 0 | 0.65 | 17.54 | 30.54 | 0 | 287.1374 | 390.39 | 1 | 0.23859 | 1
4489 | 03E24G10H14D05M01W03 | 12.35 | 0 | 0.65 | 12.77 | 25.77 | 0 | 287.1374 | 324.03 | 1 | 0.35752 | 2
4490 | 03E24G10H14D07M01W02 | 12.73 | 0 | 0.65 | 17.54 | 30.92 | 0 | 291.2394 | 395.01 | 1 | 0.22912 | 1
4491 | 03E24G10H14D07M01W03 | 12.73 | 0 | 0.65 | 12.77 | 26.15 | 0 | 291.2394 | 328.65 | 1 | 0.34804 | 1
4492 | 03E24G10H14D07M01W04 | 12.73 | 0 | 0.65 | 9.25 | 22.63 | 0 | 291.2394 | 279.93 | 1 | 0.4358 | 2
4493 | 03E24G10H14D07M02W02 | 12.67 | 0 | 0.65 | 17.54 | 30.86 | 0 | 291.2394 | 394.17 | 1 | 0.23062 | 1
4494 | 03E24G12H07D04M01W02 | 10 | 0.93 | 0.65 | 17.54 | 29.12 | 0 | 326.1061 | 361.62 | 0.60426 | 0.274 | 1
4495 | 03E24G12H07D05M01W02 | 8.81 | 0.8 | 0.65 | 17.54 | 27.8 | 0 | 297.3923 | 347.34 | 0.65957 | 0.30691 | 1
4496 | 03E24G12H07D05M01W03 | 8.81 | 0.8 | 0.65 | 12.77 | 23.03 | 0 | 297.3923 | 280.98 | 0.65957 | 0.42583 | 2
4497 | 03E24G12H07D06M01W02 | 7.79 | 0.73 | 0.65 | 17.54 | 26.71 | 0 | 274.8315 | 335.37 | 0.68936 | 0.33408 | 1
4498 | 03E24G12H07D06M01W03 | 7.79 | 0.73 | 0.65 | 12.77 | 21.94 | 0 | 274.8315 | 269.01 | 0.68936 | 0.453 | 2
4499 | 03E24G12H07D07M01W02 | 9.06 | 0.82 | 0.65 | 17.54 | 28.07 | 0 | 303.5453 | 350.28 | 0.65106 | 0.30017 | 1
4500 | 03E24G12H07D07M01W03 | 9.06 | 0.82 | 0.65 | 12.77 | 23.3 | 0 | 303.5453 | 283.92 | 0.65106 | 0.4191 | 2
4501 | 03E24G12H07D07M01W04 | 9.06 | 0.82 | 0.65 | 9.25 | 19.78 | 0 | 303.5453 | 235.2 | 0.65106 | 0.50686 | 2
4502 | 03E24G12H07D07M02W02 | 8.82 | 0.55 | 0.65 | 17.54 | 27.56 | 0 | 276.8825 | 347.34 | 0.76596 | 0.31289 | 1
4503 | 03E24G12H08D05M01W02 | 7.76 | 0.8 | 0.65 | 17.54 | 26.75 | 0 | 297.3923 | 333.9 | 0.65957 | 0.33308 | 1
4504 | 03E24G12H08D05M01W03 | 7.76 | 0.8 | 0.65 | 12.77 | 21.98 | 0 | 297.3923 | 267.54 | 0.65957 | 0.45201 | 2
4505 | 03E24G12H08D06M01W02 | 6.87 | 0.73 | 0.65 | 17.54 | 25.79 | 0 | 274.8315 | 323.4 | 0.68936 | 0.35702 | 2
4506 | 03E24G12H08D06M01W03 | 6.87 | 0.73 | 0.65 | 12.77 | 21.02 | 0 | 274.8315 | 257.04 | 0.68936 | 0.47594 | 2
4507 | 03E24G12H08D07M01W02 | 7.98 | 0.82 | 0.65 | 17.54 | 26.99 | 0 | 303.5453 | 336.42 | 0.65106 | 0.3271 | 1
4508 | 03E24G12H08D07M01W03 | 7.98 | 0.82 | 0.65 | 12.77 | 22.22 | 0 | 303.5453 | 270.06 | 0.65106 | 0.44602 | 2
4509 | 03E24G12H08D07M01W04 | 7.98 | 0.82 | 0.65 | 9.25 | 18.7 | 0 | 303.5453 | 221.34 | 0.65106 | 0.53378 | 2
4510 | 03E24G12H08D07M02W02 | 7.77 | 0.55 | 0.65 | 17.54 | 26.51 | 0 | 276.8825 | 333.9 | 0.76596 | 0.33907 | 1
4511 | 03E24G12H09D05M01W02 | 7.47 | 0.8 | 0.65 | 17.54 | 26.46 | 0 | 297.3923 | 330.12 | 0.65957 | 0.34031 | 1
4512 | 03E24G12H09D05M01W03 | 7.47 | 0.8 | 0.65 | 12.77 | 21.69 | 0 | 297.3923 | 263.76 | 0.65957 | 0.45924 | 2
4513 | 03E24G12H09D07M01W02 | 7.68 | 0.82 | 0.65 | 17.54 | 26.69 | 0 | 303.5453 | 332.64 | 0.65106 | 0.33458 | 1
4514 | 03E24G12H09D07M01W03 | 7.68 | 0.82 | 0.65 | 12.77 | 21.92 | 0 | 303.5453 | 266.28 | 0.65106 | 0.4535 | 2
4515 | 03E24G12H09D07M01W04 | 7.68 | 0.82 | 0.65 | 9.25 | 18.4 | 0 | 303.5453 | 217.56 | 0.65106 | 0.54126 | 2
4516 | 03E24G12H09D07M02W02 | 7.48 | 0.55 | 0.65 | 17.54 | 26.22 | 0 | 276.8825 | 330.12 | 0.76596 | 0.3463 | 1
4517 | 03E24G12H10D05M01W02 | 8.81 | 0.74 | 0.65 | 17.54 | 27.74 | 0 | 293.2904 | 347.34 | 0.68511 | 0.3084 | 1
4518 | 03E24G12H10D05M01W03 | 8.81 | 0.74 | 0.65 | 12.77 | 22.97 | 0 | 293.2904 | 280.98 | 0.68511 | 0.42732 | 2
4519 | 03E24G12H10D07M01W02 | 9.06 | 0.76 | 0.65 | 17.54 | 28.01 | 0 | 297.3923 | 350.28 | 0.6766 | 0.30167 | 1
4520 | 03E24G12H10D07M01W03 | 9.06 | 0.76 | 0.65 | 12.77 | 23.24 | 0 | 297.3923 | 283.92 | 0.6766 | 0.42059 | 2
4521 | 03E24G12H10D07M01W04 | 9.06 | 0.76 | 0.65 | 9.25 | 19.72 | 0 | 297.3923 | 235.2 | 0.6766 | 0.50835 | 2
4522 | 03E24G12H10D07M02W02 | 8.82 | 0.51 | 0.65 | 17.54 | 27.52 | 0 | 272.7805 | 347.34 | 0.78298 | 0.31389 | 1
4523 | 03E24G12H11D05M01W02 | 8.81 | 0.74 | 0.65 | 17.54 | 27.74 | 0 | 291.2394 | 347.34 | 0.68511 | 0.3084 | 1
4524 | 03E24G12H11D05M01W03 | 8.81 | 0.74 | 0.65 | 12.77 | 22.97 | 0 | 291.2394 | 280.98 | 0.68511 | 0.42732 | 2
4525 | 03E24G12H11D06M01W02 | 7.79 | 0.68 | 0.65 | 17.54 | 26.66 | 0 | 270.7296 | 335.37 | 0.71064 | 0.33533 | 1
4526 | 03E24G12H11D06M01W03 | 7.79 | 0.68 | 0.65 | 12.77 | 21.89 | 0 | 270.7296 | 269.01 | 0.71064 | 0.45425 | 2
4527 | 03E24G12H11D07M01W02 | 9.06 | 0.75 | 0.65 | 17.54 | 28 | 0 | 297.3923 | 350.28 | 0.68085 | 0.30192 | 1
4528 | 03E24G12H11D07M01W03 | 9.06 | 0.75 | 0.65 | 12.77 | 23.23 | 0 | 297.3923 | 283.92 | 0.68085 | 0.42084 | 2
4529 | 03E24G12H11D07M01W04 | 9.06 | 0.75 | 0.65 | 9.25 | 19.71 | 0 | 297.3923 | 235.2 | 0.68085 | 0.5086 | 2
4530 | 03E24G12H11D07M02W02 | 8.82 | 0.5 | 0.65 | 17.54 | 27.51 | 0 | 272.7805 | 347.34 | 0.78723 | 0.31414 | 1
4531 | 03E24G12H12D05M01W02 | 7.65 | 0.62 | 0.65 | 17.54 | 26.46 | 0 | 246.1178 | 335.16 | 0.73617 | 0.34031 | 1
4532 | 03E24G12H12D05M01W03 | 7.65 | 0.62 | 0.65 | 12.77 | 21.69 | 0 | 246.1178 | 268.8 | 0.73617 | 0.45924 | 2
4533 | 03E24G12H12D07M01W02 | 7.87 | 0.63 | 0.65 | 17.54 | 26.69 | 0 | 248.1688 | 337.89 | 0.73191 | 0.33458 | 1
4534 | 03E24G12H12D07M01W03 | 7.87 | 0.63 | 0.65 | 12.77 | 21.92 | 0 | 248.1688 | 271.53 | 0.73191 | 0.4535 | 2
4535 | 03E24G12H12D07M01W04 | 7.87 | 0.63 | 0.65 | 9.25 | 18.4 | 0 | 248.1688 | 222.81 | 0.73191 | 0.54126 | 2
4536 | 03E24G12H12D07M02W02 | 7.67 | 0.42 | 0.65 | 17.54 | 26.28 | 0 | 229.7099 | 335.16 | 0.82128 | 0.3448 | 1
4537 | 03E24G12H13D05M01W02 | 7.65 | 0.54 | 0.65 | 17.54 | 26.38 | 0 | 239.9648 | 335.16 | 0.77021 | 0.34231 | 1
4538 | 03E24G12H13D05M01W03 | 7.65 | 0.54 | 0.65 | 12.77 | 21.61 | 0 | 239.9648 | 268.8 | 0.77021 | 0.46123 | 2
4539 | 03E24G12H13D07M01W02 | 7.87 | 0.56 | 0.65 | 17.54 | 26.62 | 0 | 242.0158 | 337.89 | 0.7617 | 0.33633 | 1
4540 | 03E24G12H13D07M01W03 | 7.87 | 0.56 | 0.65 | 12.77 | 21.85 | 0 | 242.0158 | 271.53 | 0.7617 | 0.45525 | 2
4541 | 03E24G12H13D07M01W04 | 7.87 | 0.56 | 0.65 | 9.25 | 18.33 | 0 | 242.0158 | 222.81 | 0.7617 | 0.54301 | 2
4542 | 03E24G12H13D07M02W02 | 7.67 | 0.37 | 0.65 | 17.54 | 26.23 | 0 | 225.608 | 335.16 | 0.84255 | 0.34605 | 1
4543 | 03E24G12H14D05M01W02 | 8.81 | 0.65 | 0.65 | 17.54 | 27.65 | 0 | 285.0864 | 347.34 | 0.7234 | 0.31065 | 1
4544 | 03E24G12H14D05M01W03 | 8.81 | 0.65 | 0.65 | 12.77 | 22.88 | 0 | 285.0864 | 280.98 | 0.7234 | 0.42957 | 2
4545 | 03E24G12H14D07M01W02 | 9.06 | 0.67 | 0.65 | 17.54 | 27.92 | 0 | 291.2394 | 350.28 | 0.71489 | 0.30391 | 1
4546 | 03E24G12H14D07M01W03 | 9.06 | 0.67 | 0.65 | 12.77 | 23.15 | 0 | 291.2394 | 283.92 | 0.71489 | 0.42284 | 2
4547 | 03E24G12H14D07M01W04 | 9.06 | 0.67 | 0.65 | 9.25 | 19.63 | 0 | 291.2394 | 235.2 | 0.71489 | 0.5106 | 2
4548 | 03E24G12H14D07M02W02 | 8.82 | 0.45 | 0.65 | 17.54 | 27.46 | 0 | 268.6786 | 347.34 | 0.80851 | 0.31538 | 1
4549 | 03E25G09H07D04M01W02 | 16.75 | 1.45 | 0.65 | 17.54 | 36.39 | 0.38889 | 473.7767 | 442.26 | 0.38298 | 0.092745
4550 | 03E25G09H07D05M01W02 | 14.21 | 1.2 | 0.65 | 17.54 | 33.6 | 0.31111 | 414.2983 | 412.02 | 0.48936 | 0.1623 | 1
4551 | 03E25G09H07D05M01W03 | 14.21 | 1.2 | 0.65 | 12.77 | 28.83 | 0.31111 | 414.2983 | 345.66 | 0.48936 | 0.28123 | 1
4552 | 03E25G09H07D06M01W02 | 12.84 | 1.07 | 0.65 | 17.54 | 32.1 | 0.23333 | 383.5335 | 395.85 | 0.54468 | 0.1997 | 1
4553 | 03E25G09H07D06M01W03 | 12.84 | 1.07 | 0.65 | 12.77 | 27.33 | 0.23333 | 383.5335 | 329.49 | 0.54468 | 0.31862 | 1
4554 | 03E25G09H07D07M01W02 | 14.56 | 1.24 | 0.65 | 17.54 | 33.99 | 0.31111 | 424.5532 | 416.22 | 0.47234 | 0.15258 | 1
4555 | 03E25G09H07D07M01W03 | 14.56 | 1.24 | 0.65 | 12.77 | 29.22 | 0.31111 | 424.5532 | 349.86 | 0.47234 | 0.2715 | 1
4556 | 03E25G09H07D07M01W04 | 14.56 | 1.24 | 0.65 | 9.25 | 25.7 | 0.31111 | 424.5532 | 301.14 | 0.47234 | 0.35926 | 2
4557 | 03E25G09H07D07M02W02 | 14.25 | 0.76 | 0.65 | 17.54 | 33.2 | 0.077778 | 381.4826 | 412.23 | 0.6766 | 0.17228 | 1
4558 | 03E25G09H08D05M01W02 | 12.52 | 1.2 | 0.65 | 17.54 | 31.91 | 0.31111 | 414.2983 | 390.18 | 0.48936 | 0.20444 | 1
4559 | 03E25G09H08D05M01W03 | 12.52 | 1.2 | 0.65 | 12.77 | 27.14 | 0.31111 | 414.2983 | 323.82 | 0.48936 | 0.32336 | 1
4560 | 03E25G09H08D06M01W02 | 11.31 | 1.07 | 0.65 | 17.54 | 30.57 | 0.23333 | 383.5335 | 375.9 | 0.54468 | 0.23785 | 1
4561 | 03E25G09H08D06M01W03 | 11.31 | 1.07 | 0.65 | 12.77 | 25.8 | 0.23333 | 383.5335 | 309.54 | 0.54468 | 0.35677 | 2
4562 | 03E25G09H08D07M01W02 | 12.82 | 1.24 | 0.65 | 17.54 | 32.25 | 0.31111 | 424.5532 | 393.75 | 0.47234 | 0.19596 | 1
4563 | 03E25G09H08D07M01W03 | 12.82 | 1.24 | 0.65 | 12.77 | 27.48 | 0.31111 | 424.5532 | 327.39 | 0.47234 | 0.31488 | 1
4564 | 03E25G09H08D07M01W04 | 12.82 | 1.24 | 0.65 | 9.25 | 23.96 | 0.31111 | 424.5532 | 278.67 | 0.47234 | 0.40264 | 2
4565 | 03E25G09H08D07M02W02 | 12.55 | 0.76 | 0.65 | 17.54 | 31.5 | 0.077778 | 381.4826 | 390.18 | 0.6766 | 0.21466 | 1
4566 | 03E25G09H09D05M01W02 | 12.05 | 1.2 | 0.65 | 17.54 | 31.44 | 0.31111 | 414.2983 | 384.09 | 0.48936 | 0.21616 | 1
4567 | 03E25G09H09D05M01W03 | 12.05 | 1.2 | 0.65 | 12.77 | 26.67 | 0.31111 | 414.2983 | 317.73 | 0.48936 | 0.33508 | 1
4568 | 03E25G09H09D07M01W02 | 12.34 | 1.24 | 0.65 | 17.54 | 31.77 | 0.31111 | 424.5532 | 387.45 | 0.47234 | 0.20793 | 1
4569 | 03E25G09H09D07M01W03 | 12.34 | 1.24 | 0.65 | 12.77 | 27 | 0.31111 | 424.5532 | 321.09 | 0.47234 | 0.32685 | 1
4570 | 03E25G09H09D07M01W04 | 12.34 | 1.24 | 0.65 | 9.25 | 23.48 | 0.31111 | 424.5532 | 272.37 | 0.47234 | 0.41461 | 2
4571 | 03E25G09H09D07M02W02 | 12.08 | 0.76 | 0.65 | 17.54 | 31.03 | 0.077778 | 381.4826 | 384.09 | 0.6766 | 0.22638 | 1
4572 | 03E25G09H10D05M01W02 | 14.21 | 1.11 | 0.65 | 17.54 | 33.51 | 0.31111 | 406.0943 | 412.02 | 0.52766 | 0.16455 | 1
4573 | 03E25G09H10D05M01W03 | 14.21 | 1.11 | 0.65 | 12.77 | 28.74 | 0.31111 | 406.0943 | 345.66 | 0.52766 | 0.28347 | 1
4574 | 03E25G09H10D07M01W02 | 14.56 | 1.15 | 0.65 | 17.54 | 33.9 | 0.31111 | 416.3493 | 416.22 | 0.51064 | 0.15482 | 1
4575 | 03E25G09H10D07M01W03 | 14.56 | 1.15 | 0.65 | 12.77 | 29.13 | 0.31111 | 416.3493 | 349.86 | 0.51064 | 0.27375 | 1
4576 | 03E25G09H10D07M01W04 | 14.56 | 1.15 | 0.65 | 9.25 | 25.61 | 0.31111 | 416.3493 | 301.14 | 0.51064 | 0.36151 | 2
4577 | 03E25G09H10D07M02W02 | 14.25 | 0.71 | 0.65 | 17.54 | 33.15 | 0.077778 | 377.3806 | 412.23 | 0.69787 | 0.17352 | 1
4578 | 03E25G09H11D05M01W02 | 14.21 | 1.11 | 0.65 | 17.54 | 33.51 | 0.31111 | 406.0943 | 412.02 | 0.52766 | 0.16455 | 1
4579 | 03E25G09H11D05M01W03 | 14.21 | 1.11 | 0.65 | 12.77 | 28.74 | 0.31111 | 406.0943 | 345.66 | 0.52766 | 0.28347 | 1
4580 | 03E25G09H11D06M01W02 | 12.84 | 0.99 | 0.65 | 17.54 | 32.02 | 0.23333 | 375.3296 | 395.85 | 0.57872 | 0.2017 | 1
4581 | 03E25G09H11D06M01W03 | 12.84 | 0.99 | 0.65 | 12.77 | 27.25 | 0.23333 | 375.3296 | 329.49 | 0.57872 | 0.32062 | 1
4582 | 03E25G09H11D07M01W02 | 14.56 | 1.14 | 0.65 | 17.54 | 33.89 | 0.31111 | 416.3493 | 416.22 | 0.51489 | 0.15507 | 1
4583 | 03E25G09H11D07M01W03 | 14.56 | 1.14 | 0.65 | 12.77 | 29.12 | 0.31111 | 416.3493 | 349.86 | 0.51489 | 0.274 | 1
4584 | 03E25G09H11D07M01W04 | 14.56 | 1.14 | 0.65 | 9.25 | 25.6 | 0.31111 | 416.3493 | 301.14 | 0.51489 | 0.36176 | 2
4585 | 03E25G09H11D07M02W02 | 14.25 | 0.7 | 0.65 | 17.54 | 33.14 | 0.077778 | 375.3296 | 412.23 | 0.70213 | 0.17377 | 1
4586 | 03E25G09H12D05M01W02 | 12.35 | 0.92 | 0.65 | 17.54 | 31.46 | 0.23333 | 332.259 | 392.28 | 0.60851 | 0.21566 | 1
4587 | 03E25G09H12D05M01W03 | 12.35 | 0.92 | 0.65 | 12.77 | 26.69 | 0.23333 | 332.259 | 325.92 | 0.60851 | 0.33458 | 1
4588 | 03E25G09H12D07M01W02 | 12.65 | 0.95 | 0.65 | 17.54 | 31.79 | 0.23333 | 338.412 | 395.85 | 0.59574 | 0.20743 | 1
4589 | 03E25G09H12D07M01W03 | 12.65 | 0.95 | 0.65 | 12.77 | 27.02 | 0.23333 | 338.412 | 329.49 | 0.59574 | 0.32635 | 1
4590 | 03E25G09H12D07M01W04 | 12.65 | 0.95 | 0.65 | 9.25 | 23.5 | 0.23333 | 338.412 | 280.77 | 0.59574 | 0.41411 | 2
4591 | 03E25G09H12D07M02W02 | 12.37 | 0.59 | 0.65 | 17.54 | 31.15 | 0.077778 | 305.5962 | 392.49 | 0.74894 | 0.22339 | 1
4592 | 03E25G09H13D05M01W02 | 12.35 | 0.81 | 0.65 | 17.54 | 31.35 | 0.23333 | 322.0041 | 392.28 | 0.65532 | 0.2184 | 1
4593 | 03E25G09H13D05M01W03 | 12.35 | 0.81 | 0.65 | 12.77 | 26.58 | 0.23333 | 322.0041 | 325.92 | 0.65532 | 0.33732 | 1
4594 | 03E25G09H13D07M01W02 | 12.65 | 0.84 | 0.65 | 17.54 | 31.68 | 0.23333 | 328.157 | 395.85 | 0.64255 | 0.21017 | 1
4595 | 03E25G09H13D07M01W03 | 12.65 | 0.84 | 0.65 | 12.77 | 26.91 | 0.23333 | 328.157 | 329.49 | 0.64255 | 0.32909 | 1
4596 | 03E25G09H13D07M01W04 | 12.65 | 0.84 | 0.65 | 9.25 | 23.39 | 0.23333 | 328.157 | 280.77 | 0.64255 | 0.41685 | 2
4597 | 03E25G09H13D07M02W02 | 12.37 | 0.52 | 0.65 | 17.54 | 31.08 | 0.077778 | 299.4433 | 392.49 | 0.77872 | 0.22513 | 1
4598 | 03E25G09H14D05M01W02 | 14.21 | 0.98 | 0.65 | 17.54 | 33.38 | 0.23333 | 395.8394 | 412.02 | 0.58298 | 0.16779 | 1
4599 | 03E25G09H14D05M01W03 | 14.21 | 0.98 | 0.65 | 12.77 | 28.61 | 0.23333 | 395.8394 | 345.66 | 0.58298 | 0.28671 | 1
4600 | 03E25G09H14D07M01W02 | 14.56 | 1.01 | 0.65 | 17.54 | 33.76 | 0.23333 | 404.0434 | 416.22 | 0.57021 | 0.15831 | 1
4601 | 03E25G09H14D07M01W03 | 14.56 | 1.01 | 0.65 | 12.77 | 28.99 | 0.23333 | 404.0434 | 349.86 | 0.57021 | 0.27724 | 1
4602 | 03E25G09H14D07M01W04 | 14.56 | 1.01 | 0.65 | 9.25 | 25.47 | 0.23333 | 404.0434 | 301.14 | 0.57021 | 0.365 | 2
4603 | 03E25G09H14D07M02W02 | 14.25 | 0.62 | 0.65 | 17.54 | 33.06 | 0.077778 | 369.1767 | 412.23 | 0.73617 | 0.17577 | 1
4604 | 03E25G10H07D04M01W02 | 21.76 | 0.06 | 0.65 | 17.54 | 40.01 | 0 | 438.91 | 503.16 | 0.97447 | 0.0024931
4605 | 03E25G10H07D05M01W02 | 18.66 | 0.04 | 0.65 | 17.54 | 36.89 | 0 | 389.6865 | 466.2 | 0.98298 | 0.080279
4606 | 03E25G10H07D05M01W03 | 18.66 | 0.04 | 0.65 | 12.77 | 32.12 | 0 | 389.6865 | 399.84 | 0.98298 | 0.1992 | 1
4607 | 03E25G10H07D06M01W02 | 16.89 | 0.04 | 0.65 | 17.54 | 35.12 | 0 | 363.0237 | 444.99 | 0.98298 | 0.12441
4608 | 03E25G10H07D06M01W03 | 16.89 | 0.04 | 0.65 | 12.77 | 30.35 | 0 | 363.0237 | 378.63 | 0.98298 | 0.24333 | 1
4609 | 03E25G10H07D07M01W02 | 19.11 | 0.05 | 0.65 | 17.54 | 37.35 | 0 | 397.8904 | 471.45 | 0.97872 | 0.068811
4610 | 03E25G10H07D07M01W03 | 19.11 | 0.05 | 0.65 | 12.77 | 32.58 | 0 | 397.8904 | 405.09 | 0.97872 | 0.18773 | 1
4611 | 03E25G10H07D07M01W04 | 19.11 | 0.05 | 0.65 | 9.25 | 29.06 | 0 | 397.8904 | 356.37 | 0.97872 | 0.27549 | 1
4612 | 03E25G10H07D07M02W02 | 18.99 | 0.02 | 0.65 | 17.54 | 37.2 | 0 | 389.6865 | 469.77 | 0.99149 | 0.07255
4613 | 03E25G10H08D05M01W02 | 16.44 | 0.04 | 0.65 | 17.54 | 34.67 | 0 | 389.6865 | 437.22 | 0.98298 | 0.13563
4614 | 03E25G10H08D05M01W03 | 16.44 | 0.04 | 0.65 | 12.77 | 29.9 | 0 | 389.6865 | 370.86 | 0.98298 | 0.25455 | 1
4615 | 03E25G10H08D06M01W02 | 14.88 | 0.04 | 0.65 | 17.54 | 33.11 | 0 | 363.0237 | 418.74 | 0.98298 | 0.17452 | 1
4616 | 03E25G10H08D06M01W03 | 14.88 | 0.04 | 0.65 | 12.77 | 28.34 | 0 | 363.0237 | 352.38 | 0.98298 | 0.29344 | 1
4617 | 03E25G10H08D07M01W02 | 16.84 | 0.05 | 0.65 | 17.54 | 35.08 | 0 | 397.8904 | 441.84 | 0.97872 | 0.12541
4618 | 03E25G10H08D07M01W03 | 16.84 | 0.05 | 0.65 | 12.77 | 30.31 | 0 | 397.8904 | 375.48 | 0.97872 | 0.24433 | 1
4619 | 03E25G10H08D07M01W04 | 16.84 | 0.05 | 0.65 | 9.25 | 26.79 | 0 | 397.8904 | 326.76 | 0.97872 | 0.33209 | 1
4620 | 03E25G10H08D07M02W02 | 16.73 | 0.02 | 0.65 | 17.54 | 34.94 | 0 | 389.6865 | 440.37 | 0.99149 | 0.1289
4621 | 03E25G10H09D05M01W02 | 15.83 | 0.04 | 0.65 | 17.54 | 34.06 | 0 | 389.6865 | 429.24 | 0.98298 | 0.15084 | 1
4622 | 03E25G10H09D05M01W03 | 15.83 | 0.04 | 0.65 | 12.77 | 29.29 | 0 | 389.6865 | 362.88 | 0.98298 | 0.26976 | 1
4623 | 03E25G10H09D07M01W02 | 16.2 | 0.05 | 0.65 | 17.54 | 34.44 | 0 | 397.8904 | 433.65 | 0.97872 | 0.14136
4624 | 03E25G10H09D07M01W03 | 16.2 | 0.05 | 0.65 | 12.77 | 29.67 | 0 | 397.8904 | 367.29 | 0.97872 | 0.26028 | 1
4625 | 03E25G10H09D07M01W04 | 16.2 | 0.05 | 0.65 | 9.25 | 26.15 | 0 | 397.8904 | 318.57 | 0.97872 | 0.34804 | 1
4626 | 03E25G10H09D07M02W02 | 16.1 | 0.02 | 0.65 | 17.54 | 34.31 | 0 | 389.6865 | 432.18 | 0.99149 | 0.1446
4627 | 03E25G10H10D05M01W02 | 18.66 | 0.04 | 0.65 | 17.54 | 36.89 | 0 | 389.6865 | 466.2 | 0.98298 | 0.080279
4628 | 03E25G10H10D05M01W03 | 18.66 | 0.04 | 0.65 | 12.77 | 32.12 | 0 | 389.6865 | 399.84 | 0.98298 | 0.1992 | 1
4629 | 03E25G10H10D07M01W02 | 19.11 | 0.04 | 0.65 | 17.54 | 37.34 | 0 | 395.8394 | 471.45 | 0.98298 | 0.06906
4630 | 03E25G10H10D07M01W03 | 19.11 | 0.04 | 0.65 | 12.77 | 32.57 | 0 | 395.8394 | 405.09 | 0.98298 | 0.18798 | 1
4631 | 03E25G10H10D07M01W04 | 19.11 | 0.04 | 0.65 | 9.25 | 29.05 | 0 | 395.8394 | 356.37 | 0.98298 | 0.27574 | 1
4632 | 03E25G10H10D07M02W02 | 18.99 | 0.01 | 0.65 | 17.54 | 37.19 | 0 | 389.6865 | 469.77 | 0.99574 | 0.0728
4633 | 03E25G10H11D05M01W02 | 18.66 | 0.04 | 0.65 | 17.54 | 36.89 | 0 | 389.6865 | 466.2 | 0.98298 | 0.080279
4634 | 03E25G10H11D05M01W03 | 18.66 | 0.04 | 0.65 | 12.77 | 32.12 | 0 | 389.6865 | 399.84 | 0.98298 | 0.1992 | 1
4635 | 03E25G10H11D06M01W02 | 16.89 | 0.04 | 0.65 | 17.54 | 35.12 | 0 | 363.0237 | 444.99 | 0.98298 | 0.12441
4636 | 03E25G10H11D06M01W03 | 16.89 | 0.04 | 0.65 | 12.77 | 30.35 | 0 | 363.0237 | 378.63 | 0.98298 | 0.24333 | 1
4637 | 03E25G10H11D07M01W02 | 19.11 | 0.04 | 0.65 | 17.54 | 37.34 | 0 | 395.8394 | 471.45 | 0.98298 | 0.06906
4638 | 03E25G10H11D07M01W03 | 19.11 | 0.04 | 0.65 | 12.77 | 32.57 | 0 | 395.8394 | 405.09 | 0.98298 | 0.18798 | 1
4639 | 03E25G10H11D07M01W04 | 19.11 | 0.04 | 0.65 | 9.25 | 29.05 | 0 | 395.8394 | 356.37 | 0.98298 | 0.27574 | 1
4640 | 03E25G10H11D07M02W02 | 18.99 | 0.01 | 0.65 | 17.54 | 37.19 | 0 | 389.6865 | 469.77 | 0.99574 | 0.0728
4641 | 03E25G10H12D05M01W02 | 16.21 | 0.03 | 0.65 | 17.54 | 34.43 | 0 | 311.7492 | 440.16 | 0.98723 | 0.14161
4642 | 03E25G10H12D05M01W03 | 16.21 | 0.03 | 0.65 | 12.77 | 29.66 | 0 | 311.7492 | 373.8 | 0.98723 | 0.26053 | 1
4643 | 03E25G10H12D07M01W02 | 16.6 | 0.04 | 0.65 | 17.54 | 34.83 | 0 | 315.8512 | 444.78 | 0.98298 | 0.13164
4644 | 03E25G10H12D07M01W03 | 16.6 | 0.04 | 0.65 | 12.77 | 30.06 | 0 | 315.8512 | 378.42 | 0.98298 | 0.25056 | 1
4645 | 03E25G10H12D07M01W04 | 16.6 | 0.04 | 0.65 | 9.25 | 26.54 | 0 | 315.8512 | 329.7 | 0.98298 | 0.33832 | 1
4646 | 03E25G10H12D07M02W02 | 16.5 | 0.01 | 0.65 | 17.54 | 34.7 | 0 | 309.6982 | 443.31 | 0.99574 | 0.13488
4647 | 03E25G10H13D05M01W02 | 16.21 | 0.03 | 0.65 | 17.54 | 34.43 | 0 | 309.6982 | 440.16 | 0.98723 | 0.14161
4648 | 03E25G10H13D05M01W03 | 16.21 | 0.03 | 0.65 | 12.77 | 29.66 | 0 | 309.6982 | 373.8 | 0.98723 | 0.26053 | 1
4649 | 03E25G10H13D07M01W02 | 16.6 | 0.03 | 0.65 | 17.54 | 34.82 | 0 | 313.8002 | 444.78 | 0.98723 | 0.13189
4650 | 03E25G10H13D07M01W03 | 16.6 | 0.03 | 0.65 | 12.77 | 30.05 | 0 | 313.8002 | 378.42 | 0.98723 | 0.25081 | 1
4651 | 03E25G10H13D07M01W04 | 16.6 | 0.03 | 0.65 | 9.25 | 26.53 | 0 | 313.8002 | 329.7 | 0.98723 | 0.33857 | 1
4652 | 03E25G10H13D07M02W02 | 16.5 | 0.01 | 0.65 | 17.54 | 34.7 | 0 | 309.6982 | 443.31 | 0.99574 | 0.13488
4653 | 03E25G10H14D05M01W02 | 18.66 | 0.04 | 0.65 | 17.54 | 36.89 | 0 | 389.6865 | 466.2 | 0.98298 | 0.080279
4654 | 03E25G10H14D05M01W03 | 18.66 | 0.04 | 0.65 | 12.77 | 32.12 | 0 | 389.6865 | 399.84 | 0.98298 | 0.1992 | 1
4655 | 03E25G10H14D07M01W02 | 19.11 | 0.04 | 0.65 | 17.54 | 37.34 | 0 | 395.8394 | 471.45 | 0.98298 | 0.06906
4656 | 03E25G10H14D07M01W03 | 19.11 | 0.04 | 0.65 | 12.77 | 32.57 | 0 | 395.8394 | 405.09 | 0.98298 | 0.18798 | 1
4657 | 03E25G10H14D07M01W04 | 19.11 | 0.04 | 0.65 | 9.25 | 29.05 | 0 | 395.8394 | 356.37 | 0.98298 | 0.27574 | 1
4658 | 03E25G10H14D07M02W02 | 18.99 | 0.01 | 0.65 | 17.54 | 37.19 | 0 | 389.6865 | 469.77 | 0.99574 | 0.0728
4659 | 03E25G12H07D04M01W02 | 17.64 | 2.38 | 0.65 | 17.54 | 38.21 | 0.62222 | 557.867 | 452.97 | -0.012766 | 0.04737
4660 | 03E25G12H07D05M01W02 | 15 | 1.97 | 0.65 | 17.54 | 35.16 | 0.54444 | 484.0316 | 421.68 | 0.1617 | 0.12341
4661 | 03E25G12H07D05M01W03 | 15 | 1.97 | 0.65 | 12.77 | 30.39 | 0.54444 | 484.0316 | 355.32 | 0.1617 | 0.24233 | 1
4662 | 03E25G12H07D06M01W02 | 13.63 | 1.77 | 0.65 | 17.54 | 33.59 | 0.46667 | 447.114 | 405.3 | 0.24681 | 0.16255 | 1
4663 | 03E25G12H07D06M01W03 | 13.63 | 1.77 | 0.65 | 12.77 | 28.82 | 0.46667 | 447.114 | 338.94 | 0.24681 | 0.28148 | 1
4664 | 03E25G12H07D07M01W02 | 15.35 | 2.03 | 0.65 | 17.54 | 35.57 | 0.54444 | 494.2866 | 425.67 | 0.13617 | 0.11319
4665 | 03E25G12H07D07M01W03 | 15.35 | 2.03 | 0.65 | 12.77 | 30.8 | 0.54444 | 494.2866 | 359.31 | 0.13617 | 0.23211 | 1
4666 | 03E25G12H07D07M01W04 | 15.35 | 2.03 | 0.65 | 9.25 | 27.28 | 0.54444 | 494.2866 | 310.59 | 0.13617 | 0.31987 | 1
4667 | 03E25G12H07D07M02W02 | 14.96 | 1.38 | 0.65 | 17.54 | 34.53 | 0.31111 | 438.91 | 420.63 | 0.41277 | 0.13912
4668 | 03E25G12H08D05M01W02 | 13.22 | 1.97 | 0.65 | 17.54 | 33.38 | 0.54444 | 484.0316 | 398.37 | 0.1617 | 0.16779 | 1
4669 | 03E25G12H08D05M01W03 | 13.22 | 1.97 | 0.65 | 12.77 | 28.61 | 0.54444 | 484.0316 | 332.01 | 0.1617 | 0.28671 | 1
4670 | 03E25G12H08D06M01W02 | 12 | 1.77 | 0.65 | 17.54 | 31.96 | 0.46667 | 447.114 | 384.3 | 0.24681 | 0.20319 | 1
4671 | 03E25G12H08D06M01W03 | 12 | 1.77 | 0.65 | 12.77 | 27.19 | 0.46667 | 447.114 | 317.94 | 0.24681 | 0.32211 | 1
4672 | 03E25G12H08D07M01W02 | 13.52 | 2.03 | 0.65 | 17.54 | 33.74 | 0.54444 | 494.2866 | 401.94 | 0.13617 | 0.15881 | 1
4673 | 03E25G12H08D07M01W03 | 13.52 | 2.03 | 0.65 | 12.77 | 28.97 | 0.54444 | 494.2866 | 335.58 | 0.13617 | 0.27774 | 1
4674 | 03E25G12H08D07M01W04 | 13.52 | 2.03 | 0.65 | 9.25 | 25.45 | 0.54444 | 494.2866 | 286.86 | 0.13617 | 0.36549 | 1
4675 | 03E25G12H08D07M02W02 | 13.18 | 1.38 | 0.65 | 17.54 | 32.75 | 0.31111 | 438.91 | 397.53 | 0.41277 | 0.1835 | 1
4676 | 03E25G12H09D05M01W02 | 12.72 | 1.97 | 0.65 | 17.54 | 32.88 | 0.54444 | 484.0316 | 391.86 | 0.1617 | 0.18025 | 1
4677 | 03E25G12H09D05M01W03 | 12.72 | 1.97 | 0.65 | 12.77 | 28.11 | 0.54444 | 484.0316 | 325.5 | 0.1617 | 0.29918 | 1
4678 | 03E25G12H09D07M01W02 | 13.01 | 2.03 | 0.65 | 17.54 | 33.23 | 0.54444 | 494.2866 | 395.43 | 0.13617 | 0.17153 | 1
4679 | 03E25G12H09D07M01W03 | 13.01 | 2.03 | 0.65 | 12.77 | 28.46 | 0.54444 | 494.2866 | 329.07 | 0.13617 | 0.29045 | 1
4680 | 03E25G12H09D07M01W04 | 13.01 | 2.03 | 0.65 | 9.25 | 24.94 | 0.54444 | 494.2866 | 280.35 | 0.13617 | 0.37821 | 1
4681 | 03E25G12H09D07M02W02 | 12.69 | 1.38 | 0.65 | 17.54 | 32.26 | 0.31111 | 438.91 | 391.23 | 0.41277 | 0.19571 | 1
4682 | 03E25G12H10D05M01W02 | 15 | 1.83 | 0.65 | 17.54 | 35.02 | 0.46667 | 471.7258 | 421.68 | 0.22128 | 0.1269
4683 | 03E25G12H10D05M01W03 | 15 | 1.83 | 0.65 | 12.77 | 30.25 | 0.46667 | 471.7258 | 355.32 | 0.22128 | 0.24582 | 1
4684 | 03E25G12H10D07M01W02 | 15.35 | 1.88 | 0.65 | 17.54 | 35.42 | 0.54444 | 484.0316 | 425.67 | 0.2 | 0.11693
4685 | 03E25G12H10D07M01W03 | 15.35 | 1.88 | 0.65 | 12.77 | 30.65 | 0.54444 | 484.0316 | 359.31 | 0.2 | 0.23585 | 1
4686 | 03E25G12H10D07M01W04 | 15.35 | 1.88 | 0.65 | 9.25 | 27.13 | 0.54444 | 484.0316 | 310.59 | 0.2 | 0.32361 | 1
4687 | 03E25G12H10D07M02W02 | 14.96 | 1.28 | 0.65 | 17.54 | 34.43 | 0.31111 | 430.7061 | 420.63 | 0.45532 | 0.14161
4688 | 03E25G12H11D05M01W02 | 15 | 1.82 | 0.65 | 17.54 | 35.01 | 0.46667 | 471.7258 | 421.68 | 0.22553 | 0.12715
4689 | 03E25G12H11D05M01W03 | 15 | 1.82 | 0.65 | 12.77 | 30.24 | 0.46667 | 471.7258 | 355.32 | 0.22553 | 0.24607 | 1
4690 | 03E25G12H11D06M01W02 | 13.63 | 1.63 | 0.65 | 17.54 | 33.45 | 0.46667 | 436.8591 | 405.3 | 0.30638 | 0.16604 | 1
4691 | 03E25G12H11D06M01W03 | 13.63 | 1.63 | 0.65 | 12.77 | 28.68 | 0.46667 | 436.8591 | 338.94 | 0.30638 | 0.28497 | 1
4692 | 03E25G12H11D07M01W02 | 15.35 | 1.87 | 0.65 | 17.54 | 35.41 | 0.54444 | 481.9807 | 425.67 | 0.20426 | 0.11718
4693 | 03E25G12H11D07M01W03 | 15.35 | 1.87 | 0.65 | 12.77 | 30.64 | 0.54444 | 481.9807 | 359.31 | 0.20426 | 0.2361 | 1
4694 | 03E25G12H11D07M01W04 | 15.35 | 1.87 | 0.65 | 9.25 | 27.12 | 0.54444 | 481.9807 | 310.59 | 0.20426 | 0.32386 | 1
4695 | 03E25G12H11D07M02W02 | 14.96 | 1.27 | 0.65 | 17.54 | 34.42 | 0.31111 | 430.7061 | 420.63 | 0.45957 | 0.14186
4696 | 03E25G12H12D05M01W02 | 13.03 | 1.52 | 0.65 | 17.54 | 32.74 | 0.38889 | 383.5335 | 400.68 | 0.35319 | 0.18374 | 1
4697 | 03E25G12H12D05M01W03 | 13.03 | 1.52 | 0.65 | 12.77 | 27.97 | 0.38889 | 383.5335 | 334.32 | 0.35319 | 0.30267 | 1
4698 | 03E25G12H12D07M01W02 | 13.33 | 1.56 | 0.65 | 17.54 | 33.08 | 0.38889 | 391.7375 | 404.25 | 0.33617 | 0.17527 | 1
4699 | 03E25G12H12D07M01W03 | 13.33 | 1.56 | 0.65 | 12.77 | 28.31 | 0.38889 | 391.7375 | 337.89 | 0.33617 | 0.29419 | 1
4700 | 03E25G12H12D07M01W04 | 13.33 | 1.56 | 0.65 | 9.25 | 24.79 | 0.38889 | 391.7375 | 289.17 | 0.33617 | 0.38195 | 1
4701 | 03E25G12H12D07M02W02 | 13 | 1.06 | 0.65 | 17.54 | 32.25 | 0.23333 | 350.7178 | 399.84 | 0.54894 | 0.19596 | 1
4702 | 03E25G12H13D05M01W02 | 13.03 | 1.34 | 0.65 | 17.54 | 32.56 | 0.38889 | 369.1767 | 400.68 | 0.42979 | 0.18823 | 1
4703 | 03E25G12H13D05M01W03 | 13.03 | 1.34 | 0.65 | 12.77 | 27.79 | 0.38889 | 369.1767 | 334.32 | 0.42979 | 0.30716 | 1
4704 | 03E25G12H13D07M01W02 | 13.33 | 1.38 | 0.65 | 17.54 | 32.9 | 0.38889 | 377.3806 | 404.25 | 0.41277 | 0.17976 | 1
4705 | 03E25G12H13D07M01W03 | 13.33 | 1.38 | 0.65 | 12.77 | 28.13 | 0.38889 | 377.3806 | 337.89 | 0.41277 | 0.29868 | 1
4706 | 03E25G12H13D07M01W04 | 13.33 | 1.38 | 0.65 | 9.25 | 24.61 | 0.38889 | 377.3806 | 289.17 | 0.41277 | 0.38644 | 2
4707 | 03E25G12H13D07M02W02 | 13 | 0.94 | 0.65 | 17.54 | 32.13 | 0.23333 | 340.4629 | 399.84 | 0.6 | 0.19895 | 1
4708 | 03E25G12H14D05M01W02 | 15 | 1.61 | 0.65 | 17.54 | 34.8 | 0.46667 | 455.3179 | 421.68 | 0.31489 | 0.13239
4709 | 03E25G12H14D05M01W03 | 15 | 1.61 | 0.65 | 12.77 | 30.03 | 0.46667 | 455.3179 | 355.32 | 0.31489 | 0.25131 | 1
4710 | 03E25G12H14D07M01W02 | 15.35 | 1.66 | 0.65 | 17.54 | 35.2 | 0.46667 | 465.5728 | 425.67 | 0.29362 | 0.12241
4711 | 03E25G12H14D07M01W03 | 15.35 | 1.66 | 0.65 | 12.77 | 30.43 | 0.46667 | 465.5728 | 359.31 | 0.29362 | 0.24134 | 1
4712 | 03E25G12H14D07M01W04 | 15.35 | 1.66 | 0.65 | 9.25 | 26.91 | 0.46667 | 465.5728 | 310.59 | 0.29362 | 0.32909 | 1
4713 | 03E25G12H14D07M02W02 | 14.96 | 1.13 | 0.65 | 17.54 | 34.28 | 0.31111 | 418.4002 | 420.63 | 0.51915 | 0.14535
4714 | 04E04G04H01D02M01W01 | 25.16 | 2.88 | 0.65 | 18.68 | 47.37 | 1.0111 | 639.9062 | 559.65 | 0 | 0 |  | 0.5065 | 475.0273 | 475.6577 | 0.16708 | 343.4906 | 364.0511
4715 | 04E04G11H01D02M01W01 | 22.11 | 0.6 | 0.65 | 18.68 | 42.04 | 0.23333 | 459.4199 | 523.11 | 0.79167 | 0.11252
4716 | 04E04G11H04D02M01W01 | 21.91 | 0.55 | 0.65 | 18.68 | 41.79 | 0.15556 | 367.1257 | 526.89 | 0.80903 | 0.1178
4717 | 04E04G11H07D02M01W01 | 21.6 | 0.6 | 0.65 | 18.68 | 41.53 | 0.23333 | 459.4199 | 516.39 | 0.79167 | 0.12328
4718 | 04E04G11H07D04M01W01 | 24.47 | 0.73 | 0.65 | 18.68 | 44.53 | 0.23333 | 510.6944 | 550.41 | 0.74653 | 0.059954
4719 | 04E04G11H07D04M01W02 | 24.47 | 0.73 | 0.65 | 17.32 | 43.17 | 0.23333 | 510.6944 | 531.51 | 0.74653 | 0.088664
4720 | 04E04G11H07D05M01W01 | 21.14 | 0.58 | 0.65 | 18.68 | 41.05 | 0.15556 | 453.2669 | 510.93 | 0.79861 | 0.13342
4721 | 04E04G11H07D05M01W02 | 21.14 | 0.58 | 0.65 | 17.32 | 39.69 | 0.15556 | 453.2669 | 492.03 | 0.79861 | 0.16213 | 1
4722 | 04E04G11H07D05M01W03 | 21.14 | 0.58 | 0.65 | 12.54 | 34.91 | 0.15556 | 453.2669 | 425.67 | 0.79861 | 0.26304 | 1
4723 | 04E04G11H07D06M01W01 | 19.28 | 0.5 | 0.65 | 18.68 | 39.11 | 0.15556 | 420.4512 | 488.67 | 0.82639 | 0.17437 | 1
4724 | 04E04G11H07D06M01W02 | 19.28 | 0.5 | 0.65 | 17.32 | 37.75 | 0.15556 | 420.4512 | 469.77 | 0.82639 | 0.20308 | 1
4725 | 04E04G11H07D06M01W03 | 19.28 | 0.5 | 0.65 | 12.54 | 32.97 | 0.15556 | 420.4512 | 403.41 | 0.82639 | 0.30399 | 1
4726 | 04E04G11H07D07M01W01 | 21.6 | 0.6 | 0.65 | 18.68 | 41.53 | 0.23333 | 459.4199 | 516.39 | 0.79167 | 0.12328
4727 | 04E04G11H07D07M01W02 | 21.59 | 0.6 | 0.65 | 17.32 | 40.16 | 0.23333 | 459.4199 | 497.28 | 0.79167 | 0.15221 | 1
4728 | 04E04G11H07D07M01W03 | 21.59 | 0.6 | 0.65 | 12.54 | 35.38 | 0.23333 | 459.4199 | 430.92 | 0.79167 | 0.25311 | 1
4729 | 04E04G11H07D07M01W04 | 21.59 | 0.6 | 0.65 | 9.11 | 31.95 | 0.23333 | 459.4199 | 383.25 | 0.79167 | 0.32552 | 1
4730 | 04E04G11H07D07M02W02 | 21.6 | 0.25 | 0.65 | 17.32 | 39.82 | 0.077778 | 443.012 | 497.07 | 0.91319 | 0.15938 | 1
4731 | 04E04G11H08D02M01W01 | 19.02 | 0.6 | 0.65 | 18.68 | 38.95 | 0.23333 | 459.4199 | 482.79 | 0.79167 | 0.17775 | 1
4732 | 04E04G11H08D05M01W01 | 18.61 | 0.58 | 0.65 | 18.68 | 38.52 | 0.15556 | 453.2669 | 477.96 | 0.79861 | 0.18683 | 1
4733 | 04E04G11H08D05M01W02 | 18.61 | 0.58 | 0.65 | 17.32 | 37.16 | 0.15556 | 453.2669 | 459.06 | 0.79861 | 0.21554 | 1
4734 | 04E04G11H08D05M01W03 | 18.61 | 0.58 | 0.65 | 12.54 | 32.38 | 0.15556 | 453.2669 | 392.7 | 0.79861 | 0.31645 | 1
4735 | 04E04G11H08D06M01W01 | 16.98 | 0.5 | 0.65 | 18.68 | 36.81 | 0.15556 | 420.4512 | 458.64 | 0.82639 | 0.22293 | 1
4736 | 04E04G11H08D06M01W02 | 16.98 | 0.5 | 0.65 | 17.32 | 35.45 | 0.15556 | 420.4512 | 439.74 | 0.82639 | 0.25164 | 1
4737 | 04E04G11H08D06M01W03 | 16.98 | 0.5 | 0.65 | 12.54 | 30.67 | 0.15556 | 420.4512 | 373.38 | 0.82639 | 0.35254 | 2
4738 | 04E04G11H08D07M01W01 | 19.01 | 0.6 | 0.65 | 18.68 | 38.94 | 0.23333 | 459.4199 | 482.58 | 0.79167 | 0.17796 | 1
4739 | 04E04G11H08D07M01W02 | 19.01 | 0.6 | 0.65 | 17.32 | 37.58 | 0.23333 | 459.4199 | 463.68 | 0.79167 | 0.20667 | 1
4740 | 04E04G11H08D07M01W03 | 19.01 | 0.6 | 0.65 | 12.54 | 32.8 | 0.23333 | 459.4199 | 397.32 | 0.79167 | 0.30758 | 1
4741 | 04E04G11H08D07M01W04 | 19.01 | 0.6 | 0.65 | 9.11 | 29.37 | 0.23333 | 459.4199 | 349.65 | 0.79167 | 0.37999 | 2
4742 | 04E04G11H08D07M02W02 | 19.02 | 0.25 | 0.65 | 17.32 | 37.24 | 0.077778 | 443.012 | 463.47 | 0.91319 | 0.21385 | 1
4743 | 04E04G11H09D02M01W01 | 18.3 | 0.6 | 0.65 | 18.68 | 38.23 | 0.23333 | 459.4199 | 473.34 | 0.79167 | 0.19295 | 1
4744 | 04E04G11H09D05M01W01 | 17.91 | 0.58 | 0.65 | 18.68 | 37.82 | 0.15556 | 453.2669 | 468.72 | 0.79861 | 0.2016 | 1
4745 | 04E04G11H09D05M01W02 | 17.91 | 0.58 | 0.65 | 17.32 | 36.46 | 0.15556 | 453.2669 | 449.82 | 0.79861 | 0.23031 | 1
4746 | 04E04G11H09D05M01W03 | 17.91 | 0.58 | 0.65 | 12.54 | 31.68 | 0.15556 | 453.2669 | 383.46 | 0.79861 | 0.33122 | 1
4747 | 04E04G11H09D07M01W01 | 18.29 | 0.6 | 0.65 | 18.68 | 38.22 | 0.23333 | 459.4199 | 473.34 | 0.79167 | 0.19316 | 1
4748 | 04E04G11H09D07M01W02 | 18.29 | 0.6 | 0.65 | 17.32 | 36.86 | 0.23333 | 459.4199 | 454.44 | 0.79167 | 0.22187 | 1
4749 | 04E04G11H09D07M01W03 | 18.29 | 0.6 | 0.65 | 12.54 | 32.08 | 0.23333 | 459.4199 | 388.08 | 0.79167 | 0.32278 | 1
4750 | 04E04G11H09D07M01W04 | 18.29 | 0.61 | 0.65 | 9.11 | 28.66 | 0.23333 | 459.4199 | 340.41 | 0.78819 | 0.39498 | 2
4751 | 04E04G11H09D07M02W02 | 18.29 | 0.25 | 0.65 | 17.32 | 36.51 | 0.077778 | 443.012 | 454.23 | 0.91319 | 0.22926 | 1
4752 | 04E04G11H10D02M01W01 | 21.58 | 0.55 | 0.65 | 18.68 | 41.46 | 0.15556 | 457.3689 | 516.18 | 0.80903 | 0.12476
4753 | 04E04G11H10D05M01W01 | 21.12 | 0.53 | 0.65 | 18.68 | 40.98 | 0.15556 | 451.2159 | 510.72 | 0.81597 | 0.1349
4754 | 04E04G11H10D05M01W02 | 21.12 | 0.53 | 0.65 | 17.32 | 39.62 | 0.15556 | 451.2159 | 491.82 | 0.81597 | 0.16361 | 1
4755 | 04E04G11H10D05M01W03 | 21.12 | 0.53 | 0.65 | 12.54 | 34.84 | 0.15556 | 451.2159 | 425.46 | 0.81597 | 0.26451 | 1
4756 | 04E04G11H10D07M01W01 | 21.58 | 0.55 | 0.65 | 18.68 | 41.46 | 0.15556 | 457.3689 | 516.18 | 0.80903 | 0.12476
4757 | 04E04G11H10D07M01W02 | 21.58 | 0.55 | 0.65 | 17.32 | 40.1 | 0.15556 | 457.3689 | 497.28 | 0.80903 | 0.15347 | 1
4758 | 04E04G11H10D07M01W03 | 21.58 | 0.55 | 0.65 | 12.54 | 35.32 | 0.15556 | 457.3689 | 430.71 | 0.80903 | 0.25438 | 1
4759 | 04E04G11H10D07M01W04 | 21.58 | 0.55 | 0.65 | 9.11 | 31.89 | 0.15556 | 457.3689 | 383.04 | 0.80903 | 0.32679 | 1
4760 | 04E04G11H10D07M02W02 | 21.57 | 0.23 | 0.65 | 17.32 | 39.77 | 0.077778 | 440.961 | 496.86 | 0.92014 | 0.16044 | 1
4761 | 04E04G11H11D02M01W01 | 21.58 | 0.54 | 0.65 | 18.68 | 41.45 | 0.15556 | 457.3689 | 515.97 | 0.8125 | 0.12497
4762 | 04E04G11H11D05M01W01 | 21.12 | 0.52 | 0.65 | 18.68 | 40.97 | 0.15556 | 451.2159 | 510.72 | 0.81944 | 0.13511
4763 | 04E04G11H11D05M01W02 | 21.12 | 0.52 | 0.65 | 17.32 | 39.61 | 0.15556 | 451.2159 | 491.61 | 0.81944 | 0.16382 | 1
4764 | 04E04G11H11D05M01W03 | 21.12 | 0.52 | 0.65 | 12.54 | 34.83 | 0.15556 | 451.2159 | 425.25 | 0.81944 | 0.26472 | 1
4765 | 04E04G11H11D06M01W01 | 19.26 | 0.45 | 0.65 | 18.68 | 39.04 | 0.15556 | 418.4002 | 488.46 | 0.84375 | 0.17585 | 1
4766 | 04E04G11H11D06M01W02 | 19.26 | 0.45 | 0.65 | 17.32 | 37.68 | 0.15556 | 418.4002 | 469.56 | 0.84375 | 0.20456 | 1
4767 | 04E04G11H11D06M01W03 | 19.26 | 0.45 | 0.65 | 12.54 | 32.9 | 0.15556 | 418.4002 | 403.2 | 0.84375 | 0.30547 | 1
4768 | 04E04G11H11D07M01W01 | 21.58 | 0.54 | 0.65 | 18.68 | 41.45 | 0.15556 | 457.3689 | 515.97 | 0.8125 | 0.12497
4769 | 04E04G11H11D07M01W02 | 21.58 | 0.54 | 0.65 | 17.32 | 40.09 | 0.15556 | 457.3689 | 497.07 | 0.8125 | 0.15368 | 1
4770 | 04E04G11H11D07M01W03 | 21.58 | 0.54 | 0.65 | 12.54 | 35.31 | 0.15556 | 457.3689 | 430.71 | 0.8125 | 0.25459 | 1
4771 | 04E04G11H11D07M01W04 | 21.58 | 0.54 | 0.65 | 9.11 | 31.88 | 0.15556 | 457.3689 | 383.04 | 0.8125 | 0.327 | 1
4772 | 04E04G11H11D07M02W02 | 21.57 | 0.22 | 0.65 | 17.32 | 39.76 | 0.077778 | 440.961 | 496.86 | 0.92361 | 0.16065 | 1
4773 | 04E04G11H12D02M01W01 | 18.75 | 0.45 | 0.65 | 18.68 | 38.53 | 0.15556 | 363.0237 | 485.94 | 0.84375 | 0.18662 | 1
4774 | 04E04G11H12D05M01W01 | 18.35 | 0.43 | 0.65 | 18.68 | 38.11 | 0.15556 | 356.8708 | 481.11 | 0.85069 | 0.19548 | 1
4775 | 04E04G11H12D05M01W02 | 18.35 | 0.43 | 0.65 | 17.32 | 36.75 | 0.15556 | 356.8708 | 462.21 | 0.85069 | 0.22419 | 1
4776 | 04E04G11H12D05M01W03 | 18.35 | 0.43 | 0.65 | 12.54 | 31.97 | 0.15556 | 356.8708 | 395.85 | 0.85069 | 0.3251 | 1
4777 | 04E04G11H12D07M01W01 | 18.75 | 0.45 | 0.65 | 18.68 | 38.53 | 0.15556 | 363.0237 | 485.94 | 0.84375 | 0.18662 | 1
4778 | 04E04G11H12D07M01W02 | 18.75 | 0.45 | 0.65 | 17.32 | 37.17 | 0.15556 | 363.0237 | 467.04 | 0.84375 | 0.21533 | 1
4779 | 04E04G11H12D07M01W03 | 18.75 | 0.45 | 0.65 | 12.54 | 32.39 | 0.15556 | 363.0237 | 400.68 | 0.84375 | 0.31623 | 1
4780 | 04E04G11H12D07M01W04 | 18.75 | 0.45 | 0.65 | 9.11 | 28.96 | 0.15556 | 363.0237 | 353.01 | 0.84375 | 0.38864 | 2
4781 | 04E04G11H12D07M02W02 | 18.75 | 0.19 | 0.65 | 17.32 | 36.91 | 0.077778 | 348.6669 | 466.62 | 0.93403 | 0.22081 | 1
4782 | 04E04G11H13D02M01W01 | 18.75 | 0.41 | 0.65 | 18.68 | 38.49 | 0.15556 | 358.9218 | 485.94 | 0.85764 | 0.18746 | 1
4783 | 04E04G11H13D05M01W01 | 18.35 | 0.39 | 0.65 | 18.68 | 38.07 | 0.15556 | 354.8198 | 481.11 | 0.86458 | 0.19633 | 1
4784 | 04E04G11H13D05M01W02 | 18.35 | 0.39 | 0.65 | 17.32 | 36.71 | 0.15556 | 354.8198 | 462.21 | 0.86458 | 0.22504 | 1
4785 | 04E04G11H13D05M01W03 | 18.35 | 0.39 | 0.65 | 12.54 | 31.93 | 0.15556 | 354.8198 | 395.85 | 0.86458 | 0.32594 | 1
4786 | 04E04G11H13D07M01W01 | 18.75 | 0.41 | 0.65 | 18.68 | 38.49 | 0.15556 | 358.9218 | 485.94 | 0.85764 | 0.18746 | 1
4787 | 04E04G11H13D07M01W02 | 18.75 | 0.41 | 0.65 | 17.32 | 37.13 | 0.15556 | 358.9218 | 467.04 | 0.85764 | 0.21617 | 1
4788 | 04E04G11H13D07M01W03 | 18.75 | 0.41 | 0.65 | 12.54 | 32.35 | 0.15556 | 358.9218 | 400.68 | 0.85764 | 0.31708 | 1
4789 | 04E04G11H13D07M01W04 | 18.75 | 0.41 | 0.65 | 9.11 | 28.92 | 0.15556 | 358.9218 | 353.01 | 0.85764 | 0.38949 | 2
4790 | 04E04G11H13D07M02W02 | 18.74 | 0.17 | 0.65 | 17.32 | 36.88 | 0.077778 | 346.6159 | 466.62 | 0.94097 | 0.22145 | 1
4791 | 04E04G11H14D02M01W01 | 21.57 | 0.49 | 0.65 | 18.68 | 41.39 | 0.15556 | 453.2669 | 515.97 | 0.82986 | 0.12624
4792 | 04E04G11H14D05M01W01 | 21.12 | 0.47 | 0.65 | 18.68 | 40.92 | 0.15556 | 447.114 | 510.51 | 0.83681 | 0.13616
4793 | 04E04G11H14D05M01W02 | 21.12 | 0.47 | 0.65 | 17.32 | 39.56 | 0.15556 | 447.114 | 491.61 | 0.83681 | 0.16487 | 1
4794 | 04E04G11H14D05M01W03 | 21.11 | 0.47 | 0.65 | 12.54 | 34.77 | 0.15556 | 447.114 | 425.25 | 0.83681 | 0.26599 | 1
4795 | 04E04G11H14D07M01W01 | 21.57 | 0.49 | 0.65 | 18.68 | 41.39 | 0.15556 | 453.2669 | 515.97 | 0.82986 | 0.12624
4796 | 04E04G11H14D07M01W02 | 21.57 | 0.49 | 0.65 | 17.32 | 40.03 | 0.15556 | 453.2669 | 497.07 | 0.82986 | 0.15495 | 1
4797 | 04E04G11H14D07M01W03 | 21.57 | 0.49 | 0.65 | 12.54 | 35.25 | 0.15556 | 453.2669 | 430.71 | 0.82986 | 0.25586 | 1
4798 | 04E04G11H14D07M01W04 | 21.57 | 0.49 | 0.65 | 9.11 | 31.82 | 0.15556 | 453.2669 | 383.04 | 0.82986 | 0.32827 | 1
4799 | 04E04G11H14D07M02W02 | 21.57 | 0.2 | 0.65 | 17.32 | 39.74 | 0.077778 | 438.91 | 496.86 | 0.93056 | 0.16107 | 1
4800 | 04E17G10H07D04M01W02 | 21.62 | 3.2 | 0.65 | 17.32 | 42.79 | 1.2444 | 607.0905 | 497.49 | -0.11111 | 0.096686
4801 | 04E17G10H07D05M01W02 | 18.54 | 2.55 | 0.65 | 17.32 | 39.06 | 0.93333 | 529.1532 | 460.74 | 0.11458 | 0.17543 | 1
4802 | 04E17G10H07D05M01W03 | 18.54 | 2.55 | 0.65 | 12.54 | 34.28 | 0.93333 | 529.1532 | 394.38 | 0.11458 | 0.27634 | 1
4803 | 04E17G10H07D06M01W02 | 16.76 | 2.17 | 0.65 | 17.32 | 36.9 | 0.77778 | 479.9297 | 439.74 | 0.24653 | 0.22103 | 1
4804 | 04E17G10H07D06M01W03 | 16.76 | 2.17 | 0.65 | 12.54 | 32.12 | 0.77778 | 479.9297 | 373.38 | 0.24653 | 0.32193 | 1
4805 | 04E17G10H07D07M01W02 | 18.99 | 2.67 | 0.65 | 17.32 | 39.63 | 1.0111 | 541.4591 | 466.2 | 0.072917 | 0.16339 | 1
4806 | 04E17G10H07D07M01W03 | 18.99 | 2.67 | 0.65 | 12.54 | 34.85 | 1.0111 | 541.4591 | 399.84 | 0.072917 | 0.2643 | 1
4807 | 04E17G10H07D07M01W04 | 18.99 | 2.67 | 0.65 | 9.11 | 31.42 | 1.0111 | 541.4591 | 352.17 | 0.072917 | 0.33671 | 1
4808 | 04E17G10H07D07M02W02 | 18.88 | 1.73 | 0.65 | 17.32 | 38.58 | 0.7 | 484.0316 | 464.73 | 0.39931 | 0.18556 | 1
4809 | 04E17G10H08D05M01W02 | 16.33 | 2.55 | 0.65 | 17.32 | 36.85 | 0.93333 | 529.1532 | 431.97 | 0.11458 | 0.22208 | 1
4810 | 04E17G10H08D05M01W03 | 16.33 | 2.55 | 0.65 | 12.54 | 32.07 | 0.93333 | 529.1532 | 365.61 | 0.11458 | 0.32299 | 1
4811 | 04E17G10H08D06M01W02 | 14.76 | 2.17 | 0.65 | 17.32 | 34.9 | 0.77778 | 479.9297 | 413.7 | 0.24653 | 0.26325 | 1
4812 | 04E17G10H08D06M01W03 | 14.76 | 2.17 | 0.65 | 12.54 | 30.12 | 0.77778 | 479.9297 | 347.34 | 0.24653 | 0.36415 | 1
4813 | 04E17G10H08D07M01W02 | 16.72 | 2.67 | 0.65 | 17.32 | 37.36 | 1.0111 | 541.4591 | 436.59 | 0.072917 | 0.21132 | 1
4814 | 04E17G10H08D07M01W03 | 16.72 | 2.67 | 0.65 | 12.54 | 32.58 | 1.0111 | 541.4591 | 370.23 | 0.072917 | 0.31222 | 1
4815 | 04E17G10H08D07M01W04 | 16.72 | 2.67 | 0.65 | 9.11 | 29.15 | 1.0111 | 541.4591 | 322.56 | 0.072917 | 0.38463 | 1
4816 | 04E17G10H08D07M02W02 | 16.63 | 1.73 | 0.65 | 17.32 | 36.33 | 0.7 | 484.0316 | 435.33 | 0.39931 | 0.23306 | 1
4817 | 04E17G10H09D05M01W02 | 15.71 | 2.55 | 0.65 | 17.32 | 36.23 | 0.93333 | 529.1532 | 423.99 | 0.11458 | 0.23517 | 1
4818 | 04E17G10H09D05M01W03 | 15.71 | 2.55 | 0.65 | 12.54 | 31.45 | 0.93333 | 529.1532 | 357.63 | 0.11458 | 0.33608 | 1
4819 | 04E17G10H09D07M01W02 | 16.09 | 2.67 | 0.65 | 17.32 | 36.73 | 1.0111 | 541.4591 | 428.61 | 0.072917 | 0.22461 | 1
4820 | 04E17G10H09D07M01W03 | 16.09 | 2.67 | 0.65 | 12.54 | 31.95 | 1.0111 | 541.4591 | 362.25 | 0.072917 | 0.32552 | 1
4821 | 04E17G10H09D07M01W04 | 16.09 | 2.67 | 0.65 | 9.11 | 28.52 | 1.0111 | 541.4591 | 314.58 | 0.072917 | 0.39793 | 1
4822 | 04E17G10H09D07M02W02 | 16 | 1.73 | 0.65 | 17.32 | 35.7 | 0.7 | 484.0316 | 427.14 | 0.39931 | 0.24636 | 1
4823 | 04E17G10H10D05M01W02 | 18.54 | 2.33 | 0.65 | 17.32 | 38.84 | 0.85556 | 518.8983 | 460.74 | 0.19097 | 0.18007 | 1
4824 | 04E17G10H10D05M01W03 | 18.54 | 2.33 | 0.65 | 12.54 | 34.06 | 0.85556 | 518.8983 | 394.38 | 0.19097 | 0.28098 | 1
4825 | 04E17G10H10D07M01W02 | 18.99 | 2.43 | 0.65 | 17.32 | 39.39 | 0.93333 | 531.2042 | 466.2 | 0.15625 | 0.16846 | 1
4826 | 04E17G10H10D07M01W03 | 18.99 | 2.43 | 0.65 | 12.54 | 34.61 | 0.93333 | 531.2042 | 399.84 | 0.15625 | 0.26937 | 1
4827 | 04E17G10H10D07M01W04 | 18.99 | 2.43 | 0.65 | 9.11 | 31.18 | 0.93333 | 531.2042 | 352.17 | 0.15625 | 0.34178 | 1
4828 | 04E17G10H10D07M02W02 | 18.88 | 1.58 | 0.65 | 17.32 | 38.43 | 0.62222 | 477.8787 | 464.73 | 0.45139 | 0.18873 | 1
4829 | 04E17G10H11D05M01W02 | 18.54 | 2.28 | 0.65 | 17.32 | 38.79 | 0.85556 | 516.8473 | 460.74 | 0.20833 | 0.18113 | 1
4830 | 04E17G10H11D05M01W03 | 18.54 | 2.28 | 0.65 | 12.54 | 34.01 | 0.85556 | 516.8473 | 394.38 | 0.20833 | 0.28204 | 1
4831 | 04E17G10H11D06M01W02 | 16.76 | 1.95 | 0.65 | 17.32 | 36.68 | 0.7 | 469.6748 | 439.74 | 0.32292 | 0.22567 | 1
4832 | 04E17G10H11D06M01W03 | 16.76 | 1.95 | 0.65 | 12.54 | 31.9 | 0.7 | 469.6748 | 373.38 | 0.32292 | 0.32658 | 1
4833 | 04E17G10H11D07M01W02 | 18.99 | 2.38 | 0.65 | 17.32 | 39.34 | 0.93333 | 529.1532 | 466.2 | 0.17361 | 0.16952 | 1
4834 | 04E17G10H11D07M01W03 | 18.99 | 2.38 | 0.65 | 12.54 | 34.56 | 0.93333 | 529.1532 | 399.84 | 0.17361 | 0.27042 | 1
4835 | 04E17G10H11D07M01W04 | 18.99 | 2.38 | 0.65 | 9.11 | 31.13 | 0.93333 | 529.1532 | 352.17 | 0.17361 | 0.34283 | 1
4836 | 04E17G10H11D07M02W02 | 18.88 | 1.54 | 0.65 | 17.32 | 38.39 | 0.62222 | 475.8277 | 464.73 | 0.46528 | 0.18957 | 1
4837 | 04E17G10H12D05M01W02 | 16.12 | 1.9 | 0.65 | 17.32 | 35.99 | 0.7 | 416.3493 | 434.91 | 0.34028 | 0.24024 | 1
4838 | 04E17G10H12D05M01W03 | 16.12 | 1.9 | 0.65 | 12.54 | 31.21 | 0.7 | 416.3493 | 368.55 | 0.34028 | 0.34114 | 1
4839 | 04E17G10H12D07M01W02 | 16.51 | 1.99 | 0.65 | 17.32 | 36.47 | 0.77778 | 426.6042 | 439.74 | 0.30903 | 0.2301 | 1
4840 | 04E17G10H12D07M01W03 | 16.51 | 1.99 | 0.65 | 12.54 | 31.69 | 0.77778 | 426.6042 | 373.38 | 0.30903 | 0.33101 | 1
4841 | 04E17G10H12D07M01W04 | 16.51 | 1.99 | 0.65 | 9.11 | 28.26 | 0.77778 | 426.6042 | 325.71 | 0.30903 | 0.40342 | 1
4842 | 04E17G10H12D07M02W02 | 16.41 | 1.29 | 0.65 | 17.32 | 35.67 | 0.54444 | 381.4826 | 438.27 | 0.55208 | 0.24699 | 1
4843 | 04E17G10H13D05M01W02 | 16.12 | 1.72 | 0.65 | 17.32 | 35.81 | 0.62222 | 404.0434 | 434.91 | 0.40278 | 0.24404 | 1
4844 | 04E17G10H13D05M01W03 | 16.12 | 1.72 | 0.65 | 12.54 | 31.03 | 0.62222 | 404.0434 | 368.55 | 0.40278 | 0.34494 | 1
4845 | 04E17G10H13D07M01W02 | 16.51 | 1.8 | 0.65 | 17.32 | 36.28 | 0.7 | 412.2473 | 439.74 | 0.375 | 0.23411 | 1
4846 | 04E17G10H13D07M01W03 | 16.51 | 1.8 | 0.65 | 12.54 | 31.5 | 0.7 | 412.2473 | 373.38 | 0.375 | 0.33502 | 1
4847 | 04E17G10H13D07M01W04 | 16.51 | 1.8 | 0.65 | 9.11 | 28.07 | 0.7 | 412.2473 | 325.71 | 0.375 | 0.40743 | 1
4848 | 04E17G10H13D07M02W02 | 16.41 | 1.17 | 0.65 | 17.32 | 35.55 | 0.46667 | 373.2786 | 438.27 | 0.59375 | 0.24953 | 1
4849 | 04E17G10H14D05M01W02 | 18.54 | 2.07 | 0.65 | 17.32 | 38.58 | 0.77778 | 502.4905 | 460.74 | 0.28125 | 0.18556 | 1
4850 | 04E17G10H14D05M01W03 | 18.54 | 2.07 | 0.65 | 12.54 | 33.8 | 0.77778 | 502.4905 | 394.38 | 0.28125 | 0.28647 | 1
4851 | 04E17G10H14D07M01W02 | 18.99 | 2.16 | 0.65 | 17.32 | 39.12 | 0.77778 | 512.7454 | 466.2 | 0.25 | 0.17416 | 1
4852 | 04E17G10H14D07M01W03 | 18.99 | 2.16 | 0.65 | 12.54 | 34.34 | 0.77778 | 512.7454 | 399.84 | 0.25 | 0.27507 | 1
4853 | 04E17G10H14D07M01W04 | 18.99 | 2.16 | 0.65 | 9.11 | 30.91 | 0.77778 | 512.7454 | 352.17 | 0.25 | 0.34748 | 1
4854 | 04E17G10H14D07M02W02 | 18.88 | 1.4 | 0.65 | 17.32 | 38.25 | 0.54444 | 465.5728 | 464.73 | 0.51389 | 0.19253 | 1
4855 | 04E17G11H07D04M01W02 | 23.24 | 1.75 | 0.65 | 17.32 | 42.96 | 0.77778 | 543.5101 | 516.81 | 0.39236 | 0.093097
4856 | 04E17G11H07D05M01W02 | 19.99 | 1.38 | 0.65 | 17.32 | 39.34 | 0.54444 | 475.8277 | 478.17 | 0.52083 | 0.16952 | 1
4857 | 04E17G11H07D05M01W03 | 19.99 | 1.38 | 0.65 | 12.54 | 34.56 | 0.54444 | 475.8277 | 411.81 | 0.52083 | 0.27042 | 1
4858 | 04E17G11H07D06M01W02 | 18.09 | 1.16 | 0.65 | 17.32 | 37.22 | 0.46667 | 436.8591 | 455.49 | 0.59722 | 0.21427 | 1
4859 | 04E17G11H07D06M01W03 | 18.09 | 1.16 | 0.65 | 12.54 | 32.44 | 0.46667 | 436.8591 | 389.13 | 0.59722 | 0.31518 | 1
4860 | 04E17G11H07D07M01W02 | 20.47 | 1.44 | 0.65 | 17.32 | 39.88 | 0.54444 | 488.1336 | 483.84 | 0.5 | 0.15812 | 1
4861 | 04E17G11H07D07M01W03 | 20.47 | 1.44 | 0.65 | 12.54 | 35.1 | 0.54444 | 488.1336 | 417.48 | 0.5 | 0.25902 | 1
4862 | 04E17G11H07D07M01W04 | 20.47 | 1.44 | 0.65 | 9.11 | 31.67 | 0.54444 | 488.1336 | 369.81 | 0.5 | 0.33143 | 1
4863 | 04E17G11H07D07M02W02 | 20.42 | 0.83 | 0.65 | 17.32 | 39.22 | 0.31111 | 455.3179 | 483 | 0.71181 | 0.17205 | 1
4864 | 04E17G11H08D05M01W02 | 17.61 | 1.38 | 0.65 | 17.32 | 36.96 | 0.54444 | 475.8277 | 447.09 | 0.52083 | 0.21976 | 1
4865 | 04E17G11H08D05M01W03 | 17.61 | 1.38 | 0.65 | 12.54 | 32.18 | 0.54444 | 475.8277 | 380.73 | 0.52083 | 0.32067 | 1
4866 | 04E17G11H08D06M01W02 | 15.93 | 1.16 | 0.65 | 17.32 | 35.06 | 0.46667 | 436.8591 | 427.56 | 0.59722 | 0.25987 | 1
4867 | 04E17G11H08D06M01W03 | 15.93 | 1.16 | 0.65 | 12.54 | 30.28 | 0.46667 | 436.8591 | 361.2 | 0.59722 | 0.36078 | 2
4868 | 04E17G11H08D07M01W02 | 18.03 | 1.44 | 0.65 | 17.32 | 37.44 | 0.54444 | 488.1336 | 452.13 | 0.5 | 0.20963 | 1
4869 | 04E17G11H08D07M01W03 | 18.03 | 1.44 | 0.65 | 12.54 | 32.66 | 0.54444 | 488.1336 | 385.77 | 0.5 | 0.31053 | 1
4870 | 04E17G11H08D07M01W04 | 18.03 | 1.44 | 0.65 | 9.11 | 29.23 | 0.54444 | 488.1336 | 338.1 | 0.5 | 0.38294 | 2
4871 | 04E17G11H08D07M02W02 | 17.99 | 0.83 | 0.65 | 17.32 | 36.79 | 0.31111 | 455.3179 | 451.29 | 0.71181 | 0.22335 | 1
4872 | 04E17G11H09D05M01W02 | 16.94 | 1.38 | 0.65 | 17.32 | 36.29 | 0.54444 | 475.8277 | 438.48 | 0.52083 | 0.2339 | 1
4873 | 04E17G11H09D05M01W03 | 16.94 | 1.38 | 0.65 | 12.54 | 31.51 | 0.54444 | 475.8277 | 372.12 | 0.52083 | 0.33481 | 1
4874 | 04E17G11H09D07M01W02 | 17.35 | 1.44 | 0.65 | 17.32 | 36.76 | 0.54444 | 488.1336 | 443.31 | 0.5 | 0.22398 | 1
4875 | 04E17G11H09D07M01W03 | 17.35 | 1.44 | 0.65 | 12.54 | 31.98 | 0.54444 | 488.1336 | 376.95 | 0.5 | 0.32489 | 1
4876 | 04E17G11H09D07M01W04 | 17.35 | 1.44 | 0.65 | 9.11 | 28.55 | 0.54444 | 488.1336 | 329.28 | 0.5 | 0.3973 | 2
4877 | 04E17G11H09D07M02W02 | 17.31 | 0.83 | 0.65 | 17.32 | 36.11 | 0.31111 | 455.3179 | 442.68 | 0.71181 | 0.2377 | 1
4878 | 04E17G11H10D05M01W02 | 19.99 | 1.25 | 0.65 | 17.32 | 39.21 | 0.46667 | 469.6748 | 478.17 | 0.56597 | 0.17226 | 1
4879 | 04E17G11H10D05M01W03 | 19.99 | 1.25 | 0.65 | 12.54 | 34.43 | 0.46667 | 469.6748 | 411.81 | 0.56597 | 0.27317 | 1
4880 | 04E17G11H10D07M01W02 | 20.47 | 1.31 | 0.65 | 17.32 | 39.75 | 0.54444 | 481.9807 | 483.84 | 0.54514 | 0.16086 | 1
4881 | 04E17G11H10D07M01W03 | 20.47 | 1.31 | 0.65 | 12.54 | 34.97 | 0.54444 | 481.9807 | 417.48 | 0.54514 | 0.26177 | 1
4882 | 04E17G11H10D07M01W04 | 20.47 | 1.31 | 0.65 | 9.11 | 31.54 | 0.54444 | 481.9807 | 369.81 | 0.54514 | 0.33418 | 1
4883 | 04E17G11H10D07M02W02 | 20.42 | 0.75 | 0.65 | 17.32 | 39.14 | 0.31111 | 451.2159 | 483 | 0.73958 | 0.17374 | 1
4884 | 04E17G11H11D05M01W02 | 19.99 | 1.23 | 0.65 | 17.32 | 39.19 | 0.46667 | 469.6748 | 478.17 | 0.57292 | 0.17268 | 1
4885 | 04E17G11H11D05M01W03 | 19.99 | 1.23 | 0.65 | 12.54 | 34.41 | 0.46667 | 469.6748 | 411.81 | 0.57292 | 0.27359 | 1
4886 | 04E17G11H11D06M01W02 | 18.09 | 1.03 | 0.65 | 17.32 | 37.09 | 0.38889 | 430.7061 | 455.49 | 0.64236 | 0.21701 | 1
4887 | 04E17G11H11D06M01W03 | 18.09 | 1.03 | 0.65 | 12.54 | 32.31 | 0.38889 | 430.7061 | 389.13 | 0.64236 | 0.31792 | 1
4888 | 04E17G11H11D07M01W02 | 20.47 | 1.28 | 0.65 | 17.32 | 39.72 | 0.54444 | 481.9807 | 483.84 | 0.55556 | 0.16149 | 1
4889 | 04E17G11H11D07M01W03 | 20.47 | 1.28 | 0.65 | 12.54 | 34.94 | 0.54444 | 481.9807 | 417.48 | 0.55556 | 0.2624 | 1
4890 | 04E17G11H11D07M01W04 | 20.47 | 1.28 | 0.65 | 9.11 | 31.51 | 0.54444 | 481.9807 | 369.81 | 0.55556 | 0.33481 | 1
4891 | 04E17G11H11D07M02W02 | 20.42 | 0.73 | 0.65 | 17.32 | 39.12 | 0.31111 | 451.2159 | 483 | 0.74653 | 0.17416 | 1
4892 | 04E17G11H12D05M01W02 | 17.37 | 1.02 | 0.65 | 17.32 | 36.36 | 0.38889 | 377.3806 | 450.24 | 0.64583 | 0.23243 | 1
4893 | 04E17G11H12D05M01W03 | 17.37 | 1.02 | 0.65 | 12.54 | 31.58 | 0.38889 | 377.3806 | 383.88 | 0.64583 | 0.33333 | 1
4894 | 04E17G11H12D07M01W02 | 17.79 | 1.07 | 0.65 | 17.32 | 36.83 | 0.46667 | 383.5335 | 455.28 | 0.62847 | 0.2225 | 1
4895 | 04E17G11H12D07M01W03 | 17.79 | 1.07 | 0.65 | 12.54 | 32.05 | 0.46667 | 383.5335 | 388.92 | 0.62847 | 0.32341 | 1
4896 | 04E17G11H12D07M01W04 | 17.79 | 1.07 | 0.65 | 9.11 | 28.62 | 0.46667 | 383.5335 | 341.25 | 0.62847 | 0.39582 | 2
4897 | 04E17G11H12D07M02W02 | 17.75 | 0.61 | 0.65 | 17.32 | 36.33 | 0.23333 | 358.9218 | 454.44 | 0.78819 | 0.23306 | 1
4898 | 04E17G11H13D05M01W02 | 17.37 | 0.93 | 0.65 | 17.32 | 36.27 | 0.38889 | 371.2277 | 450.24 | 0.67708 | 0.23433 | 1
4899 | 04E17G11H13D05M01W03 | 17.37 | 0.93 | 0.65 | 12.54 | 31.49 | 0.38889 | 371.2277 | 383.88 | 0.67708 | 0.33523 | 1
4900 | 04E17G11H13D07M01W02 | 17.79 | 0.97 | 0.65 | 17.32 | 36.73 | 0.38889 | 377.3806 | 455.28 | 0.66319 | 0.22461 | 1
4901 | 04E17G11H13D07M01W03 | 17.79 | 0.97 | 0.65 | 12.54 | 31.95 | 0.38889 | 377.3806 | 388.92 | 0.66319 | 0.32552 | 1
4902 | 04E17G11H13D07M01W04 | 17.79 | 0.97 | 0.65 | 9.11 | 28.52 | 0.38889 | 377.3806 | 341.25 | 0.66319 | 0.39793 | 2
4903 | 04E17G11H13D07M02W02 | 17.75 | 0.56 | 0.65 | 17.32 | 36.28 | 0.23333 | 354.8198 | 454.44 | 0.80556 | 0.23411 | 1
4904 | 04E17G11H14D05M01W02 | 19.99 | 1.12 | 0.65 | 17.32 | 39.08 | 0.46667 | 463.5218 | 478.17 | 0.61111 | 0.17501 | 1
4905 | 04E17G11H14D05M01W03 | 19.99 | 1.12 | 0.65 | 12.54 | 34.3 | 0.46667 | 463.5218 | 411.81 | 0.61111 | 0.27591 | 1
4906 | 04E17G11H14D07M01W02 | 20.47 | 1.17 | 0.65 | 17.32 | 39.61 | 0.46667 | 473.7767 | 483.84 | 0.59375 | 0.16382 | 1
4907 | 04E17G11H14D07M01W03 | 20.47 | 1.17 | 0.65 | 12.54 | 34.83 | 0.46667 | 473.7767 | 417.48 | 0.59375 | 0.26472 | 1
4908 | 04E17G11H14D07M01W04 | 20.47 | 1.17 | 0.65 | 9.11 | 31.4 | 0.46667 | 473.7767 | 369.81 | 0.59375 | 0.33713 | 1
4909 | 04E17G11H14D07M02W02 | 20.42 | 0.67 | 0.65 | 17.32 | 39.06 | 0.31111 | 445.063 | 483 | 0.76736 | 0.17543 | 1
4910 | 04E17G12H07D04M01W02 | 18.09 | 14.45 | 0.65 | 17.32 | 50.51 | 3.5 | 1314.6792 | 455.28 | -4.0174 | -0.066287
4911 | 04E17G12H07D05M01W02 | 15.38 | 11.83 | 0.65 | 17.32 | 45.18 | 2.8 | 1115.734 | 422.94 | -3.1076 | 0.046232
4912 | 04E17G12H07D05M01W03 | 15.38 | 11.83 | 0.65 | 12.54 | 40.4 | 2.8 | 1115.734 | 356.58 | -3.1076 | 0.14714
4913 | 04E17G12H07D06M01W02 | 13.96 | 10.48 | 0.65 | 17.32 | 42.41 | 2.4111 | 1009.0829 | 406.14 | -2.6389 | 0.10471
4914 | 04E17G12H07D06M01W03 | 13.96 | 10.48 | 0.65 | 12.54 | 37.63 | 2.4111 | 1009.0829 | 339.78 | -2.6389 | 0.20562
4915 | 04E17G12H07D07M01W02 | 15.74 | 12.22 | 0.65 | 17.32 | 45.93 | 2.8778 | 1146.4987 | 427.35 | -3.2431 | 0.030399
4916 | 04E17G12H07D07M01W03 | 15.74 | 12.22 | 0.65 | 12.54 | 41.15 | 2.8778 | 1146.4987 | 360.99 | -3.2431 | 0.13131
4917 | 04E17G12H07D07M01W04 | 15.74 | 12.22 | 0.65 | 9.11 | 37.72 | 2.8778 | 1146.4987 | 313.32 | -3.2431 | 0.20372
4918 | 04E17G12H07D07M02W02 | 15.31 | 9.86 | 0.65 | 17.32 | 43.14 | 2.4889 | 980.3692 | 421.89 | -2.4236 | 0.089297
4919 | 04E17G12H08D05M01W02 | 13.54 | 11.83 | 0.65 | 17.32 | 43.34 | 2.8 | 1115.734 | 399.21 | -3.1076 | 0.085075
4920 | 04E17G12H08D05M01W03 | 13.54 | 11.83 | 0.65 | 12.54 | 38.56 | 2.8 | 1115.734 | 332.85 | -3.1076 | 0.18598
4921 | 04E17G12H08D06M01W02 | 12.29 | 10.48 | 0.65 | 17.32 | 40.74 | 2.4111 | 1009.0829 | 384.51 | -2.6389 | 0.13996
4922 | 04E17G12H08D06M01W03 | 12.29 | 10.48 | 0.65 | 12.54 | 35.96 | 2.4111 | 1009.0829 | 318.15 | -2.6389 | 0.24087
4923 | 04E17G12H08D07M01W02 | 13.86 | 12.22 | 0.65 | 17.32 | 44.05 | 2.8778 | 1146.4987 | 402.99 | -3.2431 | 0.070087
4924 | 04E17G12H08D07M01W03 | 13.86 | 12.22 | 0.65 | 12.54 | 39.27 | 2.8778 | 1146.4987 | 336.63 | -3.2431 | 0.17099
4925 | 04E17G12H08D07M01W04 | 13.86 | 12.22 | 0.65 | 9.11 | 35.84 | 2.8778 | 1146.4987 | 288.96 | -3.2431 | 0.2434
4926 | 04E17G12H08D07M02W02 | 13.48 | 9.86 | 0.65 | 17.32 | 41.31 | 2.4889 | 980.3692 | 398.16 | -2.4236 | 0.12793
4927 | 04E17G12H09D05M01W02 | 13.03 | 11.83 | 0.65 | 17.32 | 42.83 | 2.8 | 1115.734 | 392.49 | -3.1076 | 0.095841
4928 | 04E17G12H09D05M01W03 | 13.03 | 11.83 | 0.65 | 12.54 | 38.05 | 2.8 | 1115.734 | 326.13 | -3.1076 | 0.19675
4929 | 04E17G12H09D07M01W02 | 13.33 | 12.22 | 0.65 | 17.32 | 43.52 | 2.8778 | 1146.4987 | 396.06 | -3.2431 | 0.081275
4930 | 04E17G12H09D07M01W03 | 13.33 | 12.22 | 0.65 | 12.54 | 38.74 | 2.8778 | 1146.4987 | 329.7 | -3.2431 | 0.18218
4931 | 04E17G12H09D07M01W04 | 13.33 | 12.22 | 0.65 | 9.11 | 35.31 | 2.8778 | 1146.4987 | 282.03 | -3.2431 | 0.25459
4932 | 04E17G12H09D07M02W02 | 12.97 | 9.86 | 0.65 | 17.32 | 40.8 | 2.4889 | 980.3692 | 391.65 | -2.4236 | 0.1387
4933 | 04E17G12H10D05M01W02 | 15.38 | 10.85 | 0.65 | 17.32 | 44.2 | 2.5667 | 1058.3065 | 422.94 | -2.7674 | 0.06692
4934 | 04E17G12H10D05M01W03 | 15.38 | 10.85 | 0.65 | 12.54 | 39.42 | 2.5667 | 1058.3065 | 356.58 | -2.7674 | 0.16783
4935 | 04E17G12H10D07M01W02 | 15.74 | 11.2 | 0.65 | 17.32 | 44.91 | 2.6444 | 1084.9692 | 427.35 | -2.8889 | 0.051932
4936 | 04E17G12H10D07M01W03 | 15.74 | 11.2 | 0.65 | 12.54 | 40.13 | 2.6444 | 1084.9692 | 360.99 | -2.8889 | 0.15284
4937 | 04E17G12H10D07M01W04 | 15.74 | 11.2 | 0.65 | 9.11 | 36.7 | 2.6444 | 1084.9692 | 313.32 | -2.8889 | 0.22525
4938 | 04E17G12H10D07M02W02 | 15.31 | 9.04 | 0.65 | 17.32 | 42.32 | 2.3333 | 931.1456 | 421.89 | -2.1389 | 0.10661
4939 | 04E17G12H11D05M01W02 | 15.38 | 10.67 | 0.65 | 17.32 | 44.02 | 2.4889 | 1052.1535 | 422.94 | -2.7049 | 0.07072
4940 | 04E17G12H11D05M01W03 | 15.38 | 10.67 | 0.65 | 12.54 | 39.24 | 2.4889 | 1052.1535 | 356.58 | -2.7049 | 0.17163
4941 | 04E17G12H11D06M01W02 | 13.96 | 9.46 | 0.65 | 17.32 | 41.39 | 2.1778 | 953.7064 | 406.14 | -2.2847 | 0.12624
4942 | 04E17G12H11D06M01W03 | 13.96 | 9.46 | 0.65 | 12.54 | 36.61 | 2.1778 | 953.7064 | 339.78 | -2.2847 | 0.22715
4943 | 04E17G12H11D07M01W02 | 15.74 | 11.02 | 0.65 | 17.32 | 44.73 | 2.5667 | 1080.8673 | 427.35 | -2.8264 | 0.055731
4944 | 04E17G12H11D07M01W03 | 15.74 | 11.02 | 0.65 | 12.54 | 39.95 | 2.5667 | 1080.8673 | 360.99 | -2.8264 | 0.15664
4945 | 04E17G12H11D07M01W04 | 15.74 | 11.02 | 0.65 | 9.11 | 36.52 | 2.5667 | 1080.8673 | 313.32 | -2.8264 | 0.22905
4946 | 04E17G12H11D07M02W02 | 15.31 | 8.9 | 0.65 | 17.32 | 42.18 | 2.2556 | 927.0437 | 421.89 | -2.0903 | 0.10956
4947 | 04E17G12H12D05M01W02 | 13.36 | 8.9 | 0.65 | 17.32 | 40.23 | 2.1 | 869.6162 | 401.52 | -2.0903 | 0.15073
4948 | 04E17G12H12D05M01W03 | 13.36 | 8.9 | 0.65 | 12.54 | 35.45 | 2.1 | 869.6162 | 335.16 | -2.0903 | 0.25164
4949 | 04E17G12H12D07M01W02 | 13.68 | 9.2 | 0.65 | 17.32 | 40.85 | 2.1778 | 892.177 | 405.3 | -2.1944 | 0.13764
4950 | 04E17G12H12D07M01W03 | 13.68 | 9.2 | 0.65 | 12.54 | 36.07 | 2.1778 | 892.177 | 338.94 | -2.1944 | 0.23855
4951 | 04E17G12H12D07M01W04 | 13.68 | 9.2 | 0.65 | 9.11 | 32.64 | 2.1778 | 892.177 | 291.27 | -2.1944 | 0.31096
4952 | 04E17G12H12D07M02W02 | 13.3 | 7.42 | 0.65 | 17.32 | 38.69 | 1.8667 | 765.0161 | 400.47 | -1.5764 | 0.18324
4953 | 04E17G12H13D05M01W02 | 13.36 | 7.99 | 0.65 | 17.32 | 39.32 | 1.8667 | 799.8828 | 401.52 | -1.7743 | 0.16994
4954 | 04E17G12H13D05M01W03 | 13.36 | 7.99 | 0.65 | 12.54 | 34.54 | 1.8667 | 799.8828 | 335.16 | -1.7743 | 0.27085
4955 | 04E17G12H13D07M01W02 | 13.68 | 8.25 | 0.65 | 17.32 | 39.9 | 1.9444 | 820.3926 | 405.3 | -1.8646 | 0.15769
4956 | 04E17G12H13D07M01W03 | 13.68 | 8.25 | 0.65 | 12.54 | 35.12 | 1.9444 | 820.3926 | 338.94 | -1.8646 | 0.2586
4957 | 04E17G12H13D07M01W04 | 13.68 | 8.25 | 0.65 | 9.11 | 31.69 | 1.9444 | 820.3926 | 291.27 | -1.8646 | 0.33101
4958 | 04E17G12H13D07M02W02 | 13.3 | 6.66 | 0.65 | 17.32 | 37.93 | 1.7111 | 707.5886 | 400.47 | -1.3125 | 0.19928
4959 | 04E17G12H14D05M01W02 | 15.38 | 9.61 | 0.65 | 17.32 | 42.96 | 2.2556 | 972.1653 | 422.94 | -2.3368 | 0.093097
4960 | 04E17G12H14D05M01W03 | 15.38 | 9.61 | 0.65 | 12.54 | 38.18 | 2.2556 | 972.1653 | 356.58 | -2.3368 | 0.194
4961 | 04E17G12H14D07M01W02 | 15.74 | 9.93 | 0.65 | 17.32 | 43.64 | 2.3333 | 996.777 | 427.35 | -2.4479 | 0.078742
4962 | 04E17G12H14D07M01W03 | 15.74 | 9.93 | 0.65 | 12.54 | 38.86 | 2.3333 | 996.777 | 360.99 | -2.4479 | 0.17965
4963 | 04E17G12H14D07M01W04 | 15.74 | 9.93 | 0.65 | 9.11 | 35.43 | 2.3333 | 996.777 | 313.32 | -2.4479 | 0.25206
4964 | 04E17G12H14D07M02W02 | 15.31 | 8.01 | 0.65 | 17.32 | 41.29 | 2.0222 | 859.3613 | 421.89 | -1.7812 | 0.12835
4965 | 04E18G10H07D04M01W02 | 18.7 | 2.07 | 0.65 | 17.32 | 38.74 | 0.77778 | 500.4395 | 462.63 | 0.28125 | 0.18218 | 1
4966 | 04E18G10H07D05M01W02 | 15.93 | 1.65 | 0.65 | 17.32 | 35.55 | 0.62222 | 436.8591 | 429.45 | 0.42708 | 0.24953 | 1
4967 | 04E18G10H07D05M01W03 | 15.93 | 1.65 | 0.65 | 12.54 | 30.77 | 0.62222 | 436.8591 | 363.09 | 0.42708 | 0.35043 | 2
4968 | 04E18G10H07D06M01W02 | 14.28 | 1.4 | 0.65 | 17.32 | 33.65 | 0.46667 | 397.8904 | 409.92 | 0.51389 | 0.28963 | 1
4969 | 04E18G10H07D06M01W03 | 14.28 | 1.4 | 0.65 | 12.54 | 28.87 | 0.46667 | 397.8904 | 343.56 | 0.51389 | 0.39054 | 2
4970 | 04E18G10H07D07M01W02 | 16.35 | 1.72 | 0.65 | 17.32 | 36.04 | 0.62222 | 447.114 | 434.49 | 0.40278 | 0.23918 | 1
4971 | 04E18G10H07D07M01W03 | 16.35 | 1.72 | 0.65 | 12.54 | 31.26 | 0.62222 | 447.114 | 368.13 | 0.40278 | 0.34009 | 1
4972 | 04E18G10H07D07M01W04 | 16.35 | 1.72 | 0.65 | 9.11 | 27.83 | 0.62222 | 447.114 | 320.46 | 0.40278 | 0.4125 | 2
4973 | 04E18G10H07D07M02W02 | 16.27 | 1.02 | 0.65 | 17.32 | 35.26 | 0.38889 | 406.0943 | 433.44 | 0.64583 | 0.25565 | 1
4974 | 04E18G10H08D05M01W02 | 14.03 | 1.65 | 0.65 | 17.32 | 33.65 | 0.62222 | 436.8591 | 404.88 | 0.42708 | 0.28963 | 1
4975 | 04E18G10H08D05M01W03 | 14.03 | 1.65 | 0.65 | 12.54 | 28.87 | 0.62222 | 436.8591 | 338.52 | 0.42708 | 0.39054 | 2
4976 | 04E18G10H08D06M01W02 | 12.58 | 1.4 | 0.65 | 17.32 | 31.95 | 0.46667 | 397.8904 | 387.87 | 0.51389 | 0.32552 | 1
4977 | 04E18G10H08D06M01W03 | 12.58 | 1.4 | 0.65 | 12.54 | 27.17 | 0.46667 | 397.8904 | 321.51 | 0.51389 | 0.42643 | 2
4978 | 04E18G10H08D07M01W02 | 14.4 | 1.72 | 0.65 | 17.32 | 34.09 | 0.62222 | 447.114 | 409.29 | 0.40278 | 0.28035 | 1
4979 | 04E18G10H08D07M01W03 | 14.4 | 1.72 | 0.65 | 12.54 | 29.31 | 0.62222 | 447.114 | 342.93 | 0.40278 | 0.38125 | 2
4980 | 04E18G10H08D07M01W04 | 14.4 | 1.72 | 0.65 | 9.11 | 25.88 | 0.62222 | 447.114 | 295.26 | 0.40278 | 0.45366 | 2
4981 | 04E18G10H08D07M02W02 | 14.33 | 1.02 | 0.65 | 17.32 | 33.32 | 0.38889 | 406.0943 | 408.24 | 0.64583 | 0.2966 | 1
4982 | 04E18G10H09D05M01W02 | 13.51 | 1.65 | 0.65 | 17.32 | 33.13 | 0.62222 | 436.8591 | 397.95 | 0.42708 | 0.30061 | 1
4983 | 04E18G10H09D05M01W03 | 13.51 | 1.65 | 0.65 | 12.54 | 28.35 | 0.62222 | 436.8591 | 331.59 | 0.42708 | 0.40152 | 2
4984 | 04E18G10H09D07M01W02 | 13.86 | 1.72 | 0.65 | 17.32 | 33.55 | 0.62222 | 447.114 | 402.15 | 0.40278 | 0.29175 | 1
4985 | 04E18G10H09D07M01W03 | 13.86 | 1.72 | 0.65 | 12.54 | 28.77 | 0.62222 | 447.114 | 335.79 | 0.40278 | 0.39265 | 2
4986 | 04E18G10H09D07M01W04 | 13.86 | 1.72 | 0.65 | 9.11 | 25.34 | 0.62222 | 447.114 | 288.12 | 0.40278 | 0.46506 | 2
4987 | 04E18G10H09D07M02W02 | 13.8 | 1.02 | 0.65 | 17.32 | 32.79 | 0.38889 | 406.0943 | 401.1 | 0.64583 | 0.30779 | 1
4988 | 04E18G10H10D05M01W02 | 15.93 | 1.5 | 0.65 | 17.32 | 35.4 | 0.54444 | 428.6551 | 429.45 | 0.47917 | 0.25269 | 1
4989 | 04E18G10H10D05M01W03 | 15.93 | 1.51 | 0.65 | 12.54 | 30.63 | 0.54444 | 428.6551 | 363.09 | 0.47569 | 0.35339 | 2
4990 | 04E18G10H10D07M01W02 | 16.35 | 1.57 | 0.65 | 17.32 | 35.89 | 0.54444 | 438.91 | 434.49 | 0.45486 | 0.24235 | 1
4991 | 04E18G10H10D07M01W03 | 16.35 | 1.57 | 0.65 | 12.54 | 31.11 | 0.54444 | 438.91 | 368.13 | 0.45486 | 0.34326 | 1
4992 | 04E18G10H10D07M01W04 | 16.35 | 1.57 | 0.65 | 9.11 | 27.68 | 0.54444 | 438.91 | 320.46 | 0.45486 | 0.41566 | 2
4993 | 04E18G10H10D07M02W02 | 16.27 | 0.93 | 0.65 | 17.32 | 35.17 | 0.38889 | 399.9414 | 433.44 | 0.67708 | 0.25755 | 1
4994 | 04E18G10H11D05M01W02 | 15.93 | 1.48 | 0.65 | 17.32 | 35.38 | 0.54444 | 428.6551 | 429.45 | 0.48611 | 0.25311 | 1
4995 | 04E18G10H11D05M01W03 | 15.93 | 1.48 | 0.65 | 12.54 | 30.6 | 0.54444 | 428.6551 | 363.09 | 0.48611 | 0.35402 | 2
4996 | 04E18G10H11D06M01W02 | 14.28 | 1.26 | 0.65 | 17.32 | 33.51 | 0.46667 | 391.7375 | 409.92 | 0.5625 | 0.29259 | 1
4997 | 04E18G10H11D06M01W03 | 14.28 | 1.26 | 0.65 | 12.54 | 28.73 | 0.46667 | 391.7375 | 343.56 | 0.5625 | 0.3935 | 2
4998 | 04E18G10H11D07M01W02 | 16.35 | 1.54 | 0.65 | 17.32 | 35.86 | 0.54444 | 438.91 | 434.49 | 0.46528 | 0.24298 | 1
4999 | 04E18G10H11D07M01W03 | 16.35 | 1.54 | 0.65 | 12.54 | 31.08 | 0.54444 | 438.91 | 368.13 | 0.46528 | 0.34389 | 1
5000 | 04E18G10H11D07M01W04 | 16.35 | 1.54 | 0.65 | 9.11 | 27.65 | 0.54444 | 438.91 | 320.46 | 0.46528 | 0.4163 | 2
5001 | 04E18G10H11D07M02W02 | 16.27 | 0.91 | 0.65 | 17.32 | 35.15 | 0.38889 | 399.9414 | 433.44 | 0.68403 | 0.25797 | 1
5002 | 04E18G10H12D05M01W02 | 13.84 | 1.23 | 0.65 | 17.32 | 33.04 | 0.46667 | 348.6669 | 407.4 | 0.57292 | 0.30251 | 1
5003 | 04E18G10H12D05M01W03 | 13.84 | 1.23 | 0.65 | 12.54 | 28.26 | 0.46667 | 348.6669 | 341.04 | 0.57292 | 0.40342 | 2
5004 | 04E18G10H12D07M01W02 | 14.21 | 1.29 | 0.65 | 17.32 | 33.47 | 0.46667 | 354.8198 | 411.81 | 0.55208 | 0.29343 | 1
5005 | 04E18G10H12D07M01W03 | 14.21 | 1.29 | 0.65 | 12.54 | 28.69 | 0.46667 | 354.8198 | 345.45 | 0.55208 | 0.39434 | 2
5006 | 04E18G10H12D07M01W04 | 14.21 | 1.29 | 0.65 | 9.11 | 25.26 | 0.46667 | 354.8198 | 297.78 | 0.55208 | 0.46675 | 2
5007 | 04E18G10H12D07M02W02 | 14.14 | 0.76 | 0.65 | 17.32 | 32.87 | 0.31111 | 324.0551 | 410.76 | 0.73611 | 0.3061 | 1
5008 | 04E18G10H13D05M01W02 | 13.84 | 1.11 | 0.65 | 17.32 | 32.92 | 0.38889 | 340.4629 | 407.4 | 0.61458 | 0.30505 | 1
5009 | 04E18G10H13D05M01W03 | 13.84 | 1.11 | 0.65 | 12.54 | 28.14 | 0.38889 | 340.4629 | 341.04 | 0.61458 | 0.40595 | 2
5010 | 04E18G10H13D07M01W02 | 14.21 | 1.16 | 0.65 | 17.32 | 33.34 | 0.38889 | 346.6159 | 411.81 | 0.59722 | 0.29618 | 1
5011 | 04E18G10H13D07M01W03 | 14.21 | 1.16 | 0.65 | 12.54 | 28.56 | 0.38889 | 346.6159 | 345.45 | 0.59722 | 0.39709 | 2
5012 | 04E18G10H13D07M01W04 | 14.21 | 1.16 | 0.65 | 9.11 | 25.13 | 0.38889 | 346.6159 | 297.78 | 0.59722 | 0.4695 | 2
5013 | 04E18G10H13D07M02W02 | 14.14 | 0.69 | 0.65 | 17.32 | 32.8 | 0.31111 | 317.9021 | 410.76 | 0.76042 | 0.30758 | 1
5014 | 04E18G10H14D05M01W02 | 15.93 | 1.34 | 0.65 | 17.32 | 35.24 | 0.46667 | 418.4002 | 429.45 | 0.53472 | 0.25607 | 1
5015 | 04E18G10H14D05M01W03 | 15.93 | 1.34 | 0.65 | 12.54 | 30.46 | 0.46667 | 418.4002 | 363.09 | 0.53472 | 0.35698 | 2
5016 | 04E18G10H14D07M01W02 | 16.35 | 1.4 | 0.65 | 17.32 | 35.72 | 0.46667 | 428.6551 | 434.49 | 0.51389 | 0.24594 | 1
5017 | 04E18G10H14D07M01W03 | 16.35 | 1.4 | 0.65 | 12.54 | 30.94 | 0.46667 | 428.6551 | 368.13 | 0.51389 | 0.34684 | 1
5018 | 04E18G10H14D07M01W04 | 16.35 | 1.4 | 0.65 | 9.11 | 27.51 | 0.46667 | 428.6551 | 320.46 | 0.51389 | 0.41925 | 2
5019 | 04E18G10H14D07M02W02 | 16.27 | 0.83 | 0.65 | 17.32 | 35.07 | 0.31111 | 393.7885 | 433.44 | 0.71181 | 0.25966 | 1
5020 | 04E18G11H07D04M01W02 | 20.34 | 0.99 | 0.65 | 17.32 | 39.3 | 0.38889 | 461.4708 | 482.16 | 0.65625 | 0.17036 | 1
5021 | 04E18G11H07D05M01W02 | 17.41 | 0.74 | 0.65 | 17.32 | 36.12 | 0.23333 | 404.0434 | 447.09 | 0.74306 | 0.23749 | 1
5022 | 04E18G11H07D05M01W03 | 17.41 | 0.74 | 0.65 | 12.54 | 31.34 | 0.23333 | 404.0434 | 380.73 | 0.74306 | 0.3384 | 1
5023 | 04E18G11H07D06M01W02 | 15.61 | 0.61 | 0.65 | 17.32 | 34.19 | 0.23333 | 371.2277 | 425.88 | 0.78819 | 0.27824 | 1
5024 | 04E18G11H07D06M01W03 | 15.61 | 0.61 | 0.65 | 12.54 | 29.41 | 0.23333 | 371.2277 | 359.52 | 0.78819 | 0.37914 | 2
5025 | 04E18G11H07D07M01W02 | 17.86 | 0.78 | 0.65 | 17.32 | 36.61 | 0.31111 | 412.2473 | 452.55 | 0.72917 | 0.22715 | 1
5026 | 04E18G11H07D07M01W03 | 17.86 | 0.78 | 0.65 | 12.54 | 31.83 | 0.31111 | 412.2473 | 386.19 | 0.72917 | 0.32806 | 1
5027 | 04E18G11H07D07M01W04 | 17.86 | 0.78 | 0.65 | 9.11 | 28.4 | 0.31111 | 412.2473 | 338.52 | 0.72917 | 0.40046 | 2
5028 | 04E18G11H07D07M02W02 | 17.84 | 0.3 | 0.65 | 17.32 | 36.11 | 0.15556 | 389.6865 | 452.13 | 0.89583 | 0.2377 | 1
5029 | 04E18G11H08D05M01W02 | 15.33 | 0.74 | 0.65 | 17.32 | 34.04 | 0.23333 | 404.0434 | 420.21 | 0.74306 | 0.2814 | 1
5030 | 04E18G11H08D05M01W03 | 15.33 | 0.74 | 0.65 | 12.54 | 29.26 | 0.23333 | 404.0434 | 353.85 | 0.74306 | 0.38231 | 2
5031 | 04E18G11H08D06M01W02 | 13.75 | 0.61 | 0.65 | 17.32 | 32.33 | 0.23333 | 371.2277 | 401.73 | 0.78819 | 0.3175 | 1
5032 | 04E18G11H08D06M01W03 | 13.75 | 0.61 | 0.65 | 12.54 | 27.55 | 0.23333 | 371.2277 | 335.37 | 0.78819 | 0.41841 | 2
5033 | 04E18G11H08D07M01W02 | 15.73 | 0.78 | 0.65 | 17.32 | 34.48 | 0.31111 | 412.2473 | 424.83 | 0.72917 | 0.27211 | 1
5034 | 04E18G11H08D07M01W03 | 15.73 | 0.78 | 0.65 | 12.54 | 29.7 | 0.31111 | 412.2473 | 358.47 | 0.72917 | 0.37302 | 2
5035 | 04E18G11H08D07M01W04 | 15.73 | 0.78 | 0.65 | 9.11 | 26.27 | 0.31111 | 412.2473 | 310.8 | 0.72917 | 0.44543 | 2
5036 | 04E18G11H08D07M02W02 | 15.72 | 0.3 | 0.65 | 17.32 | 33.99 | 0.15556 | 389.6865 | 424.41 | 0.89583 | 0.28246 | 1
5037 | 04E18G11H09D05M01W02 | 14.75 | 0.74 | 0.65 | 17.32 | 33.46 | 0.23333 | 404.0434 | 412.65 | 0.74306 | 0.29365 | 1
5038 | 04E18G11H09D05M01W03 | 14.75 | 0.74 | 0.65 | 12.54 | 28.68 | 0.23333 | 404.0434 | 346.29 | 0.74306 | 0.39455 | 2
5039 | 04E18G11H09D07M01W02 | 15.14 | 0.78 | 0.65 | 17.32 | 33.89 | 0.31111 | 412.2473 | 417.06 | 0.72917 | 0.28457 | 1
5040 | 04E18G11H09D07M01W03 | 15.14 | 0.78 | 0.65 | 12.54 | 29.11 | 0.31111 | 412.2473 | 350.7 | 0.72917 | 0.38548 | 2
5041 | 04E18G11H09D07M01W04 | 15.14 | 0.78 | 0.65 | 9.11 | 25.68 | 0.31111 | 412.2473 | 303.03 | 0.72917 | 0.45788 | 2
5042 | 04E18G11H09D07M02W02 | 15.13 | 0.3 | 0.65 | 17.32 | 33.4 | 0.15556 | 389.6865 | 416.85 | 0.89583 | 0.29491 | 1
5043 | 04E18G11H10D05M01W02 | 17.41 | 0.67 | 0.65 | 17.32 | 36.05 | 0.23333 | 401.9924 | 447.09 | 0.76736 | 0.23897 | 1
5044 | 04E18G11H10D05M01W03 | 17.41 | 0.67 | 0.65 | 12.54 | 31.27 | 0.23333 | 401.9924 | 380.73 | 0.76736 | 0.33988 | 1
5045 | 04E18G11H10D07M01W02 | 17.86 | 0.71 | 0.65 | 17.32 | 36.54 | 0.23333 | 410.1963 | 452.55 | 0.75347 | 0.22863 | 1
5046 | 04E18G11H10D07M01W03 | 17.86 | 0.71 | 0.65 | 12.54 | 31.76 | 0.23333 | 410.1963 | 386.19 | 0.75347 | 0.32953 | 1
5047 | 04E18G11H10D07M01W04 | 17.86 | 0.71 | 0.65 | 9.11 | 28.33 | 0.23333 | 410.1963 | 338.52 | 0.75347 | 0.40194 | 2
5048 | 04E18G11H10D07M02W02 | 17.84 | 0.27 | 0.65 | 17.32 | 36.08 | 0.15556 | 387.6355 | 452.13 | 0.90625 | 0.23834 | 1
5049 | 04E18G11H11D05M01W02 | 17.41 | 0.66 | 0.65 | 17.32 | 36.04 | 0.23333 | 401.9924 | 447.09 | 0.77083 | 0.23918 | 1
5050 | 04E18G11H11D05M01W03 | 17.41 | 0.66 | 0.65 | 12.54 | 31.26 | 0.23333 | 401.9924 | 380.73 | 0.77083 | 0.34009 | 1
5051 | 04E18G11H11D06M01W02 | 15.61 | 0.54 | 0.65 | 17.32 | 34.12 | 0.15556 | 369.1767 | 425.88 | 0.8125 | 0.27971 | 1
5052 | 04E18G11H11D06M01W03 | 15.61 | 0.54 | 0.65 | 12.54 | 29.34 | 0.15556 | 369.1767 | 359.52 | 0.8125 | 0.38062 | 2
5053 | 04E18G11H11D07M01W02 | 17.86 | 0.69 | 0.65 | 17.32 | 36.52 | 0.23333 | 408.1453 | 452.55 | 0.76042 | 0.22905 | 1
5054 | 04E18G11H11D07M01W03 | 17.86 | 0.69 | 0.65 | 12.54 | 31.74 | 0.23333 | 408.1453 | 386.19 | 0.76042 | 0.32996 | 1
5055 | 04E18G11H11D07M01W04 | 17.86 | 0.69 | 0.65 | 9.11 | 28.31 | 0.23333 | 408.1453 | 338.52 | 0.76042 | 0.40236 | 2
5056 | 04E18G11H11D07M02W02 | 17.84 | 0.27 | 0.65 | 17.32 | 36.08 | 0.15556 | 387.6355 | 452.13 | 0.90625 | 0.23834 | 1
5057 | 04E18G11H12D05M01W02 | 15.13 | 0.55 | 0.65 | 17.32 | 33.65 | 0.23333 | 324.0551 | 422.94 | 0.80903 | 0.28963 | 1
5058 | 04E18G11H12D05M01W03 | 15.13 | 0.55 | 0.65 | 12.54 | 28.87 | 0.23333 | 324.0551 | 356.58 | 0.80903 | 0.39054 | 2
5059 | 04E18G11H12D07M01W02 | 15.51 | 0.58 | 0.65 | 17.32 | 34.06 | 0.23333 | 328.157 | 427.56 | 0.79861 | 0.28098 | 1
5060 | 04E18G11H12D07M01W03 | 15.51 | 0.58 | 0.65 | 12.54 | 29.28 | 0.23333 | 328.157 | 361.2 | 0.79861 | 0.38189 | 2
5061 | 04E18G11H12D07M01W04 | 15.51 | 0.58 | 0.65 | 9.11 | 25.85 | 0.23333 | 328.157 | 313.53 | 0.79861 | 0.4543 | 2
5062 | 04E18G11H12D07M02W02 | 15.5 | 0.23 | 0.65 | 17.32 | 33.7 | 0.15556 | 311.7492 | 427.14 | 0.92014 | 0.28858 | 1
5063 | 04E18G11H13D05M01W02 | 15.13 | 0.5 | 0.65 | 17.32 | 33.6 | 0.15556 | 319.9531 | 422.94 | 0.82639 | 0.29069 | 1
5064 | 04E18G11H13D05M01W03 | 15.13 | 0.5 | 0.65 | 12.54 | 28.82 | 0.15556 | 319.9531 | 356.58 | 0.82639 | 0.3916 | 2
5065 | 04E18G11H13D07M01W02 | 15.51 | 0.52 | 0.65 | 17.32 | 34 | 0.23333 | 324.0551 | 427.56 | 0.81944 | 0.28225 | 1
5066 | 04E18G11H13D07M01W03 | 15.51 | 0.52 | 0.65 | 12.54 | 29.22 | 0.23333 | 324.0551 | 361.2 | 0.81944 | 0.38315 | 2
5067 | 04E18G11H13D07M01W04 | 15.51 | 0.52 | 0.65 | 9.11 | 25.79 | 0.23333 | 324.0551 | 313.53 | 0.81944 | 0.45556 | 2
5068 | 04E18G11H13D07M02W02 | 15.5 | 0.2 | 0.65 | 17.32 | 33.67 | 0.077778 | 309.6982 | 427.14 | 0.93056 | 0.28921 | 1
5069 | 04E18G11H14D05M01W02 | 17.41 | 0.6 | 0.65 | 17.32 | 35.98 | 0.23333 | 397.8904 | 447.09 | 0.79167 | 0.24045 | 1
5070 | 04E18G11H14D05M01W03 | 17.41 | 0.6 | 0.65 | 12.54 | 31.2 | 0.23333 | 397.8904 | 380.73 | 0.79167 | 0.34136 | 1
5071 | 04E18G11H14D07M01W02 | 17.86 | 0.63 | 0.65 | 17.32 | 36.46 | 0.23333 | 404.0434 | 452.55 | 0.78125 | 0.23031 | 1
5072 | 04E18G11H14D07M01W03 | 17.86 | 0.63 | 0.65 | 12.54 | 31.68 | 0.23333 | 404.0434 | 386.19 | 0.78125 | 0.33122 | 1
5073 | 04E18G11H14D07M01W04 | 17.86 | 0.63 | 0.65 | 9.11 | 28.25 | 0.23333 | 404.0434 | 338.52 | 0.78125 | 0.40363 | 2
5074 | 04E18G11H14D07M02W02 | 17.84 | 0.24 | 0.65 | 17.32 | 36.05 | 0.15556 | 385.5845 | 452.13 | 0.91667 | 0.23897 | 1
5075 | 04E18G12H07D04M01W02 | 15.12 | 12.46 | 0.65 | 17.32 | 45.55 | 3.1111 | 1148.5497 | 419.79 | -3.3264 | 0.038421
5076 | 04E18G12H07D05M01W02 | 12.75 | 10.21 | 0.65 | 17.32 | 40.93 | 2.4889 | 974.2162 | 391.44 | -2.5451 | 0.13595
5077 | 04E18G12H07D05M01W03 | 12.75 | 10.21 | 0.65 | 12.54 | 36.15 | 2.4889 | 974.2162 | 325.08 | -2.5451 | 0.23686
5078 | 04E18G12H07D06M01W02 | 11.48 | 9.06 | 0.65 | 17.32 | 38.51 | 2.1 | 883.973 | 376.53 | -2.1458 | 0.18704
5079 | 04E18G12H07D06M01W03 | 11.48 | 9.06 | 0.65 | 12.54 | 33.73 | 2.1 | 883.973 | 310.17 | -2.1458 | 0.28795
5080 | 04E18G12H07D07M01W02 | 13.07 | 10.55 | 0.65 | 17.32 | 41.59 | 2.5667 | 1002.93 | 395.43 | -2.6632 | 0.12202
5081 | 04E18G12H07D07M01W03 | 13.07 | 10.55 | 0.65 | 12.54 | 36.81 | 2.5667 | 1002.93 | 329.07 | -2.6632 | 0.22293
5082 | 04E18G12H07D07M01W04 | 13.07 | 10.55 | 0.65 | 9.11 | 33.38 | 2.5667 | 1002.93 | 281.4 | -2.6632 | 0.29533
5083 | 04E18G12H07D07M02W02 | 12.7 | 8.42 | 0.65 | 17.32 | 39.09 | 2.2556 | 853.2083 | 390.81 | -1.9236 | 0.17479
5084 | 04E18G12H08D05M01W02 | 11.23 | 10.21 | 0.65 | 17.32 | 39.41 | 2.4889 | 974.2162 | 371.7 | -2.5451 | 0.16804
5085 | 04E18G12H08D05M01W03 | 11.23 | 10.21 | 0.65 | 12.54 | 34.63 | 2.4889 | 974.2162 | 305.34 | -2.5451 | 0.26895
5086 | 04E18G12H08D06M01W02 | 10.11 | 9.06 | 0.65 | 17.32 | 37.14 | 2.1 | 883.973 | 358.68 | -2.1458 | 0.21596
5087 | 04E18G12H08D06M01W03 | 10.11 | 9.06 | 0.65 | 12.54 | 32.36 | 2.1 | 883.973 | 292.32 | -2.1458 | 0.31687
5088 | 04E18G12H08D07M01W02 | 11.51 | 10.55 | 0.65 | 17.32 | 40.03 | 2.5667 | 1002.93 | 375.06 | -2.6632 | 0.15495
5089 | 04E18G12H08D07M01W03 | 11.51 | 10.55 | 0.65 | 12.54 | 35.25 | 2.5667 | 1002.93 | 308.7 | -2.6632 | 0.25586
5090 | 04E18G12H08D07M01W04 | 11.51 | 10.55 | 0.65 | 9.11 | 31.82 | 2.5667 | 1002.93 | 261.03 | -2.6632 | 0.32827
5091 | 04E18G12H08D07M02W02 | 11.19 | 8.42 | 0.65 | 17.32 | 37.58 | 2.2556 | 853.2083 | 371.07 | -1.9236 | 0.20667
5092 | 04E18G12H09D05M01W02 | 10.81 | 10.21 | 0.65 | 17.32 | 38.99 | 2.4889 | 974.2162 | 366.24 | -2.5451 | 0.17691
5093 | 04E18G12H09D05M01W03 | 10.81 | 10.21 | 0.65 | 12.54 | 34.21 | 2.4889 | 974.2162 | 299.88 | -2.5451 | 0.27781
5094 | 04E18G12H09D07M01W02 | 11.07 | 10.55 | 0.65 | 17.32 | 39.59 | 2.5667 | 1002.93 | 369.39 | -2.6632 | 0.16424
5095 | 04E18G12H09D07M01W03 | 11.07 | 10.55 | 0.65 | 12.54 | 34.81 | 2.5667 | 1002.93 | 303.03 | -2.6632 | 0.26515
5096 | 04E18G12H09D07M01W04 | 11.07 | 10.55 | 0.65 | 9.11 | 31.38 | 2.5667 | 1002.93 | 255.36 | -2.6632 | 0.33756
5097 | 04E18G12H09D07M02W02 | 10.77 | 8.42 | 0.65 | 17.32 | 37.16 | 2.2556 | 853.2083 | 365.61 | -1.9236 | 0.21554
5098 | 04E18G12H10D05M01W02 | 12.75 | 9.37 | 0.65 | 17.32 | 40.09 | 2.2556 | 924.9927 | 391.44 | -2.2535 | 0.15368
5099 | 04E18G12H10D05M01W03 | 12.75 | 9.37 | 0.65 | 12.54 | 35.31 | 2.2556 | 924.9927 | 325.08 | -2.2535 | 0.25459
5100 | 04E18G12H10D07M01W02 | 13.07 | 9.68 | 0.65 | 17.32 | 40.72 | 2.3333 | 949.6045 | 395.43 | -2.3611 | 0.14038
5101 | 04E18G12H10D07M01W03 | 13.07 | 9.68 | 0.65 | 12.54 | 35.94 | 2.3333 | 949.6045 | 329.07 | -2.3611 | 0.24129
5102 | 04E18G12H10D07M01W04 | 13.07 | 9.68 | 0.65 | 9.11 | 32.51 | 2.3333 | 949.6045 | 281.4 | -2.3611 | 0.3137
5103 | 04E18G12H10D07M02W02 | 12.7 | 7.72 | 0.65 | 17.32 | 38.39 | 2.0222 | 812.1887 | 390.81 | -1.6806 | 0.18957
5104 | 04E18G12H11D05M01W02 | 12.75 | 9.23 | 0.65 | 17.32 | 39.95 | 2.1778 | 920.8907 | 391.44 | -2.2049 | 0.15664
5105 | 04E18G12H11D05M01W03 | 12.75 | 9.23 | 0.65 | 12.54 | 35.17 | 2.1778 | 920.8907 | 325.08 | -2.2049 | 0.25755
5106 | 04E18G12H11D06M01W02 | 11.48 | 8.19 | 0.65 | 17.32 | 37.64 | 1.8667 | 836.8005 | 376.53 | -1.8438 | 0.2054
5107 | 04E18G12H11D06M01W03 | 11.48 | 8.19 | 0.65 | 12.54 | 32.86 | 1.8667 | 836.8005 | 310.17 | -1.8438 | 0.30631
5108 | 04E18G12H11D07M01W02 | 13.07 | 9.53 | 0.65 | 17.32 | 40.57 | 2.2556 | 945.5025 | 395.43 | -2.309 | 0.14355
5109 | 04E18G12H11D07M01W03 | 13.07 | 9.53 | 0.65 | 12.54 | 35.79 | 2.2556 | 945.5025 | 329.07 | -2.309 | 0.24446
5110 | 04E18G12H11D07M01W04 | 13.07 | 9.53 | 0.65 | 9.11 | 32.36 | 2.2556 | 945.5025 | 281.4 | -2.309 | 0.31687
5111 | 04E18G12H11D07M02W02 | 12.7 | 7.61 | 0.65 | 17.32 | 38.28 | 1.9444 | 808.0867 | 390.81 | -1.6424 | 0.19189
5112 | 04E18G12H12D05M01W02 | 11.08 | 7.7 | 0.65 | 17.32 | 36.75 | 1.7889 | 762.9651 | 373.8 | -1.6736 | 0.22419
5113 | 04E18G12H12D05M01W03 | 11.08 | 7.7 | 0.65 | 12.54 | 31.97 | 1.7889 | 762.9651 | 307.44 | -1.6736 | 0.3251
5114 | 04E18G12H12D07M01W02 | 11.36 | 7.95 | 0.65 | 17.32 | 37.28 | 1.8667 | 783.4749 | 377.16 | -1.7604 | 0.213
5115 | 04E18G12H12D07M01W03 | 11.36 | 7.95 | 0.65 | 12.54 | 32.5 | 1.8667 | 783.4749 | 310.8 | -1.7604 | 0.31391
5116 | 04E18G12H12D07M01W04 | 11.36 | 7.95 | 0.65 | 9.11 | 29.07 | 1.8667 | 783.4749 | 263.13 | -1.7604 | 0.38632
5117 | 04E18G12H12D07M02W02 | 11.04 | 6.34 | 0.65 | 17.32 | 35.35 | 1.6333 | 668.62 | 373.17 | -1.2014 | 0.25375
5118 | 04E18G12H13D05M01W02 | 11.08 | 6.9 | 0.65 | 17.32 | 35.95 | 1.6333 | 701.4357 | 373.8 | -1.3958 | 0.24108
5119 | 04E18G12H13D05M01W03 | 11.08 | 6.9 | 0.65 | 12.54 | 31.17 | 1.6333 | 701.4357 | 307.44 | -1.3958 | 0.34199
5120 | 04E18G12H13D07M01W02 | 11.36 | 7.13 | 0.65 | 17.32 | 36.46 | 1.7111 | 719.8945 | 377.16 | -1.4757 | 0.23031
5121 | 04E18G12H13D07M01W03 | 11.36 | 7.13 | 0.65 | 12.54 | 31.68 | 1.7111 | 719.8945 | 310.8 | -1.4757 | 0.33122
5122 | 04E18G12H13D07M01W04 | 11.36 | 7.13 | 0.65 | 9.11 | 28.25 | 1.7111 | 719.8945 | 263.13 | -1.4757 | 0.40363
5123 | 04E18G12H13D07M02W02 | 11.04 | 5.68 | 0.65 | 17.32 | 34.69 | 1.4778 | 619.3964 | 373.17 | -0.97222 | 0.26768 | 1
5124 | 04E18G12H14D05M01W02 | 12.75 | 8.3 | 0.65 | 17.32 | 39.02 | 2.0222 | 849.1064 | 391.44 | -1.8819 | 0.17627
5125 | 04E18G12H14D05M01W03 | 12.75 | 8.3 | 0.65 | 12.54 | 34.24 | 2.0222 | 849.1064 | 325.08 | -1.8819 | 0.27718
5126 | 04E18G12H14D07M01W02 | 13.07 | 8.57 | 0.65 | 17.32 | 39.61 | 2.1 | 873.7181 | 395.43 | -1.9757 | 0.16382
5127 | 04E18G12H14D07M01W03 | 13.07 | 8.57 | 0.65 | 12.54 | 34.83 | 2.1 | 873.7181 | 329.07 | -1.9757 | 0.26472
5128 | 04E18G12H14D07M01W04 | 13.07 | 8.57 | 0.65 | 9.11 | 31.4 | 2.1 | 873.7181 | 281.4 | -1.9757 | 0.33713
5129 | 04E18G12H14D07M02W02 | 12.7 | 6.84 | 0.65 | 17.32 | 37.51 | 1.7889 | 748.6083 | 390.81 | -1.375 | 0.20815
5130 | 04E19G10H07D04M01W02 | 19.34 | 0.71 | 0.65 | 17.32 | 38.02 | 0.23333 | 432.7571 | 470.19 | 0.75347 | 0.19738 | 1
5131 | 04E19G10H07D05M01W02 | 16.52 | 0.56 | 0.65 | 17.32 | 35.05 | 0.15556 | 381.4826 | 436.59 | 0.80556 | 0.26008 | 1
5132 | 04E19G10H07D05M01W03 | 16.52 | 0.56 | 0.65 | 12.54 | 30.27 | 0.15556 | 381.4826 | 370.23 | 0.80556 | 0.36099 | 2
5133 | 04E19G10H07D06M01W02 | 14.89 | 0.49 | 0.65 | 17.32 | 33.35 | 0.15556 | 354.8198 | 417.27 | 0.82986 | 0.29597 | 1
5134 | 04E19G10H07D06M01W03 | 14.89 | 0.49 | 0.65 | 12.54 | 28.57 | 0.15556 | 354.8198 | 350.91 | 0.82986 | 0.39688 | 2
5135 | 04E19G10H07D07M01W02 | 16.93 | 0.58 | 0.65 | 17.32 | 35.48 | 0.15556 | 389.6865 | 441.42 | 0.79861 | 0.251 | 1
5136 | 04E19G10H07D07M01W03 | 16.93 | 0.58 | 0.65 | 12.54 | 30.7 | 0.15556 | 389.6865 | 375.06 | 0.79861 | 0.35191 | 2
5137 | 04E19G10H07D07M01W04 | 16.93 | 0.58 | 0.65 | 9.11 | 27.27 | 0.15556 | 389.6865 | 327.39 | 0.79861 | 0.42432 | 2
5138 | 04E19G10H07D07M02W02 | 16.9 | 0.23 | 0.65 | 17.32 | 35.1 | 0.077778 | 373.2786 | 441 | 0.92014 | 0.25902 | 1
5139 | 04E19G10H08D05M01W02 | 14.55 | 0.56 | 0.65 | 17.32 | 33.08 | 0.15556 | 381.4826 | 410.97 | 0.80556 | 0.30167 | 1
5140 | 04E19G10H08D05M01W03 | 14.55 | 0.56 | 0.65 | 12.54 | 28.3 | 0.15556 | 381.4826 | 344.61 | 0.80556 | 0.40258 | 2
5141 | 04E19G10H08D06M01W02 | 13.11 | 0.49 | 0.65 | 17.32 | 31.57 | 0.15556 | 354.8198 | 394.17 | 0.82986 | 0.33354 | 1
5142 | 04E19G10H08D06M01W03 | 13.11 | 0.49 | 0.65 | 12.54 | 26.79 | 0.15556 | 354.8198 | 327.81 | 0.82986 | 0.43445 | 2
5143 | 04E19G10H08D07M01W02 | 14.92 | 0.58 | 0.65 | 17.32 | 33.47 | 0.15556 | 389.6865 | 415.17 | 0.79861 | 0.29343 | 1
5144 | 04E19G10H08D07M01W03 | 14.92 | 0.58 | 0.65 | 12.54 | 28.69 | 0.15556 | 389.6865 | 348.81 | 0.79861 | 0.39434 | 2
5145 | 04E19G10H08D07M01W04 | 14.92 | 0.58 | 0.65 | 9.11 | 25.26 | 0.15556 | 389.6865 | 301.14 | 0.79861 | 0.46675 | 2
5146 | 04E19G10H08D07M02W02 | 14.89 | 0.23 | 0.65 | 17.32 | 33.09 | 0.077778 | 373.2786 | 414.75 | 0.92014 | 0.30146 | 1
5147 | 04E19G10H09D05M01W02 | 14 | 0.56 | 0.65 | 17.32 | 32.53 | 0.15556 | 381.4826 | 403.83 | 0.80556 | 0.31328 | 1
5148 | 04E19G10H09D05M01W03 | 14 | 0.56 | 0.65 | 12.54 | 27.75 | 0.15556 | 381.4826 | 337.47 | 0.80556 | 0.41419 | 2
5149 | 04E19G10H09D07M01W02 | 14.35 | 0.58 | 0.65 | 17.32 | 32.9 | 0.15556 | 389.6865 | 408.03 | 0.79861 | 0.30547 | 1
5150 | 04E19G10H09D07M01W03 | 14.35 | 0.58 | 0.65 | 12.54 | 28.12 | 0.15556 | 389.6865 | 341.67 | 0.79861 | 0.40638 | 2
5151 | 04E19G10H09D07M01W04 | 14.35 | 0.58 | 0.65 | 9.11 | 24.69 | 0.15556 | 389.6865 | 294 | 0.79861 | 0.47878 | 2
5152 | 04E19G10H09D07M02W02 | 14.33 | 0.23 | 0.65 | 17.32 | 32.53 | 0.077778 | 373.2786 | 407.4 | 0.92014 | 0.31328 | 1
5153 | 04E19G10H10D05M01W02 | 16.52 | 0.51 | 0.65 | 17.32 | 35 | 0.15556 | 379.4316 | 436.59 | 0.82292 | 0.26114 | 1
5154 | 04E19G10H10D05M01W03 | 16.52 | 0.51 | 0.65 | 12.54 | 30.22 | 0.15556 | 379.4316 | 370.23 | 0.82292 | 0.36204 | 2
5155 | 04E19G10H10D07M01W02 | 16.93 | 0.53 | 0.65 | 17.32 | 35.43 | 0.15556 | 387.6355 | 441.42 | 0.81597 | 0.25206 | 1
5156 | 04E19G10H10D07M01W03 | 16.93 | 0.53 | 0.65 | 12.54 | 30.65 | 0.15556 | 387.6355 | 375.06 | 0.81597 | 0.35297 | 2
5157 | 04E19G10H10D07M01W04 | 16.93 | 0.53 | 0.65 | 9.11 | 27.22 | 0.15556 | 387.6355 | 327.39 | 0.81597 | 0.42537 | 2
5158 | 04E19G10H10D07M02W02 | 16.9 | 0.21 | 0.65 | 17.32 | 35.08 | 0.077778 | 371.2277 | 441 | 0.92708 | 0.25945 | 1
5159 | 04E19G10H11D05M01W02 | 16.52 | 0.5 | 0.65 | 17.32 | 34.99 | 0.15556 | 379.4316 | 436.59 | 0.82639 | 0.26135 | 1
5160 | 04E19G10H11D05M01W03 | 16.52 | 0.5 | 0.65 | 12.54 | 30.21 | 0.15556 | 379.4316 | 370.23 | 0.82639 | 0.36225 | 2
5161 | 04E19G10H11D06M01W02 | 14.89 | 0.43 | 0.65 | 17.32 | 33.29 | 0.15556 | 350.7178 | 417.27 | 0.85069 | 0.29723 | 1
5162 | 04E19G10H11D06M01W03 | 14.89 | 0.43 | 0.65 | 12.54 | 28.51 | 0.15556 | 350.7178 | 350.91 | 0.85069 | 0.39814 | 2
5163 | 04E19G10H11D07M01W02 | 16.93 | 0.51 | 0.65 | 17.32 | 35.41 | 0.15556 | 387.6355 | 441.42 | 0.82292 | 0.25248 | 1
5164 | 04E19G10H11D07M01W03 | 16.93 | 0.51 | 0.65 | 12.54 | 30.63 | 0.15556 | 387.6355 | 375.06 | 0.82292 | 0.35339 | 2
5165 | 04E19G10H11D07M01W04 | 16.93 | 0.51 | 0.65 | 9.11 | 27.2 | 0.15556 | 387.6355 | 327.39 | 0.82292 | 0.4258 | 2
5166 | 04E19G10H11D07M02W02 | 16.9 | 0.21 | 0.65 | 17.32 | 35.08 | 0.077778 | 371.2277 | 441 | 0.92708 | 0.25945 | 1
5167 | 04E19G10H12D05M01W02 | 14.36 | 0.41 | 0.65 | 17.32 | 32.74 | 0.15556 | 307.6472 | 413.49 | 0.85764 | 0.30885 | 1
5168 | 04E19G10H12D05M01W03 | 14.36 | 0.41 | 0.65 | 12.54 | 27.96 | 0.15556 | 307.6472 | 347.13 | 0.85764 | 0.40975 | 2
5169 | 04E19G10H12D07M01W02 | 14.72 | 0.43 | 0.65 | 17.32 | 33.12 | 0.15556 | 311.7492 | 417.9 | 0.85069 | 0.30082 | 1
5170 | 04E19G10H12D07M01W03 | 14.72 | 0.43 | 0.65 | 12.54 | 28.34 | 0.15556 | 311.7492 | 351.54 | 0.85069 | 0.40173 | 2
5171 | 04E19G10H12D07M01W04 | 14.72 | 0.43 | 0.65 | 9.11 | 24.91 | 0.15556 | 311.7492 | 303.87 | 0.85069 | 0.47414 | 2
5172 | 04E19G10H12D07M02W02 | 14.68 | 0.17 | 0.65 | 17.32 | 32.82 | 0.077778 | 299.4433 | 417.27 | 0.94097 | 0.30716 | 1
5173 | 04E19G10H13D05M01W02 | 14.36 | 0.37 | 0.65 | 17.32 | 32.7 | 0.077778 | 303.5453 | 413.49 | 0.87153 | 0.30969 | 1
5174 | 04E19G10H13D05M01W03 | 14.36 | 0.37 | 0.65 | 12.54 | 27.92 | 0.077778 | 303.5453 | 347.13 | 0.87153 | 0.4106 | 2
5175 | 04E19G10H13D07M01W02 | 14.72 | 0.39 | 0.65 | 17.32 | 33.08 | 0.15556 | 307.6472 | 417.9 | 0.86458 | 0.30167 | 1
5176 | 04E19G10H13D07M01W03 | 14.72 | 0.39 | 0.65 | 12.54 | 28.3 | 0.15556 | 307.6472 | 351.54 | 0.86458 | 0.40258 | 2
5177 | 04E19G10H13D07M01W04 | 14.72 | 0.39 | 0.65 | 9.11 | 24.87 | 0.15556 | 307.6472 | 303.87 | 0.86458 | 0.47498 | 2
5178 | 04E19G10H13D07M02W02 | 14.68 | 0.15 | 0.65 | 17.32 | 32.8 | 0.077778 | 297.3923 | 417.27 | 0.94792 | 0.30758 | 1
5179 | 04E19G10H14D05M01W02 | 16.52 | 0.45 | 0.65 | 17.32 | 34.94 | 0.15556 | 375.3296 | 436.59 | 0.84375 | 0.2624 | 1
5180 | 04E19G10H14D05M01W03 | 16.52 | 0.45 | 0.65 | 12.54 | 30.16 | 0.15556 | 375.3296 | 370.23 | 0.84375 | 0.36331 | 2
5181 | 04E19G10H14D07M01W02 | 16.93 | 0.47 | 0.65 | 17.32 | 35.37 | 0.15556 | 383.5335 | 441.42 | 0.83681 | 0.25332 | 1
5182 | 04E19G10H14D07M01W03 | 16.93 | 0.47 | 0.65 | 12.54 | 30.59 | 0.15556 | 383.5335 | 375.06 | 0.83681 | 0.35423 | 2
5183 | 04E19G10H14D07M01W04 | 16.93 | 0.47 | 0.65 | 9.11 | 27.16 | 0.15556 | 383.5335 | 327.39 | 0.83681 | 0.42664 | 2
5184 | 04E19G10H14D07M02W02 | 16.9 | 0.18 | 0.65 | 17.32 | 35.05 | 0.077778 | 369.1767 | 441 | 0.9375 | 0.26008 | 1
5185 | 04E19G11H07D04M01W02 | 21.05 | 0.16 | 0.65 | 17.32 | 39.18 | 0 | 428.6551 | 490.77 | 0.94444 | 0.17289 | 1
5186 | 04E19G11H07D05M01W02 | 18.07 | 0.12 | 0.65 | 17.32 | 36.16 | 0 | 381.4826 | 455.07 | 0.95833 | 0.23665 | 1
5187 | 04E19G11H07D05M01W03 | 18.07 | 0.12 | 0.65 | 12.54 | 31.38 | 0 | 381.4826 | 388.71 | 0.95833 | 0.33756 | 1
5188 | 04E19G11H07D06M01W02 | 16.3 | 0.11 | 0.65 | 17.32 | 34.38 | 0 | 354.8198 | 434.07 | 0.96181 | 0.27422 | 1
5189 | 04E19G11H07D06M01W03 | 16.3 | 0.11 | 0.65 | 12.54 | 29.6 | 0 | 354.8198 | 367.71 | 0.96181 | 0.37513 | 2
5190 | 04E19G11H07D07M01W02 | 18.51 | 0.13 | 0.65 | 17.32 | 36.61 | 0 | 387.6355 | 460.32 | 0.95486 | 0.22715 | 1
5191 | 04E19G11H07D07M01W03 | 18.51 | 0.13 | 0.65 | 12.54 | 31.83 | 0 | 387.6355 | 393.96 | 0.95486 | 0.32806 | 1
5192 | 04E19G11H07D07M01W04 | 18.51 | 0.13 | 0.65 | 9.11 | 28.4 | 0 | 387.6355 | 346.29 | 0.95486 | 0.40046 | 2
5193 | 04E19G11H07D07M02W02 | 18.54 | 0.04 | 0.65 | 17.32 | 36.55 | 0 | 381.4826 | 460.53 | 0.98611 | 0.22841 | 1
5194 | 04E19G11H08D05M01W02 | 15.91 | 0.12 | 0.65 | 17.32 | 34 | 0 | 381.4826 | 427.14 | 0.95833 | 0.28225 | 1
5195 | 04E19G11H08D05M01W03 | 15.91 | 0.12 | 0.65 | 12.54 | 29.22 | 0 | 381.4826 | 360.78 | 0.95833 | 0.38315 | 2
5196 | 04E19G11H08D06M01W02 | 14.35 | 0.11 | 0.65 | 17.32 | 32.43 | 0 | 354.8198 | 408.66 | 0.96181 | 0.31539 | 1
5197 | 04E19G11H08D06M01W03 | 14.35 | 0.11 | 0.65 | 12.54 | 27.65 | 0 | 354.8198 | 342.3 | 0.96181 | 0.4163 | 2
5198 | 04E19G11H08D07M01W02 | 16.3 | 0.13 | 0.65 | 17.32 | 34.4 | 0 | 387.6355 | 431.55 | 0.95486 | 0.2738 | 1
5199 | 04E19G11H08D07M01W03 | 16.3 | 0.13 | 0.65 | 12.54 | 29.62 | 0 | 387.6355 | 365.19 | 0.95486 | 0.37471 | 2
5200 | 04E19G11H08D07M01W04 | 16.3 | 0.13 | 0.65 | 9.11 | 26.19 | 0 | 387.6355 | 317.52 | 0.95486 | 0.44712 | 2
5201 | 04E19G11H08D07M02W02 | 16.33 | 0.04 | 0.65 | 17.32 | 34.34 | 0 | 381.4826 | 431.76 | 0.98611 | 0.27507 | 1
5202 | 04E19G11H09D05M01W02 | 15.32 | 0.12 | 0.65 | 17.32 | 33.41 | 0 | 381.4826 | 419.37 | 0.95833 | 0.2947 | 1
5203 | 04E19G11H09D05M01W03 | 15.32 | 0.12 | 0.65 | 12.54 | 28.63 | 0 | 381.4826 | 353.01 | 0.95833 | 0.39561 | 2
5204 | 04E19G11H09D07M01W02 | 15.69 | 0.13 | 0.65 | 17.32 | 33.79 | 0 | 387.6355 | 423.57 | 0.95486 | 0.28668 | 1
5205 | 04E19G11H09D07M01W03 | 15.69 | 0.13 | 0.65 | 12.54 | 29.01 | 0 | 387.6355 | 357.21 | 0.95486 | 0.38759 | 2
5206 | 04E19G11H09D07M01W04 | 15.69 | 0.13 | 0.65 | 9.11 | 25.58 | 0 | 387.6355 | 309.54 | 0.95486 | 0.46 | 2
5207 | 04E19G11H09D07M02W02 | 15.72 | 0.04 | 0.65 | 17.32 | 33.73 | 0 | 381.4826 | 423.78 | 0.98611 | 0.28795 | 1
5208 | 04E19G11H10D05M01W02 | 18.07 | 0.11 | 0.65 | 17.32 | 36.15 | 0 | 381.4826 | 455.07 | 0.96181 | 0.23686 | 1
5209 | 04E19G11H10D05M01W03 | 18.07 | 0.11 | 0.65 | 12.54 | 31.37 | 0 | 381.4826 | 388.71 | 0.96181 | 0.33777 | 1
5210 | 04E19G11H10D07M01W02 | 18.51 | 0.12 | 0.65 | 17.32 | 36.6 | 0 | 387.6355 | 460.32 | 0.95833 | 0.22736 | 1
5211 | 04E19G11H10D07M01W03 | 18.51 | 0.12 | 0.65 | 12.54 | 31.82 | 0 | 387.6355 | 393.96 | 0.95833 | 0.32827 | 1
5212 | 04E19G11H10D07M01W04 | 18.51 | 0.12 | 0.65 | 9.11 | 28.39 | 0 | 387.6355 | 346.29 | 0.95833 | 0.40068 | 2
5213 | 04E19G11H10D07M02W02 | 18.54 | 0.03 | 0.65 | 17.32 | 36.54 | 0 | 381.4826 | 460.53 | 0.98958 | 0.22863 | 1
5214 | 04E19G11H11D05M01W02 | 18.07 | 0.11 | 0.65 | 17.32 | 36.15 | 0 | 381.4826 | 455.07 | 0.96181 | 0.23686 | 1
5215 | 04E19G11H11D05M01W03 | 18.07 | 0.11 | 0.65 | 12.54 | 31.37 | 0 | 381.4826 | 388.71 | 0.96181 | 0.33777 | 1
5216 | 04E19G11H11D06M01W02 | 16.3 | 0.1 | 0.65 | 17.32 | 34.37 | 0 | 352.7688 | 434.07 | 0.96528 | 0.27444 | 1
5217 | 04E19G11H11D06M01W03 | 16.3 | 0.1 | 0.65 | 12.54 | 29.59 | 0 | 352.7688 | 367.71 | 0.96528 | 0.37534 | 2
5218 | 04E19G11H11D07M01W02 | 18.51 | 0.12 | 0.65 | 17.32 | 36.6 | 0 | 387.6355 | 460.32 | 0.95833 | 0.22736 | 1
5219 | 04E19G11H11D07M01W03 | 18.51 | 0.12 | 0.65 | 12.54 | 31.82 | 0 | 387.6355 | 393.96 | 0.95833 | 0.32827 | 1
5220 | 04E19G11H11D07M01W04 | 18.51 | 0.12 | 0.65 | 9.11 | 28.39 | 0 | 387.6355 | 346.29 | 0.95833 | 0.40068 | 2
5221 | 04E19G11H11D07M02W02 | 18.54 | 0.03 | 0.65 | 17.32 | 36.54 | 0 | 381.4826 | 460.53 | 0.98958 | 0.22863 | 1
5222 | 04E19G11H12D05M01W02 | 15.7 | 0.09 | 0.65 | 17.32 | 33.76 | 0 | 303.5453 | 429.87 | 0.96875 | 0.28731 | 1
5223 | 04E19G11H12D05M01W03 | 15.7 | 0.09 | 0.65 | 12.54 | 28.98 | 0 | 303.5453 | 363.51 | 0.96875 | 0.38822 | 2
5224 | 04E19G11H12D07M01W02 | 16.08 | 0.1 | 0.65 | 17.32 | 34.15 | 0 | 307.6472 | 434.49 | 0.96528 | 0.27908 | 1
5225 | 04E19G11H12D07M01W03 | 16.08 | 0.1 | 0.65 | 12.54 | 29.37 | 0 | 307.6472 | 368.13 | 0.96528 | 0.37999 | 2
5226 | 04E19G11H12D07M01W04 | 16.08 | 0.1 | 0.65 | 9.11 | 25.94 | 0 | 307.6472 | 320.46 | 0.96528 | 0.4524 | 2
5227 | 04E19G11H12D07M02W02 | 16.11 | 0.03 | 0.65 | 17.32 | 34.11 | 0 | 305.5962 | 434.7 | 0.98958 | 0.27992 | 1
5228 | 04E19G11H13D05M01W02 | 15.7 | 0.08 | 0.65 | 17.32 | 33.75 | 0 | 303.5453 | 429.87 | 0.97222 | 0.28752 | 1
5229 | 04E19G11H13D05M01W03 | 15.7 | 0.08 | 0.65 | 12.54 | 28.97 | 0 | 303.5453 | 363.51 | 0.97222 | 0.38843 | 2
5230 | 04E19G11H13D07M01W02 | 16.08 | 0.09 | 0.65 | 17.32 | 34.14 | 0 | 307.6472 | 434.49 | 0.96875 | 0.27929 | 1
5231 | 04E19G11H13D07M01W03 | 16.08 | 0.09 | 0.65 | 12.54 | 29.36 | 0 | 307.6472 | 368.13 | 0.96875 | 0.3802 | 2
5232 | 04E19G11H13D07M01W04 | 16.08 | 0.09 | 0.65 | 9.11 | 25.93 | 0 | 307.6472 | 320.46 | 0.96875 | 0.45261 | 2
5233 | 04E19G11H13D07M02W02 | 16.11 | 0.03 | 0.65 | 17.32 | 34.11 | 0 | 305.5962 | 434.7 | 0.98958 | 0.27992 | 1
5234 | 04E19G11H14D05M01W02 | 18.07 | 0.1 | 0.65 | 17.32 | 36.14 | 0 | 379.4316 | 455.07 | 0.96528 | 0.23707 | 1
5235 | 04E19G11H14D05M01W03 | 18.07 | 0.1 | 0.65 | 12.54 | 31.36 | 0 | 379.4316 | 388.71 | 0.96528 | 0.33798 | 1
5236 | 04E19G11H14D07M01W02 | 18.51 | 0.1 | 0.65 | 17.32 | 36.58 | 0 | 385.5845 | 460.32 | 0.96528 | 0.22778 | 1
5237 | 04E19G11H14D07M01W03 | 18.51 | 0.1 | 0.65 | 12.54 | 31.8 | 0 | 385.5845 | 393.96 | 0.96528 | 0.32869 | 1
5238 | 04E19G11H14D07M01W04 | 18.51 | 0.1 | 0.65 | 9.11 | 28.37 | 0 | 385.5845 | 346.29 | 0.96528 | 0.4011 | 2
5239 | 04E19G11H14D07M02W02 | 18.54 | 0.03 | 0.65 | 17.32 | 36.54 | 0 | 381.4826 | 460.53 | 0.98958 | 0.22863 | 1
5240 | 04E19G12H07D04M01W02 | 15.49 | 7.84 | 0.65 | 17.32 | 41.3 | 2.0222 | 851.1573 | 423.99 | -1.7222 | 0.12814
5241 | 04E19G12H07D05M01W02 | 13.09 | 6.73 | 0.65 | 17.32 | 37.79 | 1.6333 | 748.6083 | 395.64 | -1.3368 | 0.20224
5242 | 04E19G12H07D05M01W03 | 13.09 | 6.73 | 0.65 | 12.54 | 33.01 | 1.6333 | 748.6083 | 329.28 | -1.3368 | 0.30315
5243 | 04E19G12H07D06M01W02 | 11.85 | 6.15 | 0.65 | 17.32 | 35.97 | 1.4778 | 693.2318 | 380.94 | -1.1354 | 0.24066
5244 | 04E19G12H07D06M01W03 | 11.85 | 6.15 | 0.65 | 12.54 | 31.19 | 1.4778 | 693.2318 | 314.58 | -1.1354 | 0.34157
5245 | 04E19G12H07D07M01W02 | 13.4 | 6.89 | 0.65 | 17.32 | 38.26 | 1.7111 | 762.9651 | 399.21 | -1.3924 | 0.19232
5246 | 04E19G12H07D07M01W03 | 13.4 | 6.89 | 0.65 | 12.54 | 33.48 | 1.7111 | 762.9651 | 332.85 | -1.3924 | 0.29322
5247 | 04E19G12H07D07M01W04 | 13.4 | 6.89 | 0.65 | 9.11 | 30.05 | 1.7111 | 762.9651 | 285.18 | -1.3924 | 0.36563
5248 | 04E19G12H07D07M02W02 | 13.11 | 5.23 | 0.65 | 17.32 | 36.31 | 1.4 | 644.0082 | 395.64 | -0.81597 | 0.23348
5249 | 04E19G12H08D05M01W02 | 11.53 | 6.73 | 0.65 | 17.32 | 36.23 | 1.6333 | 748.6083 | 375.27 | -1.3368 | 0.23517
5250 | 04E19G12H08D05M01W03 | 11.53 | 6.73 | 0.65 | 12.54 | 31.45 | 1.6333 | 748.6083 | 308.91 | -1.3368 | 0.33608
5251 | 04E19G12H08D06M01W02 | 10.43 | 6.15 | 0.65 | 17.32 | 34.55 | 1.4778 | 693.2318 | 362.46 | -1.1354 | 0.27064
5252 | 04E19G12H08D06M01W03 | 10.43 | 6.15 | 0.65 | 12.54 | 29.77 | 1.4778 | 693.2318 | 296.1 | -1.1354 | 0.37154
5253 | 04E19G12H08D07M01W02 | 11.8 | 6.89 | 0.65 | 17.32 | 36.66 | 1.7111 | 762.9651 | 378.63 | -1.3924 | 0.22609
5254 | 04E19G12H08D07M01W03 | 11.8 | 6.89 | 0.65 | 12.54 | 31.88 | 1.7111 | 762.9651 | 312.27 | -1.3924 | 0.327
5255 | 04E19G12H08D07M01W04 | 11.8 | 6.89 | 0.65 | 9.11 | 28.45 | 1.7111 | 762.9651 | 264.6 | -1.3924 | 0.39941
5256 | 04E19G12H08D07M02W02 | 11.55 | 5.23 | 0.65 | 17.32 | 34.75 | 1.4 | 644.0082 | 375.27 | -0.81597 | 0.26641
5257 | 04E19G12H09D05M01W02 | 11.1 | 6.73 | 0.65 | 17.32 | 35.8 | 1.6333 | 748.6083 | 369.6 | -1.3368 | 0.24425
5258 | 04E19G12H09D05M01W03 | 11.1 | 6.73 | 0.65 | 12.54 | 31.02 | 1.6333 | 748.6083 | 303.24 | -1.3368 | 0.34516
5259 | 04E19G12H09D07M01W02 | 11.35 | 6.89 | 0.65 | 17.32 | 36.21 | 1.7111 | 762.9651 | 372.75 | -1.3924 | 0.23559
5260 | 04E19G12H09D07M01W03 | 11.35 | 6.89 | 0.65 | 12.54 | 31.43 | 1.7111 | 762.9651 | 306.39 | -1.3924 | 0.3365
5261 | 04E19G12H09D07M01W04 | 11.35 | 6.89 | 0.65 | 9.11 | 28 | 1.7111 | 762.9651 | 258.72 | -1.3924 | 0.40891
5262 | 04E19G12H09D07M02W02 | 11.11 | 5.23 | 0.65 | 17.32 | 34.31 | 1.4 | 644.0082 | 369.6 | -0.81597 | 0.2757
5263 | 04E19G12H10D05M01W02 | 13.09 | 6.18 | 0.65 | 17.32 | 37.24 | 1.5556 | 715.7926 | 395.64 | -1.1458 | 0.21385
5264 | 04E19G12H10D05M01W03 | 13.09 | 6.18 | 0.65 | 12.54 | 32.46 | 1.5556 | 715.7926 | 329.28 | -1.1458 | 0.31476
5265 | 04E19G12H10D07M01W02 | 13.4 | 6.32 | 0.65 | 17.32 | 37.69 | 1.5556 | 728.0984 | 399.21 | -1.1944 | 0.20435
5266 | 04E19G12H10D07M01W03 | 13.4 | 6.32 | 0.65 | 12.54 | 32.91 | 1.5556 | 728.0984 | 332.85 | -1.1944 | 0.30526
5267 | 04E19G12H10D07M01W04 | 13.4 | 6.32 | 0.65 | 9.11 | 29.48 | 1.5556 | 728.0984 | 285.18 | -1.1944 | 0.37767
5268 | 04E19G12H10D07M02W02 | 13.11 | 4.8 | 0.65 | 17.32 | 35.88 | 1.3222 | 619.3964 | 395.64 | -0.66667 | 0.24256 | 1
5269 | 04E19G12H11D05M01W02 | 13.09 | 6.08 | 0.65 | 17.32 | 37.14 | 1.4778 | 711.6906 | 395.64 | -1.1111 | 0.21596
5270 | 04E19G12H11D05M01W03 | 13.09 | 6.08 | 0.65 | 12.54 | 32.36 | 1.4778 | 711.6906 | 329.28 | -1.1111 | 0.31687
5271 | 04E19G12H11D06M01W02 | 11.85 | 5.56 | 0.65 | 17.32 | 35.38 | 1.3222 | 660.4161 | 380.94 | -0.93056 | 0.25311
5272 | 04E19G12H11D06M01W03 | 11.85 | 5.56 | 0.65 | 12.54 | 30.6 | 1.3222 | 660.4161 | 314.58 | -0.93056 | 0.35402
5273 | 04E19G12H11D07M01W02 | 13.4 | 6.22 | 0.65 | 17.32 | 37.59 | 1.5556 | 726.0475 | 399.21 | -1.1597 | 0.20646
5274 | 04E19G12H11D07M01W03 | 13.4 | 6.22 | 0.65 | 12.54 | 32.81 | 1.5556 | 726.0475 | 332.85 | -1.1597 | 0.30737
5275 | 04E19G12H11D07M01W04 | 13.4 | 6.22 | 0.65 | 9.11 | 29.38 | 1.5556 | 726.0475 | 285.18 | -1.1597 | 0.37978
5276 | 04E19G12H11D07M02W02 | 13.11 | 4.72 | 0.65 | 17.32 | 35.8 | 1.3222 | 617.3454 | 395.64 | -0.63889 | 0.24425 | 1
5277 | 04E19G12H12D05M01W02 | 11.38 | 5.08 | 0.65 | 17.32 | 34.43 | 1.2444 | 588.6317 | 377.37 | -0.76389 | 0.27317 | 1
5278 | 04E19G12H12D05M01W03 | 11.38 | 5.08 | 0.65 | 12.54 | 29.65 | 1.2444 | 588.6317 | 311.01 | -0.76389 | 0.37408 | 1
5279 | 04E19G12H12D07M01W02 | 11.65 | 5.19 | 0.65 | 17.32 | 34.81 | 1.2444 | 598.8866 | 380.52 | -0.80208 | 0.26515 | 1
5280 | 04E19G12H12D07M01W03 | 11.65 | 5.19 | 0.65 | 12.54 | 30.03 | 1.2444 | 598.8866 | 314.16 | -0.80208 | 0.36605 | 1
5281 | 04E19G12H12D07M01W04 | 11.65 | 5.19 | 0.65 | 9.11 | 26.6 | 1.2444 | 598.8866 | 266.49 | -0.80208 | 0.43846 | 1
5282 | 04E19G12H12D07M02W02 | 11.39 | 3.94 | 0.65 | 17.32 | 33.3 | 1.0889 | 508.6434 | 377.37 | -0.36806 | 0.29702 | 1
5283 | 04E19G12H13D05M01W02 | 11.38 | 4.55 | 0.65 | 17.32 | 33.9 | 1.0889 | 547.6121 | 377.37 | -0.57986 | 0.28436 | 1
5284 | 04E19G12H13D05M01W03 | 11.38 | 4.55 | 0.65 | 12.54 | 29.12 | 1.0889 | 547.6121 | 311.01 | -0.57986 | 0.38526 | 1
5285 | 04E19G12H13D07M01W02 | 11.65 | 4.65 | 0.65 | 17.32 | 34.27 | 1.1667 | 557.867 | 380.52 | -0.61458 | 0.27655 | 1
5286 | 04E19G12H13D07M01W03 | 11.65 | 4.65 | 0.65 | 12.54 | 29.49 | 1.1667 | 557.867 | 314.16 | -0.61458 | 0.37745 | 1
5287 | 04E19G12H13D07M01W04 | 11.65 | 4.65 | 0.65 | 9.11 | 26.06 | 1.1667 | 557.867 | 266.49 | -0.61458 | 0.44986 | 1
5288 | 04E19G12H13D07M02W02 | 11.39 | 3.53 | 0.65 | 17.32 | 32.89 | 0.93333 | 477.8787 | 377.37 | -0.22569 | 0.30568 | 1
5289 | 04E19G12H14D05M01W02 | 13.09 | 5.47 | 0.65 | 17.32 | 36.53 | 1.3222 | 664.518 | 395.64 | -0.89931 | 0.22884
5290 | 04E19G12H14D05M01W03 | 13.09 | 5.47 | 0.65 | 12.54 | 31.75 | 1.3222 | 664.518 | 329.28 | -0.89931 | 0.32974
5291 | 04E19G12H14D07M01W02 | 13.4 | 5.6 | 0.65 | 17.32 | 36.97 | 1.4 | 676.8239 | 399.21 | -0.94444 | 0.21955
5292 | 04E19G12H14D07M01W03 | 13.4 | 5.6 | 0.65 | 12.54 | 32.19 | 1.4 | 676.8239 | 332.85 | -0.94444 | 0.32046
5293 | 04E19G12H14D07M01W04 | 13.4 | 5.6 | 0.65 | 9.11 | 28.76 | 1.4 | 676.8239 | 285.18 | -0.94444 | 0.39286
5294 | 04E19G12H14D07M02W02 | 13.11 | 4.25 | 0.65 | 17.32 | 35.33 | 1.1667 | 580.4278 | 395.64 | -0.47569 | 0.25417 | 1
5295 | 04E20G10H07D04M01W02 | 17.45 | 1.95 | 0.65 | 17.32 | 37.37 | 0.7 | 475.8277 | 447.51 | 0.32292 | 0.2111 | 1
5296 | 04E20G10H07D05M01W02 | 15.38 | 1.6 | 0.65 | 17.32 | 34.95 | 0.54444 | 426.6042 | 422.94 | 0.44444 | 0.26219 | 1
5297 | 04E20G10H07D05M01W03 | 15.38 | 1.6 | 0.65 | 12.54 | 30.17 | 0.54444 | 426.6042 | 356.58 | 0.44444 | 0.3631 | 2
5298 | 04E20G10H07D06M01W02 | 13.74 | 1.36 | 0.65 | 17.32 | 33.07 | 0.46667 | 387.6355 | 403.41 | 0.52778 | 0.30188 | 1
5299 | 04E20G10H07D06M01W03 | 13.74 | 1.36 | 0.65 | 12.54 | 28.29 | 0.46667 | 387.6355 | 337.05 | 0.52778 | 0.40279 | 2
5300 | 04E20G10H07D07M01W02 | 15.8 | 1.68 | 0.65 | 17.32 | 35.45 | 0.62222 | 436.8591 | 427.98 | 0.41667 | 0.25164 | 1
5301 | 04E20G10H07D07M01W03 | 15.8 | 1.68 | 0.65 | 12.54 | 30.67 | 0.62222 | 436.8591 | 361.62 | 0.41667 | 0.35254 | 2
5302 | 04E20G10H07D07M01W04 | 15.8 | 1.68 | 0.65 | 9.11 | 27.24 | 0.62222 | 436.8591 | 313.95 | 0.41667 | 0.42495 | 2
5303 | 04E20G10H07D07M02W02 | 15.72 | 0.96 | 0.65 | 17.32 | 34.65 | 0.38889 | 395.8394 | 426.72 | 0.66667 | 0.26852 | 1
5304 | 04E20G10H08D05M01W02 | 13.55 | 1.6 | 0.65 | 17.32 | 33.12 | 0.54444 | 426.6042 | 399.21 | 0.44444 | 0.30082 | 1
5305 | 04E20G10H08D05M01W03 | 13.55 | 1.6 | 0.65 | 12.54 | 28.34 | 0.54444 | 426.6042 | 332.85 | 0.44444 | 0.40173 | 2
5306 | 04E20G10H08D06M01W02 | 12.1 | 1.36 | 0.65 | 17.32 | 31.43 | 0.46667 | 387.6355 | 382.2 | 0.52778 | 0.3365 | 1
5307 | 04E20G10H08D06M01W03 | 12.1 | 1.36 | 0.65 | 12.54 | 26.65 | 0.46667 | 387.6355 | 315.84 | 0.52778 | 0.43741 | 2
5308 | 04E20G10H08D07M01W02 | 13.92 | 1.68 | 0.65 | 17.32 | 33.57 | 0.62222 | 436.8591 | 403.41 | 0.41667 | 0.29132 | 1
5309 | 04E20G10H08D07M01W03 | 13.92 | 1.68 | 0.65 | 12.54 | 28.79 | 0.62222 | 436.8591 | 337.05 | 0.41667 | 0.39223 | 2
5310 | 04E20G10H08D07M01W04 | 13.92 | 1.68 | 0.65 | 9.11 | 25.36 | 0.62222 | 436.8591 | 289.38 | 0.41667 | 0.46464 | 2
5311 | 04E20G10H08D07M02W02 | 13.85 | 0.96 | 0.65 | 17.32 | 32.78 | 0.38889 | 395.8394 | 402.36 | 0.66667 | 0.308 | 1
5312 | 04E20G10H09D05M01W02 | 13.04 | 1.6 | 0.65 | 17.32 | 32.61 | 0.54444 | 426.6042 | 392.49 | 0.44444 | 0.31159 | 1
5313 | 04E20G10H09D05M01W03 | 13.04 | 1.6 | 0.65 | 12.54 | 27.83 | 0.54444 | 426.6042 | 326.13 | 0.44444 | 0.4125 | 2
5314 | 04E20G10H09D07M01W02 | 13.4 | 1.68 | 0.65 | 17.32 | 33.05 | 0.62222 | 436.8591 | 396.69 | 0.41667 | 0.3023 | 1
5315 | 04E20G10H09D07M01W03 | 13.4 | 1.68 | 0.65 | 12.54 | 28.27 | 0.62222 | 436.8591 | 330.33 | 0.41667 | 0.40321 | 2
5316 | 04E20G10H09D07M01W04 | 13.4 | 1.68 | 0.65 | 9.11 | 24.84 | 0.62222 | 436.8591 | 282.66 | 0.41667 | 0.47562 | 2
5317 | 04E20G10H09D07M02W02 | 13.32 | 0.96 | 0.65 | 17.32 | 32.25 | 0.38889 | 395.8394 | 395.64 | 0.66667 | 0.31919 | 1
5318 | 04E20G10H10D05M01W02 | 15.38 | 1.47 | 0.65 | 17.32 | 34.82 | 0.54444 | 418.4002 | 422.94 | 0.48958 | 0.26494 | 1
5319 | 04E20G10H10D05M01W03 | 15.38 | 1.47 | 0.65 | 12.54 | 30.04 | 0.54444 | 418.4002 | 356.58 | 0.48958 | 0.36584 | 2
5320 | 04E20G10H10D07M01W02 | 15.8 | 1.53 | 0.65 | 17.32 | 35.3 | 0.54444 | 428.6551 | 427.98 | 0.46875 | 0.2548 | 1
5321 | 04E20G10H10D07M01W03 | 15.8 | 1.53 | 0.65 | 12.54 | 30.52 | 0.54444 | 428.6551 | 361.62 | 0.46875 | 0.35571 | 2
5322 | 04E20G10H10D07M01W04 | 15.8 | 1.53 | 0.65 | 9.11 | 27.09 | 0.54444 | 428.6551 | 313.95 | 0.46875 | 0.42812 | 2
5323 | 04E20G10H10D07M02W02 | 15.72 | 0.88 | 0.65 | 17.32 | 34.57 | 0.31111 | 391.7375 | 426.72 | 0.69444 | 0.27021 | 1
5324 | 04E20G10H11D05M01W02 | 15.38 | 1.44 | 0.65 | 17.32 | 34.79 | 0.54444 | 418.4002 | 422.94 | 0.5 | 0.26557 | 1
5325 | 04E20G10H11D05M01W03 | 15.38 | 1.44 | 0.65 | 12.54 | 30.01 | 0.54444 | 418.4002 | 356.58 | 0.5 | 0.36648 | 2
5326 | 04E20G10H11D06M01W02 | 13.74 | 1.22 | 0.65 | 17.32 | 32.93 | 0.46667 | 381.4826 | 403.41 | 0.57639 | 0.30483 | 1
5327 | 04E20G10H11D06M01W03 | 13.74 | 1.22 | 0.65 | 12.54 | 28.15 | 0.46667 | 381.4826 | 337.05 | 0.57639 | 0.40574 | 2
5328 | 04E20G10H11D07M01W02 | 15.8 | 1.5 | 0.65 | 17.32 | 35.27 | 0.54444 | 428.6551 | 427.98 | 0.47917 | 0.25544 | 1
5329 | 04E20G10H11D07M01W03 | 15.8 | 1.5 | 0.65 | 12.54 | 30.49 | 0.54444 | 428.6551 | 361.62 | 0.47917 | 0.35634 | 2
5330 | 04E20G10H11D07M01W04 | 15.8 | 1.5 | 0.65 | 9.11 | 27.06 | 0.54444 | 428.6551 | 313.95 | 0.47917 | 0.42875 | 2
5331 | 04E20G10H11D07M02W02 | 15.72 | 0.86 | 0.65 | 17.32 | 34.55 | 0.31111 | 389.6865 | 426.72 | 0.70139 | 0.27064 | 1
5332 | 04E20G10H12D05M01W02 | 13.37 | 1.2 | 0.65 | 17.32 | 32.54 | 0.46667 | 340.4629 | 401.52 | 0.58333 | 0.31307 | 1
5333 | 04E20G10H12D05M01W03 | 13.37 | 1.2 | 0.65 | 12.54 | 27.76 | 0.46667 | 340.4629 | 335.16 | 0.58333 | 0.41398 | 2
5334 | 04E20G10H12D07M01W02 | 13.73 | 1.25 | 0.65 | 17.32 | 32.95 | 0.46667 | 348.6669 | 405.93 | 0.56597 | 0.30441 | 1
5335 | 04E20G10H12D07M01W03 | 13.73 | 1.25 | 0.65 | 12.54 | 28.17 | 0.46667 | 348.6669 | 339.57 | 0.56597 | 0.40532 | 2
5336 | 04E20G10H12D07M01W04 | 13.73 | 1.25 | 0.65 | 9.11 | 24.74 | 0.46667 | 348.6669 | 291.9 | 0.56597 | 0.47773 | 2
5337 | 04E20G10H12D07M02W02 | 13.66 | 0.72 | 0.65 | 17.32 | 32.35 | 0.31111 | 315.8512 | 404.88 | 0.75 | 0.31708 | 1
5338 | 04E20G10H13D05M01W02 | 13.37 | 1.08 | 0.65 | 17.32 | 32.42 | 0.38889 | 332.259 | 401.52 | 0.625 | 0.3156 | 1
5339 | 04E20G10H13D05M01W03 | 13.37 | 1.08 | 0.65 | 12.54 | 27.64 | 0.38889 | 332.259 | 335.16 | 0.625 | 0.41651 | 2
5340 | 04E20G10H13D07M01W02 | 13.73 | 1.13 | 0.65 | 17.32 | 32.83 | 0.38889 | 338.412 | 405.93 | 0.60764 | 0.30695 | 1
5341 | 04E20G10H13D07M01W03 | 13.73 | 1.13 | 0.65 | 12.54 | 28.05 | 0.38889 | 338.412 | 339.57 | 0.60764 | 0.40785 | 2
5342 | 04E20G10H13D07M01W04 | 13.73 | 1.13 | 0.65 | 9.11 | 24.62 | 0.38889 | 338.412 | 291.9 | 0.60764 | 0.48026 | 2
5343 | 04E20G10H13D07M02W02 | 13.66 | 0.65 | 0.65 | 17.32 | 32.28 | 0.23333 | 309.6982 | 404.88 | 0.77431 | 0.31856 | 1
5344 | 04E20G10H14D05M01W02 | 15.38 | 1.3 | 0.65 | 17.32 | 34.65 | 0.46667 | 408.1453 | 422.94 | 0.54861 | 0.26852 | 1
5345 | 04E20G10H14D05M01W03 | 15.38 | 1.3 | 0.65 | 12.54 | 29.87 | 0.46667 | 408.1453 | 356.58 | 0.54861 | 0.36943 | 2
5346 | 04E20G10H14D07M01W02 | 15.8 | 1.36 | 0.65 | 17.32 | 35.13 | 0.46667 | 418.4002 | 427.98 | 0.52778 | 0.25839 | 1
5347 | 04E20G10H14D07M01W03 | 15.8 | 1.36 | 0.65 | 12.54 | 30.35 | 0.46667 | 418.4002 | 361.62 | 0.52778 | 0.3593 | 2
5348 | 04E20G10H14D07M01W04 | 15.8 | 1.36 | 0.65 | 9.11 | 26.92 | 0.46667 | 418.4002 | 313.95 | 0.52778 | 0.43171 | 2
5349 | 04E20G10H14D07M02W02 | 15.72 | 0.78 | 0.65 | 17.32 | 34.47 | 0.31111 | 383.5335 | 426.72 | 0.72917 | 0.27232 | 1
5350 | 04E20G11H07D04M01W02 | 19.08 | 0.88 | 0.65 | 17.32 | 37.93 | 0.31111 | 436.8591 | 467.04 | 0.69444 | 0.19928 | 1
5351 | 04E20G11H07D05M01W02 | 16.85 | 0.69 | 0.65 | 17.32 | 35.51 | 0.23333 | 393.7885 | 440.58 | 0.76042 | 0.25037 | 1
5352 | 04E20G11H07D05M01W03 | 16.85 | 0.69 | 0.65 | 12.54 | 30.73 | 0.23333 | 393.7885 | 374.22 | 0.76042 | 0.35128 | 2
5353 | 04E20G11H07D06M01W02 | 15.07 | 0.57 | 0.65 | 17.32 | 33.61 | 0.23333 | 360.9728 | 419.37 | 0.80208 | 0.29048 | 1
5354 | 04E20G11H07D06M01W03 | 15.07 | 0.57 | 0.65 | 12.54 | 28.83 | 0.23333 | 360.9728 | 353.01 | 0.80208 | 0.39139 | 2
5355 | 04E20G11H07D07M01W02 | 17.31 | 0.73 | 0.65 | 17.32 | 36.01 | 0.23333 | 401.9924 | 446.04 | 0.74653 | 0.23981 | 1
5356 | 04E20G11H07D07M01W03 | 17.31 | 0.73 | 0.65 | 12.54 | 31.23 | 0.23333 | 401.9924 | 379.68 | 0.74653 | 0.34072 | 1
5357 | 04E20G11H07D07M01W04 | 17.31 | 0.73 | 0.65 | 9.11 | 27.8 | 0.23333 | 401.9924 | 332.01 | 0.74653 | 0.41313 | 2
5358 | 04E20G11H07D07M02W02 | 17.29 | 0.27 | 0.65 | 17.32 | 35.53 | 0.15556 | 379.4316 | 445.41 | 0.90625 | 0.24995 | 1
5359 | 04E20G11H08D05M01W02 | 14.84 | 0.69 | 0.65 | 17.32 | 33.5 | 0.23333 | 393.7885 | 414.54 | 0.76042 | 0.2928 | 1
5360 | 04E20G11H08D05M01W03 | 14.84 | 0.69 | 0.65 | 12.54 | 28.72 | 0.23333 | 393.7885 | 348.18 | 0.76042 | 0.39371 | 2
5361 | 04E20G11H08D06M01W02 | 13.27 | 0.57 | 0.65 | 17.32 | 31.81 | 0.23333 | 360.9728 | 396.06 | 0.80208 | 0.32848 | 1
5362 | 04E20G11H08D06M01W03 | 13.27 | 0.57 | 0.65 | 12.54 | 27.03 | 0.23333 | 360.9728 | 329.7 | 0.80208 | 0.42939 | 2
5363 | 04E20G11H08D07M01W02 | 15.24 | 0.73 | 0.65 | 17.32 | 33.94 | 0.23333 | 401.9924 | 419.16 | 0.74653 | 0.28351 | 1
5364 | 04E20G11H08D07M01W03 | 15.24 | 0.73 | 0.65 | 12.54 | 29.16 | 0.23333 | 401.9924 | 352.8 | 0.74653 | 0.38442 | 2
5365 | 04E20G11H08D07M01W04 | 15.24 | 0.73 | 0.65 | 9.11 | 25.73 | 0.23333 | 401.9924 | 305.13 | 0.74653 | 0.45683 | 2
5366 | 04E20G11H08D07M02W02 | 15.23 | 0.27 | 0.65 | 17.32 | 33.47 | 0.15556 | 379.4316 | 418.74 | 0.90625 | 0.29343 | 1
5367 | 04E20G11H09D05M01W02 | 14.29 | 0.69 | 0.65 | 17.32 | 32.95 | 0.23333 | 393.7885 | 407.19 | 0.76042 | 0.30441 | 1
5368 | 04E20G11H09D05M01W03 | 14.29 | 0.69 | 0.65 | 12.54 | 28.17 | 0.23333 | 393.7885 | 340.83 | 0.76042 | 0.40532 | 2
5369 | 04E20G11H09D07M01W02 | 14.67 | 0.73 | 0.65 | 17.32 | 33.37 | 0.23333 | 401.9924 | 411.6 | 0.74653 | 0.29555 | 1
5370 | 04E20G11H09D07M01W03 | 14.67 | 0.73 | 0.65 | 12.54 | 28.59 | 0.23333 | 401.9924 | 345.24 | 0.74653 | 0.39645 | 2
5371 | 04E20G11H09D07M01W04 | 14.67 | 0.73 | 0.65 | 9.11 | 25.16 | 0.23333 | 401.9924 | 297.57 | 0.74653 | 0.46886 | 2
5372 | 04E20G11H09D07M02W02 | 14.66 | 0.27 | 0.65 | 17.32 | 32.9 | 0.15556 | 379.4316 | 411.39 | 0.90625 | 0.30547 | 1
5373 | 04E20G11H10D05M01W02 | 16.85 | 0.63 | 0.65 | 17.32 | 35.45 | 0.23333 | 391.7375 | 440.58 | 0.78125 | 0.25164 | 1
5374 | 04E20G11H10D05M01W03 | 16.85 | 0.63 | 0.65 | 12.54 | 30.67 | 0.23333 | 391.7375 | 374.22 | 0.78125 | 0.35254 | 2
5375 | 04E20G11H10D07M01W02 | 17.31 | 0.67 | 0.65 | 17.32 | 35.95 | 0.23333 | 399.9414 | 446.04 | 0.76736 | 0.24108 | 1
5376 | 04E20G11H10D07M01W03 | 17.31 | 0.67 | 0.65 | 12.54 | 31.17 | 0.23333 | 399.9414 | 379.68 | 0.76736 | 0.34199 | 1
5377 | 04E20G11H10D07M01W04 | 17.31 | 0.67 | 0.65 | 9.11 | 27.74 | 0.23333 | 399.9414 | 332.01 | 0.76736 | 0.4144 | 2
5378 | 04E20G11H10D07M02W02 | 17.29 | 0.25 | 0.65 | 17.32 | 35.51 | 0.15556 | 379.4316 | 445.41 | 0.91319 | 0.25037 | 1
5379 | 04E20G11H11D05M01W02 | 16.85 | 0.61 | 0.65 | 17.32 | 35.43 | 0.23333 | 391.7375 | 440.58 | 0.78819 | 0.25206 | 1
5380 | 04E20G11H11D05M01W03 | 16.85 | 0.61 | 0.65 | 12.54 | 30.65 | 0.23333 | 391.7375 | 374.22 | 0.78819 | 0.35297 | 2
5381 | 04E20G11H11D06M01W02 | 15.07 | 0.51 | 0.65 | 17.32 | 33.55 | 0.15556 | 358.9218 | 419.37 | 0.82292 | 0.29175 | 1
5382 | 04E20G11H11D06M01W03 | 15.07 | 0.51 | 0.65 | 12.54 | 28.77 | 0.15556 | 358.9218 | 353.01 | 0.82292 | 0.39265 | 2
5383 | 04E20G11H11D07M01W02 | 17.31 | 0.65 | 0.65 | 17.32 | 35.93 | 0.23333 | 399.9414 | 446.04 | 0.77431 | 0.2415 | 1
5384 | 04E20G11H11D07M01W03 | 17.31 | 0.65 | 0.65 | 12.54 | 31.15 | 0.23333 | 399.9414 | 379.68 | 0.77431 | 0.34241 | 1
5385 | 04E20G11H11D07M01W04 | 17.31 | 0.65 | 0.65 | 9.11 | 27.72 | 0.23333 | 399.9414 | 332.01 | 0.77431 | 0.41482 | 2
5386 | 04E20G11H11D07M02W02 | 17.29 | 0.25 | 0.65 | 17.32 | 35.51 | 0.15556 | 379.4316 | 445.41 | 0.91319 | 0.25037 | 1
5387 | 04E20G11H12D05M01W02 | 14.64 | 0.51 | 0.65 | 17.32 | 33.12 | 0.15556 | 315.8512 | 417.06 | 0.82292 | 0.30082 | 1
5388 | 04E20G11H12D05M01W03 | 14.64 | 0.51 | 0.65 | 12.54 | 28.34 | 0.15556 | 315.8512 | 350.7 | 0.82292 | 0.40173 | 2
5389 | 04E20G11H12D07M01W02 | 15.04 | 0.54 | 0.65 | 17.32 | 33.55 | 0.23333 | 322.0041 | 421.89 | 0.8125 | 0.29175 | 1
5390 | 04E20G11H12D07M01W03 | 15.04 | 0.54 | 0.65 | 12.54 | 28.77 | 0.23333 | 322.0041 | 355.53 | 0.8125 | 0.39265 | 2
5391 | 04E20G11H12D07M01W04 | 15.04 | 0.54 | 0.65 | 9.11 | 25.34 | 0.23333 | 322.0041 | 307.86 | 0.8125 | 0.46506 | 2
5392 | 04E20G11H12D07M02W02 | 15.02 | 0.21 | 0.65 | 17.32 | 33.2 | 0.077778 | 303.5453 | 421.47 | 0.92708 | 0.29913 | 1
5393 | 04E20G11H13D05M01W02 | 14.64 | 0.46 | 0.65 | 17.32 | 33.07 | 0.15556 | 311.7492 | 417.06 | 0.84028 | 0.30188 | 1
5394 | 04E20G11H13D05M01W03 | 14.64 | 0.46 | 0.65 | 12.54 | 28.29 | 0.15556 | 311.7492 | 350.7 | 0.84028 | 0.40279 | 2
5395 | 04E20G11H13D07M01W02 | 15.04 | 0.49 | 0.65 | 17.32 | 33.5 | 0.15556 | 317.9021 | 421.89 | 0.82986 | 0.2928 | 1
5396 | 04E20G11H13D07M01W03 | 15.04 | 0.49 | 0.65 | 12.54 | 28.72 | 0.15556 | 317.9021 | 355.53 | 0.82986 | 0.39371 | 2
5397 | 04E20G11H13D07M01W04 | 15.04 | 0.49 | 0.65 | 9.11 | 25.29 | 0.15556 | 317.9021 | 307.86 | 0.82986 | 0.46612 | 2
5398 | 04E20G11H13D07M02W02 | 15.02 | 0.18 | 0.65 | 17.32 | 33.17 | 0.077778 | 301.4943 | 421.47 | 0.9375 | 0.29977 | 1
5399 | 04E20G11H14D05M01W02 | 16.85 | 0.56 | 0.65 | 17.32 | 35.38 | 0.23333 | 387.6355 | 440.58 | 0.80556 | 0.25311 | 1
5400 | 04E20G11H14D05M01W03 | 16.85 | 0.56 | 0.65 | 12.54 | 30.6 | 0.23333 | 387.6355 | 374.22 | 0.80556 | 0.35402 | 2
5401 | 04E20G11H14D07M01W02 | 17.31 | 0.59 | 0.65 | 17.32 | 35.87 | 0.23333 | 395.8394 | 446.04 | 0.79514 | 0.24277 | 1
5402 | 04E20G11H14D07M01W03 | 17.31 | 0.59 | 0.65 | 12.54 | 31.09 | 0.23333 | 395.8394 | 379.68 | 0.79514 | 0.34368 | 1
5403 | 04E20G11H14D07M01W04 | 17.31 | 0.59 | 0.65 | 9.11 | 27.66 | 0.23333 | 395.8394 | 332.01 | 0.79514 | 0.41609 | 2
5404 | 04E20G11H14D07M02W02 | 17.29 | 0.22 | 0.65 | 17.32 | 35.48 | 0.077778 | 377.3806 | 445.41 | 0.92361 | 0.251 | 1
5405 | 04E20G12H07D04M01W02 | 13.92 | 12.28 | 0.65 | 17.32 | 44.17 | 2.9556 | 1125.9889 | 405.3 | -3.2639 | 0.067553
5406 | 04E20G12H07D05M01W02 | 12.22 | 10.14 | 0.65 | 17.32 | 40.33 | 2.4111 | 966.0123 | 385.35 | -2.5208 | 0.14862
5407 | 04E20G12H07D05M01W03 | 12.22 | 10.14 | 0.65 | 12.54 | 35.55 | 2.4111 | 966.0123 | 318.99 | -2.5208 | 0.24953
5408 | 04E20G12H07D06M01W02 | 10.98 | 8.98 | 0.65 | 17.32 | 37.93 | 2.1 | 873.7181 | 370.44 | -2.1181 | 0.19928
5409 | 04E20G12H07D06M01W03 | 10.98 | 8.98 | 0.65 | 12.54 | 33.15 | 2.1 | 873.7181 | 304.08 | -2.1181 | 0.30019
5410 | 04E20G12H07D07M01W02 | 12.55 | 10.48 | 0.65 | 17.32 | 41 | 2.4889 | 992.6751 | 389.13 | -2.6389 | 0.13447
5411 | 04E20G12H07D07M01W03 | 12.55 | 10.48 | 0.65 | 12.54 | 36.22 | 2.4889 | 992.6751 | 322.77 | -2.6389 | 0.23538
5412 | 04E20G12H07D07M01W04 | 12.55 | 10.48 | 0.65 | 9.11 | 32.79 | 2.4889 | 992.6751 | 275.1 | -2.6389 | 0.30779
5413 | 04E20G12H07D07M02W02 | 12.18 | 8.35 | 0.65 | 17.32 | 38.5 | 2.1778 | 842.9534 | 384.51 | -1.8993 | 0.18725
5414 | 04E20G12H08D05M01W02 | 10.77 | 10.14 | 0.65 | 17.32 | 38.88 | 2.4111 | 966.0123 | 366.45 | -2.5208 | 0.17923
5415 | 04E20G12H08D05M01W03 | 10.77 | 10.14 | 0.65 | 12.54 | 34.1 | 2.4111 | 966.0123 | 300.09 | -2.5208 | 0.28014
5416 | 04E20G12H08D06M01W02 | 9.67 | 8.98 | 0.65 | 17.32 | 36.62 | 2.1 | 873.7181 | 353.43 | -2.1181 | 0.22694
5417 | 04E20G12H08D06M01W03 | 9.67 | 8.98 | 0.65 | 12.54 | 31.84 | 2.1 | 873.7181 | 287.07 | -2.1181 | 0.32784
5418 | 04E20G12H08D07M01W02 | 11.05 | 10.48 | 0.65 | 17.32 | 39.5 | 2.4889 | 992.6751 | 369.6 | -2.6389 | 0.16614
5419 | 04E20G12H08D07M01W03 | 11.05 | 10.48 | 0.65 | 12.54 | 34.72 | 2.4889 | 992.6751 | 303.24 | -2.6389 | 0.26705
5420 | 04E20G12H08D07M01W04 | 11.05 | 10.48 | 0.65 | 9.11 | 31.29 | 2.4889 | 992.6751 | 255.57 | -2.6389 | 0.33946
5421 | 04E20G12H08D07M02W02 | 10.73 | 8.35 | 0.65 | 17.32 | 37.05 | 2.1778 | 842.9534 | 365.61 | -1.8993 | 0.21786
5422 | 04E20G12H09D05M01W02 | 10.36 | 10.14 | 0.65 | 17.32 | 38.47 | 2.4111 | 966.0123 | 361.2 | -2.5208 | 0.18788
5423 | 04E20G12H09D05M01W03 | 10.36 | 10.14 | 0.65 | 12.54 | 33.69 | 2.4111 | 966.0123 | 294.84 | -2.5208 | 0.28879
5424 | 04E20G12H09D07M01W02 | 10.63 | 10.48 | 0.65 | 17.32 | 39.08 | 2.4889 | 992.6751 | 364.35 | -2.6389 | 0.17501
5425 | 04E20G12H09D07M01W03 | 10.63 | 10.48 | 0.65 | 12.54 | 34.3 | 2.4889 | 992.6751 | 297.99 | -2.6389 | 0.27591
5426 | 04E20G12H09D07M01W04 | 10.63 | 10.48 | 0.65 | 9.11 | 30.87 | 2.4889 | 992.6751 | 250.32 | -2.6389 | 0.34832
5427 | 04E20G12H09D07M02W02 | 10.33 | 8.35 | 0.65 | 17.32 | 36.65 | 2.1778 | 842.9534 | 360.36 | -1.8993 | 0.2263
5428 | 04E20G12H10D05M01W02 | 12.22 | 9.31 | 0.65 | 17.32 | 39.5 | 2.1778 | 916.7887 | 385.35 | -2.2326 | 0.16614
5429 | 04E20G12H10D05M01W03 | 12.22 | 9.31 | 0.65 | 12.54 | 34.72 | 2.1778 | 916.7887 | 318.99 | -2.2326 | 0.26705
5430 | 04E20G12H10D07M01W02 | 12.55 | 9.62 | 0.65 | 17.32 | 40.14 | 2.2556 | 941.4005 | 389.13 | -2.3403 | 0.15263
5431 | 04E20G12H10D07M01W03 | 12.55 | 9.62 | 0.65 | 12.54 | 35.36 | 2.2556 | 941.4005 | 322.77 | -2.3403 | 0.25354
5432 | 04E20G12H10D07M01W04 | 12.55 | 9.62 | 0.65 | 9.11 | 31.93 | 2.2556 | 941.4005 | 275.1 | -2.3403 | 0.32594
5433 | 04E20G12H10D07M02W02 | 12.18 | 7.66 | 0.65 | 17.32 | 37.81 | 2.0222 | 801.9338 | 384.51 | -1.6597 | 0.20182
5434 | 04E20G12H11D05M01W02 | 12.22 | 9.17 | 0.65 | 17.32 | 39.36 | 2.1778 | 912.6868 | 385.35 | -2.184 | 0.16909
5435 | 04E20G12H11D05M01W03 | 12.22 | 9.17 | 0.65 | 12.54 | 34.58 | 2.1778 | 912.6868 | 318.99 | -2.184 | 0.27
5436 | 04E20G12H11D06M01W02 | 10.98 | 8.12 | 0.65 | 17.32 | 37.07 | 1.8667 | 826.5456 | 370.44 | -1.8194 | 0.21744
5437 | 04E20G12H11D06M01W03 | 10.98 | 8.12 | 0.65 | 12.54 | 32.29 | 1.8667 | 826.5456 | 304.08 | -1.8194 | 0.31834
5438 | 04E20G12H11D07M01W02 | 12.55 | 9.48 | 0.65 | 17.32 | 40 | 2.2556 | 937.2986 | 389.13 | -2.2917 | 0.15558
5439 | 04E20G12H11D07M01W03 | 12.55 | 9.48 | 0.65 | 12.54 | 35.22 | 2.2556 | 937.2986 | 322.77 | -2.2917 | 0.25649
5440 | 04E20G12H11D07M01W04 | 12.55 | 9.48 | 0.65 | 9.11 | 31.79 | 2.2556 | 937.2986 | 275.1 | -2.2917 | 0.3289
5441 | 04E20G12H11D07M02W02 | 12.18 | 7.55 | 0.65 | 17.32 | 37.7 | 1.9444 | 797.8318 | 384.51 | -1.6215 | 0.20414
5442 | 04E20G12H12D05M01W02 | 10.63 | 7.65 | 0.65 | 17.32 | 36.25 | 1.7889 | 758.8632 | 368.34 | -1.6562 | 0.23475
5443 | 04E20G12H12D05M01W03 | 10.63 | 7.65 | 0.65 | 12.54 | 31.47 | 1.7889 | 758.8632 | 301.98 | -1.6562 | 0.33566
5444 | 04E20G12H12D07M01W02 | 10.91 | 7.9 | 0.65 | 17.32 | 36.78 | 1.8667 | 777.322 | 371.7 | -1.7431 | 0.22356
5445 | 04E20G12H12D07M01W03 | 10.91 | 7.9 | 0.65 | 12.54 | 32 | 1.8667 | 777.322 | 305.34 | -1.7431 | 0.32447
5446 | 04E20G12H12D07M01W04 | 10.91 | 7.9 | 0.65 | 9.11 | 28.57 | 1.8667 | 777.322 | 257.67 | -1.7431 | 0.39688
5447 | 04E20G12H12D07M02W02 | 10.58 | 6.3 | 0.65 | 17.32 | 34.85 | 1.6333 | 660.4161 | 367.5 | -1.1875 | 0.2643
5448 | 04E20G12H13D05M01W02 | 10.63 | 6.85 | 0.65 | 17.32 | 35.45 | 1.6333 | 697.3337 | 368.34 | -1.3785 | 0.25164
5449 | 04E20G12H13D05M01W03 | 10.63 | 6.85 | 0.65 | 12.54 | 30.67 | 1.6333 | 697.3337 | 301.98 | -1.3785 | 0.35254
5450 | 04E20G12H13D07M01W02 | 10.91 | 7.08 | 0.65 | 17.32 | 35.96 | 1.7111 | 713.7416 | 371.7 | -1.4583 | 0.24087
5451 | 04E20G12H13D07M01W03 | 10.91 | 7.08 | 0.65 | 12.54 | 31.18 | 1.7111 | 713.7416 | 305.34 | -1.4583 | 0.34178
5452 | 04E20G12H13D07M01W04 | 10.91 | 7.08 | 0.65 | 9.11 | 27.75 | 1.7111 | 713.7416 | 257.67 | -1.4583 | 0.41419
5453 | 04E20G12H13D07M02W02 | 10.58 | 5.64 | 0.65 | 17.32 | 34.19 | 1.4778 | 611.1925 | 367.5 | -0.95833 | 0.27824 | 1
5454 | 04E20G12H14D05M01W02 | 12.22 | 8.24 | 0.65 | 17.32 | 38.43 | 1.9444 | 840.9024 | 385.35 | -1.8611 | 0.18873
5455 | 04E20G12H14D05M01W03 | 12.22 | 8.24 | 0.65 | 12.54 | 33.65 | 1.9444 | 840.9024 | 318.99 | -1.8611 | 0.28963
5456 | 04E20G12H14D07M01W02 | 12.55 | 8.52 | 0.65 | 17.32 | 39.04 | 2.0222 | 863.4632 | 389.13 | -1.9583 | 0.17585
5457 | 04E20G12H14D07M01W03 | 12.55 | 8.52 | 0.65 | 12.54 | 34.26 | 2.0222 | 863.4632 | 322.77 | -1.9583 | 0.27676
5458 | 04E20G12H14D07M01W04 | 12.55 | 8.52 | 0.65 | 9.11 | 30.83 | 2.0222 | 863.4632 | 275.1 | -1.9583 | 0.34917
5459 | 04E20G12H14D07M02W02 | 12.18 | 6.79 | 0.65 | 17.32 | 36.94 | 1.7889 | 740.4043 | 384.51 | -1.3576 | 0.22018
5460 | 04E21G10H07D04M01W02 | 15.79 | 1.51 | 0.65 | 17.32 | 35.27 | 0.54444 | 422.5022 | 427.56 | 0.47569 | 0.25544 | 1
5461 | 04E21G10H07D05M01W02 | 13.86 | 1.21 | 0.65 | 17.32 | 33.04 | 0.46667 | 379.4316 | 404.67 | 0.57986 | 0.30251 | 1
5462 | 04E21G10H07D05M01W03 | 13.86 | 1.21 | 0.65 | 12.54 | 28.26 | 0.46667 | 379.4316 | 338.31 | 0.57986 | 0.40342 | 2
5463 | 04E21G10H07D06M01W02 | 12.27 | 1.02 | 0.65 | 17.32 | 31.26 | 0.38889 | 344.5649 | 385.77 | 0.64583 | 0.34009 | 1
5464 | 04E21G10H07D06M01W03 | 12.27 | 1.02 | 0.65 | 12.54 | 26.48 | 0.38889 | 344.5649 | 319.41 | 0.64583 | 0.441 | 2
5465 | 04E21G10H07D07M01W02 | 14.27 | 1.28 | 0.65 | 17.32 | 33.52 | 0.46667 | 389.6865 | 409.5 | 0.55556 | 0.29238 | 1
5466 | 04E21G10H07D07M01W03 | 14.27 | 1.28 | 0.65 | 12.54 | 28.74 | 0.46667 | 389.6865 | 343.14 | 0.55556 | 0.39329 | 2
5467 | 04E21G10H07D07M01W04 | 14.27 | 1.28 | 0.65 | 9.11 | 25.31 | 0.46667 | 389.6865 | 295.47 | 0.55556 | 0.4657 | 2
5468 | 04E21G10H07D07M02W02 | 14.19 | 0.67 | 0.65 | 17.32 | 32.83 | 0.31111 | 356.8708 | 408.45 | 0.76736 | 0.30695 | 1
5469 | 04E21G10H08D05M01W02 | 12.21 | 1.21 | 0.65 | 17.32 | 31.39 | 0.46667 | 379.4316 | 383.25 | 0.57986 | 0.33734 | 1
5470 | 04E21G10H08D05M01W03 | 12.21 | 1.21 | 0.65 | 12.54 | 26.61 | 0.46667 | 379.4316 | 316.89 | 0.57986 | 0.43825 | 2
5471 | 04E21G10H08D06M01W02 | 10.8 | 1.02 | 0.65 | 17.32 | 29.79 | 0.38889 | 344.5649 | 366.87 | 0.64583 | 0.37112 | 2
5472 | 04E21G10H08D06M01W03 | 10.8 | 1.02 | 0.65 | 12.54 | 25.01 | 0.38889 | 344.5649 | 300.51 | 0.64583 | 0.47203 | 2
5473 | 04E21G10H08D07M01W02 | 12.57 | 1.28 | 0.65 | 17.32 | 31.82 | 0.46667 | 389.6865 | 387.45 | 0.55556 | 0.32827 | 1
5474 | 04E21G10H08D07M01W03 | 12.57 | 1.28 | 0.65 | 12.54 | 27.04 | 0.46667 | 389.6865 | 321.09 | 0.55556 | 0.42917 | 2
5475 | 04E21G10H08D07M01W04 | 12.57 | 1.28 | 0.65 | 9.11 | 23.61 | 0.46667 | 389.6865 | 273.42 | 0.55556 | 0.50158 | 2
5476 | 04E21G10H08D07M02W02 | 12.5 | 0.67 | 0.65 | 17.32 | 31.14 | 0.31111 | 356.8708 | 386.61 | 0.76736 | 0.34262 | 1
5477 | 04E21G10H09D05M01W02 | 11.75 | 1.21 | 0.65 | 17.32 | 30.93 | 0.46667 | 379.4316 | 377.37 | 0.57986 | 0.34706 | 1
5478 | 04E21G10H09D05M01W03 | 11.75 | 1.21 | 0.65 | 12.54 | 26.15 | 0.46667 | 379.4316 | 311.01 | 0.57986 | 0.44796 | 2
5479 | 04E21G10H09D07M01W02 | 12.09 | 1.28 | 0.65 | 17.32 | 31.34 | 0.46667 | 389.6865 | 381.36 | 0.55556 | 0.3384 | 1
5480 | 04E21G10H09D07M01W03 | 12.09 | 1.28 | 0.65 | 12.54 | 26.56 | 0.46667 | 389.6865 | 315 | 0.55556 | 0.43931 | 2
5481 | 04E21G10H09D07M01W04 | 12.09 | 1.28 | 0.65 | 9.11 | 23.13 | 0.46667 | 389.6865 | 267.33 | 0.55556 | 0.51172 | 2
5482 | 04E21G10H09D07M02W02 | 12.03 | 0.67 | 0.65 | 17.32 | 30.67 | 0.31111 | 356.8708 | 380.52 | 0.76736 | 0.35254 | 2
5483 | 04E21G10H10D05M01W02 | 13.86 | 1.11 | 0.65 | 17.32 | 32.94 | 0.38889 | 373.2786 | 404.67 | 0.61458 | 0.30462 | 1
5484 | 04E21G10H10D05M01W03 | 13.86 | 1.11 | 0.65 | 12.54 | 28.16 | 0.38889 | 373.2786 | 338.31 | 0.61458 | 0.40553 | 2
5485 | 04E21G10H10D07M01W02 | 14.27 | 1.17 | 0.65 | 17.32 | 33.41 | 0.46667 | 383.5335 | 409.5 | 0.59375 | 0.2947 | 1
5486 | 04E21G10H10D07M01W03 | 14.27 | 1.17 | 0.65 | 12.54 | 28.63 | 0.46667 | 383.5335 | 343.14 | 0.59375 | 0.39561 | 2
5487 | 04E21G10H10D07M01W04 | 14.27 | 1.17 | 0.65 | 9.11 | 25.2 | 0.46667 | 383.5335 | 295.47 | 0.59375 | 0.46802 | 2
5488 | 04E21G10H10D07M02W02 | 14.19 | 0.61 | 0.65 | 17.32 | 32.77 | 0.23333 | 354.8198 | 408.45 | 0.78819 | 0.30821 | 1
5489 | 04E21G10H11D05M01W02 | 13.86 | 1.09 | 0.65 | 17.32 | 32.92 | 0.38889 | 373.2786 | 404.67 | 0.62153 | 0.30505 | 1
5490 | 04E21G10H11D05M01W03 | 13.86 | 1.09 | 0.65 | 12.54 | 28.14 | 0.38889 | 373.2786 | 338.31 | 0.62153 | 0.40595 | 2
5491 | 04E21G10H11D06M01W02 | 12.27 | 0.91 | 0.65 | 17.32 | 31.15 | 0.31111 | 340.4629 | 385.77 | 0.68403 | 0.34241 | 1
5492 | 04E21G10H11D06M01W03 | 12.27 | 0.91 | 0.65 | 12.54 | 26.37 | 0.31111 | 340.4629 | 319.41 | 0.68403 | 0.44332 | 2
5493 | 04E21G10H11D07M01W02 | 14.27 | 1.14 | 0.65 | 17.32 | 33.38 | 0.46667 | 383.5335 | 409.5 | 0.60417 | 0.29533 | 1
5494 | 04E21G10H11D07M01W03 | 14.27 | 1.14 | 0.65 | 12.54 | 28.6 | 0.46667 | 383.5335 | 343.14 | 0.60417 | 0.39624 | 2
5495 | 04E21G10H11D07M01W04 | 14.27 | 1.14 | 0.65 | 9.11 | 25.17 | 0.46667 | 383.5335 | 295.47 | 0.60417 | 0.46865 | 2
5496 | 04E21G10H11D07M02W02 | 14.19 | 0.6 | 0.65 | 17.32 | 32.76 | 0.23333 | 354.8198 | 408.45 | 0.79167 | 0.30842 | 1
5497 | 04E21G10H12D05M01W02 | 12.05 | 0.91 | 0.65 | 17.32 | 30.93 | 0.31111 | 303.5453 | 385.35 | 0.68403 | 0.34706 | 1
5498 | 04E21G10H12D05M01W03 | 12.05 | 0.91 | 0.65 | 12.54 | 26.15 | 0.31111 | 303.5453 | 318.99 | 0.68403 | 0.44796 | 2
5499 | 04E21G10H12D07M01W02 | 12.4 | 0.95 | 0.65 | 17.32 | 31.32 | 0.38889 | 311.7492 | 389.76 | 0.67014 | 0.33882 | 1
5500 | 04E21G10H12D07M01W03 | 12.4 | 0.95 | 0.65 | 12.54 | 26.54 | 0.38889 | 311.7492 | 323.4 | 0.67014 | 0.43973 | 2
5501 | 04E21G10H12D07M01W04 | 12.4 | 0.95 | 0.65 | 9.11 | 23.11 | 0.38889 | 311.7492 | 275.73 | 0.67014 | 0.51214 | 2
5502 | 04E21G10H12D07M02W02 | 12.33 | 0.5 | 0.65 | 17.32 | 30.8 | 0.23333 | 287.1374 | 388.71 | 0.82639 | 0.3498 | 1
5503 | 04E21G10H13D05M01W02 | 12.05 | 0.82 | 0.65 | 17.32 | 30.84 | 0.31111 | 297.3923 | 385.35 | 0.71528 | 0.34896 | 1
5504 | 04E21G10H13D05M01W03 | 12.05 | 0.82 | 0.65 | 12.54 | 26.06 | 0.31111 | 297.3923 | 318.99 | 0.71528 | 0.44986 | 2
5505 | 04E21G10H13D07M01W02 | 12.4 | 0.86 | 0.65 | 17.32 | 31.23 | 0.31111 | 305.5962 | 389.76 | 0.70139 | 0.34072 | 1
5506 | 04E21G10H13D07M01W03 | 12.4 | 0.86 | 0.65 | 12.54 | 26.45 | 0.31111 | 305.5962 | 323.4 | 0.70139 | 0.44163 | 2
5507 | 04E21G10H13D07M01W04 | 12.4 | 0.86 | 0.65 | 9.11 | 23.02 | 0.31111 | 305.5962 | 275.73 | 0.70139 | 0.51404 | 2
5508 | 04E21G10H13D07M02W02 | 12.33 | 0.45 | 0.65 | 17.32 | 30.75 | 0.23333 | 285.0864 | 388.71 | 0.84375 | 0.35085 | 2
5509 | 04E21G10H14D05M01W02 | 13.86 | 0.98 | 0.65 | 17.32 | 32.81 | 0.38889 | 367.1257 | 404.67 | 0.65972 | 0.30737 | 1
5510 | 04E21G10H14D05M01W03 | 13.86 | 0.98 | 0.65 | 12.54 | 28.03 | 0.38889 | 367.1257 | 338.31 | 0.65972 | 0.40828 | 2
5511 | 04E21G10H14D07M01W02 | 14.27 | 1.04 | 0.65 | 17.32 | 33.28 | 0.38889 | 375.3296 | 409.5 | 0.63889 | 0.29745 | 1
5512 | 04E21G10H14D07M01W03 | 14.27 | 1.04 | 0.65 | 12.54 | 28.5 | 0.38889 | 375.3296 | 343.14 | 0.63889 | 0.39835 | 2
5513 | 04E21G10H14D07M01W04 | 14.27 | 1.04 | 0.65 | 9.11 | 25.07 | 0.38889 | 375.3296 | 295.47 | 0.63889 | 0.47076 | 2
5514 | 04E21G10H14D07M02W02 | 14.19 | 0.54 | 0.65 | 17.32 | 32.7 | 0.23333 | 348.6669 | 408.45 | 0.8125 | 0.30969 | 1
5515 | 04E21G11H07D04M01W02 | 17.45 | 0.55 | 0.65 | 17.32 | 35.97 | 0.23333 | 395.8394 | 447.3 | 0.80903 | 0.24066 | 1
5516 | 04E21G11H07D05M01W02 | 15.34 | 0.44 | 0.65 | 17.32 | 33.75 | 0.15556 | 358.9218 | 422.31 | 0.84722 | 0.28752 | 1
5517 | 04E21G11H07D05M01W03 | 15.34 | 0.44 | 0.65 | 12.54 | 28.97 | 0.15556 | 358.9218 | 355.95 | 0.84722 | 0.38843 | 2
5518 | 04E21G11H07D06M01W02 | 13.59 | 0.36 | 0.65 | 17.32 | 31.92 | 0.15556 | 328.157 | 401.73 | 0.875 | 0.32616 | 1
5519 | 04E21G11H07D06M01W03 | 13.59 | 0.36 | 0.65 | 12.54 | 27.14 | 0.15556 | 328.157 | 335.37 | 0.875 | 0.42706 | 2
5520 | 04E21G11H07D07M01W02 | 15.78 | 0.46 | 0.65 | 17.32 | 34.21 | 0.15556 | 367.1257 | 427.77 | 0.84028 | 0.27781 | 1
5521 | 04E21G11H07D07M01W03 | 15.78 | 0.46 | 0.65 | 12.54 | 29.43 | 0.15556 | 367.1257 | 361.41 | 0.84028 | 0.37872 | 2
5522 | 04E21G11H07D07M01W04 | 15.78 | 0.46 | 0.65 | 9.11 | 26 | 0.15556 | 367.1257 | 313.74 | 0.84028 | 0.45113 | 2
5523 | 04E21G11H07D07M02W02 | 15.77 | 0.14 | 0.65 | 17.32 | 33.88 | 0 | 350.7178 | 427.35 | 0.95139 | 0.28478 | 1
5524 | 04E21G11H08D05M01W02 | 13.51 | 0.44 | 0.65 | 17.32 | 31.92 | 0.15556 | 358.9218 | 398.58 | 0.84722 | 0.32616 | 1
5525 | 04E21G11H08D05M01W03 | 13.51 | 0.44 | 0.65 | 12.54 | 27.14 | 0.15556 | 358.9218 | 332.22 | 0.84722 | 0.42706 | 2
5526 | 04E21G11H08D06M01W02 | 11.97 | 0.36 | 0.65 | 17.32 | 30.3 | 0.15556 | 328.157 | 380.52 | 0.875 | 0.36035 | 2
5527 | 04E21G11H08D06M01W03 | 11.97 | 0.36 | 0.65 | 12.54 | 25.52 | 0.15556 | 328.157 | 314.16 | 0.875 | 0.46126 | 2
5528 | 04E21G11H08D07M01W02 | 13.9 | 0.46 | 0.65 | 17.32 | 32.33 | 0.15556 | 367.1257 | 403.2 | 0.84028 | 0.3175 | 1
5529 | 04E21G11H08D07M01W03 | 13.9 | 0.46 | 0.65 | 12.54 | 27.55 | 0.15556 | 367.1257 | 336.84 | 0.84028 | 0.41841 | 2
5530 | 04E21G11H08D07M01W04 | 13.9 | 0.46 | 0.65 | 9.11 | 24.12 | 0.15556 | 367.1257 | 289.17 | 0.84028 | 0.49082 | 2
5531 | 04E21G11H08D07M02W02 | 13.9 | 0.14 | 0.65 | 17.32 | 32.01 | 0 | 350.7178 | 402.99 | 0.95139 | 0.32426 | 1
5532 | 04E21G11H09D05M01W02 | 13.01 | 0.44 | 0.65 | 17.32 | 31.42 | 0.15556 | 358.9218 | 392.07 | 0.84722 | 0.33671 | 1
5533 | 04E21G11H09D05M01W03 | 13.01 | 0.44 | 0.65 | 12.54 | 26.64 | 0.15556 | 358.9218 | 325.71 | 0.84722 | 0.43762 | 2
5534 | 04E21G11H09D07M01W02 | 13.38 | 0.46 | 0.65 | 17.32 | 31.81 | 0.15556 | 367.1257 | 396.48 | 0.84028 | 0.32848 | 1
5535 | 04E21G11H09D07M01W03 | 13.38 | 0.46 | 0.65 | 12.54 | 27.03 | 0.15556 | 367.1257 | 330.12 | 0.84028 | 0.42939 | 2
5536 | 04E21G11H09D07M01W04 | 13.38 | 0.46 | 0.65 | 9.11 | 23.6 | 0.15556 | 367.1257 | 282.45 | 0.84028 | 0.50179 | 2
5537 | 04E21G11H09D07M02W02 | 13.37 | 0.14 | 0.65 | 17.32 | 31.48 | 0 | 350.7178 | 396.27 | 0.95139 | 0.33544 | 1
5538 | 04E21G11H10D05M01W02 | 15.34 | 0.4 | 0.65 | 17.32 | 33.71 | 0.15556 | 356.8708 | 422.31 | 0.86111 | 0.28837 | 1
5539 | 04E21G11H10D05M01W03 | 15.34 | 0.4 | 0.65 | 12.54 | 28.93 | 0.15556 | 356.8708 | 355.95 | 0.86111 | 0.38928 | 2
5540 | 04E21G11H10D07M01W02 | 15.78 | 0.42 | 0.65 | 17.32 | 34.17 | 0.15556 | 365.0747 | 427.77 | 0.85417 | 0.27866 | 1
5541 | 04E21G11H10D07M01W03 | 15.78 | 0.42 | 0.65 | 12.54 | 29.39 | 0.15556 | 365.0747 | 361.41 | 0.85417 | 0.37957 | 2
5542 | 04E21G11H10D07M01W04 | 15.78 | 0.42 | 0.65 | 9.11 | 25.96 | 0.15556 | 365.0747 | 313.74 | 0.85417 | 0.45197 | 2
5543 | 04E21G11H10D07M02W02 | 15.77 | 0.13 | 0.65 | 17.32 | 33.87 | 0 | 348.6669 | 427.35 | 0.95486 | 0.28499 | 1
5544 | 04E21G11H11D05M01W02 | 15.34 | 0.39 | 0.65 | 17.32 | 33.7 | 0.15556 | 356.8708 | 422.31 | 0.86458 | 0.28858 | 1
5545 | 04E21G11H11D05M01W03 | 15.34 | 0.39 | 0.65 | 12.54 | 28.92 | 0.15556 | 356.8708 | 355.95 | 0.86458 | 0.38949 | 2
5546 | 04E21G11H11D06M01W02 | 13.59 | 0.32 | 0.65 | 17.32 | 31.88 | 0.077778 | 326.1061 | 401.73 | 0.88889 | 0.327 | 1
5547 | 04E21G11H11D06M01W03 | 13.59 | 0.32 | 0.65 | 12.54 | 27.1 | 0.077778 | 326.1061 | 335.37 | 0.88889 | 0.42791 | 2
5548 | 04E21G11H11D07M01W02 | 15.78 | 0.42 | 0.65 | 17.32 | 34.17 | 0.15556 | 365.0747 | 427.77 | 0.85417 | 0.27866 | 1
5549 | 04E21G11H11D07M01W03 | 15.78 | 0.42 | 0.65 | 12.54 | 29.39 | 0.15556 | 365.0747 | 361.41 | 0.85417 | 0.37957 | 2
5550 | 04E21G11H11D07M01W04 | 15.78 | 0.42 | 0.65 | 9.11 | 25.96 | 0.15556 | 365.0747 | 313.74 | 0.85417 | 0.45197 | 2
5551 | 04E21G11H11D07M02W02 | 15.77 | 0.13 | 0.65 | 17.32 | 33.87 | 0 | 348.6669 | 427.35 | 0.95486 | 0.28499 | 1
5552 | 04E21G11H12D05M01W02 | 13.33 | 0.33 | 0.65 | 17.32 | 31.63 | 0.15556 | 287.1374 | 401.1 | 0.88542 | 0.33228 | 1
5553 | 04E21G11H12D05M01W03 | 13.33 | 0.33 | 0.65 | 12.54 | 26.85 | 0.15556 | 287.1374 | 334.74 | 0.88542 | 0.43319 | 2
5554 | 04E21G11H12D07M01W02 | 13.72 | 0.35 | 0.65 | 17.32 | 32.04 | 0.15556 | 295.3413 | 405.72 | 0.87847 | 0.32362 | 1
5555 | 04E21G11H12D07M01W03 | 13.72 | 0.35 | 0.65 | 12.54 | 27.26 | 0.15556 | 295.3413 | 339.36 | 0.87847 | 0.42453 | 2
5556 | 04E21G11H12D07M01W04 | 13.72 | 0.35 | 0.65 | 9.11 | 23.83 | 0.15556 | 295.3413 | 291.69 | 0.87847 | 0.49694 | 2
5557 | 04E21G11H12D07M02W02 | 13.71 | 0.11 | 0.65 | 17.32 | 31.79 | 0 | 280.9845 | 405.51 | 0.96181 | 0.3289 | 1
5558 | 04E21G11H13D05M01W02 | 13.33 | 0.29 | 0.65 | 17.32 | 31.59 | 0.077778 | 285.0864 | 401.1 | 0.89931 | 0.33312 | 1
5559 | 04E21G11H13D05M01W03 | 13.33 | 0.29 | 0.65 | 12.54 | 26.81 | 0.077778 | 285.0864 | 334.74 | 0.89931 | 0.43403 | 2
5560 | 04E21G11H13D07M01W02 | 13.72 | 0.31 | 0.65 | 17.32 | 32 | 0.15556 | 291.2394 | 405.72 | 0.89236 | 0.32447 | 1
5561 | 04E21G11H13D07M01W03 | 13.72 | 0.31 | 0.65 | 12.54 | 27.22 | 0.15556 | 291.2394 | 339.36 | 0.89236 | 0.42537 | 2
5562 | 04E21G11H13D07M01W04 | 13.72 | 0.31 | 0.65 | 9.11 | 23.79 | 0.15556 | 291.2394 | 291.69 | 0.89236 | 0.49778 | 2
5563 | 04E21G11H13D07M02W02 | 13.71 | 0.1 | 0.65 | 17.32 | 31.78 | 0 | 280.9845 | 405.51 | 0.96528 | 0.32911 | 1
5564 | 04E21G11H14D05M01W02 | 15.34 | 0.35 | 0.65 | 17.32 | 33.66 | 0.15556 | 354.8198 | 422.31 | 0.87847 | 0.28942 | 1
5565 | 04E21G11H14D05M01W03 | 15.34 | 0.35 | 0.65 | 12.54 | 28.88 | 0.15556 | 354.8198 | 355.95 | 0.87847 | 0.39033 | 2
5566 | 04E21G11H14D07M01W02 | 15.78 | 0.37 | 0.65 | 17.32 | 34.12 | 0.15556 | 360.9728 | 427.77 | 0.87153 | 0.27971 | 1
5567 | 04E21G11H14D07M01W03 | 15.78 | 0.37 | 0.65 | 12.54 | 29.34 | 0.15556 | 360.9728 | 361.41 | 0.87153 | 0.38062 | 2
5568 | 04E21G11H14D07M01W04 | 15.78 | 0.37 | 0.65 | 9.11 | 25.91 | 0.15556 | 360.9728 | 313.74 | 0.87153 | 0.45303 | 2
5569 | 04E21G11H14D07M02W02 | 15.77 | 0.12 | 0.65 | 17.32 | 33.86 | 0 | 348.6669 | 427.35 | 0.95833 | 0.2852 | 1
5570 | 04E21G12H07D04M01W02 | 12.27 | 11.27 | 0.65 | 17.32 | 41.51 | 2.8 | 1039.8476 | 385.56 | -2.9132 | 0.12371
5571 | 04E21G12H07D05M01W02 | 10.73 | 9.29 | 0.65 | 17.32 | 37.99 | 2.2556 | 888.075 | 367.5 | -2.2257 | 0.19802
5572 | 04E21G12H07D05M01W03 | 10.73 | 9.29 | 0.65 | 12.54 | 33.21 | 2.2556 | 888.075 | 301.14 | -2.2257 | 0.29892
5573 | 04E21G12H07D06M01W02 | 9.55 | 8.23 | 0.65 | 17.32 | 35.75 | 1.9444 | 806.0357 | 353.43 | -1.8576 | 0.2453
5574 | 04E21G12H07D06M01W03 | 9.55 | 8.23 | 0.65 | 12.54 | 30.97 | 1.9444 | 806.0357 | 287.07 | -1.8576 | 0.34621
5575 | 04E21G12H07D07M01W02 | 11.04 | 9.61 | 0.65 | 17.32 | 38.62 | 2.3333 | 914.7378 | 371.07 | -2.3368 | 0.18472
5576 | 04E21G12H07D07M01W03 | 11.04 | 9.61 | 0.65 | 12.54 | 33.84 | 2.3333 | 914.7378 | 304.71 | -2.3368 | 0.28562
5577 | 04E21G12H07D07M01W04 | 11.04 | 9.61 | 0.65 | 9.11 | 30.41 | 2.3333 | 914.7378 | 257.04 | -2.3368 | 0.35803
5578 | 04E21G12H07D07M02W02 | 10.71 | 7.64 | 0.65 | 17.32 | 36.32 | 2.0222 | 773.22 | 366.87 | -1.6528 | 0.23327
5579 | 04E21G12H08D05M01W02 | 9.45 | 9.29 | 0.65 | 17.32 | 36.71 | 2.2556 | 888.075 | 350.91 | -2.2257 | 0.22504
5580 | 04E21G12H08D05M01W03 | 9.45 | 9.29 | 0.65 | 12.54 | 31.93 | 2.2556 | 888.075 | 284.55 | -2.2257 | 0.32594
5581 | 04E21G12H08D06M01W02 | 8.41 | 8.23 | 0.65 | 17.32 | 34.61 | 1.9444 | 806.0357 | 338.73 | -1.8576 | 0.26937
5582 | 04E21G12H08D06M01W03 | 8.41 | 8.23 | 0.65 | 12.54 | 29.83 | 1.9444 | 806.0357 | 272.37 | -1.8576 | 0.37028
5583 | 04E21G12H08D07M01W02 | 9.73 | 9.61 | 0.65 | 17.32 | 37.31 | 2.3333 | 914.7378 | 353.85 | -2.3368 | 0.21237
5584 | 04E21G12H08D07M01W03 | 9.73 | 9.61 | 0.65 | 12.54 | 32.53 | 2.3333 | 914.7378 | 287.49 | -2.3368 | 0.31328
5585 | 04E21G12H08D07M01W04 | 9.73 | 9.61 | 0.65 | 9.11 | 29.1 | 2.3333 | 914.7378 | 239.82 | -2.3368 | 0.38569
5586 | 04E21G12H08D07M02W02 | 9.44 | 7.64 | 0.65 | 17.32 | 35.05 | 2.0222 | 773.22 | 350.28 | -1.6528 | 0.26008
5587 | 04E21G12H09D05M01W02 | 9.1 | 9.29 | 0.65 | 17.32 | 36.36 | 2.2556 | 888.075 | 346.29 | -2.2257 | 0.23243
5588 | 04E21G12H09D05M01W03 | 9.1 | 9.29 | 0.65 | 12.54 | 31.58 | 2.2556 | 888.075 | 279.93 | -2.2257 | 0.33333
5589 | 04E21G12H09D07M01W02 | 9.36 | 9.61 | 0.65 | 17.32 | 36.94 | 2.3333 | 914.7378 | 349.23 | -2.3368 | 0.22018
5590 | 04E21G12H09D07M01W03 | 9.36 | 9.61 | 0.65 | 12.54 | 32.16 | 2.3333 | 914.7378 | 282.87 | -2.3368 | 0.32109
5591 | 04E21G12H09D07M01W04 | 9.36 | 9.61 | 0.65 | 9.11 | 28.73 | 2.3333 | 914.7378 | 235.2 | -2.3368 | 0.3935
5592 | 04E21G12H09D07M02W02 | 9.08 | 7.64 | 0.65 | 17.32 | 34.69 | 2.0222 | 773.22 | 345.87 | -1.6528 | 0.26768
5593 | 04E21G12H10D05M01W02 | 10.73 | 8.53 | 0.65 | 17.32 | 37.23 | 2.0222 | 842.9534 | 367.5 | -1.9618 | 0.21406
5594 | 04E21G12H10D05M01W03 | 10.73 | 8.53 | 0.65 | 12.54 | 32.45 | 2.0222 | 842.9534 | 301.14 | -1.9618 | 0.31497
5595 | 04E21G12H10D07M01W02 | 11.04 | 8.82 | 0.65 | 17.32 | 37.83 | 2.1 | 867.5652 | 371.07 | -2.0625 | 0.20139
5596 | 04E21G12H10D07M01W03 | 11.04 | 8.82 | 0.65 | 12.54 | 33.05 | 2.1 | 867.5652 | 304.71 | -2.0625 | 0.3023
5597 | 04E21G12H10D07M01W04 | 11.04 | 8.82 | 0.65 | 9.11 | 29.62 | 2.1 | 867.5652 | 257.04 | -2.0625 | 0.37471
5598 | 04E21G12H10D07M02W02 | 10.71 | 7.02 | 0.65 | 17.32 | 35.7 | 1.8667 | 734.2514 | 366.87 | -1.4375 | 0.24636
5599 | 04E21G12H11D05M01W02 | 10.73 | 8.4 | 0.65 | 17.32 | 37.1 | 2.0222 | 838.8515 | 367.5 | -1.9167 | 0.2168
5600 | 04E21G12H11D05M01W03 | 10.73 | 8.4 | 0.65 | 12.54 | 32.32 | 2.0222 | 838.8515 | 301.14 | -1.9167 | 0.31771
5601 | 04E21G12H11D06M01W02 | 9.55 | 7.45 | 0.65 | 17.32 | 34.97 | 1.7111 | 760.9142 | 353.43 | -1.5868 | 0.26177
5602 | 04E21G12H11D06M01W03 | 9.55 | 7.45 | 0.65 | 12.54 | 30.19 | 1.7111 | 760.9142 | 287.07 | -1.5868 | 0.36268
5603 | 04E21G12H11D07M01W02 | 11.04 | 8.69 | 0.65 | 17.32 | 37.7 | 2.1 | 863.4632 | 371.07 | -2.0174 | 0.20414
5604 | 04E21G12H11D07M01W03 | 11.04 | 8.69 | 0.65 | 12.54 | 32.92 | 2.1 | 863.4632 | 304.71 | -2.0174 | 0.30505
5605 | 04E21G12H11D07M01W04 | 11.04 | 8.69 | 0.65 | 9.11 | 29.49 | 2.1 | 863.4632 | 257.04 | -2.0174 | 0.37745
5606 | 04E21G12H11D07M02W02 | 10.71 | 6.91 | 0.65 | 17.32 | 35.59 | 1.7889 | 732.2004 | 366.87 | -1.3993 | 0.24868
5607 | 04E21G12H12D05M01W02 | 9.33 | 7.01 | 0.65 | 17.32 | 34.31 | 1.6333 | 697.3337 | 352.38 | -1.434 | 0.2757
5608 | 04E21G12H12D05M01W03 | 9.33 | 7.01 | 0.65 | 12.54 | 29.53 | 1.6333 | 697.3337 | 286.02 | -1.434 | 0.37661
5609 | 04E21G12H12D07M01W02 | 9.6 | 7.25 | 0.65 | 17.32 | 34.82 | 1.7111 | 715.7926 | 355.74 | -1.5174 | 0.26494
5610 | 04E21G12H12D07M01W03 | 9.6 | 7.25 | 0.65 | 12.54 | 30.04 | 1.7111 | 715.7926 | 289.38 | -1.5174 | 0.36584
5611 | 04E21G12H12D07M01W04 | 9.6 | 7.25 | 0.65 | 9.11 | 26.61 | 1.7111 | 715.7926 | 241.71 | -1.5174 | 0.43825
5612 | 04E21G12H12D07M02W02 | 9.3 | 5.77 | 0.65 | 17.32 | 33.04 | 1.4778 | 609.1415 | 351.96 | -1.0035 | 0.30251 | 1
5613 | 04E21G12H13D05M01W02 | 9.33 | 6.28 | 0.65 | 17.32 | 33.58 | 1.5556 | 641.9572 | 352.38 | -1.1806 | 0.29111
5614 | 04E21G12H13D05M01W03 | 9.33 | 6.28 | 0.65 | 12.54 | 28.8 | 1.5556 | 641.9572 | 286.02 | -1.1806 | 0.39202
5615 | 04E21G12H13D07M01W02 | 9.6 | 6.49 | 0.65 | 17.32 | 34.06 | 1.5556 | 658.3651 | 355.74 | -1.2535 | 0.28098
5616 | 04E21G12H13D07M01W03 | 9.6 | 6.49 | 0.65 | 12.54 | 29.28 | 1.5556 | 658.3651 | 289.38 | -1.2535 | 0.38189
5617 | 04E21G12H13D07M01W04 | 9.6 | 6.49 | 0.65 | 9.11 | 25.85 | 1.5556 | 658.3651 | 241.71 | -1.2535 | 0.4543
5618 | 04E21G12H13D07M02W02 | 9.3 | 5.16 | 0.65 | 17.32 | 32.43 | 1.4 | 561.9689 | 351.96 | -0.79167 | 0.31539 | 1
5619 | 04E21G12H14D05M01W02 | 10.73 | 7.55 | 0.65 | 17.32 | 36.25 | 1.7889 | 773.22 | 367.5 | -1.6215 | 0.23475
5620 | 04E21G12H14D05M01W03 | 10.73 | 7.55 | 0.65 | 12.54 | 31.47 | 1.7889 | 773.22 | 301.14 | -1.6215 | 0.33566
5621 | 04E21G12H14D07M01W02 | 11.04 | 7.81 | 0.65 | 17.32 | 36.82 | 1.8667 | 795.7808 | 371.07 | -1.7118 | 0.22271
5622 | 04E21G12H14D07M01W03 | 11.04 | 7.81 | 0.65 | 12.54 | 32.04 | 1.8667 | 795.7808 | 304.71 | -1.7118 | 0.32362
5623 | 04E21G12H14D07M01W04 | 11.04 | 7.81 | 0.65 | 9.11 | 28.61 | 1.8667 | 795.7808 | 257.04 | -1.7118 | 0.39603
5624 | 04E21G12H14D07M02W02 | 10.71 | 6.21 | 0.65 | 17.32 | 34.89 | 1.6333 | 678.8749 | 366.87 | -1.1562 | 0.26346
5625 | 04E22G10H07D04M01W02 | 16.08 | 0.23 | 0.65 | 17.32 | 34.28 | 0 | 360.9728 | 431.13 | 0.92014 | 0.27634 | 1
5626 | 04E22G10H07D05M01W02 | 14.12 | 0.2 | 0.65 | 17.32 | 32.29 | 0 | 330.208 | 408.03 | 0.93056 | 0.31834 | 1
5627 | 04E22G10H07D05M01W03 | 14.12 | 0.2 | 0.65 | 12.54 | 27.51 | 0 | 330.208 | 341.67 | 0.93056 | 0.41925 | 2
5628 | 04E22G10H07D06M01W02 | 12.52 | 0.18 | 0.65 | 17.32 | 30.67 | 0 | 303.5453 | 388.92 | 0.9375 | 0.35254 | 2
5629 | 04E22G10H07D06M01W03 | 12.52 | 0.18 | 0.65 | 12.54 | 25.89 | 0 | 303.5453 | 322.56 | 0.9375 | 0.45345 | 2
5630 | 04E22G10H07D07M01W02 | 14.53 | 0.21 | 0.65 | 17.32 | 32.71 | 0 | 336.361 | 412.65 | 0.92708 | 0.30948 | 1
5631 | 04E22G10H07D07M01W03 | 14.53 | 0.21 | 0.65 | 12.54 | 27.93 | 0 | 336.361 | 346.29 | 0.92708 | 0.41039 | 2
5632 | 04E22G10H07D07M01W04 | 14.53 | 0.21 | 0.65 | 9.11 | 24.5 | 0 | 336.361 | 298.62 | 0.92708 | 0.4828 | 2
5633 | 04E22G10H07D07M02W02 | 14.52 | 0.07 | 0.65 | 17.32 | 32.56 | 0 | 324.0551 | 412.44 | 0.97569 | 0.31265 | 1
5634 | 04E22G10H08D05M01W02 | 12.44 | 0.2 | 0.65 | 17.32 | 30.61 | 0 | 330.208 | 385.98 | 0.93056 | 0.35381 | 2
5635 | 04E22G10H08D05M01W03 | 12.44 | 0.2 | 0.65 | 12.54 | 25.83 | 0 | 330.208 | 319.62 | 0.93056 | 0.45472 | 2
5636 | 04E22G10H08D06M01W02 | 11.03 | 0.18 | 0.65 | 17.32 | 29.18 | 0 | 303.5453 | 369.39 | 0.9375 | 0.384 | 2
5637 | 04E22G10H08D06M01W03 | 11.03 | 0.18 | 0.65 | 12.54 | 24.4 | 0 | 303.5453 | 303.03 | 0.9375 | 0.48491 | 2
5638 | 04E22G10H08D07M01W02 | 12.8 | 0.21 | 0.65 | 17.32 | 30.98 | 0 | 336.361 | 390.18 | 0.92708 | 0.346 | 1
5639 | 04E22G10H08D07M01W03 | 12.8 | 0.21 | 0.65 | 12.54 | 26.2 | 0 | 336.361 | 323.82 | 0.92708 | 0.44691 | 2
5640 | 04E22G10H08D07M01W04 | 12.8 | 0.21 | 0.65 | 9.11 | 22.77 | 0 | 336.361 | 276.15 | 0.92708 | 0.51932 | 2
5641 | 04E22G10H08D07M02W02 | 12.79 | 0.07 | 0.65 | 17.32 | 30.83 | 0 | 324.0551 | 389.97 | 0.97569 | 0.34917 | 1
5642 | 04E22G10H09D05M01W02 | 11.97 | 0.2 | 0.65 | 17.32 | 30.14 | 0 | 330.208 | 379.89 | 0.93056 | 0.36373 | 2
5643 | 04E22G10H09D05M01W03 | 11.97 | 0.2 | 0.65 | 12.54 | 25.36 | 0 | 330.208 | 313.53 | 0.93056 | 0.46464 | 2
5644 | 04E22G10H09D07M01W02 | 12.32 | 0.21 | 0.65 | 17.32 | 30.5 | 0 | 336.361 | 384.09 | 0.92708 | 0.35613 | 2
5645 | 04E22G10H09D07M01W03 | 12.32 | 0.21 | 0.65 | 12.54 | 25.72 | 0 | 336.361 | 317.73 | 0.92708 | 0.45704 | 2
5646 | 04E22G10H09D07M01W04 | 12.32 | 0.21 | 0.65 | 9.11 | 22.29 | 0 | 336.361 | 270.06 | 0.92708 | 0.52945 | 2
5647 | 04E22G10H09D07M02W02 | 12.31 | 0.07 | 0.65 | 17.32 | 30.35 | 0 | 324.0551 | 383.67 | 0.97569 | 0.3593 | 2
5648 | 04E22G10H10D05M01W02 | 14.12 | 0.19 | 0.65 | 17.32 | 32.28 | 0 | 328.157 | 408.03 | 0.93403 | 0.31856 | 1
5649 | 04E22G10H10D05M01W03 | 14.12 | 0.19 | 0.65 | 12.54 | 27.5 | 0 | 328.157 | 341.67 | 0.93403 | 0.41946 | 2
5650 | 04E22G10H10D07M01W02 | 14.53 | 0.19 | 0.65 | 17.32 | 32.69 | 0 | 334.31 | 412.65 | 0.93403 | 0.3099 | 1
5651 | 04E22G10H10D07M01W03 | 14.53 | 0.19 | 0.65 | 12.54 | 27.91 | 0 | 334.31 | 346.29 | 0.93403 | 0.41081 | 2
5652 | 04E22G10H10D07M01W04 | 14.53 | 0.19 | 0.65 | 9.11 | 24.48 | 0 | 334.31 | 298.62 | 0.93403 | 0.48322 | 2
5653 | 04E22G10H10D07M02W02 | 14.52 | 0.06 | 0.65 | 17.32 | 32.55 | 0 | 324.0551 | 412.44 | 0.97917 | 0.31286 | 1
5654 | 04E22G10H11D05M01W02 | 14.12 | 0.18 | 0.65 | 17.32 | 32.27 | 0 | 328.157 | 408.03 | 0.9375 | 0.31877 | 1
5655 | 04E22G10H11D05M01W03 | 14.12 | 0.18 | 0.65 | 12.54 | 27.49 | 0 | 328.157 | 341.67 | 0.9375 | 0.41967 | 2
5656 | 04E22G10H11D06M01W02 | 12.52 | 0.16 | 0.65 | 17.32 | 30.65 | 0 | 301.4943 | 388.92 | 0.94444 | 0.35297 | 2
5657 | 04E22G10H11D06M01W03 | 12.52 | 0.16 | 0.65 | 12.54 | 25.87 | 0 | 301.4943 | 322.56 | 0.94444 | 0.45387 | 2
5658 | 04E22G10H11D07M01W02 | 14.53 | 0.19 | 0.65 | 17.32 | 32.69 | 0 | 334.31 | 412.65 | 0.93403 | 0.3099 | 1
5659 | 04E22G10H11D07M01W03 | 14.53 | 0.19 | 0.65 | 12.54 | 27.91 | 0 | 334.31 | 346.29 | 0.93403 | 0.41081 | 2
5660 | 04E22G10H11D07M01W04 | 14.53 | 0.19 | 0.65 | 9.11 | 24.48 | 0 | 334.31 | 298.62 | 0.93403 | 0.48322 | 2
5661 | 04E22G10H11D07M02W02 | 14.52 | 0.06 | 0.65 | 17.32 | 32.55 | 0 | 324.0551 | 412.44 | 0.97917 | 0.31286 | 1
5662 | 04E22G10H12D05M01W02 | 12.28 | 0.15 | 0.65 | 17.32 | 30.4 | 0 | 266.6276 | 388.29 | 0.94792 | 0.35824 | 2
5663 | 04E22G10H12D05M01W03 | 12.28 | 0.15 | 0.65 | 12.54 | 25.62 | 0 | 266.6276 | 321.93 | 0.94792 | 0.45915 | 2
5664 | 04E22G10H12D07M01W02 | 12.63 | 0.16 | 0.65 | 17.32 | 30.76 | 0 | 270.7296 | 392.49 | 0.94444 | 0.35064 | 2
5665 | 04E22G10H12D07M01W03 | 12.63 | 0.16 | 0.65 | 12.54 | 25.98 | 0 | 270.7296 | 326.13 | 0.94444 | 0.45155 | 2
5666 | 04E22G10H12D07M01W04 | 12.63 | 0.16 | 0.65 | 9.11 | 22.55 | 0 | 270.7296 | 278.46 | 0.94444 | 0.52396 | 2
5667 | 04E22G10H12D07M02W02 | 12.62 | 0.05 | 0.65 | 17.32 | 30.64 | 0 | 262.5256 | 392.28 | 0.98264 | 0.35318 | 2
5668 | 04E22G10H13D05M01W02 | 12.28 | 0.14 | 0.65 | 17.32 | 30.39 | 0 | 264.5766 | 388.29 | 0.95139 | 0.35845 | 2
5669 | 04E22G10H13D05M01W03 | 12.28 | 0.14 | 0.65 | 12.54 | 25.61 | 0 | 264.5766 | 321.93 | 0.95139 | 0.45936 | 2
5670 | 04E22G10H13D07M01W02 | 12.63 | 0.14 | 0.65 | 17.32 | 30.74 | 0 | 268.6786 | 392.49 | 0.95139 | 0.35107 | 2
5671 | 04E22G10H13D07M01W03 | 12.63 | 0.14 | 0.65 | 12.54 | 25.96 | 0 | 268.6786 | 326.13 | 0.95139 | 0.45197 | 2
5672 | 04E22G10H13D07M01W04 | 12.63 | 0.14 | 0.65 | 9.11 | 22.53 | 0 | 268.6786 | 278.46 | 0.95139 | 0.52438 | 2
5673 | 04E22G10H13D07M02W02 | 12.62 | 0.05 | 0.65 | 17.32 | 30.64 | 0 | 262.5256 | 392.28 | 0.98264 | 0.35318 | 2
5674 | 04E22G10H14D05M01W02 | 14.12 | 0.16 | 0.65 | 17.32 | 32.25 | 0 | 326.1061 | 408.03 | 0.94444 | 0.31919 | 1
5675 | 04E22G10H14D05M01W03 | 14.12 | 0.16 | 0.65 | 12.54 | 27.47 | 0 | 326.1061 | 341.67 | 0.94444 | 0.4201 | 2
5676 | 04E22G10H14D07M01W02 | 14.53 | 0.17 | 0.65 | 17.32 | 32.67 | 0 | 334.31 | 412.65 | 0.94097 | 0.31032 | 1
5677 | 04E22G10H14D07M01W03 | 14.53 | 0.17 | 0.65 | 12.54 | 27.89 | 0 | 334.31 | 346.29 | 0.94097 | 0.41123 | 2
5678 | 04E22G10H14D07M01W04 | 14.53 | 0.17 | 0.65 | 9.11 | 24.46 | 0 | 334.31 | 298.62 | 0.94097 | 0.48364 | 2
5679 | 04E22G10H14D07M02W02 | 14.52 | 0.06 | 0.65 | 17.32 | 32.55 | 0 | 324.0551 | 412.44 | 0.97917 | 0.31286 | 1
5680 | 04E22G11H07D04M01W02 | 17.84 | 0.03 | 0.65 | 17.32 | 35.84 | 0 | 371.2277 | 452.13 | 0.98958 | 0.2434 | 1
5681 | 04E22G11H07D05M01W02 | 15.69 | 0.03 | 0.65 | 17.32 | 33.69 | 0 | 338.412 | 426.72 | 0.98958 | 0.28879 | 1
5682 | 04E22G11H07D05M01W03 | 15.69 | 0.03 | 0.65 | 12.54 | 28.91 | 0 | 338.412 | 360.36 | 0.98958 | 0.3897 | 2
5683 | 04E22G11H07D06M01W02 | 13.92 | 0.02 | 0.65 | 17.32 | 31.91 | 0 | 311.7492 | 405.51 | 0.99306 | 0.32637 | 1
5684 | 04E22G11H07D06M01W03 | 13.92 | 0.02 | 0.65 | 12.54 | 27.13 | 0 | 311.7492 | 339.15 | 0.99306 | 0.42727 | 2
5685 | 04E22G11H07D07M01W02 | 16.14 | 0.03 | 0.65 | 17.32 | 34.14 | 0 | 346.6159 | 431.97 | 0.98958 | 0.27929 | 1
5686 | 04E22G11H07D07M01W03 | 16.14 | 0.03 | 0.65 | 12.54 | 29.36 | 0 | 346.6159 | 365.61 | 0.98958 | 0.3802 | 2
5687 | 04E22G11H07D07M01W04 | 16.14 | 0.03 | 0.65 | 9.11 | 25.93 | 0 | 346.6159 | 317.94 | 0.98958 | 0.45261 | 2
5688 | 04E22G11H07D07M02W02 | 16.19 | 0 | 0.65 | 17.32 | 34.16 | 0 | 344.5649 | 432.39 | 1 | 0.27887 | 1
5689 | 04E22G11H08D05M01W02 | 13.82 | 0.03 | 0.65 | 17.32 | 31.82 | 0 | 338.412 | 402.36 | 0.98958 | 0.32827 | 1
5690 | 04E22G11H08D05M01W03 | 13.82 | 0.03 | 0.65 | 12.54 | 27.04 | 0 | 338.412 | 336 | 0.98958 | 0.42917 | 2
5691 | 04E22G11H08D06M01W02 | 12.26 | 0.02 | 0.65 | 17.32 | 30.25 | 0 | 311.7492 | 384.09 | 0.99306 | 0.36141 | 2
5692 | 04E22G11H08D06M01W03 | 12.26 | 0.02 | 0.65 | 12.54 | 25.47 | 0 | 311.7492 | 317.73 | 0.99306 | 0.46232 | 2
5693 | 04E22G11H08D07M01W02 | 14.22 | 0.03 | 0.65 | 17.32 | 32.22 | 0 | 346.6159 | 406.98 | 0.98958 | 0.31982 | 1
5694 | 04E22G11H08D07M01W03 | 14.22 | 0.03 | 0.65 | 12.54 | 27.44 | 0 | 346.6159 | 340.62 | 0.98958 | 0.42073 | 2
5695 | 04E22G11H08D07M01W04 | 14.22 | 0.03 | 0.65 | 9.11 | 24.01 | 0 | 346.6159 | 292.95 | 0.98958 | 0.49314 | 2
5696 | 04E22G11H08D07M02W02 | 14.27 | 0 | 0.65 | 17.32 | 32.24 | 0 | 344.5649 | 407.19 | 1 | 0.3194 | 1
5697 | 04E22G11H09D05M01W02 | 13.3 | 0.03 | 0.65 | 17.32 | 31.3 | 0 | 338.412 | 395.64 | 0.98958 | 0.33924 | 1
5698 | 04E22G11H09D05M01W03 | 13.3 | 0.03 | 0.65 | 12.54 | 26.52 | 0 | 338.412 | 329.28 | 0.98958 | 0.44015 | 2
5699 | 04E22G11H09D07M01W02 | 13.68 | 0.03 | 0.65 | 17.32 | 31.68 | 0 | 346.6159 | 400.05 | 0.98958 | 0.33122 | 1
5700 | 04E22G11H09D07M01W03 | 13.68 | 0.03 | 0.65 | 12.54 | 26.9 | 0 | 346.6159 | 333.69 | 0.98958 | 0.43213 | 2
5701 | 04E22G11H09D07M01W04 | 13.68 | 0.03 | 0.65 | 9.11 | 23.47 | 0 | 346.6159 | 286.02 | 0.98958 | 0.50454 | 2
5702 | 04E22G11H09D07M02W02 | 13.73 | 0 | 0.65 | 17.32 | 31.7 | 0 | 344.5649 | 400.26 | 1 | 0.3308 | 1
5703 | 04E22G11H10D05M01W02 | 15.69 | 0.03 | 0.65 | 17.32 | 33.69 | 0 | 338.412 | 426.72 | 0.98958 | 0.28879 | 1
5704 | 04E22G11H10D05M01W03 | 15.69 | 0.03 | 0.65 | 12.54 | 28.91 | 0 | 338.412 | 360.36 | 0.98958 | 0.3897 | 2
5705 | 04E22G11H10D07M01W02 | 16.14 | 0.03 | 0.65 | 17.32 | 34.14 | 0 | 346.6159 | 431.97 | 0.98958 | 0.27929 | 1
5706 | 04E22G11H10D07M01W03 | 16.14 | 0.03 | 0.65 | 12.54 | 29.36 | 0 | 346.6159 | 365.61 | 0.98958 | 0.3802 | 2
5707 | 04E22G11H10D07M01W04 | 16.14 | 0.03 | 0.65 | 9.11 | 25.93 | 0 | 346.6159 | 317.94 | 0.98958 | 0.45261 | 2
5708 | 04E22G11H10D07M02W02 | 16.19 | 0 | 0.65 | 17.32 | 34.16 | 0 | 344.5649 | 432.39 | 1 | 0.27887 | 1
5709 | 04E22G11H11D05M01W02 | 15.69 | 0.03 | 0.65 | 17.32 | 33.69 | 0 | 338.412 | 426.72 | 0.98958 | 0.28879 | 1
5710 | 04E22G11H11D05M01W03 | 15.69 | 0.03 | 0.65 | 12.54 | 28.91 | 0 | 338.412 | 360.36 | 0.98958 | 0.3897 | 2
5711 | 04E22G11H11D06M01W02 | 13.92 | 0.02 | 0.65 | 17.32 | 31.91 | 0 | 311.7492 | 405.51 | 0.99306 | 0.32637 | 1
5712 | 04E22G11H11D06M01W03 | 13.92 | 0.02 | 0.65 | 12.54 | 27.13 | 0 | 311.7492 | 339.15 | 0.99306 | 0.42727 | 2
5713 | 04E22G11H11D07M01W02 | 16.14 | 0.03 | 0.65 | 17.32 | 34.14 | 0 | 346.6159 | 431.97 | 0.98958 | 0.27929 | 1
5714 | 04E22G11H11D07M01W03 | 16.14 | 0.03 | 0.65 | 12.54 | 29.36 | 0 | 346.6159 | 365.61 | 0.98958 | 0.3802 | 2
5715 | 04E22G11H11D07M01W04 | 16.14 | 0.03 | 0.65 | 9.11 | 25.93 | 0 | 346.6159 | 317.94 | 0.98958 | 0.45261 | 2
5716 | 04E22G11H11D07M02W02 | 16.19 | 0 | 0.65 | 17.32 | 34.16 | 0 | 344.5649 | 432.39 | 1 | 0.27887 | 1
5717 | 04E22G11H12D05M01W02 | 13.64 | 0.02 | 0.65 | 17.32 | 31.63 | 0 | 272.7805 | 404.88 | 0.99306 | 0.33228 | 1
5718 | 04E22G11H12D05M01W03 | 13.64 | 0.02 | 0.65 | 12.54 | 26.85 | 0 | 272.7805 | 338.52 | 0.99306 | 0.43319 | 2
5719 | 04E22G11H12D07M01W02 | 14.03 | 0.02 | 0.65 | 17.32 | 32.02 | 0 | 278.9335 | 409.5 | 0.99306 | 0.32404 | 1
5720 | 04E22G11H12D07M01W03 | 14.03 | 0.02 | 0.65 | 12.54 | 27.24 | 0 | 278.9335 | 343.14 | 0.99306 | 0.42495 | 2
5721 | 04E22G11H12D07M01W04 | 14.03 | 0.02 | 0.65 | 9.11 | 23.81 | 0 | 278.9335 | 295.47 | 0.99306 | 0.49736 | 2
5722 | 04E22G11H12D07M02W02 | 14.07 | 0 | 0.65 | 17.32 | 32.04 | 0 | 276.8825 | 409.71 | 1 | 0.32362 | 1
5723 | 04E22G11H13D05M01W02 | 13.64 | 0.02 | 0.65 | 17.32 | 31.63 | 0 | 272.7805 | 404.88 | 0.99306 | 0.33228 | 1
5724 | 04E22G11H13D05M01W03 | 13.64 | 0.02 | 0.65 | 12.54 | 26.85 | 0 | 272.7805 | 338.52 | 0.99306 | 0.43319 | 2
5725 | 04E22G11H13D07M01W02 | 14.03 | 0.02 | 0.65 | 17.32 | 32.02 | 0 | 278.9335 | 409.5 | 0.99306 | 0.32404 | 1
5726 | 04E22G11H13D07M01W03 | 14.03 | 0.02 | 0.65 | 12.54 | 27.24 | 0 | 278.9335 | 343.14 | 0.99306 | 0.42495 | 2
5727 | 04E22G11H13D07M01W04 | 14.03 | 0.02 | 0.65 | 9.11 | 23.81 | 0 | 278.9335 | 295.47 | 0.99306 | 0.49736 | 2
5728 | 04E22G11H13D07M02W02 | 14.07 | 0 | 0.65 | 17.32 | 32.04 | 0 | 276.8825 | 409.71 | 1 | 0.32362 | 1
5729 | 04E22G11H14D05M01W02 | 15.69 | 0.02 | 0.65 | 17.32 | 33.68 | 0 | 338.412 | 426.72 | 0.99306 | 0.289 | 1
5730 | 04E22G11H14D05M01W03 | 15.69 | 0.02 | 0.65 | 12.54 | 28.9 | 0 | 338.412 | 360.36 | 0.99306 | 0.38991 | 2
5731 | 04E22G11H14D07M01W02 | 16.14 | 0.02 | 0.65 | 17.32 | 34.13 | 0 | 346.6159 | 431.97 | 0.99306 | 0.2795 | 1
5732 | 04E22G11H14D07M01W03 | 16.14 | 0.02 | 0.65 | 12.54 | 29.35 | 0 | 346.6159 | 365.61 | 0.99306 | 0.38041 | 2
5733 | 04E22G11H14D07M01W04 | 16.14 | 0.02 | 0.65 | 9.11 | 25.92 | 0 | 346.6159 | 317.94 | 0.99306 | 0.45282 | 2
5734 | 04E22G11H14D07M02W02 | 16.19 | 0 | 0.65 | 17.32 | 34.16 | 0 | 344.5649 | 432.39 | 1 | 0.27887 | 1
5735 | 04E22G12H07D04M01W02 | 12.23 | 6.39 | 0.65 | 17.32 | 36.59 | 1.6333 | 713.7416 | 385.14 | -1.2188 | 0.22757
5736 | 04E22G12H07D05M01W02 | 10.71 | 5.55 | 0.65 | 17.32 | 34.23 | 1.4 | 637.8553 | 367.08 | -0.92708 | 0.27739 | 1
5737 | 04E22G12H07D05M01W03 | 10.71 | 5.55 | 0.65 | 12.54 | 29.45 | 1.4 | 637.8553 | 300.72 | -0.92708 | 0.3783 | 1
5738 | 04E22G12H07D06M01W02 | 9.55 | 5.08 | 0.65 | 17.32 | 32.6 | 1.2444 | 592.7337 | 353.43 | -0.76389 | 0.3118 | 1
5739 | 04E22G12H07D06M01W03 | 9.55 | 5.08 | 0.65 | 12.54 | 27.82 | 1.2444 | 592.7337 | 287.07 | -0.76389 | 0.41271 | 1
5740 | 04E22G12H07D07M01W02 | 11 | 5.67 | 0.65 | 17.32 | 34.64 | 1.4 | 650.1611 | 370.65 | -0.96875 | 0.26874
5741 | 04E22G12H07D07M01W03 | 11 | 5.67 | 0.65 | 12.54 | 29.86 | 1.4 | 650.1611 | 304.29 | -0.96875 | 0.36964
5742 | 04E22G12H07D07M01W04 | 11 | 5.67 | 0.65 | 9.11 | 26.43 | 1.4 | 650.1611 | 256.62 | -0.96875 | 0.44205
5743 | 04E22G12H07D07M02W02 | 10.75 | 4.27 | 0.65 | 17.32 | 32.99 | 1.1667 | 545.5611 | 367.29 | -0.48264 | 0.30357 | 1
5744 | 04E22G12H08D05M01W02 | 9.43 | 5.55 | 0.65 | 17.32 | 32.95 | 1.4 | 637.8553 | 350.49 | -0.92708 | 0.30441 | 1
5745 | 04E22G12H08D05M01W03 | 9.43 | 5.55 | 0.65 | 12.54 | 28.17 | 1.4 | 637.8553 | 284.13 | -0.92708 | 0.40532 | 1
5746 | 04E22G12H08D06M01W02 | 8.41 | 5.08 | 0.65 | 17.32 | 31.46 | 1.2444 | 592.7337 | 338.52 | -0.76389 | 0.33587 | 1
5747 | 04E22G12H08D06M01W03 | 8.41 | 5.08 | 0.65 | 12.54 | 26.68 | 1.2444 | 592.7337 | 272.16 | -0.76389 | 0.43677 | 1
5748 | 04E22G12H08D07M01W02 | 9.69 | 5.67 | 0.65 | 17.32 | 33.33 | 1.4 | 650.1611 | 353.64 | -0.96875 | 0.29639
5749 | 04E22G12H08D07M01W03 | 9.69 | 5.67 | 0.65 | 12.54 | 28.55 | 1.4 | 650.1611 | 287.28 | -0.96875 | 0.3973
5750 | 04E22G12H08D07M01W04 | 9.69 | 5.67 | 0.65 | 9.11 | 25.12 | 1.4 | 650.1611 | 239.61 | -0.96875 | 0.46971
5751 | 04E22G12H08D07M02W02 | 9.47 | 4.27 | 0.65 | 17.32 | 31.71 | 1.1667 | 545.5611 | 350.7 | -0.48264 | 0.33059 | 1
5752 | 04E22G12H09D05M01W02 | 9.08 | 5.55 | 0.65 | 17.32 | 32.6 | 1.4 | 637.8553 | 345.87 | -0.92708 | 0.3118 | 1
5753 | 04E22G12H09D05M01W03 | 9.08 | 5.55 | 0.65 | 12.54 | 27.82 | 1.4 | 637.8553 | 279.51 | -0.92708 | 0.41271 | 1
5754 | 04E22G12H09D07M01W02 | 9.32 | 5.67 | 0.65 | 17.32 | 32.96 | 1.4 | 650.1611 | 348.81 | -0.96875 | 0.3042
5755 | 04E22G12H09D07M01W03 | 9.32 | 5.67 | 0.65 | 12.54 | 28.18 | 1.4 | 650.1611 | 282.45 | -0.96875 | 0.40511
5756 | 04E22G12H09D07M01W04 | 9.32 | 5.67 | 0.65 | 9.11 | 24.75 | 1.4 | 650.1611 | 234.78 | -0.96875 | 0.47752
5757 | 04E22G12H09D07M02W02 | 9.11 | 4.27 | 0.65 | 17.32 | 31.35 | 1.1667 | 545.5611 | 346.08 | -0.48264 | 0.33819 | 1
5758 | 04E22G12H10D05M01W02 | 10.71 | 5.09 | 0.65 | 17.32 | 33.77 | 1.2444 | 609.1415 | 367.08 | -0.76736 | 0.2871 | 1
5759 | 04E22G12H10D05M01W03 | 10.71 | 5.09 | 0.65 | 12.54 | 28.99 | 1.2444 | 609.1415 | 300.72 | -0.76736 | 0.38801 | 1
5760 | 04E22G12H10D07M01W02 | 11 | 5.21 | 0.65 | 17.32 | 34.18 | 1.3222 | 621.4474 | 370.65 | -0.80903 | 0.27845 | 1
5761 | 04E22G12H10D07M01W03 | 11 | 5.21 | 0.65 | 12.54 | 29.4 | 1.3222 | 621.4474 | 304.29 | -0.80903 | 0.37935 | 1
5762 | 04E22G12H10D07M01W04 | 11 | 5.21 | 0.65 | 9.11 | 25.97 | 1.3222 | 621.4474 | 256.62 | -0.80903 | 0.45176 | 1
5763 | 04E22G12H10D07M02W02 | 10.75 | 3.91 | 0.65 | 17.32 | 32.63 | 1.0889 | 525.0513 | 367.29 | -0.35764 | 0.31117 | 1
5764 | 04E22G12H11D05M01W02 | 10.71 | 5.01 | 0.65 | 17.32 | 33.69 | 1.2444 | 607.0905 | 367.08 | -0.73958 | 0.28879 | 1
5765 | 04E22G12H11D05M01W03 | 10.71 | 5.01 | 0.65 | 12.54 | 28.91 | 1.2444 | 607.0905 | 300.72 | -0.73958 | 0.3897 | 1
5766 | 04E22G12H11D06M01W02 | 9.55 | 4.6 | 0.65 | 17.32 | 32.12 | 1.0889 | 564.0199 | 353.43 | -0.59722 | 0.32193 | 1
5767 | 04E22G12H11D06M01W03 | 9.55 | 4.6 | 0.65 | 12.54 | 27.34 | 1.0889 | 564.0199 | 287.07 | -0.59722 | 0.42284 | 1
5768 | 04E22G12H11D07M01W02 | 11 | 5.13 | 0.65 | 17.32 | 34.1 | 1.2444 | 619.3964 | 370.65 | -0.78125 | 0.28014 | 1
5769 | 04E22G12H11D07M01W03 | 11 | 5.13 | 0.65 | 12.54 | 29.32 | 1.2444 | 619.3964 | 304.29 | -0.78125 | 0.38104 | 1
5770 | 04E22G12H11D07M01W04 | 11 | 5.13 | 0.65 | 9.11 | 25.89 | 1.2444 | 619.3964 | 256.62 | -0.78125 | 0.45345 | 1
5771 | 04E22G12H11D07M02W02 | 10.75 | 3.85 | 0.65 | 17.32 | 32.57 | 1.0889 | 523.0003 | 367.29 | -0.33681 | 0.31243 | 1
5772 | 04E22G12H12D05M01W02 | 9.31 | 4.18 | 0.65 | 17.32 | 31.46 | 1.0111 | 504.5415 | 352.17 | -0.45139 | 0.33587 | 1
5773 | 04E22G12H12D05M01W03 | 9.31 | 4.18 | 0.65 | 12.54 | 26.68 | 1.0111 | 504.5415 | 285.81 | -0.45139 | 0.43677 | 1
5774 | 04E22G12H12D07M01W02 | 9.57 | 4.28 | 0.65 | 17.32 | 31.82 | 1.0889 | 514.7964 | 355.32 | -0.48611 | 0.32827 | 1
5775 | 04E22G12H12D07M01W03 | 9.57 | 4.28 | 0.65 | 12.54 | 27.04 | 1.0889 | 514.7964 | 288.96 | -0.48611 | 0.42917 | 1
5776 | 04E22G12H12D07M01W04 | 9.57 | 4.28 | 0.65 | 9.11 | 23.61 | 1.0889 | 514.7964 | 241.29 | -0.48611 | 0.50158 | 1
5777 | 04E22G12H12D07M02W02 | 9.34 | 3.21 | 0.65 | 17.32 | 30.52 | 0.85556 | 434.8081 | 352.38 | -0.11458 | 0.35571 | 1
5778 | 04E22G12H13D05M01W02 | 9.31 | 3.75 | 0.65 | 17.32 | 31.03 | 0.93333 | 471.7258 | 352.17 | -0.30208 | 0.34494 | 1
5779 | 04E22G12H13D05M01W03 | 9.31 | 3.75 | 0.65 | 12.54 | 26.25 | 0.93333 | 471.7258 | 285.81 | -0.30208 | 0.44585 | 1
5780 | 04E22G12H13D07M01W02 | 9.57 | 3.83 | 0.65 | 17.32 | 31.37 | 0.93333 | 479.9297 | 355.32 | -0.32986 | 0.33777 | 1
5781 | 04E22G12H13D07M01W03 | 9.57 | 3.83 | 0.65 | 12.54 | 26.59 | 0.93333 | 479.9297 | 288.96 | -0.32986 | 0.43867 | 1
5782 | 04E22G12H13D07M01W04 | 9.57 | 3.83 | 0.65 | 9.11 | 23.16 | 0.93333 | 479.9297 | 241.29 | -0.32986 | 0.51108 | 1
5783 | 04E22G12H13D07M02W02 | 9.34 | 2.88 | 0.65 | 17.32 | 30.19 | 0.77778 | 410.1963 | 352.38 | 0 | 0.36268 | 1
5784 | 04E22G12H14D05M01W02 | 10.71 | 4.51 | 0.65 | 17.32 | 33.19 | 1.0889 | 568.1219 | 367.08 | -0.56597 | 0.29935 | 1
5785 | 04E22G12H14D05M01W03 | 10.71 | 4.51 | 0.65 | 12.54 | 28.41 | 1.0889 | 568.1219 | 300.72 | -0.56597 | 0.40025 | 1
5786 | 04E22G12H14D07M01W02 | 11 | 4.61 | 0.65 | 17.32 | 33.58 | 1.1667 | 578.3768 | 370.65 | -0.60069 | 0.29111 | 1
5787 | 04E22G12H14D07M01W03 | 11 | 4.61 | 0.65 | 12.54 | 28.8 | 1.1667 | 578.3768 | 304.29 | -0.60069 | 0.39202 | 1
5788 | 04E22G12H14D07M01W04 | 11 | 4.61 | 0.65 | 9.11 | 25.37 | 1.1667 | 578.3768 | 256.62 | -0.60069 | 0.46443 | 1
5789 | 04E22G12H14D07M02W02 | 10.75 | 3.47 | 0.65 | 17.32 | 32.19 | 0.93333 | 494.2866 | 367.29 | -0.20486 | 0.32046 | 1
5790 | 04E23G10H07D04M01W02 | 13.14 | 0.17 | 0.65 | 17.32 | 31.28 | 0 | 311.7492 | 396.06 | 0.94097 | 0.33967 | 1
5791 | 04E23G10H07D05M01W02 | 11.52 | 0.15 | 0.65 | 17.32 | 29.64 | 0 | 285.0864 | 376.95 | 0.94792 | 0.37429 | 2
5792 | 04E23G10H07D05M01W03 | 11.52 | 0.15 | 0.65 | 12.54 | 24.86 | 0 | 285.0864 | 310.59 | 0.94792 | 0.4752 | 2
5793 | 04E23G10H07D06M01W02 | 10.09 | 0.13 | 0.65 | 17.32 | 28.19 | 0 | 262.5256 | 359.94 | 0.95486 | 0.4049 | 2
5794 | 04E23G10H07D06M01W03 | 10.09 | 0.13 | 0.65 | 12.54 | 23.41 | 0 | 262.5256 | 293.58 | 0.95486 | 0.50581 | 2
5795 | 04E23G10H07D07M01W02 | 11.89 | 0.15 | 0.65 | 17.32 | 30.01 | 0 | 291.2394 | 381.15 | 0.94792 | 0.36648 | 2
5796 | 04E23G10H07D07M01W03 | 11.89 | 0.15 | 0.65 | 12.54 | 25.23 | 0 | 291.2394 | 314.79 | 0.94792 | 0.46738 | 2
5797 | 04E23G10H07D07M01W04 | 11.89 | 0.15 | 0.65 | 9.11 | 21.8 | 0 | 291.2394 | 267.12 | 0.94792 | 0.53979 | 2
5798 | 04E23G10H07D07M02W02 | 11.85 | 0.03 | 0.65 | 17.32 | 29.85 | 0 | 280.9845 | 380.52 | 0.98958 | 0.36985 | 2
5799 | 04E23G10H08D05M01W02 | 10.15 | 0.15 | 0.65 | 17.32 | 28.27 | 0 | 285.0864 | 359.1 | 0.94792 | 0.40321 | 2
5800 | 04E23G10H08D05M01W03 | 10.15 | 0.15 | 0.65 | 12.54 | 23.49 | 0 | 285.0864 | 292.74 | 0.94792 | 0.50412 | 2
5801 | 04E23G10H08D06M01W02 | 8.89 | 0.13 | 0.65 | 17.32 | 26.99 | 0 | 262.5256 | 344.4 | 0.95486 | 0.43023 | 2
5802 | 04E23G10H08D06M01W03 | 8.89 | 0.13 | 0.65 | 12.54 | 22.21 | 0 | 262.5256 | 278.04 | 0.95486 | 0.53114 | 2
5803 | 04E23G10H08D07M01W02 | 10.47 | 0.15 | 0.65 | 17.32 | 28.59 | 0 | 291.2394 | 362.88 | 0.94792 | 0.39645 | 2
5804 | 04E23G10H08D07M01W03 | 10.47 | 0.15 | 0.65 | 12.54 | 23.81 | 0 | 291.2394 | 296.52 | 0.94792 | 0.49736 | 2
5805 | 04E23G10H08D07M01W04 | 10.47 | 0.15 | 0.65 | 9.11 | 20.38 | 0 | 291.2394 | 248.85 | 0.94792 | 0.56977 | 2
5806 | 04E23G10H08D07M02W02 | 10.44 | 0.03 | 0.65 | 17.32 | 28.44 | 0 | 280.9845 | 362.25 | 0.98958 | 0.39962 | 2
5807 | 04E23G10H09D05M01W02 | 9.77 | 0.15 | 0.65 | 17.32 | 27.89 | 0 | 285.0864 | 354.06 | 0.94792 | 0.41123 | 2
5808 | 04E23G10H09D05M01W03 | 9.77 | 0.15 | 0.65 | 12.54 | 23.11 | 0 | 285.0864 | 287.7 | 0.94792 | 0.51214 | 2
5809 | 04E23G10H09D07M01W02 | 10.08 | 0.15 | 0.65 | 17.32 | 28.2 | 0 | 291.2394 | 357.84 | 0.94792 | 0.40469 | 2
5810 | 04E23G10H09D07M01W03 | 10.08 | 0.15 | 0.65 | 12.54 | 23.42 | 0 | 291.2394 | 291.48 | 0.94792 | 0.50559 | 2
5811 | 04E23G10H09D07M01W04 | 10.08 | 0.15 | 0.65 | 9.11 | 19.99 | 0 | 291.2394 | 243.81 | 0.94792 | 0.578 | 2
5812 | 04E23G10H09D07M02W02 | 10.05 | 0.03 | 0.65 | 17.32 | 28.05 | 0 | 280.9845 | 357.21 | 0.98958 | 0.40785 | 2
5813 | 04E23G10H10D05M01W02 | 11.52 | 0.14 | 0.65 | 17.32 | 29.63 | 0 | 285.0864 | 376.95 | 0.95139 | 0.3745 | 2
5814 | 04E23G10H10D05M01W03 | 11.52 | 0.14 | 0.65 | 12.54 | 24.85 | 0 | 285.0864 | 310.59 | 0.95139 | 0.47541 | 2
5815 | 04E23G10H10D07M01W02 | 11.89 | 0.14 | 0.65 | 17.32 | 30 | 0 | 291.2394 | 381.15 | 0.95139 | 0.36669 | 2
5816 | 04E23G10H10D07M01W03 | 11.89 | 0.14 | 0.65 | 12.54 | 25.22 | 0 | 291.2394 | 314.79 | 0.95139 | 0.4676 | 2
5817 | 04E23G10H10D07M01W04 | 11.89 | 0.14 | 0.65 | 9.11 | 21.79 | 0 | 291.2394 | 267.12 | 0.95139 | 0.54 | 2
5818 | 04E23G10H10D07M02W02 | 11.85 | 0.03 | 0.65 | 17.32 | 29.85 | 0 | 280.9845 | 380.52 | 0.98958 | 0.36985 | 2
5819 | 04E23G10H11D05M01W02 | 11.52 | 0.14 | 0.65 | 17.32 | 29.63 | 0 | 285.0864 | 376.95 | 0.95139 | 0.3745 | 2
5820 | 04E23G10H11D05M01W03 | 11.52 | 0.14 | 0.65 | 12.54 | 24.85 | 0 | 285.0864 | 310.59 | 0.95139 | 0.47541 | 2
5821 | 04E23G10H11D06M01W02 | 10.09 | 0.12 | 0.65 | 17.32 | 28.18 | 0 | 262.5256 | 359.94 | 0.95833 | 0.40511 | 2
5822 | 04E23G10H11D06M01W03 | 10.09 | 0.12 | 0.65 | 12.54 | 23.4 | 0 | 262.5256 | 293.58 | 0.95833 | 0.50602 | 2
5823 | 04E23G10H11D07M01W02 | 11.89 | 0.14 | 0.65 | 17.32 | 30 | 0 | 291.2394 | 381.15 | 0.95139 | 0.36669 | 2
5824 | 04E23G10H11D07M01W03 | 11.89 | 0.14 | 0.65 | 12.54 | 25.22 | 0 | 291.2394 | 314.79 | 0.95139 | 0.4676 | 2
5825 | 04E23G10H11D07M01W04 | 11.89 | 0.14 | 0.65 | 9.11 | 21.79 | 0 | 291.2394 | 267.12 | 0.95139 | 0.54 | 2
5826 | 04E23G10H11D07M02W02 | 11.85 | 0.03 | 0.65 | 17.32 | 29.85 | 0 | 280.9845 | 380.52 | 0.98958 | 0.36985 | 2
5827 | 04E23G10H12D05M01W02 | 10.02 | 0.11 | 0.65 | 17.32 | 28.1 | 0 | 235.8629 | 360.78 | 0.96181 | 0.4068 | 2
5828 | 04E23G10H12D05M01W03 | 10.02 | 0.11 | 0.65 | 12.54 | 23.32 | 0 | 235.8629 | 294.42 | 0.96181 | 0.50771 | 2
5829 | 04E23G10H12D07M01W02 | 10.33 | 0.12 | 0.65 | 17.32 | 28.42 | 0 | 239.9648 | 364.77 | 0.95833 | 0.40004 | 2
5830 | 04E23G10H12D07M01W03 | 10.33 | 0.12 | 0.65 | 12.54 | 23.64 | 0 | 239.9648 | 298.41 | 0.95833 | 0.50095 | 2
5831 | 04E23G10H12D07M01W04 | 10.33 | 0.12 | 0.65 | 9.11 | 20.21 | 0 | 239.9648 | 250.74 | 0.95833 | 0.57336 | 2
5832 | 04E23G10H12D07M02W02 | 10.29 | 0.02 | 0.65 | 17.32 | 28.28 | 0 | 229.7099 | 364.14 | 0.99306 | 0.403 | 2
5833 | 04E23G10H13D05M01W02 | 10.02 | 0.1 | 0.65 | 17.32 | 28.09 | 0 | 233.8119 | 360.78 | 0.96528 | 0.40701 | 2
5834 | 04E23G10H13D05M01W03 | 10.02 | 0.1 | 0.65 | 12.54 | 23.31 | 0 | 233.8119 | 294.42 | 0.96528 | 0.50792 | 2
5835 | 04E23G10H13D07M01W02 | 10.33 | 0.1 | 0.65 | 17.32 | 28.4 | 0 | 237.9139 | 364.77 | 0.96528 | 0.40046 | 2
5836 | 04E23G10H13D07M01W03 | 10.33 | 0.1 | 0.65 | 12.54 | 23.62 | 0 | 237.9139 | 298.41 | 0.96528 | 0.50137 | 2
5837 | 04E23G10H13D07M01W04 | 10.33 | 0.1 | 0.65 | 9.11 | 20.19 | 0 | 237.9139 | 250.74 | 0.96528 | 0.57378 | 2
5838 | 04E23G10H13D07M02W02 | 10.29 | 0.02 | 0.65 | 17.32 | 28.28 | 0 | 229.7099 | 364.14 | 0.99306 | 0.403 | 2
5839 | 04E23G10H14D05M01W02 | 11.52 | 0.12 | 0.65 | 17.32 | 29.61 | 0 | 283.0355 | 376.95 | 0.95833 | 0.37492 | 2
5840 | 04E23G10H14D05M01W03 | 11.52 | 0.12 | 0.65 | 12.54 | 24.83 | 0 | 283.0355 | 310.59 | 0.95833 | 0.47583 | 2
5841 | 04E23G10H14D07M01W02 | 11.89 | 0.12 | 0.65 | 17.32 | 29.98 | 0 | 289.1884 | 381.15 | 0.95833 | 0.36711 | 2
5842 | 04E23G10H14D07M01W03 | 11.89 | 0.12 | 0.65 | 12.54 | 25.2 | 0 | 289.1884 | 314.79 | 0.95833 | 0.46802 | 2
5843 | 04E23G10H14D07M01W04 | 11.89 | 0.12 | 0.65 | 9.11 | 21.77 | 0 | 289.1884 | 267.12 | 0.95833 | 0.54043 | 2
5844 | 04E23G10H14D07M02W02 | 11.85 | 0.03 | 0.65 | 17.32 | 29.85 | 0 | 278.9335 | 380.52 | 0.98958 | 0.36985 | 2
5845 | 04E23G11H07D04M01W02 | 14.86 | 0 | 0.65 | 17.32 | 32.83 | 0 | 324.0551 | 416.64 | 1 | 0.30695 | 1
5846 | 04E23G11H07D05M01W02 | 13.06 | 0 | 0.65 | 17.32 | 31.03 | 0 | 297.3923 | 395.22 | 1 | 0.34494 | 1
5847 | 04E23G11H07D05M01W03 | 13.06 | 0 | 0.65 | 12.54 | 26.25 | 0 | 297.3923 | 328.86 | 1 | 0.44585 | 2
5848 | 04E23G11H07D06M01W02 | 11.44 | 0 | 0.65 | 17.32 | 29.41 | 0 | 272.7805 | 376.11 | 1 | 0.37914 | 2
5849 | 04E23G11H07D06M01W03 | 11.44 | 0 | 0.65 | 12.54 | 24.63 | 0 | 272.7805 | 309.75 | 1 | 0.48005 | 2
5850 | 04E23G11H07D07M01W02 | 13.46 | 0 | 0.65 | 17.32 | 31.43 | 0 | 303.5453 | 400.05 | 1 | 0.3365 | 1
5851 | 04E23G11H07D07M01W03 | 13.46 | 0 | 0.65 | 12.54 | 26.65 | 0 | 303.5453 | 333.69 | 1 | 0.43741 | 2
5852 | 04E23G11H07D07M01W04 | 13.46 | 0 | 0.65 | 9.11 | 23.22 | 0 | 303.5453 | 286.02 | 1 | 0.50982 | 2
5853 | 04E23G11H07D07M02W02 | 13.48 | 0 | 0.65 | 17.32 | 31.45 | 0 | 303.5453 | 400.05 | 1 | 0.33608 | 1
5854 | 04E23G11H08D05M01W02 | 11.5 | 0 | 0.65 | 17.32 | 29.47 | 0 | 297.3923 | 375.06 | 1 | 0.37788 | 2
5855 | 04E23G11H08D05M01W03 | 11.5 | 0 | 0.65 | 12.54 | 24.69 | 0 | 297.3923 | 308.7 | 1 | 0.47878 | 2
5856 | 04E23G11H08D06M01W02 | 10.08 | 0 | 0.65 | 17.32 | 28.05 | 0 | 272.7805 | 358.26 | 1 | 0.40785 | 2
5857 | 04E23G11H08D06M01W03 | 10.08 | 0 | 0.65 | 12.54 | 23.27 | 0 | 272.7805 | 291.9 | 1 | 0.50876 | 2
5858 | 04E23G11H08D07M01W02 | 11.86 | 0 | 0.65 | 17.32 | 29.83 | 0 | 303.5453 | 379.26 | 1 | 0.37028 | 2
5859 | 04E23G11H08D07M01W03 | 11.86 | 0 | 0.65 | 12.54 | 25.05 | 0 | 303.5453 | 312.9 | 1 | 0.47118 | 2
5860 | 04E23G11H08D07M01W04 | 11.86 | 0 | 0.65 | 9.11 | 21.62 | 0 | 303.5453 | 265.23 | 1 | 0.54359 | 2
5861 | 04E23G11H08D07M02W02 | 11.87 | 0 | 0.65 | 17.32 | 29.84 | 0 | 303.5453 | 379.26 | 1 | 0.37007 | 2
5862 | 04E23G11H09D05M01W02 | 11.07 | 0 | 0.65 | 17.32 | 29.04 | 0 | 297.3923 | 369.39 | 1 | 0.38695 | 2
5863 | 04E23G11H09D05M01W03 | 11.07 | 0 | 0.65 | 12.54 | 24.26 | 0 | 297.3923 | 303.03 | 1 | 0.48786 | 2
5864 | 04E23G11H09D07M01W02 | 11.41 | 0 | 0.65 | 17.32 | 29.38 | 0 | 303.5453 | 373.38 | 1 | 0.37978 | 2
5865 | 04E23G11H09D07M01W03 | 11.41 | 0 | 0.65 | 12.54 | 24.6 | 0 | 303.5453 | 307.02 | 1 | 0.48068 | 2
5866 | 04E23G11H09D07M01W04 | 11.41 | 0 | 0.65 | 9.11 | 21.17 | 0 | 303.5453 | 259.35 | 1 | 0.55309 | 2
5867 | 04E23G11H09D07M02W02 | 11.43 | 0 | 0.65 | 17.32 | 29.4 | 0 | 303.5453 | 373.38 | 1 | 0.37935 | 2
5868 | 04E23G11H10D05M01W02 | 13.06 | 0 | 0.65 | 17.32 | 31.03 | 0 | 297.3923 | 395.22 | 1 | 0.34494 | 1
5869 | 04E23G11H10D05M01W03 | 13.06 | 0 | 0.65 | 12.54 | 26.25 | 0 | 297.3923 | 328.86 | 1 | 0.44585 | 2
5870 | 04E23G11H10D07M01W02 | 13.46 | 0 | 0.65 | 17.32 | 31.43 | 0 | 303.5453 | 400.05 | 1 | 0.3365 | 1
5871 | 04E23G11H10D07M01W03 | 13.46 | 0 | 0.65 | 12.54 | 26.65 | 0 | 303.5453 | 333.69 | 1 | 0.43741 | 2
5872 | 04E23G11H10D07M01W04 | 13.46 | 0 | 0.65 | 9.11 | 23.22 | 0 | 303.5453 | 286.02 | 1 | 0.50982 | 2
5873 | 04E23G11H10D07M02W02 | 13.48 | 0 | 0.65 | 17.32 | 31.45 | 0 | 303.5453 | 400.05 | 1 | 0.33608 | 1
5874 | 04E23G11H11D05M01W02 | 13.06 | 0 | 0.65 | 17.32 | 31.03 | 0 | 297.3923 | 395.22 | 1 | 0.34494 | 1
5875 | 04E23G11H11D05M01W03 | 13.06 | 0 | 0.65 | 12.54 | 26.25 | 0 | 297.3923 | 328.86 | 1 | 0.44585 | 2
5876 | 04E23G11H11D06M01W02 | 11.44 | 0 | 0.65 | 17.32 | 29.41 | 0 | 272.7805 | 376.11 | 1 | 0.37914 | 2
5877 | 04E23G11H11D06M01W03 | 11.44 | 0 | 0.65 | 12.54 | 24.63 | 0 | 272.7805 | 309.75 | 1 | 0.48005 | 2
5878 | 04E23G11H11D07M01W02 | 13.46 | 0 | 0.65 | 17.32 | 31.43 | 0 | 303.5453 | 400.05 | 1 | 0.3365 | 1
5879 | 04E23G11H11D07M01W03 | 13.46 | 0 | 0.65 | 12.54 | 26.65 | 0 | 303.5453 | 333.69 | 1 | 0.43741 | 2
5880 | 04E23G11H11D07M01W04 | 13.46 | 0 | 0.65 | 9.11 | 23.22 | 0 | 303.5453 | 286.02 | 1 | 0.50982 | 2
5881 | 04E23G11H11D07M02W02 | 13.48 | 0 | 0.65 | 17.32 | 31.45 | 0 | 303.5453 | 400.05 | 1 | 0.33608 | 1
5882 | 04E23G11H12D05M01W02 | 11.35 | 0 | 0.65 | 17.32 | 29.32 | 0 | 242.0158 | 376.95 | 1 | 0.38104 | 2
5883 | 04E23G11H12D05M01W03 | 11.35 | 0 | 0.65 | 12.54 | 24.54 | 0 | 242.0158 | 310.59 | 1 | 0.48195 | 2
5884 | 04E23G11H12D07M01W02 | 11.7 | 0 | 0.65 | 17.32 | 29.67 | 0 | 246.1178 | 381.36 | 1 | 0.37365 | 2
5885 | 04E23G11H12D07M01W03 | 11.7 | 0 | 0.65 | 12.54 | 24.89 | 0 | 246.1178 | 315 | 1 | 0.47456 | 2
5886 | 04E23G11H12D07M01W04 | 11.7 | 0 | 0.65 | 9.11 | 21.46 | 0 | 246.1178 | 267.33 | 1 | 0.54697 | 2
5887 | 04E23G11H12D07M02W02 | 11.71 | 0 | 0.65 | 17.32 | 29.68 | 0 | 246.1178 | 381.36 | 1 | 0.37344 | 2
5888 | 04E23G11H13D05M01W02 | 11.35 | 0 | 0.65 | 17.32 | 29.32 | 0 | 242.0158 | 376.95 | 1 | 0.38104 | 2
5889 | 04E23G11H13D05M01W03 | 11.35 | 0 | 0.65 | 12.54 | 24.54 | 0 | 242.0158 | 310.59 | 1 | 0.48195 | 2
5890 | 04E23G11H13D07M01W02 | 11.7 | 0 | 0.65 | 17.32 | 29.67 | 0 | 246.1178 | 381.36 | 1 | 0.37365 | 2
5891 | 04E23G11H13D07M01W03 | 11.7 | 0 | 0.65 | 12.54 | 24.89 | 0 | 246.1178 | 315 | 1 | 0.47456 | 2
5892 | 04E23G11H13D07M01W04 | 11.7 | 0 | 0.65 | 9.11 | 21.46 | 0 | 246.1178 | 267.33 | 1 | 0.54697 | 2
5893 | 04E23G11H13D07M02W02 | 11.71 | 0 | 0.65 | 17.32 | 29.68 | 0 | 246.1178 | 381.36 | 1 | 0.37344 | 2
5894 | 04E23G11H14D05M01W02 | 13.06 | 0 | 0.65 | 17.32 | 31.03 | 0 | 297.3923 | 395.22 | 1 | 0.34494 | 1
5895 | 04E23G11H14D05M01W03 | 13.06 | 0 | 0.65 | 12.54 | 26.25 | 0 | 297.3923 | 328.86 | 1 | 0.44585 | 2
5896 | 04E23G11H14D07M01W02 | 13.46 | 0 | 0.65 | 17.32 | 31.43 | 0 | 303.5453 | 400.05 | 1 | 0.3365 | 1
5897 | 04E23G11H14D07M01W03 | 13.46 | 0 | 0.65 | 12.54 | 26.65 | 0 | 303.5453 | 333.69 | 1 | 0.43741 | 2
5898 | 04E23G11H14D07M01W04 | 13.46 | 0 | 0.65 | 9.11 | 23.22 | 0 | 303.5453 | 286.02 | 1 | 0.50982 | 2
5899 | 04E23G11H14D07M02W02 | 13.48 | 0 | 0.65 | 17.32 | 31.45 | 0 | 303.5453 | 400.05 | 1 | 0.33608 | 1
5900 | 04E23G12H07D04M01W02 | 9.58 | 6.2 | 0.65 | 17.32 | 33.75 | 1.5556 | 668.62 | 353.43 | -1.1528 | 0.28752
5901 | 04E23G12H07D05M01W02 | 8.38 | 5.38 | 0.65 | 17.32 | 31.73 | 1.3222 | 596.8356 | 339.36 | -0.86806 | 0.33017 | 1
5902 | 04E23G12H07D05M01W03 | 8.38 | 5.38 | 0.65 | 12.54 | 26.95 | 1.3222 | 596.8356 | 273 | -0.86806 | 0.43107 | 1
5903 | 04E23G12H07D06M01W02 | 7.39 | 4.91 | 0.65 | 17.32 | 30.27 | 1.2444 | 551.714 | 327.6 | -0.70486 | 0.36099 | 1
5904 | 04E23G12H07D06M01W03 | 7.39 | 4.91 | 0.65 | 12.54 | 25.49 | 1.2444 | 551.714 | 261.24 | -0.70486 | 0.4619 | 1
5905 | 04E23G12H07D07M01W02 | 8.63 | 5.5 | 0.65 | 17.32 | 32.1 | 1.4 | 609.1415 | 342.3 | -0.90972 | 0.32236 | 1
5906 | 04E23G12H07D07M01W03 | 8.63 | 5.5 | 0.65 | 12.54 | 27.32 | 1.4 | 609.1415 | 275.94 | -0.90972 | 0.42326 | 1
5907 | 04E23G12H07D07M01W04 | 8.63 | 5.5 | 0.65 | 9.11 | 23.89 | 1.4 | 609.1415 | 228.27 | -0.90972 | 0.49567 | 1
5908 | 04E23G12H07D07M02W02 | 8.36 | 4.15 | 0.65 | 17.32 | 30.48 | 1.1667 | 510.6944 | 338.94 | -0.44097 | 0.35655 | 1
5909 | 04E23G12H08D05M01W02 | 7.38 | 5.38 | 0.65 | 17.32 | 30.73 | 1.3222 | 596.8356 | 326.34 | -0.86806 | 0.35128 | 1
5910 | 04E23G12H08D05M01W03 | 7.38 | 5.38 | 0.65 | 12.54 | 25.95 | 1.3222 | 596.8356 | 259.98 | -0.86806 | 0.45218 | 1
5911 | 04E23G12H08D06M01W02 | 6.51 | 4.91 | 0.65 | 17.32 | 29.39 | 1.2444 | 551.714 | 316.26 | -0.70486 | 0.37957 | 1
5912 | 04E23G12H08D06M01W03 | 6.51 | 4.91 | 0.65 | 12.54 | 24.61 | 1.2444 | 551.714 | 249.9 | -0.70486 | 0.48047 | 1
5913 | 04E23G12H08D07M01W02 | 7.6 | 5.5 | 0.65 | 17.32 | 31.07 | 1.4 | 609.1415 | 328.86 | -0.90972 | 0.3441 | 1
5914 | 04E23G12H08D07M01W03 | 7.6 | 5.5 | 0.65 | 12.54 | 26.29 | 1.4 | 609.1415 | 262.5 | -0.90972 | 0.44501 | 1
5915 | 04E23G12H08D07M01W04 | 7.6 | 5.5 | 0.65 | 9.11 | 22.86 | 1.4 | 609.1415 | 214.83 | -0.90972 | 0.51742 | 1
5916 | 04E23G12H08D07M02W02 | 7.37 | 4.15 | 0.65 | 17.32 | 29.49 | 1.1667 | 510.6944 | 326.13 | -0.44097 | 0.37745 | 1
5917 | 04E23G12H09D05M01W02 | 7.1 | 5.38 | 0.65 | 17.32 | 30.45 | 1.3222 | 596.8356 | 322.77 | -0.86806 | 0.35719 | 1
5918 | 04E23G12H09D05M01W03 | 7.1 | 5.38 | 0.65 | 12.54 | 25.67 | 1.3222 | 596.8356 | 256.41 | -0.86806 | 0.4581 | 1
5919 | 04E23G12H09D07M01W02 | 7.31 | 5.5 | 0.65 | 17.32 | 30.78 | 1.4 | 609.1415 | 325.29 | -0.90972 | 0.35022 | 1
5920 | 04E23G12H09D07M01W03 | 7.31 | 5.5 | 0.65 | 12.54 | 26 | 1.4 | 609.1415 | 258.93 | -0.90972 | 0.45113 | 1
5921 | 04E23G12H09D07M01W04 | 7.31 | 5.5 | 0.65 | 9.11 | 22.57 | 1.4 | 609.1415 | 211.26 | -0.90972 | 0.52354 | 1
5922 | 04E23G12H09D07M02W02 | 7.09 | 4.15 | 0.65 | 17.32 | 29.21 | 1.1667 | 510.6944 | 322.56 | -0.44097 | 0.38336 | 1
5923 | 04E23G12H10D05M01W02 | 8.38 | 4.94 | 0.65 | 17.32 | 31.29 | 1.2444 | 570.1729 | 339.36 | -0.71528 | 0.33946 | 1
5924 | 04E23G12H10D05M01W03 | 8.38 | 4.94 | 0.65 | 12.54 | 26.51 | 1.2444 | 570.1729 | 273 | -0.71528 | 0.44036 | 1
5925 | 04E23G12H10D07M01W02 | 8.63 | 5.05 | 0.65 | 17.32 | 31.65 | 1.2444 | 582.4788 | 342.3 | -0.75347 | 0.33186 | 1
5926 | 04E23G12H10D07M01W03 | 8.63 | 5.05 | 0.65 | 12.54 | 26.87 | 1.2444 | 582.4788 | 275.94 | -0.75347 | 0.43276 | 1
5927 | 04E23G12H10D07M01W04 | 8.63 | 5.05 | 0.65 | 9.11 | 23.44 | 1.2444 | 582.4788 | 228.27 | -0.75347 | 0.50517 | 1
5928 | 04E23G12H10D07M02W02 | 8.36 | 3.81 | 0.65 | 17.32 | 30.14 | 1.0889 | 490.1846 | 338.94 | -0.32292 | 0.36373 | 1
5929 | 04E23G12H11D05M01W02 | 8.38 | 4.87 | 0.65 | 17.32 | 31.22 | 1.2444 | 568.1219 | 339.36 | -0.69097 | 0.34093 | 1
5930 | 04E23G12H11D05M01W03 | 8.38 | 4.87 | 0.65 | 12.54 | 26.44 | 1.2444 | 568.1219 | 273 | -0.69097 | 0.44184 | 1
5931 | 04E23G12H11D06M01W02 | 7.39 | 4.45 | 0.65 | 17.32 | 29.81 | 1.0889 | 525.0513 | 327.6 | -0.54514 | 0.3707 | 1
5932 | 04E23G12H11D06M01W03 | 7.39 | 4.45 | 0.65 | 12.54 | 25.03 | 1.0889 | 525.0513 | 261.24 | -0.54514 | 0.47161 | 1
5933 | 04E23G12H11D07M01W02 | 8.63 | 4.98 | 0.65 | 17.32 | 31.58 | 1.2444 | 580.4278 | 342.3 | -0.72917 | 0.33333 | 1
5934 | 04E23G12H11D07M01W03 | 8.63 | 4.98 | 0.65 | 12.54 | 26.8 | 1.2444 | 580.4278 | 275.94 | -0.72917 | 0.43424 | 1
5935 | 04E23G12H11D07M01W04 | 8.63 | 4.98 | 0.65 | 9.11 | 23.37 | 1.2444 | 580.4278 | 228.27 | -0.72917 | 0.50665 | 1
5936 | 04E23G12H11D07M02W02 | 8.36 | 3.75 | 0.65 | 17.32 | 30.08 | 1.0111 | 488.1336 | 338.94 | -0.30208 | 0.365 | 1
5937 | 04E23G12H12D05M01W02 | 7.28 | 4.06 | 0.65 | 17.32 | 29.31 | 1.0111 | 475.8277 | 327.6 | -0.40972 | 0.38125 | 1
5938 | 04E23G12H12D05M01W03 | 7.28 | 4.06 | 0.65 | 12.54 | 24.53 | 1.0111 | 475.8277 | 261.24 | -0.40972 | 0.48216 | 1
5939 | 04E23G12H12D07M01W02 | 7.49 | 4.15 | 0.65 | 17.32 | 29.61 | 1.0111 | 484.0316 | 330.33 | -0.44097 | 0.37492 | 1
5940 | 04E23G12H12D07M01W03 | 7.49 | 4.15 | 0.65 | 12.54 | 24.83 | 1.0111 | 484.0316 | 263.97 | -0.44097 | 0.47583 | 1
5941 | 04E23G12H12D07M01W04 | 7.49 | 4.15 | 0.65 | 9.11 | 21.4 | 1.0111 | 484.0316 | 216.3 | -0.44097 | 0.54824 | 1
5942 | 04E23G12H12D07M02W02 | 7.26 | 3.13 | 0.65 | 17.32 | 28.36 | 0.85556 | 410.1963 | 327.39 | -0.086806 | 0.40131 | 1
5943 | 04E23G12H13D05M01W02 | 7.28 | 3.63 | 0.65 | 17.32 | 28.88 | 0.93333 | 443.012 | 327.6 | -0.26042 | 0.39033 | 1
5944 | 04E23G12H13D05M01W03 | 7.28 | 3.63 | 0.65 | 12.54 | 24.1 | 0.93333 | 443.012 | 261.24 | -0.26042 | 0.49124 | 1
5945 | 04E23G12H13D07M01W02 | 7.49 | 3.72 | 0.65 | 17.32 | 29.18 | 0.93333 | 451.2159 | 330.33 | -0.29167 | 0.384 | 1
5946 | 04E23G12H13D07M01W03 | 7.49 | 3.72 | 0.65 | 12.54 | 24.4 | 0.93333 | 451.2159 | 263.97 | -0.29167 | 0.48491 | 1
5947 | 04E23G12H13D07M01W04 | 7.49 | 3.72 | 0.65 | 9.11 | 20.97 | 0.93333 | 451.2159 | 216.3 | -0.29167 | 0.55731 | 1
5948 | 04E23G12H13D07M02W02 | 7.26 | 2.8 | 0.65 | 17.32 | 28.03 | 0.77778 | 383.5335 | 327.39 | 0.027778 | 0.40828 | 1
5949 | 04E23G12H14D05M01W02 | 8.38 | 4.37 | 0.65 | 17.32 | 30.72 | 1.0889 | 529.1532 | 339.36 | -0.51736 | 0.35149 | 1
5950 | 04E23G12H14D05M01W03 | 8.38 | 4.37 | 0.65 | 12.54 | 25.94 | 1.0889 | 529.1532 | 273 | -0.51736 | 0.4524 | 1
5951 | 04E23G12H14D07M01W02 | 8.63 | 4.47 | 0.65 | 17.32 | 31.07 | 1.0889 | 539.4081 | 342.3 | -0.55208 | 0.3441 | 1
5952 | 04E23G12H14D07M01W03 | 8.63 | 4.47 | 0.65 | 12.54 | 26.29 | 1.0889 | 539.4081 | 275.94 | -0.55208 | 0.44501 | 1
5953 | 04E23G12H14D07M01W04 | 8.63 | 4.47 | 0.65 | 9.11 | 22.86 | 1.0889 | 539.4081 | 228.27 | -0.55208 | 0.51742 | 1
5954 | 04E23G12H14D07M02W02 | 8.36 | 3.37 | 0.65 | 17.32 | 29.7 | 0.93333 | 457.3689 | 338.94 | -0.17014 | 0.37302 | 1
5955 | 04E24G10H07D04M01W02 | 14.6 | 0.32 | 0.65 | 17.32 | 32.89 | 0.077778 | 342.5139 | 413.49 | 0.88889 | 0.30568 | 1
5956 | 04E24G10H07D05M01W02 | 12.82 | 0.27 | 0.65 | 17.32 | 31.06 | 0.077778 | 313.8002 | 392.49 | 0.90625 | 0.34431 | 1
5957 | 04E24G10H07D05M01W03 | 12.82 | 0.27 | 0.65 | 12.54 | 26.28 | 0.077778 | 313.8002 | 326.13 | 0.90625 | 0.44522 | 2
5958 | 04E24G10H07D06M01W02 | 11.3 | 0.24 | 0.65 | 17.32 | 29.51 | 0.077778 | 289.1884 | 374.22 | 0.91667 | 0.37703 | 2
5959 | 04E24G10H07D06M01W03 | 11.3 | 0.24 | 0.65 | 12.54 | 24.73 | 0.077778 | 289.1884 | 307.86 | 0.91667 | 0.47794 | 2
5960 | 04E24G10H07D07M01W02 | 13.2 | 0.28 | 0.65 | 17.32 | 31.45 | 0.077778 | 319.9531 | 396.9 | 0.90278 | 0.33608 | 1
5961 | 04E24G10H07D07M01W03 | 13.2 | 0.28 | 0.65 | 12.54 | 26.67 | 0.077778 | 319.9531 | 330.54 | 0.90278 | 0.43699 | 2
5962 | 04E24G10H07D07M01W04 | 13.2 | 0.28 | 0.65 | 9.11 | 23.24 | 0.077778 | 319.9531 | 282.87 | 0.90278 | 0.50939 | 2
5963 | 04E24G10H07D07M02W02 | 13.15 | 0.1 | 0.65 | 17.32 | 31.22 | 0 | 305.5962 | 396.06 | 0.96528 | 0.34093 | 1
5964 | 04E24G10H08D05M01W02 | 11.29 | 0.27 | 0.65 | 17.32 | 29.53 | 0.077778 | 313.8002 | 372.54 | 0.90625 | 0.37661 | 2
5965 | 04E24G10H08D05M01W03 | 11.29 | 0.27 | 0.65 | 12.54 | 24.75 | 0.077778 | 313.8002 | 306.18 | 0.90625 | 0.47752 | 2
5966 | 04E24G10H08D06M01W02 | 9.95 | 0.24 | 0.65 | 17.32 | 28.16 | 0.077778 | 289.1884 | 356.79 | 0.91667 | 0.40553 | 2
5967 | 04E24G10H08D06M01W03 | 9.95 | 0.24 | 0.65 | 12.54 | 23.38 | 0.077778 | 289.1884 | 290.43 | 0.91667 | 0.50644 | 2
5968 | 04E24G10H08D07M01W02 | 11.63 | 0.28 | 0.65 | 17.32 | 29.88 | 0.077778 | 319.9531 | 376.53 | 0.90278 | 0.36922 | 2
5969 | 04E24G10H08D07M01W03 | 11.63 | 0.28 | 0.65 | 12.54 | 25.1 | 0.077778 | 319.9531 | 310.17 | 0.90278 | 0.47013 | 2
5970 | 04E24G10H08D07M01W04 | 11.63 | 0.28 | 0.65 | 9.11 | 21.67 | 0.077778 | 319.9531 | 262.5 | 0.90278 | 0.54254 | 2
5971 | 04E24G10H08D07M02W02 | 11.58 | 0.1 | 0.65 | 17.32 | 29.65 | 0 | 305.5962 | 375.69 | 0.96528 | 0.37408 | 2
5972 | 04E24G10H09D05M01W02 | 10.87 | 0.27 | 0.65 | 17.32 | 29.11 | 0.077778 | 313.8002 | 367.08 | 0.90625 | 0.38548 | 2
5973 | 04E24G10H09D05M01W03 | 10.87 | 0.27 | 0.65 | 12.54 | 24.33 | 0.077778 | 313.8002 | 300.72 | 0.90625 | 0.48638 | 2
5974 | 04E24G10H09D07M01W02 | 11.19 | 0.28 | 0.65 | 17.32 | 29.44 | 0.077778 | 319.9531 | 370.86 | 0.90278 | 0.37851 | 2
5975 | 04E24G10H09D07M01W03 | 11.19 | 0.28 | 0.65 | 12.54 | 24.66 | 0.077778 | 319.9531 | 304.5 | 0.90278 | 0.47942 | 2
5976 | 04E24G10H09D07M01W04 | 11.19 | 0.28 | 0.65 | 9.11 | 21.23 | 0.077778 | 319.9531 | 256.83 | 0.90278 | 0.55183 | 2
5977 | 04E24G10H09D07M02W02 | 11.15 | 0.1 | 0.65 | 17.32 | 29.22 | 0 | 305.5962 | 370.02 | 0.96528 | 0.38315 | 2
5978 | 04E24G10H10D05M01W02 | 12.82 | 0.25 | 0.65 | 17.32 | 31.04 | 0.077778 | 311.7492 | 392.49 | 0.91319 | 0.34473 | 1
5979 | 04E24G10H10D05M01W03 | 12.82 | 0.25 | 0.65 | 12.54 | 26.26 | 0.077778 | 311.7492 | 326.13 | 0.91319 | 0.44564 | 2
5980 | 04E24G10H10D07M01W02 | 13.2 | 0.26 | 0.65 | 17.32 | 31.43 | 0.077778 | 317.9021 | 396.9 | 0.90972 | 0.3365 | 1
5981 | 04E24G10H10D07M01W03 | 13.2 | 0.26 | 0.65 | 12.54 | 26.65 | 0.077778 | 317.9021 | 330.54 | 0.90972 | 0.43741 | 2
5982 | 04E24G10H10D07M01W04 | 13.2 | 0.26 | 0.65 | 9.11 | 23.22 | 0.077778 | 317.9021 | 282.87 | 0.90972 | 0.50982 | 2
5983 | 04E24G10H10D07M02W02 | 13.15 | 0.09 | 0.65 | 17.32 | 31.21 | 0 | 305.5962 | 396.06 | 0.96875 | 0.34114 | 1
5984 | 04E24G10H11D05M01W02 | 12.82 | 0.25 | 0.65 | 17.32 | 31.04 | 0.077778 | 311.7492 | 392.49 | 0.91319 | 0.34473 | 1
5985 | 04E24G10H11D05M01W03 | 12.82 | 0.25 | 0.65 | 12.54 | 26.26 | 0.077778 | 311.7492 | 326.13 | 0.91319 | 0.44564 | 2
5986 | 04E24G10H11D06M01W02 | 11.3 | 0.22 | 0.65 | 17.32 | 29.49 | 0.077778 | 287.1374 | 374.22 | 0.92361 | 0.37745 | 2
5987 | 04E24G10H11D06M01W03 | 11.3 | 0.22 | 0.65 | 12.54 | 24.71 | 0.077778 | 287.1374 | 307.86 | 0.92361 | 0.47836 | 2
5988 | 04E24G10H11D07M01W02 | 13.2 | 0.26 | 0.65 | 17.32 | 31.43 | 0.077778 | 317.9021 | 396.9 | 0.90972 | 0.3365 | 1
5989 | 04E24G10H11D07M01W03 | 13.2 | 0.26 | 0.65 | 12.54 | 26.65 | 0.077778 | 317.9021 | 330.54 | 0.90972 | 0.43741 | 2
5990 | 04E24G10H11D07M01W04 | 13.2 | 0.26 | 0.65 | 9.11 | 23.22 | 0.077778 | 317.9021 | 282.87 | 0.90972 | 0.50982 | 2
5991 | 04E24G10H11D07M02W02 | 13.15 | 0.09 | 0.65 | 17.32 | 31.21 | 0 | 305.5962 | 396.06 | 0.96875 | 0.34114 | 1
5992 | 04E24G10H12D05M01W02 | 11.14 | 0.21 | 0.65 | 17.32 | 29.32 | 0.077778 | 256.3727 | 374.43 | 0.92708 | 0.38104 | 2
5993 | 04E24G10H12D05M01W03 | 11.14 | 0.21 | 0.65 | 12.54 | 24.54 | 0.077778 | 256.3727 | 308.07 | 0.92708 | 0.48195 | 2
5994 | 04E24G10H12D07M01W02 | 11.48 | 0.21 | 0.65 | 17.32 | 29.66 | 0.077778 | 260.4747 | 378.63 | 0.92708 | 0.37387 | 2
5995 | 04E24G10H12D07M01W03 | 11.48 | 0.21 | 0.65 | 12.54 | 24.88 | 0.077778 | 260.4747 | 312.27 | 0.92708 | 0.47477 | 2
5996 | 04E24G10H12D07M01W04 | 11.48 | 0.21 | 0.65 | 9.11 | 21.45 | 0.077778 | 260.4747 | 264.6 | 0.92708 | 0.54718 | 2
5997 | 04E24G10H12D07M02W02 | 11.42 | 0.08 | 0.65 | 17.32 | 29.47 | 0 | 248.1688 | 377.79 | 0.97222 | 0.37788 | 2
5998 | 04E24G10H13D05M01W02 | 11.14 | 0.18 | 0.65 | 17.32 | 29.29 | 0.077778 | 254.3217 | 374.43 | 0.9375 | 0.38168 | 2
5999 | 04E24G10H13D05M01W03 | 11.14 | 0.18 | 0.65 | 12.54 | 24.51 | 0.077778 | 254.3217 | 308.07 | 0.9375 | 0.48258 | 2
6000 | 04E24G10H13D07M01W02 | 11.48 | 0.19 | 0.65 | 17.32 | 29.64 | 0.077778 | 258.4237 | 378.63 | 0.93403 | 0.37429 | 2
6001 | 04E24G10H13D07M01W03 | 11.48 | 0.19 | 0.65 | 12.54 | 24.86 | 0.077778 | 258.4237 | 312.27 | 0.93403 | 0.4752 | 2
6002 | 04E24G10H13D07M01W04 | 11.48 | 0.19 | 0.65 | 9.11 | 21.43 | 0.077778 | 258.4237 | 264.6 | 0.93403 | 0.5476 | 2
6003 | 04E24G10H13D07M02W02 | 11.42 | 0.07 | 0.65 | 17.32 | 29.46 | 0 | 248.1688 | 377.79 | 0.97569 | 0.37809 | 2
6004 | 04E24G10H14D05M01W02 | 12.82 | 0.22 | 0.65 | 17.32 | 31.01 | 0.077778 | 309.6982 | 392.49 | 0.92361 | 0.34537 | 1
6005 | 04E24G10H14D05M01W03 | 12.82 | 0.22 | 0.65 | 12.54 | 26.23 | 0.077778 | 309.6982 | 326.13 | 0.92361 | 0.44627 | 2
6006 | 04E24G10H14D07M01W02 | 13.2 | 0.23 | 0.65 | 17.32 | 31.4 | 0.077778 | 315.8512 | 396.9 | 0.92014 | 0.33713 | 1
6007 | 04E24G10H14D07M01W03 | 13.2 | 0.23 | 0.65 | 12.54 | 26.62 | 0.077778 | 315.8512 | 330.54 | 0.92014 | 0.43804 | 2
6008 | 04E24G10H14D07M01W04 | 13.2 | 0.23 | 0.65 | 9.11 | 23.19 | 0.077778 | 315.8512 | 282.87 | 0.92014 | 0.51045 | 2
6009 | 04E24G10H14D07M02W02 | 13.15 | 0.08 | 0.65 | 17.32 | 31.2 | 0 | 305.5962 | 396.06 | 0.97222 | 0.34136 | 1
6010 | 04E24G11H07D04M01W02 | 16.33 | 0.05 | 0.65 | 17.32 | 34.35 | 0 | 350.7178 | 434.07 | 0.98264 | 0.27486 | 1
6011 | 04E24G11H07D05M01W02 | 14.35 | 0.05 | 0.65 | 17.32 | 32.37 | 0 | 319.9531 | 410.55 | 0.98264 | 0.31666 | 1
6012 | 04E24G11H07D05M01W03 | 14.35 | 0.05 | 0.65 | 12.54 | 27.59 | 0 | 319.9531 | 344.19 | 0.98264 | 0.41756 | 2
6013 | 04E24G11H07D06M01W02 | 12.65 | 0.04 | 0.65 | 17.32 | 30.66 | 0 | 293.2904 | 390.39 | 0.98611 | 0.35275 | 2
6014 | 04E24G11H07D06M01W03 | 12.65 | 0.04 | 0.65 | 12.54 | 25.88 | 0 | 293.2904 | 324.03 | 0.98611 | 0.45366 | 2
6015 | 04E24G11H07D07M01W02 | 14.77 | 0.05 | 0.65 | 17.32 | 32.79 | 0 | 326.1061 | 415.8 | 0.98264 | 0.30779 | 1
6016 | 04E24G11H07D07M01W03 | 14.77 | 0.05 | 0.65 | 12.54 | 28.01 | 0 | 326.1061 | 349.44 | 0.98264 | 0.4087 | 2
6017 | 04E24G11H07D07M01W04 | 14.77 | 0.05 | 0.65 | 9.11 | 24.58 | 0 | 326.1061 | 301.77 | 0.98264 | 0.48111 | 2
6018 | 04E24G11H07D07M02W02 | 14.77 | 0 | 0.65 | 17.32 | 32.74 | 0 | 322.0041 | 415.38 | 1 | 0.30885 | 1
6019 | 04E24G11H08D05M01W02 | 12.64 | 0.05 | 0.65 | 17.32 | 30.66 | 0 | 319.9531 | 388.5 | 0.98264 | 0.35275 | 2
6020 | 04E24G11H08D05M01W03 | 12.64 | 0.05 | 0.65 | 12.54 | 25.88 | 0 | 319.9531 | 322.14 | 0.98264 | 0.45366 | 2
6021 | 04E24G11H08D06M01W02 | 11.14 | 0.04 | 0.65 | 17.32 | 29.15 | 0 | 293.2904 | 370.86 | 0.98611 | 0.38463 | 2
6022 | 04E24G11H08D06M01W03 | 11.14 | 0.04 | 0.65 | 12.54 | 24.37 | 0 | 293.2904 | 304.5 | 0.98611 | 0.48554 | 2
6023 | 04E24G11H08D07M01W02 | 13.01 | 0.05 | 0.65 | 17.32 | 31.03 | 0 | 326.1061 | 392.91 | 0.98264 | 0.34494 | 1
6024 | 04E24G11H08D07M01W03 | 13.01 | 0.05 | 0.65 | 12.54 | 26.25 | 0 | 326.1061 | 326.55 | 0.98264 | 0.44585 | 2
6025 | 04E24G11H08D07M01W04 | 13.01 | 0.05 | 0.65 | 9.11 | 22.82 | 0 | 326.1061 | 278.88 | 0.98264 | 0.51826 | 2
6026 | 04E24G11H08D07M02W02 | 13.01 | 0 | 0.65 | 17.32 | 30.98 | 0 | 322.0041 | 392.7 | 1 | 0.346 | 1
6027 | 04E24G11H09D05M01W02 | 12.17 | 0.05 | 0.65 | 17.32 | 30.19 | 0 | 319.9531 | 382.2 | 0.98264 | 0.36268 | 2
6028 | 04E24G11H09D05M01W03 | 12.17 | 0.05 | 0.65 | 12.54 | 25.41 | 0 | 319.9531 | 315.84 | 0.98264 | 0.46358 | 2
6029 | 04E24G11H09D07M01W02 | 12.52 | 0.05 | 0.65 | 17.32 | 30.54 | 0 | 326.1061 | 386.4 | 0.98264 | 0.35529 | 2
6030 | 04E24G11H09D07M01W03 | 12.52 | 0.05 | 0.65 | 12.54 | 25.76 | 0 | 326.1061 | 320.04 | 0.98264 | 0.4562 | 2
6031 | 04E24G11H09D07M01W04 | 12.52 | 0.05 | 0.65 | 9.11 | 22.33 | 0 | 326.1061 | 272.37 | 0.98264 | 0.5286 | 2
6032 | 04E24G11H09D07M02W02 | 12.52 | 0 | 0.65 | 17.32 | 30.49 | 0 | 322.0041 | 386.19 | 1 | 0.35634 | 2
6033 | 04E24G11H10D05M01W02 | 14.35 | 0.04 | 0.65 | 17.32 | 32.36 | 0 | 319.9531 | 410.55 | 0.98611 | 0.31687 | 1
6034 | 04E24G11H10D05M01W03 | 14.35 | 0.04 | 0.65 | 12.54 | 27.58 | 0 | 319.9531 | 344.19 | 0.98611 | 0.41777 | 2
6035 | 04E24G11H10D07M01W02 | 14.77 | 0.04 | 0.65 | 17.32 | 32.78 | 0 | 326.1061 | 415.8 | 0.98611 | 0.308 | 1
6036 | 04E24G11H10D07M01W03 | 14.77 | 0.04 | 0.65 | 12.54 | 28 | 0 | 326.1061 | 349.44 | 0.98611 | 0.40891 | 2
6037 | 04E24G11H10D07M01W04 | 14.77 | 0.04 | 0.65 | 9.11 | 24.57 | 0 | 326.1061 | 301.77 | 0.98611 | 0.48132 | 2
6038 | 04E24G11H10D07M02W02 | 14.77 | 0 | 0.65 | 17.32 | 32.74 | 0 | 322.0041 | 415.38 | 1 | 0.30885 | 1
6039 | 04E24G11H11D05M01W02 | 14.35 | 0.04 | 0.65 | 17.32 | 32.36 | 0 | 319.9531 | 410.55 | 0.98611 | 0.31687 | 1
6040 | 04E24G11H11D05M01W03 | 14.35 | 0.04 | 0.65 | 12.54 | 27.58 | 0 | 319.9531 | 344.19 | 0.98611 | 0.41777 | 2
6041 | 04E24G11H11D06M01W02 | 12.65 | 0.04 | 0.65 | 17.32 | 30.66 | 0 | 293.2904 | 390.39 | 0.98611 | 0.35275 | 2
6042 | 04E24G11H11D06M01W03 | 12.65 | 0.04 | 0.65 | 12.54 | 25.88 | 0 | 293.2904 | 324.03 | 0.98611 | 0.45366 | 2
6043 | 04E24G11H11D07M01W02 | 14.77 | 0.04 | 0.65 | 17.32 | 32.78 | 0 | 326.1061 | 415.8 | 0.98611 | 0.308 | 1
6044 | 04E24G11H11D07M01W03 | 14.77 | 0.04 | 0.65 | 12.54 | 28 | 0 | 326.1061 | 349.44 | 0.98611 | 0.40891 | 2
6045 | 04E24G11H11D07M01W04 | 14.77 | 0.04 | 0.65 | 9.11 | 24.57 | 0 | 326.1061 | 301.77 | 0.98611 | 0.48132 | 2
6046 | 04E24G11H11D07M02W02 | 14.77 | 0 | 0.65 | 17.32 | 32.74 | 0 | 322.0041 | 415.38 | 1 | 0.30885 | 1
6047 | 04E24G11H12D05M01W02 | 12.46 | 0.03 | 0.65 | 17.32 | 30.46 | 0 | 258.4237 | 390.6 | 0.98958 | 0.35698 | 2
6048 | 04E24G11H12D05M01W03 | 12.46 | 0.03 | 0.65 | 12.54 | 25.68 | 0 | 258.4237 | 324.24 | 0.98958 | 0.45788 | 2
6049 | 04E24G11H12D07M01W02 | 12.84 | 0.04 | 0.65 | 17.32 | 30.85 | 0 | 262.5256 | 395.22 | 0.98611 | 0.34874 | 1
6050 | 04E24G11H12D07M01W03 | 12.84 | 0.04 | 0.65 | 12.54 | 26.07 | 0 | 262.5256 | 328.86 | 0.98611 | 0.44965 | 2
6051 | 04E24G11H12D07M01W04 | 12.84 | 0.04 | 0.65 | 9.11 | 22.64 | 0 | 262.5256 | 281.19 | 0.98611 | 0.52206 | 2
6052 | 04E24G11H12D07M02W02 | 12.84 | 0 | 0.65 | 17.32 | 30.81 | 0 | 260.4747 | 395.01 | 1 | 0.34959 | 1
6053 | 04E24G11H13D05M01W02 | 12.46 | 0.03 | 0.65 | 17.32 | 30.46 | 0 | 258.4237 | 390.6 | 0.98958 | 0.35698 | 2
6054 | 04E24G11H13D05M01W03 | 12.46 | 0.03 | 0.65 | 12.54 | 25.68 | 0 | 258.4237 | 324.24 | 0.98958 | 0.45788 | 2
6055 | 04E24G11H13D07M01W02 | 12.84 | 0.03 | 0.65 | 17.32 | 30.84 | 0 | 262.5256 | 395.22 | 0.98958 | 0.34896 | 1
6056 | 04E24G11H13D07M01W03 | 12.84 | 0.03 | 0.65 | 12.54 | 26.06 | 0 | 262.5256 | 328.86 | 0.98958 | 0.44986 | 2
6057 | 04E24G11H13D07M01W04 | 12.84 | 0.03 | 0.65 | 9.11 | 22.63 | 0 | 262.5256 | 281.19 | 0.98958 | 0.52227 | 2
6058 | 04E24G11H13D07M02W02 | 12.84 | 0 | 0.65 | 17.32 | 30.81 | 0 | 260.4747 | 395.01 | 1 | 0.34959 | 1
6059 | 04E24G11H14D05M01W02 | 14.35 | 0.04 | 0.65 | 17.32 | 32.36 | 0 | 317.9021 | 410.55 | 0.98611 | 0.31687 | 1
6060 | 04E24G11H14D05M01W03 | 14.35 | 0.04 | 0.65 | 12.54 | 27.58 | 0 | 317.9021 | 344.19 | 0.98611 | 0.41777 | 2
6061 | 04E24G11H14D07M01W02 | 14.77 | 0.04 | 0.65 | 17.32 | 32.78 | 0 | 324.0551 | 415.8 | 0.98611 | 0.308 | 1
6062 | 04E24G11H14D07M01W03 | 14.77 | 0.04 | 0.65 | 12.54 | 28 | 0 | 324.0551 | 349.44 | 0.98611 | 0.40891 | 2
6063 | 04E24G11H14D07M01W04 | 14.77 | 0.04 | 0.65 | 9.11 | 24.57 | 0 | 324.0551 | 301.77 | 0.98611 | 0.48132 | 2
6064 | 04E24G11H14D07M02W02 | 14.77 | 0 | 0.65 | 17.32 | 32.74 | 0 | 322.0041 | 415.38 | 1 | 0.30885 | 1
6065 | 04E24G12H07D04M01W02 | 10.98 | 6.89 | 0.65 | 17.32 | 35.84 | 1.7111 | 734.2514 | 370.23 | -1.3924 | 0.2434
6066 | 04E24G12H07D05M01W02 | 9.6 | 5.98 | 0.65 | 17.32 | 33.55 | 1.4778 | 656.3141 | 353.85 | -1.0764 | 0.29175
6067 | 04E24G12H07D05M01W03 | 9.6 | 5.98 | 0.65 | 12.54 | 28.77 | 1.4778 | 656.3141 | 287.49 | -1.0764 | 0.39265
6068 | 04E24G12H07D06M01W02 | 8.51 | 5.47 | 0.65 | 17.32 | 31.95 | 1.3222 | 607.0905 | 341.04 | -0.89931 | 0.32552 | 1
6069 | 04E24G12H07D06M01W03 | 8.51 | 5.47 | 0.65 | 12.54 | 27.17 | 1.3222 | 607.0905 | 274.68 | -0.89931 | 0.42643 | 1
6070 | 04E24G12H07D07M01W02 | 9.88 | 6.12 | 0.65 | 17.32 | 33.97 | 1.4778 | 668.62 | 357.21 | -1.125 | 0.28288
6071 | 04E24G12H07D07M01W03 | 9.88 | 6.12 | 0.65 | 12.54 | 29.19 | 1.4778 | 668.62 | 290.85 | -1.125 | 0.38379
6072 | 04E24G12H07D07M01W04 | 9.88 | 6.12 | 0.65 | 9.11 | 25.76 | 1.4778 | 668.62 | 243.18 | -1.125 | 0.4562
6073 | 04E24G12H07D07M02W02 | 9.58 | 4.66 | 0.65 | 17.32 | 32.21 | 1.2444 | 561.9689 | 353.43 | -0.61806 | 0.32003 | 1
6074 | 04E24G12H08D05M01W02 | 8.46 | 5.98 | 0.65 | 17.32 | 32.41 | 1.4778 | 656.3141 | 339.15 | -1.0764 | 0.31581
6075 | 04E24G12H08D05M01W03 | 8.46 | 5.98 | 0.65 | 12.54 | 27.63 | 1.4778 | 656.3141 | 272.79 | -1.0764 | 0.41672
6076 | 04E24G12H08D06M01W02 | 7.5 | 5.47 | 0.65 | 17.32 | 30.94 | 1.3222 | 607.0905 | 328.02 | -0.89931 | 0.34684 | 1
6077 | 04E24G12H08D06M01W03 | 7.5 | 5.47 | 0.65 | 12.54 | 26.16 | 1.3222 | 607.0905 | 261.66 | -0.89931 | 0.44775 | 1
6078 | 04E24G12H08D07M01W02 | 8.7 | 6.12 | 0.65 | 17.32 | 32.79 | 1.4778 | 668.62 | 341.88 | -1.125 | 0.30779
6079 | 04E24G12H08D07M01W03 | 8.7 | 6.12 | 0.65 | 12.54 | 28.01 | 1.4778 | 668.62 | 275.52 | -1.125 | 0.4087
6080 | 04E24G12H08D07M01W04 | 8.7 | 6.12 | 0.65 | 9.11 | 24.58 | 1.4778 | 668.62 | 227.85 | -1.125 | 0.48111
6081 | 04E24G12H08D07M02W02 | 8.44 | 4.66 | 0.65 | 17.32 | 31.07 | 1.2444 | 561.9689 | 338.73 | -0.61806 | 0.3441 | 1
6082 | 04E24G12H09D05M01W02 | 8.14 | 5.98 | 0.65 | 17.32 | 32.09 | 1.4778 | 656.3141 | 334.95 | -1.0764 | 0.32257
6083 | 04E24G12H09D05M01W03 | 8.14 | 5.98 | 0.65 | 12.54 | 27.31 | 1.4778 | 656.3141 | 268.59 | -1.0764 | 0.42347
6084 | 04E24G12H09D07M01W02 | 8.37 | 6.12 | 0.65 | 17.32 | 32.46 | 1.4778 | 668.62 | 337.68 | -1.125 | 0.31476
6085 | 04E24G12H09D07M01W03 | 8.37 | 6.12 | 0.65 | 12.54 | 27.68 | 1.4778 | 668.62 | 271.32 | -1.125 | 0.41566
6086 | 04E24G12H09D07M01W04 | 8.37 | 6.12 | 0.65 | 9.11 | 24.25 | 1.4778 | 668.62 | 223.65 | -1.125 | 0.48807
6087 | 04E24G12H09D07M02W02 | 8.12 | 4.66 | 0.65 | 17.32 | 30.75 | 1.2444 | 561.9689 | 334.53 | -0.61806 | 0.35085 | 1
6088 | 04E24G12H10D05M01W02 | 9.6 | 5.49 | 0.65 | 17.32 | 33.06 | 1.3222 | 625.5494 | 353.85 | -0.90625 | 0.30209 | 1
6089 | 04E24G12H10D05M01W03 | 9.6 | 5.49 | 0.65 | 12.54 | 28.28 | 1.3222 | 625.5494 | 287.49 | -0.90625 | 0.403 | 1
6090 | 04E24G12H10D07M01W02 | 9.88 | 5.62 | 0.65 | 17.32 | 33.47 | 1.4 | 637.8553 | 357.21 | -0.95139 | 0.29343 | 1
6091 | 04E24G12H10D07M01W03 | 9.88 | 5.62 | 0.65 | 12.54 | 28.69 | 1.4 | 637.8553 | 290.85 | -0.95139 | 0.39434 | 1
6092 | 04E24G12H10D07M01W04 | 9.88 | 5.62 | 0.65 | 9.11 | 25.26 | 1.4 | 637.8553 | 243.18 | -0.95139 | 0.46675 | 1
6093 | 04E24G12H10D07M02W02 | 9.58 | 4.28 | 0.65 | 17.32 | 31.83 | 1.1667 | 537.3572 | 353.43 | -0.48611 | 0.32806 | 1
6094 | 04E24G12H11D05M01W02 | 9.6 | 5.41 | 0.65 | 17.32 | 32.98 | 1.3222 | 623.4984 | 353.85 | -0.87847 | 0.30378 | 1
6095 | 04E24G12H11D05M01W03 | 9.6 | 5.41 | 0.65 | 12.54 | 28.2 | 1.3222 | 623.4984 | 287.49 | -0.87847 | 0.40469 | 1
6096 | 04E24G12H11D06M01W02 | 8.51 | 4.95 | 0.65 | 17.32 | 31.43 | 1.1667 | 576.3258 | 341.04 | -0.71875 | 0.3365 | 1
6097 | 04E24G12H11D06M01W03 | 8.51 | 4.95 | 0.65 | 12.54 | 26.65 | 1.1667 | 576.3258 | 274.68 | -0.71875 | 0.43741 | 1
6098 | 04E24G12H11D07M01W02 | 9.88 | 5.53 | 0.65 | 17.32 | 33.38 | 1.3222 | 635.8043 | 357.21 | -0.92014 | 0.29533 | 1
6099 | 04E24G12H11D07M01W03 | 9.88 | 5.53 | 0.65 | 12.54 | 28.6 | 1.3222 | 635.8043 | 290.85 | -0.92014 | 0.39624 | 1
6100 | 04E24G12H11D07M01W04 | 9.88 | 5.53 | 0.65 | 9.11 | 25.17 | 1.3222 | 635.8043 | 243.18 | -0.92014 | 0.46865 | 1
6101 | 04E24G12H11D07M02W02 | 9.58 | 4.21 | 0.65 | 17.32 | 31.76 | 1.1667 | 535.3062 | 353.43 | -0.46181 | 0.32953 | 1
6102 | 04E24G12H12D05M01W02 | 8.34 | 4.51 | 0.65 | 17.32 | 30.82 | 1.0889 | 518.8983 | 340.62 | -0.56597 | 0.34938 | 1
6103 | 04E24G12H12D05M01W03 | 8.34 | 4.51 | 0.65 | 12.54 | 26.04 | 1.0889 | 518.8983 | 274.26 | -0.56597 | 0.45028 | 1
6104 | 04E24G12H12D07M01W02 | 8.59 | 4.61 | 0.65 | 17.32 | 31.17 | 1.1667 | 531.2042 | 343.56 | -0.60069 | 0.34199 | 1
6105 | 04E24G12H12D07M01W03 | 8.59 | 4.61 | 0.65 | 12.54 | 26.39 | 1.1667 | 531.2042 | 277.2 | -0.60069 | 0.4429 | 1
6106 | 04E24G12H12D07M01W04 | 8.59 | 4.61 | 0.65 | 9.11 | 22.96 | 1.1667 | 531.2042 | 229.53 | -0.60069 | 0.51531 | 1
6107 | 04E24G12H12D07M02W02 | 8.32 | 3.51 | 0.65 | 17.32 | 29.8 | 0.93333 | 447.114 | 340.2 | -0.21875 | 0.37091 | 1
6108 | 04E24G12H13D05M01W02 | 8.34 | 4.04 | 0.65 | 17.32 | 30.35 | 1.0111 | 481.9807 | 340.62 | -0.40278 | 0.3593 | 1
6109 | 04E24G12H13D05M01W03 | 8.34 | 4.04 | 0.65 | 12.54 | 25.57 | 1.0111 | 481.9807 | 274.26 | -0.40278 | 0.46021 | 1
6110 | 04E24G12H13D07M01W02 | 8.59 | 4.13 | 0.65 | 17.32 | 30.69 | 1.0111 | 492.2356 | 343.56 | -0.43403 | 0.35212 | 1
6111 | 04E24G12H13D07M01W03 | 8.59 | 4.13 | 0.65 | 12.54 | 25.91 | 1.0111 | 492.2356 | 277.2 | -0.43403 | 0.45303 | 1
6112 | 04E24G12H13D07M01W04 | 8.59 | 4.13 | 0.65 | 9.11 | 22.48 | 1.0111 | 492.2356 | 229.53 | -0.43403 | 0.52544 | 1
6113 | 04E24G12H13D07M02W02 | 8.32 | 3.15 | 0.65 | 17.32 | 29.44 | 0.85556 | 418.4002 | 340.2 | -0.09375 | 0.37851 | 1
6114 | 04E24G12H14D05M01W02 | 9.6 | 4.86 | 0.65 | 17.32 | 32.43 | 1.1667 | 580.4278 | 353.85 | -0.6875 | 0.31539 | 1
6115 | 04E24G12H14D05M01W03 | 9.6 | 4.86 | 0.65 | 12.54 | 27.65 | 1.1667 | 580.4278 | 287.49 | -0.6875 | 0.4163 | 1
6116 | 04E24G12H14D07M01W02 | 9.88 | 4.97 | 0.65 | 17.32 | 32.82 | 1.2444 | 590.6827 | 357.21 | -0.72569 | 0.30716 | 1
6117 | 04E24G12H14D07M01W03 | 9.88 | 4.97 | 0.65 | 12.54 | 28.04 | 1.2444 | 590.6827 | 290.85 | -0.72569 | 0.40806 | 1
6118 | 04E24G12H14D07M01W04 | 9.88 | 4.97 | 0.65 | 9.11 | 24.61 | 1.2444 | 590.6827 | 243.18 | -0.72569 | 0.48047 | 1
6119 | 04E24G12H14D07M02W02 | 9.58 | 3.79 | 0.65 | 17.32 | 31.34 | 1.0111 | 502.4905 | 353.43 | -0.31597 | 0.3384 | 1
6120 | 04E25G10H07D04M01W02 | 21.98 | 4.1 | 0.65 | 17.32 | 44.05 | 1.4778 | 666.569 | 501.9 | -0.42361 | 0.070087
6121 | 04E25G10H07D05M01W02 | 18.89 | 3.28 | 0.65 | 17.32 | 40.14 | 1.1667 | 580.4278 | 465.15 | -0.13889 | 0.15263 | 1
6122 | 04E25G10H07D05M01W03 | 18.89 | 3.28 | 0.65 | 12.54 | 35.36 | 1.1667 | 580.4278 | 398.79 | -0.13889 | 0.25354 | 1
6123 | 04E25G10H07D06M01W02 | 17.14 | 2.83 | 0.65 | 17.32 | 37.94 | 1.0111 | 527.1023 | 444.15 | 0.017361 | 0.19907 | 1
6124 | 04E25G10H07D06M01W03 | 17.14 | 2.83 | 0.65 | 12.54 | 33.16 | 1.0111 | 527.1023 | 377.79 | 0.017361 | 0.29998 | 1
6125 | 04E25G10H07D07M01W02 | 19.34 | 3.43 | 0.65 | 17.32 | 40.74 | 1.1667 | 592.7337 | 470.4 | -0.19097 | 0.13996
6126 | 04E25G10H07D07M01W03 | 19.34 | 3.43 | 0.65 | 12.54 | 35.96 | 1.1667 | 592.7337 | 404.04 | -0.19097 | 0.24087 | 1
6127 | 04E25G10H07D07M01W04 | 19.34 | 3.43 | 0.65 | 9.11 | 32.53 | 1.1667 | 592.7337 | 356.37 | -0.19097 | 0.31328 | 1
6128 | 04E25G10H07D07M02W02 | 19.22 | 2.27 | 0.65 | 17.32 | 39.46 | 0.93333 | 523.0003 | 468.72 | 0.21181 | 0.16698 | 1
6129 | 04E25G10H08D05M01W02 | 16.64 | 3.28 | 0.65 | 17.32 | 37.89 | 1.1667 | 580.4278 | 435.75 | -0.13889 | 0.20013 | 1
6130 | 04E25G10H08D05M01W03 | 16.64 | 3.28 | 0.65 | 12.54 | 33.11 | 1.1667 | 580.4278 | 369.39 | -0.13889 | 0.30103 | 1
6131 | 04E25G10H08D06M01W02 | 15.09 | 2.83 | 0.65 | 17.32 | 35.89 | 1.0111 | 527.1023 | 417.69 | 0.017361 | 0.24235 | 1
6132 | 04E25G10H08D06M01W03 | 15.09 | 2.83 | 0.65 | 12.54 | 31.11 | 1.0111 | 527.1023 | 351.33 | 0.017361 | 0.34326 | 1
6133 | 04E25G10H08D07M01W02 | 17.03 | 3.43 | 0.65 | 17.32 | 38.43 | 1.1667 | 592.7337 | 440.37 | -0.19097 | 0.18873 | 1
6134 | 04E25G10H08D07M01W03 | 17.03 | 3.43 | 0.65 | 12.54 | 33.65 | 1.1667 | 592.7337 | 374.01 | -0.19097 | 0.28963 | 1
6135 | 04E25G10H08D07M01W04 | 17.03 | 3.43 | 0.65 | 9.11 | 30.22 | 1.1667 | 592.7337 | 326.34 | -0.19097 | 0.36204 | 1
6136 | 04E25G10H08D07M02W02 | 16.93 | 2.27 | 0.65 | 17.32 | 37.17 | 0.93333 | 523.0003 | 438.9 | 0.21181 | 0.21533 | 1
6137 | 04E25G10H09D05M01W02 | 16.01 | 3.28 | 0.65 | 17.32 | 37.26 | 1.1667 | 580.4278 | 427.56 | -0.13889 | 0.21343 | 1
6138 | 04E25G10H09D05M01W03 | 16.01 | 3.28 | 0.65 | 12.54 | 32.48 | 1.1667 | 580.4278 | 361.2 | -0.13889 | 0.31433 | 1
6139 | 04E25G10H09D07M01W02 | 16.39 | 3.43 | 0.65 | 17.32 | 37.79 | 1.1667 | 592.7337 | 431.97 | -0.19097 | 0.20224 | 1
6140 | 04E25G10H09D07M01W03 | 16.39 | 3.43 | 0.65 | 12.54 | 33.01 | 1.1667 | 592.7337 | 365.61 | -0.19097 | 0.30315 | 1
6141 | 04E25G10H09D07M01W04 | 16.39 | 3.43 | 0.65 | 9.11 | 29.58 | 1.1667 | 592.7337 | 317.94 | -0.19097 | 0.37555 | 1
6142 | 04E25G10H09D07M02W02 | 16.29 | 2.27 | 0.65 | 17.32 | 36.53 | 0.93333 | 523.0003 | 430.5 | 0.21181 | 0.22884 | 1
6143 | 04E25G10H10D05M01W02 | 18.89 | 3 | 0.65 | 17.32 | 39.86 | 1.0889 | 564.0199 | 465.15 | -0.041667 | 0.15854 | 1
6144 | 04E25G10H10D05M01W03 | 18.89 | 3 | 0.65 | 12.54 | 35.08 | 1.0889 | 564.0199 | 398.79 | -0.041667 | 0.25945 | 1
6145 | 04E25G10H10D07M01W02 | 19.34 | 3.13 | 0.65 | 17.32 | 40.44 | 1.0889 | 578.3768 | 470.4 | -0.086806 | 0.1463
6146 | 04E25G10H10D07M01W03 | 19.34 | 3.13 | 0.65 | 12.54 | 35.66 | 1.0889 | 578.3768 | 404.04 | -0.086806 | 0.2472 | 1
6147 | 04E25G10H10D07M01W04 | 19.34 | 3.13 | 0.65 | 9.11 | 32.23 | 1.0889 | 578.3768 | 356.37 | -0.086806 | 0.31961 | 1
6148 | 04E25G10H10D07M02W02 | 19.22 | 2.08 | 0.65 | 17.32 | 39.27 | 0.85556 | 512.7454 | 468.72 | 0.27778 | 0.17099 | 1
6149 | 04E25G10H11D05M01W02 | 18.89 | 2.94 | 0.65 | 17.32 | 39.8 | 1.0111 | 564.0199 | 465.15 | -0.020833 | 0.15981 | 1
6150 | 04E25G10H11D05M01W03 | 18.89 | 2.94 | 0.65 | 12.54 | 35.02 | 1.0111 | 564.0199 | 398.79 | -0.020833 | 0.26071 | 1
6151 | 04E25G10H11D06M01W02 | 17.14 | 2.54 | 0.65 | 17.32 | 37.65 | 0.85556 | 514.7964 | 444.15 | 0.11806 | 0.20519 | 1
6152 | 04E25G10H11D06M01W03 | 17.14 | 2.54 | 0.65 | 12.54 | 32.87 | 0.85556 | 514.7964 | 377.79 | 0.11806 | 0.3061 | 1
6153 | 04E25G10H11D07M01W02 | 19.34 | 3.07 | 0.65 | 17.32 | 40.38 | 1.0889 | 576.3258 | 470.4 | -0.065972 | 0.14756
6154 | 04E25G10H11D07M01W03 | 19.34 | 3.07 | 0.65 | 12.54 | 35.6 | 1.0889 | 576.3258 | 404.04 | -0.065972 | 0.24847 | 1
6155 | 04E25G10H11D07M01W04 | 19.34 | 3.07 | 0.65 | 9.11 | 32.17 | 1.0889 | 576.3258 | 356.37 | -0.065972 | 0.32088 | 1
6156 | 04E25G10H11D07M02W02 | 19.22 | 2.04 | 0.65 | 17.32 | 39.23 | 0.85556 | 510.6944 | 468.72 | 0.29167 | 0.17184 | 1
6157 | 04E25G10H12D05M01W02 | 16.42 | 2.45 | 0.65 | 17.32 | 36.84 | 0.85556 | 455.3179 | 438.69 | 0.14931 | 0.22229 | 1
6158 | 04E25G10H12D05M01W03 | 16.42 | 2.45 | 0.65 | 12.54 | 32.06 | 0.85556 | 455.3179 | 372.33 | 0.14931 | 0.3232 | 1
6159 | 04E25G10H12D07M01W02 | 16.81 | 2.56 | 0.65 | 17.32 | 37.34 | 0.93333 | 465.5728 | 443.31 | 0.11111 | 0.21174 | 1
6160 | 04E25G10H12D07M01W03 | 16.81 | 2.56 | 0.65 | 12.54 | 32.56 | 0.93333 | 465.5728 | 376.95 | 0.11111 | 0.31265 | 1
6161 | 04E25G10H12D07M01W04 | 16.81 | 2.56 | 0.65 | 9.11 | 29.13 | 0.93333 | 465.5728 | 329.28 | 0.11111 | 0.38505 | 1
6162 | 04E25G10H12D07M02W02 | 16.7 | 1.7 | 0.65 | 17.32 | 36.37 | 0.7 | 412.2473 | 441.84 | 0.40972 | 0.23221 | 1
6163 | 04E25G10H13D05M01W02 | 16.42 | 2.21 | 0.65 | 17.32 | 36.6 | 0.77778 | 438.91 | 438.69 | 0.23264 | 0.22736 | 1
6164 | 04E25G10H13D05M01W03 | 16.42 | 2.21 | 0.65 | 12.54 | 31.82 | 0.77778 | 438.91 | 372.33 | 0.23264 | 0.32827 | 1
6165 | 04E25G10H13D07M01W02 | 16.81 | 2.31 | 0.65 | 17.32 | 37.09 | 0.77778 | 449.165 | 443.31 | 0.19792 | 0.21701 | 1
6166 | 04E25G10H13D07M01W03 | 16.81 | 2.31 | 0.65 | 12.54 | 32.31 | 0.77778 | 449.165 | 376.95 | 0.19792 | 0.31792 | 1
6167 | 04E25G10H13D07M01W04 | 16.81 | 2.31 | 0.65 | 9.11 | 28.88 | 0.77778 | 449.165 | 329.28 | 0.19792 | 0.39033 | 1
6168 | 04E25G10H13D07M02W02 | 16.7 | 1.53 | 0.65 | 17.32 | 36.2 | 0.62222 | 399.9414 | 441.84 | 0.46875 | 0.2358 | 1
6169 | 04E25G10H14D05M01W02 | 18.89 | 2.66 | 0.65 | 17.32 | 39.52 | 0.93333 | 543.5101 | 465.15 | 0.076389 | 0.16572 | 1
6170 | 04E25G10H14D05M01W03 | 18.89 | 2.66 | 0.65 | 12.54 | 34.74 | 0.93333 | 543.5101 | 398.79 | 0.076389 | 0.26662 | 1
6171 | 04E25G10H14D07M01W02 | 19.34 | 2.78 | 0.65 | 17.32 | 40.09 | 1.0111 | 555.816 | 470.4 | 0.034722 | 0.15368 | 1
6172 | 04E25G10H14D07M01W03 | 19.34 | 2.78 | 0.65 | 12.54 | 35.31 | 1.0111 | 555.816 | 404.04 | 0.034722 | 0.25459 | 1
6173 | 04E25G10H14D07M01W04 | 19.34 | 2.78 | 0.65 | 9.11 | 31.88 | 1.0111 | 555.816 | 356.37 | 0.034722 | 0.327 | 1
6174 | 04E25G10H14D07M02W02 | 19.22 | 1.84 | 0.65 | 17.32 | 39.03 | 0.77778 | 498.3885 | 468.72 | 0.36111 | 0.17606 | 1
6175 | 04E25G11H07D04M01W02 | 23.56 | 2.36 | 0.65 | 17.32 | 43.89 | 1.0111 | 586.5807 | 520.8 | 0.18056 | 0.073464
6176 | 04E25G11H07D05M01W02 | 20.33 | 1.89 | 0.65 | 17.32 | 40.19 | 0.77778 | 512.7454 | 482.16 | 0.34375 | 0.15157 | 1
6177 | 04E25G11H07D05M01W03 | 20.33 | 1.89 | 0.65 | 12.54 | 35.41 | 0.77778 | 512.7454 | 415.8 | 0.34375 | 0.25248 | 1
6178 | 04E25G11H07D06M01W02 | 18.45 | 1.61 | 0.65 | 17.32 | 38.03 | 0.62222 | 469.6748 | 459.9 | 0.44097 | 0.19717 | 1
6179 | 04E25G11H07D06M01W03 | 18.45 | 1.61 | 0.65 | 12.54 | 33.25 | 0.62222 | 469.6748 | 393.54 | 0.44097 | 0.29808 | 1
6180 | 04E25G11H07D07M01W02 | 20.8 | 1.98 | 0.65 | 17.32 | 40.75 | 0.77778 | 523.0003 | 487.83 | 0.3125 | 0.13975
6181 | 04E25G11H07D07M01W03 | 20.8 | 1.98 | 0.65 | 12.54 | 35.97 | 0.77778 | 523.0003 | 421.47 | 0.3125 | 0.24066 | 1
6182 | 04E25G11H07D07M01W04 | 20.8 | 1.98 | 0.65 | 9.11 | 32.54 | 0.77778 | 523.0003 | 373.8 | 0.3125 | 0.31307 | 1
6183 | 04E25G11H07D07M02W02 | 20.74 | 1.23 | 0.65 | 17.32 | 39.94 | 0.54444 | 481.9807 | 486.78 | 0.57292 | 0.15685 | 1
6184 | 04E25G11H08D05M01W02 | 17.9 | 1.89 | 0.65 | 17.32 | 37.76 | 0.77778 | 512.7454 | 450.66 | 0.34375 | 0.20287 | 1
6185 | 04E25G11H08D05M01W03 | 17.9 | 1.89 | 0.65 | 12.54 | 32.98 | 0.77778 | 512.7454 | 384.3 | 0.34375 | 0.30378 | 1
6186 | 04E25G11H08D06M01W02 | 16.25 | 1.61 | 0.65 | 17.32 | 35.83 | 0.62222 | 469.6748 | 431.34 | 0.44097 | 0.24361 | 1
6187 | 04E25G11H08D06M01W03 | 16.25 | 1.61 | 0.65 | 12.54 | 31.05 | 0.62222 | 469.6748 | 364.98 | 0.44097 | 0.34452 | 1
6188 | 04E25G11H08D07M01W02 | 18.32 | 1.98 | 0.65 | 17.32 | 38.27 | 0.77778 | 523.0003 | 455.49 | 0.3125 | 0.1921 | 1
6189 | 04E25G11H08D07M01W03 | 18.32 | 1.98 | 0.65 | 12.54 | 33.49 | 0.77778 | 523.0003 | 389.13 | 0.3125 | 0.29301 | 1
6190 | 04E25G11H08D07M01W04 | 18.32 | 1.98 | 0.65 | 9.11 | 30.06 | 0.77778 | 523.0003 | 341.46 | 0.3125 | 0.36542 | 1
6191 | 04E25G11H08D07M02W02 | 18.27 | 1.23 | 0.65 | 17.32 | 37.47 | 0.54444 | 481.9807 | 454.65 | 0.57292 | 0.20899 | 1
6192 | 04E25G11H09D05M01W02 | 17.23 | 1.89 | 0.65 | 17.32 | 37.09 | 0.77778 | 512.7454 | 441.84 | 0.34375 | 0.21701 | 1
6193 | 04E25G11H09D05M01W03 | 17.23 | 1.89 | 0.65 | 12.54 | 32.31 | 0.77778 | 512.7454 | 375.48 | 0.34375 | 0.31792 | 1
6194 | 04E25G11H09D07M01W02 | 17.63 | 1.98 | 0.65 | 17.32 | 37.58 | 0.77778 | 523.0003 | 446.46 | 0.3125 | 0.20667 | 1
6195 | 04E25G11H09D07M01W03 | 17.63 | 1.98 | 0.65 | 12.54 | 32.8 | 0.77778 | 523.0003 | 380.1 | 0.3125 | 0.30758 | 1
6196 | 04E25G11H09D07M01W04 | 17.63 | 1.98 | 0.65 | 9.11 | 29.37 | 0.77778 | 523.0003 | 332.43 | 0.3125 | 0.37999 | 1
6197 | 04E25G11H09D07M02W02 | 17.58 | 1.23 | 0.65 | 17.32 | 36.78 | 0.54444 | 481.9807 | 445.83 | 0.57292 | 0.22356 | 1
6198 | 04E25G11H10D05M01W02 | 20.33 | 1.72 | 0.65 | 17.32 | 40.02 | 0.7 | 504.5415 | 482.16 | 0.40278 | 0.15516 | 1
6199 | 04E25G11H10D05M01W03 | 20.33 | 1.72 | 0.65 | 12.54 | 35.24 | 0.7 | 504.5415 | 415.8 | 0.40278 | 0.25607 | 1
6200 | 04E25G11H10D07M01W02 | 20.8 | 1.8 | 0.65 | 17.32 | 40.57 | 0.7 | 514.7964 | 487.83 | 0.375 | 0.14355
6201 | 04E25G11H10D07M01W03 | 20.8 | 1.8 | 0.65 | 12.54 | 35.79 | 0.7 | 514.7964 | 421.47 | 0.375 | 0.24446 | 1
6202 | 04E25G11H10D07M01W04 | 20.8 | 1.8 | 0.65 | 9.11 | 32.36 | 0.7 | 514.7964 | 373.8 | 0.375 | 0.31687 | 1
6203 | 04E25G11H10D07M02W02 | 20.74 | 1.12 | 0.65 | 17.32 | 39.83 | 0.46667 | 475.8277 | 486.78 | 0.61111 | 0.15917 | 1
6204 | 04E25G11H11D05M01W02 | 20.33 | 1.69 | 0.65 | 17.32 | 39.99 | 0.7 | 502.4905 | 482.16 | 0.41319 | 0.15579 | 1
6205 | 04E25G11H11D05M01W03 | 20.33 | 1.69 | 0.65 | 12.54 | 35.21 | 0.7 | 502.4905 | 415.8 | 0.41319 | 0.2567 | 1
6206 | 04E25G11H11D06M01W02 | 18.45 | 1.44 | 0.65 | 17.32 | 37.86 | 0.54444 | 461.4708 | 459.9 | 0.5 | 0.20076 | 1
6207 | 04E25G11H11D06M01W03 | 18.45 | 1.44 | 0.65 | 12.54 | 33.08 | 0.54444 | 461.4708 | 393.54 | 0.5 | 0.30167 | 1
6208 | 04E25G11H11D07M01W02 | 20.8 | 1.76 | 0.65 | 17.32 | 40.53 | 0.7 | 512.7454 | 487.83 | 0.38889 | 0.1444
6209 | 04E25G11H11D07M01W03 | 20.8 | 1.76 | 0.65 | 12.54 | 35.75 | 0.7 | 512.7454 | 421.47 | 0.38889 | 0.2453 | 1
6210 | 04E25G11H11D07M01W04 | 20.8 | 1.76 | 0.65 | 9.11 | 32.32 | 0.7 | 512.7454 | 373.8 | 0.38889 | 0.31771 | 1
6211 | 04E25G11H11D07M02W02 | 20.74 | 1.09 | 0.65 | 17.32 | 39.8 | 0.46667 | 475.8277 | 486.78 | 0.62153 | 0.15981 | 1
6212 | 04E25G11H12D05M01W02 | 17.67 | 1.41 | 0.65 | 17.32 | 37.05 | 0.54444 | 401.9924 | 453.81 | 0.51042 | 0.21786 | 1
6213 | 04E25G11H12D05M01W03 | 17.67 | 1.41 | 0.65 | 12.54 | 32.27 | 0.54444 | 401.9924 | 387.45 | 0.51042 | 0.31877 | 1
6214 | 04E25G11H12D07M01W02 | 18.08 | 1.47 | 0.65 | 17.32 | 37.52 | 0.62222 | 410.1963 | 458.64 | 0.48958 | 0.20794 | 1
6215 | 04E25G11H12D07M01W03 | 18.08 | 1.47 | 0.65 | 12.54 | 32.74 | 0.62222 | 410.1963 | 392.28 | 0.48958 | 0.30885 | 1
6216 | 04E25G11H12D07M01W04 | 18.08 | 1.47 | 0.65 | 9.11 | 29.31 | 0.62222 | 410.1963 | 344.61 | 0.48958 | 0.38125 | 2
6217 | 04E25G11H12D07M02W02 | 18.02 | 0.91 | 0.65 | 17.32 | 36.9 | 0.38889 | 377.3806 | 457.8 | 0.68403 | 0.22103 | 1
6218 | 04E25G11H13D05M01W02 | 17.67 | 1.27 | 0.65 | 17.32 | 36.91 | 0.54444 | 391.7375 | 453.81 | 0.55903 | 0.22081 | 1
6219 | 04E25G11H13D05M01W03 | 17.67 | 1.27 | 0.65 | 12.54 | 32.13 | 0.54444 | 391.7375 | 387.45 | 0.55903 | 0.32172 | 1
6220 | 04E25G11H13D07M01W02 | 18.08 | 1.33 | 0.65 | 17.32 | 37.38 | 0.54444 | 401.9924 | 458.64 | 0.53819 | 0.21089 | 1
6221 | 04E25G11H13D07M01W03 | 18.08 | 1.33 | 0.65 | 12.54 | 32.6 | 0.54444 | 401.9924 | 392.28 | 0.53819 | 0.3118 | 1
6222 | 04E25G11H13D07M01W04 | 18.08 | 1.33 | 0.65 | 9.11 | 29.17 | 0.54444 | 401.9924 | 344.61 | 0.53819 | 0.38421 | 2
6223 | 04E25G11H13D07M02W02 | 18.02 | 0.83 | 0.65 | 17.32 | 36.82 | 0.38889 | 371.2277 | 457.8 | 0.71181 | 0.22271 | 1
6224 | 04E25G11H14D05M01W02 | 20.33 | 1.53 | 0.65 | 17.32 | 39.83 | 0.62222 | 492.2356 | 482.16 | 0.46875 | 0.15917 | 1
6225 | 04E25G11H14D05M01W03 | 20.33 | 1.53 | 0.65 | 12.54 | 35.05 | 0.62222 | 492.2356 | 415.8 | 0.46875 | 0.26008 | 1
6226 | 04E25G11H14D07M01W02 | 20.8 | 1.6 | 0.65 | 17.32 | 40.37 | 0.62222 | 502.4905 | 487.83 | 0.44444 | 0.14777
6227 | 04E25G11H14D07M01W03 | 20.8 | 1.6 | 0.65 | 12.54 | 35.59 | 0.62222 | 502.4905 | 421.47 | 0.44444 | 0.24868 | 1
6228 | 04E25G11H14D07M01W04 | 20.8 | 1.6 | 0.65 | 9.11 | 32.16 | 0.62222 | 502.4905 | 373.8 | 0.44444 | 0.32109 | 1
6229 | 04E25G11H14D07M02W02 | 20.74 | 0.99 | 0.65 | 17.32 | 39.7 | 0.38889 | 469.6748 | 486.78 | 0.65625 | 0.16192 | 1
6230 | 04E25G12H07D04M01W02 | 18.55 | 15.88 | 0.65 | 17.32 | 52.4 | 3.7333 | 1417.2282 | 460.74 | -4.5139 | -0.10619
6231 | 04E25G12H07D05M01W02 | 15.82 | 13.1 | 0.65 | 17.32 | 46.89 | 3.0333 | 1203.9262 | 428.4 | -3.5486 | 0.010133
6232 | 04E25G12H07D05M01W03 | 15.82 | 13.1 | 0.65 | 12.54 | 42.11 | 3.0333 | 1203.9262 | 362.04 | -3.5486 | 0.11104
6233 | 04E25G12H07D06M01W02 | 14.41 | 11.64 | 0.65 | 17.32 | 44.02 | 2.6444 | 1093.1732 | 411.6 | -3.0417 | 0.07072
6234 | 04E25G12H07D06M01W03 | 14.41 | 11.64 | 0.65 | 12.54 | 39.24 | 2.6444 | 1093.1732 | 345.24 | -3.0417 | 0.17163
6235 | 04E25G12H07D07M01W02 | 16.18 | 13.52 | 0.65 | 17.32 | 47.67 | 3.1111 | 1236.7419 | 432.6 | -3.6944 | -0.0063331
6236 | 04E25G12H07D07M01W03 | 16.18 | 13.52 | 0.65 | 12.54 | 42.89 | 3.1111 | 1236.7419 | 366.24 | -3.6944 | 0.094575
6237 | 04E25G12H07D07M01W04 | 16.18 | 13.52 | 0.65 | 9.11 | 39.46 | 3.1111 | 1236.7419 | 318.57 | -3.6944 | 0.16698
6238 | 04E25G12H07D07M02W02 | 15.71 | 11.1 | 0.65 | 17.32 | 44.78 | 2.8 | 1066.5104 | 426.72 | -2.8542 | 0.054676
6239 | 04E25G12H08D05M01W02 | 13.93 | 13.1 | 0.65 | 17.32 | 45 | 3.0333 | 1203.9262 | 403.83 | -3.5486 | 0.050032
6240 | 04E25G12H08D05M01W03 | 13.93 | 13.1 | 0.65 | 12.54 | 40.22 | 3.0333 | 1203.9262 | 337.47 | -3.5486 | 0.15094
6241 | 04E25G12H08D06M01W02 | 12.69 | 11.64 | 0.65 | 17.32 | 42.3 | 2.6444 | 1093.1732 | 389.13 | -3.0417 | 0.10703
6242 | 04E25G12H08D06M01W03 | 12.69 | 11.64 | 0.65 | 12.54 | 37.52 | 2.6444 | 1093.1732 | 322.77 | -3.0417 | 0.20794
6243 | 04E25G12H08D07M01W02 | 14.25 | 13.52 | 0.65 | 17.32 | 45.74 | 3.1111 | 1236.7419 | 407.61 | -3.6944 | 0.03441
6244 | 04E25G12H08D07M01W03 | 14.25 | 13.52 | 0.65 | 12.54 | 40.96 | 3.1111 | 1236.7419 | 341.25 | -3.6944 | 0.13532
6245 | 04E25G12H08D07M01W04 | 14.25 | 13.52 | 0.65 | 9.11 | 37.53 | 3.1111 | 1236.7419 | 293.58 | -3.6944 | 0.20773
6246 | 04E25G12H08D07M02W02 | 13.84 | 11.1 | 0.65 | 17.32 | 42.91 | 2.8 | 1066.5104 | 402.36 | -2.8542 | 0.094152
6247 | 04E25G12H09D05M01W02 | 13.41 | 13.1 | 0.65 | 17.32 | 44.48 | 3.0333 | 1203.9262 | 396.9 | -3.5486 | 0.061009
6248 | 04E25G12H09D05M01W03 | 13.41 | 13.1 | 0.65 | 12.54 | 39.7 | 3.0333 | 1203.9262 | 330.54 | -3.5486 | 0.16192
6249 | 04E25G12H09D07M01W02 | 13.71 | 13.52 | 0.65 | 17.32 | 45.2 | 3.1111 | 1236.7419 | 400.47 | -3.6944 | 0.04581
6250 | 04E25G12H09D07M01W03 | 13.71 | 13.52 | 0.65 | 12.54 | 40.42 | 3.1111 | 1236.7419 | 334.11 | -3.6944 | 0.14672
6251 | 04E25G12H09D07M01W04 | 13.71 | 13.52 | 0.65 | 9.11 | 36.99 | 3.1111 | 1236.7419 | 286.44 | -3.6944 | 0.21913
6252 | 04E25G12H09D07M02W02 | 13.32 | 11.1 | 0.65 | 17.32 | 42.39 | 2.8 | 1066.5104 | 395.64 | -2.8542 | 0.10513
6253 | 04E25G12H10D05M01W02 | 15.82 | 12.01 | 0.65 | 17.32 | 45.8 | 2.7222 | 1140.3457 | 428.4 | -3.1701 | 0.033143
6254 | 04E25G12H10D05M01W03 | 15.82 | 12.01 | 0.65 | 12.54 | 41.02 | 2.7222 | 1140.3457 | 362.04 | -3.1701 | 0.13405
6255 | 04E25G12H10D07M01W02 | 16.18 | 12.4 | 0.65 | 17.32 | 46.55 | 2.8 | 1169.0595 | 432.6 | -3.3056 | 0.017311
6256 | 04E25G12H10D07M01W03 | 16.18 | 12.4 | 0.65 | 12.54 | 41.77 | 2.8 | 1169.0595 | 366.24 | -3.3056 | 0.11822
6257 | 04E25G12H10D07M01W04 | 16.18 | 12.4 | 0.65 | 9.11 | 38.34 | 2.8 | 1169.0595 | 318.57 | -3.3056 | 0.19063
6258 | 04E25G12H10D07M02W02 | 15.71 | 10.18 | 0.65 | 17.32 | 43.86 | 2.4889 | 1013.1849 | 426.72 | -2.5347 | 0.074098
6259 | 04E25G12H11D05M01W02 | 15.82 | 11.82 | 0.65 | 17.32 | 45.61 | 2.6444 | 1134.1928 | 428.4 | -3.1042 | 0.037154
6260 | 04E25G12H11D05M01W03 | 15.82 | 11.82 | 0.65 | 12.54 | 40.83 | 2.6444 | 1134.1928 | 362.04 | -3.1042 | 0.13806
6261 | 04E25G12H11D06M01W02 | 14.41 | 10.51 | 0.65 | 17.32 | 42.89 | 2.3333 | 1031.6437 | 411.6 | -2.6493 | 0.094575
6262 | 04E25G12H11D06M01W03 | 14.41 | 10.51 | 0.65 | 12.54 | 38.11 | 2.3333 | 1031.6437 | 345.24 | -2.6493 | 0.19548
6263 | 04E25G12H11D07M01W02 | 16.18 | 12.2 | 0.65 | 17.32 | 46.35 | 2.7222 | 1162.9065 | 432.6 | -3.2361 | 0.021533
6264 | 04E25G12H11D07M01W03 | 16.18 | 12.2 | 0.65 | 12.54 | 41.57 | 2.7222 | 1162.9065 | 366.24 | -3.2361 | 0.12244
6265 | 04E25G12H11D07M01W04 | 16.18 | 12.2 | 0.65 | 9.11 | 38.14 | 2.7222 | 1162.9065 | 318.57 | -3.2361 | 0.19485
6266 | 04E25G12H11D07M02W02 | 15.71 | 10.02 | 0.65 | 17.32 | 43.7 | 2.4111 | 1009.0829 | 426.72 | -2.4792 | 0.077475
6267 | 04E25G12H12D05M01W02 | 13.75 | 9.86 | 0.65 | 17.32 | 41.58 | 2.1778 | 937.2986 | 406.35 | -2.4236 | 0.12223
6268 | 04E25G12H12D05M01W03 | 13.75 | 9.86 | 0.65 | 12.54 | 36.8 | 2.1778 | 937.2986 | 339.99 | -2.4236 | 0.22314
6269 | 04E25G12H12D07M01W02 | 14.06 | 10.17 | 0.65 | 17.32 | 42.2 | 2.2556 | 959.8594 | 409.92 | -2.5312 | 0.10914
6270 | 04E25G12H12D07M01W03 | 14.06 | 10.17 | 0.65 | 12.54 | 37.42 | 2.2556 | 959.8594 | 343.56 | -2.5312 | 0.21005
6271 | 04E25G12H12D07M01W04 | 14.06 | 10.17 | 0.65 | 9.11 | 33.99 | 2.2556 | 959.8594 | 295.89 | -2.5312 | 0.28246
6272 | 04E25G12H12D07M02W02 | 13.66 | 8.36 | 0.65 | 17.32 | 39.99 | 2.0222 | 830.6475 | 404.88 | -1.9028 | 0.15579
6273 | 04E25G12H13D05M01W02 | 13.75 | 8.84 | 0.65 | 17.32 | 40.56 | 2.0222 | 859.3613 | 406.35 | -2.0694 | 0.14376
6274 | 04E25G12H13D05M01W03 | 13.75 | 8.84 | 0.65 | 12.54 | 35.78 | 2.0222 | 859.3613 | 339.99 | -2.0694 | 0.24467
6275 | 04E25G12H13D07M01W02 | 14.06 | 9.13 | 0.65 | 17.32 | 41.16 | 2.1 | 881.9221 | 409.92 | -2.1701 | 0.1311
6276 | 04E25G12H13D07M01W03 | 14.06 | 9.13 | 0.65 | 12.54 | 36.38 | 2.1 | 881.9221 | 343.56 | -2.1701 | 0.232
6277 | 04E25G12H13D07M01W04 | 14.06 | 9.13 | 0.65 | 9.11 | 32.95 | 2.1 | 881.9221 | 295.89 | -2.1701 | 0.30441
6278 | 04E25G12H13D07M02W02 | 13.66 | 7.5 | 0.65 | 17.32 | 39.13 | 1.8667 | 767.0671 | 404.88 | -1.6042 | 0.17395
6279 | 04E25G12H14D05M01W02 | 15.82 | 10.64 | 0.65 | 17.32 | 44.43 | 2.4111 | 1043.9496 | 428.4 | -2.6944 | 0.062065
6280 | 04E25G12H14D05M01W03 | 15.82 | 10.64 | 0.65 | 12.54 | 39.65 | 2.4111 | 1043.9496 | 362.04 | -2.6944 | 0.16297
6281 | 04E25G12H14D07M01W02 | 16.18 | 10.98 | 0.65 | 17.32 | 45.13 | 2.4889 | 1072.6633 | 432.6 | -2.8125 | 0.047287
6282 | 04E25G12H14D07M01W03 | 16.18 | 10.98 | 0.65 | 12.54 | 40.35 | 2.4889 | 1072.6633 | 366.24 | -2.8125 | 0.1482
6283 | 04E25G12H14D07M01W04 | 16.18 | 10.98 | 0.65 | 9.11 | 36.92 | 2.4889 | 1072.6633 | 318.57 | -2.8125 | 0.2206
6284 | 04E25G12H14D07M02W02 | 15.71 | 9.02 | 0.65 | 17.32 | 42.7 | 2.2556 | 933.1966 | 426.72 | -2.1319 | 0.098586
6285 | 05E05G01H01D02M01W01 | 15.67 | 2.53 | 0.65 | 18.87 | 37.72 | 1.5556 | 512.7454 | 450.66 | 0 | 0 |  | 0.48555 | 333.6461 | 387.5216 | 0.43221 | 271.3267 | 293.6332
6286 | 05E05G09H01D02M01W01 | 12.31 | 1.28 | 0.65 | 18.87 | 33.11 | 1.0111 | 375.3296 | 409.5 | 0.49407 | 0.12222
6287 | 05E05G09H04D02M01W01 | 12.2 | 1.18 | 0.65 | 18.87 | 32.9 | 0.93333 | 315.8512 | 411.81 | 0.5336 | 0.12778
6288 | 05E05G09H07D02M01W01 | 12.02 | 1.28 | 0.65 | 18.87 | 32.82 | 1.0111 | 375.3296 | 405.72 | 0.49407 | 0.1299
6289 | 05E05G09H07D04M01W01 | 13.94 | 1.55 | 0.65 | 18.87 | 35.01 | 1.1667 | 420.4512 | 429.03 | 0.38735 | 0.071845
6290 | 05E05G09H07D04M01W02 | 13.94 | 1.55 | 0.65 | 17.5 | 33.64 | 1.1667 | 420.4512 | 410.13 | 0.38735 | 0.10817
6291 | 05E05G09H07D05M01W01 | 11.76 | 1.23 | 0.65 | 18.87 | 32.51 | 0.93333 | 367.1257 | 402.78 | 0.51383 | 0.13812
6292 | 05E05G09H07D05M01W02 | 11.76 | 1.23 | 0.65 | 17.5 | 31.14 | 0.93333 | 367.1257 | 383.88 | 0.51383 | 0.17444 | 1
6293 | 05E05G09H07D05M01W03 | 11.76 | 1.23 | 0.65 | 12.73 | 26.37 | 0.93333 | 367.1257 | 317.52 | 0.51383 | 0.3009 | 1
6294 | 05E05G09H07D06M01W01 | 10.76 | 1.08 | 0.65 | 18.87 | 31.36 | 0.85556 | 340.4629 | 390.81 | 0.57312 | 0.16861 | 1
6295 | 05E05G09H07D06M01W02 | 10.76 | 1.08 | 0.65 | 17.5 | 29.99 | 0.85556 | 340.4629 | 371.91 | 0.57312 | 0.20493 | 1
6296 | 05E05G09H07D06M01W03 | 10.76 | 1.08 | 0.65 | 12.73 | 25.22 | 0.85556 | 340.4629 | 305.55 | 0.57312 | 0.33139 | 1
6297 | 05E05G09H07D07M01W01 | 12.02 | 1.28 | 0.65 | 18.87 | 32.82 | 1.0111 | 375.3296 | 405.72 | 0.49407 | 0.1299
6298 | 05E05G09H07D07M01W02 | 12.02 | 1.28 | 0.65 | 17.5 | 31.45 | 1.0111 | 375.3296 | 386.82 | 0.49407 | 0.16622 | 1
6299 | 05E05G09H07D07M01W03 | 12.02 | 1.28 | 0.65 | 12.73 | 26.68 | 1.0111 | 375.3296 | 320.46 | 0.49407 | 0.29268 | 1
6300 | 05E05G09H07D07M01W04 | 12.02 | 1.28 | 0.65 | 9.23 | 23.18 | 1.0111 | 375.3296 | 271.95 | 0.49407 | 0.38547 | 2
6301 | 05E05G09H07D07M02W02 | 11.47 | 0.81 | 0.65 | 17.5 | 30.43 | 0.77778 | 334.31 | 379.89 | 0.67984 | 0.19327 | 1
6302 | 05E05G09H08D02M01W01 | 10.59 | 1.28 | 0.65 | 18.87 | 31.39 | 1.0111 | 375.3296 | 387.03 | 0.49407 | 0.16782 | 1
6303 | 05E05G09H08D05M01W01 | 10.36 | 1.23 | 0.65 | 18.87 | 31.11 | 0.93333 | 367.1257 | 384.51 | 0.51383 | 0.17524 | 1
6304 | 05E05G09H08D05M01W02 | 10.36 | 1.23 | 0.65 | 17.5 | 29.74 | 0.93333 | 367.1257 | 365.61 | 0.51383 | 0.21156 | 1
6305 | 05E05G09H08D05M01W03 | 10.36 | 1.23 | 0.65 | 12.73 | 24.97 | 0.93333 | 367.1257 | 299.25 | 0.51383 | 0.33802 | 1
6306 | 05E05G09H08D06M01W01 | 9.48 | 1.08 | 0.65 | 18.87 | 30.08 | 0.85556 | 340.4629 | 374.01 | 0.57312 | 0.20255 | 1
6307 | 05E05G09H08D06M01W02 | 9.48 | 1.08 | 0.65 | 17.5 | 28.71 | 0.85556 | 340.4629 | 355.11 | 0.57312 | 0.23887 | 1
6308 | 05E05G09H08D06M01W03 | 9.48 | 1.08 | 0.65 | 12.73 | 23.94 | 0.85556 | 340.4629 | 288.75 | 0.57312 | 0.36532 | 2
6309 | 05E05G09H08D07M01W01 | 10.59 | 1.28 | 0.65 | 18.87 | 31.39 | 1.0111 | 375.3296 | 387.03 | 0.49407 | 0.16782 | 1
6310 | 05E05G09H08D07M01W02 | 10.59 | 1.28 | 0.65 | 17.5 | 30.02 | 1.0111 | 375.3296 | 368.13 | 0.49407 | 0.20414 | 1
6311 | 05E05G09H08D07M01W03 | 10.59 | 1.28 | 0.65 | 12.73 | 25.25 | 1.0111 | 375.3296 | 301.77 | 0.49407 | 0.33059 | 1
6312 | 05E05G09H08D07M01W04 | 10.59 | 1.28 | 0.65 | 9.23 | 21.75 | 1.0111 | 375.3296 | 253.26 | 0.49407 | 0.42338 | 2
6313 | 05E05G09H08D07M02W02 | 10.1 | 0.81 | 0.65 | 17.5 | 29.06 | 0.77778 | 334.31 | 362.04 | 0.67984 | 0.22959 | 1
6314 | 05E05G09H09D02M01W01 | 10.19 | 1.28 | 0.65 | 18.87 | 30.99 | 1.0111 | 375.3296 | 381.78 | 0.49407 | 0.17842 | 1
6315 | 05E05G09H09D05M01W01 | 9.97 | 1.23 | 0.65 | 18.87 | 30.72 | 0.93333 | 367.1257 | 379.26 | 0.51383 | 0.18558 | 1
6316 | 05E05G09H09D05M01W02 | 9.97 | 1.23 | 0.65 | 17.5 | 29.35 | 0.93333 | 367.1257 | 360.36 | 0.51383 | 0.2219 | 1
6317 | 05E05G09H09D05M01W03 | 9.97 | 1.23 | 0.65 | 12.73 | 24.58 | 0.93333 | 367.1257 | 294 | 0.51383 | 0.34836 | 1
6318 | 05E05G09H09D07M01W01 | 10.19 | 1.28 | 0.65 | 18.87 | 30.99 | 1.0111 | 375.3296 | 381.78 | 0.49407 | 0.17842 | 1
6319 | 05E05G09H09D07M01W02 | 10.19 | 1.28 | 0.65 | 17.5 | 29.62 | 1.0111 | 375.3296 | 362.88 | 0.49407 | 0.21474 | 1
6320 | 05E05G09H09D07M01W03 | 10.19 | 1.28 | 0.65 | 12.73 | 24.85 | 1.0111 | 375.3296 | 296.52 | 0.49407 | 0.3412 | 1
6321 | 05E05G09H09D07M01W04 | 10.19 | 1.28 | 0.65 | 9.23 | 21.35 | 1.0111 | 375.3296 | 248.01 | 0.49407 | 0.43399 | 2
6322 | 05E05G09H09D07M02W02 | 9.72 | 0.81 | 0.65 | 17.5 | 28.68 | 0.77778 | 334.31 | 357.21 | 0.67984 | 0.23966 | 1
6323 | 05E05G09H10D02M01W01 | 12.02 | 1.2 | 0.65 | 18.87 | 32.74 | 0.93333 | 369.1767 | 405.72 | 0.52569 | 0.13203
6324 | 05E05G09H10D05M01W01 | 11.76 | 1.15 | 0.65 | 18.87 | 32.43 | 0.85556 | 360.9728 | 402.78 | 0.54545 | 0.14024
6325 | 05E05G09H10D05M01W02 | 11.76 | 1.15 | 0.65 | 17.5 | 31.06 | 0.85556 | 360.9728 | 383.88 | 0.54545 | 0.17656 | 1
6326 | 05E05G09H10D05M01W03 | 11.76 | 1.15 | 0.65 | 12.73 | 26.29 | 0.85556 | 360.9728 | 317.52 | 0.54545 | 0.30302 | 1
6327 | 05E05G09H10D07M01W01 | 12.02 | 1.2 | 0.65 | 18.87 | 32.74 | 0.93333 | 369.1767 | 405.72 | 0.52569 | 0.13203
6328 | 05E05G09H10D07M01W02 | 12.02 | 1.2 | 0.65 | 17.5 | 31.37 | 0.93333 | 369.1767 | 386.82 | 0.52569 | 0.16835 | 1
6329 | 05E05G09H10D07M01W03 | 12.02 | 1.2 | 0.65 | 12.73 | 26.6 | 0.93333 | 369.1767 | 320.46 | 0.52569 | 0.2948 | 1
6330 | 05E05G09H10D07M01W04 | 12.02 | 1.2 | 0.65 | 9.23 | 23.1 | 0.93333 | 369.1767 | 271.95 | 0.52569 | 0.38759 | 2
6331 | 05E05G09H10D07M02W02 | 11.47 | 0.76 | 0.65 | 17.5 | 30.38 | 0.7 | 330.208 | 379.89 | 0.6996 | 0.19459 | 1
6332 | 05E05G09H11D02M01W01 | 12.02 | 1.19 | 0.65 | 18.87 | 32.73 | 0.93333 | 369.1767 | 405.72 | 0.52964 | 0.13229
6333 | 05E05G09H11D05M01W01 | 11.76 | 1.15 | 0.65 | 18.87 | 32.43 | 0.85556 | 360.9728 | 402.78 | 0.54545 | 0.14024
6334 | 05E05G09H11D05M01W02 | 11.76 | 1.15 | 0.65 | 17.5 | 31.06 | 0.85556 | 360.9728 | 383.88 | 0.54545 | 0.17656 | 1
6335 | 05E05G09H11D05M01W03 | 11.76 | 1.15 | 0.65 | 12.73 | 26.29 | 0.85556 | 360.9728 | 317.52 | 0.54545 | 0.30302 | 1
6336 | 05E05G09H11D06M01W01 | 10.76 | 1.01 | 0.65 | 18.87 | 31.29 | 0.77778 | 336.361 | 390.81 | 0.60079 | 0.17047 | 1
6337 | 05E05G09H11D06M01W02 | 10.76 | 1.01 | 0.65 | 17.5 | 29.92 | 0.77778 | 336.361 | 371.91 | 0.60079 | 0.20679 | 1
6338 | 05E05G09H11D06M01W03 | 10.76 | 1.01 | 0.65 | 12.73 | 25.15 | 0.77778 | 336.361 | 305.55 | 0.60079 | 0.33324 | 1
6339 | 05E05G09H11D07M01W01 | 12.02 | 1.19 | 0.65 | 18.87 | 32.73 | 0.93333 | 369.1767 | 405.72 | 0.52964 | 0.13229
6340 | 05E05G09H11D07M01W02 | 12.02 | 1.19 | 0.65 | 17.5 | 31.36 | 0.93333 | 369.1767 | 386.82 | 0.52964 | 0.16861 | 1
6341 | 05E05G09H11D07M01W03 | 12.02 | 1.19 | 0.65 | 12.73 | 26.59 | 0.93333 | 369.1767 | 320.46 | 0.52964 | 0.29507 | 1
6342 | 05E05G09H11D07M01W04 | 12.02 | 1.19 | 0.65 | 9.23 | 23.09 | 0.93333 | 369.1767 | 271.95 | 0.52964 | 0.38786 | 2
6343 | 05E05G09H11D07M02W02 | 11.47 | 0.76 | 0.65 | 17.5 | 30.38 | 0.7 | 330.208 | 379.89 | 0.6996 | 0.19459 | 1
6344 | 05E05G09H12D02M01W01 | 10.45 | 0.99 | 0.65 | 18.87 | 30.96 | 0.77778 | 303.5453 | 388.92 | 0.6087 | 0.17922 | 1
6345 | 05E05G09H12D05M01W01 | 10.23 | 0.96 | 0.65 | 18.87 | 30.71 | 0.77778 | 299.4433 | 386.19 | 0.62055 | 0.18584 | 1
6346 | 05E05G09H12D05M01W02 | 10.23 | 0.96 | 0.65 | 17.5 | 29.34 | 0.77778 | 299.4433 | 367.29 | 0.62055 | 0.22216 | 1
6347 | 05E05G09H12D05M01W03 | 10.23 | 0.96 | 0.65 | 12.73 | 24.57 | 0.77778 | 299.4433 | 300.93 | 0.62055 | 0.34862 | 1
6348 | 05E05G09H12D07M01W01 | 10.45 | 0.99 | 0.65 | 18.87 | 30.96 | 0.77778 | 303.5453 | 388.92 | 0.6087 | 0.17922 | 1
6349 | 05E05G09H12D07M01W02 | 10.45 | 0.99 | 0.65 | 17.5 | 29.59 | 0.77778 | 303.5453 | 370.02 | 0.6087 | 0.21554 | 1
6350 | 05E05G09H12D07M01W03 | 10.45 | 0.99 | 0.65 | 12.73 | 24.82 | 0.77778 | 303.5453 | 303.66 | 0.6087 | 0.34199 | 1
6351 | 05E05G09H12D07M01W04 | 10.45 | 0.99 | 0.65 | 9.23 | 21.32 | 0.77778 | 303.5453 | 255.15 | 0.6087 | 0.43478 | 2
6352 | 05E05G09H12D07M02W02 | 9.97 | 0.63 | 0.65 | 17.5 | 28.75 | 0.62222 | 272.7805 | 363.93 | 0.75099 | 0.2378 | 1
6353 | 05E05G09H13D02M01W01 | 10.45 | 0.87 | 0.65 | 18.87 | 30.84 | 0.7 | 293.2904 | 388.92 | 0.65613 | 0.1824 | 1
6354 | 05E05G09H13D05M01W01 | 10.23 | 0.84 | 0.65 | 18.87 | 30.59 | 0.62222 | 289.1884 | 386.19 | 0.66798 | 0.18902 | 1
6355 | 05E05G09H13D05M01W02 | 10.23 | 0.84 | 0.65 | 17.5 | 29.22 | 0.62222 | 289.1884 | 367.29 | 0.66798 | 0.22534 | 1
6356 | 05E05G09H13D05M01W03 | 10.23 | 0.84 | 0.65 | 12.73 | 24.45 | 0.62222 | 289.1884 | 300.93 | 0.66798 | 0.3518 | 2
6357 | 05E05G09H13D07M01W01 | 10.45 | 0.87 | 0.65 | 18.87 | 30.84 | 0.7 | 293.2904 | 388.92 | 0.65613 | 0.1824 | 1
6358 | 05E05G09H13D07M01W02 | 10.45 | 0.87 | 0.65 | 17.5 | 29.47 | 0.7 | 293.2904 | 370.02 | 0.65613 | 0.21872 | 1
6359 | 05E05G09H13D07M01W03 | 10.45 | 0.87 | 0.65 | 12.73 | 24.7 | 0.7 | 293.2904 | 303.66 | 0.65613 | 0.34517 | 1
6360 | 05E05G09H13D07M01W04 | 10.45 | 0.87 | 0.65 | 9.23 | 21.2 | 0.7 | 293.2904 | 255.15 | 0.65613 | 0.43796 | 2
6361 | 05E05G09H13D07M02W02 | 9.97 | 0.55 | 0.65 | 17.5 | 28.67 | 0.54444 | 266.6276 | 363.93 | 0.78261 | 0.23993 | 1
6362 | 05E05G09H14D02M01W01 | 12.02 | 1.05 | 0.65 | 18.87 | 32.59 | 0.77778 | 358.9218 | 405.72 | 0.58498 | 0.136
6363 | 05E05G09H14D05M01W01 | 11.76 | 1.01 | 0.65 | 18.87 | 32.29 | 0.77778 | 350.7178 | 402.78 | 0.60079 | 0.14396
6364 | 05E05G09H14D05M01W02 | 11.76 | 1.01 | 0.65 | 17.5 | 30.92 | 0.77778 | 350.7178 | 383.88 | 0.60079 | 0.18028 | 1
6365 | 05E05G09H14D05M01W03 | 11.76 | 1.01 | 0.65 | 12.73 | 26.15 | 0.77778 | 350.7178 | 317.52 | 0.60079 | 0.30673 | 1
6366 | 05E05G09H14D07M01W01 | 12.02 | 1.05 | 0.65 | 18.87 | 32.59 | 0.77778 | 358.9218 | 405.72 | 0.58498 | 0.136
6367 | 05E05G09H14D07M01W02 | 12.02 | 1.05 | 0.65 | 17.5 | 31.22 | 0.77778 | 358.9218 | 386.82 | 0.58498 | 0.17232 | 1
6368 | 05E05G09H14D07M01W03 | 12.02 | 1.05 | 0.65 | 12.73 | 26.45 | 0.77778 | 358.9218 | 320.46 | 0.58498 | 0.29878 | 1
6369 | 05E05G09H14D07M01W04 | 12.02 | 1.05 | 0.65 | 9.23 | 22.95 | 0.77778 | 358.9218 | 271.95 | 0.58498 | 0.39157 | 2
6370 | 05E05G09H14D07M02W02 | 11.47 | 0.67 | 0.65 | 17.5 | 30.29 | 0.62222 | 324.0551 | 379.89 | 0.73518 | 0.19698 | 1
6371 | 05E17G09H07D04M01W02 | 13.54 | 1.31 | 0.65 | 17.5 | 33 | 1.0889 | 397.8904 | 405.09 | 0.48221 | 0.12513
6372 | 05E17G09H07D05M01W02 | 11.38 | 1.04 | 0.65 | 17.5 | 30.57 | 0.85556 | 348.6669 | 379.26 | 0.58893 | 0.18955 | 1
6373 | 05E17G09H07D05M01W03 | 11.38 | 1.04 | 0.65 | 12.73 | 25.8 | 0.85556 | 348.6669 | 312.9 | 0.58893 | 0.31601 | 1
6374 | 05E17G09H07D06M01W02 | 10.39 | 0.9 | 0.65 | 17.5 | 29.44 | 0.77778 | 324.0551 | 367.29 | 0.64427 | 0.21951 | 1
6375 | 05E17G09H07D06M01W03 | 10.39 | 0.9 | 0.65 | 12.73 | 24.67 | 0.77778 | 324.0551 | 300.93 | 0.64427 | 0.34597 | 1
6376 | 05E17G09H07D07M01W02 | 11.64 | 1.08 | 0.65 | 17.5 | 30.87 | 0.93333 | 354.8198 | 382.41 | 0.57312 | 0.1816 | 1
6377 | 05E17G09H07D07M01W03 | 11.64 | 1.08 | 0.65 | 12.73 | 26.1 | 0.93333 | 354.8198 | 316.05 | 0.57312 | 0.30806 | 1
6378 | 05E17G09H07D07M01W04 | 11.64 | 1.08 | 0.65 | 9.23 | 22.6 | 0.93333 | 354.8198 | 267.54 | 0.57312 | 0.40085 | 2
6379 | 05E17G09H07D07M02W02 | 11.12 | 0.66 | 0.65 | 17.5 | 29.93 | 0.7 | 317.9021 | 375.69 | 0.73913 | 0.20652 | 1
6380 | 05E17G09H08D05M01W02 | 10.02 | 1.04 | 0.65 | 17.5 | 29.21 | 0.85556 | 348.6669 | 361.62 | 0.58893 | 0.22561 | 1
6381 | 05E17G09H08D05M01W03 | 10.02 | 1.04 | 0.65 | 12.73 | 24.44 | 0.85556 | 348.6669 | 295.26 | 0.58893 | 0.35207 | 2
6382 | 05E17G09H08D06M01W02 | 9.14 | 0.9 | 0.65 | 17.5 | 28.19 | 0.77778 | 324.0551 | 351.12 | 0.64427 | 0.25265 | 1
6383 | 05E17G09H08D06M01W03 | 9.14 | 0.9 | 0.65 | 12.73 | 23.42 | 0.77778 | 324.0551 | 284.76 | 0.64427 | 0.37911 | 2
6384 | 05E17G09H08D07M01W02 | 10.24 | 1.08 | 0.65 | 17.5 | 29.47 | 0.93333 | 354.8198 | 364.14 | 0.57312 | 0.21872 | 1
6385 | 05E17G09H08D07M01W03 | 10.24 | 1.08 | 0.65 | 12.73 | 24.7 | 0.93333 | 354.8198 | 297.78 | 0.57312 | 0.34517 | 1
6386 | 05E17G09H08D07M01W04 | 10.24 | 1.08 | 0.65 | 9.23 | 21.2 | 0.93333 | 354.8198 | 249.27 | 0.57312 | 0.43796 | 2
6387 | 05E17G09H08D07M02W02 | 9.79 | 0.66 | 0.65 | 17.5 | 28.6 | 0.7 | 317.9021 | 358.47 | 0.73913 | 0.24178 | 1
6388 | 05E17G09H09D05M01W02 | 9.64 | 1.04 | 0.65 | 17.5 | 28.83 | 0.85556 | 348.6669 | 356.58 | 0.58893 | 0.23568 | 1
6389 | 05E17G09H09D05M01W03 | 9.64 | 1.04 | 0.65 | 12.73 | 24.06 | 0.85556 | 348.6669 | 290.22 | 0.58893 | 0.36214 | 2
6390 | 05E17G09H09D07M01W02 | 9.86 | 1.08 | 0.65 | 17.5 | 29.09 | 0.93333 | 354.8198 | 359.1 | 0.57312 | 0.22879 | 1
6391 | 05E17G09H09D07M01W03 | 9.86 | 1.08 | 0.65 | 12.73 | 24.32 | 0.93333 | 354.8198 | 292.74 | 0.57312 | 0.35525 | 2
6392 | 05E17G09H09D07M01W04 | 9.86 | 1.08 | 0.65 | 9.23 | 20.82 | 0.93333 | 354.8198 | 244.23 | 0.57312 | 0.44804 | 2
6393 | 05E17G09H09D07M02W02 | 9.42 | 0.66 | 0.65 | 17.5 | 28.23 | 0.7 | 317.9021 | 353.64 | 0.73913 | 0.25159 | 1
6394 | 05E17G09H10D05M01W02 | 11.38 | 0.97 | 0.65 | 17.5 | 30.5 | 0.77778 | 342.5139 | 379.26 | 0.6166 | 0.19141 | 1
6395 | 05E17G09H10D05M01W03 | 11.38 | 0.97 | 0.65 | 12.73 | 25.73 | 0.77778 | 342.5139 | 312.9 | 0.6166 | 0.31787 | 1
6396 | 05E17G09H10D07M01W02 | 11.64 | 1.01 | 0.65 | 17.5 | 30.8 | 0.85556 | 350.7178 | 382.41 | 0.60079 | 0.18346 | 1
6397 | 05E17G09H10D07M01W03 | 11.64 | 1.01 | 0.65 | 12.73 | 26.03 | 0.85556 | 350.7178 | 316.05 | 0.60079 | 0.30992 | 1
6398 | 05E17G09H10D07M01W04 | 11.64 | 1.01 | 0.65 | 9.23 | 22.53 | 0.85556 | 350.7178 | 267.54 | 0.60079 | 0.4027 | 2
6399 | 05E17G09H10D07M02W02 | 11.12 | 0.62 | 0.65 | 17.5 | 29.89 | 0.62222 | 315.8512 | 375.69 | 0.75494 | 0.20758 | 1
6400 | 05E17G09H11D05M01W02 | 11.38 | 0.97 | 0.65 | 17.5 | 30.5 | 0.77778 | 342.5139 | 379.26 | 0.6166 | 0.19141 | 1
6401 | 05E17G09H11D05M01W03 | 11.38 | 0.97 | 0.65 | 12.73 | 25.73 | 0.77778 | 342.5139 | 312.9 | 0.6166 | 0.31787 | 1
6402 | 05E17G09H11D06M01W02 | 10.39 | 0.84 | 0.65 | 17.5 | 29.38 | 0.7 | 319.9531 | 367.29 | 0.66798 | 0.2211 | 1
6403 | 05E17G09H11D06M01W03 | 10.39 | 0.84 | 0.65 | 12.73 | 24.61 | 0.7 | 319.9531 | 300.93 | 0.66798 | 0.34756 | 1
6404 | 05E17G09H11D07M01W02 | 11.64 | 1.01 | 0.65 | 17.5 | 30.8 | 0.85556 | 350.7178 | 382.41 | 0.60079 | 0.18346 | 1
6405 | 05E17G09H11D07M01W03 | 11.64 | 1.01 | 0.65 | 12.73 | 26.03 | 0.85556 | 350.7178 | 316.05 | 0.60079 | 0.30992 | 1
6406 | 05E17G09H11D07M01W04 | 11.64 | 1.01 | 0.65 | 9.23 | 22.53 | 0.85556 | 350.7178 | 267.54 | 0.60079 | 0.4027 | 2
6407 | 05E17G09H11D07M02W02 | 11.12 | 0.62 | 0.65 | 17.5 | 29.89 | 0.62222 | 315.8512 | 375.69 | 0.75494 | 0.20758 | 1
6408 | 05E17G09H12D05M01W02 | 9.9 | 0.81 | 0.65 | 17.5 | 28.86 | 0.7 | 285.0864 | 363.3 | 0.67984 | 0.23489 | 1
6409 | 05E17G09H12D05M01W03 | 9.9 | 0.81 | 0.65 | 12.73 | 24.09 | 0.7 | 285.0864 | 296.94 | 0.67984 | 0.36135 | 2
6410 | 05E17G09H12D07M01W02 | 10.12 | 0.84 | 0.65 | 17.5 | 29.11 | 0.7 | 289.1884 | 366.03 | 0.66798 | 0.22826 | 1
6411 | 05E17G09H12D07M01W03 | 10.12 | 0.84 | 0.65 | 12.73 | 24.34 | 0.7 | 289.1884 | 299.67 | 0.66798 | 0.35472 | 2
6412 | 05E17G09H12D07M01W04 | 10.12 | 0.84 | 0.65 | 9.23 | 20.84 | 0.7 | 289.1884 | 251.16 | 0.66798 | 0.44751 | 2
6413 | 05E17G09H12D07M02W02 | 9.66 | 0.51 | 0.65 | 17.5 | 28.32 | 0.54444 | 260.4747 | 360.15 | 0.79842 | 0.2492 | 1
6414 | 05E17G09H13D05M01W02 | 9.9 | 0.71 | 0.65 | 17.5 | 28.76 | 0.62222 | 276.8825 | 363.3 | 0.71937 | 0.23754 | 1
6415 | 05E17G09H13D05M01W03 | 9.9 | 0.71 | 0.65 | 12.73 | 23.99 | 0.62222 | 276.8825 | 296.94 | 0.71937 | 0.364 | 2
6416 | 05E17G09H13D07M01W02 | 10.12 | 0.74 | 0.65 | 17.5 | 29.01 | 0.62222 | 280.9845 | 366.03 | 0.70751 | 0.23091 | 1
6417 | 05E17G09H13D07M01W03 | 10.12 | 0.74 | 0.65 | 12.73 | 24.24 | 0.62222 | 280.9845 | 299.67 | 0.70751 | 0.35737 | 2
6418 | 05E17G09H13D07M01W04 | 10.12 | 0.74 | 0.65 | 9.23 | 20.74 | 0.62222 | 280.9845 | 251.16 | 0.70751 | 0.45016 | 2
6419 | 05E17G09H13D07M02W02 | 9.66 | 0.45 | 0.65 | 17.5 | 28.26 | 0.46667 | 256.3727 | 360.15 | 0.82213 | 0.2508 | 1
6420 | 05E17G09H14D05M01W02 | 11.38 | 0.85 | 0.65 | 17.5 | 30.38 | 0.7 | 334.31 | 379.26 | 0.66403 | 0.19459 | 1
6421 | 05E17G09H14D05M01W03 | 11.38 | 0.85 | 0.65 | 12.73 | 25.61 | 0.7 | 334.31 | 312.9 | 0.66403 | 0.32105 | 1
6422 | 05E17G09H14D07M01W02 | 11.64 | 0.89 | 0.65 | 17.5 | 30.68 | 0.7 | 340.4629 | 382.41 | 0.64822 | 0.18664 | 1
6423 | 05E17G09H14D07M01W03 | 11.64 | 0.89 | 0.65 | 12.73 | 25.91 | 0.7 | 340.4629 | 316.05 | 0.64822 | 0.3131 | 1
6424 | 05E17G09H14D07M01W04 | 11.64 | 0.89 | 0.65 | 9.23 | 22.41 | 0.7 | 340.4629 | 267.54 | 0.64822 | 0.40589 | 2
6425 | 05E17G09H14D07M02W02 | 11.12 | 0.54 | 0.65 | 17.5 | 29.81 | 0.54444 | 309.6982 | 375.69 | 0.78656 | 0.2097 | 1
6426 | 05E17G10H07D04M01W02 | 19.07 | 0.04 | 0.65 | 17.5 | 37.26 | 0.15556 | 395.8394 | 472.92 | 0.98419 | 0.012195
6427 | 05E17G10H07D05M01W02 | 16.29 | 0.03 | 0.65 | 17.5 | 34.47 | 0.077778 | 350.7178 | 439.53 | 0.98814 | 0.086161
6428 | 05E17G10H07D05M01W03 | 16.29 | 0.03 | 0.65 | 12.73 | 29.7 | 0.077778 | 350.7178 | 373.17 | 0.98814 | 0.21262 | 1
6429 | 05E17G10H07D06M01W02 | 14.89 | 0.03 | 0.65 | 17.5 | 33.07 | 0.077778 | 330.208 | 422.52 | 0.98814 | 0.12328
6430 | 05E17G10H07D06M01W03 | 14.89 | 0.03 | 0.65 | 12.73 | 28.3 | 0.077778 | 330.208 | 356.16 | 0.98814 | 0.24973 | 1
6431 | 05E17G10H07D07M01W02 | 16.63 | 0.03 | 0.65 | 17.5 | 34.81 | 0.077778 | 356.8708 | 443.73 | 0.98814 | 0.077147
6432 | 05E17G10H07D07M01W03 | 16.63 | 0.03 | 0.65 | 12.73 | 30.04 | 0.077778 | 356.8708 | 377.37 | 0.98814 | 0.20361 | 1
6433 | 05E17G10H07D07M01W04 | 16.63 | 0.03 | 0.65 | 9.23 | 26.54 | 0.077778 | 356.8708 | 328.86 | 0.98814 | 0.29639 | 1
6434 | 05E17G10H07D07M02W02 | 16.39 | 0.01 | 0.65 | 17.5 | 34.55 | 0 | 352.7688 | 440.16 | 0.99605 | 0.08404
6435 | 05E17G10H08D05M01W02 | 14.35 | 0.03 | 0.65 | 17.5 | 32.53 | 0.077778 | 350.7178 | 413.91 | 0.98814 | 0.13759
6436 | 05E17G10H08D05M01W03 | 14.35 | 0.03 | 0.65 | 12.73 | 27.76 | 0.077778 | 350.7178 | 347.55 | 0.98814 | 0.26405 | 1
6437 | 05E17G10H08D06M01W02 | 13.11 | 0.03 | 0.65 | 17.5 | 31.29 | 0.077778 | 330.208 | 399.21 | 0.98814 | 0.17047 | 1
6438 | 05E17G10H08D06M01W03 | 13.11 | 0.03 | 0.65 | 12.73 | 26.52 | 0.077778 | 330.208 | 332.85 | 0.98814 | 0.29692 | 1
6439 | 05E17G10H08D07M01W02 | 14.65 | 0.03 | 0.65 | 17.5 | 32.83 | 0.077778 | 356.8708 | 417.48 | 0.98814 | 0.12964
6440 | 05E17G10H08D07M01W03 | 14.65 | 0.03 | 0.65 | 12.73 | 28.06 | 0.077778 | 356.8708 | 351.12 | 0.98814 | 0.2561 | 1
6441 | 05E17G10H08D07M01W04 | 14.65 | 0.03 | 0.65 | 9.23 | 24.56 | 0.077778 | 356.8708 | 302.61 | 0.98814 | 0.34889 | 1
6442 | 05E17G10H08D07M02W02 | 14.43 | 0.01 | 0.65 | 17.5 | 32.59 | 0 | 352.7688 | 414.54 | 0.99605 | 0.136
6443 | 05E17G10H09D05M01W02 | 13.81 | 0.03 | 0.65 | 17.5 | 31.99 | 0.077778 | 350.7178 | 406.77 | 0.98814 | 0.15191 | 1
6444 | 05E17G10H09D05M01W03 | 13.81 | 0.03 | 0.65 | 12.73 | 27.22 | 0.077778 | 350.7178 | 340.41 | 0.98814 | 0.27837 | 1
6445 | 05E17G10H09D07M01W02 | 14.09 | 0.03 | 0.65 | 17.5 | 32.27 | 0.077778 | 356.8708 | 410.13 | 0.98814 | 0.14449
6446 | 05E17G10H09D07M01W03 | 14.09 | 0.03 | 0.65 | 12.73 | 27.5 | 0.077778 | 356.8708 | 343.77 | 0.98814 | 0.27094 | 1
6447 | 05E17G10H09D07M01W04 | 14.09 | 0.03 | 0.65 | 9.23 | 24 | 0.077778 | 356.8708 | 295.26 | 0.98814 | 0.36373 | 2
6448 | 05E17G10H09D07M02W02 | 13.89 | 0.01 | 0.65 | 17.5 | 32.05 | 0 | 352.7688 | 407.4 | 0.99605 | 0.15032 | 1
6449 | 05E17G10H10D05M01W02 | 16.29 | 0.03 | 0.65 | 17.5 | 34.47 | 0.077778 | 350.7178 | 439.53 | 0.98814 | 0.086161
6450 | 05E17G10H10D05M01W03 | 16.29 | 0.03 | 0.65 | 12.73 | 29.7 | 0.077778 | 350.7178 | 373.17 | 0.98814 | 0.21262 | 1
6451 | 05E17G10H10D07M01W02 | 16.63 | 0.03 | 0.65 | 17.5 | 34.81 | 0.077778 | 356.8708 | 443.73 | 0.98814 | 0.077147
6452 | 05E17G10H10D07M01W03 | 16.63 | 0.03 | 0.65 | 12.73 | 30.04 | 0.077778 | 356.8708 | 377.37 | 0.98814 | 0.20361 | 1
6453 | 05E17G10H10D07M01W04 | 16.63 | 0.03 | 0.65 | 9.23 | 26.54 | 0.077778 | 356.8708 | 328.86 | 0.98814 | 0.29639 | 1
6454 | 05E17G10H10D07M02W02 | 16.39 | 0.01 | 0.65 | 17.5 | 34.55 | 0 | 352.7688 | 440.16 | 0.99605 | 0.08404
6455 | 05E17G10H11D05M01W02 | 16.29 | 0.03 | 0.65 | 17.5 | 34.47 | 0.077778 | 350.7178 | 439.53 | 0.98814 | 0.086161
6456 | 05E17G10H11D05M01W03 | 16.29 | 0.03 | 0.65 | 12.73 | 29.7 | 0.077778 | 350.7178 | 373.17 | 0.98814 | 0.21262 | 1
6457 | 05E17G10H11D06M01W02 | 14.89 | 0.03 | 0.65 | 17.5 | 33.07 | 0.077778 | 330.208 | 422.52 | 0.98814 | 0.12328
6458 | 05E17G10H11D06M01W03 | 14.89 | 0.03 | 0.65 | 12.73 | 28.3 | 0.077778 | 330.208 | 356.16 | 0.98814 | 0.24973 | 1
6459 | 05E17G10H11D07M01W02 | 16.63 | 0.03 | 0.65 | 17.5 | 34.81 | 0.077778 | 356.8708 | 443.73 | 0.98814 | 0.077147
6460 | 05E17G10H11D07M01W03 | 16.63 | 0.03 | 0.65 | 12.73 | 30.04 | 0.077778 | 356.8708 | 377.37 | 0.98814 | 0.20361 | 1
6461 | 05E17G10H11D07M01W04 | 16.63 | 0.03 | 0.65 | 9.23 | 26.54 | 0.077778 | 356.8708 | 328.86 | 0.98814 | 0.29639 | 1
6462 | 05E17G10H11D07M02W02 | 16.39 | 0.01 | 0.65 | 17.5 | 34.55 | 0 | 352.7688 | 440.16 | 0.99605 | 0.08404
6463 | 05E17G10H12D05M01W02 | 14.16 | 0.02 | 0.65 | 17.5 | 32.33 | 0.077778 | 283.0355 | 416.43 | 0.99209 | 0.1429
6464 | 05E17G10H12D05M01W03 | 14.16 | 0.02 | 0.65 | 12.73 | 27.56 | 0.077778 | 283.0355 | 350.07 | 0.99209 | 0.26935 | 1
6465 | 05E17G10H12D07M01W02 | 14.46 | 0.03 | 0.65 | 17.5 | 32.64 | 0.077778 | 287.1374 | 420 | 0.98814 | 0.13468
6466 | 05E17G10H12D07M01W03 | 14.46 | 0.03 | 0.65 | 12.73 | 27.87 | 0.077778 | 287.1374 | 353.64 | 0.98814 | 0.26113 | 1
6467 | 05E17G10H12D07M01W04 | 14.46 | 0.03 | 0.65 | 9.23 | 24.37 | 0.077778 | 287.1374 | 305.13 | 0.98814 | 0.35392 | 2
6468 | 05E17G10H12D07M02W02 | 14.24 | 0.01 | 0.65 | 17.5 | 32.4 | 0 | 283.0355 | 417.06 | 0.99605 | 0.14104
6469 | 05E17G10H13D05M01W02 | 14.16 | 0.02 | 0.65 | 17.5 | 32.33 | 0.077778 | 283.0355 | 416.43 | 0.99209 | 0.1429
6470 | 05E17G10H13D05M01W03 | 14.16 | 0.02 | 0.65 | 12.73 | 27.56 | 0.077778 | 283.0355 | 350.07 | 0.99209 | 0.26935 | 1
6471 | 05E17G10H13D07M01W02 | 14.46 | 0.02 | 0.65 | 17.5 | 32.63 | 0.077778 | 287.1374 | 420 | 0.99209 | 0.13494
6472 | 05E17G10H13D07M01W03 | 14.46 | 0.02 | 0.65 | 12.73 | 27.86 | 0.077778 | 287.1374 | 353.64 | 0.99209 | 0.2614 | 1
6473 | 05E17G10H13D07M01W04 | 14.46 | 0.02 | 0.65 | 9.23 | 24.36 | 0.077778 | 287.1374 | 305.13 | 0.99209 | 0.35419 | 2
6474 | 05E17G10H13D07M02W02 | 14.24 | 0.01 | 0.65 | 17.5 | 32.4 | 0 | 280.9845 | 417.06 | 0.99605 | 0.14104
6475 | 05E17G10H14D05M01W02 | 16.29 | 0.03 | 0.65 | 17.5 | 34.47 | 0.077778 | 350.7178 | 439.53 | 0.98814 | 0.086161
6476 | 05E17G10H14D05M01W03 | 16.29 | 0.03 | 0.65 | 12.73 | 29.7 | 0.077778 | 350.7178 | 373.17 | 0.98814 | 0.21262 | 1
6477 | 05E17G10H14D07M01W02 | 16.63 | 0.03 | 0.65 | 17.5 | 34.81 | 0.077778 | 356.8708 | 443.73 | 0.98814 | 0.077147
6478 | 05E17G10H14D07M01W03 | 16.63 | 0.03 | 0.65 | 12.73 | 30.04 | 0.077778 | 356.8708 | 377.37 | 0.98814 | 0.20361 | 1
6479 | 05E17G10H14D07M01W04 | 16.63 | 0.03 | 0.65 | 9.23 | 26.54 | 0.077778 | 356.8708 | 328.86 | 0.98814 | 0.29639 | 1
6480 | 05E17G10H14D07M02W02 | 16.39 | 0.01 | 0.65 | 17.5 | 34.55 | 0 | 352.7688 | 440.16 | 0.99605 | 0.08404
6481 | 05E17G12H07D04M01W02 | 14.41 | 2.24 | 0.65 | 17.5 | 34.8 | 1.5556 | 473.7767 | 415.8 | 0.11462 | 0.077413
6482 | 05E17G12H07D05M01W02 | 12.16 | 1.8 | 0.65 | 17.5 | 32.11 | 1.3222 | 412.2473 | 388.71 | 0.28854 | 0.14873
6483 | 05E17G12H07D05M01W03 | 12.16 | 1.8 | 0.65 | 12.73 | 27.34 | 1.3222 | 412.2473 | 322.35 | 0.28854 | 0.27519 | 1
6484 | 05E17G12H07D06M01W02 | 11.15 | 1.58 | 0.65 | 17.5 | 30.88 | 1.1667 | 381.4826 | 376.53 | 0.37549 | 0.18134 | 1
6485 | 05E17G12H07D06M01W03 | 11.15 | 1.58 | 0.65 | 12.73 | 26.11 | 1.1667 | 381.4826 | 310.17 | 0.37549 | 0.30779 | 1
6486 | 05E17G12H07D07M01W02 | 12.42 | 1.87 | 0.65 | 17.5 | 32.44 | 1.3222 | 420.4512 | 391.86 | 0.26087 | 0.13998
6487 | 05E17G12H07D07M01W03 | 12.42 | 1.87 | 0.65 | 12.73 | 27.67 | 1.3222 | 420.4512 | 325.5 | 0.26087 | 0.26644 | 1
6488 | 05E17G12H07D07M01W04 | 12.42 | 1.87 | 0.65 | 9.23 | 24.17 | 1.3222 | 420.4512 | 276.99 | 0.26087 | 0.35923 | 1
6489 | 05E17G12H07D07M02W02 | 11.76 | 1.24 | 0.65 | 17.5 | 31.15 | 1.0111 | 369.1767 | 383.46 | 0.50988 | 0.17418 | 1
6490 | 05E17G12H08D05M01W02 | 10.71 | 1.8 | 0.65 | 17.5 | 30.66 | 1.3222 | 412.2473 | 369.81 | 0.28854 | 0.18717 | 1
6491 | 05E17G12H08D05M01W03 | 10.71 | 1.8 | 0.65 | 12.73 | 25.89 | 1.3222 | 412.2473 | 303.45 | 0.28854 | 0.31363 | 1
6492 | 05E17G12H08D06M01W02 | 9.82 | 1.58 | 0.65 | 17.5 | 29.55 | 1.1667 | 381.4826 | 359.1 | 0.37549 | 0.2166 | 1
6493 | 05E17G12H08D06M01W03 | 9.82 | 1.58 | 0.65 | 12.73 | 24.78 | 1.1667 | 381.4826 | 292.74 | 0.37549 | 0.34305 | 1
6494 | 05E17G12H08D07M01W02 | 10.94 | 1.87 | 0.65 | 17.5 | 30.96 | 1.3222 | 420.4512 | 372.33 | 0.26087 | 0.17922 | 1
6495 | 05E17G12H08D07M01W03 | 10.94 | 1.87 | 0.65 | 12.73 | 26.19 | 1.3222 | 420.4512 | 305.97 | 0.26087 | 0.30567 | 1
6496 | 05E17G12H08D07M01W04 | 10.94 | 1.87 | 0.65 | 9.23 | 22.69 | 1.3222 | 420.4512 | 257.46 | 0.26087 | 0.39846 | 1
6497 | 05E17G12H08D07M02W02 | 10.35 | 1.24 | 0.65 | 17.5 | 29.74 | 1.0111 | 369.1767 | 365.19 | 0.50988 | 0.21156 | 1
6498 | 05E17G12H09D05M01W02 | 10.3 | 1.8 | 0.65 | 17.5 | 30.25 | 1.3222 | 412.2473 | 364.35 | 0.28854 | 0.19804 | 1
6499 | 05E17G12H09D05M01W03 | 10.3 | 1.8 | 0.65 | 12.73 | 25.48 | 1.3222 | 412.2473 | 297.99 | 0.28854 | 0.3245 | 1
6500 | 05E17G12H09D07M01W02 | 10.53 | 1.87 | 0.65 | 17.5 | 30.55 | 1.3222 | 420.4512 | 367.08 | 0.26087 | 0.19008 | 1
6501 | 05E17G12H09D07M01W03 | 10.53 | 1.87 | 0.65 | 12.73 | 25.78 | 1.3222 | 420.4512 | 300.72 | 0.26087 | 0.31654 | 1
6502 | 05E17G12H09D07M01W04 | 10.53 | 1.87 | 0.65 | 9.23 | 22.28 | 1.3222 | 420.4512 | 252.21 | 0.26087 | 0.40933 | 1
6503 | 05E17G12H09D07M02W02 | 9.96 | 1.24 | 0.65 | 17.5 | 29.35 | 1.0111 | 369.1767 | 359.94 | 0.50988 | 0.2219 | 1
6504 | 05E17G12H10D05M01W02 | 12.16 | 1.68 | 0.65 | 17.5 | 31.99 | 1.2444 | 404.0434 | 388.71 | 0.33597 | 0.15191 | 1
6505 | 05E17G12H10D05M01W03 | 12.16 | 1.68 | 0.65 | 12.73 | 27.22 | 1.2444 | 404.0434 | 322.35 | 0.33597 | 0.27837 | 1
6506 | 05E17G12H10D07M01W02 | 12.42 | 1.74 | 0.65 | 17.5 | 32.31 | 1.2444 | 412.2473 | 391.86 | 0.31225 | 0.14343
6507 | 05E17G12H10D07M01W03 | 12.42 | 1.74 | 0.65 | 12.73 | 27.54 | 1.2444 | 412.2473 | 325.5 | 0.31225 | 0.26988 | 1
6508 | 05E17G12H10D07M01W04 | 12.42 | 1.74 | 0.65 | 9.23 | 24.04 | 1.2444 | 412.2473 | 276.99 | 0.31225 | 0.36267 | 1
6509 | 05E17G12H10D07M02W02 | 11.76 | 1.15 | 0.65 | 17.5 | 31.06 | 0.93333 | 363.0237 | 383.46 | 0.54545 | 0.17656 | 1
6510 | 05E17G12H11D05M01W02 | 12.16 | 1.67 | 0.65 | 17.5 | 31.98 | 1.1667 | 404.0434 | 388.71 | 0.33992 | 0.15217 | 1
6511 | 05E17G12H11D05M01W03 | 12.16 | 1.67 | 0.65 | 12.73 | 27.21 | 1.1667 | 404.0434 | 322.35 | 0.33992 | 0.27863 | 1
6512 | 05E17G12H11D06M01W02 | 11.15 | 1.47 | 0.65 | 17.5 | 30.77 | 1.0889 | 375.3296 | 376.53 | 0.41897 | 0.18425 | 1
6513 | 05E17G12H11D06M01W03 | 11.15 | 1.47 | 0.65 | 12.73 | 26 | 1.0889 | 375.3296 | 310.17 | 0.41897 | 0.31071 | 1
6514 | 05E17G12H11D07M01W02 | 12.42 | 1.73 | 0.65 | 17.5 | 32.3 | 1.2444 | 412.2473 | 391.86 | 0.31621 | 0.14369
6515 | 05E17G12H11D07M01W03 | 12.42 | 1.73 | 0.65 | 12.73 | 27.53 | 1.2444 | 412.2473 | 325.5 | 0.31621 | 0.27015 | 1
6516 | 05E17G12H11D07M01W04 | 12.42 | 1.73 | 0.65 | 9.23 | 24.03 | 1.2444 | 412.2473 | 276.99 | 0.31621 | 0.36294 | 1
6517 | 05E17G12H11D07M02W02 | 11.76 | 1.15 | 0.65 | 17.5 | 31.06 | 0.93333 | 363.0237 | 383.46 | 0.54545 | 0.17656 | 1
6518 | 05E17G12H12D05M01W02 | 10.58 | 1.39 | 0.65 | 17.5 | 30.12 | 1.0111 | 332.259 | 371.7 | 0.45059 | 0.20148 | 1
6519 | 05E17G12H12D05M01W03 | 10.58 | 1.39 | 0.65 | 12.73 | 25.35 | 1.0111 | 332.259 | 305.34 | 0.45059 | 0.32794 | 1
6520 | 05E17G12H12D07M01W02 | 10.8 | 1.45 | 0.65 | 17.5 | 30.4 | 1.0111 | 338.412 | 374.22 | 0.42688 | 0.19406 | 1
6521 | 05E17G12H12D07M01W03 | 10.8 | 1.45 | 0.65 | 12.73 | 25.63 | 1.0111 | 338.412 | 307.86 | 0.42688 | 0.32052 | 1
6522 | 05E17G12H12D07M01W04 | 10.8 | 1.45 | 0.65 | 9.23 | 22.13 | 1.0111 | 338.412 | 259.35 | 0.42688 | 0.41331 | 2
6523 | 05E17G12H12D07M02W02 | 10.22 | 0.96 | 0.65 | 17.5 | 29.33 | 0.77778 | 297.3923 | 366.87 | 0.62055 | 0.22243 | 1
6524 | 05E17G12H13D05M01W02 | 10.58 | 1.22 | 0.65 | 17.5 | 29.95 | 0.85556 | 319.9531 | 371.7 | 0.51779 | 0.20599 | 1
6525 | 05E17G12H13D05M01W03 | 10.58 | 1.22 | 0.65 | 12.73 | 25.18 | 0.85556 | 319.9531 | 305.34 | 0.51779 | 0.33245 | 1
6526 | 05E17G12H13D07M01W02 | 10.8 | 1.27 | 0.65 | 17.5 | 30.22 | 0.93333 | 326.1061 | 374.22 | 0.49802 | 0.19883 | 1
6527 | 05E17G12H13D07M01W03 | 10.8 | 1.27 | 0.65 | 12.73 | 25.45 | 0.93333 | 326.1061 | 307.86 | 0.49802 | 0.32529 | 1
6528 | 05E17G12H13D07M01W04 | 10.8 | 1.27 | 0.65 | 9.23 | 21.95 | 0.93333 | 326.1061 | 259.35 | 0.49802 | 0.41808 | 2
6529 | 05E17G12H13D07M02W02 | 10.22 | 0.84 | 0.65 | 17.5 | 29.21 | 0.7 | 289.1884 | 366.87 | 0.66798 | 0.22561 | 1
6530 | 05E17G12H14D05M01W02 | 12.16 | 1.47 | 0.65 | 17.5 | 31.78 | 1.0889 | 389.6865 | 388.71 | 0.41897 | 0.15748 | 1
6531 | 05E17G12H14D05M01W03 | 12.16 | 1.47 | 0.65 | 12.73 | 27.01 | 1.0889 | 389.6865 | 322.35 | 0.41897 | 0.28393 | 1
6532 | 05E17G12H14D07M01W02 | 12.42 | 1.53 | 0.65 | 17.5 | 32.1 | 1.0889 | 397.8904 | 391.86 | 0.39526 | 0.14899
6533 | 05E17G12H14D07M01W03 | 12.42 | 1.53 | 0.65 | 12.73 | 27.33 | 1.0889 | 397.8904 | 325.5 | 0.39526 | 0.27545 | 1
6534 | 05E17G12H14D07M01W04 | 12.42 | 1.53 | 0.65 | 9.23 | 23.83 | 1.0889 | 397.8904 | 276.99 | 0.39526 | 0.36824 | 1
6535 | 05E17G12H14D07M02W02 | 11.76 | 1.01 | 0.65 | 17.5 | 30.92 | 0.77778 | 352.7688 | 383.46 | 0.60079 | 0.18028 | 1
6536 | 05E18G09H07D04M01W02 | 10.78 | 0.98 | 0.65 | 17.5 | 29.91 | 0.85556 | 336.361 | 371.7 | 0.61265 | 0.20705 | 1
6537 | 05E18G09H07D05M01W02 | 8.95 | 0.79 | 0.65 | 17.5 | 27.89 | 0.7 | 297.3923 | 349.86 | 0.68775 | 0.2606 | 1
6538 | 05E18G09H07D05M01W03 | 8.95 | 0.79 | 0.65 | 12.73 | 23.12 | 0.7 | 297.3923 | 283.5 | 0.68775 | 0.38706 | 2
6539 | 05E18G09H07D06M01W02 | 8.1 | 0.69 | 0.65 | 17.5 | 26.94 | 0.62222 | 274.8315 | 339.57 | 0.72727 | 0.28579 | 1
6540 | 05E18G09H07D06M01W03 | 8.1 | 0.69 | 0.65 | 12.73 | 22.17 | 0.62222 | 274.8315 | 273.21 | 0.72727 | 0.41225 | 2
6541 | 05E18G09H07D07M01W02 | 9.17 | 0.83 | 0.65 | 17.5 | 28.15 | 0.7 | 301.4943 | 352.38 | 0.67194 | 0.25371 | 1
6542 | 05E18G09H07D07M01W03 | 9.17 | 0.83 | 0.65 | 12.73 | 23.38 | 0.7 | 301.4943 | 286.02 | 0.67194 | 0.38017 | 2
6543 | 05E18G09H07D07M01W04 | 9.17 | 0.83 | 0.65 | 9.23 | 19.88 | 0.7 | 301.4943 | 237.51 | 0.67194 | 0.47296 | 2
6544 | 05E18G09H07D07M02W02 | 8.74 | 0.49 | 0.65 | 17.5 | 27.38 | 0.46667 | 270.7296 | 346.92 | 0.80632 | 0.27413 | 1
6545 | 05E18G09H08D05M01W02 | 7.88 | 0.79 | 0.65 | 17.5 | 26.82 | 0.7 | 297.3923 | 335.79 | 0.68775 | 0.28897 | 1
6546 | 05E18G09H08D05M01W03 | 7.88 | 0.79 | 0.65 | 12.73 | 22.05 | 0.7 | 297.3923 | 269.43 | 0.68775 | 0.41543 | 2
6547 | 05E18G09H08D06M01W02 | 7.13 | 0.69 | 0.65 | 17.5 | 25.97 | 0.62222 | 274.8315 | 326.97 | 0.72727 | 0.31151 | 1
6548 | 05E18G09H08D06M01W03 | 7.13 | 0.69 | 0.65 | 12.73 | 21.2 | 0.62222 | 274.8315 | 260.61 | 0.72727 | 0.43796 | 2
6549 | 05E18G09H08D07M01W02 | 8.07 | 0.83 | 0.65 | 17.5 | 27.05 | 0.7 | 301.4943 | 338.1 | 0.67194 | 0.28287 | 1
6550 | 05E18G09H08D07M01W03 | 8.07 | 0.83 | 0.65 | 12.73 | 22.28 | 0.7 | 301.4943 | 271.74 | 0.67194 | 0.40933 | 2
6551 | 05E18G09H08D07M01W04 | 8.07 | 0.83 | 0.65 | 9.23 | 18.78 | 0.7 | 301.4943 | 223.23 | 0.67194 | 0.50212 | 2
6552 | 05E18G09H08D07M02W02 | 7.69 | 0.49 | 0.65 | 17.5 | 26.33 | 0.46667 | 270.7296 | 333.48 | 0.80632 | 0.30196 | 1
6553 | 05E18G09H09D05M01W02 | 7.58 | 0.79 | 0.65 | 17.5 | 26.52 | 0.7 | 297.3923 | 332.01 | 0.68775 | 0.29692 | 1
6554 | 05E18G09H09D05M01W03 | 7.58 | 0.79 | 0.65 | 12.73 | 21.75 | 0.7 | 297.3923 | 265.65 | 0.68775 | 0.42338 | 2
6555 | 05E18G09H09D07M01W02 | 7.77 | 0.83 | 0.65 | 17.5 | 26.75 | 0.7 | 301.4943 | 334.11 | 0.67194 | 0.29083 | 1
6556 | 05E18G09H09D07M01W03 | 7.77 | 0.83 | 0.65 | 12.73 | 21.98 | 0.7 | 301.4943 | 267.75 | 0.67194 | 0.41729 | 2
6557 | 05E18G09H09D07M01W04 | 7.77 | 0.83 | 0.65 | 9.23 | 18.48 | 0.7 | 301.4943 | 219.24 | 0.67194 | 0.51007 | 2
6558 | 05E18G09H09D07M02W02 | 7.4 | 0.49 | 0.65 | 17.5 | 26.04 | 0.46667 | 270.7296 | 329.7 | 0.80632 | 0.30965 | 1
6559 | 05E18G09H10D05M01W02 | 8.95 | 0.74 | 0.65 | 17.5 | 27.84 | 0.62222 | 293.2904 | 349.86 | 0.70751 | 0.26193 | 1
6560 | 05E18G09H10D05M01W03 | 8.95 | 0.74 | 0.65 | 12.73 | 23.07 | 0.62222 | 293.2904 | 283.5 | 0.70751 | 0.38839 | 2
6561 | 05E18G09H10D07M01W02 | 9.17 | 0.77 | 0.65 | 17.5 | 28.09 | 0.7 | 297.3923 | 352.38 | 0.69565 | 0.2553 | 1
6562 | 05E18G09H10D07M01W03 | 9.17 | 0.77 | 0.65 | 12.73 | 23.32 | 0.7 | 297.3923 | 286.02 | 0.69565 | 0.38176 | 2
6563 | 05E18G09H10D07M01W04 | 9.17 | 0.77 | 0.65 | 9.23 | 19.82 | 0.7 | 297.3923 | 237.51 | 0.69565 | 0.47455 | 2
6564 | 05E18G09H10D07M02W02 | 8.74 | 0.46 | 0.65 | 17.5 | 27.35 | 0.46667 | 268.6786 | 346.92 | 0.81818 | 0.27492 | 1
6565 | 05E18G09H11D05M01W02 | 8.95 | 0.74 | 0.65 | 17.5 | 27.84 | 0.62222 | 293.2904 | 349.86 | 0.70751 | 0.26193 | 1
6566 | 05E18G09H11D05M01W03 | 8.95 | 0.74 | 0.65 | 12.73 | 23.07 | 0.62222 | 293.2904 | 283.5 | 0.70751 | 0.38839 | 2
6567 | 05E18G09H11D06M01W02 | 8.1 | 0.64 | 0.65 | 17.5 | 26.89 | 0.54444 | 270.7296 | 339.57 | 0.74704 | 0.28712 | 1
6568 | 05E18G09H11D06M01W03 | 8.1 | 0.64 | 0.65 | 12.73 | 22.12 | 0.54444 | 270.7296 | 273.21 | 0.74704 | 0.41357 | 2
6569 | 05E18G09H11D07M01W02 | 9.17 | 0.77 | 0.65 | 17.5 | 28.09 | 0.7 | 297.3923 | 352.38 | 0.69565 | 0.2553 | 1
6570 | 05E18G09H11D07M01W03 | 9.17 | 0.77 | 0.65 | 12.73 | 23.32 | 0.7 | 297.3923 | 286.02 | 0.69565 | 0.38176 | 2
6571 | 05E18G09H11D07M01W04 | 9.17 | 0.77 | 0.65 | 9.23 | 19.82 | 0.7 | 297.3923 | 237.51 | 0.69565 | 0.47455 | 2
6572 | 05E18G09H11D07M02W02 | 8.74 | 0.46 | 0.65 | 17.5 | 27.35 | 0.46667 | 268.6786 | 346.92 | 0.81818 | 0.27492 | 1
6573 | 05E18G09H12D05M01W02 | 7.79 | 0.61 | 0.65 | 17.5 | 26.55 | 0.54444 | 244.0668 | 337.26 | 0.75889 | 0.29613 | 1
6574 | 05E18G09H12D05M01W03 | 7.79 | 0.61 | 0.65 | 12.73 | 21.78 | 0.54444 | 244.0668 | 270.9 | 0.75889 | 0.42259 | 2
6575 | 05E18G09H12D07M01W02 | 7.97 | 0.64 | 0.65 | 17.5 | 26.76 | 0.54444 | 248.1688 | 339.57 | 0.74704 | 0.29056 | 1
6576 | 05E18G09H12D07M01W03 | 7.97 | 0.64 | 0.65 | 12.73 | 21.99 | 0.54444 | 248.1688 | 273.21 | 0.74704 | 0.41702 | 2
6577 | 05E18G09H12D07M01W04 | 7.97 | 0.64 | 0.65 | 9.23 | 18.49 | 0.54444 | 248.1688 | 224.7 | 0.74704 | 0.50981 | 2
6578 | 05E18G09H12D07M02W02 | 7.6 | 0.38 | 0.65 | 17.5 | 26.13 | 0.38889 | 225.608 | 334.74 | 0.8498 | 0.30726 | 1
6579 | 05E18G09H13D05M01W02 | 7.79 | 0.54 | 0.65 | 17.5 | 26.48 | 0.46667 | 237.9139 | 337.26 | 0.78656 | 0.29799 | 1
6580 | 05E18G09H13D05M01W03 | 7.79 | 0.54 | 0.65 | 12.73 | 21.71 | 0.46667 | 237.9139 | 270.9 | 0.78656 | 0.42444 | 2
6581 | 05E18G09H13D07M01W02 | 7.97 | 0.56 | 0.65 | 17.5 | 26.68 | 0.46667 | 242.0158 | 339.57 | 0.77866 | 0.29268 | 1
6582 | 05E18G09H13D07M01W03 | 7.97 | 0.56 | 0.65 | 12.73 | 21.91 | 0.46667 | 242.0158 | 273.21 | 0.77866 | 0.41914 | 2
6583 | 05E18G09H13D07M01W04 | 7.97 | 0.56 | 0.65 | 9.23 | 18.41 | 0.46667 | 242.0158 | 224.7 | 0.77866 | 0.51193 | 2
6584 | 05E18G09H13D07M02W02 | 7.6 | 0.34 | 0.65 | 17.5 | 26.09 | 0.31111 | 221.506 | 334.74 | 0.86561 | 0.30832 | 1
6585 | 05E18G09H14D05M01W02 | 8.95 | 0.65 | 0.65 | 17.5 | 27.75 | 0.54444 | 285.0864 | 349.86 | 0.74308 | 0.26432 | 1
6586 | 05E18G09H14D05M01W03 | 8.95 | 0.65 | 0.65 | 12.73 | 22.98 | 0.54444 | 285.0864 | 283.5 | 0.74308 | 0.39077 | 2
6587 | 05E18G09H14D07M01W02 | 9.17 | 0.68 | 0.65 | 17.5 | 28 | 0.62222 | 289.1884 | 352.38 | 0.73123 | 0.25769 | 1
6588 | 05E18G09H14D07M01W03 | 9.17 | 0.68 | 0.65 | 12.73 | 23.23 | 0.62222 | 289.1884 | 286.02 | 0.73123 | 0.38415 | 2
6589 | 05E18G09H14D07M01W04 | 9.17 | 0.68 | 0.65 | 9.23 | 19.73 | 0.62222 | 289.1884 | 237.51 | 0.73123 | 0.47694 | 2
6590 | 05E18G09H14D07M02W02 | 8.74 | 0.4 | 0.65 | 17.5 | 27.29 | 0.38889 | 264.5766 | 346.92 | 0.8419 | 0.27651 | 1
6591 | 05E18G10H07D04M01W02 | 16.23 | 0.02 | 0.65 | 17.5 | 34.4 | 0 | 350.7178 | 438.48 | 0.99209 | 0.088017
6592 | 05E18G10H07D05M01W02 | 13.77 | 0.01 | 0.65 | 17.5 | 31.93 | 0 | 311.7492 | 408.66 | 0.99605 | 0.1535 | 1
6593 | 05E18G10H07D05M01W03 | 13.77 | 0.01 | 0.65 | 12.73 | 27.16 | 0 | 311.7492 | 342.3 | 0.99605 | 0.27996 | 1
6594 | 05E18G10H07D06M01W02 | 12.48 | 0.01 | 0.65 | 17.5 | 30.64 | 0 | 293.2904 | 393.33 | 0.99605 | 0.1877 | 1
6595 | 05E18G10H07D06M01W03 | 12.48 | 0.01 | 0.65 | 12.73 | 25.87 | 0 | 293.2904 | 326.97 | 0.99605 | 0.31416 | 1
6596 | 05E18G10H07D07M01W02 | 14.09 | 0.01 | 0.65 | 17.5 | 32.25 | 0 | 317.9021 | 412.44 | 0.99605 | 0.14502
6597 | 05E18G10H07D07M01W03 | 14.09 | 0.01 | 0.65 | 12.73 | 27.48 | 0 | 317.9021 | 346.08 | 0.99605 | 0.27147 | 1
6598 | 05E18G10H07D07M01W04 | 14.09 | 0.01 | 0.65 | 9.23 | 23.98 | 0 | 317.9021 | 297.57 | 0.99605 | 0.36426 | 2
6599 | 05E18G10H07D07M02W02 | 13.9 | 0 | 0.65 | 17.5 | 32.05 | 0 | 311.7492 | 409.92 | 1 | 0.15032 | 1
6600 | 05E18G10H08D05M01W02 | 12.12 | 0.01 | 0.65 | 17.5 | 30.28 | 0 | 311.7492 | 387.03 | 0.99605 | 0.19724 | 1
6601 | 05E18G10H08D05M01W03 | 12.12 | 0.01 | 0.65 | 12.73 | 25.51 | 0 | 311.7492 | 320.67 | 0.99605 | 0.3237 | 1
6602 | 05E18G10H08D06M01W02 | 10.99 | 0.01 | 0.65 | 17.5 | 29.15 | 0 | 293.2904 | 373.59 | 0.99605 | 0.2272 | 1
6603 | 05E18G10H08D06M01W03 | 10.99 | 0.01 | 0.65 | 12.73 | 24.38 | 0 | 293.2904 | 307.23 | 0.99605 | 0.35366 | 2
6604 | 05E18G10H08D07M01W02 | 12.41 | 0.01 | 0.65 | 17.5 | 30.57 | 0 | 317.9021 | 390.39 | 0.99605 | 0.18955 | 1
6605 | 05E18G10H08D07M01W03 | 12.41 | 0.01 | 0.65 | 12.73 | 25.8 | 0 | 317.9021 | 324.03 | 0.99605 | 0.31601 | 1
6606 | 05E18G10H08D07M01W04 | 12.41 | 0.01 | 0.65 | 9.23 | 22.3 | 0 | 317.9021 | 275.52 | 0.99605 | 0.4088 | 2
6607 | 05E18G10H08D07M02W02 | 12.24 | 0 | 0.65 | 17.5 | 30.39 | 0 | 311.7492 | 388.08 | 1 | 0.19433 | 1
6608 | 05E18G10H09D05M01W02 | 11.67 | 0.01 | 0.65 | 17.5 | 29.83 | 0 | 311.7492 | 380.94 | 0.99605 | 0.20917 | 1
6609 | 05E18G10H09D05M01W03 | 11.67 | 0.01 | 0.65 | 12.73 | 25.06 | 0 | 311.7492 | 314.58 | 0.99605 | 0.33563 | 1
6610 | 05E18G10H09D07M01W02 | 11.94 | 0.01 | 0.65 | 17.5 | 30.1 | 0 | 317.9021 | 384.3 | 0.99605 | 0.20201 | 1
6611 | 05E18G10H09D07M01W03 | 11.94 | 0.01 | 0.65 | 12.73 | 25.33 | 0 | 317.9021 | 317.94 | 0.99605 | 0.32847 | 1
6612 | 05E18G10H09D07M01W04 | 11.94 | 0.01 | 0.65 | 9.23 | 21.83 | 0 | 317.9021 | 269.43 | 0.99605 | 0.42126 | 2
6613 | 05E18G10H09D07M02W02 | 11.78 | 0 | 0.65 | 17.5 | 29.93 | 0 | 311.7492 | 382.2 | 1 | 0.20652 | 1
6614 | 05E18G10H10D05M01W02 | 13.77 | 0.01 | 0.65 | 17.5 | 31.93 | 0 | 311.7492 | 408.66 | 0.99605 | 0.1535 | 1
6615 | 05E18G10H10D05M01W03 | 13.77 | 0.01 | 0.65 | 12.73 | 27.16 | 0 | 311.7492 | 342.3 | 0.99605 | 0.27996 | 1
6616 | 05E18G10H10D07M01W02 | 14.09 | 0.01 | 0.65 | 17.5 | 32.25 | 0 | 317.9021 | 412.44 | 0.99605 | 0.14502
6617 | 05E18G10H10D07M01W03 | 14.09 | 0.01 | 0.65 | 12.73 | 27.48 | 0 | 317.9021 | 346.08 | 0.99605 | 0.27147 | 1
6618 | 05E18G10H10D07M01W04 | 14.09 | 0.01 | 0.65 | 9.23 | 23.98 | 0 | 317.9021 | 297.57 | 0.99605 | 0.36426 | 2
6619 | 05E18G10H10D07M02W02 | 13.9 | 0 | 0.65 | 17.5 | 32.05 | 0 | 311.7492 | 409.92 | 1 | 0.15032 | 1
6620 | 05E18G10H11D05M01W02 | 13.77 | 0.01 | 0.65 | 17.5 | 31.93 | 0 | 311.7492 | 408.66 | 0.99605 | 0.1535 | 1
6621 | 05E18G10H11D05M01W03 | 13.77 | 0.01 | 0.65 | 12.73 | 27.16 | 0 | 311.7492 | 342.3 | 0.99605 | 0.27996 | 1
6622 | 05E18G10H11D06M01W02 | 12.48 | 0.01 | 0.65 | 17.5 | 30.64 | 0 | 293.2904 | 393.33 | 0.99605 | 0.1877 | 1
6623 | 05E18G10H11D06M01W03 | 12.48 | 0.01 | 0.65 | 12.73 | 25.87 | 0 | 293.2904 | 326.97 | 0.99605 | 0.31416 | 1
6624 | 05E18G10H11D07M01W02 | 14.09 | 0.01 | 0.65 | 17.5 | 32.25 | 0 | 317.9021 | 412.44 | 0.99605 | 0.14502
6625 | 05E18G10H11D07M01W03 | 14.09 | 0.01 | 0.65 | 12.73 | 27.48 | 0 | 317.9021 | 346.08 | 0.99605 | 0.27147 | 1
6626 | 05E18G10H11D07M01W04 | 14.09 | 0.01 | 0.65 | 9.23 | 23.98 | 0 | 317.9021 | 297.57 | 0.99605 | 0.36426 | 2
6627 | 05E18G10H11D07M02W02 | 13.9 | 0 | 0.65 | 17.5 | 32.05 | 0 | 311.7492 | 409.92 | 1 | 0.15032 | 1
6628 | 05E18G10H12D05M01W02 | 11.97 | 0.01 | 0.65 | 17.5 | 30.13 | 0 | 254.3217 | 389.13 | 0.99605 | 0.20122 | 1
6629 | 05E18G10H12D05M01W03 | 11.97 | 0.01 | 0.65 | 12.73 | 25.36 | 0 | 254.3217 | 322.77 | 0.99605 | 0.32768 | 1
6630 | 05E18G10H12D07M01W02 | 12.25 | 0.01 | 0.65 | 17.5 | 30.41 | 0 | 258.4237 | 392.7 | 0.99605 | 0.1938 | 1
6631 | 05E18G10H12D07M01W03 | 12.25 | 0.01 | 0.65 | 12.73 | 25.64 | 0 | 258.4237 | 326.34 | 0.99605 | 0.32025 | 1
6632 | 05E18G10H12D07M01W04 | 12.25 | 0.01 | 0.65 | 9.23 | 22.14 | 0 | 258.4237 | 277.83 | 0.99605 | 0.41304 | 2
6633 | 05E18G10H12D07M02W02 | 12.08 | 0 | 0.65 | 17.5 | 30.23 | 0 | 252.2707 | 390.39 | 1 | 0.19857 | 1
6634 | 05E18G10H13D05M01W02 | 11.97 | 0.01 | 0.65 | 17.5 | 30.13 | 0 | 252.2707 | 389.13 | 0.99605 | 0.20122 | 1
6635 | 05E18G10H13D05M01W03 | 11.97 | 0.01 | 0.65 | 12.73 | 25.36 | 0 | 252.2707 | 322.77 | 0.99605 | 0.32768 | 1
6636 | 05E18G10H13D07M01W02 | 12.25 | 0.01 | 0.65 | 17.5 | 30.41 | 0 | 256.3727 | 392.7 | 0.99605 | 0.1938 | 1
6637 | 05E18G10H13D07M01W03 | 12.25 | 0.01 | 0.65 | 12.73 | 25.64 | 0 | 256.3727 | 326.34 | 0.99605 | 0.32025 | 1
6638 | 05E18G10H13D07M01W04 | 12.25 | 0.01 | 0.65 | 9.23 | 22.14 | 0 | 256.3727 | 277.83 | 0.99605 | 0.41304 | 2
6639 | 05E18G10H13D07M02W02 | 12.08 | 0 | 0.65 | 17.5 | 30.23 | 0 | 252.2707 | 390.39 | 1 | 0.19857 | 1
6640 | 05E18G10H14D05M01W02 | 13.77 | 0.01 | 0.65 | 17.5 | 31.93 | 0 | 311.7492 | 408.66 | 0.99605 | 0.1535 | 1
6641 | 05E18G10H14D05M01W03 | 13.77 | 0.01 | 0.65 | 12.73 | 27.16 | 0 | 311.7492 | 342.3 | 0.99605 | 0.27996 | 1
6642 | 05E18G10H14D07M01W02 | 14.09 | 0.01 | 0.65 | 17.5 | 32.25 | 0 | 317.9021 | 412.44 | 0.99605 | 0.14502
6643 | 05E18G10H14D07M01W03 | 14.09 | 0.01 | 0.65 | 12.73 | 27.48 | 0 | 317.9021 | 346.08 | 0.99605 | 0.27147 | 1
6644 | 05E18G10H14D07M01W04 | 14.09 | 0.01 | 0.65 | 9.23 | 23.98 | 0 | 317.9021 | 297.57 | 0.99605 | 0.36426 | 2
6645 | 05E18G10H14D07M02W02 | 13.9 | 0 | 0.65 | 17.5 | 32.05 | 0 | 311.7492 | 409.92 | 1 | 0.15032 | 1
6646 | 05E18G12H07D04M01W02 | 11.61 | 1.77 | 0.65 | 17.5 | 31.53 | 1.2444 | 399.9414 | 381.78 | 0.3004 | 0.1641 | 1
6647 | 05E18G12H07D05M01W02 | 9.69 | 1.42 | 0.65 | 17.5 | 29.26 | 1.0111 | 348.6669 | 358.68 | 0.43874 | 0.22428 | 1
6648 | 05E18G12H07D05M01W03 | 9.69 | 1.42 | 0.65 | 12.73 | 24.49 | 1.0111 | 348.6669 | 292.32 | 0.43874 | 0.35074 | 2
6649 | 05E18G12H07D06M01W02 | 8.81 | 1.25 | 0.65 | 17.5 | 28.21 | 0.93333 | 324.0551 | 348.18 | 0.50593 | 0.25212 | 1
6650 | 05E18G12H07D06M01W03 | 8.81 | 1.25 | 0.65 | 12.73 | 23.44 | 0.93333 | 324.0551 | 281.82 | 0.50593 | 0.37858 | 2
6651 | 05E18G12H07D07M01W02 | 9.91 | 1.48 | 0.65 | 17.5 | 29.54 | 1.0889 | 356.8708 | 361.2 | 0.41502 | 0.21686 | 1
6652 | 05E18G12H07D07M01W03 | 9.91 | 1.48 | 0.65 | 12.73 | 24.77 | 1.0889 | 356.8708 | 294.84 | 0.41502 | 0.34332 | 1
6653 | 05E18G12H07D07M01W04 | 9.91 | 1.48 | 0.65 | 9.23 | 21.27 | 1.0889 | 356.8708 | 246.33 | 0.41502 | 0.43611 | 2
6654 | 05E18G12H07D07M02W02 | 9.35 | 1.01 | 0.65 | 17.5 | 28.51 | 0.77778 | 315.8512 | 354.27 | 0.60079 | 0.24417 | 1
6655 | 05E18G12H08D05M01W02 | 8.53 | 1.42 | 0.65 | 17.5 | 28.1 | 1.0111 | 348.6669 | 343.56 | 0.43874 | 0.25504 | 1
6656 | 05E18G12H08D05M01W03 | 8.53 | 1.42 | 0.65 | 12.73 | 23.33 | 1.0111 | 348.6669 | 277.2 | 0.43874 | 0.3815 | 2
6657 | 05E18G12H08D06M01W02 | 7.76 | 1.25 | 0.65 | 17.5 | 27.16 | 0.93333 | 324.0551 | 334.53 | 0.50593 | 0.27996 | 1
6658 | 05E18G12H08D06M01W03 | 7.76 | 1.25 | 0.65 | 12.73 | 22.39 | 0.93333 | 324.0551 | 268.17 | 0.50593 | 0.40642 | 2
6659 | 05E18G12H08D07M01W02 | 8.72 | 1.48 | 0.65 | 17.5 | 28.35 | 1.0889 | 356.8708 | 345.87 | 0.41502 | 0.24841 | 1
6660 | 05E18G12H08D07M01W03 | 8.72 | 1.48 | 0.65 | 12.73 | 23.58 | 1.0889 | 356.8708 | 279.51 | 0.41502 | 0.37487 | 2
6661 | 05E18G12H08D07M01W04 | 8.72 | 1.48 | 0.65 | 9.23 | 20.08 | 1.0889 | 356.8708 | 231 | 0.41502 | 0.46766 | 2
6662 | 05E18G12H08D07M02W02 | 8.24 | 1.01 | 0.65 | 17.5 | 27.4 | 0.77778 | 315.8512 | 339.78 | 0.60079 | 0.27359 | 1
6663 | 05E18G12H09D05M01W02 | 8.21 | 1.42 | 0.65 | 17.5 | 27.78 | 1.0111 | 348.6669 | 339.36 | 0.43874 | 0.26352 | 1
6664 | 05E18G12H09D05M01W03 | 8.21 | 1.42 | 0.65 | 12.73 | 23.01 | 1.0111 | 348.6669 | 273 | 0.43874 | 0.38998 | 2
6665 | 05E18G12H09D07M01W02 | 8.4 | 1.48 | 0.65 | 17.5 | 28.03 | 1.0889 | 356.8708 | 341.46 | 0.41502 | 0.25689 | 1
6666 | 05E18G12H09D07M01W03 | 8.4 | 1.48 | 0.65 | 12.73 | 23.26 | 1.0889 | 356.8708 | 275.1 | 0.41502 | 0.38335 | 2
6667 | 05E18G12H09D07M01W04 | 8.4 | 1.48 | 0.65 | 9.23 | 19.76 | 1.0889 | 356.8708 | 226.59 | 0.41502 | 0.47614 | 2
6668 | 05E18G12H09D07M02W02 | 7.93 | 1.01 | 0.65 | 17.5 | 27.09 | 0.77778 | 315.8512 | 335.79 | 0.60079 | 0.28181 | 1
6669 | 05E18G12H10D05M01W02 | 9.69 | 1.33 | 0.65 | 17.5 | 29.17 | 0.93333 | 342.5139 | 358.68 | 0.47431 | 0.22667 | 1
6670 | 05E18G12H10D05M01W03 | 9.69 | 1.33 | 0.65 | 12.73 | 24.4 | 0.93333 | 342.5139 | 292.32 | 0.47431 | 0.35313 | 2
6671 | 05E18G12H10D07M01W02 | 9.91 | 1.38 | 0.65 | 17.5 | 29.44 | 1.0111 | 350.7178 | 361.2 | 0.45455 | 0.21951 | 1
6672 | 05E18G12H10D07M01W03 | 9.91 | 1.38 | 0.65 | 12.73 | 24.67 | 1.0111 | 350.7178 | 294.84 | 0.45455 | 0.34597 | 1
6673 | 05E18G12H10D07M01W04 | 9.91 | 1.38 | 0.65 | 9.23 | 21.17 | 1.0111 | 350.7178 | 246.33 | 0.45455 | 0.43876 | 2
6674 | 05E18G12H10D07M02W02 | 9.35 | 0.94 | 0.65 | 17.5 | 28.44 | 0.77778 | 309.6982 | 354.27 | 0.62846 | 0.24602 | 1
6675 | 05E18G12H11D05M01W02 | 9.69 | 1.32 | 0.65 | 17.5 | 29.16 | 0.93333 | 342.5139 | 358.68 | 0.47826 | 0.22694 | 1
6676 | 05E18G12H11D05M01W03 | 9.69 | 1.32 | 0.65 | 12.73 | 24.39 | 0.93333 | 342.5139 | 292.32 | 0.47826 | 0.35339 | 2
6677 | 05E18G12H11D06M01W02 | 8.81 | 1.16 | 0.65 | 17.5 | 28.12 | 0.85556 | 317.9021 | 348.18 | 0.5415 | 0.25451 | 1
6678 | 05E18G12H11D06M01W03 | 8.81 | 1.16 | 0.65 | 12.73 | 23.35 | 0.85556 | 317.9021 | 281.82 | 0.5415 | 0.38097 | 2
6679 | 05E18G12H11D07M01W02 | 9.91 | 1.37 | 0.65 | 17.5 | 29.43 | 1.0111 | 348.6669 | 361.2 | 0.4585 | 0.21978 | 1
6680 | 05E18G12H11D07M01W03 | 9.91 | 1.37 | 0.65 | 12.73 | 24.66 | 1.0111 | 348.6669 | 294.84 | 0.4585 | 0.34624 | 1
6681 | 05E18G12H11D07M01W04 | 9.91 | 1.37 | 0.65 | 9.23 | 21.16 | 1.0111 | 348.6669 | 246.33 | 0.4585 | 0.43902 | 2
6682 | 05E18G12H11D07M02W02 | 9.35 | 0.94 | 0.65 | 17.5 | 28.44 | 0.77778 | 309.6982 | 354.27 | 0.62846 | 0.24602 | 1
6683 | 05E18G12H12D05M01W02 | 8.42 | 1.1 | 0.65 | 17.5 | 27.67 | 0.77778 | 285.0864 | 345.03 | 0.56522 | 0.26644 | 1
6684 | 05E18G12H12D05M01W03 | 8.42 | 1.1 | 0.65 | 12.73 | 22.9 | 0.77778 | 285.0864 | 278.67 | 0.56522 | 0.3929 | 2
6685 | 05E18G12H12D07M01W02 | 8.61 | 1.15 | 0.65 | 17.5 | 27.91 | 0.85556 | 289.1884 | 347.34 | 0.54545 | 0.26007 | 1
6686 | 05E18G12H12D07M01W03 | 8.61 | 1.15 | 0.65 | 12.73 | 23.14 | 0.85556 | 289.1884 | 280.98 | 0.54545 | 0.38653 | 2
6687 | 05E18G12H12D07M01W04 | 8.61 | 1.15 | 0.65 | 9.23 | 19.64 | 0.85556 | 289.1884 | 232.47 | 0.54545 | 0.47932 | 2
6688 | 05E18G12H12D07M02W02 | 8.13 | 0.78 | 0.65 | 17.5 | 27.06 | 0.62222 | 260.4747 | 341.25 | 0.6917 | 0.28261 | 1
6689 | 05E18G12H13D05M01W02 | 8.42 | 0.97 | 0.65 | 17.5 | 27.54 | 0.7 | 274.8315 | 345.03 | 0.6166 | 0.26988 | 1
6690 | 05E18G12H13D05M01W03 | 8.42 | 0.97 | 0.65 | 12.73 | 22.77 | 0.7 | 274.8315 | 278.67 | 0.6166 | 0.39634 | 2
6691 | 05E18G12H13D07M01W02 | 8.61 | 1.01 | 0.65 | 17.5 | 27.77 | 0.7 | 278.9335 | 347.34 | 0.60079 | 0.26379 | 1
6692 | 05E18G12H13D07M01W03 | 8.61 | 1.01 | 0.65 | 12.73 | 23 | 0.7 | 278.9335 | 280.98 | 0.60079 | 0.39024 | 2
6693 | 05E18G12H13D07M01W04 | 8.61 | 1.01 | 0.65 | 9.23 | 19.5 | 0.7 | 278.9335 | 232.47 | 0.60079 | 0.48303 | 2
6694 | 05E18G12H13D07M02W02 | 8.13 | 0.68 | 0.65 | 17.5 | 26.96 | 0.54444 | 252.2707 | 341.25 | 0.73123 | 0.28526 | 1
6695 | 05E18G12H14D05M01W02 | 9.69 | 1.16 | 0.65 | 17.5 | 29 | 0.85556 | 330.208 | 358.68 | 0.5415 | 0.23118 | 1
6696 | 05E18G12H14D05M01W03 | 9.69 | 1.16 | 0.65 | 12.73 | 24.23 | 0.85556 | 330.208 | 292.32 | 0.5415 | 0.35764 | 2
6697 | 05E18G12H14D07M01W02 | 9.91 | 1.21 | 0.65 | 17.5 | 29.27 | 0.85556 | 338.412 | 361.2 | 0.52174 | 0.22402 | 1
6698 | 05E18G12H14D07M01W03 | 9.91 | 1.21 | 0.65 | 12.73 | 24.5 | 0.85556 | 338.412 | 294.84 | 0.52174 | 0.35048 | 2
6699 | 05E18G12H14D07M01W04 | 9.91 | 1.21 | 0.65 | 9.23 | 21 | 0.85556 | 338.412 | 246.33 | 0.52174 | 0.44327 | 2
6700 | 05E18G12H14D07M02W02 | 9.35 | 0.82 | 0.65 | 17.5 | 28.32 | 0.7 | 301.4943 | 354.27 | 0.67589 | 0.2492 | 1
6701 | 05E19G09H07D04M01W02 | 11.32 | 0.38 | 0.65 | 17.5 | 29.85 | 0.54444 | 299.4433 | 378.42 | 0.8498 | 0.20864 | 1
6702 | 05E19G09H07D05M01W02 | 9.45 | 0.34 | 0.65 | 17.5 | 27.94 | 0.46667 | 268.6786 | 355.95 | 0.86561 | 0.25928 | 1
6703 | 05E19G09H07D05M01W03 | 9.45 | 0.34 | 0.65 | 12.73 | 23.17 | 0.46667 | 268.6786 | 289.59 | 0.86561 | 0.38574 | 2
6704 | 05E19G09H07D06M01W02 | 8.59 | 0.3 | 0.65 | 17.5 | 27.04 | 0.38889 | 254.3217 | 345.66 | 0.88142 | 0.28314 | 1
6705 | 05E19G09H07D06M01W03 | 8.59 | 0.3 | 0.65 | 12.73 | 22.27 | 0.38889 | 254.3217 | 279.3 | 0.88142 | 0.4096 | 2
6706 | 05E19G09H07D07M01W02 | 9.67 | 0.34 | 0.65 | 17.5 | 28.16 | 0.46667 | 272.7805 | 358.47 | 0.86561 | 0.25345 | 1
6707 | 05E19G09H07D07M01W03 | 9.67 | 0.34 | 0.65 | 12.73 | 23.39 | 0.46667 | 272.7805 | 292.11 | 0.86561 | 0.3799 | 2
6708 | 05E19G09H07D07M01W04 | 9.67 | 0.34 | 0.65 | 9.23 | 19.89 | 0.46667 | 272.7805 | 243.6 | 0.86561 | 0.47269 | 2
6709 | 05E19G09H07D07M02W02 | 9.29 | 0.18 | 0.65 | 17.5 | 27.62 | 0.23333 | 256.3727 | 353.85 | 0.92885 | 0.26776 | 1
6710 | 05E19G09H08D05M01W02 | 8.32 | 0.34 | 0.65 | 17.5 | 26.81 | 0.46667 | 268.6786 | 341.25 | 0.86561 | 0.28924 | 1
6711 | 05E19G09H08D05M01W03 | 8.32 | 0.34 | 0.65 | 12.73 | 22.04 | 0.46667 | 268.6786 | 274.89 | 0.86561 | 0.41569 | 2
6712 | 05E19G09H08D06M01W02 | 7.56 | 0.3 | 0.65 | 17.5 | 26.01 | 0.38889 | 254.3217 | 332.22 | 0.88142 | 0.31045 | 1
6713 | 05E19G09H08D06M01W03 | 7.56 | 0.3 | 0.65 | 12.73 | 21.24 | 0.38889 | 254.3217 | 265.86 | 0.88142 | 0.4369 | 2
6714 | 05E19G09H08D07M01W02 | 8.51 | 0.34 | 0.65 | 17.5 | 27 | 0.46667 | 272.7805 | 343.35 | 0.86561 | 0.2842 | 1
6715 | 05E19G09H08D07M01W03 | 8.51 | 0.34 | 0.65 | 12.73 | 22.23 | 0.46667 | 272.7805 | 276.99 | 0.86561 | 0.41066 | 2
6716 | 05E19G09H08D07M01W04 | 8.51 | 0.34 | 0.65 | 9.23 | 18.73 | 0.46667 | 272.7805 | 228.48 | 0.86561 | 0.50345 | 2
6717 | 05E19G09H08D07M02W02 | 8.18 | 0.18 | 0.65 | 17.5 | 26.51 | 0.23333 | 256.3727 | 339.36 | 0.92885 | 0.29719 | 1
6718 | 05E19G09H09D05M01W02 | 8.01 | 0.34 | 0.65 | 17.5 | 26.5 | 0.46667 | 268.6786 | 337.05 | 0.86561 | 0.29745 | 1
6719 | 05E19G09H09D05M01W03 | 8.01 | 0.34 | 0.65 | 12.73 | 21.73 | 0.46667 | 268.6786 | 270.69 | 0.86561 | 0.42391 | 2
6720 | 05E19G09H09D07M01W02 | 8.19 | 0.34 | 0.65 | 17.5 | 26.68 | 0.46667 | 272.7805 | 339.15 | 0.86561 | 0.29268 | 1
6721 | 05E19G09H09D07M01W03 | 8.19 | 0.34 | 0.65 | 12.73 | 21.91 | 0.46667 | 272.7805 | 272.79 | 0.86561 | 0.41914 | 2
6722 | 05E19G09H09D07M01W04 | 8.19 | 0.34 | 0.65 | 9.23 | 18.41 | 0.46667 | 272.7805 | 224.28 | 0.86561 | 0.51193 | 2
6723 | 05E19G09H09D07M02W02 | 7.87 | 0.18 | 0.65 | 17.5 | 26.2 | 0.23333 | 256.3727 | 335.37 | 0.92885 | 0.30541 | 1
6724 | 05E19G09H10D05M01W02 | 9.45 | 0.31 | 0.65 | 17.5 | 27.91 | 0.38889 | 266.6276 | 355.95 | 0.87747 | 0.26007 | 1
6725 | 05E19G09H10D05M01W03 | 9.45 | 0.31 | 0.65 | 12.73 | 23.14 | 0.38889 | 266.6276 | 289.59 | 0.87747 | 0.38653 | 2
6726 | 05E19G09H10D07M01W02 | 9.67 | 0.32 | 0.65 | 17.5 | 28.14 | 0.38889 | 270.7296 | 358.47 | 0.87352 | 0.25398 | 1
6727 | 05E19G09H10D07M01W03 | 9.67 | 0.32 | 0.65 | 12.73 | 23.37 | 0.38889 | 270.7296 | 292.11 | 0.87352 | 0.38043 | 2
6728 | 05E19G09H10D07M01W04 | 9.67 | 0.32 | 0.65 | 9.23 | 19.87 | 0.38889 | 270.7296 | 243.6 | 0.87352 | 0.47322 | 2
6729 | 05E19G09H10D07M02W02 | 9.29 | 0.17 | 0.65 | 17.5 | 27.61 | 0.23333 | 254.3217 | 353.85 | 0.93281 | 0.26803 | 1
6730 | 05E19G09H11D05M01W02 | 9.45 | 0.31 | 0.65 | 17.5 | 27.91 | 0.38889 | 266.6276 | 355.95 | 0.87747 | 0.26007 | 1
6731 | 05E19G09H11D05M01W03 | 9.45 | 0.31 | 0.65 | 12.73 | 23.14 | 0.38889 | 266.6276 | 289.59 | 0.87747 | 0.38653 | 2
6732 | 05E19G09H11D06M01W02 | 8.59 | 0.28 | 0.65 | 17.5 | 27.02 | 0.38889 | 252.2707 | 345.66 | 0.88933 | 0.28367 | 1
6733 | 05E19G09H11D06M01W03 | 8.59 | 0.28 | 0.65 | 12.73 | 22.25 | 0.38889 | 252.2707 | 279.3 | 0.88933 | 0.41013 | 2
6734 | 05E19G09H11D07M01W02 | 9.67 | 0.32 | 0.65 | 17.5 | 28.14 | 0.38889 | 270.7296 | 358.47 | 0.87352 | 0.25398 | 1
6735 | 05E19G09H11D07M01W03 | 9.67 | 0.32 | 0.65 | 12.73 | 23.37 | 0.38889 | 270.7296 | 292.11 | 0.87352 | 0.38043 | 2
6736 | 05E19G09H11D07M01W04 | 9.67 | 0.32 | 0.65 | 9.23 | 19.87 | 0.38889 | 270.7296 | 243.6 | 0.87352 | 0.47322 | 2
6737 | 05E19G09H11D07M02W02 | 9.29 | 0.17 | 0.65 | 17.5 | 27.61 | 0.23333 | 254.3217 | 353.85 | 0.93281 | 0.26803 | 1
6738 | 05E19G09H12D05M01W02 | 8.22 | 0.26 | 0.65 | 17.5 | 26.63 | 0.31111 | 223.557 | 342.72 | 0.89723 | 0.29401 | 1
6739 | 05E19G09H12D05M01W03 | 8.22 | 0.26 | 0.65 | 12.73 | 21.86 | 0.31111 | 223.557 | 276.36 | 0.89723 | 0.42047 | 2
6740 | 05E19G09H12D07M01W02 | 8.4 | 0.27 | 0.65 | 17.5 | 26.82 | 0.31111 | 225.608 | 345.03 | 0.89328 | 0.28897 | 1
6741 | 05E19G09H12D07M01W03 | 8.4 | 0.27 | 0.65 | 12.73 | 22.05 | 0.31111 | 225.608 | 278.67 | 0.89328 | 0.41543 | 2
6742 | 05E19G09H12D07M01W04 | 8.4 | 0.27 | 0.65 | 9.23 | 18.55 | 0.31111 | 225.608 | 230.16 | 0.89328 | 0.50822 | 2
6743 | 05E19G09H12D07M02W02 | 8.07 | 0.14 | 0.65 | 17.5 | 26.36 | 0.23333 | 213.3021 | 340.83 | 0.94466 | 0.30117 | 1
6744 | 05E19G09H13D05M01W02 | 8.22 | 0.23 | 0.65 | 17.5 | 26.6 | 0.31111 | 221.506 | 342.72 | 0.90909 | 0.2948 | 1
6745 | 05E19G09H13D05M01W03 | 8.22 | 0.23 | 0.65 | 12.73 | 21.83 | 0.31111 | 221.506 | 276.36 | 0.90909 | 0.42126 | 2
6746 | 05E19G09H13D07M01W02 | 8.4 | 0.23 | 0.65 | 17.5 | 26.78 | 0.31111 | 223.557 | 345.03 | 0.90909 | 0.29003 | 1
6747 | 05E19G09H13D07M01W03 | 8.4 | 0.23 | 0.65 | 12.73 | 22.01 | 0.31111 | 223.557 | 278.67 | 0.90909 | 0.41649 | 2
6748 | 05E19G09H13D07M01W04 | 8.4 | 0.23 | 0.65 | 9.23 | 18.51 | 0.31111 | 223.557 | 230.16 | 0.90909 | 0.50928 | 2
6749 | 05E19G09H13D07M02W02 | 8.07 | 0.12 | 0.65 | 17.5 | 26.34 | 0.15556 | 211.2511 | 340.83 | 0.95257 | 0.3017 | 1
6750 | 05E19G09H14D05M01W02 | 9.45 | 0.27 | 0.65 | 17.5 | 27.87 | 0.38889 | 262.5256 | 355.95 | 0.89328 | 0.26113 | 1
6751 | 05E19G09H14D05M01W03 | 9.45 | 0.27 | 0.65 | 12.73 | 23.1 | 0.38889 | 262.5256 | 289.59 | 0.89328 | 0.38759 | 2
6752 | 05E19G09H14D07M01W02 | 9.67 | 0.28 | 0.65 | 17.5 | 28.1 | 0.38889 | 268.6786 | 358.47 | 0.88933 | 0.25504 | 1
6753 | 05E19G09H14D07M01W03 | 9.67 | 0.28 | 0.65 | 12.73 | 23.33 | 0.38889 | 268.6786 | 292.11 | 0.88933 | 0.3815 | 2
6754 | 05E19G09H14D07M01W04 | 9.67 | 0.28 | 0.65 | 9.23 | 19.83 | 0.38889 | 268.6786 | 243.6 | 0.88933 | 0.47428 | 2
6755 | 05E19G09H14D07M02W02 | 9.29 | 0.15 | 0.65 | 17.5 | 27.59 | 0.23333 | 252.2707 | 353.85 | 0.94071 | 0.26856 | 1
6756 | 05E19G10H07D04M01W02 | 17.21 | 0 | 0.65 | 17.5 | 35.36 | 0 | 365.0747 | 450.66 | 1 | 0.062566
6757 | 05E19G10H07D05M01W02 | 14.66 | 0 | 0.65 | 17.5 | 32.81 | 0 | 324.0551 | 420 | 1 | 0.13017
6758 | 05E19G10H07D05M01W03 | 14.66 | 0 | 0.65 | 12.73 | 28.04 | 0 | 324.0551 | 353.64 | 1 | 0.25663 | 1
6759 | 05E19G10H07D06M01W02 | 13.36 | 0 | 0.65 | 17.5 | 31.51 | 0 | 305.5962 | 404.25 | 1 | 0.16463 | 1
6760 | 05E19G10H07D06M01W03 | 13.36 | 0 | 0.65 | 12.73 | 26.74 | 0 | 305.5962 | 337.89 | 1 | 0.29109 | 1
6761 | 05E19G10H07D07M01W02 | 14.99 | 0 | 0.65 | 17.5 | 33.14 | 0 | 330.208 | 423.78 | 1 | 0.12142
6762 | 05E19G10H07D07M01W03 | 14.99 | 0 | 0.65 | 12.73 | 28.37 | 0 | 330.208 | 357.42 | 1 | 0.24788 | 1
6763 | 05E19G10H07D07M01W04 | 14.99 | 0 | 0.65 | 9.23 | 24.87 | 0 | 330.208 | 308.91 | 1 | 0.34067 | 1
6764 | 05E19G10H07D07M02W02 | 14.86 | 0 | 0.65 | 17.5 | 33.01 | 0 | 328.157 | 421.89 | 1 | 0.12487
6765 | 05E19G10H08D05M01W02 | 12.91 | 0 | 0.65 | 17.5 | 31.06 | 0 | 324.0551 | 396.9 | 1 | 0.17656 | 1
6766 | 05E19G10H08D05M01W03 | 12.91 | 0 | 0.65 | 12.73 | 26.29 | 0 | 324.0551 | 330.54 | 1 | 0.30302 | 1
6767 | 05E19G10H08D06M01W02 | 11.76 | 0 | 0.65 | 17.5 | 29.91 | 0 | 305.5962 | 383.25 | 1 | 0.20705 | 1
6768 | 05E19G10H08D06M01W03 | 11.76 | 0 | 0.65 | 12.73 | 25.14 | 0 | 305.5962 | 316.89 | 1 | 0.33351 | 1
6769 | 05E19G10H08D07M01W02 | 13.2 | 0 | 0.65 | 17.5 | 31.35 | 0 | 330.208 | 400.26 | 1 | 0.16888 | 1
6770 | 05E19G10H08D07M01W03 | 13.2 | 0 | 0.65 | 12.73 | 26.58 | 0 | 330.208 | 333.9 | 1 | 0.29533 | 1
6771 | 05E19G10H08D07M01W04 | 13.2 | 0 | 0.65 | 9.23 | 23.08 | 0 | 330.208 | 285.39 | 1 | 0.38812 | 2
6772 | 05E19G10H08D07M02W02 | 13.09 | 0 | 0.65 | 17.5 | 31.24 | 0 | 328.157 | 398.58 | 1 | 0.17179 | 1
6773 | 05E19G10H09D05M01W02 | 12.43 | 0 | 0.65 | 17.5 | 30.58 | 0 | 324.0551 | 390.39 | 1 | 0.18929 | 1
6774 | 05E19G10H09D05M01W03 | 12.43 | 0 | 0.65 | 12.73 | 25.81 | 0 | 324.0551 | 324.03 | 1 | 0.31575 | 1
6775 | 05E19G10H09D07M01W02 | 12.7 | 0 | 0.65 | 17.5 | 30.85 | 0 | 330.208 | 393.75 | 1 | 0.18213 | 1
6776 | 05E19G10H09D07M01W03 | 12.7 | 0 | 0.65 | 12.73 | 26.08 | 0 | 330.208 | 327.39 | 1 | 0.30859 | 1
6777 | 05E19G10H09D07M01W04 | 12.7 | 0 | 0.65 | 9.23 | 22.58 | 0 | 330.208 | 278.88 | 1 | 0.40138 | 2
6778 | 05E19G10H09D07M02W02 | 12.6 | 0 | 0.65 | 17.5 | 30.75 | 0 | 328.157 | 392.07 | 1 | 0.18478 | 1
6779 | 05E19G10H10D05M01W02 | 14.66 | 0 | 0.65 | 17.5 | 32.81 | 0 | 324.0551 | 420 | 1 | 0.13017
6780 | 05E19G10H10D05M01W03 | 14.66 | 0 | 0.65 | 12.73 | 28.04 | 0 | 324.0551 | 353.64 | 1 | 0.25663 | 1
6781 | 05E19G10H10D07M01W02 | 14.99 | 0 | 0.65 | 17.5 | 33.14 | 0 | 330.208 | 423.78 | 1 | 0.12142
6782 | 05E19G10H10D07M01W03 | 14.99 | 0 | 0.65 | 12.73 | 28.37 | 0 | 330.208 | 357.42 | 1 | 0.24788 | 1
6783 | 05E19G10H10D07M01W04 | 14.99 | 0 | 0.65 | 9.23 | 24.87 | 0 | 330.208 | 308.91 | 1 | 0.34067 | 1
6784 | 05E19G10H10D07M02W02 | 14.86 | 0 | 0.65 | 17.5 | 33.01 | 0 | 328.157 | 421.89 | 1 | 0.12487
6785 | 05E19G10H11D05M01W02 | 14.66 | 0 | 0.65 | 17.5 | 32.81 | 0 | 324.0551 | 420 | 1 | 0.13017
6786 | 05E19G10H11D05M01W03 | 14.66 | 0 | 0.65 | 12.73 | 28.04 | 0 | 324.0551 | 353.64 | 1 | 0.25663 | 1
6787 | 05E19G10H11D06M01W02 | 13.36 | 0 | 0.65 | 17.5 | 31.51 | 0 | 305.5962 | 404.25 | 1 | 0.16463 | 1
6788 | 05E19G10H11D06M01W03 | 13.36 | 0 | 0.65 | 12.73 | 26.74 | 0 | 305.5962 | 337.89 | 1 | 0.29109 | 1
6789 | 05E19G10H11D07M01W02 | 14.99 | 0 | 0.65 | 17.5 | 33.14 | 0 | 330.208 | 423.78 | 1 | 0.12142
6790 | 05E19G10H11D07M01W03 | 14.99 | 0 | 0.65 | 12.73 | 28.37 | 0 | 330.208 | 357.42 | 1 | 0.24788 | 1
6791 | 05E19G10H11D07M01W04 | 14.99 | 0 | 0.65 | 9.23 | 24.87 | 0 | 330.208 | 308.91 | 1 | 0.34067 | 1
6792 | 05E19G10H11D07M02W02 | 14.86 | 0 | 0.65 | 17.5 | 33.01 | 0 | 328.157 | 421.89 | 1 | 0.12487
6793 | 05E19G10H12D05M01W02 | 12.75 | 0 | 0.65 | 17.5 | 30.9 | 0 | 262.5256 | 399.21 | 1 | 0.18081 | 1
6794 | 05E19G10H12D05M01W03 | 12.75 | 0 | 0.65 | 12.73 | 26.13 | 0 | 262.5256 | 332.85 | 1 | 0.30726 | 1
6795 | 05E19G10H12D07M01W02 | 13.03 | 0 | 0.65 | 17.5 | 31.18 | 0 | 266.6276 | 402.57 | 1 | 0.17338 | 1
6796 | 05E19G10H12D07M01W03 | 13.03 | 0 | 0.65 | 12.73 | 26.41 | 0 | 266.6276 | 336.21 | 1 | 0.29984 | 1
6797 | 05E19G10H12D07M01W04 | 13.03 | 0 | 0.65 | 9.23 | 22.91 | 0 | 266.6276 | 287.7 | 1 | 0.39263 | 2
6798 | 05E19G10H12D07M02W02 | 12.91 | 0 | 0.65 | 17.5 | 31.06 | 0 | 264.5766 | 400.89 | 1 | 0.17656 | 1
6799 | 05E19G10H13D05M01W02 | 12.75 | 0 | 0.65 | 17.5 | 30.9 | 0 | 262.5256 | 399.21 | 1 | 0.18081 | 1
6800 | 05E19G10H13D05M01W03 | 12.75 | 0 | 0.65 | 12.73 | 26.13 | 0 | 262.5256 | 332.85 | 1 | 0.30726 | 1
6801 | 05E19G10H13D07M01W02 | 13.03 | 0 | 0.65 | 17.5 | 31.18 | 0 | 266.6276 | 402.57 | 1 | 0.17338 | 1
6802 | 05E19G10H13D07M01W03 | 13.03 | 0 | 0.65 | 12.73 | 26.41 | 0 | 266.6276 | 336.21 | 1 | 0.29984 | 1
6803 | 05E19G10H13D07M01W04 | 13.03 | 0 | 0.65 | 9.23 | 22.91 | 0 | 266.6276 | 287.7 | 1 | 0.39263 | 2
6804 | 05E19G10H13D07M02W02 | 12.91 | 0 | 0.65 | 17.5 | 31.06 | 0 | 264.5766 | 400.89 | 1 | 0.17656 | 1
6805 | 05E19G10H14D05M01W02 | 14.66 | 0 | 0.65 | 17.5 | 32.81 | 0 | 324.0551 | 420 | 1 | 0.13017
6806 | 05E19G10H14D05M01W03 | 14.66 | 0 | 0.65 | 12.73 | 28.04 | 0 | 324.0551 | 353.64 | 1 | 0.25663 | 1
6807 | 05E19G10H14D07M01W02 | 14.99 | 0 | 0.65 | 17.5 | 33.14 | 0 | 330.208 | 423.78 | 1 | 0.12142
6808 | 05E19G10H14D07M01W03 | 14.99 | 0 | 0.65 | 12.73 | 28.37 | 0 | 330.208 | 357.42 | 1 | 0.24788 | 1
6809 | 05E19G10H14D07M01W04 | 14.99 | 0 | 0.65 | 9.23 | 24.87 | 0 | 330.208 | 308.91 | 1 | 0.34067 | 1
6810 | 05E19G10H14D07M02W02 | 14.86 | 0 | 0.65 | 17.5 | 33.01 | 0 | 328.157 | 421.89 | 1 | 0.12487
6811 | 05E19G12H07D04M01W02 | 12.07 | 0.89 | 0.65 | 17.5 | 31.11 | 0.85556 | 348.6669 | 387.45 | 0.64822 | 0.17524 | 1
6812 | 05E19G12H07D05M01W02 | 10.12 | 0.77 | 0.65 | 17.5 | 29.04 | 0.7 | 309.6982 | 363.93 | 0.69565 | 0.23012 | 1
6813 | 05E19G12H07D05M01W03 | 10.12 | 0.77 | 0.65 | 12.73 | 24.27 | 0.7 | 309.6982 | 297.57 | 0.69565 | 0.35657 | 2
6814 | 05E19G12H07D06M01W02 | 9.25 | 0.7 | 0.65 | 17.5 | 28.1 | 0.62222 | 293.2904 | 353.64 | 0.72332 | 0.25504 | 1
6815 | 05E19G12H07D06M01W03 | 9.25 | 0.7 | 0.65 | 12.73 | 23.33 | 0.62222 | 293.2904 | 287.28 | 0.72332 | 0.3815 | 2
6816 | 05E19G12H07D07M01W02 | 10.34 | 0.79 | 0.65 | 17.5 | 29.28 | 0.7 | 315.8512 | 366.66 | 0.68775 | 0.22375 | 1
6817 | 05E19G12H07D07M01W03 | 10.34 | 0.79 | 0.65 | 12.73 | 24.51 | 0.7 | 315.8512 | 300.3 | 0.68775 | 0.35021 | 2
6818 | 05E19G12H07D07M01W04 | 10.34 | 0.79 | 0.65 | 9.23 | 21.01 | 0.7 | 315.8512 | 251.79 | 0.68775 | 0.443 | 2
6819 | 05E19G12H07D07M02W02 | 9.84 | 0.48 | 0.65 | 17.5 | 28.47 | 0.54444 | 285.0864 | 360.36 | 0.81028 | 0.24523 | 1
6820 | 05E19G12H08D05M01W02 | 8.91 | 0.77 | 0.65 | 17.5 | 27.83 | 0.7 | 309.6982 | 348.18 | 0.69565 | 0.2622 | 1
6821 | 05E19G12H08D05M01W03 | 8.91 | 0.77 | 0.65 | 12.73 | 23.06 | 0.7 | 309.6982 | 281.82 | 0.69565 | 0.38865 | 2
6822 | 05E19G12H08D06M01W02 | 8.14 | 0.7 | 0.65 | 17.5 | 26.99 | 0.62222 | 293.2904 | 339.15 | 0.72332 | 0.28446 | 1
6823 | 05E19G12H08D06M01W03 | 8.14 | 0.7 | 0.65 | 12.73 | 22.22 | 0.62222 | 293.2904 | 272.79 | 0.72332 | 0.41092 | 2
6824 | 05E19G12H08D07M01W02 | 9.1 | 0.79 | 0.65 | 17.5 | 28.04 | 0.7 | 315.8512 | 350.49 | 0.68775 | 0.25663 | 1
6825 | 05E19G12H08D07M01W03 | 9.1 | 0.79 | 0.65 | 12.73 | 23.27 | 0.7 | 315.8512 | 284.13 | 0.68775 | 0.38309 | 2
6826 | 05E19G12H08D07M01W04 | 9.1 | 0.79 | 0.65 | 9.23 | 19.77 | 0.7 | 315.8512 | 235.62 | 0.68775 | 0.47587 | 2
6827 | 05E19G12H08D07M02W02 | 8.66 | 0.48 | 0.65 | 17.5 | 27.29 | 0.54444 | 285.0864 | 345.03 | 0.81028 | 0.27651 | 1
6828 | 05E19G12H09D05M01W02 | 8.57 | 0.77 | 0.65 | 17.5 | 27.49 | 0.7 | 309.6982 | 343.77 | 0.69565 | 0.27121 | 1
6829 | 05E19G12H09D05M01W03 | 8.57 | 0.77 | 0.65 | 12.73 | 22.72 | 0.7 | 309.6982 | 277.41 | 0.69565 | 0.39767 | 2
6830 | 05E19G12H09D07M01W02 | 8.76 | 0.79 | 0.65 | 17.5 | 27.7 | 0.7 | 315.8512 | 346.08 | 0.68775 | 0.26564 | 1
6831 | 05E19G12H09D07M01W03 | 8.76 | 0.79 | 0.65 | 12.73 | 22.93 | 0.7 | 315.8512 | 279.72 | 0.68775 | 0.3921 | 2
6832 | 05E19G12H09D07M01W04 | 8.76 | 0.79 | 0.65 | 9.23 | 19.43 | 0.7 | 315.8512 | 231.21 | 0.68775 | 0.48489 | 2
6833 | 05E19G12H09D07M02W02 | 8.34 | 0.48 | 0.65 | 17.5 | 26.97 | 0.54444 | 285.0864 | 340.83 | 0.81028 | 0.28499 | 1
6834 | 05E19G12H10D05M01W02 | 10.12 | 0.72 | 0.65 | 17.5 | 28.99 | 0.7 | 305.5962 | 363.93 | 0.71542 | 0.23144 | 1
6835 | 05E19G12H10D05M01W03 | 10.12 | 0.72 | 0.65 | 12.73 | 24.22 | 0.7 | 305.5962 | 297.57 | 0.71542 | 0.3579 | 2
6836 | 05E19G12H10D07M01W02 | 10.34 | 0.73 | 0.65 | 17.5 | 29.22 | 0.7 | 311.7492 | 366.66 | 0.71146 | 0.22534 | 1
6837 | 05E19G12H10D07M01W03 | 10.34 | 0.73 | 0.65 | 12.73 | 24.45 | 0.7 | 311.7492 | 300.3 | 0.71146 | 0.3518 | 2
6838 | 05E19G12H10D07M01W04 | 10.34 | 0.73 | 0.65 | 9.23 | 20.95 | 0.7 | 311.7492 | 251.79 | 0.71146 | 0.44459 | 2
6839 | 05E19G12H10D07M02W02 | 9.84 | 0.45 | 0.65 | 17.5 | 28.44 | 0.46667 | 283.0355 | 360.36 | 0.82213 | 0.24602 | 1
6840 | 05E19G12H11D05M01W02 | 10.12 | 0.72 | 0.65 | 17.5 | 28.99 | 0.7 | 305.5962 | 363.93 | 0.71542 | 0.23144 | 1
6841 | 05E19G12H11D05M01W03 | 10.12 | 0.72 | 0.65 | 12.73 | 24.22 | 0.7 | 305.5962 | 297.57 | 0.71542 | 0.3579 | 2
6842 | 05E19G12H11D06M01W02 | 9.25 | 0.65 | 0.65 | 17.5 | 28.05 | 0.62222 | 289.1884 | 353.64 | 0.74308 | 0.25636 | 1
6843 | 05E19G12H11D06M01W03 | 9.25 | 0.65 | 0.65 | 12.73 | 23.28 | 0.62222 | 289.1884 | 287.28 | 0.74308 | 0.38282 | 2
6844 | 05E19G12H11D07M01W02 | 10.34 | 0.73 | 0.65 | 17.5 | 29.22 | 0.7 | 311.7492 | 366.66 | 0.71146 | 0.22534 | 1
6845 | 05E19G12H11D07M01W03 | 10.34 | 0.73 | 0.65 | 12.73 | 24.45 | 0.7 | 311.7492 | 300.3 | 0.71146 | 0.3518 | 2
6846 | 05E19G12H11D07M01W04 | 10.34 | 0.73 | 0.65 | 9.23 | 20.95 | 0.7 | 311.7492 | 251.79 | 0.71146 | 0.44459 | 2
6847 | 05E19G12H11D07M02W02 | 9.84 | 0.45 | 0.65 | 17.5 | 28.44 | 0.46667 | 283.0355 | 360.36 | 0.82213 | 0.24602 | 1
6848 | 05E19G12H12D05M01W02 | 8.8 | 0.6 | 0.65 | 17.5 | 27.55 | 0.54444 | 256.3727 | 349.86 | 0.76285 | 0.26962 | 1
6849 | 05E19G12H12D05M01W03 | 8.8 | 0.6 | 0.65 | 12.73 | 22.78 | 0.54444 | 256.3727 | 283.5 | 0.76285 | 0.39608 | 2
6850 | 05E19G12H12D07M01W02 | 8.99 | 0.61 | 0.65 | 17.5 | 27.75 | 0.54444 | 258.4237 | 352.17 | 0.75889 | 0.26432 | 1
6851 | 05E19G12H12D07M01W03 | 8.99 | 0.61 | 0.65 | 12.73 | 22.98 | 0.54444 | 258.4237 | 285.81 | 0.75889 | 0.39077 | 2
6852 | 05E19G12H12D07M01W04 | 8.99 | 0.61 | 0.65 | 9.23 | 19.48 | 0.54444 | 258.4237 | 237.3 | 0.75889 | 0.48356 | 2
6853 | 05E19G12H12D07M02W02 | 8.55 | 0.37 | 0.65 | 17.5 | 27.07 | 0.38889 | 235.8629 | 346.71 | 0.85375 | 0.28234 | 1
6854 | 05E19G12H13D05M01W02 | 8.8 | 0.52 | 0.65 | 17.5 | 27.47 | 0.46667 | 250.2197 | 349.86 | 0.79447 | 0.27174 | 1
6855 | 05E19G12H13D05M01W03 | 8.8 | 0.52 | 0.65 | 12.73 | 22.7 | 0.46667 | 250.2197 | 283.5 | 0.79447 | 0.3982 | 2
6856 | 05E19G12H13D07M01W02 | 8.99 | 0.54 | 0.65 | 17.5 | 27.68 | 0.46667 | 254.3217 | 352.17 | 0.78656 | 0.26617 | 1
6857 | 05E19G12H13D07M01W03 | 8.99 | 0.54 | 0.65 | 12.73 | 22.91 | 0.46667 | 254.3217 | 285.81 | 0.78656 | 0.39263 | 2
6858 | 05E19G12H13D07M01W04 | 8.99 | 0.54 | 0.65 | 9.23 | 19.41 | 0.46667 | 254.3217 | 237.3 | 0.78656 | 0.48542 | 2
6859 | 05E19G12H13D07M02W02 | 8.55 | 0.33 | 0.65 | 17.5 | 27.03 | 0.38889 | 231.7609 | 346.71 | 0.86957 | 0.2834 | 1
6860 | 05E19G12H14D05M01W02 | 10.12 | 0.63 | 0.65 | 17.5 | 28.9 | 0.62222 | 299.4433 | 363.93 | 0.75099 | 0.23383 | 1
6861 | 05E19G12H14D05M01W03 | 10.12 | 0.63 | 0.65 | 12.73 | 24.13 | 0.62222 | 299.4433 | 297.57 | 0.75099 | 0.36029 | 2
6862 | 05E19G12H14D07M01W02 | 10.34 | 0.65 | 0.65 | 17.5 | 29.14 | 0.62222 | 305.5962 | 366.66 | 0.74308 | 0.22747 | 1
6863 | 05E19G12H14D07M01W03 | 10.34 | 0.65 | 0.65 | 12.73 | 24.37 | 0.62222 | 305.5962 | 300.3 | 0.74308 | 0.35392 | 2
6864 | 05E19G12H14D07M01W04 | 10.34 | 0.65 | 0.65 | 9.23 | 20.87 | 0.62222 | 305.5962 | 251.79 | 0.74308 | 0.44671 | 2
6865 | 05E19G12H14D07M02W02 | 9.84 | 0.39 | 0.65 | 17.5 | 28.38 | 0.46667 | 278.9335 | 360.36 | 0.84585 | 0.24761 | 1
6866 | 05E20G09H07D04M01W02 | 9.61 | 1.01 | 0.65 | 17.5 | 28.77 | 0.77778 | 322.0041 | 357.42 | 0.60079 | 0.23727 | 1
6867 | 05E20G09H07D05M01W02 | 8.45 | 0.8 | 0.65 | 17.5 | 27.4 | 0.7 | 289.1884 | 343.77 | 0.68379 | 0.27359 | 1
6868 | 05E20G09H07D05M01W03 | 8.45 | 0.8 | 0.65 | 12.73 | 22.63 | 0.7 | 289.1884 | 277.41 | 0.68379 | 0.40005 | 2
6869 | 05E20G09H07D06M01W02 | 7.61 | 0.71 | 0.65 | 17.5 | 26.47 | 0.62222 | 270.7296 | 333.69 | 0.71937 | 0.29825 | 1
6870 | 05E20G09H07D06M01W03 | 7.61 | 0.71 | 0.65 | 12.73 | 21.7 | 0.62222 | 270.7296 | 267.33 | 0.71937 | 0.42471 | 2
6871 | 05E20G09H07D07M01W02 | 8.66 | 0.83 | 0.65 | 17.5 | 27.64 | 0.7 | 293.2904 | 346.29 | 0.67194 | 0.26723 | 1
6872 | 05E20G09H07D07M01W03 | 8.66 | 0.83 | 0.65 | 12.73 | 22.87 | 0.7 | 293.2904 | 279.93 | 0.67194 | 0.39369 | 2
6873 | 05E20G09H07D07M01W04 | 8.66 | 0.83 | 0.65 | 9.23 | 19.37 | 0.7 | 293.2904 | 231.42 | 0.67194 | 0.48648 | 2
6874 | 05E20G09H07D07M02W02 | 8.24 | 0.51 | 0.65 | 17.5 | 26.9 | 0.46667 | 264.5766 | 341.04 | 0.79842 | 0.28685 | 1
6875 | 05E20G09H08D05M01W02 | 7.44 | 0.8 | 0.65 | 17.5 | 26.39 | 0.7 | 289.1884 | 330.54 | 0.68379 | 0.30037 | 1
6876 | 05E20G09H08D05M01W03 | 7.44 | 0.8 | 0.65 | 12.73 | 21.62 | 0.7 | 289.1884 | 264.18 | 0.68379 | 0.42683 | 2
6877 | 05E20G09H08D06M01W02 | 6.7 | 0.71 | 0.65 | 17.5 | 25.56 | 0.62222 | 270.7296 | 321.93 | 0.71937 | 0.32238 | 1
6878 | 05E20G09H08D06M01W03 | 6.7 | 0.71 | 0.65 | 12.73 | 20.79 | 0.62222 | 270.7296 | 255.57 | 0.71937 | 0.44883 | 2
6879 | 05E20G09H08D07M01W02 | 7.63 | 0.83 | 0.65 | 17.5 | 26.61 | 0.7 | 293.2904 | 332.64 | 0.67194 | 0.29454 | 1
6880 | 05E20G09H08D07M01W03 | 7.63 | 0.83 | 0.65 | 12.73 | 21.84 | 0.7 | 293.2904 | 266.28 | 0.67194 | 0.421 | 2
6881 | 05E20G09H08D07M01W04 | 7.63 | 0.83 | 0.65 | 9.23 | 18.34 | 0.7 | 293.2904 | 217.77 | 0.67194 | 0.51379 | 2
6882 | 05E20G09H08D07M02W02 | 7.26 | 0.51 | 0.65 | 17.5 | 25.92 | 0.46667 | 264.5766 | 328.23 | 0.79842 | 0.31283 | 1
6883 | 05E20G09H09D05M01W02 | 7.16 | 0.8 | 0.65 | 17.5 | 26.11 | 0.7 | 289.1884 | 326.97 | 0.68379 | 0.30779 | 1
6884 | 05E20G09H09D05M01W03 | 7.16 | 0.8 | 0.65 | 12.73 | 21.34 | 0.7 | 289.1884 | 260.61 | 0.68379 | 0.43425 | 2
6885 | 05E20G09H09D07M01W02 | 7.34 | 0.83 | 0.65 | 17.5 | 26.32 | 0.7 | 293.2904 | 329.07 | 0.67194 | 0.30223 | 1
6886 | 05E20G09H09D07M01W03 | 7.34 | 0.83 | 0.65 | 12.73 | 21.55 | 0.7 | 293.2904 | 262.71 | 0.67194 | 0.42869 | 2
6887 | 05E20G09H09D07M01W04 | 7.34 | 0.83 | 0.65 | 9.23 | 18.05 | 0.7 | 293.2904 | 214.2 | 0.67194 | 0.52147 | 2
6888 | 05E20G09H09D07M02W02 | 6.99 | 0.51 | 0.65 | 17.5 | 25.65 | 0.46667 | 264.5766 | 324.66 | 0.79842 | 0.31999 | 1
6889 | 05E20G09H10D05M01W02 | 8.45 | 0.74 | 0.65 | 17.5 | 27.34 | 0.62222 | 285.0864 | 343.77 | 0.70751 | 0.27519 | 1
6890 | 05E20G09H10D05M01W03 | 8.45 | 0.74 | 0.65 | 12.73 | 22.57 | 0.62222 | 285.0864 | 277.41 | 0.70751 | 0.40164 | 2
6891 | 05E20G09H10D07M01W02 | 8.66 | 0.78 | 0.65 | 17.5 | 27.59 | 0.62222 | 289.1884 | 346.29 | 0.6917 | 0.26856 | 1
6892 | 05E20G09H10D07M01W03 | 8.66 | 0.78 | 0.65 | 12.73 | 22.82 | 0.62222 | 289.1884 | 279.93 | 0.6917 | 0.39502 | 2
6893 | 05E20G09H10D07M01W04 | 8.66 | 0.78 | 0.65 | 9.23 | 19.32 | 0.62222 | 289.1884 | 231.42 | 0.6917 | 0.4878 | 2
6894 | 05E20G09H10D07M02W02 | 8.24 | 0.47 | 0.65 | 17.5 | 26.86 | 0.46667 | 260.4747 | 341.04 | 0.81423 | 0.28791 | 1
6895 | 05E20G09H11D05M01W02 | 8.45 | 0.74 | 0.65 | 17.5 | 27.34 | 0.62222 | 285.0864 | 343.77 | 0.70751 | 0.27519 | 1
6896 | 05E20G09H11D05M01W03 | 8.45 | 0.74 | 0.65 | 12.73 | 22.57 | 0.62222 | 285.0864 | 277.41 | 0.70751 | 0.40164 | 2
6897 | 05E20G09H11D06M01W02 | 7.61 | 0.66 | 0.65 | 17.5 | 26.42 | 0.54444 | 266.6276 | 333.69 | 0.73913 | 0.29958 | 1
6898 | 05E20G09H11D06M01W03 | 7.61 | 0.66 | 0.65 | 12.73 | 21.65 | 0.54444 | 266.6276 | 267.33 | 0.73913 | 0.42603 | 2
6899 | 05E20G09H11D07M01W02 | 8.66 | 0.77 | 0.65 | 17.5 | 27.58 | 0.62222 | 289.1884 | 346.29 | 0.69565 | 0.26882 | 1
6900 | 05E20G09H11D07M01W03 | 8.66 | 0.77 | 0.65 | 12.73 | 22.81 | 0.62222 | 289.1884 | 279.93 | 0.69565 | 0.39528 | 2
6901 | 05E20G09H11D07M01W04 | 8.66 | 0.77 | 0.65 | 9.23 | 19.31 | 0.62222 | 289.1884 | 231.42 | 0.69565 | 0.48807 | 2
6902 | 05E20G09H11D07M02W02 | 8.24 | 0.47 | 0.65 | 17.5 | 26.86 | 0.46667 | 260.4747 | 341.04 | 0.81423 | 0.28791 | 1
6903 | 05E20G09H12D05M01W02 | 7.35 | 0.62 | 0.65 | 17.5 | 26.12 | 0.54444 | 239.9648 | 331.8 | 0.75494 | 0.30753 | 1
6904 | 05E20G09H12D05M01W03 | 7.35 | 0.62 | 0.65 | 12.73 | 21.35 | 0.54444 | 239.9648 | 265.44 | 0.75494 | 0.43399 | 2
6905 | 05E20G09H12D07M01W02 | 7.53 | 0.65 | 0.65 | 17.5 | 26.33 | 0.54444 | 244.0668 | 334.11 | 0.74308 | 0.30196 | 1
6906 | 05E20G09H12D07M01W03 | 7.53 | 0.65 | 0.65 | 12.73 | 21.56 | 0.54444 | 244.0668 | 267.75 | 0.74308 | 0.42842 | 2
6907 | 05E20G09H12D07M01W04 | 7.53 | 0.65 | 0.65 | 9.23 | 18.06 | 0.54444 | 244.0668 | 219.24 | 0.74308 | 0.52121 | 2
6908 | 05E20G09H12D07M02W02 | 7.17 | 0.39 | 0.65 | 17.5 | 25.71 | 0.38889 | 219.455 | 329.49 | 0.84585 | 0.3184 | 1
6909 | 05E20G09H13D05M01W02 | 7.35 | 0.54 | 0.65 | 17.5 | 26.04 | 0.46667 | 235.8629 | 331.8 | 0.78656 | 0.30965 | 1
6910 | 05E20G09H13D05M01W03 | 7.35 | 0.54 | 0.65 | 12.73 | 21.27 | 0.46667 | 235.8629 | 265.44 | 0.78656 | 0.43611 | 2
6911 | 05E20G09H13D07M01W02 | 7.53 | 0.57 | 0.65 | 17.5 | 26.25 | 0.46667 | 237.9139 | 334.11 | 0.7747 | 0.30408 | 1
6912 | 05E20G09H13D07M01W03 | 7.53 | 0.57 | 0.65 | 12.73 | 21.48 | 0.46667 | 237.9139 | 267.75 | 0.7747 | 0.43054 | 2
6913 | 05E20G09H13D07M01W04 | 7.53 | 0.57 | 0.65 | 9.23 | 17.98 | 0.46667 | 237.9139 | 219.24 | 0.7747 | 0.52333 | 2
6914 | 05E20G09H13D07M02W02 | 7.17 | 0.35 | 0.65 | 17.5 | 25.67 | 0.31111 | 215.3531 | 329.49 | 0.86166 | 0.31946 | 1
6915 | 05E20G09H14D05M01W02 | 8.45 | 0.65 | 0.65 | 17.5 | 27.25 | 0.54444 | 278.9335 | 343.77 | 0.74308 | 0.27757 | 1
6916 | 05E20G09H14D05M01W03 | 8.45 | 0.65 | 0.65 | 12.73 | 22.48 | 0.54444 | 278.9335 | 277.41 | 0.74308 | 0.40403 | 2
6917 | 05E20G09H14D07M01W02 | 8.66 | 0.68 | 0.65 | 17.5 | 27.49 | 0.54444 | 283.0355 | 346.29 | 0.73123 | 0.27121 | 1
6918 | 05E20G09H14D07M01W03 | 8.66 | 0.68 | 0.65 | 12.73 | 22.72 | 0.54444 | 283.0355 | 279.93 | 0.73123 | 0.39767 | 2
6919 | 05E20G09H14D07M01W04 | 8.66 | 0.68 | 0.65 | 9.23 | 19.22 | 0.54444 | 283.0355 | 231.42 | 0.73123 | 0.49046 | 2
6920 | 05E20G09H14D07M02W02 | 8.24 | 0.42 | 0.65 | 17.5 | 26.81 | 0.38889 | 256.3727 | 341.04 | 0.83399 | 0.28924 | 1
6921 | 05E20G10H07D04M01W02 | 14.92 | 0.01 | 0.65 | 17.5 | 33.08 | 0 | 330.208 | 422.31 | 0.99605 | 0.12301
6922 | 05E20G10H07D05M01W02 | 13.19 | 0.01 | 0.65 | 17.5 | 31.35 | 0 | 303.5453 | 401.73 | 0.99605 | 0.16888 | 1
6923 | 05E20G10H07D05M01W03 | 13.19 | 0.01 | 0.65 | 12.73 | 26.58 | 0 | 303.5453 | 335.37 | 0.99605 | 0.29533 | 1
6924 | 05E20G10H07D06M01W02 | 11.93 | 0.01 | 0.65 | 17.5 | 30.09 | 0 | 283.0355 | 386.4 | 0.99605 | 0.20228 | 1
6925 | 05E20G10H07D06M01W03 | 11.93 | 0.01 | 0.65 | 12.73 | 25.32 | 0 | 283.0355 | 320.04 | 0.99605 | 0.32874 | 1
6926 | 05E20G10H07D07M01W02 | 13.51 | 0.01 | 0.65 | 17.5 | 31.67 | 0 | 307.6472 | 405.51 | 0.99605 | 0.16039 | 1
6927 | 05E20G10H07D07M01W03 | 13.51 | 0.01 | 0.65 | 12.73 | 26.9 | 0 | 307.6472 | 339.15 | 0.99605 | 0.28685 | 1
6928 | 05E20G10H07D07M01W04 | 13.51 | 0.01 | 0.65 | 9.23 | 23.4 | 0 | 307.6472 | 290.64 | 0.99605 | 0.37964 | 2
6929 | 05E20G10H07D07M02W02 | 13.33 | 0 | 0.65 | 17.5 | 31.48 | 0 | 303.5453 | 402.99 | 1 | 0.16543 | 1
6930 | 05E20G10H08D05M01W02 | 11.62 | 0.01 | 0.65 | 17.5 | 29.78 | 0 | 303.5453 | 380.94 | 0.99605 | 0.2105 | 1
6931 | 05E20G10H08D05M01W03 | 11.62 | 0.01 | 0.65 | 12.73 | 25.01 | 0 | 303.5453 | 314.58 | 0.99605 | 0.33696 | 1
6932 | 05E20G10H08D06M01W02 | 10.51 | 0.01 | 0.65 | 17.5 | 28.67 | 0 | 283.0355 | 367.71 | 0.99605 | 0.23993 | 1
6933 | 05E20G10H08D06M01W03 | 10.51 | 0.01 | 0.65 | 12.73 | 23.9 | 0 | 283.0355 | 301.35 | 0.99605 | 0.36638 | 2
6934 | 05E20G10H08D07M01W02 | 11.9 | 0.01 | 0.65 | 17.5 | 30.06 | 0 | 307.6472 | 384.3 | 0.99605 | 0.20308 | 1
6935 | 05E20G10H08D07M01W03 | 11.9 | 0.01 | 0.65 | 12.73 | 25.29 | 0 | 307.6472 | 317.94 | 0.99605 | 0.32953 | 1
6936 | 05E20G10H08D07M01W04 | 11.9 | 0.01 | 0.65 | 9.23 | 21.79 | 0 | 307.6472 | 269.43 | 0.99605 | 0.42232 | 2
6937 | 05E20G10H08D07M02W02 | 11.74 | 0 | 0.65 | 17.5 | 29.89 | 0 | 303.5453 | 382.2 | 1 | 0.20758 | 1
6938 | 05E20G10H09D05M01W02 | 11.18 | 0.01 | 0.65 | 17.5 | 29.34 | 0 | 303.5453 | 375.27 | 0.99605 | 0.22216 | 1
6939 | 05E20G10H09D05M01W03 | 11.18 | 0.01 | 0.65 | 12.73 | 24.57 | 0 | 303.5453 | 308.91 | 0.99605 | 0.34862 | 1
6940 | 05E20G10H09D07M01W02 | 11.45 | 0.01 | 0.65 | 17.5 | 29.61 | 0 | 307.6472 | 378.42 | 0.99605 | 0.21501 | 1
6941 | 05E20G10H09D07M01W03 | 11.45 | 0.01 | 0.65 | 12.73 | 24.84 | 0 | 307.6472 | 312.06 | 0.99605 | 0.34146 | 1
6942 | 05E20G10H09D07M01W04 | 11.45 | 0.01 | 0.65 | 9.23 | 21.34 | 0 | 307.6472 | 263.55 | 0.99605 | 0.43425 | 2
6943 | 05E20G10H09D07M02W02 | 11.3 | 0 | 0.65 | 17.5 | 29.45 | 0 | 303.5453 | 376.32 | 1 | 0.21925 | 1
6944 | 05E20G10H10D05M01W02 | 13.19 | 0.01 | 0.65 | 17.5 | 31.35 | 0 | 303.5453 | 401.73 | 0.99605 | 0.16888 | 1
6945 | 05E20G10H10D05M01W03 | 13.19 | 0.01 | 0.65 | 12.73 | 26.58 | 0 | 303.5453 | 335.37 | 0.99605 | 0.29533 | 1
6946 | 05E20G10H10D07M01W02 | 13.51 | 0.01 | 0.65 | 17.5 | 31.67 | 0 | 307.6472 | 405.51 | 0.99605 | 0.16039 | 1
6947 | 05E20G10H10D07M01W03 | 13.51 | 0.01 | 0.65 | 12.73 | 26.9 | 0 | 307.6472 | 339.15 | 0.99605 | 0.28685 | 1
6948 | 05E20G10H10D07M01W04 | 13.51 | 0.01 | 0.65 | 9.23 | 23.4 | 0 | 307.6472 | 290.64 | 0.99605 | 0.37964 | 2
6949 | 05E20G10H10D07M02W02 | 13.33 | 0 | 0.65 | 17.5 | 31.48 | 0 | 303.5453 | 402.99 | 1 | 0.16543 | 1
6950 | 05E20G10H11D05M01W02 | 13.19 | 0.01 | 0.65 | 17.5 | 31.35 | 0 | 303.5453 | 401.73 | 0.99605 | 0.16888 | 1
6951 | 05E20G10H11D05M01W03 | 13.19 | 0.01 | 0.65 | 12.73 | 26.58 | 0 | 303.5453 | 335.37 | 0.99605 | 0.29533 | 1
6952 | 05E20G10H11D06M01W02 | 11.93 | 0.01 | 0.65 | 17.5 | 30.09 | 0 | 283.0355 | 386.4 | 0.99605 | 0.20228 | 1
6953 | 05E20G10H11D06M01W03 | 11.93 | 0.01 | 0.65 | 12.73 | 25.32 | 0 | 283.0355 | 320.04 | 0.99605 | 0.32874 | 1
6954 | 05E20G10H11D07M01W02 | 13.51 | 0.01 | 0.65 | 17.5 | 31.67 | 0 | 307.6472 | 405.51 | 0.99605 | 0.16039 | 1
6955 | 05E20G10H11D07M01W03 | 13.51 | 0.01 | 0.65 | 12.73 | 26.9 | 0 | 307.6472 | 339.15 | 0.99605 | 0.28685 | 1
6956 | 05E20G10H11D07M01W04 | 13.51 | 0.01 | 0.65 | 9.23 | 23.4 | 0 | 307.6472 | 290.64 | 0.99605 | 0.37964 | 2
6957 | 05E20G10H11D07M02W02 | 13.33 | 0 | 0.65 | 17.5 | 31.48 | 0 | 303.5453 | 402.99 | 1 | 0.16543 | 1
6958 | 05E20G10H12D05M01W02 | 11.47 | 0.01 | 0.65 | 17.5 | 29.63 | 0 | 246.1178 | 383.04 | 0.99605 | 0.21448 | 1
6959 | 05E20G10H12D05M01W03 | 11.47 | 0.01 | 0.65 | 12.73 | 24.86 | 0 | 246.1178 | 316.68 | 0.99605 | 0.34093 | 1
6960 | 05E20G10H12D07M01W02 | 11.74 | 0.01 | 0.65 | 17.5 | 29.9 | 0 | 248.1688 | 386.4 | 0.99605 | 0.20732 | 1
6961 | 05E20G10H12D07M01W03 | 11.74 | 0.01 | 0.65 | 12.73 | 25.13 | 0 | 248.1688 | 320.04 | 0.99605 | 0.33378 | 1
6962 | 05E20G10H12D07M01W04 | 11.74 | 0.01 | 0.65 | 9.23 | 21.63 | 0 | 248.1688 | 271.53 | 0.99605 | 0.42656 | 2
6963 | 05E20G10H12D07M02W02 | 11.59 | 0 | 0.65 | 17.5 | 29.74 | 0 | 246.1178 | 384.3 | 1 | 0.21156 | 1
6964 | 05E20G10H13D05M01W02 | 11.47 | 0.01 | 0.65 | 17.5 | 29.63 | 0 | 246.1178 | 383.04 | 0.99605 | 0.21448 | 1
6965 | 05E20G10H13D05M01W03 | 11.47 | 0.01 | 0.65 | 12.73 | 24.86 | 0 | 246.1178 | 316.68 | 0.99605 | 0.34093 | 1
6966 | 05E20G10H13D07M01W02 | 11.74 | 0.01 | 0.65 | 17.5 | 29.9 | 0 | 248.1688 | 386.4 | 0.99605 | 0.20732 | 1
6967 | 05E20G10H13D07M01W03 | 11.74 | 0.01 | 0.65 | 12.73 | 25.13 | 0 | 248.1688 | 320.04 | 0.99605 | 0.33378 | 1
6968 | 05E20G10H13D07M01W04 | 11.74 | 0.01 | 0.65 | 9.23 | 21.63 | 0 | 248.1688 | 271.53 | 0.99605 | 0.42656 | 2
6969 | 05E20G10H13D07M02W02 | 11.59 | 0 | 0.65 | 17.5 | 29.74 | 0 | 246.1178 | 384.3 | 1 | 0.21156 | 1
6970 | 05E20G10H14D05M01W02 | 13.19 | 0.01 | 0.65 | 17.5 | 31.35 | 0 | 301.4943 | 401.73 | 0.99605 | 0.16888 | 1
6971 | 05E20G10H14D05M01W03 | 13.19 | 0.01 | 0.65 | 12.73 | 26.58 | 0 | 301.4943 | 335.37 | 0.99605 | 0.29533 | 1
6972 | 05E20G10H14D07M01W02 | 13.51 | 0.01 | 0.65 | 17.5 | 31.67 | 0 | 307.6472 | 405.51 | 0.99605 | 0.16039 | 1
6973 | 05E20G10H14D07M01W03 | 13.51 | 0.01 | 0.65 | 12.73 | 26.9 | 0 | 307.6472 | 339.15 | 0.99605 | 0.28685 | 1
6974 | 05E20G10H14D07M01W04 | 13.51 | 0.01 | 0.65 | 9.23 | 23.4 | 0 | 307.6472 | 290.64 | 0.99605 | 0.37964 | 2
6975 | 05E20G10H14D07M02W02 | 13.33 | 0 | 0.65 | 17.5 | 31.48 | 0 | 303.5453 | 402.99 | 1 | 0.16543 | 1
6976 | 05E20G12H07D04M01W02 | 10.45 | 1.79 | 0.65 | 17.5 | 30.39 | 1.2444 | 387.6355 | 367.5 | 0.29249 | 0.19433 | 1
6977 | 05E20G12H07D05M01W02 | 9.18 | 1.43 | 0.65 | 17.5 | 28.76 | 1.0111 | 342.5139 | 352.59 | 0.43478 | 0.23754 | 1
6978 | 05E20G12H07D05M01W03 | 9.18 | 1.43 | 0.65 | 12.73 | 23.99 | 1.0111 | 342.5139 | 286.23 | 0.43478 | 0.364 | 2
6979 | 05E20G12H07D06M01W02 | 8.33 | 1.25 | 0.65 | 17.5 | 27.73 | 0.93333 | 317.9021 | 342.3 | 0.50593 | 0.26485 | 1
6980 | 05E20G12H07D06M01W03 | 8.33 | 1.25 | 0.65 | 12.73 | 22.96 | 0.93333 | 317.9021 | 275.94 | 0.50593 | 0.3913 | 2
6981 | 05E20G12H07D07M01W02 | 9.4 | 1.48 | 0.65 | 17.5 | 29.03 | 1.0111 | 350.7178 | 355.11 | 0.41502 | 0.23038 | 1
6982 | 05E20G12H07D07M01W03 | 9.4 | 1.48 | 0.65 | 12.73 | 24.26 | 1.0111 | 350.7178 | 288.75 | 0.41502 | 0.35684 | 2
6983 | 05E20G12H07D07M01W04 | 9.4 | 1.48 | 0.65 | 9.23 | 20.76 | 1.0111 | 350.7178 | 240.24 | 0.41502 | 0.44963 | 2
6984 | 05E20G12H07D07M02W02 | 8.86 | 1.02 | 0.65 | 17.5 | 28.03 | 0.77778 | 309.6982 | 348.39 | 0.59684 | 0.25689 | 1
6985 | 05E20G12H08D05M01W02 | 8.09 | 1.43 | 0.65 | 17.5 | 27.67 | 1.0111 | 342.5139 | 338.31 | 0.43478 | 0.26644 | 1
6986 | 05E20G12H08D05M01W03 | 8.09 | 1.43 | 0.65 | 12.73 | 22.9 | 1.0111 | 342.5139 | 271.95 | 0.43478 | 0.3929 | 2
6987 | 05E20G12H08D06M01W02 | 7.33 | 1.25 | 0.65 | 17.5 | 26.73 | 0.93333 | 317.9021 | 329.28 | 0.50593 | 0.29136 | 1
6988 | 05E20G12H08D06M01W03 | 7.33 | 1.25 | 0.65 | 12.73 | 21.96 | 0.93333 | 317.9021 | 262.92 | 0.50593 | 0.41782 | 2
6989 | 05E20G12H08D07M01W02 | 8.28 | 1.48 | 0.65 | 17.5 | 27.91 | 1.0111 | 350.7178 | 340.41 | 0.41502 | 0.26007 | 1
6990 | 05E20G12H08D07M01W03 | 8.28 | 1.48 | 0.65 | 12.73 | 23.14 | 1.0111 | 350.7178 | 274.05 | 0.41502 | 0.38653 | 2
6991 | 05E20G12H08D07M01W04 | 8.28 | 1.48 | 0.65 | 9.23 | 19.64 | 1.0111 | 350.7178 | 225.54 | 0.41502 | 0.47932 | 2
6992 | 05E20G12H08D07M02W02 | 7.8 | 1.02 | 0.65 | 17.5 | 26.97 | 0.77778 | 309.6982 | 334.53 | 0.59684 | 0.28499 | 1
6993 | 05E20G12H09D05M01W02 | 7.78 | 1.43 | 0.65 | 17.5 | 27.36 | 1.0111 | 342.5139 | 334.32 | 0.43478 | 0.27466 | 1
6994 | 05E20G12H09D05M01W03 | 7.78 | 1.43 | 0.65 | 12.73 | 22.59 | 1.0111 | 342.5139 | 267.96 | 0.43478 | 0.40111 | 2
6995 | 05E20G12H09D07M01W02 | 7.97 | 1.48 | 0.65 | 17.5 | 27.6 | 1.0111 | 350.7178 | 336.42 | 0.41502 | 0.26829 | 1
6996 | 05E20G12H09D07M01W03 | 7.97 | 1.48 | 0.65 | 12.73 | 22.83 | 1.0111 | 350.7178 | 270.06 | 0.41502 | 0.39475 | 2
6997 | 05E20G12H09D07M01W04 | 7.97 | 1.48 | 0.65 | 9.23 | 19.33 | 1.0111 | 350.7178 | 221.55 | 0.41502 | 0.48754 | 2
6998 | 05E20G12H09D07M02W02 | 7.51 | 1.02 | 0.65 | 17.5 | 26.68 | 0.77778 | 309.6982 | 330.75 | 0.59684 | 0.29268 | 1
6999 | 05E20G12H10D05M01W02 | 9.18 | 1.33 | 0.65 | 17.5 | 28.66 | 0.93333 | 334.31 | 352.59 | 0.47431 | 0.24019 | 1
7000 | 05E20G12H10D05M01W03 | 9.18 | 1.33 | 0.65 | 12.73 | 23.89 | 0.93333 | 334.31 | 286.23 | 0.47431 | 0.36665 | 2
7001 | 05E20G12H10D07M01W02 | 9.4 | 1.38 | 0.65 | 17.5 | 28.93 | 0.93333 | 342.5139 | 355.11 | 0.45455 | 0.23303 | 1
7002 | 05E20G12H10D07M01W03 | 9.4 | 1.38 | 0.65 | 12.73 | 24.16 | 0.93333 | 342.5139 | 288.75 | 0.45455 | 0.35949 | 2
7003 | 05E20G12H10D07M01W04 | 9.4 | 1.38 | 0.65 | 9.23 | 20.66 | 0.93333 | 342.5139 | 240.24 | 0.45455 | 0.45228 | 2
7004 | 05E20G12H10D07M02W02 | 8.86 | 0.95 | 0.65 | 17.5 | 27.96 | 0.77778 | 305.5962 | 348.39 | 0.62451 | 0.25875 | 1
7005 | 05E20G12H11D05M01W02 | 9.18 | 1.33 | 0.65 | 17.5 | 28.66 | 0.93333 | 334.31 | 352.59 | 0.47431 | 0.24019 | 1
7006 | 05E20G12H11D05M01W03 | 9.18 | 1.33 | 0.65 | 12.73 | 23.89 | 0.93333 | 334.31 | 286.23 | 0.47431 | 0.36665 | 2
7007 | 05E20G12H11D06M01W02 | 8.33 | 1.16 | 0.65 | 17.5 | 27.64 | 0.85556 | 311.7492 | 342.3 | 0.5415 | 0.26723 | 1
7008 | 05E20G12H11D06M01W03 | 8.33 | 1.16 | 0.65 | 12.73 | 22.87 | 0.85556 | 311.7492 | 275.94 | 0.5415 | 0.39369 | 2
7009 | 05E20G12H11D07M01W02 | 9.4 | 1.38 | 0.65 | 17.5 | 28.93 | 0.93333 | 342.5139 | 355.11 | 0.45455 | 0.23303 | 1
7010 | 05E20G12H11D07M01W03 | 9.4 | 1.38 | 0.65 | 12.73 | 24.16 | 0.93333 | 342.5139 | 288.75 | 0.45455 | 0.35949 | 2
7011 | 05E20G12H11D07M01W04 | 9.4 | 1.38 | 0.65 | 9.23 | 20.66 | 0.93333 | 342.5139 | 240.24 | 0.45455 | 0.45228 | 2
7012 | 05E20G12H11D07M02W02 | 8.86 | 0.94 | 0.65 | 17.5 | 27.95 | 0.77778 | 305.5962 | 348.39 | 0.62846 | 0.25901 | 1
7013 | 05E20G12H12D05M01W02 | 7.99 | 1.11 | 0.65 | 17.5 | 27.25 | 0.77778 | 280.9845 | 339.78 | 0.56126 | 0.27757 | 1
7014 | 05E20G12H12D05M01W03 | 7.99 | 1.11 | 0.65 | 12.73 | 22.48 | 0.77778 | 280.9845 | 273.42 | 0.56126 | 0.40403 | 2
7015 | 05E20G12H12D07M01W02 | 8.17 | 1.15 | 0.65 | 17.5 | 27.47 | 0.77778 | 287.1374 | 341.88 | 0.54545 | 0.27174 | 1
7016 | 05E20G12H12D07M01W03 | 8.17 | 1.15 | 0.65 | 12.73 | 22.7 | 0.77778 | 287.1374 | 275.52 | 0.54545 | 0.3982 | 2
7017 | 05E20G12H12D07M01W04 | 8.17 | 1.15 | 0.65 | 9.23 | 19.2 | 0.77778 | 287.1374 | 227.01 | 0.54545 | 0.49099 | 2
7018 | 05E20G12H12D07M02W02 | 7.69 | 0.79 | 0.65 | 17.5 | 26.63 | 0.62222 | 256.3727 | 336 | 0.68775 | 0.29401 | 1
7019 | 05E20G12H13D05M01W02 | 7.99 | 0.97 | 0.65 | 17.5 | 27.11 | 0.7 | 272.7805 | 339.78 | 0.6166 | 0.28128 | 1
7020 | 05E20G12H13D05M01W03 | 7.99 | 0.97 | 0.65 | 12.73 | 22.34 | 0.7 | 272.7805 | 273.42 | 0.6166 | 0.40774 | 2
7021 | 05E20G12H13D07M01W02 | 8.17 | 1.01 | 0.65 | 17.5 | 27.33 | 0.7 | 276.8825 | 341.88 | 0.60079 | 0.27545 | 1
7022 | 05E20G12H13D07M01W03 | 8.17 | 1.01 | 0.65 | 12.73 | 22.56 | 0.7 | 276.8825 | 275.52 | 0.60079 | 0.40191 | 2
7023 | 05E20G12H13D07M01W04 | 8.17 | 1.01 | 0.65 | 9.23 | 19.06 | 0.7 | 276.8825 | 227.01 | 0.60079 | 0.4947 | 2
7024 | 05E20G12H13D07M02W02 | 7.69 | 0.69 | 0.65 | 17.5 | 26.53 | 0.54444 | 248.1688 | 336 | 0.72727 | 0.29666 | 1
7025 | 05E20G12H14D05M01W02 | 9.18 | 1.17 | 0.65 | 17.5 | 28.5 | 0.85556 | 324.0551 | 352.59 | 0.53755 | 0.24443 | 1
7026 | 05E20G12H14D05M01W03 | 9.18 | 1.17 | 0.65 | 12.73 | 23.73 | 0.85556 | 324.0551 | 286.23 | 0.53755 | 0.37089 | 2
7027 | 05E20G12H14D07M01W02 | 9.4 | 1.21 | 0.65 | 17.5 | 28.76 | 0.85556 | 330.208 | 355.11 | 0.52174 | 0.23754 | 1
7028 | 05E20G12H14D07M01W03 | 9.4 | 1.21 | 0.65 | 12.73 | 23.99 | 0.85556 | 330.208 | 288.75 | 0.52174 | 0.364 | 2
7029 | 05E20G12H14D07M01W04 | 9.4 | 1.21 | 0.65 | 9.23 | 20.49 | 0.85556 | 330.208 | 240.24 | 0.52174 | 0.45679 | 2
7030 | 05E20G12H14D07M02W02 | 8.86 | 0.83 | 0.65 | 17.5 | 27.84 | 0.62222 | 297.3923 | 348.39 | 0.67194 | 0.26193 | 1
7031 | 05E21G09H07D04M01W02 | 8.07 | 0.95 | 0.65 | 17.5 | 27.17 | 0.7 | 295.3413 | 338.94 | 0.62451 | 0.27969 | 1
7032 | 05E21G09H07D05M01W02 | 7.07 | 0.75 | 0.65 | 17.5 | 25.97 | 0.62222 | 264.5766 | 326.97 | 0.70356 | 0.31151 | 1
7033 | 05E21G09H07D05M01W03 | 7.07 | 0.75 | 0.65 | 12.73 | 21.2 | 0.62222 | 264.5766 | 260.61 | 0.70356 | 0.43796 | 2
7034 | 05E21G09H07D06M01W02 | 6.32 | 0.65 | 0.65 | 17.5 | 25.12 | 0.54444 | 246.1178 | 318.15 | 0.74308 | 0.33404 | 1
7035 | 05E21G09H07D06M01W03 | 6.32 | 0.65 | 0.65 | 12.73 | 20.35 | 0.54444 | 246.1178 | 251.79 | 0.74308 | 0.4605 | 2
7036 | 05E21G09H07D07M01W02 | 7.27 | 0.78 | 0.65 | 17.5 | 26.2 | 0.62222 | 270.7296 | 329.28 | 0.6917 | 0.30541 | 1
7037 | 05E21G09H07D07M01W03 | 7.27 | 0.78 | 0.65 | 12.73 | 21.43 | 0.62222 | 270.7296 | 262.92 | 0.6917 | 0.43187 | 2
7038 | 05E21G09H07D07M01W04 | 7.27 | 0.78 | 0.65 | 9.23 | 17.93 | 0.62222 | 270.7296 | 214.41 | 0.6917 | 0.52466 | 2
7039 | 05E21G09H07D07M02W02 | 6.91 | 0.47 | 0.65 | 17.5 | 25.53 | 0.38889 | 239.9648 | 324.87 | 0.81423 | 0.32317 | 1
7040 | 05E21G09H08D05M01W02 | 6.23 | 0.75 | 0.65 | 17.5 | 25.13 | 0.62222 | 264.5766 | 316.05 | 0.70356 | 0.33378 | 1
7041 | 05E21G09H08D05M01W03 | 6.23 | 0.75 | 0.65 | 12.73 | 20.36 | 0.62222 | 264.5766 | 249.69 | 0.70356 | 0.46023 | 2
7042 | 05E21G09H08D06M01W02 | 5.57 | 0.65 | 0.65 | 17.5 | 24.37 | 0.54444 | 246.1178 | 308.28 | 0.74308 | 0.35392 | 2
7043 | 05E21G09H08D06M01W03 | 5.57 | 0.65 | 0.65 | 12.73 | 19.6 | 0.54444 | 246.1178 | 241.92 | 0.74308 | 0.48038 | 2
7044 | 05E21G09H08D07M01W02 | 6.4 | 0.78 | 0.65 | 17.5 | 25.33 | 0.62222 | 270.7296 | 317.94 | 0.6917 | 0.32847 | 1
7045 | 05E21G09H08D07M01W03 | 6.4 | 0.78 | 0.65 | 12.73 | 20.56 | 0.62222 | 270.7296 | 251.58 | 0.6917 | 0.45493 | 2
7046 | 05E21G09H08D07M01W04 | 6.4 | 0.78 | 0.65 | 9.23 | 17.06 | 0.62222 | 270.7296 | 203.07 | 0.6917 | 0.54772 | 2
7047 | 05E21G09H08D07M02W02 | 6.09 | 0.47 | 0.65 | 17.5 | 24.71 | 0.38889 | 239.9648 | 314.16 | 0.81423 | 0.34491 | 1
7048 | 05E21G09H09D05M01W02 | 6 | 0.75 | 0.65 | 17.5 | 24.9 | 0.62222 | 264.5766 | 312.9 | 0.70356 | 0.33987 | 1
7049 | 05E21G09H09D05M01W03 | 6 | 0.75 | 0.65 | 12.73 | 20.13 | 0.62222 | 264.5766 | 246.54 | 0.70356 | 0.46633 | 2
7050 | 05E21G09H09D07M01W02 | 6.16 | 0.78 | 0.65 | 17.5 | 25.09 | 0.62222 | 270.7296 | 315 | 0.6917 | 0.33484 | 1
7051 | 05E21G09H09D07M01W03 | 6.16 | 0.78 | 0.65 | 12.73 | 20.32 | 0.62222 | 270.7296 | 248.64 | 0.6917 | 0.46129 | 2
7052 | 05E21G09H09D07M01W04 | 6.16 | 0.78 | 0.65 | 9.23 | 16.82 | 0.62222 | 270.7296 | 200.13 | 0.6917 | 0.55408 | 2
7053 | 05E21G09H09D07M02W02 | 5.86 | 0.47 | 0.65 | 17.5 | 24.48 | 0.38889 | 239.9648 | 311.22 | 0.81423 | 0.35101 | 2
7054 | 05E21G09H10D05M01W02 | 7.07 | 0.7 | 0.65 | 17.5 | 25.92 | 0.54444 | 260.4747 | 326.97 | 0.72332 | 0.31283 | 1
7055 | 05E21G09H10D05M01W03 | 7.07 | 0.7 | 0.65 | 12.73 | 21.15 | 0.54444 | 260.4747 | 260.61 | 0.72332 | 0.43929 | 2
7056 | 05E21G09H10D07M01W02 | 7.27 | 0.73 | 0.65 | 17.5 | 26.15 | 0.62222 | 266.6276 | 329.28 | 0.71146 | 0.30673 | 1
7057 | 05E21G09H10D07M01W03 | 7.27 | 0.73 | 0.65 | 12.73 | 21.38 | 0.62222 | 266.6276 | 262.92 | 0.71146 | 0.43319 | 2
7058 | 05E21G09H10D07M01W04 | 7.27 | 0.73 | 0.65 | 9.23 | 17.88 | 0.62222 | 266.6276 | 214.41 | 0.71146 | 0.52598 | 2
7059 | 05E21G09H10D07M02W02 | 6.91 | 0.44 | 0.65 | 17.5 | 25.5 | 0.38889 | 237.9139 | 324.87 | 0.82609 | 0.32397 | 1
7060 | 05E21G09H11D05M01W02 | 7.07 | 0.7 | 0.65 | 17.5 | 25.92 | 0.54444 | 260.4747 | 326.97 | 0.72332 | 0.31283 | 1
7061 | 05E21G09H11D05M01W03 | 7.07 | 0.7 | 0.65 | 12.73 | 21.15 | 0.54444 | 260.4747 | 260.61 | 0.72332 | 0.43929 | 2
7062 | 05E21G09H11D06M01W02 | 6.32 | 0.6 | 0.65 | 17.5 | 25.07 | 0.46667 | 242.0158 | 318.15 | 0.76285 | 0.33537 | 1
7063 | 05E21G09H11D06M01W03 | 6.32 | 0.6 | 0.65 | 12.73 | 20.3 | 0.46667 | 242.0158 | 251.79 | 0.76285 | 0.46182 | 2
7064 | 05E21G09H11D07M01W02 | 7.27 | 0.73 | 0.65 | 17.5 | 26.15 | 0.62222 | 266.6276 | 329.28 | 0.71146 | 0.30673 | 1
7065 | 05E21G09H11D07M01W03 | 7.27 | 0.73 | 0.65 | 12.73 | 21.38 | 0.62222 | 266.6276 | 262.92 | 0.71146 | 0.43319 | 2
7066 | 05E21G09H11D07M01W04 | 7.27 | 0.73 | 0.65 | 9.23 | 17.88 | 0.62222 | 266.6276 | 214.41 | 0.71146 | 0.52598 | 2
7067 | 05E21G09H11D07M02W02 | 6.91 | 0.44 | 0.65 | 17.5 | 25.5 | 0.38889 | 237.9139 | 324.87 | 0.82609 | 0.32397 | 1
7068 | 05E21G09H12D05M01W02 | 6.14 | 0.58 | 0.65 | 17.5 | 24.87 | 0.46667 | 221.506 | 317.1 | 0.77075 | 0.34067 | 1
7069 | 05E21G09H12D05M01W03 | 6.14 | 0.58 | 0.65 | 12.73 | 20.1 | 0.46667 | 221.506 | 250.74 | 0.77075 | 0.46713 | 2
7070 | 05E21G09H12D07M01W02 | 6.32 | 0.61 | 0.65 | 17.5 | 25.08 | 0.46667 | 225.608 | 319.2 | 0.75889 | 0.3351 | 1
7071 | 05E21G09H12D07M01W03 | 6.32 | 0.61 | 0.65 | 12.73 | 20.31 | 0.46667 | 225.608 | 252.84 | 0.75889 | 0.46156 | 2
7072 | 05E21G09H12D07M01W04 | 6.32 | 0.61 | 0.65 | 9.23 | 16.81 | 0.46667 | 225.608 | 204.33 | 0.75889 | 0.55435 | 2
7073 | 05E21G09H12D07M02W02 | 6.01 | 0.37 | 0.65 | 17.5 | 24.53 | 0.31111 | 203.0472 | 315.21 | 0.85375 | 0.34968 | 1
7074 | 05E21G09H13D05M01W02 | 6.14 | 0.51 | 0.65 | 17.5 | 24.8 | 0.38889 | 215.3531 | 317.1 | 0.79842 | 0.34252 | 1
7075 | 05E21G09H13D05M01W03 | 6.14 | 0.51 | 0.65 | 12.73 | 20.03 | 0.38889 | 215.3531 | 250.74 | 0.79842 | 0.46898 | 2
7076 | 05E21G09H13D07M01W02 | 6.32 | 0.53 | 0.65 | 17.5 | 25 | 0.46667 | 219.455 | 319.2 | 0.79051 | 0.33722 | 1
7077 | 05E21G09H13D07M01W03 | 6.32 | 0.53 | 0.65 | 12.73 | 20.23 | 0.46667 | 219.455 | 252.84 | 0.79051 | 0.46368 | 2
7078 | 05E21G09H13D07M01W04 | 6.32 | 0.53 | 0.65 | 9.23 | 16.73 | 0.46667 | 219.455 | 204.33 | 0.79051 | 0.55647 | 2
7079 | 05E21G09H13D07M02W02 | 6.01 | 0.32 | 0.65 | 17.5 | 24.48 | 0.31111 | 198.9452 | 315.21 | 0.87352 | 0.35101 | 2
7080 | 05E21G09H14D05M01W02 | 7.07 | 0.61 | 0.65 | 17.5 | 25.83 | 0.46667 | 252.2707 | 326.97 | 0.75889 | 0.31522 | 1
7081 | 05E21G09H14D05M01W03 | 7.07 | 0.61 | 0.65 | 12.73 | 21.06 | 0.46667 | 252.2707 | 260.61 | 0.75889 | 0.44168 | 2
7082 | 05E21G09H14D07M01W02 | 7.27 | 0.64 | 0.65 | 17.5 | 26.06 | 0.54444 | 258.4237 | 329.28 | 0.74704 | 0.30912 | 1
7083 | 05E21G09H14D07M01W03 | 7.27 | 0.64 | 0.65 | 12.73 | 21.29 | 0.54444 | 258.4237 | 262.92 | 0.74704 | 0.43558 | 2
7084 | 05E21G09H14D07M01W04 | 7.27 | 0.64 | 0.65 | 9.23 | 17.79 | 0.54444 | 258.4237 | 214.41 | 0.74704 | 0.52837 | 2
7085 | 05E21G09H14D07M02W02 | 6.91 | 0.39 | 0.65 | 17.5 | 25.45 | 0.31111 | 233.8119 | 324.87 | 0.84585 | 0.32529 | 1
7086 | 05E21G10H07D04M01W02 | 13.27 | 0.01 | 0.65 | 17.5 | 31.43 | 0 | 301.4943 | 402.36 | 0.99605 | 0.16676 | 1
7087 | 05E21G10H07D05M01W02 | 11.69 | 0.01 | 0.65 | 17.5 | 29.85 | 0 | 278.9335 | 383.25 | 0.99605 | 0.20864 | 1
7088 | 05E21G10H07D05M01W03 | 11.69 | 0.01 | 0.65 | 12.73 | 25.08 | 0 | 278.9335 | 316.89 | 0.99605 | 0.3351 | 1
7089 | 05E21G10H07D06M01W02 | 10.49 | 0.01 | 0.65 | 17.5 | 28.65 | 0 | 260.4747 | 368.97 | 0.99605 | 0.24046 | 1
7090 | 05E21G10H07D06M01W03 | 10.49 | 0.01 | 0.65 | 12.73 | 23.88 | 0 | 260.4747 | 302.61 | 0.99605 | 0.36691 | 2
7091 | 05E21G10H07D07M01W02 | 11.99 | 0.01 | 0.65 | 17.5 | 30.15 | 0 | 283.0355 | 387.03 | 0.99605 | 0.20069 | 1
7092 | 05E21G10H07D07M01W03 | 11.99 | 0.01 | 0.65 | 12.73 | 25.38 | 0 | 283.0355 | 320.67 | 0.99605 | 0.32715 | 1
7093 | 05E21G10H07D07M01W04 | 11.99 | 0.01 | 0.65 | 9.23 | 21.88 | 0 | 283.0355 | 272.16 | 0.99605 | 0.41994 | 2
7094 | 05E21G10H07D07M02W02 | 11.84 | 0 | 0.65 | 17.5 | 29.99 | 0 | 278.9335 | 384.93 | 1 | 0.20493 | 1
7095 | 05E21G10H08D05M01W02 | 10.3 | 0.01 | 0.65 | 17.5 | 28.46 | 0 | 278.9335 | 364.98 | 0.99605 | 0.24549 | 1
7096 | 05E21G10H08D05M01W03 | 10.3 | 0.01 | 0.65 | 12.73 | 23.69 | 0 | 278.9335 | 298.62 | 0.99605 | 0.37195 | 2
7097 | 05E21G10H08D06M01W02 | 9.24 | 0.01 | 0.65 | 17.5 | 27.4 | 0 | 260.4747 | 352.38 | 0.99605 | 0.27359 | 1
7098 | 05E21G10H08D06M01W03 | 9.24 | 0.01 | 0.65 | 12.73 | 22.63 | 0 | 260.4747 | 286.02 | 0.99605 | 0.40005 | 2
7099 | 05E21G10H08D07M01W02 | 10.56 | 0.01 | 0.65 | 17.5 | 28.72 | 0 | 283.0355 | 368.13 | 0.99605 | 0.2386 | 1
7100 | 05E21G10H08D07M01W03 | 10.56 | 0.01 | 0.65 | 12.73 | 23.95 | 0 | 283.0355 | 301.77 | 0.99605 | 0.36506 | 2
7101 | 05E21G10H08D07M01W04 | 10.56 | 0.01 | 0.65 | 9.23 | 20.45 | 0 | 283.0355 | 253.26 | 0.99605 | 0.45785 | 2
7102 | 05E21G10H08D07M02W02 | 10.43 | 0 | 0.65 | 17.5 | 28.58 | 0 | 278.9335 | 366.45 | 1 | 0.24231 | 1
7103 | 05E21G10H09D05M01W02 | 9.91 | 0.01 | 0.65 | 17.5 | 28.07 | 0 | 278.9335 | 359.94 | 0.99605 | 0.25583 | 1
7104 | 05E21G10H09D05M01W03 | 9.91 | 0.01 | 0.65 | 12.73 | 23.3 | 0 | 278.9335 | 293.58 | 0.99605 | 0.38229 | 2
7105 | 05E21G10H09D07M01W02 | 10.16 | 0.01 | 0.65 | 17.5 | 28.32 | 0 | 283.0355 | 363.09 | 0.99605 | 0.2492 | 1
7106 | 05E21G10H09D07M01W03 | 10.16 | 0.01 | 0.65 | 12.73 | 23.55 | 0 | 283.0355 | 296.73 | 0.99605 | 0.37566 | 2
7107 | 05E21G10H09D07M01W04 | 10.16 | 0.01 | 0.65 | 9.23 | 20.05 | 0 | 283.0355 | 248.22 | 0.99605 | 0.46845 | 2
7108 | 05E21G10H09D07M02W02 | 10.04 | 0 | 0.65 | 17.5 | 28.19 | 0 | 278.9335 | 361.2 | 1 | 0.25265 | 1
7109 | 05E21G10H10D05M01W02 | 11.69 | 0.01 | 0.65 | 17.5 | 29.85 | 0 | 278.9335 | 383.25 | 0.99605 | 0.20864 | 1
7110 | 05E21G10H10D05M01W03 | 11.69 | 0.01 | 0.65 | 12.73 | 25.08 | 0 | 278.9335 | 316.89 | 0.99605 | 0.3351 | 1
7111 | 05E21G10H10D07M01W02 | 11.99 | 0.01 | 0.65 | 17.5 | 30.15 | 0 | 283.0355 | 387.03 | 0.99605 | 0.20069 | 1
7112 | 05E21G10H10D07M01W03 | 11.99 | 0.01 | 0.65 | 12.73 | 25.38 | 0 | 283.0355 | 320.67 | 0.99605 | 0.32715 | 1
7113 | 05E21G10H10D07M01W04 | 11.99 | 0.01 | 0.65 | 9.23 | 21.88 | 0 | 283.0355 | 272.16 | 0.99605 | 0.41994 | 2
7114 | 05E21G10H10D07M02W02 | 11.84 | 0 | 0.65 | 17.5 | 29.99 | 0 | 278.9335 | 384.93 | 1 | 0.20493 | 1
7115 | 05E21G10H11D05M01W02 | 11.69 | 0.01 | 0.65 | 17.5 | 29.85 | 0 | 278.9335 | 383.25 | 0.99605 | 0.20864 | 1
7116 | 05E21G10H11D05M01W03 | 11.69 | 0.01 | 0.65 | 12.73 | 25.08 | 0 | 278.9335 | 316.89 | 0.99605 | 0.3351 | 1
7117 | 05E21G10H11D06M01W02 | 10.49 | 0.01 | 0.65 | 17.5 | 28.65 | 0 | 260.4747 | 368.97 | 0.99605 | 0.24046 | 1
7118 | 05E21G10H11D06M01W03 | 10.49 | 0.01 | 0.65 | 12.73 | 23.88 | 0 | 260.4747 | 302.61 | 0.99605 | 0.36691 | 2
7119 | 05E21G10H11D07M01W02 | 11.99 | 0.01 | 0.65 | 17.5 | 30.15 | 0 | 283.0355 | 387.03 | 0.99605 | 0.20069 | 1
7120 | 05E21G10H11D07M01W03 | 11.99 | 0.01 | 0.65 | 12.73 | 25.38 | 0 | 283.0355 | 320.67 | 0.99605 | 0.32715 | 1
7121 | 05E21G10H11D07M01W04 | 11.99 | 0.01 | 0.65 | 9.23 | 21.88 | 0 | 283.0355 | 272.16 | 0.99605 | 0.41994 | 2
7122 | 05E21G10H11D07M02W02 | 11.84 | 0 | 0.65 | 17.5 | 29.99 | 0 | 278.9335 | 384.93 | 1 | 0.20493 | 1
7123 | 05E21G10H12D05M01W02 | 10.16 | 0.01 | 0.65 | 17.5 | 28.32 | 0 | 227.659 | 366.87 | 0.99605 | 0.2492 | 1
7124 | 05E21G10H12D05M01W03 | 10.16 | 0.01 | 0.65 | 12.73 | 23.55 | 0 | 227.659 | 300.51 | 0.99605 | 0.37566 | 2
7125 | 05E21G10H12D07M01W02 | 10.42 | 0.01 | 0.65 | 17.5 | 28.58 | 0 | 231.7609 | 370.02 | 0.99605 | 0.24231 | 1
7126 | 05E21G10H12D07M01W03 | 10.42 | 0.01 | 0.65 | 12.73 | 23.81 | 0 | 231.7609 | 303.66 | 0.99605 | 0.36877 | 2
7127 | 05E21G10H12D07M01W04 | 10.42 | 0.01 | 0.65 | 9.23 | 20.31 | 0 | 231.7609 | 255.15 | 0.99605 | 0.46156 | 2
7128 | 05E21G10H12D07M02W02 | 10.29 | 0 | 0.65 | 17.5 | 28.44 | 0 | 229.7099 | 368.13 | 1 | 0.24602 | 1
7129 | 05E21G10H13D05M01W02 | 10.16 | 0 | 0.65 | 17.5 | 28.31 | 0 | 227.659 | 366.87 | 1 | 0.24947 | 1
7130 | 05E21G10H13D05M01W03 | 10.16 | 0 | 0.65 | 12.73 | 23.54 | 0 | 227.659 | 300.51 | 1 | 0.37593 | 2
7131 | 05E21G10H13D07M01W02 | 10.42 | 0 | 0.65 | 17.5 | 28.57 | 0 | 231.7609 | 370.02 | 1 | 0.24258 | 1
7132 | 05E21G10H13D07M01W03 | 10.42 | 0 | 0.65 | 12.73 | 23.8 | 0 | 231.7609 | 303.66 | 1 | 0.36903 | 2
7133 | 05E21G10H13D07M01W04 | 10.42 | 0 | 0.65 | 9.23 | 20.3 | 0 | 231.7609 | 255.15 | 1 | 0.46182 | 2
7134 | 05E21G10H13D07M02W02 | 10.29 | 0 | 0.65 | 17.5 | 28.44 | 0 | 229.7099 | 368.13 | 1 | 0.24602 | 1
7135 | 05E21G10H14D05M01W02 | 11.69 | 0.01 | 0.65 | 17.5 | 29.85 | 0 | 278.9335 | 383.25 | 0.99605 | 0.20864 | 1
7136 | 05E21G10H14D05M01W03 | 11.69 | 0.01 | 0.65 | 12.73 | 25.08 | 0 | 278.9335 | 316.89 | 0.99605 | 0.3351 | 1
7137 | 05E21G10H14D07M01W02 | 11.99 | 0.01 | 0.65 | 17.5 | 30.15 | 0 | 283.0355 | 387.03 | 0.99605 | 0.20069 | 1
7138 | 05E21G10H14D07M01W03 | 11.99 | 0.01 | 0.65 | 12.73 | 25.38 | 0 | 283.0355 | 320.67 | 0.99605 | 0.32715 | 1
7139 | 05E21G10H14D07M01W04 | 11.99 | 0.01 | 0.65 | 9.23 | 21.88 | 0 | 283.0355 | 272.16 | 0.99605 | 0.41994 | 2
7140 | 05E21G10H14D07M02W02 | 11.84 | 0 | 0.65 | 17.5 | 29.99 | 0 | 278.9335 | 384.93 | 1 | 0.20493 | 1
7141 | 05E21G12H07D04M01W02 | 8.89 | 1.69 | 0.65 | 17.5 | 28.73 | 1.1667 | 356.8708 | 348.6 | 0.33202 | 0.23834 | 1
7142 | 05E21G12H07D05M01W02 | 7.78 | 1.34 | 0.65 | 17.5 | 27.27 | 0.93333 | 315.8512 | 335.58 | 0.47036 | 0.27704 | 1
7143 | 05E21G12H07D05M01W03 | 7.78 | 1.34 | 0.65 | 12.73 | 22.5 | 0.93333 | 315.8512 | 269.22 | 0.47036 | 0.4035 | 2
7144 | 05E21G12H07D06M01W02 | 7 | 1.17 | 0.65 | 17.5 | 26.32 | 0.85556 | 291.2394 | 326.34 | 0.53755 | 0.30223 | 1
7145 | 05E21G12H07D06M01W03 | 7 | 1.17 | 0.65 | 12.73 | 21.55 | 0.85556 | 291.2394 | 259.98 | 0.53755 | 0.42869 | 2
7146 | 05E21G12H07D07M01W02 | 7.98 | 1.39 | 0.65 | 17.5 | 27.52 | 1.0111 | 322.0041 | 337.89 | 0.45059 | 0.27041 | 1
7147 | 05E21G12H07D07M01W03 | 7.98 | 1.39 | 0.65 | 12.73 | 22.75 | 1.0111 | 322.0041 | 271.53 | 0.45059 | 0.39687 | 2
7148 | 05E21G12H07D07M01W04 | 7.98 | 1.39 | 0.65 | 9.23 | 19.25 | 1.0111 | 322.0041 | 223.02 | 0.45059 | 0.48966 | 2
7149 | 05E21G12H07D07M02W02 | 7.51 | 0.95 | 0.65 | 17.5 | 26.61 | 0.7 | 285.0864 | 332.01 | 0.62451 | 0.29454 | 1
7150 | 05E21G12H08D05M01W02 | 6.85 | 1.34 | 0.65 | 17.5 | 26.34 | 0.93333 | 315.8512 | 323.4 | 0.47036 | 0.3017 | 1
7151 | 05E21G12H08D05M01W03 | 6.85 | 1.34 | 0.65 | 12.73 | 21.57 | 0.93333 | 315.8512 | 257.04 | 0.47036 | 0.42815 | 2
7152 | 05E21G12H08D06M01W02 | 6.16 | 1.17 | 0.65 | 17.5 | 25.48 | 0.85556 | 291.2394 | 315.42 | 0.53755 | 0.3245 | 1
7153 | 05E21G12H08D06M01W03 | 6.16 | 1.17 | 0.65 | 12.73 | 20.71 | 0.85556 | 291.2394 | 249.06 | 0.53755 | 0.45095 | 2
7154 | 05E21G12H08D07M01W02 | 7.02 | 1.39 | 0.65 | 17.5 | 26.56 | 1.0111 | 322.0041 | 325.5 | 0.45059 | 0.29586 | 1
7155 | 05E21G12H08D07M01W03 | 7.02 | 1.39 | 0.65 | 12.73 | 21.79 | 1.0111 | 322.0041 | 259.14 | 0.45059 | 0.42232 | 2
7156 | 05E21G12H08D07M01W04 | 7.02 | 1.39 | 0.65 | 9.23 | 18.29 | 1.0111 | 322.0041 | 210.63 | 0.45059 | 0.51511 | 2
7157 | 05E21G12H08D07M02W02 | 6.62 | 0.95 | 0.65 | 17.5 | 25.72 | 0.7 | 285.0864 | 320.46 | 0.62451 | 0.31813 | 1
7158 | 05E21G12H09D05M01W02 | 6.6 | 1.34 | 0.65 | 17.5 | 26.09 | 0.93333 | 315.8512 | 320.04 | 0.47036 | 0.30832 | 1
7159 | 05E21G12H09D05M01W03 | 6.6 | 1.34 | 0.65 | 12.73 | 21.32 | 0.93333 | 315.8512 | 253.68 | 0.47036 | 0.43478 | 2
7160 | 05E21G12H09D07M01W02 | 6.76 | 1.39 | 0.65 | 17.5 | 26.3 | 1.0111 | 322.0041 | 322.14 | 0.45059 | 0.30276 | 1
7161 | 05E21G12H09D07M01W03 | 6.76 | 1.39 | 0.65 | 12.73 | 21.53 | 1.0111 | 322.0041 | 255.78 | 0.45059 | 0.42922 | 2
7162 | 05E21G12H09D07M01W04 | 6.76 | 1.39 | 0.65 | 9.23 | 18.03 | 1.0111 | 322.0041 | 207.27 | 0.45059 | 0.522 | 2
7163 | 05E21G12H09D07M02W02 | 6.37 | 0.95 | 0.65 | 17.5 | 25.47 | 0.7 | 285.0864 | 317.31 | 0.62451 | 0.32476 | 1
7164 | 05E21G12H10D05M01W02 | 7.78 | 1.25 | 0.65 | 17.5 | 27.18 | 0.85556 | 309.6982 | 335.58 | 0.50593 | 0.27943 | 1
7165 | 05E21G12H10D05M01W03 | 7.78 | 1.25 | 0.65 | 12.73 | 22.41 | 0.85556 | 309.6982 | 269.22 | 0.50593 | 0.40589 | 2
7166 | 05E21G12H10D07M01W02 | 7.98 | 1.3 | 0.65 | 17.5 | 27.43 | 0.93333 | 313.8002 | 337.89 | 0.48617 | 0.2728 | 1
7167 | 05E21G12H10D07M01W03 | 7.98 | 1.3 | 0.65 | 12.73 | 22.66 | 0.93333 | 313.8002 | 271.53 | 0.48617 | 0.39926 | 2
7168 | 05E21G12H10D07M01W04 | 7.98 | 1.3 | 0.65 | 9.23 | 19.16 | 0.93333 | 313.8002 | 223.02 | 0.48617 | 0.49205 | 2
7169 | 05E21G12H10D07M02W02 | 7.51 | 0.88 | 0.65 | 17.5 | 26.54 | 0.7 | 280.9845 | 332.01 | 0.65217 | 0.29639 | 1
7170 | 05E21G12H11D05M01W02 | 7.78 | 1.24 | 0.65 | 17.5 | 27.17 | 0.85556 | 309.6982 | 335.58 | 0.50988 | 0.27969 | 1
7171 | 05E21G12H11D05M01W03 | 7.78 | 1.24 | 0.65 | 12.73 | 22.4 | 0.85556 | 309.6982 | 269.22 | 0.50988 | 0.40615 | 2
7172 | 05E21G12H11D06M01W02 | 7 | 1.08 | 0.65 | 17.5 | 26.23 | 0.77778 | 285.0864 | 326.34 | 0.57312 | 0.30461 | 1
7173 | 05E21G12H11D06M01W03 | 7 | 1.08 | 0.65 | 12.73 | 21.46 | 0.77778 | 285.0864 | 259.98 | 0.57312 | 0.43107 | 2
7174 | 05E21G12H11D07M01W02 | 7.98 | 1.29 | 0.65 | 17.5 | 27.42 | 0.93333 | 313.8002 | 337.89 | 0.49012 | 0.27306 | 1
7175 | 05E21G12H11D07M01W03 | 7.98 | 1.29 | 0.65 | 12.73 | 22.65 | 0.93333 | 313.8002 | 271.53 | 0.49012 | 0.39952 | 2
7176 | 05E21G12H11D07M01W04 | 7.98 | 1.29 | 0.65 | 9.23 | 19.15 | 0.93333 | 313.8002 | 223.02 | 0.49012 | 0.49231 | 2
7177 | 05E21G12H11D07M02W02 | 7.51 | 0.88 | 0.65 | 17.5 | 26.54 | 0.7 | 280.9845 | 332.01 | 0.65217 | 0.29639 | 1
7178 | 05E21G12H12D05M01W02 | 6.77 | 1.04 | 0.65 | 17.5 | 25.96 | 0.7 | 260.4747 | 324.66 | 0.58893 | 0.31177 | 1
7179 | 05E21G12H12D05M01W03 | 6.77 | 1.04 | 0.65 | 12.73 | 21.19 | 0.7 | 260.4747 | 258.3 | 0.58893 | 0.43823 | 2
7180 | 05E21G12H12D07M01W02 | 6.94 | 1.08 | 0.65 | 17.5 | 26.17 | 0.77778 | 266.6276 | 326.76 | 0.57312 | 0.3062 | 1
7181 | 05E21G12H12D07M01W03 | 6.94 | 1.08 | 0.65 | 12.73 | 21.4 | 0.77778 | 266.6276 | 260.4 | 0.57312 | 0.43266 | 2
7182 | 05E21G12H12D07M01W04 | 6.94 | 1.08 | 0.65 | 9.23 | 17.9 | 0.77778 | 266.6276 | 211.89 | 0.57312 | 0.52545 | 2
7183 | 05E21G12H12D07M02W02 | 6.53 | 0.73 | 0.65 | 17.5 | 25.41 | 0.54444 | 235.8629 | 321.72 | 0.71146 | 0.32635 | 1
7184 | 05E21G12H13D05M01W02 | 6.77 | 0.91 | 0.65 | 17.5 | 25.83 | 0.62222 | 252.2707 | 324.66 | 0.64032 | 0.31522 | 1
7185 | 05E21G12H13D05M01W03 | 6.77 | 0.91 | 0.65 | 12.73 | 21.06 | 0.62222 | 252.2707 | 258.3 | 0.64032 | 0.44168 | 2
7186 | 05E21G12H13D07M01W02 | 6.94 | 0.95 | 0.65 | 17.5 | 26.04 | 0.7 | 256.3727 | 326.76 | 0.62451 | 0.30965 | 1
7187 | 05E21G12H13D07M01W03 | 6.94 | 0.95 | 0.65 | 12.73 | 21.27 | 0.7 | 256.3727 | 260.4 | 0.62451 | 0.43611 | 2
7188 | 05E21G12H13D07M01W04 | 6.94 | 0.95 | 0.65 | 9.23 | 17.77 | 0.7 | 256.3727 | 211.89 | 0.62451 | 0.5289 | 2
7189 | 05E21G12H13D07M02W02 | 6.53 | 0.64 | 0.65 | 17.5 | 25.32 | 0.46667 | 229.7099 | 321.72 | 0.74704 | 0.32874 | 1
7190 | 05E21G12H14D05M01W02 | 7.78 | 1.1 | 0.65 | 17.5 | 27.03 | 0.77778 | 297.3923 | 335.58 | 0.56522 | 0.2834 | 1
7191 | 05E21G12H14D05M01W03 | 7.78 | 1.1 | 0.65 | 12.73 | 22.26 | 0.77778 | 297.3923 | 269.22 | 0.56522 | 0.40986 | 2
7192 | 05E21G12H14D07M01W02 | 7.98 | 1.14 | 0.65 | 17.5 | 27.27 | 0.77778 | 303.5453 | 337.89 | 0.54941 | 0.27704 | 1
7193 | 05E21G12H14D07M01W03 | 7.98 | 1.14 | 0.65 | 12.73 | 22.5 | 0.77778 | 303.5453 | 271.53 | 0.54941 | 0.4035 | 2
7194 | 05E21G12H14D07M01W04 | 7.98 | 1.14 | 0.65 | 9.23 | 19 | 0.77778 | 303.5453 | 223.02 | 0.54941 | 0.49629 | 2
7195 | 05E21G12H14D07M02W02 | 7.51 | 0.78 | 0.65 | 17.5 | 26.44 | 0.54444 | 272.7805 | 332.01 | 0.6917 | 0.29905 | 1
7196 | 05E22G09H07D04M01W02 | 8.22 | 0.32 | 0.65 | 17.5 | 26.69 | 0.38889 | 248.1688 | 340.83 | 0.87352 | 0.29242 | 1
7197 | 05E22G09H07D05M01W02 | 7.21 | 0.28 | 0.65 | 17.5 | 25.64 | 0.31111 | 231.7609 | 328.86 | 0.88933 | 0.32025 | 1
7198 | 05E22G09H07D05M01W03 | 7.21 | 0.28 | 0.65 | 12.73 | 20.87 | 0.31111 | 231.7609 | 262.5 | 0.88933 | 0.44671 | 2
7199 | 05E22G09H07D06M01W02 | 6.45 | 0.25 | 0.65 | 17.5 | 24.85 | 0.31111 | 217.404 | 319.83 | 0.90119 | 0.3412 | 1
7200 | 05E22G09H07D06M01W03 | 6.45 | 0.25 | 0.65 | 12.73 | 20.08 | 0.31111 | 217.404 | 253.47 | 0.90119 | 0.46766 | 2
7201 | 05E22G09H07D07M01W02 | 7.4 | 0.28 | 0.65 | 17.5 | 25.83 | 0.31111 | 233.8119 | 330.96 | 0.88933 | 0.31522 | 1
7202 | 05E22G09H07D07M01W03 | 7.4 | 0.28 | 0.65 | 12.73 | 21.06 | 0.31111 | 233.8119 | 264.6 | 0.88933 | 0.44168 | 2
7203 | 05E22G09H07D07M01W04 | 7.4 | 0.28 | 0.65 | 9.23 | 17.56 | 0.31111 | 233.8119 | 216.09 | 0.88933 | 0.53446 | 2
7204 | 05E22G09H07D07M02W02 | 7.11 | 0.12 | 0.65 | 17.5 | 25.38 | 0.15556 | 219.455 | 327.39 | 0.95257 | 0.32715 | 1
7205 | 05E22G09H08D05M01W02 | 6.35 | 0.28 | 0.65 | 17.5 | 24.78 | 0.31111 | 231.7609 | 317.52 | 0.88933 | 0.34305 | 1
7206 | 05E22G09H08D05M01W03 | 6.35 | 0.28 | 0.65 | 12.73 | 20.01 | 0.31111 | 231.7609 | 251.16 | 0.88933 | 0.46951 | 2
7207 | 05E22G09H08D06M01W02 | 5.68 | 0.25 | 0.65 | 17.5 | 24.08 | 0.31111 | 217.404 | 309.75 | 0.90119 | 0.36161 | 2
7208 | 05E22G09H08D06M01W03 | 5.68 | 0.25 | 0.65 | 12.73 | 19.31 | 0.31111 | 217.404 | 243.39 | 0.90119 | 0.48807 | 2
7209 | 05E22G09H08D07M01W02 | 6.52 | 0.28 | 0.65 | 17.5 | 24.95 | 0.31111 | 233.8119 | 319.62 | 0.88933 | 0.33855 | 1
7210 | 05E22G09H08D07M01W03 | 6.52 | 0.28 | 0.65 | 12.73 | 20.18 | 0.31111 | 233.8119 | 253.26 | 0.88933 | 0.46501 | 2
7211 | 05E22G09H08D07M01W04 | 6.52 | 0.28 | 0.65 | 9.23 | 16.68 | 0.31111 | 233.8119 | 204.75 | 0.88933 | 0.55779 | 2
7212 | 05E22G09H08D07M02W02 | 6.26 | 0.12 | 0.65 | 17.5 | 24.53 | 0.15556 | 219.455 | 316.26 | 0.95257 | 0.34968 | 1
7213 | 05E22G09H09D05M01W02 | 6.11 | 0.28 | 0.65 | 17.5 | 24.54 | 0.31111 | 231.7609 | 314.58 | 0.88933 | 0.34942 | 1
7214 | 05E22G09H09D05M01W03 | 6.11 | 0.28 | 0.65 | 12.73 | 19.77 | 0.31111 | 231.7609 | 248.22 | 0.88933 | 0.47587 | 2
7215 | 05E22G09H09D07M01W02 | 6.27 | 0.28 | 0.65 | 17.5 | 24.7 | 0.31111 | 233.8119 | 316.47 | 0.88933 | 0.34517 | 1
7216 | 05E22G09H09D07M01W03 | 6.27 | 0.28 | 0.65 | 12.73 | 19.93 | 0.31111 | 233.8119 | 250.11 | 0.88933 | 0.47163 | 2
7217 | 05E22G09H09D07M01W04 | 6.27 | 0.28 | 0.65 | 9.23 | 16.43 | 0.31111 | 233.8119 | 201.6 | 0.88933 | 0.56442 | 2
7218 | 05E22G09H09D07M02W02 | 6.02 | 0.12 | 0.65 | 17.5 | 24.29 | 0.15556 | 219.455 | 313.32 | 0.95257 | 0.35604 | 2
7219 | 05E22G09H10D05M01W02 | 7.21 | 0.26 | 0.65 | 17.5 | 25.62 | 0.31111 | 229.7099 | 328.86 | 0.89723 | 0.32078 | 1
7220 | 05E22G09H10D05M01W03 | 7.21 | 0.26 | 0.65 | 12.73 | 20.85 | 0.31111 | 229.7099 | 262.5 | 0.89723 | 0.44724 | 2
7221 | 05E22G09H10D07M01W02 | 7.4 | 0.26 | 0.65 | 17.5 | 25.81 | 0.31111 | 231.7609 | 330.96 | 0.89723 | 0.31575 | 1
7222 | 05E22G09H10D07M01W03 | 7.4 | 0.26 | 0.65 | 12.73 | 21.04 | 0.31111 | 231.7609 | 264.6 | 0.89723 | 0.44221 | 2
7223 | 05E22G09H10D07M01W04 | 7.4 | 0.26 | 0.65 | 9.23 | 17.54 | 0.31111 | 231.7609 | 216.09 | 0.89723 | 0.53499 | 2
7224 | 05E22G09H10D07M02W02 | 7.11 | 0.12 | 0.65 | 17.5 | 25.38 | 0.15556 | 217.404 | 327.39 | 0.95257 | 0.32715 | 1
7225 | 05E22G09H11D05M01W02 | 7.21 | 0.26 | 0.65 | 17.5 | 25.62 | 0.31111 | 229.7099 | 328.86 | 0.89723 | 0.32078 | 1
7226 | 05E22G09H11D05M01W03 | 7.21 | 0.26 | 0.65 | 12.73 | 20.85 | 0.31111 | 229.7099 | 262.5 | 0.89723 | 0.44724 | 2
7227 | 05E22G09H11D06M01W02 | 6.45 | 0.23 | 0.65 | 17.5 | 24.83 | 0.31111 | 215.3531 | 319.83 | 0.90909 | 0.34173 | 1
7228 | 05E22G09H11D06M01W03 | 6.45 | 0.23 | 0.65 | 12.73 | 20.06 | 0.31111 | 215.3531 | 253.47 | 0.90909 | 0.46819 | 2
7229 | 05E22G09H11D07M01W02 | 7.4 | 0.26 | 0.65 | 17.5 | 25.81 | 0.31111 | 231.7609 | 330.96 | 0.89723 | 0.31575 | 1
7230 | 05E22G09H11D07M01W03 | 7.4 | 0.26 | 0.65 | 12.73 | 21.04 | 0.31111 | 231.7609 | 264.6 | 0.89723 | 0.44221 | 2
7231 | 05E22G09H11D07M01W04 | 7.4 | 0.26 | 0.65 | 9.23 | 17.54 | 0.31111 | 231.7609 | 216.09 | 0.89723 | 0.53499 | 2
7232 | 05E22G09H11D07M02W02 | 7.11 | 0.12 | 0.65 | 17.5 | 25.38 | 0.15556 | 217.404 | 327.39 | 0.95257 | 0.32715 | 1
7233 | 05E22G09H12D05M01W02 | 6.26 | 0.21 | 0.65 | 17.5 | 24.62 | 0.23333 | 194.8432 | 318.78 | 0.917 | 0.3473 | 1
7234 | 05E22G09H12D05M01W03 | 6.26 | 0.21 | 0.65 | 12.73 | 19.85 | 0.23333 | 194.8432 | 252.42 | 0.917 | 0.47375 | 2
7235 | 05E22G09H12D07M01W02 | 6.44 | 0.22 | 0.65 | 17.5 | 24.81 | 0.23333 | 198.9452 | 320.67 | 0.91304 | 0.34226 | 1
7236 | 05E22G09H12D07M01W03 | 6.44 | 0.22 | 0.65 | 12.73 | 20.04 | 0.23333 | 198.9452 | 254.31 | 0.91304 | 0.46872 | 2
7237 | 05E22G09H12D07M01W04 | 6.44 | 0.22 | 0.65 | 9.23 | 16.54 | 0.23333 | 198.9452 | 205.8 | 0.91304 | 0.56151 | 2
7238 | 05E22G09H12D07M02W02 | 6.17 | 0.1 | 0.65 | 17.5 | 24.42 | 0.15556 | 184.5883 | 317.52 | 0.96047 | 0.3526 | 2
7239 | 05E22G09H13D05M01W02 | 6.26 | 0.19 | 0.65 | 17.5 | 24.6 | 0.23333 | 192.7923 | 318.78 | 0.9249 | 0.34783 | 1
7240 | 05E22G09H13D05M01W03 | 6.26 | 0.19 | 0.65 | 12.73 | 19.83 | 0.23333 | 192.7923 | 252.42 | 0.9249 | 0.47428 | 2
7241 | 05E22G09H13D07M01W02 | 6.44 | 0.19 | 0.65 | 17.5 | 24.78 | 0.23333 | 196.8942 | 320.67 | 0.9249 | 0.34305 | 1
7242 | 05E22G09H13D07M01W03 | 6.44 | 0.19 | 0.65 | 12.73 | 20.01 | 0.23333 | 196.8942 | 254.31 | 0.9249 | 0.46951 | 2
7243 | 05E22G09H13D07M01W04 | 6.44 | 0.19 | 0.65 | 9.23 | 16.51 | 0.23333 | 196.8942 | 205.8 | 0.9249 | 0.5623 | 2
7244 | 05E22G09H13D07M02W02 | 6.17 | 0.08 | 0.65 | 17.5 | 24.4 | 0.15556 | 184.5883 | 317.52 | 0.96838 | 0.35313 | 2
7245 | 05E22G09H14D05M01W02 | 7.21 | 0.23 | 0.65 | 17.5 | 25.59 | 0.23333 | 227.659 | 328.86 | 0.90909 | 0.32158 | 1
7246 | 05E22G09H14D05M01W03 | 7.21 | 0.23 | 0.65 | 12.73 | 20.82 | 0.23333 | 227.659 | 262.5 | 0.90909 | 0.44804 | 2
7247 | 05E22G09H14D07M01W02 | 7.4 | 0.23 | 0.65 | 17.5 | 25.78 | 0.31111 | 229.7099 | 330.96 | 0.90909 | 0.31654 | 1
7248 | 05E22G09H14D07M01W03 | 7.4 | 0.23 | 0.65 | 12.73 | 21.01 | 0.31111 | 229.7099 | 264.6 | 0.90909 | 0.443 | 2
7249 | 05E22G09H14D07M01W04 | 7.4 | 0.23 | 0.65 | 9.23 | 17.51 | 0.31111 | 229.7099 | 216.09 | 0.90909 | 0.53579 | 2
7250 | 05E22G09H14D07M02W02 | 7.11 | 0.1 | 0.65 | 17.5 | 25.36 | 0.15556 | 217.404 | 327.39 | 0.96047 | 0.32768 | 1
7251 | 05E22G10H07D04M01W02 | 13.94 | 0 | 0.65 | 17.5 | 32.09 | 0 | 313.8002 | 410.76 | 1 | 0.14926
7252 | 05E22G10H07D05M01W02 | 12.3 | 0 | 0.65 | 17.5 | 30.45 | 0 | 287.1374 | 391.02 | 1 | 0.19274 | 1
7253 | 05E22G10H07D05M01W03 | 12.3 | 0 | 0.65 | 12.73 | 25.68 | 0 | 287.1374 | 324.66 | 1 | 0.31919 | 1
7254 | 05E22G10H07D06M01W02 | 11.04 | 0 | 0.65 | 17.5 | 29.19 | 0 | 268.6786 | 375.9 | 1 | 0.22614 | 1
7255 | 05E22G10H07D06M01W03 | 11.04 | 0 | 0.65 | 12.73 | 24.42 | 0 | 268.6786 | 309.54 | 1 | 0.3526 | 2
7256 | 05E22G10H07D07M01W02 | 12.6 | 0 | 0.65 | 17.5 | 30.75 | 0 | 293.2904 | 394.8 | 1 | 0.18478 | 1
7257 | 05E22G10H07D07M01W03 | 12.6 | 0 | 0.65 | 12.73 | 25.98 | 0 | 293.2904 | 328.44 | 1 | 0.31124 | 1
7258 | 05E22G10H07D07M01W04 | 12.6 | 0 | 0.65 | 9.23 | 22.48 | 0 | 293.2904 | 279.93 | 1 | 0.40403 | 2
7259 | 05E22G10H07D07M02W02 | 12.51 | 0 | 0.65 | 17.5 | 30.66 | 0 | 291.2394 | 393.54 | 1 | 0.18717 | 1
7260 | 05E22G10H08D05M01W02 | 10.83 | 0 | 0.65 | 17.5 | 28.98 | 0 | 287.1374 | 371.7 | 1 | 0.23171 | 1
7261 | 05E22G10H08D05M01W03 | 10.83 | 0 | 0.65 | 12.73 | 24.21 | 0 | 287.1374 | 305.34 | 1 | 0.35817 | 2
7262 | 05E22G10H08D06M01W02 | 9.72 | 0 | 0.65 | 17.5 | 27.87 | 0 | 268.6786 | 358.47 | 1 | 0.26113 | 1
7263 | 05E22G10H08D06M01W03 | 9.72 | 0 | 0.65 | 12.73 | 23.1 | 0 | 268.6786 | 292.11 | 1 | 0.38759 | 2
7264 | 05E22G10H08D07M01W02 | 11.1 | 0 | 0.65 | 17.5 | 29.25 | 0 | 293.2904 | 375.06 | 1 | 0.22455 | 1
7265 | 05E22G10H08D07M01W03 | 11.1 | 0 | 0.65 | 12.73 | 24.48 | 0 | 293.2904 | 308.7 | 1 | 0.35101 | 2
7266 | 05E22G10H08D07M01W04 | 11.1 | 0 | 0.65 | 9.23 | 20.98 | 0 | 293.2904 | 260.19 | 1 | 0.4438 | 2
7267 | 05E22G10H08D07M02W02 | 11.02 | 0 | 0.65 | 17.5 | 29.17 | 0 | 291.2394 | 373.8 | 1 | 0.22667 | 1
7268 | 05E22G10H09D05M01W02 | 10.42 | 0 | 0.65 | 17.5 | 28.57 | 0 | 287.1374 | 366.45 | 1 | 0.24258 | 1
7269 | 05E22G10H09D05M01W03 | 10.42 | 0 | 0.65 | 12.73 | 23.8 | 0 | 287.1374 | 300.09 | 1 | 0.36903 | 2
7270 | 05E22G10H09D07M01W02 | 10.68 | 0 | 0.65 | 17.5 | 28.83 | 0 | 293.2904 | 369.39 | 1 | 0.23568 | 1
7271 | 05E22G10H09D07M01W03 | 10.68 | 0 | 0.65 | 12.73 | 24.06 | 0 | 293.2904 | 303.03 | 1 | 0.36214 | 2
7272 | 05E22G10H09D07M01W04 | 10.68 | 0 | 0.65 | 9.23 | 20.56 | 0 | 293.2904 | 254.52 | 1 | 0.45493 | 2
7273 | 05E22G10H09D07M02W02 | 10.61 | 0 | 0.65 | 17.5 | 28.76 | 0 | 291.2394 | 368.34 | 1 | 0.23754 | 1
7274 | 05E22G10H10D05M01W02 | 12.3 | 0 | 0.65 | 17.5 | 30.45 | 0 | 287.1374 | 391.02 | 1 | 0.19274 | 1
7275 | 05E22G10H10D05M01W03 | 12.3 | 0 | 0.65 | 12.73 | 25.68 | 0 | 287.1374 | 324.66 | 1 | 0.31919 | 1
7276 | 05E22G10H10D07M01W02 | 12.6 | 0 | 0.65 | 17.5 | 30.75 | 0 | 293.2904 | 394.8 | 1 | 0.18478 | 1
7277 | 05E22G10H10D07M01W03 | 12.6 | 0 | 0.65 | 12.73 | 25.98 | 0 | 293.2904 | 328.44 | 1 | 0.31124 | 1
7278 | 05E22G10H10D07M01W04 | 12.6 | 0 | 0.65 | 9.23 | 22.48 | 0 | 293.2904 | 279.93 | 1 | 0.40403 | 2
7279 | 05E22G10H10D07M02W02 | 12.51 | 0 | 0.65 | 17.5 | 30.66 | 0 | 291.2394 | 393.54 | 1 | 0.18717 | 1
7280 | 05E22G10H11D05M01W02 | 12.3 | 0 | 0.65 | 17.5 | 30.45 | 0 | 287.1374 | 391.02 | 1 | 0.19274 | 1
7281 | 05E22G10H11D05M01W03 | 12.3 | 0 | 0.65 | 12.73 | 25.68 | 0 | 287.1374 | 324.66 | 1 | 0.31919 | 1
7282 | 05E22G10H11D06M01W02 | 11.04 | 0 | 0.65 | 17.5 | 29.19 | 0 | 268.6786 | 375.9 | 1 | 0.22614 | 1
7283 | 05E22G10H11D06M01W03 | 11.04 | 0 | 0.65 | 12.73 | 24.42 | 0 | 268.6786 | 309.54 | 1 | 0.3526 | 2
7284 | 05E22G10H11D07M01W02 | 12.6 | 0 | 0.65 | 17.5 | 30.75 | 0 | 293.2904 | 394.8 | 1 | 0.18478 | 1
7285 | 05E22G10H11D07M01W03 | 12.6 | 0 | 0.65 | 12.73 | 25.98 | 0 | 293.2904 | 328.44 | 1 | 0.31124 | 1
7286 | 05E22G10H11D07M01W04 | 12.6 | 0 | 0.65 | 9.23 | 22.48 | 0 | 293.2904 | 279.93 | 1 | 0.40403 | 2
7287 | 05E22G10H11D07M02W02 | 12.51 | 0 | 0.65 | 17.5 | 30.66 | 0 | 291.2394 | 393.54 | 1 | 0.18717 | 1
7288 | 05E22G10H12D05M01W02 | 10.69 | 0 | 0.65 | 17.5 | 28.84 | 0 | 235.8629 | 373.59 | 1 | 0.23542 | 1
7289 | 05E22G10H12D05M01W03 | 10.69 | 0 | 0.65 | 12.73 | 24.07 | 0 | 235.8629 | 307.23 | 1 | 0.36188 | 2
7290 | 05E22G10H12D07M01W02 | 10.96 | 0 | 0.65 | 17.5 | 29.11 | 0 | 239.9648 | 376.95 | 1 | 0.22826 | 1
7291 | 05E22G10H12D07M01W03 | 10.96 | 0 | 0.65 | 12.73 | 24.34 | 0 | 239.9648 | 310.59 | 1 | 0.35472 | 2
7292 | 05E22G10H12D07M01W04 | 10.96 | 0 | 0.65 | 9.23 | 20.84 | 0 | 239.9648 | 262.08 | 1 | 0.44751 | 2
7293 | 05E22G10H12D07M02W02 | 10.88 | 0 | 0.65 | 17.5 | 29.03 | 0 | 237.9139 | 375.9 | 1 | 0.23038 | 1
7294 | 05E22G10H13D05M01W02 | 10.69 | 0 | 0.65 | 17.5 | 28.84 | 0 | 235.8629 | 373.59 | 1 | 0.23542 | 1
7295 | 05E22G10H13D05M01W03 | 10.69 | 0 | 0.65 | 12.73 | 24.07 | 0 | 235.8629 | 307.23 | 1 | 0.36188 | 2
7296 | 05E22G10H13D07M01W02 | 10.96 | 0 | 0.65 | 17.5 | 29.11 | 0 | 239.9648 | 376.95 | 1 | 0.22826 | 1
7297 | 05E22G10H13D07M01W03 | 10.96 | 0 | 0.65 | 12.73 | 24.34 | 0 | 239.9648 | 310.59 | 1 | 0.35472 | 2
7298 | 05E22G10H13D07M01W04 | 10.96 | 0 | 0.65 | 9.23 | 20.84 | 0 | 239.9648 | 262.08 | 1 | 0.44751 | 2
7299 | 05E22G10H13D07M02W02 | 10.88 | 0 | 0.65 | 17.5 | 29.03 | 0 | 237.9139 | 375.9 | 1 | 0.23038 | 1
7300 | 05E22G10H14D05M01W02 | 12.3 | 0 | 0.65 | 17.5 | 30.45 | 0 | 287.1374 | 391.02 | 1 | 0.19274 | 1
7301 | 05E22G10H14D05M01W03 | 12.3 | 0 | 0.65 | 12.73 | 25.68 | 0 | 287.1374 | 324.66 | 1 | 0.31919 | 1
7302 | 05E22G10H14D07M01W02 | 12.6 | 0 | 0.65 | 17.5 | 30.75 | 0 | 293.2904 | 394.8 | 1 | 0.18478 | 1
7303 | 05E22G10H14D07M01W03 | 12.6 | 0 | 0.65 | 12.73 | 25.98 | 0 | 293.2904 | 328.44 | 1 | 0.31124 | 1
7304 | 05E22G10H14D07M01W04 | 12.6 | 0 | 0.65 | 9.23 | 22.48 | 0 | 293.2904 | 279.93 | 1 | 0.40403 | 2
7305 | 05E22G10H14D07M02W02 | 12.51 | 0 | 0.65 | 17.5 | 30.66 | 0 | 291.2394 | 393.54 | 1 | 0.18717 | 1
7306 | 05E22G12H07D04M01W02 | 8.96 | 0.77 | 0.65 | 17.5 | 27.88 | 0.7 | 291.2394 | 349.65 | 0.69565 | 0.26087 | 1
7307 | 05E22G12H07D05M01W02 | 7.85 | 0.66 | 0.65 | 17.5 | 26.66 | 0.62222 | 268.6786 | 336.63 | 0.73913 | 0.29321 | 1
7308 | 05E22G12H07D05M01W03 | 7.85 | 0.66 | 0.65 | 12.73 | 21.89 | 0.62222 | 268.6786 | 270.27 | 0.73913 | 0.41967 | 2
7309 | 05E22G12H07D06M01W02 | 7.08 | 0.6 | 0.65 | 17.5 | 25.83 | 0.54444 | 254.3217 | 327.39 | 0.76285 | 0.31522 | 1
7310 | 05E22G12H07D06M01W03 | 7.08 | 0.6 | 0.65 | 12.73 | 21.06 | 0.54444 | 254.3217 | 261.03 | 0.76285 | 0.44168 | 2
7311 | 05E22G12H07D07M01W02 | 8.05 | 0.68 | 0.65 | 17.5 | 26.88 | 0.62222 | 272.7805 | 338.94 | 0.73123 | 0.28738 | 1
7312 | 05E22G12H07D07M01W03 | 8.05 | 0.68 | 0.65 | 12.73 | 22.11 | 0.62222 | 272.7805 | 272.58 | 0.73123 | 0.41384 | 2
7313 | 05E22G12H07D07M01W04 | 8.05 | 0.68 | 0.65 | 9.23 | 18.61 | 0.62222 | 272.7805 | 224.07 | 0.73123 | 0.50663 | 2
7314 | 05E22G12H07D07M02W02 | 7.64 | 0.41 | 0.65 | 17.5 | 26.2 | 0.38889 | 246.1178 | 333.69 | 0.83794 | 0.30541 | 1
7315 | 05E22G12H08D05M01W02 | 6.91 | 0.66 | 0.65 | 17.5 | 25.72 | 0.62222 | 268.6786 | 324.45 | 0.73913 | 0.31813 | 1
7316 | 05E22G12H08D05M01W03 | 6.91 | 0.66 | 0.65 | 12.73 | 20.95 | 0.62222 | 268.6786 | 258.09 | 0.73913 | 0.44459 | 2
7317 | 05E22G12H08D06M01W02 | 6.23 | 0.6 | 0.65 | 17.5 | 24.98 | 0.54444 | 254.3217 | 316.26 | 0.76285 | 0.33775 | 1
7318 | 05E22G12H08D06M01W03 | 6.23 | 0.6 | 0.65 | 12.73 | 20.21 | 0.54444 | 254.3217 | 249.9 | 0.76285 | 0.46421 | 2
7319 | 05E22G12H08D07M01W02 | 7.09 | 0.68 | 0.65 | 17.5 | 25.92 | 0.62222 | 272.7805 | 326.34 | 0.73123 | 0.31283 | 1
7320 | 05E22G12H08D07M01W03 | 7.09 | 0.68 | 0.65 | 12.73 | 21.15 | 0.62222 | 272.7805 | 259.98 | 0.73123 | 0.43929 | 2
7321 | 05E22G12H08D07M01W04 | 7.09 | 0.68 | 0.65 | 9.23 | 17.65 | 0.62222 | 272.7805 | 211.47 | 0.73123 | 0.53208 | 2
7322 | 05E22G12H08D07M02W02 | 6.73 | 0.41 | 0.65 | 17.5 | 25.29 | 0.38889 | 246.1178 | 321.93 | 0.83794 | 0.32953 | 1
7323 | 05E22G12H09D05M01W02 | 6.65 | 0.66 | 0.65 | 17.5 | 25.46 | 0.62222 | 268.6786 | 320.88 | 0.73913 | 0.32503 | 1
7324 | 05E22G12H09D05M01W03 | 6.65 | 0.66 | 0.65 | 12.73 | 20.69 | 0.62222 | 268.6786 | 254.52 | 0.73913 | 0.45148 | 2
7325 | 05E22G12H09D07M01W02 | 6.82 | 0.68 | 0.65 | 17.5 | 25.65 | 0.62222 | 272.7805 | 322.98 | 0.73123 | 0.31999 | 1
7326 | 05E22G12H09D07M01W03 | 6.82 | 0.68 | 0.65 | 12.73 | 20.88 | 0.62222 | 272.7805 | 256.62 | 0.73123 | 0.44645 | 2
7327 | 05E22G12H09D07M01W04 | 6.82 | 0.68 | 0.65 | 9.23 | 17.38 | 0.62222 | 272.7805 | 208.11 | 0.73123 | 0.53924 | 2
7328 | 05E22G12H09D07M02W02 | 6.47 | 0.41 | 0.65 | 17.5 | 25.03 | 0.38889 | 246.1178 | 318.57 | 0.83794 | 0.33643 | 1
7329 | 05E22G12H10D05M01W02 | 7.85 | 0.62 | 0.65 | 17.5 | 26.62 | 0.54444 | 264.5766 | 336.63 | 0.75494 | 0.29427 | 1
7330 | 05E22G12H10D05M01W03 | 7.85 | 0.62 | 0.65 | 12.73 | 21.85 | 0.54444 | 264.5766 | 270.27 | 0.75494 | 0.42073 | 2
7331 | 05E22G12H10D07M01W02 | 8.05 | 0.63 | 0.65 | 17.5 | 26.83 | 0.54444 | 268.6786 | 338.94 | 0.75099 | 0.28871 | 1
7332 | 05E22G12H10D07M01W03 | 8.05 | 0.63 | 0.65 | 12.73 | 22.06 | 0.54444 | 268.6786 | 272.58 | 0.75099 | 0.41516 | 2
7333 | 05E22G12H10D07M01W04 | 8.05 | 0.63 | 0.65 | 9.23 | 18.56 | 0.54444 | 268.6786 | 224.07 | 0.75099 | 0.50795 | 2
7334 | 05E22G12H10D07M02W02 | 7.64 | 0.38 | 0.65 | 17.5 | 26.17 | 0.38889 | 244.0668 | 333.69 | 0.8498 | 0.3062 | 1
7335 | 05E22G12H11D05M01W02 | 7.85 | 0.62 | 0.65 | 17.5 | 26.62 | 0.54444 | 264.5766 | 336.63 | 0.75494 | 0.29427 | 1
7336 | 05E22G12H11D05M01W03 | 7.85 | 0.62 | 0.65 | 12.73 | 21.85 | 0.54444 | 264.5766 | 270.27 | 0.75494 | 0.42073 | 2
7337 | 05E22G12H11D06M01W02 | 7.08 | 0.56 | 0.65 | 17.5 | 25.79 | 0.54444 | 250.2197 | 327.39 | 0.77866 | 0.31628 | 1
7338 | 05E22G12H11D06M01W03 | 7.08 | 0.56 | 0.65 | 12.73 | 21.02 | 0.54444 | 250.2197 | 261.03 | 0.77866 | 0.44274 | 2
7339 | 05E22G12H11D07M01W02 | 8.05 | 0.63 | 0.65 | 17.5 | 26.83 | 0.54444 | 268.6786 | 338.94 | 0.75099 | 0.28871 | 1
7340 | 05E22G12H11D07M01W03 | 8.05 | 0.63 | 0.65 | 12.73 | 22.06 | 0.54444 | 268.6786 | 272.58 | 0.75099 | 0.41516 | 2
7341 | 05E22G12H11D07M01W04 | 8.05 | 0.63 | 0.65 | 9.23 | 18.56 | 0.54444 | 268.6786 | 224.07 | 0.75099 | 0.50795 | 2
7342 | 05E22G12H11D07M02W02 | 7.64 | 0.38 | 0.65 | 17.5 | 26.17 | 0.38889 | 244.0668 | 333.69 | 0.8498 | 0.3062 | 1
7343 | 05E22G12H12D05M01W02 | 6.83 | 0.51 | 0.65 | 17.5 | 25.49 | 0.46667 | 223.557 | 325.5 | 0.79842 | 0.32423 | 1
7344 | 05E22G12H12D05M01W03 | 6.83 | 0.51 | 0.65 | 12.73 | 20.72 | 0.46667 | 223.557 | 259.14 | 0.79842 | 0.45069 | 2
7345 | 05E22G12H12D07M01W02 | 6.99 | 0.53 | 0.65 | 17.5 | 25.67 | 0.46667 | 227.659 | 327.6 | 0.79051 | 0.31946 | 1
7346 | 05E22G12H12D07M01W03 | 6.99 | 0.53 | 0.65 | 12.73 | 20.9 | 0.46667 | 227.659 | 261.24 | 0.79051 | 0.44592 | 2
7347 | 05E22G12H12D07M01W04 | 6.99 | 0.53 | 0.65 | 9.23 | 17.4 | 0.46667 | 227.659 | 212.73 | 0.79051 | 0.53871 | 2
7348 | 05E22G12H12D07M02W02 | 6.64 | 0.31 | 0.65 | 17.5 | 25.1 | 0.31111 | 207.1491 | 323.19 | 0.87747 | 0.33457 | 1
7349 | 05E22G12H13D05M01W02 | 6.83 | 0.45 | 0.65 | 17.5 | 25.43 | 0.38889 | 219.455 | 325.5 | 0.82213 | 0.32582 | 1
7350 | 05E22G12H13D05M01W03 | 6.83 | 0.45 | 0.65 | 12.73 | 20.66 | 0.38889 | 219.455 | 259.14 | 0.82213 | 0.45228 | 2
7351 | 05E22G12H13D07M01W02 | 6.99 | 0.46 | 0.65 | 17.5 | 25.6 | 0.38889 | 221.506 | 327.6 | 0.81818 | 0.32131 | 1
7352 | 05E22G12H13D07M01W03 | 6.99 | 0.46 | 0.65 | 12.73 | 20.83 | 0.38889 | 221.506 | 261.24 | 0.81818 | 0.44777 | 2
7353 | 05E22G12H13D07M01W04 | 6.99 | 0.46 | 0.65 | 9.23 | 17.33 | 0.38889 | 221.506 | 212.73 | 0.81818 | 0.54056 | 2
7354 | 05E22G12H13D07M02W02 | 6.64 | 0.28 | 0.65 | 17.5 | 25.07 | 0.31111 | 203.0472 | 323.19 | 0.88933 | 0.33537 | 1
7355 | 05E22G12H14D05M01W02 | 7.85 | 0.54 | 0.65 | 17.5 | 26.54 | 0.46667 | 258.4237 | 336.63 | 0.78656 | 0.29639 | 1
7356 | 05E22G12H14D05M01W03 | 7.85 | 0.54 | 0.65 | 12.73 | 21.77 | 0.46667 | 258.4237 | 270.27 | 0.78656 | 0.42285 | 2
7357 | 05E22G12H14D07M01W02 | 8.05 | 0.56 | 0.65 | 17.5 | 26.76 | 0.54444 | 264.5766 | 338.94 | 0.77866 | 0.29056 | 1
7358 | 05E22G12H14D07M01W03 | 8.05 | 0.56 | 0.65 | 12.73 | 21.99 | 0.54444 | 264.5766 | 272.58 | 0.77866 | 0.41702 | 2
7359 | 05E22G12H14D07M01W04 | 8.05 | 0.56 | 0.65 | 9.23 | 18.49 | 0.54444 | 264.5766 | 224.07 | 0.77866 | 0.50981 | 2
7360 | 05E22G12H14D07M02W02 | 7.64 | 0.33 | 0.65 | 17.5 | 26.12 | 0.31111 | 242.0158 | 333.69 | 0.86957 | 0.30753 | 1
7361 | 05E23G09H07D04M01W02 | 6.02 | 0.41 | 0.65 | 17.5 | 24.58 | 0.31111 | 223.557 | 314.37 | 0.83794 | 0.34836 | 1
7362 | 05E23G09H07D05M01W02 | 5.27 | 0.36 | 0.65 | 17.5 | 23.78 | 0.31111 | 207.1491 | 305.55 | 0.85771 | 0.36957 | 2
7363 | 05E23G09H07D05M01W03 | 5.27 | 0.36 | 0.65 | 12.73 | 19.01 | 0.31111 | 207.1491 | 239.19 | 0.85771 | 0.49602 | 2
7364 | 05E23G09H07D06M01W02 | 4.66 | 0.32 | 0.65 | 17.5 | 23.13 | 0.31111 | 194.8432 | 298.2 | 0.87352 | 0.3868 | 2
7365 | 05E23G09H07D06M01W03 | 4.66 | 0.32 | 0.65 | 12.73 | 18.36 | 0.31111 | 194.8432 | 231.84 | 0.87352 | 0.51326 | 2
7366 | 05E23G09H07D07M01W02 | 5.42 | 0.36 | 0.65 | 17.5 | 23.93 | 0.31111 | 211.2511 | 307.23 | 0.85771 | 0.36559 | 2
7367 | 05E23G09H07D07M01W03 | 5.42 | 0.36 | 0.65 | 12.73 | 19.16 | 0.31111 | 211.2511 | 240.87 | 0.85771 | 0.49205 | 2
7368 | 05E23G09H07D07M01W04 | 5.42 | 0.36 | 0.65 | 9.23 | 15.66 | 0.31111 | 211.2511 | 192.36 | 0.85771 | 0.58484 | 2
7369 | 05E23G09H07D07M02W02 | 5.14 | 0.2 | 0.65 | 17.5 | 23.49 | 0.15556 | 192.7923 | 303.87 | 0.92095 | 0.37725 | 2
7370 | 05E23G09H08D05M01W02 | 4.64 | 0.36 | 0.65 | 17.5 | 23.15 | 0.31111 | 207.1491 | 297.36 | 0.85771 | 0.38627 | 2
7371 | 05E23G09H08D05M01W03 | 4.64 | 0.36 | 0.65 | 12.73 | 18.38 | 0.31111 | 207.1491 | 231 | 0.85771 | 0.51273 | 2
7372 | 05E23G09H08D06M01W02 | 4.11 | 0.32 | 0.65 | 17.5 | 22.58 | 0.31111 | 194.8432 | 291.06 | 0.87352 | 0.40138 | 2
7373 | 05E23G09H08D06M01W03 | 4.11 | 0.32 | 0.65 | 12.73 | 17.81 | 0.31111 | 194.8432 | 224.7 | 0.87352 | 0.52784 | 2
7374 | 05E23G09H08D07M01W02 | 4.78 | 0.36 | 0.65 | 17.5 | 23.29 | 0.31111 | 211.2511 | 298.83 | 0.85771 | 0.38256 | 2
7375 | 05E23G09H08D07M01W03 | 4.78 | 0.36 | 0.65 | 12.73 | 18.52 | 0.31111 | 211.2511 | 232.47 | 0.85771 | 0.50901 | 2
7376 | 05E23G09H08D07M01W04 | 4.78 | 0.36 | 0.65 | 9.23 | 15.02 | 0.31111 | 211.2511 | 183.96 | 0.85771 | 0.6018 | 2
7377 | 05E23G09H08D07M02W02 | 4.53 | 0.2 | 0.65 | 17.5 | 22.88 | 0.15556 | 192.7923 | 295.89 | 0.92095 | 0.39343 | 2
7378 | 05E23G09H09D05M01W02 | 4.47 | 0.36 | 0.65 | 17.5 | 22.98 | 0.31111 | 207.1491 | 295.05 | 0.85771 | 0.39077 | 2
7379 | 05E23G09H09D05M01W03 | 4.47 | 0.36 | 0.65 | 12.73 | 18.21 | 0.31111 | 207.1491 | 228.69 | 0.85771 | 0.51723 | 2
7380 | 05E23G09H09D07M01W02 | 4.6 | 0.36 | 0.65 | 17.5 | 23.11 | 0.31111 | 211.2511 | 296.52 | 0.85771 | 0.38733 | 2
7381 | 05E23G09H09D07M01W03 | 4.6 | 0.36 | 0.65 | 12.73 | 18.34 | 0.31111 | 211.2511 | 230.16 | 0.85771 | 0.51379 | 2
7382 | 05E23G09H09D07M01W04 | 4.6 | 0.36 | 0.65 | 9.23 | 14.84 | 0.31111 | 211.2511 | 181.65 | 0.85771 | 0.60657 | 2
7383 | 05E23G09H09D07M02W02 | 4.36 | 0.2 | 0.65 | 17.5 | 22.71 | 0.15556 | 192.7923 | 293.58 | 0.92095 | 0.39793 | 2
7384 | 05E23G09H10D05M01W02 | 5.27 | 0.33 | 0.65 | 17.5 | 23.75 | 0.31111 | 205.0982 | 305.55 | 0.86957 | 0.37036 | 2
7385 | 05E23G09H10D05M01W03 | 5.27 | 0.33 | 0.65 | 12.73 | 18.98 | 0.31111 | 205.0982 | 239.19 | 0.86957 | 0.49682 | 2
7386 | 05E23G09H10D07M01W02 | 5.42 | 0.34 | 0.65 | 17.5 | 23.91 | 0.31111 | 209.2001 | 307.23 | 0.86561 | 0.36612 | 2
7387 | 05E23G09H10D07M01W03 | 5.42 | 0.34 | 0.65 | 12.73 | 19.14 | 0.31111 | 209.2001 | 240.87 | 0.86561 | 0.49258 | 2
7388 | 05E23G09H10D07M01W04 | 5.42 | 0.34 | 0.65 | 9.23 | 15.64 | 0.31111 | 209.2001 | 192.36 | 0.86561 | 0.58537 | 2
7389 | 05E23G09H10D07M02W02 | 5.14 | 0.18 | 0.65 | 17.5 | 23.47 | 0.15556 | 192.7923 | 303.87 | 0.92885 | 0.37778 | 2
7390 | 05E23G09H11D05M01W02 | 5.27 | 0.33 | 0.65 | 17.5 | 23.75 | 0.31111 | 205.0982 | 305.55 | 0.86957 | 0.37036 | 2
7391 | 05E23G09H11D05M01W03 | 5.27 | 0.33 | 0.65 | 12.73 | 18.98 | 0.31111 | 205.0982 | 239.19 | 0.86957 | 0.49682 | 2
7392 | 05E23G09H11D06M01W02 | 4.66 | 0.3 | 0.65 | 17.5 | 23.11 | 0.23333 | 192.7923 | 298.2 | 0.88142 | 0.38733 | 2
7393 | 05E23G09H11D06M01W03 | 4.66 | 0.3 | 0.65 | 12.73 | 18.34 | 0.23333 | 192.7923 | 231.84 | 0.88142 | 0.51379 | 2
7394 | 05E23G09H11D07M01W02 | 5.42 | 0.34 | 0.65 | 17.5 | 23.91 | 0.31111 | 209.2001 | 307.23 | 0.86561 | 0.36612 | 2
7395 | 05E23G09H11D07M01W03 | 5.42 | 0.34 | 0.65 | 12.73 | 19.14 | 0.31111 | 209.2001 | 240.87 | 0.86561 | 0.49258 | 2
7396 | 05E23G09H11D07M01W04 | 5.42 | 0.34 | 0.65 | 9.23 | 15.64 | 0.31111 | 209.2001 | 192.36 | 0.86561 | 0.58537 | 2
7397 | 05E23G09H11D07M02W02 | 5.14 | 0.18 | 0.65 | 17.5 | 23.47 | 0.15556 | 192.7923 | 303.87 | 0.92885 | 0.37778 | 2
7398 | 05E23G09H12D05M01W02 | 4.59 | 0.28 | 0.65 | 17.5 | 23.02 | 0.23333 | 178.4354 | 298.2 | 0.88933 | 0.38971 | 2
7399 | 05E23G09H12D05M01W03 | 4.59 | 0.28 | 0.65 | 12.73 | 18.25 | 0.23333 | 178.4354 | 231.84 | 0.88933 | 0.51617 | 2
7400 | 05E23G09H12D07M01W02 | 4.72 | 0.28 | 0.65 | 17.5 | 23.15 | 0.23333 | 180.4864 | 299.67 | 0.88933 | 0.38627 | 2
7401 | 05E23G09H12D07M01W03 | 4.72 | 0.28 | 0.65 | 12.73 | 18.38 | 0.23333 | 180.4864 | 233.31 | 0.88933 | 0.51273 | 2
7402 | 05E23G09H12D07M01W04 | 4.72 | 0.28 | 0.65 | 9.23 | 14.88 | 0.23333 | 180.4864 | 184.8 | 0.88933 | 0.60551 | 2
7403 | 05E23G09H12D07M02W02 | 4.47 | 0.15 | 0.65 | 17.5 | 22.77 | 0.15556 | 168.1805 | 296.73 | 0.94071 | 0.39634 | 2
7404 | 05E23G09H13D05M01W02 | 4.59 | 0.24 | 0.65 | 17.5 | 22.98 | 0.23333 | 176.3844 | 298.2 | 0.90514 | 0.39077 | 2
7405 | 05E23G09H13D05M01W03 | 4.59 | 0.24 | 0.65 | 12.73 | 18.21 | 0.23333 | 176.3844 | 231.84 | 0.90514 | 0.51723 | 2
7406 | 05E23G09H13D07M01W02 | 4.72 | 0.25 | 0.65 | 17.5 | 23.12 | 0.23333 | 178.4354 | 299.67 | 0.90119 | 0.38706 | 2
7407 | 05E23G09H13D07M01W03 | 4.72 | 0.25 | 0.65 | 12.73 | 18.35 | 0.23333 | 178.4354 | 233.31 | 0.90119 | 0.51352 | 2
7408 | 05E23G09H13D07M01W04 | 4.72 | 0.25 | 0.65 | 9.23 | 14.85 | 0.23333 | 178.4354 | 184.8 | 0.90119 | 0.60631 | 2
7409 | 05E23G09H13D07M02W02 | 4.47 | 0.13 | 0.65 | 17.5 | 22.75 | 0.15556 | 166.1295 | 296.73 | 0.94862 | 0.39687 | 2
7410 | 05E23G09H14D05M01W02 | 5.27 | 0.29 | 0.65 | 17.5 | 23.71 | 0.23333 | 203.0472 | 305.55 | 0.88538 | 0.37142 | 2
7411 | 05E23G09H14D05M01W03 | 5.27 | 0.29 | 0.65 | 12.73 | 18.94 | 0.23333 | 203.0472 | 239.19 | 0.88538 | 0.49788 | 2
7412 | 05E23G09H14D07M01W02 | 5.42 | 0.3 | 0.65 | 17.5 | 23.87 | 0.23333 | 205.0982 | 307.23 | 0.88142 | 0.36718 | 2
7413 | 05E23G09H14D07M01W03 | 5.42 | 0.3 | 0.65 | 12.73 | 19.1 | 0.23333 | 205.0982 | 240.87 | 0.88142 | 0.49364 | 2
7414 | 05E23G09H14D07M01W04 | 5.42 | 0.3 | 0.65 | 9.23 | 15.6 | 0.23333 | 205.0982 | 192.36 | 0.88142 | 0.58643 | 2
7415 | 05E23G09H14D07M02W02 | 5.14 | 0.16 | 0.65 | 17.5 | 23.45 | 0.15556 | 190.7413 | 303.87 | 0.93676 | 0.37831 | 2
7416 | 05E23G10H07D04M01W02 | 11.28 | 0 | 0.65 | 17.5 | 29.43 | 0 | 272.7805 | 378.63 | 1 | 0.21978 | 1
7417 | 05E23G10H07D05M01W02 | 9.94 | 0 | 0.65 | 17.5 | 28.09 | 0 | 250.2197 | 362.46 | 1 | 0.2553 | 1
7418 | 05E23G10H07D05M01W03 | 9.94 | 0 | 0.65 | 12.73 | 23.32 | 0 | 250.2197 | 296.1 | 1 | 0.38176 | 2
7419 | 05E23G10H07D06M01W02 | 8.82 | 0 | 0.65 | 17.5 | 26.97 | 0 | 233.8119 | 349.02 | 1 | 0.28499 | 1
7420 | 05E23G10H07D06M01W03 | 8.82 | 0 | 0.65 | 12.73 | 22.2 | 0 | 233.8119 | 282.66 | 1 | 0.41145 | 2
7421 | 05E23G10H07D07M01W02 | 10.22 | 0 | 0.65 | 17.5 | 28.37 | 0 | 256.3727 | 365.82 | 1 | 0.24788 | 1
7422 | 05E23G10H07D07M01W03 | 10.22 | 0 | 0.65 | 12.73 | 23.6 | 0 | 256.3727 | 299.46 | 1 | 0.37434 | 2
7423 | 05E23G10H07D07M01W04 | 10.22 | 0 | 0.65 | 9.23 | 20.1 | 0 | 256.3727 | 250.95 | 1 | 0.46713 | 2
7424 | 05E23G10H07D07M02W02 | 10.1 | 0 | 0.65 | 17.5 | 28.25 | 0 | 254.3217 | 364.14 | 1 | 0.25106 | 1
7425 | 05E23G10H08D05M01W02 | 8.76 | 0 | 0.65 | 17.5 | 26.91 | 0 | 250.2197 | 346.92 | 1 | 0.28659 | 1
7426 | 05E23G10H08D05M01W03 | 8.76 | 0 | 0.65 | 12.73 | 22.14 | 0 | 250.2197 | 280.56 | 1 | 0.41304 | 2
7427 | 05E23G10H08D06M01W02 | 7.77 | 0 | 0.65 | 17.5 | 25.92 | 0 | 233.8119 | 335.16 | 1 | 0.31283 | 1
7428 | 05E23G10H08D06M01W03 | 7.77 | 0 | 0.65 | 12.73 | 21.15 | 0 | 233.8119 | 268.8 | 1 | 0.43929 | 2
7429 | 05E23G10H08D07M01W02 | 9 | 0 | 0.65 | 17.5 | 27.15 | 0 | 256.3727 | 349.86 | 1 | 0.28022 | 1
7430 | 05E23G10H08D07M01W03 | 9 | 0 | 0.65 | 12.73 | 22.38 | 0 | 256.3727 | 283.5 | 1 | 0.40668 | 2
7431 | 05E23G10H08D07M01W04 | 9 | 0 | 0.65 | 9.23 | 18.88 | 0 | 256.3727 | 234.99 | 1 | 0.49947 | 2
7432 | 05E23G10H08D07M02W02 | 8.9 | 0 | 0.65 | 17.5 | 27.05 | 0 | 254.3217 | 348.39 | 1 | 0.28287 | 1
7433 | 05E23G10H09D05M01W02 | 8.43 | 0 | 0.65 | 17.5 | 26.58 | 0 | 250.2197 | 342.51 | 1 | 0.29533 | 1
7434 | 05E23G10H09D05M01W03 | 8.43 | 0 | 0.65 | 12.73 | 21.81 | 0 | 250.2197 | 276.15 | 1 | 0.42179 | 2
7435 | 05E23G10H09D07M01W02 | 8.66 | 0 | 0.65 | 17.5 | 26.81 | 0 | 256.3727 | 345.24 | 1 | 0.28924 | 1
7436 | 05E23G10H09D07M01W03 | 8.66 | 0 | 0.65 | 12.73 | 22.04 | 0 | 256.3727 | 278.88 | 1 | 0.41569 | 2
7437 | 05E23G10H09D07M01W04 | 8.66 | 0 | 0.65 | 9.23 | 18.54 | 0 | 256.3727 | 230.37 | 1 | 0.50848 | 2
7438 | 05E23G10H09D07M02W02 | 8.56 | 0 | 0.65 | 17.5 | 26.71 | 0 | 254.3217 | 343.98 | 1 | 0.29189 | 1
7439 | 05E23G10H10D05M01W02 | 9.94 | 0 | 0.65 | 17.5 | 28.09 | 0 | 250.2197 | 362.46 | 1 | 0.2553 | 1
7440 | 05E23G10H10D05M01W03 | 9.94 | 0 | 0.65 | 12.73 | 23.32 | 0 | 250.2197 | 296.1 | 1 | 0.38176 | 2
7441 | 05E23G10H10D07M01W02 | 10.22 | 0 | 0.65 | 17.5 | 28.37 | 0 | 256.3727 | 365.82 | 1 | 0.24788 | 1
7442 | 05E23G10H10D07M01W03 | 10.22 | 0 | 0.65 | 12.73 | 23.6 | 0 | 256.3727 | 299.46 | 1 | 0.37434 | 2
7443 | 05E23G10H10D07M01W04 | 10.22 | 0 | 0.65 | 9.23 | 20.1 | 0 | 256.3727 | 250.95 | 1 | 0.46713 | 2
7444 | 05E23G10H10D07M02W02 | 10.1 | 0 | 0.65 | 17.5 | 28.25 | 0 | 254.3217 | 364.14 | 1 | 0.25106 | 1
7445 | 05E23G10H11D05M01W02 | 9.94 | 0 | 0.65 | 17.5 | 28.09 | 0 | 250.2197 | 362.46 | 1 | 0.2553 | 1
7446 | 05E23G10H11D05M01W03 | 9.94 | 0 | 0.65 | 12.73 | 23.32 | 0 | 250.2197 | 296.1 | 1 | 0.38176 | 2
7447 | 05E23G10H11D06M01W02 | 8.82 | 0 | 0.65 | 17.5 | 26.97 | 0 | 233.8119 | 349.02 | 1 | 0.28499 | 1
7448 | 05E23G10H11D06M01W03 | 8.82 | 0 | 0.65 | 12.73 | 22.2 | 0 | 233.8119 | 282.66 | 1 | 0.41145 | 2
7449 | 05E23G10H11D07M01W02 | 10.22 | 0 | 0.65 | 17.5 | 28.37 | 0 | 256.3727 | 365.82 | 1 | 0.24788 | 1
7450 | 05E23G10H11D07M01W03 | 10.22 | 0 | 0.65 | 12.73 | 23.6 | 0 | 256.3727 | 299.46 | 1 | 0.37434 | 2
7451 | 05E23G10H11D07M01W04 | 10.22 | 0 | 0.65 | 9.23 | 20.1 | 0 | 256.3727 | 250.95 | 1 | 0.46713 | 2
7452 | 05E23G10H11D07M02W02 | 10.1 | 0 | 0.65 | 17.5 | 28.25 | 0 | 254.3217 | 364.14 | 1 | 0.25106 | 1
7453 | 05E23G10H12D05M01W02 | 8.64 | 0 | 0.65 | 17.5 | 26.79 | 0 | 209.2001 | 348.39 | 1 | 0.28977 | 1
7454 | 05E23G10H12D05M01W03 | 8.64 | 0 | 0.65 | 12.73 | 22.02 | 0 | 209.2001 | 282.03 | 1 | 0.41622 | 2
7455 | 05E23G10H12D07M01W02 | 8.88 | 0 | 0.65 | 17.5 | 27.03 | 0 | 213.3021 | 351.33 | 1 | 0.2834 | 1
7456 | 05E23G10H12D07M01W03 | 8.88 | 0 | 0.65 | 12.73 | 22.26 | 0 | 213.3021 | 284.97 | 1 | 0.40986 | 2
7457 | 05E23G10H12D07M01W04 | 8.88 | 0 | 0.65 | 9.23 | 18.76 | 0 | 213.3021 | 236.46 | 1 | 0.50265 | 2
7458 | 05E23G10H12D07M02W02 | 8.78 | 0 | 0.65 | 17.5 | 26.93 | 0 | 211.2511 | 349.86 | 1 | 0.28606 | 1
7459 | 05E23G10H13D05M01W02 | 8.64 | 0 | 0.65 | 17.5 | 26.79 | 0 | 209.2001 | 348.39 | 1 | 0.28977 | 1
7460 | 05E23G10H13D05M01W03 | 8.64 | 0 | 0.65 | 12.73 | 22.02 | 0 | 209.2001 | 282.03 | 1 | 0.41622 | 2
7461 | 05E23G10H13D07M01W02 | 8.88 | 0 | 0.65 | 17.5 | 27.03 | 0 | 213.3021 | 351.33 | 1 | 0.2834 | 1
7462 | 05E23G10H13D07M01W03 | 8.88 | 0 | 0.65 | 12.73 | 22.26 | 0 | 213.3021 | 284.97 | 1 | 0.40986 | 2
7463 | 05E23G10H13D07M01W04 | 8.88 | 0 | 0.65 | 9.23 | 18.76 | 0 | 213.3021 | 236.46 | 1 | 0.50265 | 2
7464 | 05E23G10H13D07M02W02 | 8.78 | 0 | 0.65 | 17.5 | 26.93 | 0 | 211.2511 | 349.86 | 1 | 0.28606 | 1
7465 | 05E23G10H14D05M01W02 | 9.94 | 0 | 0.65 | 17.5 | 28.09 | 0 | 250.2197 | 362.46 | 1 | 0.2553 | 1
7466 | 05E23G10H14D05M01W03 | 9.94 | 0 | 0.65 | 12.73 | 23.32 | 0 | 250.2197 | 296.1 | 1 | 0.38176 | 2
7467 | 05E23G10H14D07M01W02 | 10.22 | 0 | 0.65 | 17.5 | 28.37 | 0 | 256.3727 | 365.82 | 1 | 0.24788 | 1
7468 | 05E23G10H14D07M01W03 | 10.22 | 0 | 0.65 | 12.73 | 23.6 | 0 | 256.3727 | 299.46 | 1 | 0.37434 | 2
7469 | 05E23G10H14D07M01W04 | 10.22 | 0 | 0.65 | 9.23 | 20.1 | 0 | 256.3727 | 250.95 | 1 | 0.46713 | 2
7470 | 05E23G10H14D07M02W02 | 10.1 | 0 | 0.65 | 17.5 | 28.25 | 0 | 254.3217 | 364.14 | 1 | 0.25106 | 1
7471 | 05E23G12H07D04M01W02 | 6.75 | 0.9 | 0.65 | 17.5 | 25.8 | 0.62222 | 270.7296 | 323.19 | 0.64427 | 0.31601 | 1
7472 | 05E23G12H07D05M01W02 | 5.91 | 0.78 | 0.65 | 17.5 | 24.84 | 0.54444 | 248.1688 | 313.11 | 0.6917 | 0.34146 | 1
7473 | 05E23G12H07D05M01W03 | 5.91 | 0.78 | 0.65 | 12.73 | 20.07 | 0.54444 | 248.1688 | 246.75 | 0.6917 | 0.46792 | 2
7474 | 05E23G12H07D06M01W02 | 5.27 | 0.7 | 0.65 | 17.5 | 24.12 | 0.54444 | 233.8119 | 305.55 | 0.72332 | 0.36055 | 2
7475 | 05E23G12H07D06M01W03 | 5.27 | 0.7 | 0.65 | 12.73 | 19.35 | 0.54444 | 233.8119 | 239.19 | 0.72332 | 0.48701 | 2
7476 | 05E23G12H07D07M01W02 | 6.08 | 0.79 | 0.65 | 17.5 | 25.02 | 0.62222 | 252.2707 | 315 | 0.68775 | 0.33669 | 1
7477 | 05E23G12H07D07M01W03 | 6.08 | 0.79 | 0.65 | 12.73 | 20.25 | 0.62222 | 252.2707 | 248.64 | 0.68775 | 0.46315 | 2
7478 | 05E23G12H07D07M01W04 | 6.08 | 0.79 | 0.65 | 9.23 | 16.75 | 0.62222 | 252.2707 | 200.13 | 0.68775 | 0.55594 | 2
7479 | 05E23G12H07D07M02W02 | 5.69 | 0.54 | 0.65 | 17.5 | 24.38 | 0.38889 | 227.659 | 310.38 | 0.78656 | 0.35366 | 2
7480 | 05E23G12H08D05M01W02 | 5.2 | 0.78 | 0.65 | 17.5 | 24.13 | 0.54444 | 248.1688 | 303.87 | 0.6917 | 0.36029 | 2
7481 | 05E23G12H08D05M01W03 | 5.2 | 0.78 | 0.65 | 12.73 | 19.36 | 0.54444 | 248.1688 | 237.51 | 0.6917 | 0.48674 | 2
7482 | 05E23G12H08D06M01W02 | 4.64 | 0.7 | 0.65 | 17.5 | 23.49 | 0.54444 | 233.8119 | 297.36 | 0.72332 | 0.37725 | 2
7483 | 05E23G12H08D06M01W03 | 4.64 | 0.7 | 0.65 | 12.73 | 18.72 | 0.54444 | 233.8119 | 231 | 0.72332 | 0.50371 | 2
7484 | 05E23G12H08D07M01W02 | 5.35 | 0.79 | 0.65 | 17.5 | 24.29 | 0.62222 | 252.2707 | 305.55 | 0.68775 | 0.35604 | 2
7485 | 05E23G12H08D07M01W03 | 5.35 | 0.79 | 0.65 | 12.73 | 19.52 | 0.62222 | 252.2707 | 239.19 | 0.68775 | 0.4825 | 2
7486 | 05E23G12H08D07M01W04 | 5.35 | 0.79 | 0.65 | 9.23 | 16.02 | 0.62222 | 252.2707 | 190.68 | 0.68775 | 0.57529 | 2
7487 | 05E23G12H08D07M02W02 | 5.01 | 0.54 | 0.65 | 17.5 | 23.7 | 0.38889 | 227.659 | 301.56 | 0.78656 | 0.37169 | 2
7488 | 05E23G12H09D05M01W02 | 5.01 | 0.78 | 0.65 | 17.5 | 23.94 | 0.54444 | 248.1688 | 301.35 | 0.6917 | 0.36532 | 2
7489 | 05E23G12H09D05M01W03 | 5.01 | 0.78 | 0.65 | 12.73 | 19.17 | 0.54444 | 248.1688 | 234.99 | 0.6917 | 0.49178 | 2
7490 | 05E23G12H09D07M01W02 | 5.15 | 0.79 | 0.65 | 17.5 | 24.09 | 0.62222 | 252.2707 | 303.03 | 0.68775 | 0.36135 | 2
7491 | 05E23G12H09D07M01W03 | 5.15 | 0.79 | 0.65 | 12.73 | 19.32 | 0.62222 | 252.2707 | 236.67 | 0.68775 | 0.4878 | 2
7492 | 05E23G12H09D07M01W04 | 5.15 | 0.79 | 0.65 | 9.23 | 15.82 | 0.62222 | 252.2707 | 188.16 | 0.68775 | 0.58059 | 2
7493 | 05E23G12H09D07M02W02 | 4.82 | 0.54 | 0.65 | 17.5 | 23.51 | 0.38889 | 227.659 | 299.04 | 0.78656 | 0.37672 | 2
7494 | 05E23G12H10D05M01W02 | 5.91 | 0.72 | 0.65 | 17.5 | 24.78 | 0.54444 | 244.0668 | 313.11 | 0.71542 | 0.34305 | 1
7495 | 05E23G12H10D05M01W03 | 5.91 | 0.72 | 0.65 | 12.73 | 20.01 | 0.54444 | 244.0668 | 246.75 | 0.71542 | 0.46951 | 2
7496 | 05E23G12H10D07M01W02 | 6.08 | 0.74 | 0.65 | 17.5 | 24.97 | 0.54444 | 248.1688 | 315 | 0.70751 | 0.33802 | 1
7497 | 05E23G12H10D07M01W03 | 6.08 | 0.74 | 0.65 | 12.73 | 20.2 | 0.54444 | 248.1688 | 248.64 | 0.70751 | 0.46448 | 2
7498 | 05E23G12H10D07M01W04 | 6.08 | 0.74 | 0.65 | 9.23 | 16.7 | 0.54444 | 248.1688 | 200.13 | 0.70751 | 0.55726 | 2
7499 | 05E23G12H10D07M02W02 | 5.69 | 0.5 | 0.65 | 17.5 | 24.34 | 0.38889 | 225.608 | 310.38 | 0.80237 | 0.35472 | 2
7500 | 05E23G12H11D05M01W02 | 5.91 | 0.72 | 0.65 | 17.5 | 24.78 | 0.54444 | 244.0668 | 313.11 | 0.71542 | 0.34305 | 1
7501 | 05E23G12H11D05M01W03 | 5.91 | 0.72 | 0.65 | 12.73 | 20.01 | 0.54444 | 244.0668 | 246.75 | 0.71542 | 0.46951 | 2
7502 | 05E23G12H11D06M01W02 | 5.27 | 0.65 | 0.65 | 17.5 | 24.07 | 0.46667 | 229.7099 | 305.55 | 0.74308 | 0.36188 | 2
7503 | 05E23G12H11D06M01W03 | 5.27 | 0.65 | 0.65 | 12.73 | 19.3 | 0.46667 | 229.7099 | 239.19 | 0.74308 | 0.48834 | 2
7504 | 05E23G12H11D07M01W02 | 6.08 | 0.74 | 0.65 | 17.5 | 24.97 | 0.54444 | 248.1688 | 315 | 0.70751 | 0.33802 | 1
7505 | 05E23G12H11D07M01W03 | 6.08 | 0.74 | 0.65 | 12.73 | 20.2 | 0.54444 | 248.1688 | 248.64 | 0.70751 | 0.46448 | 2
7506 | 05E23G12H11D07M01W04 | 6.08 | 0.74 | 0.65 | 9.23 | 16.7 | 0.54444 | 248.1688 | 200.13 | 0.70751 | 0.55726 | 2
7507 | 05E23G12H11D07M02W02 | 5.69 | 0.5 | 0.65 | 17.5 | 24.34 | 0.38889 | 225.608 | 310.38 | 0.80237 | 0.35472 | 2
7508 | 05E23G12H12D05M01W02 | 5.13 | 0.6 | 0.65 | 17.5 | 23.88 | 0.46667 | 211.2511 | 304.92 | 0.76285 | 0.36691 | 2
7509 | 05E23G12H12D05M01W03 | 5.13 | 0.6 | 0.65 | 12.73 | 19.11 | 0.46667 | 211.2511 | 238.56 | 0.76285 | 0.49337 | 2
7510 | 05E23G12H12D07M01W02 | 5.27 | 0.61 | 0.65 | 17.5 | 24.03 | 0.46667 | 213.3021 | 306.6 | 0.75889 | 0.36294 | 2
7511 | 05E23G12H12D07M01W03 | 5.27 | 0.61 | 0.65 | 12.73 | 19.26 | 0.46667 | 213.3021 | 240.24 | 0.75889 | 0.4894 | 2
7512 | 05E23G12H12D07M01W04 | 5.27 | 0.61 | 0.65 | 9.23 | 15.76 | 0.46667 | 213.3021 | 191.73 | 0.75889 | 0.58218 | 2
7513 | 05E23G12H12D07M02W02 | 4.94 | 0.42 | 0.65 | 17.5 | 23.51 | 0.31111 | 192.7923 | 302.4 | 0.83399 | 0.37672 | 2
7514 | 05E23G12H13D05M01W02 | 5.13 | 0.53 | 0.65 | 17.5 | 23.81 | 0.38889 | 205.0982 | 304.92 | 0.79051 | 0.36877 | 2
7515 | 05E23G12H13D05M01W03 | 5.13 | 0.53 | 0.65 | 12.73 | 19.04 | 0.38889 | 205.0982 | 238.56 | 0.79051 | 0.49523 | 2
7516 | 05E23G12H13D07M01W02 | 5.27 | 0.54 | 0.65 | 17.5 | 23.96 | 0.38889 | 207.1491 | 306.6 | 0.78656 | 0.36479 | 2
7517 | 05E23G12H13D07M01W03 | 5.27 | 0.54 | 0.65 | 12.73 | 19.19 | 0.38889 | 207.1491 | 240.24 | 0.78656 | 0.49125 | 2
7518 | 05E23G12H13D07M01W04 | 5.27 | 0.54 | 0.65 | 9.23 | 15.69 | 0.38889 | 207.1491 | 191.73 | 0.78656 | 0.58404 | 2
7519 | 05E23G12H13D07M02W02 | 4.94 | 0.37 | 0.65 | 17.5 | 23.46 | 0.23333 | 188.6903 | 302.4 | 0.85375 | 0.37805 | 2
7520 | 05E23G12H14D05M01W02 | 5.91 | 0.63 | 0.65 | 17.5 | 24.69 | 0.46667 | 237.9139 | 313.11 | 0.75099 | 0.34544 | 1
7521 | 05E23G12H14D05M01W03 | 5.91 | 0.63 | 0.65 | 12.73 | 19.92 | 0.46667 | 237.9139 | 246.75 | 0.75099 | 0.4719 | 2
7522 | 05E23G12H14D07M01W02 | 6.08 | 0.65 | 0.65 | 17.5 | 24.88 | 0.46667 | 242.0158 | 315 | 0.74308 | 0.3404 | 1
7523 | 05E23G12H14D07M01W03 | 6.08 | 0.65 | 0.65 | 12.73 | 20.11 | 0.46667 | 242.0158 | 248.64 | 0.74308 | 0.46686 | 2
7524 | 05E23G12H14D07M01W04 | 6.08 | 0.65 | 0.65 | 9.23 | 16.61 | 0.46667 | 242.0158 | 200.13 | 0.74308 | 0.55965 | 2
7525 | 05E23G12H14D07M02W02 | 5.69 | 0.44 | 0.65 | 17.5 | 24.28 | 0.31111 | 219.455 | 310.38 | 0.82609 | 0.35631 | 2
7526 | 05E24G09H07D04M01W02 | 7.24 | 0.47 | 0.65 | 17.5 | 25.86 | 0.46667 | 246.1178 | 329.07 | 0.81423 | 0.31442 | 1
7527 | 05E24G09H07D05M01W02 | 6.34 | 0.4 | 0.65 | 17.5 | 24.89 | 0.38889 | 227.659 | 318.36 | 0.8419 | 0.34014 | 1
7528 | 05E24G09H07D05M01W03 | 6.34 | 0.4 | 0.65 | 12.73 | 20.12 | 0.38889 | 227.659 | 252 | 0.8419 | 0.4666 | 2
7529 | 05E24G09H07D06M01W02 | 5.64 | 0.36 | 0.65 | 17.5 | 24.15 | 0.38889 | 213.3021 | 309.96 | 0.85771 | 0.35976 | 2
7530 | 05E24G09H07D06M01W03 | 5.64 | 0.36 | 0.65 | 12.73 | 19.38 | 0.38889 | 213.3021 | 243.6 | 0.85771 | 0.48621 | 2
7531 | 05E24G09H07D07M01W02 | 6.51 | 0.41 | 0.65 | 17.5 | 25.07 | 0.38889 | 229.7099 | 320.46 | 0.83794 | 0.33537 | 1
7532 | 05E24G09H07D07M01W03 | 6.51 | 0.41 | 0.65 | 12.73 | 20.3 | 0.38889 | 229.7099 | 254.1 | 0.83794 | 0.46182 | 2
7533 | 05E24G09H07D07M01W04 | 6.51 | 0.41 | 0.65 | 9.23 | 16.8 | 0.38889 | 229.7099 | 205.59 | 0.83794 | 0.55461 | 2
7534 | 05E24G09H07D07M02W02 | 6.19 | 0.23 | 0.65 | 17.5 | 24.57 | 0.23333 | 213.3021 | 316.47 | 0.90909 | 0.34862 | 1
7535 | 05E24G09H08D05M01W02 | 5.59 | 0.4 | 0.65 | 17.5 | 24.14 | 0.38889 | 227.659 | 308.49 | 0.8419 | 0.36002 | 2
7536 | 05E24G09H08D05M01W03 | 5.59 | 0.4 | 0.65 | 12.73 | 19.37 | 0.38889 | 227.659 | 242.13 | 0.8419 | 0.48648 | 2
7537 | 05E24G09H08D06M01W02 | 4.97 | 0.36 | 0.65 | 17.5 | 23.48 | 0.38889 | 213.3021 | 301.35 | 0.85771 | 0.37752 | 2
7538 | 05E24G09H08D06M01W03 | 4.97 | 0.36 | 0.65 | 12.73 | 18.71 | 0.38889 | 213.3021 | 234.99 | 0.85771 | 0.50398 | 2
7539 | 05E24G09H08D07M01W02 | 5.74 | 0.41 | 0.65 | 17.5 | 24.3 | 0.38889 | 229.7099 | 310.38 | 0.83794 | 0.35578 | 2
7540 | 05E24G09H08D07M01W03 | 5.74 | 0.41 | 0.65 | 12.73 | 19.53 | 0.38889 | 229.7099 | 244.02 | 0.83794 | 0.48224 | 2
7541 | 05E24G09H08D07M01W04 | 5.74 | 0.41 | 0.65 | 9.23 | 16.03 | 0.38889 | 229.7099 | 195.51 | 0.83794 | 0.57503 | 2
7542 | 05E24G09H08D07M02W02 | 5.45 | 0.23 | 0.65 | 17.5 | 23.83 | 0.23333 | 213.3021 | 306.81 | 0.90909 | 0.36824 | 2
7543 | 05E24G09H09D05M01W02 | 5.38 | 0.4 | 0.65 | 17.5 | 23.93 | 0.38889 | 227.659 | 305.76 | 0.8419 | 0.36559 | 2
7544 | 05E24G09H09D05M01W03 | 5.38 | 0.4 | 0.65 | 12.73 | 19.16 | 0.38889 | 227.659 | 239.4 | 0.8419 | 0.49205 | 2
7545 | 05E24G09H09D07M01W02 | 5.52 | 0.41 | 0.65 | 17.5 | 24.08 | 0.38889 | 229.7099 | 307.65 | 0.83794 | 0.36161 | 2
7546 | 05E24G09H09D07M01W03 | 5.52 | 0.41 | 0.65 | 12.73 | 19.31 | 0.38889 | 229.7099 | 241.29 | 0.83794 | 0.48807 | 2
7547 | 05E24G09H09D07M01W04 | 5.52 | 0.41 | 0.65 | 9.23 | 15.81 | 0.38889 | 229.7099 | 192.78 | 0.83794 | 0.58086 | 2
7548 | 05E24G09H09D07M02W02 | 5.25 | 0.23 | 0.65 | 17.5 | 23.63 | 0.23333 | 213.3021 | 304.08 | 0.90909 | 0.37354 | 2
7549 | 05E24G09H10D05M01W02 | 6.34 | 0.38 | 0.65 | 17.5 | 24.87 | 0.38889 | 225.608 | 318.36 | 0.8498 | 0.34067 | 1
7550 | 05E24G09H10D05M01W03 | 6.34 | 0.38 | 0.65 | 12.73 | 20.1 | 0.38889 | 225.608 | 252 | 0.8498 | 0.46713 | 2
7551 | 05E24G09H10D07M01W02 | 6.51 | 0.39 | 0.65 | 17.5 | 25.05 | 0.38889 | 227.659 | 320.46 | 0.84585 | 0.3359 | 1
7552 | 05E24G09H10D07M01W03 | 6.51 | 0.39 | 0.65 | 12.73 | 20.28 | 0.38889 | 227.659 | 254.1 | 0.84585 | 0.46235 | 2
7553 | 05E24G09H10D07M01W04 | 6.51 | 0.39 | 0.65 | 9.23 | 16.78 | 0.38889 | 227.659 | 205.59 | 0.84585 | 0.55514 | 2
7554 | 05E24G09H10D07M02W02 | 6.19 | 0.21 | 0.65 | 17.5 | 24.55 | 0.23333 | 211.2511 | 316.47 | 0.917 | 0.34915 | 1
7555 | 05E24G09H11D05M01W02 | 6.34 | 0.38 | 0.65 | 17.5 | 24.87 | 0.38889 | 225.608 | 318.36 | 0.8498 | 0.34067 | 1
7556 | 05E24G09H11D05M01W03 | 6.34 | 0.38 | 0.65 | 12.73 | 20.1 | 0.38889 | 225.608 | 252 | 0.8498 | 0.46713 | 2
7557 | 05E24G09H11D06M01W02 | 5.64 | 0.34 | 0.65 | 17.5 | 24.13 | 0.31111 | 211.2511 | 309.96 | 0.86561 | 0.36029 | 2
7558 | 05E24G09H11D06M01W03 | 5.64 | 0.34 | 0.65 | 12.73 | 19.36 | 0.31111 | 211.2511 | 243.6 | 0.86561 | 0.48674 | 2
7559 | 05E24G09H11D07M01W02 | 6.51 | 0.38 | 0.65 | 17.5 | 25.04 | 0.38889 | 227.659 | 320.46 | 0.8498 | 0.33616 | 1
7560 | 05E24G09H11D07M01W03 | 6.51 | 0.38 | 0.65 | 12.73 | 20.27 | 0.38889 | 227.659 | 254.1 | 0.8498 | 0.46262 | 2
7561 | 05E24G09H11D07M01W04 | 6.51 | 0.38 | 0.65 | 9.23 | 16.77 | 0.38889 | 227.659 | 205.59 | 0.8498 | 0.55541 | 2
7562 | 05E24G09H11D07M02W02 | 6.19 | 0.21 | 0.65 | 17.5 | 24.55 | 0.23333 | 211.2511 | 316.47 | 0.917 | 0.34915 | 1
7563 | 05E24G09H12D05M01W02 | 5.51 | 0.31 | 0.65 | 17.5 | 23.97 | 0.31111 | 192.7923 | 309.54 | 0.87747 | 0.36453 | 2
7564 | 05E24G09H12D05M01W03 | 5.51 | 0.31 | 0.65 | 12.73 | 19.2 | 0.31111 | 192.7923 | 243.18 | 0.87747 | 0.49099 | 2
7565 | 05E24G09H12D07M01W02 | 5.66 | 0.32 | 0.65 | 17.5 | 24.13 | 0.31111 | 194.8432 | 311.43 | 0.87352 | 0.36029 | 2
7566 | 05E24G09H12D07M01W03 | 5.66 | 0.32 | 0.65 | 12.73 | 19.36 | 0.31111 | 194.8432 | 245.07 | 0.87352 | 0.48674 | 2
7567 | 05E24G09H12D07M01W04 | 5.66 | 0.32 | 0.65 | 9.23 | 15.86 | 0.31111 | 194.8432 | 196.56 | 0.87352 | 0.57953 | 2
7568 | 05E24G09H12D07M02W02 | 5.38 | 0.18 | 0.65 | 17.5 | 23.71 | 0.15556 | 182.5374 | 307.86 | 0.92885 | 0.37142 | 2
7569 | 05E24G09H13D05M01W02 | 5.51 | 0.27 | 0.65 | 17.5 | 23.93 | 0.23333 | 190.7413 | 309.54 | 0.89328 | 0.36559 | 2
7570 | 05E24G09H13D05M01W03 | 5.51 | 0.27 | 0.65 | 12.73 | 19.16 | 0.23333 | 190.7413 | 243.18 | 0.89328 | 0.49205 | 2
7571 | 05E24G09H13D07M01W02 | 5.66 | 0.28 | 0.65 | 17.5 | 24.09 | 0.23333 | 192.7923 | 311.43 | 0.88933 | 0.36135 | 2
7572 | 05E24G09H13D07M01W03 | 5.66 | 0.28 | 0.65 | 12.73 | 19.32 | 0.23333 | 192.7923 | 245.07 | 0.88933 | 0.4878 | 2
7573 | 05E24G09H13D07M01W04 | 5.66 | 0.28 | 0.65 | 9.23 | 15.82 | 0.23333 | 192.7923 | 196.56 | 0.88933 | 0.58059 | 2
7574 | 05E24G09H13D07M02W02 | 5.38 | 0.15 | 0.65 | 17.5 | 23.68 | 0.15556 | 180.4864 | 307.86 | 0.94071 | 0.37222 | 2
7575 | 05E24G09H14D05M01W02 | 6.34 | 0.33 | 0.65 | 17.5 | 24.82 | 0.31111 | 221.506 | 318.36 | 0.86957 | 0.34199 | 1
7576 | 05E24G09H14D05M01W03 | 6.34 | 0.33 | 0.65 | 12.73 | 20.05 | 0.31111 | 221.506 | 252 | 0.86957 | 0.46845 | 2
7577 | 05E24G09H14D07M01W02 | 6.51 | 0.34 | 0.65 | 17.5 | 25 | 0.31111 | 223.557 | 320.46 | 0.86561 | 0.33722 | 1
7578 | 05E24G09H14D07M01W03 | 6.51 | 0.34 | 0.65 | 12.73 | 20.23 | 0.31111 | 223.557 | 254.1 | 0.86561 | 0.46368 | 2
7579 | 05E24G09H14D07M01W04 | 6.51 | 0.34 | 0.65 | 9.23 | 16.73 | 0.31111 | 223.557 | 205.59 | 0.86561 | 0.55647 | 2
7580 | 05E24G09H14D07M02W02 | 6.19 | 0.19 | 0.65 | 17.5 | 24.53 | 0.15556 | 209.2001 | 316.47 | 0.9249 | 0.34968 | 1
7581 | 05E24G10H07D04M01W02 | 12.67 | 0 | 0.65 | 17.5 | 30.82 | 0 | 293.2904 | 395.43 | 1 | 0.18293 | 1
7582 | 05E24G10H07D05M01W02 | 11.16 | 0 | 0.65 | 17.5 | 29.31 | 0 | 270.7296 | 377.37 | 1 | 0.22296 | 1
7583 | 05E24G10H07D05M01W03 | 11.16 | 0 | 0.65 | 12.73 | 24.54 | 0 | 270.7296 | 311.01 | 1 | 0.34942 | 1
7584 | 05E24G10H07D06M01W02 | 9.97 | 0 | 0.65 | 17.5 | 28.12 | 0 | 252.2707 | 362.88 | 1 | 0.25451 | 1
7585 | 05E24G10H07D06M01W03 | 9.97 | 0 | 0.65 | 12.73 | 23.35 | 0 | 252.2707 | 296.52 | 1 | 0.38097 | 2
7586 | 05E24G10H07D07M01W02 | 11.46 | 0 | 0.65 | 17.5 | 29.61 | 0 | 274.8315 | 380.94 | 1 | 0.21501 | 1
7587 | 05E24G10H07D07M01W03 | 11.46 | 0 | 0.65 | 12.73 | 24.84 | 0 | 274.8315 | 314.58 | 1 | 0.34146 | 1
7588 | 05E24G10H07D07M01W04 | 11.46 | 0 | 0.65 | 9.23 | 21.34 | 0 | 274.8315 | 266.07 | 1 | 0.43425 | 2
7589 | 05E24G10H07D07M02W02 | 11.31 | 0 | 0.65 | 17.5 | 29.46 | 0 | 272.7805 | 378.84 | 1 | 0.21898 | 1
7590 | 05E24G10H08D05M01W02 | 9.83 | 0 | 0.65 | 17.5 | 27.98 | 0 | 270.7296 | 359.73 | 1 | 0.25822 | 1
7591 | 05E24G10H08D05M01W03 | 9.83 | 0 | 0.65 | 12.73 | 23.21 | 0 | 270.7296 | 293.37 | 1 | 0.38468 | 2
7592 | 05E24G10H08D06M01W02 | 8.78 | 0 | 0.65 | 17.5 | 26.93 | 0 | 252.2707 | 347.34 | 1 | 0.28606 | 1
7593 | 05E24G10H08D06M01W03 | 8.78 | 0 | 0.65 | 12.73 | 22.16 | 0 | 252.2707 | 280.98 | 1 | 0.41251 | 2
7594 | 05E24G10H08D07M01W02 | 10.09 | 0 | 0.65 | 17.5 | 28.24 | 0 | 274.8315 | 362.88 | 1 | 0.25133 | 1
7595 | 05E24G10H08D07M01W03 | 10.09 | 0 | 0.65 | 12.73 | 23.47 | 0 | 274.8315 | 296.52 | 1 | 0.37778 | 2
7596 | 05E24G10H08D07M01W04 | 10.09 | 0 | 0.65 | 9.23 | 19.97 | 0 | 274.8315 | 248.01 | 1 | 0.47057 | 2
7597 | 05E24G10H08D07M02W02 | 9.96 | 0 | 0.65 | 17.5 | 28.11 | 0 | 272.7805 | 361.2 | 1 | 0.25477 | 1
7598 | 05E24G10H09D05M01W02 | 9.46 | 0 | 0.65 | 17.5 | 27.61 | 0 | 270.7296 | 354.9 | 1 | 0.26803 | 1
7599 | 05E24G10H09D05M01W03 | 9.46 | 0 | 0.65 | 12.73 | 22.84 | 0 | 270.7296 | 288.54 | 1 | 0.39449 | 2
7600 | 05E24G10H09D07M01W02 | 9.71 | 0 | 0.65 | 17.5 | 27.86 | 0 | 274.8315 | 357.84 | 1 | 0.2614 | 1
7601 | 05E24G10H09D07M01W03 | 9.71 | 0 | 0.65 | 12.73 | 23.09 | 0 | 274.8315 | 291.48 | 1 | 0.38786 | 2
7602 | 05E24G10H09D07M01W04 | 9.71 | 0 | 0.65 | 9.23 | 19.59 | 0 | 274.8315 | 242.97 | 1 | 0.48065 | 2
7603 | 05E24G10H09D07M02W02 | 9.59 | 0 | 0.65 | 17.5 | 27.74 | 0 | 272.7805 | 356.16 | 1 | 0.26458 | 1
7604 | 05E24G10H10D05M01W02 | 11.16 | 0 | 0.65 | 17.5 | 29.31 | 0 | 270.7296 | 377.37 | 1 | 0.22296 | 1
7605 | 05E24G10H10D05M01W03 | 11.16 | 0 | 0.65 | 12.73 | 24.54 | 0 | 270.7296 | 311.01 | 1 | 0.34942 | 1
7606 | 05E24G10H10D07M01W02 | 11.46 | 0 | 0.65 | 17.5 | 29.61 | 0 | 274.8315 | 380.94 | 1 | 0.21501 | 1
7607 | 05E24G10H10D07M01W03 | 11.46 | 0 | 0.65 | 12.73 | 24.84 | 0 | 274.8315 | 314.58 | 1 | 0.34146 | 1
7608 | 05E24G10H10D07M01W04 | 11.46 | 0 | 0.65 | 9.23 | 21.34 | 0 | 274.8315 | 266.07 | 1 | 0.43425 | 2
7609 | 05E24G10H10D07M02W02 | 11.31 | 0 | 0.65 | 17.5 | 29.46 | 0 | 272.7805 | 378.84 | 1 | 0.21898 | 1
7610 | 05E24G10H11D05M01W02 | 11.16 | 0 | 0.65 | 17.5 | 29.31 | 0 | 270.7296 | 377.37 | 1 | 0.22296 | 1
7611 | 05E24G10H11D05M01W03 | 11.16 | 0 | 0.65 | 12.73 | 24.54 | 0 | 270.7296 | 311.01 | 1 | 0.34942 | 1
7612 | 05E24G10H11D06M01W02 | 9.97 | 0 | 0.65 | 17.5 | 28.12 | 0 | 252.2707 | 362.88 | 1 | 0.25451 | 1
7613 | 05E24G10H11D06M01W03 | 9.97 | 0 | 0.65 | 12.73 | 23.35 | 0 | 252.2707 | 296.52 | 1 | 0.38097 | 2
7614 | 05E24G10H11D07M01W02 | 11.46 | 0 | 0.65 | 17.5 | 29.61 | 0 | 274.8315 | 380.94 | 1 | 0.21501 | 1
7615 | 05E24G10H11D07M01W03 | 11.46 | 0 | 0.65 | 12.73 | 24.84 | 0 | 274.8315 | 314.58 | 1 | 0.34146 | 1
7616 | 05E24G10H11D07M01W04 | 11.46 | 0 | 0.65 | 9.23 | 21.34 | 0 | 274.8315 | 266.07 | 1 | 0.43425 | 2
7617 | 05E24G10H11D07M02W02 | 11.31 | 0 | 0.65 | 17.5 | 29.46 | 0 | 272.7805 | 378.84 | 1 | 0.21898 | 1
7618 | 05E24G10H12D05M01W02 | 9.71 | 0 | 0.65 | 17.5 | 27.86 | 0 | 223.557 | 361.62 | 1 | 0.2614 | 1
7619 | 05E24G10H12D05M01W03 | 9.71 | 0 | 0.65 | 12.73 | 23.09 | 0 | 223.557 | 295.26 | 1 | 0.38786 | 2
7620 | 05E24G10H12D07M01W02 | 9.96 | 0 | 0.65 | 17.5 | 28.11 | 0 | 225.608 | 364.77 | 1 | 0.25477 | 1
7621 | 05E24G10H12D07M01W03 | 9.96 | 0 | 0.65 | 12.73 | 23.34 | 0 | 225.608 | 298.41 | 1 | 0.38123 | 2
7622 | 05E24G10H12D07M01W04 | 9.96 | 0 | 0.65 | 9.23 | 19.84 | 0 | 225.608 | 249.9 | 1 | 0.47402 | 2
7623 | 05E24G10H12D07M02W02 | 9.83 | 0 | 0.65 | 17.5 | 27.98 | 0 | 223.557 | 362.88 | 1 | 0.25822 | 1
7624 | 05E24G10H13D05M01W02 | 9.71 | 0 | 0.65 | 17.5 | 27.86 | 0 | 223.557 | 361.62 | 1 | 0.2614 | 1
7625 | 05E24G10H13D05M01W03 | 9.71 | 0 | 0.65 | 12.73 | 23.09 | 0 | 223.557 | 295.26 | 1 | 0.38786 | 2
7626 | 05E24G10H13D07M01W02 | 9.96 | 0 | 0.65 | 17.5 | 28.11 | 0 | 225.608 | 364.77 | 1 | 0.25477 | 1
7627 | 05E24G10H13D07M01W03 | 9.96 | 0 | 0.65 | 12.73 | 23.34 | 0 | 225.608 | 298.41 | 1 | 0.38123 | 2
7628 | 05E24G10H13D07M01W04 | 9.96 | 0 | 0.65 | 9.23 | 19.84 | 0 | 225.608 | 249.9 | 1 | 0.47402 | 2
7629 | 05E24G10H13D07M02W02 | 9.83 | 0 | 0.65 | 17.5 | 27.98 | 0 | 223.557 | 362.88 | 1 | 0.25822 | 1
7630 | 05E24G10H14D05M01W02 | 11.16 | 0 | 0.65 | 17.5 | 29.31 | 0 | 270.7296 | 377.37 | 1 | 0.22296 | 1
7631 | 05E24G10H14D05M01W03 | 11.16 | 0 | 0.65 | 12.73 | 24.54 | 0 | 270.7296 | 311.01 | 1 | 0.34942 | 1
7632 | 05E24G10H14D07M01W02 | 11.46 | 0 | 0.65 | 17.5 | 29.61 | 0 | 274.8315 | 380.94 | 1 | 0.21501 | 1
7633 | 05E24G10H14D07M01W03 | 11.46 | 0 | 0.65 | 12.73 | 24.84 | 0 | 274.8315 | 314.58 | 1 | 0.34146 | 1
7634 | 05E24G10H14D07M01W04 | 11.46 | 0 | 0.65 | 9.23 | 21.34 | 0 | 274.8315 | 266.07 | 1 | 0.43425 | 2
7635 | 05E24G10H14D07M02W02 | 11.31 | 0 | 0.65 | 17.5 | 29.46 | 0 | 272.7805 | 378.84 | 1 | 0.21898 | 1
7636 | 05E24G12H07D04M01W02 | 8 | 0.98 | 0.65 | 17.5 | 27.13 | 0.77778 | 293.2904 | 338.1 | 0.61265 | 0.28075 | 1
7637 | 05E24G12H07D05M01W02 | 7 | 0.84 | 0.65 | 17.5 | 25.99 | 0.62222 | 268.6786 | 326.34 | 0.66798 | 0.31098 | 1
7638 | 05E24G12H07D05M01W03 | 7 | 0.84 | 0.65 | 12.73 | 21.22 | 0.62222 | 268.6786 | 259.98 | 0.66798 | 0.43743 | 2
7639 | 05E24G12H07D06M01W02 | 6.28 | 0.76 | 0.65 | 17.5 | 25.19 | 0.62222 | 254.3217 | 317.73 | 0.6996 | 0.33218 | 1
7640 | 05E24G12H07D06M01W03 | 6.28 | 0.76 | 0.65 | 12.73 | 20.42 | 0.62222 | 254.3217 | 251.37 | 0.6996 | 0.45864 | 2
7641 | 05E24G12H07D07M01W02 | 7.19 | 0.86 | 0.65 | 17.5 | 26.2 | 0.7 | 272.7805 | 328.44 | 0.66008 | 0.30541 | 1
7642 | 05E24G12H07D07M01W03 | 7.19 | 0.86 | 0.65 | 12.73 | 21.43 | 0.7 | 272.7805 | 262.08 | 0.66008 | 0.43187 | 2
7643 | 05E24G12H07D07M01W04 | 7.19 | 0.86 | 0.65 | 9.23 | 17.93 | 0.7 | 272.7805 | 213.57 | 0.66008 | 0.52466 | 2
7644 | 05E24G12H07D07M02W02 | 6.75 | 0.58 | 0.65 | 17.5 | 25.48 | 0.46667 | 246.1178 | 323.19 | 0.77075 | 0.3245 | 1
7645 | 05E24G12H08D05M01W02 | 6.16 | 0.84 | 0.65 | 17.5 | 25.15 | 0.62222 | 268.6786 | 315.42 | 0.66798 | 0.33324 | 1
7646 | 05E24G12H08D05M01W03 | 6.16 | 0.84 | 0.65 | 12.73 | 20.38 | 0.62222 | 268.6786 | 249.06 | 0.66798 | 0.4597 | 2
7647 | 05E24G12H08D06M01W02 | 5.53 | 0.76 | 0.65 | 17.5 | 24.44 | 0.62222 | 254.3217 | 307.86 | 0.6996 | 0.35207 | 2
7648 | 05E24G12H08D06M01W03 | 5.53 | 0.76 | 0.65 | 12.73 | 19.67 | 0.62222 | 254.3217 | 241.5 | 0.6996 | 0.47853 | 2
7649 | 05E24G12H08D07M01W02 | 6.33 | 0.86 | 0.65 | 17.5 | 25.34 | 0.7 | 272.7805 | 317.31 | 0.66008 | 0.32821 | 1
7650 | 05E24G12H08D07M01W03 | 6.33 | 0.86 | 0.65 | 12.73 | 20.57 | 0.7 | 272.7805 | 250.95 | 0.66008 | 0.45467 | 2
7651 | 05E24G12H08D07M01W04 | 6.33 | 0.86 | 0.65 | 9.23 | 17.07 | 0.7 | 272.7805 | 202.44 | 0.66008 | 0.54745 | 2
7652 | 05E24G12H08D07M02W02 | 5.95 | 0.58 | 0.65 | 17.5 | 24.68 | 0.46667 | 246.1178 | 312.69 | 0.77075 | 0.34571 | 1
7653 | 05E24G12H09D05M01W02 | 5.93 | 0.84 | 0.65 | 17.5 | 24.92 | 0.62222 | 268.6786 | 312.48 | 0.66798 | 0.33934 | 1
7654 | 05E24G12H09D05M01W03 | 5.93 | 0.84 | 0.65 | 12.73 | 20.15 | 0.62222 | 268.6786 | 246.12 | 0.66798 | 0.4658 | 2
7655 | 05E24G12H09D07M01W02 | 6.09 | 0.86 | 0.65 | 17.5 | 25.1 | 0.7 | 272.7805 | 314.16 | 0.66008 | 0.33457 | 1
7656 | 05E24G12H09D07M01W03 | 6.09 | 0.86 | 0.65 | 12.73 | 20.33 | 0.7 | 272.7805 | 247.8 | 0.66008 | 0.46103 | 2
7657 | 05E24G12H09D07M01W04 | 6.09 | 0.86 | 0.65 | 9.23 | 16.83 | 0.7 | 272.7805 | 199.29 | 0.66008 | 0.55382 | 2
7658 | 05E24G12H09D07M02W02 | 5.73 | 0.58 | 0.65 | 17.5 | 24.46 | 0.46667 | 246.1178 | 309.75 | 0.77075 | 0.35154 | 2
7659 | 05E24G12H10D05M01W02 | 7 | 0.78 | 0.65 | 17.5 | 25.93 | 0.62222 | 264.5766 | 326.34 | 0.6917 | 0.31257 | 1
7660 | 05E24G12H10D05M01W03 | 7 | 0.78 | 0.65 | 12.73 | 21.16 | 0.62222 | 264.5766 | 259.98 | 0.6917 | 0.43902 | 2
7661 | 05E24G12H10D07M01W02 | 7.19 | 0.8 | 0.65 | 17.5 | 26.14 | 0.62222 | 268.6786 | 328.44 | 0.68379 | 0.307 | 1
7662 | 05E24G12H10D07M01W03 | 7.19 | 0.8 | 0.65 | 12.73 | 21.37 | 0.62222 | 268.6786 | 262.08 | 0.68379 | 0.43346 | 2
7663 | 05E24G12H10D07M01W04 | 7.19 | 0.8 | 0.65 | 9.23 | 17.87 | 0.62222 | 268.6786 | 213.57 | 0.68379 | 0.52625 | 2
7664 | 05E24G12H10D07M02W02 | 6.75 | 0.54 | 0.65 | 17.5 | 25.44 | 0.46667 | 244.0668 | 323.19 | 0.78656 | 0.32556 | 1
7665 | 05E24G12H11D05M01W02 | 7 | 0.78 | 0.65 | 17.5 | 25.93 | 0.62222 | 264.5766 | 326.34 | 0.6917 | 0.31257 | 1
7666 | 05E24G12H11D05M01W03 | 7 | 0.78 | 0.65 | 12.73 | 21.16 | 0.62222 | 264.5766 | 259.98 | 0.6917 | 0.43902 | 2
7667 | 05E24G12H11D06M01W02 | 6.28 | 0.71 | 0.65 | 17.5 | 25.14 | 0.54444 | 250.2197 | 317.73 | 0.71937 | 0.33351 | 1
7668 | 05E24G12H11D06M01W03 | 6.28 | 0.71 | 0.65 | 12.73 | 20.37 | 0.54444 | 250.2197 | 251.37 | 0.71937 | 0.45997 | 2
7669 | 05E24G12H11D07M01W02 | 7.19 | 0.8 | 0.65 | 17.5 | 26.14 | 0.62222 | 268.6786 | 328.44 | 0.68379 | 0.307 | 1
7670 | 05E24G12H11D07M01W03 | 7.19 | 0.8 | 0.65 | 12.73 | 21.37 | 0.62222 | 268.6786 | 262.08 | 0.68379 | 0.43346 | 2
7671 | 05E24G12H11D07M01W04 | 7.19 | 0.8 | 0.65 | 9.23 | 17.87 | 0.62222 | 268.6786 | 213.57 | 0.68379 | 0.52625 | 2
7672 | 05E24G12H11D07M02W02 | 6.75 | 0.54 | 0.65 | 17.5 | 25.44 | 0.46667 | 244.0668 | 323.19 | 0.78656 | 0.32556 | 1
7673 | 05E24G12H12D05M01W02 | 6.09 | 0.65 | 0.65 | 17.5 | 24.89 | 0.54444 | 225.608 | 316.47 | 0.74308 | 0.34014 | 1
7674 | 05E24G12H12D05M01W03 | 6.09 | 0.65 | 0.65 | 12.73 | 20.12 | 0.54444 | 225.608 | 250.11 | 0.74308 | 0.4666 | 2
7675 | 05E24G12H12D07M01W02 | 6.25 | 0.67 | 0.65 | 17.5 | 25.07 | 0.54444 | 229.7099 | 318.36 | 0.73518 | 0.33537 | 1
7676 | 05E24G12H12D07M01W03 | 6.25 | 0.67 | 0.65 | 12.73 | 20.3 | 0.54444 | 229.7099 | 252 | 0.73518 | 0.46182 | 2
7677 | 05E24G12H12D07M01W04 | 6.25 | 0.67 | 0.65 | 9.23 | 16.8 | 0.54444 | 229.7099 | 203.49 | 0.73518 | 0.55461 | 2
7678 | 05E24G12H12D07M02W02 | 5.87 | 0.45 | 0.65 | 17.5 | 24.47 | 0.38889 | 207.1491 | 313.74 | 0.82213 | 0.35127 | 2
7679 | 05E24G12H13D05M01W02 | 6.09 | 0.57 | 0.65 | 17.5 | 24.81 | 0.46667 | 219.455 | 316.47 | 0.7747 | 0.34226 | 1
7680 | 05E24G12H13D05M01W03 | 6.09 | 0.57 | 0.65 | 12.73 | 20.04 | 0.46667 | 219.455 | 250.11 | 0.7747 | 0.46872 | 2
7681 | 05E24G12H13D07M01W02 | 6.25 | 0.59 | 0.65 | 17.5 | 24.99 | 0.46667 | 223.557 | 318.36 | 0.7668 | 0.33749 | 1
7682 | 05E24G12H13D07M01W03 | 6.25 | 0.59 | 0.65 | 12.73 | 20.22 | 0.46667 | 223.557 | 252 | 0.7668 | 0.46394 | 2
7683 | 05E24G12H13D07M01W04 | 6.25 | 0.59 | 0.65 | 9.23 | 16.72 | 0.46667 | 223.557 | 203.49 | 0.7668 | 0.55673 | 2
7684 | 05E24G12H13D07M02W02 | 5.87 | 0.4 | 0.65 | 17.5 | 24.42 | 0.31111 | 203.0472 | 313.74 | 0.8419 | 0.3526 | 2
7685 | 05E24G12H14D05M01W02 | 7 | 0.69 | 0.65 | 17.5 | 25.84 | 0.54444 | 258.4237 | 326.34 | 0.72727 | 0.31495 | 1
7686 | 05E24G12H14D05M01W03 | 7 | 0.69 | 0.65 | 12.73 | 21.07 | 0.54444 | 258.4237 | 259.98 | 0.72727 | 0.44141 | 2
7687 | 05E24G12H14D07M01W02 | 7.19 | 0.7 | 0.65 | 17.5 | 26.04 | 0.54444 | 260.4747 | 328.44 | 0.72332 | 0.30965 | 1
7688 | 05E24G12H14D07M01W03 | 7.19 | 0.7 | 0.65 | 12.73 | 21.27 | 0.54444 | 260.4747 | 262.08 | 0.72332 | 0.43611 | 2
7689 | 05E24G12H14D07M01W04 | 7.19 | 0.7 | 0.65 | 9.23 | 17.77 | 0.54444 | 260.4747 | 213.57 | 0.72332 | 0.5289 | 2
7690 | 05E24G12H14D07M02W02 | 6.75 | 0.48 | 0.65 | 17.5 | 25.38 | 0.38889 | 237.9139 | 323.19 | 0.81028 | 0.32715 | 1
7691 | 05E25G09H07D04M01W02 | 13.94 | 1.55 | 0.65 | 17.5 | 33.64 | 1.1667 | 420.4512 | 410.13 | 0.38735 | 0.10817
7692 | 05E25G09H07D05M01W02 | 11.76 | 1.23 | 0.65 | 17.5 | 31.14 | 0.93333 | 367.1257 | 383.88 | 0.51383 | 0.17444 | 1
7693 | 05E25G09H07D05M01W03 | 11.76 | 1.23 | 0.65 | 12.73 | 26.37 | 0.93333 | 367.1257 | 317.52 | 0.51383 | 0.3009 | 1
7694 | 05E25G09H07D06M01W02 | 10.76 | 1.08 | 0.65 | 17.5 | 29.99 | 0.85556 | 340.4629 | 371.91 | 0.57312 | 0.20493 | 1
7695 | 05E25G09H07D06M01W03 | 10.76 | 1.08 | 0.65 | 12.73 | 25.22 | 0.85556 | 340.4629 | 305.55 | 0.57312 | 0.33139 | 1
7696 | 05E25G09H07D07M01W02 | 12.02 | 1.28 | 0.65 | 17.5 | 31.45 | 1.0111 | 375.3296 | 386.82 | 0.49407 | 0.16622 | 1
7697 | 05E25G09H07D07M01W03 | 12.02 | 1.28 | 0.65 | 12.73 | 26.68 | 1.0111 | 375.3296 | 320.46 | 0.49407 | 0.29268 | 1
7698 | 05E25G09H07D07M01W04 | 12.02 | 1.28 | 0.65 | 9.23 | 23.18 | 1.0111 | 375.3296 | 271.95 | 0.49407 | 0.38547 | 2
7699 | 05E25G09H07D07M02W02 | 11.47 | 0.81 | 0.65 | 17.5 | 30.43 | 0.77778 | 334.31 | 379.89 | 0.67984 | 0.19327 | 1
7700 | 05E25G09H08D05M01W02 | 10.36 | 1.23 | 0.65 | 17.5 | 29.74 | 0.93333 | 367.1257 | 365.61 | 0.51383 | 0.21156 | 1
7701 | 05E25G09H08D05M01W03 | 10.36 | 1.23 | 0.65 | 12.73 | 24.97 | 0.93333 | 367.1257 | 299.25 | 0.51383 | 0.33802 | 1
7702 | 05E25G09H08D06M01W02 | 9.48 | 1.08 | 0.65 | 17.5 | 28.71 | 0.85556 | 340.4629 | 355.11 | 0.57312 | 0.23887 | 1
7703 | 05E25G09H08D06M01W03 | 9.48 | 1.08 | 0.65 | 12.73 | 23.94 | 0.85556 | 340.4629 | 288.75 | 0.57312 | 0.36532 | 2
7704 | 05E25G09H08D07M01W02 | 10.59 | 1.28 | 0.65 | 17.5 | 30.02 | 1.0111 | 375.3296 | 368.13 | 0.49407 | 0.20414 | 1
7705 | 05E25G09H08D07M01W03 | 10.59 | 1.28 | 0.65 | 12.73 | 25.25 | 1.0111 | 375.3296 | 301.77 | 0.49407 | 0.33059 | 1
7706 | 05E25G09H08D07M01W04 | 10.59 | 1.28 | 0.65 | 9.23 | 21.75 | 1.0111 | 375.3296 | 253.26 | 0.49407 | 0.42338 | 2
7707 | 05E25G09H08D07M02W02 | 10.1 | 0.81 | 0.65 | 17.5 | 29.06 | 0.77778 | 334.31 | 362.04 | 0.67984 | 0.22959 | 1
7708 | 05E25G09H09D05M01W02 | 9.97 | 1.23 | 0.65 | 17.5 | 29.35 | 0.93333 | 367.1257 | 360.36 | 0.51383 | 0.2219 | 1
7709 | 05E25G09H09D05M01W03 | 9.97 | 1.23 | 0.65 | 12.73 | 24.58 | 0.93333 | 367.1257 | 294 | 0.51383 | 0.34836 | 1
7710 | 05E25G09H09D07M01W02 | 10.19 | 1.28 | 0.65 | 17.5 | 29.62 | 1.0111 | 375.3296 | 362.88 | 0.49407 | 0.21474 | 1
7711 | 05E25G09H09D07M01W03 | 10.19 | 1.28 | 0.65 | 12.73 | 24.85 | 1.0111 | 375.3296 | 296.52 | 0.49407 | 0.3412 | 1
7712 | 05E25G09H09D07M01W04 | 10.19 | 1.28 | 0.65 | 9.23 | 21.35 | 1.0111 | 375.3296 | 248.01 | 0.49407 | 0.43399 | 2
7713 | 05E25G09H09D07M02W02 | 9.72 | 0.81 | 0.65 | 17.5 | 28.68 | 0.77778 | 334.31 | 357.21 | 0.67984 | 0.23966 | 1
7714 | 05E25G09H10D05M01W02 | 11.76 | 1.15 | 0.65 | 17.5 | 31.06 | 0.85556 | 360.9728 | 383.88 | 0.54545 | 0.17656 | 1
7715 | 05E25G09H10D05M01W03 | 11.76 | 1.15 | 0.65 | 12.73 | 26.29 | 0.85556 | 360.9728 | 317.52 | 0.54545 | 0.30302 | 1
7716 | 05E25G09H10D07M01W02 | 12.02 | 1.2 | 0.65 | 17.5 | 31.37 | 0.93333 | 369.1767 | 386.82 | 0.52569 | 0.16835 | 1
7717 | 05E25G09H10D07M01W03 | 12.02 | 1.2 | 0.65 | 12.73 | 26.6 | 0.93333 | 369.1767 | 320.46 | 0.52569 | 0.2948 | 1
7718 | 05E25G09H10D07M01W04 | 12.02 | 1.2 | 0.65 | 9.23 | 23.1 | 0.93333 | 369.1767 | 271.95 | 0.52569 | 0.38759 | 2
7719 | 05E25G09H10D07M02W02 | 11.47 | 0.76 | 0.65 | 17.5 | 30.38 | 0.7 | 330.208 | 379.89 | 0.6996 | 0.19459 | 1
7720 | 05E25G09H11D05M01W02 | 11.76 | 1.15 | 0.65 | 17.5 | 31.06 | 0.85556 | 360.9728 | 383.88 | 0.54545 | 0.17656 | 1
7721 | 05E25G09H11D05M01W03 | 11.76 | 1.15 | 0.65 | 12.73 | 26.29 | 0.85556 | 360.9728 | 317.52 | 0.54545 | 0.30302 | 1
7722 | 05E25G09H11D06M01W02 | 10.76 | 1.01 | 0.65 | 17.5 | 29.92 | 0.77778 | 336.361 | 371.91 | 0.60079 | 0.20679 | 1
7723 | 05E25G09H11D06M01W03 | 10.76 | 1.01 | 0.65 | 12.73 | 25.15 | 0.77778 | 336.361 | 305.55 | 0.60079 | 0.33324 | 1
7724 | 05E25G09H11D07M01W02 | 12.02 | 1.19 | 0.65 | 17.5 | 31.36 | 0.93333 | 369.1767 | 386.82 | 0.52964 | 0.16861 | 1
7725 | 05E25G09H11D07M01W03 | 12.02 | 1.19 | 0.65 | 12.73 | 26.59 | 0.93333 | 369.1767 | 320.46 | 0.52964 | 0.29507 | 1
7726 | 05E25G09H11D07M01W04 | 12.02 | 1.19 | 0.65 | 9.23 | 23.09 | 0.93333 | 369.1767 | 271.95 | 0.52964 | 0.38786 | 2
7727 | 05E25G09H11D07M02W02 | 11.47 | 0.76 | 0.65 | 17.5 | 30.38 | 0.7 | 330.208 | 379.89 | 0.6996 | 0.19459 | 1
7728 | 05E25G09H12D05M01W02 | 10.23 | 0.96 | 0.65 | 17.5 | 29.34 | 0.77778 | 299.4433 | 367.29 | 0.62055 | 0.22216 | 1
7729 | 05E25G09H12D05M01W03 | 10.23 | 0.96 | 0.65 | 12.73 | 24.57 | 0.77778 | 299.4433 | 300.93 | 0.62055 | 0.34862 | 1
7730 | 05E25G09H12D07M01W02 | 10.45 | 0.99 | 0.65 | 17.5 | 29.59 | 0.77778 | 303.5453 | 370.02 | 0.6087 | 0.21554 | 1
7731 | 05E25G09H12D07M01W03 | 10.45 | 0.99 | 0.65 | 12.73 | 24.82 | 0.77778 | 303.5453 | 303.66 | 0.6087 | 0.34199 | 1
7732 | 05E25G09H12D07M01W04 | 10.45 | 0.99 | 0.65 | 9.23 | 21.32 | 0.77778 | 303.5453 | 255.15 | 0.6087 | 0.43478 | 2
7733 | 05E25G09H12D07M02W02 | 9.97 | 0.63 | 0.65 | 17.5 | 28.75 | 0.62222 | 272.7805 | 363.93 | 0.75099 | 0.2378 | 1
7734 | 05E25G09H13D05M01W02 | 10.23 | 0.84 | 0.65 | 17.5 | 29.22 | 0.62222 | 289.1884 | 367.29 | 0.66798 | 0.22534 | 1
7735 | 05E25G09H13D05M01W03 | 10.23 | 0.84 | 0.65 | 12.73 | 24.45 | 0.62222 | 289.1884 | 300.93 | 0.66798 | 0.3518 | 2
7736 | 05E25G09H13D07M01W02 | 10.45 | 0.87 | 0.65 | 17.5 | 29.47 | 0.7 | 293.2904 | 370.02 | 0.65613 | 0.21872 | 1
7737 | 05E25G09H13D07M01W03 | 10.45 | 0.87 | 0.65 | 12.73 | 24.7 | 0.7 | 293.2904 | 303.66 | 0.65613 | 0.34517 | 1
7738 | 05E25G09H13D07M01W04 | 10.45 | 0.87 | 0.65 | 9.23 | 21.2 | 0.7 | 293.2904 | 255.15 | 0.65613 | 0.43796 | 2
7739 | 05E25G09H13D07M02W02 | 9.97 | 0.55 | 0.65 | 17.5 | 28.67 | 0.54444 | 266.6276 | 363.93 | 0.78261 | 0.23993 | 1
7740 | 05E25G09H14D05M01W02 | 11.76 | 1.01 | 0.65 | 17.5 | 30.92 | 0.77778 | 350.7178 | 383.88 | 0.60079 | 0.18028 | 1
7741 | 05E25G09H14D05M01W03 | 11.76 | 1.01 | 0.65 | 12.73 | 26.15 | 0.77778 | 350.7178 | 317.52 | 0.60079 | 0.30673 | 1
7742 | 05E25G09H14D07M01W02 | 12.02 | 1.05 | 0.65 | 17.5 | 31.22 | 0.77778 | 358.9218 | 386.82 | 0.58498 | 0.17232 | 1
7743 | 05E25G09H14D07M01W03 | 12.02 | 1.05 | 0.65 | 12.73 | 26.45 | 0.77778 | 358.9218 | 320.46 | 0.58498 | 0.29878 | 1
7744 | 05E25G09H14D07M01W04 | 12.02 | 1.05 | 0.65 | 9.23 | 22.95 | 0.77778 | 358.9218 | 271.95 | 0.58498 | 0.39157 | 2
7745 | 05E25G09H14D07M02W02 | 11.47 | 0.67 | 0.65 | 17.5 | 30.29 | 0.62222 | 324.0551 | 379.89 | 0.73518 | 0.19698 | 1
7746 | 05E25G10H07D04M01W02 | 19.35 | 0.05 | 0.65 | 17.5 | 37.55 | 0.15556 | 401.9924 | 476.49 | 0.98024 | 0.0045069
7747 | 05E25G10H07D05M01W02 | 16.58 | 0.04 | 0.65 | 17.5 | 34.77 | 0.15556 | 358.9218 | 442.89 | 0.98419 | 0.078208
7748 | 05E25G10H07D05M01W03 | 16.58 | 0.04 | 0.65 | 12.73 | 30 | 0.15556 | 358.9218 | 376.53 | 0.98419 | 0.20467 | 1
7749 | 05E25G10H07D06M01W02 | 15.19 | 0.04 | 0.65 | 17.5 | 33.38 | 0.15556 | 334.31 | 426.3 | 0.98419 | 0.11506
7750 | 05E25G10H07D06M01W03 | 15.19 | 0.04 | 0.65 | 12.73 | 28.61 | 0.15556 | 334.31 | 359.94 | 0.98419 | 0.24152 | 1
7751 | 05E25G10H07D07M01W02 | 16.92 | 0.04 | 0.65 | 17.5 | 35.11 | 0.15556 | 363.0237 | 446.88 | 0.98419 | 0.069194
7752 | 05E25G10H07D07M01W03 | 16.92 | 0.04 | 0.65 | 12.73 | 30.34 | 0.15556 | 363.0237 | 380.52 | 0.98419 | 0.19565 | 1
7753 | 05E25G10H07D07M01W04 | 16.92 | 0.04 | 0.65 | 9.23 | 26.84 | 0.15556 | 363.0237 | 332.01 | 0.98419 | 0.28844 | 1
7754 | 05E25G10H07D07M02W02 | 16.63 | 0.02 | 0.65 | 17.5 | 34.8 | 0.077778 | 356.8708 | 443.31 | 0.99209 | 0.077413
7755 | 05E25G10H08D05M01W02 | 14.6 | 0.04 | 0.65 | 17.5 | 32.79 | 0.15556 | 358.9218 | 416.85 | 0.98419 | 0.1307
7756 | 05E25G10H08D05M01W03 | 14.6 | 0.04 | 0.65 | 12.73 | 28.02 | 0.15556 | 358.9218 | 350.49 | 0.98419 | 0.25716 | 1
7757 | 05E25G10H08D06M01W02 | 13.37 | 0.04 | 0.65 | 17.5 | 31.56 | 0.15556 | 334.31 | 402.36 | 0.98419 | 0.16331 | 1
7758 | 05E25G10H08D06M01W03 | 13.37 | 0.04 | 0.65 | 12.73 | 26.79 | 0.15556 | 334.31 | 336 | 0.98419 | 0.28977 | 1
7759 | 05E25G10H08D07M01W02 | 14.9 | 0.04 | 0.65 | 17.5 | 33.09 | 0.15556 | 363.0237 | 420.42 | 0.98419 | 0.12275
7760 | 05E25G10H08D07M01W03 | 14.9 | 0.04 | 0.65 | 12.73 | 28.32 | 0.15556 | 363.0237 | 354.06 | 0.98419 | 0.2492 | 1
7761 | 05E25G10H08D07M01W04 | 14.9 | 0.04 | 0.65 | 9.23 | 24.82 | 0.15556 | 363.0237 | 305.55 | 0.98419 | 0.34199 | 1
7762 | 05E25G10H08D07M02W02 | 14.65 | 0.02 | 0.65 | 17.5 | 32.82 | 0.077778 | 356.8708 | 417.06 | 0.99209 | 0.1299
7763 | 05E25G10H09D05M01W02 | 14.05 | 0.04 | 0.65 | 17.5 | 32.24 | 0.15556 | 358.9218 | 409.5 | 0.98419 | 0.14528
7764 | 05E25G10H09D05M01W03 | 14.05 | 0.04 | 0.65 | 12.73 | 27.47 | 0.15556 | 358.9218 | 343.14 | 0.98419 | 0.27174 | 1
7765 | 05E25G10H09D07M01W02 | 14.34 | 0.04 | 0.65 | 17.5 | 32.53 | 0.15556 | 363.0237 | 413.07 | 0.98419 | 0.13759
7766 | 05E25G10H09D07M01W03 | 14.34 | 0.04 | 0.65 | 12.73 | 27.76 | 0.15556 | 363.0237 | 346.71 | 0.98419 | 0.26405 | 1
7767 | 05E25G10H09D07M01W04 | 14.34 | 0.04 | 0.65 | 9.23 | 24.26 | 0.15556 | 363.0237 | 298.2 | 0.98419 | 0.35684 | 2
7768 | 05E25G10H09D07M02W02 | 14.1 | 0.02 | 0.65 | 17.5 | 32.27 | 0.077778 | 356.8708 | 409.92 | 0.99209 | 0.14449
7769 | 05E25G10H10D05M01W02 | 16.58 | 0.04 | 0.65 | 17.5 | 34.77 | 0.15556 | 358.9218 | 442.89 | 0.98419 | 0.078208
7770 | 05E25G10H10D05M01W03 | 16.58 | 0.04 | 0.65 | 12.73 | 30 | 0.15556 | 358.9218 | 376.53 | 0.98419 | 0.20467 | 1
7771 | 05E25G10H10D07M01W02 | 16.92 | 0.04 | 0.65 | 17.5 | 35.11 | 0.15556 | 363.0237 | 446.88 | 0.98419 | 0.069194
7772 | 05E25G10H10D07M01W03 | 16.92 | 0.04 | 0.65 | 12.73 | 30.34 | 0.15556 | 363.0237 | 380.52 | 0.98419 | 0.19565 | 1
7773 | 05E25G10H10D07M01W04 | 16.92 | 0.04 | 0.65 | 9.23 | 26.84 | 0.15556 | 363.0237 | 332.01 | 0.98419 | 0.28844 | 1
7774 | 05E25G10H10D07M02W02 | 16.63 | 0.02 | 0.65 | 17.5 | 34.8 | 0.077778 | 356.8708 | 443.31 | 0.99209 | 0.077413
7775 | 05E25G10H11D05M01W02 | 16.58 | 0.04 | 0.65 | 17.5 | 34.77 | 0.15556 | 358.9218 | 442.89 | 0.98419 | 0.078208
7776 | 05E25G10H11D05M01W03 | 16.58 | 0.04 | 0.65 | 12.73 | 30 | 0.15556 | 358.9218 | 376.53 | 0.98419 | 0.20467 | 1
7777 | 05E25G10H11D06M01W02 | 15.19 | 0.03 | 0.65 | 17.5 | 33.37 | 0.15556 | 334.31 | 426.3 | 0.98814 | 0.11532
7778 | 05E25G10H11D06M01W03 | 15.19 | 0.03 | 0.65 | 12.73 | 28.6 | 0.15556 | 334.31 | 359.94 | 0.98814 | 0.24178 | 1
7779 | 05E25G10H11D07M01W02 | 16.92 | 0.04 | 0.65 | 17.5 | 35.11 | 0.15556 | 363.0237 | 446.88 | 0.98419 | 0.069194
7780 | 05E25G10H11D07M01W03 | 16.92 | 0.04 | 0.65 | 12.73 | 30.34 | 0.15556 | 363.0237 | 380.52 | 0.98419 | 0.19565 | 1
7781 | 05E25G10H11D07M01W04 | 16.92 | 0.04 | 0.65 | 9.23 | 26.84 | 0.15556 | 363.0237 | 332.01 | 0.98419 | 0.28844 | 1
7782 | 05E25G10H11D07M02W02 | 16.63 | 0.02 | 0.65 | 17.5 | 34.8 | 0.077778 | 356.8708 | 443.31 | 0.99209 | 0.077413
7783 | 05E25G10H12D05M01W02 | 14.4 | 0.03 | 0.65 | 17.5 | 32.58 | 0.15556 | 285.0864 | 419.37 | 0.98814 | 0.13627
7784 | 05E25G10H12D05M01W03 | 14.4 | 0.03 | 0.65 | 12.73 | 27.81 | 0.15556 | 285.0864 | 353.01 | 0.98814 | 0.26273 | 1
7785 | 05E25G10H12D07M01W02 | 14.7 | 0.03 | 0.65 | 17.5 | 32.88 | 0.15556 | 289.1884 | 422.94 | 0.98814 | 0.12831
7786 | 05E25G10H12D07M01W03 | 14.7 | 0.03 | 0.65 | 12.73 | 28.11 | 0.15556 | 289.1884 | 356.58 | 0.98814 | 0.25477 | 1
7787 | 05E25G10H12D07M01W04 | 14.7 | 0.03 | 0.65 | 9.23 | 24.61 | 0.15556 | 289.1884 | 308.07 | 0.98814 | 0.34756 | 1
7788 | 05E25G10H12D07M02W02 | 14.47 | 0.02 | 0.65 | 17.5 | 32.64 | 0.077778 | 287.1374 | 419.79 | 0.99209 | 0.13468
7789 | 05E25G10H13D05M01W02 | 14.4 | 0.03 | 0.65 | 17.5 | 32.58 | 0.077778 | 285.0864 | 419.37 | 0.98814 | 0.13627
7790 | 05E25G10H13D05M01W03 | 14.4 | 0.03 | 0.65 | 12.73 | 27.81 | 0.077778 | 285.0864 | 353.01 | 0.98814 | 0.26273 | 1
7791 | 05E25G10H13D07M01W02 | 14.7 | 0.03 | 0.65 | 17.5 | 32.88 | 0.077778 | 289.1884 | 422.94 | 0.98814 | 0.12831
7792 | 05E25G10H13D07M01W03 | 14.7 | 0.03 | 0.65 | 12.73 | 28.11 | 0.077778 | 289.1884 | 356.58 | 0.98814 | 0.25477 | 1
7793 | 05E25G10H13D07M01W04 | 14.7 | 0.03 | 0.65 | 9.23 | 24.61 | 0.077778 | 289.1884 | 308.07 | 0.98814 | 0.34756 | 1
7794 | 05E25G10H13D07M02W02 | 14.47 | 0.02 | 0.65 | 17.5 | 32.64 | 0.077778 | 287.1374 | 419.79 | 0.99209 | 0.13468
7795 | 05E25G10H14D05M01W02 | 16.58 | 0.03 | 0.65 | 17.5 | 34.76 | 0.15556 | 356.8708 | 442.89 | 0.98814 | 0.078473
7796 | 05E25G10H14D05M01W03 | 16.58 | 0.03 | 0.65 | 12.73 | 29.99 | 0.15556 | 356.8708 | 376.53 | 0.98814 | 0.20493 | 1
7797 | 05E25G10H14D07M01W02 | 16.92 | 0.04 | 0.65 | 17.5 | 35.11 | 0.15556 | 360.9728 | 446.88 | 0.98419 | 0.069194
7798 | 05E25G10H14D07M01W03 | 16.92 | 0.04 | 0.65 | 12.73 | 30.34 | 0.15556 | 360.9728 | 380.52 | 0.98419 | 0.19565 | 1
7799 | 05E25G10H14D07M01W04 | 16.92 | 0.04 | 0.65 | 9.23 | 26.84 | 0.15556 | 360.9728 | 332.01 | 0.98419 | 0.28844 | 1
7800 | 05E25G10H14D07M02W02 | 16.63 | 0.02 | 0.65 | 17.5 | 34.8 | 0.077778 | 356.8708 | 443.31 | 0.99209 | 0.077413
7801 | 05E25G12H07D04M01W02 | 14.84 | 2.55 | 0.65 | 17.5 | 35.54 | 1.6333 | 504.5415 | 421.05 | -0.0079051 | 0.057794
7802 | 05E25G12H07D05M01W02 | 12.57 | 2.05 | 0.65 | 17.5 | 32.77 | 1.4 | 436.8591 | 393.54 | 0.18972 | 0.13123
7803 | 05E25G12H07D05M01W03 | 12.57 | 2.05 | 0.65 | 12.73 | 28 | 1.4 | 436.8591 | 327.18 | 0.18972 | 0.25769 | 1
7804 | 05E25G12H07D06M01W02 | 11.55 | 1.81 | 0.65 | 17.5 | 31.51 | 1.2444 | 404.0434 | 381.36 | 0.28458 | 0.16463 | 1
7805 | 05E25G12H07D06M01W03 | 11.55 | 1.81 | 0.65 | 12.73 | 26.74 | 1.2444 | 404.0434 | 315 | 0.28458 | 0.29109 | 1
7806 | 05E25G12H07D07M01W02 | 12.83 | 2.12 | 0.65 | 17.5 | 33.1 | 1.4 | 445.063 | 396.69 | 0.16206 | 0.12248
7807 | 05E25G12H07D07M01W03 | 12.83 | 2.12 | 0.65 | 12.73 | 28.33 | 1.4 | 445.063 | 330.33 | 0.16206 | 0.24894 | 1
7808 | 05E25G12H07D07M01W04 | 12.83 | 2.12 | 0.65 | 9.23 | 24.83 | 1.4 | 445.063 | 281.82 | 0.16206 | 0.34173 | 1
7809 | 05E25G12H07D07M02W02 | 12.13 | 1.45 | 0.65 | 17.5 | 31.73 | 1.0889 | 387.6355 | 387.87 | 0.42688 | 0.1588 | 1
7810 | 05E25G12H08D05M01W02 | 11.07 | 2.05 | 0.65 | 17.5 | 31.27 | 1.4 | 436.8591 | 374.01 | 0.18972 | 0.171 | 1
7811 | 05E25G12H08D05M01W03 | 11.07 | 2.05 | 0.65 | 12.73 | 26.5 | 1.4 | 436.8591 | 307.65 | 0.18972 | 0.29745 | 1
7812 | 05E25G12H08D06M01W02 | 10.17 | 1.81 | 0.65 | 17.5 | 30.13 | 1.2444 | 404.0434 | 363.3 | 0.28458 | 0.20122 | 1
7813 | 05E25G12H08D06M01W03 | 10.17 | 1.81 | 0.65 | 12.73 | 25.36 | 1.2444 | 404.0434 | 296.94 | 0.28458 | 0.32768 | 1
7814 | 05E25G12H08D07M01W02 | 11.29 | 2.12 | 0.65 | 17.5 | 31.56 | 1.4 | 445.063 | 376.53 | 0.16206 | 0.16331 | 1
7815 | 05E25G12H08D07M01W03 | 11.29 | 2.12 | 0.65 | 12.73 | 26.79 | 1.4 | 445.063 | 310.17 | 0.16206 | 0.28977 | 1
7816 | 05E25G12H08D07M01W04 | 11.29 | 2.12 | 0.65 | 9.23 | 23.29 | 1.4 | 445.063 | 261.66 | 0.16206 | 0.38256 | 1
7817 | 05E25G12H08D07M02W02 | 10.68 | 1.45 | 0.65 | 17.5 | 30.28 | 1.0889 | 387.6355 | 368.97 | 0.42688 | 0.19724 | 1
7818 | 05E25G12H09D05M01W02 | 10.65 | 2.05 | 0.65 | 17.5 | 30.85 | 1.4 | 436.8591 | 368.55 | 0.18972 | 0.18213 | 1
7819 | 05E25G12H09D05M01W03 | 10.65 | 2.05 | 0.65 | 12.73 | 26.08 | 1.4 | 436.8591 | 302.19 | 0.18972 | 0.30859 | 1
7820 | 05E25G12H09D07M01W02 | 10.87 | 2.12 | 0.65 | 17.5 | 31.14 | 1.4 | 445.063 | 371.07 | 0.16206 | 0.17444 | 1
7821 | 05E25G12H09D07M01W03 | 10.87 | 2.12 | 0.65 | 12.73 | 26.37 | 1.4 | 445.063 | 304.71 | 0.16206 | 0.3009 | 1
7822 | 05E25G12H09D07M01W04 | 10.87 | 2.12 | 0.65 | 9.23 | 22.87 | 1.4 | 445.063 | 256.2 | 0.16206 | 0.39369 | 1
7823 | 05E25G12H09D07M02W02 | 10.28 | 1.45 | 0.65 | 17.5 | 29.88 | 1.0889 | 387.6355 | 363.72 | 0.42688 | 0.20785 | 1
7824 | 05E25G12H10D05M01W02 | 12.57 | 1.91 | 0.65 | 17.5 | 32.63 | 1.3222 | 426.6042 | 393.54 | 0.24506 | 0.13494
7825 | 05E25G12H10D05M01W03 | 12.57 | 1.91 | 0.65 | 12.73 | 27.86 | 1.3222 | 426.6042 | 327.18 | 0.24506 | 0.2614 | 1
7826 | 05E25G12H10D07M01W02 | 12.83 | 1.98 | 0.65 | 17.5 | 32.96 | 1.3222 | 434.8081 | 396.69 | 0.21739 | 0.12619
7827 | 05E25G12H10D07M01W03 | 12.83 | 1.98 | 0.65 | 12.73 | 28.19 | 1.3222 | 434.8081 | 330.33 | 0.21739 | 0.25265 | 1
7828 | 05E25G12H10D07M01W04 | 12.83 | 1.98 | 0.65 | 9.23 | 24.69 | 1.3222 | 434.8081 | 281.82 | 0.21739 | 0.34544 | 1
7829 | 05E25G12H10D07M02W02 | 12.13 | 1.35 | 0.65 | 17.5 | 31.63 | 1.0111 | 379.4316 | 387.87 | 0.4664 | 0.16145 | 1
7830 | 05E25G12H11D05M01W02 | 12.57 | 1.9 | 0.65 | 17.5 | 32.62 | 1.3222 | 426.6042 | 393.54 | 0.24901 | 0.13521
7831 | 05E25G12H11D05M01W03 | 12.57 | 1.9 | 0.65 | 12.73 | 27.85 | 1.3222 | 426.6042 | 327.18 | 0.24901 | 0.26166 | 1
7832 | 05E25G12H11D06M01W02 | 11.55 | 1.68 | 0.65 | 17.5 | 31.38 | 1.1667 | 395.8394 | 381.36 | 0.33597 | 0.16808 | 1
7833 | 05E25G12H11D06M01W03 | 11.55 | 1.68 | 0.65 | 12.73 | 26.61 | 1.1667 | 395.8394 | 315 | 0.33597 | 0.29454 | 1
7834 | 05E25G12H11D07M01W02 | 12.83 | 1.97 | 0.65 | 17.5 | 32.95 | 1.3222 | 434.8081 | 396.69 | 0.22134 | 0.12646
7835 | 05E25G12H11D07M01W03 | 12.83 | 1.97 | 0.65 | 12.73 | 28.18 | 1.3222 | 434.8081 | 330.33 | 0.22134 | 0.25292 | 1
7836 | 05E25G12H11D07M01W04 | 12.83 | 1.97 | 0.65 | 9.23 | 24.68 | 1.3222 | 434.8081 | 281.82 | 0.22134 | 0.34571 | 1
7837 | 05E25G12H11D07M02W02 | 12.13 | 1.34 | 0.65 | 17.5 | 31.62 | 1.0111 | 379.4316 | 387.87 | 0.47036 | 0.16172 | 1
7838 | 05E25G12H12D05M01W02 | 10.93 | 1.59 | 0.65 | 17.5 | 30.67 | 1.0889 | 350.7178 | 375.9 | 0.37154 | 0.1869 | 1
7839 | 05E25G12H12D05M01W03 | 10.93 | 1.59 | 0.65 | 12.73 | 25.9 | 1.0889 | 350.7178 | 309.54 | 0.37154 | 0.31336 | 1
7840 | 05E25G12H12D07M01W02 | 11.15 | 1.64 | 0.65 | 17.5 | 30.94 | 1.0889 | 356.8708 | 378.63 | 0.35178 | 0.17975 | 1
7841 | 05E25G12H12D07M01W03 | 11.15 | 1.64 | 0.65 | 12.73 | 26.17 | 1.0889 | 356.8708 | 312.27 | 0.35178 | 0.3062 | 1
7842 | 05E25G12H12D07M01W04 | 11.15 | 1.64 | 0.65 | 9.23 | 22.67 | 1.0889 | 356.8708 | 263.76 | 0.35178 | 0.39899 | 1
7843 | 05E25G12H12D07M02W02 | 10.54 | 1.12 | 0.65 | 17.5 | 29.81 | 0.85556 | 311.7492 | 370.86 | 0.55731 | 0.2097 | 1
7844 | 05E25G12H13D05M01W02 | 10.93 | 1.39 | 0.65 | 17.5 | 30.47 | 0.93333 | 336.361 | 375.9 | 0.45059 | 0.19221 | 1
7845 | 05E25G12H13D05M01W03 | 10.93 | 1.39 | 0.65 | 12.73 | 25.7 | 0.93333 | 336.361 | 309.54 | 0.45059 | 0.31866 | 1
7846 | 05E25G12H13D07M01W02 | 11.15 | 1.44 | 0.65 | 17.5 | 30.74 | 1.0111 | 342.5139 | 378.63 | 0.43083 | 0.18505 | 1
7847 | 05E25G12H13D07M01W03 | 11.15 | 1.44 | 0.65 | 12.73 | 25.97 | 1.0111 | 342.5139 | 312.27 | 0.43083 | 0.31151 | 1
7848 | 05E25G12H13D07M01W04 | 11.15 | 1.44 | 0.65 | 9.23 | 22.47 | 1.0111 | 342.5139 | 263.76 | 0.43083 | 0.40429 | 2
7849 | 05E25G12H13D07M02W02 | 10.54 | 0.98 | 0.65 | 17.5 | 29.67 | 0.7 | 303.5453 | 370.86 | 0.61265 | 0.21341 | 1
7850 | 05E25G12H14D05M01W02 | 12.57 | 1.68 | 0.65 | 17.5 | 32.4 | 1.1667 | 410.1963 | 393.54 | 0.33597 | 0.14104
7851 | 05E25G12H14D05M01W03 | 12.57 | 1.68 | 0.65 | 12.73 | 27.63 | 1.1667 | 410.1963 | 327.18 | 0.33597 | 0.2675 | 1
7852 | 05E25G12H14D07M01W02 | 12.83 | 1.74 | 0.65 | 17.5 | 32.72 | 1.1667 | 418.4002 | 396.69 | 0.31225 | 0.13256
7853 | 05E25G12H14D07M01W03 | 12.83 | 1.74 | 0.65 | 12.73 | 27.95 | 1.1667 | 418.4002 | 330.33 | 0.31225 | 0.25901 | 1
7854 | 05E25G12H14D07M01W04 | 12.83 | 1.74 | 0.65 | 9.23 | 24.45 | 1.1667 | 418.4002 | 281.82 | 0.31225 | 0.3518 | 1
7855 | 05E25G12H14D07M02W02 | 12.13 | 1.18 | 0.65 | 17.5 | 31.46 | 0.85556 | 369.1767 | 387.87 | 0.5336 | 0.16596 | 1
7856 | 06E06G01H01D01M01W01 | 5.52 | 3.91 | 0.65 | 18.26 | 28.34 | 0.54444 | 533.2552 | 318.99 | 0 | 0 |  | 0.17001 | 278.7889 | 286.9583 | 0.14974 | 251.6987 | 213.0971
7857 | 06E06G09H01D01M01W01 | 3.97 | 2.3 | 0.65 | 18.26 | 25.18 | 0.31111 | 360.9728 | 300.51 | 0.41176 | 0.1115
7858 | 06E06G09H04D01M01W01 | 3.93 | 2.12 | 0.65 | 18.26 | 24.96 | 0.31111 | 328.157 | 301.14 | 0.4578 | 0.11927
7859 | 06E06G09H07D01M01W01 | 3.88 | 2.3 | 0.65 | 18.26 | 25.09 | 0.31111 | 360.9728 | 299.46 | 0.41176 | 0.11468
7860 | 06E06G09H07D04M01W01 | 4.4 | 2.5 | 0.65 | 18.26 | 25.81 | 0.38889 | 383.5335 | 305.55 | 0.36061 | 0.089273
7861 | 06E06G09H07D04M01W02 | 4.4 | 2.5 | 0.65 | 16.92 | 24.47 | 0.38889 | 383.5335 | 286.86 | 0.36061 | 0.13656
7862 | 06E06G09H07D05M01W01 | 3.62 | 2.13 | 0.65 | 18.26 | 24.66 | 0.31111 | 342.5139 | 296.31 | 0.45524 | 0.12985
7863 | 06E06G09H07D05M01W02 | 3.62 | 2.13 | 0.65 | 16.92 | 23.32 | 0.31111 | 342.5139 | 277.62 | 0.45524 | 0.17713 | 1
7864 | 06E06G09H07D05M01W03 | 3.62 | 2.13 | 0.65 | 12.13 | 18.53 | 0.31111 | 342.5139 | 211.26 | 0.45524 | 0.34615 | 1
7865 | 06E06G09H07D06M01W01 | 3.24 | 1.91 | 0.65 | 18.26 | 24.06 | 0.31111 | 317.9021 | 291.9 | 0.51151 | 0.15102 | 1
7866 | 06E06G09H07D06M01W02 | 3.24 | 1.91 | 0.65 | 16.92 | 22.72 | 0.31111 | 317.9021 | 273.21 | 0.51151 | 0.19831 | 1
7867 | 06E06G09H07D06M01W03 | 3.24 | 1.91 | 0.65 | 12.13 | 17.93 | 0.31111 | 317.9021 | 206.85 | 0.51151 | 0.36733 | 2
7868 | 06E06G09H07D07M01W01 | 3.72 | 2.19 | 0.65 | 18.26 | 24.82 | 0.31111 | 346.6159 | 297.57 | 0.4399 | 0.12421
7869 | 06E06G09H07D07M01W02 | 3.72 | 2.19 | 0.65 | 16.92 | 23.48 | 0.31111 | 346.6159 | 278.88 | 0.4399 | 0.17149 | 1
7870 | 06E06G09H07D07M01W03 | 3.72 | 2.19 | 0.65 | 12.13 | 18.69 | 0.31111 | 346.6159 | 212.52 | 0.4399 | 0.34051 | 1
7871 | 06E06G09H07D07M01W04 | 3.72 | 2.19 | 0.65 | 8.84 | 15.4 | 0.31111 | 346.6159 | 166.74 | 0.4399 | 0.4566 | 2
7872 | 06E06G09H07D07M02W02 | 3.35 | 1.67 | 0.65 | 16.92 | 22.59 | 0.23333 | 295.3413 | 274.47 | 0.57289 | 0.20289 | 1
7873 | 06E06G09H08D01M01W01 | 3.42 | 2.3 | 0.65 | 18.26 | 24.63 | 0.31111 | 360.9728 | 293.37 | 0.41176 | 0.13091
7874 | 06E06G09H08D05M01W01 | 3.19 | 2.13 | 0.65 | 18.26 | 24.23 | 0.31111 | 342.5139 | 290.85 | 0.45524 | 0.14502
7875 | 06E06G09H08D05M01W02 | 3.19 | 2.13 | 0.65 | 16.92 | 22.89 | 0.31111 | 342.5139 | 272.16 | 0.45524 | 0.19231 | 1
7876 | 06E06G09H08D05M01W03 | 3.19 | 2.13 | 0.65 | 12.13 | 18.1 | 0.31111 | 342.5139 | 205.8 | 0.45524 | 0.36133 | 2
7877 | 06E06G09H08D06M01W01 | 2.85 | 1.91 | 0.65 | 18.26 | 23.67 | 0.31111 | 317.9021 | 286.86 | 0.51151 | 0.16478 | 1
7878 | 06E06G09H08D06M01W02 | 2.85 | 1.91 | 0.65 | 16.92 | 22.33 | 0.31111 | 317.9021 | 268.17 | 0.51151 | 0.21207 | 1
7879 | 06E06G09H08D06M01W03 | 2.85 | 1.91 | 0.65 | 12.13 | 17.54 | 0.31111 | 317.9021 | 201.81 | 0.51151 | 0.38109 | 2
7880 | 06E06G09H08D07M01W01 | 3.28 | 2.19 | 0.65 | 18.26 | 24.38 | 0.31111 | 346.6159 | 291.69 | 0.4399 | 0.13973
7881 | 06E06G09H08D07M01W02 | 3.28 | 2.19 | 0.65 | 16.92 | 23.04 | 0.31111 | 346.6159 | 273 | 0.4399 | 0.18701 | 1
7882 | 06E06G09H08D07M01W03 | 3.28 | 2.19 | 0.65 | 12.13 | 18.25 | 0.31111 | 346.6159 | 206.64 | 0.4399 | 0.35603 | 2
7883 | 06E06G09H08D07M01W04 | 3.28 | 2.19 | 0.65 | 8.84 | 14.96 | 0.31111 | 346.6159 | 160.86 | 0.4399 | 0.47212 | 2
7884 | 06E06G09H08D07M02W02 | 2.95 | 1.67 | 0.65 | 16.92 | 22.19 | 0.23333 | 295.3413 | 269.22 | 0.57289 | 0.21701 | 1
7885 | 06E06G09H09D01M01W01 | 3.29 | 2.3 | 0.65 | 18.26 | 24.5 | 0.31111 | 360.9728 | 291.69 | 0.41176 | 0.1355
7886 | 06E06G09H09D05M01W01 | 3.07 | 2.13 | 0.65 | 18.26 | 24.11 | 0.31111 | 342.5139 | 289.17 | 0.45524 | 0.14926
7887 | 06E06G09H09D05M01W02 | 3.07 | 2.13 | 0.65 | 16.92 | 22.77 | 0.31111 | 342.5139 | 270.48 | 0.45524 | 0.19654 | 1
7888 | 06E06G09H09D05M01W03 | 3.07 | 2.13 | 0.65 | 12.13 | 17.98 | 0.31111 | 342.5139 | 204.12 | 0.45524 | 0.36556 | 2
7889 | 06E06G09H09D07M01W01 | 3.15 | 2.19 | 0.65 | 18.26 | 24.25 | 0.31111 | 346.6159 | 290.22 | 0.4399 | 0.14432
7890 | 06E06G09H09D07M01W02 | 3.15 | 2.19 | 0.65 | 16.92 | 22.91 | 0.31111 | 346.6159 | 271.53 | 0.4399 | 0.1916 | 1
7891 | 06E06G09H09D07M01W03 | 3.15 | 2.19 | 0.65 | 12.13 | 18.12 | 0.31111 | 346.6159 | 205.17 | 0.4399 | 0.36062 | 2
7892 | 06E06G09H09D07M01W04 | 3.15 | 2.19 | 0.65 | 8.84 | 14.83 | 0.31111 | 346.6159 | 159.39 | 0.4399 | 0.47671 | 2
7893 | 06E06G09H09D07M02W02 | 2.84 | 1.67 | 0.65 | 16.92 | 22.08 | 0.23333 | 295.3413 | 267.75 | 0.57289 | 0.22089 | 1
7894 | 06E06G09H10D01M01W01 | 3.88 | 2.15 | 0.65 | 18.26 | 24.94 | 0.31111 | 346.6159 | 299.46 | 0.45013 | 0.11997
7895 | 06E06G09H10D05M01W01 | 3.62 | 1.98 | 0.65 | 18.26 | 24.51 | 0.31111 | 330.208 | 296.31 | 0.49361 | 0.13514
7896 | 06E06G09H10D05M01W02 | 3.62 | 1.98 | 0.65 | 16.92 | 23.17 | 0.31111 | 330.208 | 277.62 | 0.49361 | 0.18243 | 1
7897 | 06E06G09H10D05M01W03 | 3.62 | 1.98 | 0.65 | 12.13 | 18.38 | 0.31111 | 330.208 | 211.26 | 0.49361 | 0.35145 | 2
7898 | 06E06G09H10D07M01W01 | 3.72 | 2.05 | 0.65 | 18.26 | 24.68 | 0.31111 | 334.31 | 297.57 | 0.4757 | 0.12915
7899 | 06E06G09H10D07M01W02 | 3.72 | 2.05 | 0.65 | 16.92 | 23.34 | 0.31111 | 334.31 | 278.88 | 0.4757 | 0.17643 | 1
7900 | 06E06G09H10D07M01W03 | 3.72 | 2.05 | 0.65 | 12.13 | 18.55 | 0.31111 | 334.31 | 212.52 | 0.4757 | 0.34545 | 1
7901 | 06E06G09H10D07M01W04 | 3.72 | 2.05 | 0.65 | 8.84 | 15.26 | 0.31111 | 334.31 | 166.74 | 0.4757 | 0.46154 | 2
7902 | 06E06G09H10D07M02W02 | 3.35 | 1.56 | 0.65 | 16.92 | 22.48 | 0.23333 | 285.0864 | 274.47 | 0.60102 | 0.20677 | 1
7903 | 06E06G09H11D01M01W01 | 3.88 | 2.14 | 0.65 | 18.26 | 24.93 | 0.31111 | 346.6159 | 299.46 | 0.45269 | 0.12032
7904 | 06E06G09H11D05M01W01 | 3.62 | 1.98 | 0.65 | 18.26 | 24.51 | 0.31111 | 330.208 | 296.31 | 0.49361 | 0.13514
7905 | 06E06G09H11D05M01W02 | 3.62 | 1.98 | 0.65 | 16.92 | 23.17 | 0.31111 | 330.208 | 277.62 | 0.49361 | 0.18243 | 1
7906 | 06E06G09H11D05M01W03 | 3.62 | 1.98 | 0.65 | 12.13 | 18.38 | 0.31111 | 330.208 | 211.26 | 0.49361 | 0.35145 | 2
7907 | 06E06G09H11D06M01W01 | 3.24 | 1.78 | 0.65 | 18.26 | 23.93 | 0.23333 | 305.5962 | 291.9 | 0.54476 | 0.15561 | 1
7908 | 06E06G09H11D06M01W02 | 3.24 | 1.78 | 0.65 | 16.92 | 22.59 | 0.23333 | 305.5962 | 273.21 | 0.54476 | 0.20289 | 1
7909 | 06E06G09H11D06M01W03 | 3.24 | 1.78 | 0.65 | 12.13 | 17.8 | 0.23333 | 305.5962 | 206.85 | 0.54476 | 0.37191 | 2
7910 | 06E06G09H11D07M01W01 | 3.72 | 2.04 | 0.65 | 18.26 | 24.67 | 0.31111 | 334.31 | 297.57 | 0.47826 | 0.1295
7911 | 06E06G09H11D07M01W02 | 3.72 | 2.04 | 0.65 | 16.92 | 23.33 | 0.31111 | 334.31 | 278.88 | 0.47826 | 0.17678 | 1
7912 | 06E06G09H11D07M01W03 | 3.72 | 2.04 | 0.65 | 12.13 | 18.54 | 0.31111 | 334.31 | 212.52 | 0.47826 | 0.3458 | 1
7913 | 06E06G09H11D07M01W04 | 3.72 | 2.04 | 0.65 | 8.84 | 15.25 | 0.31111 | 334.31 | 166.74 | 0.47826 | 0.46189 | 2
7914 | 06E06G09H11D07M02W02 | 3.35 | 1.56 | 0.65 | 16.92 | 22.48 | 0.23333 | 285.0864 | 274.47 | 0.60102 | 0.20677 | 1
7915 | 06E06G09H12D01M01W01 | 3.37 | 1.79 | 0.65 | 18.26 | 24.07 | 0.23333 | 299.4433 | 294 | 0.5422 | 0.15067 | 1
7916 | 06E06G09H12D05M01W01 | 3.15 | 1.65 | 0.65 | 18.26 | 23.71 | 0.23333 | 283.0355 | 291.27 | 0.57801 | 0.16337 | 1
7917 | 06E06G09H12D05M01W02 | 3.15 | 1.65 | 0.65 | 16.92 | 22.37 | 0.23333 | 283.0355 | 272.58 | 0.57801 | 0.21066 | 1
7918 | 06E06G09H12D05M01W03 | 3.15 | 1.65 | 0.65 | 12.13 | 17.58 | 0.23333 | 283.0355 | 206.22 | 0.57801 | 0.37968 | 2
7919 | 06E06G09H12D07M01W01 | 3.23 | 1.71 | 0.65 | 18.26 | 23.85 | 0.23333 | 289.1884 | 292.32 | 0.56266 | 0.15843 | 1
7920 | 06E06G09H12D07M01W02 | 3.23 | 1.71 | 0.65 | 16.92 | 22.51 | 0.23333 | 289.1884 | 273.63 | 0.56266 | 0.20572 | 1
7921 | 06E06G09H12D07M01W03 | 3.23 | 1.71 | 0.65 | 12.13 | 17.72 | 0.23333 | 289.1884 | 207.27 | 0.56266 | 0.37474 | 2
7922 | 06E06G09H12D07M01W04 | 3.23 | 1.71 | 0.65 | 8.84 | 14.43 | 0.23333 | 289.1884 | 161.49 | 0.56266 | 0.49083 | 2
7923 | 06E06G09H12D07M02W02 | 2.91 | 1.3 | 0.65 | 16.92 | 21.78 | 0.15556 | 248.1688 | 269.85 | 0.66752 | 0.23147 | 1
7924 | 06E06G09H13D01M01W01 | 3.37 | 1.56 | 0.65 | 18.26 | 23.84 | 0.23333 | 278.9335 | 294 | 0.60102 | 0.15879 | 1
7925 | 06E06G09H13D05M01W01 | 3.15 | 1.45 | 0.65 | 18.26 | 23.51 | 0.23333 | 264.5766 | 291.27 | 0.62916 | 0.17043 | 1
7926 | 06E06G09H13D05M01W02 | 3.15 | 1.45 | 0.65 | 16.92 | 22.17 | 0.23333 | 264.5766 | 272.58 | 0.62916 | 0.21771 | 1
7927 | 06E06G09H13D05M01W03 | 3.15 | 1.45 | 0.65 | 12.13 | 17.38 | 0.23333 | 264.5766 | 206.22 | 0.62916 | 0.38673 | 2
7928 | 06E06G09H13D07M01W01 | 3.23 | 1.49 | 0.65 | 18.26 | 23.63 | 0.23333 | 270.7296 | 292.32 | 0.61893 | 0.1662 | 1
7929 | 06E06G09H13D07M01W02 | 3.23 | 1.49 | 0.65 | 16.92 | 22.29 | 0.23333 | 270.7296 | 273.63 | 0.61893 | 0.21348 | 1
7930 | 06E06G09H13D07M01W03 | 3.23 | 1.49 | 0.65 | 12.13 | 17.5 | 0.23333 | 270.7296 | 207.27 | 0.61893 | 0.3825 | 2
7931 | 06E06G09H13D07M01W04 | 3.23 | 1.49 | 0.65 | 8.84 | 14.21 | 0.23333 | 270.7296 | 161.49 | 0.61893 | 0.49859 | 2
7932 | 06E06G09H13D07M02W02 | 2.91 | 1.14 | 0.65 | 16.92 | 21.62 | 0.15556 | 233.8119 | 269.85 | 0.70844 | 0.23712 | 1
7933 | 06E06G09H14D01M01W01 | 3.88 | 1.88 | 0.65 | 18.26 | 24.67 | 0.31111 | 324.0551 | 299.46 | 0.51918 | 0.1295
7934 | 06E06G09H14D05M01W01 | 3.62 | 1.74 | 0.65 | 18.26 | 24.27 | 0.23333 | 307.6472 | 296.31 | 0.55499 | 0.14361
7935 | 06E06G09H14D05M01W02 | 3.62 | 1.74 | 0.65 | 16.92 | 22.93 | 0.23333 | 307.6472 | 277.62 | 0.55499 | 0.1909 | 1
7936 | 06E06G09H14D05M01W03 | 3.62 | 1.74 | 0.65 | 12.13 | 18.14 | 0.23333 | 307.6472 | 211.26 | 0.55499 | 0.35992 | 2
7937 | 06E06G09H14D07M01W01 | 3.72 | 1.8 | 0.65 | 18.26 | 24.43 | 0.23333 | 311.7492 | 297.57 | 0.53964 | 0.13797
7938 | 06E06G09H14D07M01W02 | 3.72 | 1.8 | 0.65 | 16.92 | 23.09 | 0.23333 | 311.7492 | 278.88 | 0.53964 | 0.18525 | 1
7939 | 06E06G09H14D07M01W03 | 3.72 | 1.8 | 0.65 | 12.13 | 18.3 | 0.23333 | 311.7492 | 212.52 | 0.53964 | 0.35427 | 2
7940 | 06E06G09H14D07M01W04 | 3.72 | 1.8 | 0.65 | 8.84 | 15.01 | 0.23333 | 311.7492 | 166.74 | 0.53964 | 0.47036 | 2
7941 | 06E06G09H14D07M02W02 | 3.35 | 1.37 | 0.65 | 16.92 | 22.29 | 0.15556 | 268.6786 | 274.47 | 0.64962 | 0.21348 | 1
7942 | 06E17G09H07D04M01W02 | 4.17 | 2.1 | 0.65 | 16.92 | 23.84 | 0.31111 | 342.5139 | 284.13 | 0.46292 | 0.15879 | 1
7943 | 06E17G09H07D05M01W02 | 3.42 | 1.8 | 0.65 | 16.92 | 22.79 | 0.31111 | 307.6472 | 275.31 | 0.53964 | 0.19584 | 1
7944 | 06E17G09H07D05M01W03 | 3.42 | 1.8 | 0.65 | 12.13 | 18 | 0.31111 | 307.6472 | 208.95 | 0.53964 | 0.36486 | 2
7945 | 06E17G09H07D06M01W02 | 3.04 | 1.64 | 0.65 | 16.92 | 22.25 | 0.23333 | 287.1374 | 270.9 | 0.58056 | 0.21489 | 1
7946 | 06E17G09H07D06M01W03 | 3.04 | 1.64 | 0.65 | 12.13 | 17.46 | 0.23333 | 287.1374 | 204.54 | 0.58056 | 0.38391 | 2
7947 | 06E17G09H07D07M01W02 | 3.52 | 1.86 | 0.65 | 16.92 | 22.95 | 0.31111 | 313.8002 | 276.36 | 0.5243 | 0.19019 | 1
7948 | 06E17G09H07D07M01W03 | 3.52 | 1.86 | 0.65 | 12.13 | 18.16 | 0.31111 | 313.8002 | 210 | 0.5243 | 0.35921 | 2
7949 | 06E17G09H07D07M01W04 | 3.52 | 1.86 | 0.65 | 8.84 | 14.87 | 0.31111 | 313.8002 | 164.22 | 0.5243 | 0.4753 | 2
7950 | 06E17G09H07D07M02W02 | 3.17 | 1.38 | 0.65 | 16.92 | 22.12 | 0.15556 | 262.5256 | 272.16 | 0.64706 | 0.21948 | 1
7951 | 06E17G09H08D05M01W02 | 3.02 | 1.8 | 0.65 | 16.92 | 22.39 | 0.31111 | 307.6472 | 270.06 | 0.53964 | 0.20995 | 1
7952 | 06E17G09H08D05M01W03 | 3.02 | 1.8 | 0.65 | 12.13 | 17.6 | 0.31111 | 307.6472 | 203.7 | 0.53964 | 0.37897 | 2
7953 | 06E17G09H08D06M01W02 | 2.68 | 1.64 | 0.65 | 16.92 | 21.89 | 0.23333 | 287.1374 | 266.07 | 0.58056 | 0.22759 | 1
7954 | 06E17G09H08D06M01W03 | 2.68 | 1.64 | 0.65 | 12.13 | 17.1 | 0.23333 | 287.1374 | 199.71 | 0.58056 | 0.39661 | 2
7955 | 06E17G09H08D07M01W02 | 3.1 | 1.86 | 0.65 | 16.92 | 22.53 | 0.31111 | 313.8002 | 270.9 | 0.5243 | 0.20501 | 1
7956 | 06E17G09H08D07M01W03 | 3.1 | 1.86 | 0.65 | 12.13 | 17.74 | 0.31111 | 313.8002 | 204.54 | 0.5243 | 0.37403 | 2
7957 | 06E17G09H08D07M01W04 | 3.1 | 1.86 | 0.65 | 8.84 | 14.45 | 0.31111 | 313.8002 | 158.76 | 0.5243 | 0.49012 | 2
7958 | 06E17G09H08D07M02W02 | 2.79 | 1.38 | 0.65 | 16.92 | 21.74 | 0.15556 | 262.5256 | 267.33 | 0.64706 | 0.23289 | 1
7959 | 06E17G09H09D05M01W02 | 2.9 | 1.8 | 0.65 | 16.92 | 22.27 | 0.31111 | 307.6472 | 268.59 | 0.53964 | 0.21418 | 1
7960 | 06E17G09H09D05M01W03 | 2.9 | 1.8 | 0.65 | 12.13 | 17.48 | 0.31111 | 307.6472 | 202.23 | 0.53964 | 0.3832 | 2
7961 | 06E17G09H09D07M01W02 | 2.98 | 1.86 | 0.65 | 16.92 | 22.41 | 0.31111 | 313.8002 | 269.43 | 0.5243 | 0.20924 | 1
7962 | 06E17G09H09D07M01W03 | 2.98 | 1.86 | 0.65 | 12.13 | 17.62 | 0.31111 | 313.8002 | 203.07 | 0.5243 | 0.37826 | 2
7963 | 06E17G09H09D07M01W04 | 2.98 | 1.86 | 0.65 | 8.84 | 14.33 | 0.31111 | 313.8002 | 157.29 | 0.5243 | 0.49435 | 2
7964 | 06E17G09H09D07M02W02 | 2.69 | 1.38 | 0.65 | 16.92 | 21.64 | 0.15556 | 262.5256 | 266.07 | 0.64706 | 0.23641 | 1
7965 | 06E17G09H10D05M01W02 | 3.42 | 1.68 | 0.65 | 16.92 | 22.67 | 0.23333 | 297.3923 | 275.31 | 0.57033 | 0.20007 | 1
7966 | 06E17G09H10D05M01W03 | 3.42 | 1.68 | 0.65 | 12.13 | 17.88 | 0.23333 | 297.3923 | 208.95 | 0.57033 | 0.36909 | 2
7967 | 06E17G09H10D07M01W02 | 3.52 | 1.73 | 0.65 | 16.92 | 22.82 | 0.23333 | 303.5453 | 276.36 | 0.55754 | 0.19478 | 1
7968 | 06E17G09H10D07M01W03 | 3.52 | 1.73 | 0.65 | 12.13 | 18.03 | 0.23333 | 303.5453 | 210 | 0.55754 | 0.3638 | 2
7969 | 06E17G09H10D07M01W04 | 3.52 | 1.73 | 0.65 | 8.84 | 14.74 | 0.23333 | 303.5453 | 164.22 | 0.55754 | 0.47989 | 2
7970 | 06E17G09H10D07M02W02 | 3.17 | 1.29 | 0.65 | 16.92 | 22.03 | 0.15556 | 254.3217 | 272.16 | 0.67008 | 0.22265 | 1
7971 | 06E17G09H11D05M01W02 | 3.42 | 1.68 | 0.65 | 16.92 | 22.67 | 0.23333 | 297.3923 | 275.31 | 0.57033 | 0.20007 | 1
7972 | 06E17G09H11D05M01W03 | 3.42 | 1.68 | 0.65 | 12.13 | 17.88 | 0.23333 | 297.3923 | 208.95 | 0.57033 | 0.36909 | 2
7973 | 06E17G09H11D06M01W02 | 3.04 | 1.52 | 0.65 | 16.92 | 22.13 | 0.23333 | 278.9335 | 270.9 | 0.61125 | 0.21912 | 1
7974 | 06E17G09H11D06M01W03 | 3.04 | 1.52 | 0.65 | 12.13 | 17.34 | 0.23333 | 278.9335 | 204.54 | 0.61125 | 0.38814 | 2
7975 | 06E17G09H11D07M01W02 | 3.52 | 1.73 | 0.65 | 16.92 | 22.82 | 0.23333 | 303.5453 | 276.36 | 0.55754 | 0.19478 | 1
7976 | 06E17G09H11D07M01W03 | 3.52 | 1.73 | 0.65 | 12.13 | 18.03 | 0.23333 | 303.5453 | 210 | 0.55754 | 0.3638 | 2
7977 | 06E17G09H11D07M01W04 | 3.52 | 1.73 | 0.65 | 8.84 | 14.74 | 0.23333 | 303.5453 | 164.22 | 0.55754 | 0.47989 | 2
7978 | 06E17G09H11D07M02W02 | 3.17 | 1.29 | 0.65 | 16.92 | 22.03 | 0.15556 | 254.3217 | 272.16 | 0.67008 | 0.22265 | 1
7979 | 06E17G09H12D05M01W02 | 2.98 | 1.4 | 0.65 | 16.92 | 21.95 | 0.23333 | 258.4237 | 270.48 | 0.64194 | 0.22548 | 1
7980 | 06E17G09H12D05M01W03 | 2.98 | 1.4 | 0.65 | 12.13 | 17.16 | 0.23333 | 258.4237 | 204.12 | 0.64194 | 0.3945 | 2
7981 | 06E17G09H12D07M01W02 | 3.05 | 1.44 | 0.65 | 16.92 | 22.06 | 0.23333 | 264.5766 | 271.53 | 0.63171 | 0.22159 | 1
7982 | 06E17G09H12D07M01W03 | 3.05 | 1.44 | 0.65 | 12.13 | 17.27 | 0.23333 | 264.5766 | 205.17 | 0.63171 | 0.39061 | 2
7983 | 06E17G09H12D07M01W04 | 3.05 | 1.44 | 0.65 | 8.84 | 13.98 | 0.23333 | 264.5766 | 159.39 | 0.63171 | 0.5067 | 2
7984 | 06E17G09H12D07M02W02 | 2.75 | 1.07 | 0.65 | 16.92 | 21.39 | 0.15556 | 223.557 | 267.75 | 0.72634 | 0.24524 | 1
7985 | 06E17G09H13D05M01W02 | 2.98 | 1.22 | 0.65 | 16.92 | 21.77 | 0.15556 | 242.0158 | 270.48 | 0.68798 | 0.23183 | 1
7986 | 06E17G09H13D05M01W03 | 2.98 | 1.22 | 0.65 | 12.13 | 16.98 | 0.15556 | 242.0158 | 204.12 | 0.68798 | 0.40085 | 2
7987 | 06E17G09H13D07M01W02 | 3.05 | 1.26 | 0.65 | 16.92 | 21.88 | 0.23333 | 248.1688 | 271.53 | 0.67775 | 0.22795 | 1
7988 | 06E17G09H13D07M01W03 | 3.05 | 1.26 | 0.65 | 12.13 | 17.09 | 0.23333 | 248.1688 | 205.17 | 0.67775 | 0.39697 | 2
7989 | 06E17G09H13D07M01W04 | 3.05 | 1.26 | 0.65 | 8.84 | 13.8 | 0.23333 | 248.1688 | 159.39 | 0.67775 | 0.51306 | 2
7990 | 06E17G09H13D07M02W02 | 2.75 | 0.94 | 0.65 | 16.92 | 21.26 | 0.15556 | 213.3021 | 267.75 | 0.75959 | 0.24982 | 1
7991 | 06E17G09H14D05M01W02 | 3.42 | 1.47 | 0.65 | 16.92 | 22.46 | 0.23333 | 278.9335 | 275.31 | 0.62404 | 0.20748 | 1
7992 | 06E17G09H14D05M01W03 | 3.42 | 1.47 | 0.65 | 12.13 | 17.67 | 0.23333 | 278.9335 | 208.95 | 0.62404 | 0.3765 | 2
7993 | 06E17G09H14D07M01W02 | 3.52 | 1.52 | 0.65 | 16.92 | 22.61 | 0.23333 | 285.0864 | 276.36 | 0.61125 | 0.20219 | 1
7994 | 06E17G09H14D07M01W03 | 3.52 | 1.52 | 0.65 | 12.13 | 17.82 | 0.23333 | 285.0864 | 210 | 0.61125 | 0.37121 | 2
7995 | 06E17G09H14D07M01W04 | 3.52 | 1.52 | 0.65 | 8.84 | 14.53 | 0.23333 | 285.0864 | 164.22 | 0.61125 | 0.4873 | 2
7996 | 06E17G09H14D07M02W02 | 3.17 | 1.13 | 0.65 | 16.92 | 21.87 | 0.15556 | 242.0158 | 272.16 | 0.711 | 0.2283 | 1
7997 | 06E17G10H07D04M01W02 | 7.22 | 0.29 | 0.65 | 16.92 | 25.08 | 0 | 231.7609 | 320.46 | 0.92583 | 0.11503
7998 | 06E17G10H07D05M01W02 | 6.1 | 0.24 | 0.65 | 16.92 | 23.91 | 0 | 211.2511 | 307.23 | 0.93862 | 0.15632 | 1
7999 | 06E17G10H07D05M01W03 | 6.1 | 0.24 | 0.65 | 12.13 | 19.12 | 0 | 211.2511 | 240.87 | 0.93862 | 0.32534 | 1
8000 | 06E17G10H07D06M01W02 | 5.47 | 0.21 | 0.65 | 16.92 | 23.25 | 0 | 198.9452 | 299.67 | 0.94629 | 0.1796 | 1
8001 | 06E17G10H07D06M01W03 | 5.47 | 0.21 | 0.65 | 12.13 | 18.46 | 0 | 198.9452 | 233.31 | 0.94629 | 0.34862 | 1
8002 | 06E17G10H07D07M01W02 | 6.27 | 0.25 | 0.65 | 16.92 | 24.09 | 0 | 215.3531 | 309.12 | 0.93606 | 0.14996
8003 | 06E17G10H07D07M01W03 | 6.27 | 0.25 | 0.65 | 12.13 | 19.3 | 0 | 215.3531 | 242.76 | 0.93606 | 0.31898 | 1
8004 | 06E17G10H07D07M01W04 | 6.27 | 0.25 | 0.65 | 8.84 | 16.01 | 0 | 215.3531 | 196.98 | 0.93606 | 0.43507 | 2
8005 | 06E17G10H07D07M02W02 | 6.02 | 0.16 | 0.65 | 16.92 | 23.75 | 0 | 203.0472 | 306.18 | 0.95908 | 0.16196 | 1
8006 | 06E17G10H08D05M01W02 | 5.37 | 0.24 | 0.65 | 16.92 | 23.18 | 0 | 211.2511 | 297.78 | 0.93862 | 0.18207 | 1
8007 | 06E17G10H08D05M01W03 | 5.37 | 0.24 | 0.65 | 12.13 | 18.39 | 0 | 211.2511 | 231.42 | 0.93862 | 0.35109 | 2
8008 | 06E17G10H08D06M01W02 | 4.81 | 0.21 | 0.65 | 16.92 | 22.59 | 0 | 198.9452 | 291.27 | 0.94629 | 0.20289 | 1
8009 | 06E17G10H08D06M01W03 | 4.81 | 0.21 | 0.65 | 12.13 | 17.8 | 0 | 198.9452 | 224.91 | 0.94629 | 0.37191 | 2
8010 | 06E17G10H08D07M01W02 | 5.52 | 0.25 | 0.65 | 16.92 | 23.34 | 0 | 215.3531 | 299.46 | 0.93606 | 0.17643 | 1
8011 | 06E17G10H08D07M01W03 | 5.52 | 0.25 | 0.65 | 12.13 | 18.55 | 0 | 215.3531 | 233.1 | 0.93606 | 0.34545 | 1
8012 | 06E17G10H08D07M01W04 | 5.52 | 0.25 | 0.65 | 8.84 | 15.26 | 0 | 215.3531 | 187.32 | 0.93606 | 0.46154 | 2
8013 | 06E17G10H08D07M02W02 | 5.3 | 0.16 | 0.65 | 16.92 | 23.03 | 0 | 203.0472 | 296.73 | 0.95908 | 0.18737 | 1
8014 | 06E17G10H09D05M01W02 | 5.17 | 0.24 | 0.65 | 16.92 | 22.98 | 0 | 211.2511 | 295.05 | 0.93862 | 0.18913 | 1
8015 | 06E17G10H09D05M01W03 | 5.17 | 0.24 | 0.65 | 12.13 | 18.19 | 0 | 211.2511 | 228.69 | 0.93862 | 0.35815 | 2
8016 | 06E17G10H09D07M01W02 | 5.31 | 0.25 | 0.65 | 16.92 | 23.13 | 0 | 215.3531 | 296.73 | 0.93606 | 0.18384 | 1
8017 | 06E17G10H09D07M01W03 | 5.31 | 0.25 | 0.65 | 12.13 | 18.34 | 0 | 215.3531 | 230.37 | 0.93606 | 0.35286 | 2
8018 | 06E17G10H09D07M01W04 | 5.31 | 0.25 | 0.65 | 8.84 | 15.05 | 0 | 215.3531 | 184.59 | 0.93606 | 0.46895 | 2
8019 | 06E17G10H09D07M02W02 | 5.1 | 0.16 | 0.65 | 16.92 | 22.83 | 0 | 203.0472 | 294.21 | 0.95908 | 0.19442 | 1
8020 | 06E17G10H10D05M01W02 | 6.1 | 0.22 | 0.65 | 16.92 | 23.89 | 0 | 211.2511 | 307.23 | 0.94373 | 0.15702 | 1
8021 | 06E17G10H10D05M01W03 | 6.1 | 0.22 | 0.65 | 12.13 | 19.1 | 0 | 211.2511 | 240.87 | 0.94373 | 0.32604 | 1
8022 | 06E17G10H10D07M01W02 | 6.27 | 0.23 | 0.65 | 16.92 | 24.07 | 0 | 213.3021 | 309.12 | 0.94118 | 0.15067 | 1
8023 | 06E17G10H10D07M01W03 | 6.27 | 0.23 | 0.65 | 12.13 | 19.28 | 0 | 213.3021 | 242.76 | 0.94118 | 0.31969 | 1
8024 | 06E17G10H10D07M01W04 | 6.27 | 0.23 | 0.65 | 8.84 | 15.99 | 0 | 213.3021 | 196.98 | 0.94118 | 0.43578 | 2
8025 | 06E17G10H10D07M02W02 | 6.02 | 0.15 | 0.65 | 16.92 | 23.74 | 0 | 203.0472 | 306.18 | 0.96164 | 0.16231 | 1
8026 | 06E17G10H11D05M01W02 | 6.1 | 0.22 | 0.65 | 16.92 | 23.89 | 0 | 211.2511 | 307.23 | 0.94373 | 0.15702 | 1
8027 | 06E17G10H11D05M01W03 | 6.1 | 0.22 | 0.65 | 12.13 | 19.1 | 0 | 211.2511 | 240.87 | 0.94373 | 0.32604 | 1
8028 | 06E17G10H11D06M01W02 | 5.47 | 0.19 | 0.65 | 16.92 | 23.23 | 0 | 196.8942 | 299.67 | 0.95141 | 0.18031 | 1
8029 | 06E17G10H11D06M01W03 | 5.47 | 0.19 | 0.65 | 12.13 | 18.44 | 0 | 196.8942 | 233.31 | 0.95141 | 0.34933 | 1
8030 | 06E17G10H11D07M01W02 | 6.27 | 0.23 | 0.65 | 16.92 | 24.07 | 0 | 213.3021 | 309.12 | 0.94118 | 0.15067 | 1
8031 | 06E17G10H11D07M01W03 | 6.27 | 0.23 | 0.65 | 12.13 | 19.28 | 0 | 213.3021 | 242.76 | 0.94118 | 0.31969 | 1
8032 | 06E17G10H11D07M01W04 | 6.27 | 0.23 | 0.65 | 8.84 | 15.99 | 0 | 213.3021 | 196.98 | 0.94118 | 0.43578 | 2
8033 | 06E17G10H11D07M02W02 | 6.02 | 0.15 | 0.65 | 16.92 | 23.74 | 0 | 203.0472 | 306.18 | 0.96164 | 0.16231 | 1
8034 | 06E17G10H12D05M01W02 | 5.31 | 0.19 | 0.65 | 16.92 | 23.07 | 0 | 182.5374 | 298.62 | 0.95141 | 0.18596 | 1
8035 | 06E17G10H12D05M01W03 | 5.31 | 0.19 | 0.65 | 12.13 | 18.28 | 0 | 182.5374 | 232.26 | 0.95141 | 0.35498 | 2
8036 | 06E17G10H12D07M01W02 | 5.44 | 0.2 | 0.65 | 16.92 | 23.21 | 0 | 184.5883 | 300.3 | 0.94885 | 0.18102 | 1
8037 | 06E17G10H12D07M01W03 | 5.44 | 0.2 | 0.65 | 12.13 | 18.42 | 0 | 184.5883 | 233.94 | 0.94885 | 0.35004 | 2
8038 | 06E17G10H12D07M01W04 | 5.44 | 0.2 | 0.65 | 8.84 | 15.13 | 0 | 184.5883 | 188.16 | 0.94885 | 0.46613 | 2
8039 | 06E17G10H12D07M02W02 | 5.23 | 0.12 | 0.65 | 16.92 | 22.92 | 0 | 176.3844 | 297.78 | 0.96931 | 0.19125 | 1
8040 | 06E17G10H13D05M01W02 | 5.31 | 0.16 | 0.65 | 16.92 | 23.04 | 0 | 180.4864 | 298.62 | 0.95908 | 0.18701 | 1
8041 | 06E17G10H13D05M01W03 | 5.31 | 0.16 | 0.65 | 12.13 | 18.25 | 0 | 180.4864 | 232.26 | 0.95908 | 0.35603 | 2
8042 | 06E17G10H13D07M01W02 | 5.44 | 0.17 | 0.65 | 16.92 | 23.18 | 0 | 182.5374 | 300.3 | 0.95652 | 0.18207 | 1
8043 | 06E17G10H13D07M01W03 | 5.44 | 0.17 | 0.65 | 12.13 | 18.39 | 0 | 182.5374 | 233.94 | 0.95652 | 0.35109 | 2
8044 | 06E17G10H13D07M01W04 | 5.44 | 0.17 | 0.65 | 8.84 | 15.1 | 0 | 182.5374 | 188.16 | 0.95652 | 0.46718 | 2
8045 | 06E17G10H13D07M02W02 | 5.23 | 0.11 | 0.65 | 16.92 | 22.91 | 0 | 174.3334 | 297.78 | 0.97187 | 0.1916 | 1
8046 | 06E17G10H14D05M01W02 | 6.1 | 0.2 | 0.65 | 16.92 | 23.87 | 0 | 207.1491 | 307.23 | 0.94885 | 0.15773 | 1
8047 | 06E17G10H14D05M01W03 | 6.1 | 0.2 | 0.65 | 12.13 | 19.08 | 0 | 207.1491 | 240.87 | 0.94885 | 0.32675 | 1
8048 | 06E17G10H14D07M01W02 | 6.27 | 0.21 | 0.65 | 16.92 | 24.05 | 0 | 211.2511 | 309.12 | 0.94629 | 0.15138 | 1
8049 | 06E17G10H14D07M01W03 | 6.27 | 0.21 | 0.65 | 12.13 | 19.26 | 0 | 211.2511 | 242.76 | 0.94629 | 0.3204 | 1
8050 | 06E17G10H14D07M01W04 | 6.27 | 0.21 | 0.65 | 8.84 | 15.97 | 0 | 211.2511 | 196.98 | 0.94629 | 0.43649 | 2
8051 | 06E17G10H14D07M02W02 | 6.02 | 0.13 | 0.65 | 16.92 | 23.72 | 0 | 200.9962 | 306.18 | 0.96675 | 0.16302 | 1
8052 | 06E17G12H07D04M01W02 | 4.5 | 3.22 | 0.65 | 16.92 | 25.29 | 0.46667 | 455.3179 | 288.12 | 0.17647 | 0.10762
8053 | 06E17G12H07D05M01W02 | 3.72 | 2.77 | 0.65 | 16.92 | 24.06 | 0.38889 | 404.0434 | 278.88 | 0.29156 | 0.15102 | 1
8054 | 06E17G12H07D05M01W03 | 3.72 | 2.77 | 0.65 | 12.13 | 19.27 | 0.38889 | 404.0434 | 212.52 | 0.29156 | 0.32004 | 1
8055 | 06E17G12H07D06M01W02 | 3.33 | 2.51 | 0.65 | 16.92 | 23.41 | 0.31111 | 379.4316 | 274.26 | 0.35806 | 0.17396 | 1
8056 | 06E17G12H07D06M01W03 | 3.33 | 2.51 | 0.65 | 12.13 | 18.62 | 0.31111 | 379.4316 | 207.9 | 0.35806 | 0.34298 | 1
8057 | 06E17G12H07D07M01W02 | 3.82 | 2.85 | 0.65 | 16.92 | 24.24 | 0.38889 | 414.2983 | 279.93 | 0.2711 | 0.14467
8058 | 06E17G12H07D07M01W03 | 3.82 | 2.85 | 0.65 | 12.13 | 19.45 | 0.38889 | 414.2983 | 213.57 | 0.2711 | 0.31369 | 1
8059 | 06E17G12H07D07M01W04 | 3.82 | 2.85 | 0.65 | 8.84 | 16.16 | 0.38889 | 414.2983 | 167.79 | 0.2711 | 0.42978 | 1
8060 | 06E17G12H07D07M02W02 | 3.4 | 2.18 | 0.65 | 16.92 | 23.15 | 0.31111 | 344.5649 | 275.1 | 0.44246 | 0.18313 | 1
8061 | 06E17G12H08D05M01W02 | 3.27 | 2.77 | 0.65 | 16.92 | 23.61 | 0.38889 | 404.0434 | 273 | 0.29156 | 0.1669 | 1
8062 | 06E17G12H08D05M01W03 | 3.27 | 2.77 | 0.65 | 12.13 | 18.82 | 0.38889 | 404.0434 | 206.64 | 0.29156 | 0.33592 | 1
8063 | 06E17G12H08D06M01W02 | 2.94 | 2.51 | 0.65 | 16.92 | 23.02 | 0.31111 | 379.4316 | 269.01 | 0.35806 | 0.18772 | 1
8064 | 06E17G12H08D06M01W03 | 2.94 | 2.51 | 0.65 | 12.13 | 18.23 | 0.31111 | 379.4316 | 202.65 | 0.35806 | 0.35674 | 1
8065 | 06E17G12H08D07M01W02 | 3.36 | 2.85 | 0.65 | 16.92 | 23.78 | 0.38889 | 414.2983 | 274.05 | 0.2711 | 0.1609 | 1
8066 | 06E17G12H08D07M01W03 | 3.36 | 2.85 | 0.65 | 12.13 | 18.99 | 0.38889 | 414.2983 | 207.69 | 0.2711 | 0.32992 | 1
8067 | 06E17G12H08D07M01W04 | 3.36 | 2.85 | 0.65 | 8.84 | 15.7 | 0.38889 | 414.2983 | 161.91 | 0.2711 | 0.44601 | 1
8068 | 06E17G12H08D07M02W02 | 3 | 2.18 | 0.65 | 16.92 | 22.75 | 0.31111 | 344.5649 | 269.85 | 0.44246 | 0.19725 | 1
8069 | 06E17G12H09D05M01W02 | 3.15 | 2.77 | 0.65 | 16.92 | 23.49 | 0.38889 | 404.0434 | 271.53 | 0.29156 | 0.17114 | 1
8070 | 06E17G12H09D05M01W03 | 3.15 | 2.77 | 0.65 | 12.13 | 18.7 | 0.38889 | 404.0434 | 205.17 | 0.29156 | 0.34016 | 1
8071 | 06E17G12H09D07M01W02 | 3.24 | 2.85 | 0.65 | 16.92 | 23.66 | 0.38889 | 414.2983 | 272.37 | 0.2711 | 0.16514 | 1
8072 | 06E17G12H09D07M01W03 | 3.24 | 2.85 | 0.65 | 12.13 | 18.87 | 0.38889 | 414.2983 | 206.01 | 0.2711 | 0.33416 | 1
8073 | 06E17G12H09D07M01W04 | 3.24 | 2.85 | 0.65 | 8.84 | 15.58 | 0.38889 | 414.2983 | 160.23 | 0.2711 | 0.45025 | 1
8074 | 06E17G12H09D07M02W02 | 2.89 | 2.18 | 0.65 | 16.92 | 22.64 | 0.31111 | 344.5649 | 268.38 | 0.44246 | 0.20113 | 1
8075 | 06E17G12H10D05M01W02 | 3.72 | 2.59 | 0.65 | 16.92 | 23.88 | 0.38889 | 387.6355 | 278.88 | 0.3376 | 0.15737 | 1
8076 | 06E17G12H10D05M01W03 | 3.72 | 2.59 | 0.65 | 12.13 | 19.09 | 0.38889 | 387.6355 | 212.52 | 0.3376 | 0.32639 | 1
8077 | 06E17G12H10D07M01W02 | 3.82 | 2.66 | 0.65 | 16.92 | 24.05 | 0.38889 | 395.8394 | 279.93 | 0.31969 | 0.15138 | 1
8078 | 06E17G12H10D07M01W03 | 3.82 | 2.66 | 0.65 | 12.13 | 19.26 | 0.38889 | 395.8394 | 213.57 | 0.31969 | 0.3204 | 1
8079 | 06E17G12H10D07M01W04 | 3.82 | 2.66 | 0.65 | 8.84 | 15.97 | 0.38889 | 395.8394 | 167.79 | 0.31969 | 0.43649 | 1
8080 | 06E17G12H10D07M02W02 | 3.4 | 2.03 | 0.65 | 16.92 | 23 | 0.31111 | 332.259 | 275.1 | 0.48082 | 0.18843 | 1
8081 | 06E17G12H11D05M01W02 | 3.72 | 2.58 | 0.65 | 16.92 | 23.87 | 0.38889 | 387.6355 | 278.88 | 0.34015 | 0.15773 | 1
8082 | 06E17G12H11D05M01W03 | 3.72 | 2.58 | 0.65 | 12.13 | 19.08 | 0.38889 | 387.6355 | 212.52 | 0.34015 | 0.32675 | 1
8083 | 06E17G12H11D06M01W02 | 3.33 | 2.34 | 0.65 | 16.92 | 23.24 | 0.31111 | 363.0237 | 274.26 | 0.40153 | 0.17996 | 1
8084 | 06E17G12H11D06M01W03 | 3.33 | 2.34 | 0.65 | 12.13 | 18.45 | 0.31111 | 363.0237 | 207.9 | 0.40153 | 0.34898 | 1
8085 | 06E17G12H11D07M01W02 | 3.82 | 2.66 | 0.65 | 16.92 | 24.05 | 0.38889 | 395.8394 | 279.93 | 0.31969 | 0.15138 | 1
8086 | 06E17G12H11D07M01W03 | 3.82 | 2.66 | 0.65 | 12.13 | 19.26 | 0.38889 | 395.8394 | 213.57 | 0.31969 | 0.3204 | 1
8087 | 06E17G12H11D07M01W04 | 3.82 | 2.66 | 0.65 | 8.84 | 15.97 | 0.38889 | 395.8394 | 167.79 | 0.31969 | 0.43649 | 1
8088 | 06E17G12H11D07M02W02 | 3.4 | 2.03 | 0.65 | 16.92 | 23 | 0.31111 | 332.259 | 275.1 | 0.48082 | 0.18843 | 1
8089 | 06E17G12H12D05M01W02 | 3.23 | 2.16 | 0.65 | 16.92 | 22.96 | 0.31111 | 334.31 | 273.63 | 0.44757 | 0.18984 | 1
8090 | 06E17G12H12D05M01W03 | 3.23 | 2.16 | 0.65 | 12.13 | 18.17 | 0.31111 | 334.31 | 207.27 | 0.44757 | 0.35886 | 2
8091 | 06E17G12H12D07M01W02 | 3.32 | 2.22 | 0.65 | 16.92 | 23.11 | 0.31111 | 340.4629 | 274.68 | 0.43223 | 0.18454 | 1
8092 | 06E17G12H12D07M01W03 | 3.32 | 2.22 | 0.65 | 12.13 | 18.32 | 0.31111 | 340.4629 | 208.32 | 0.43223 | 0.35356 | 2
8093 | 06E17G12H12D07M01W04 | 3.32 | 2.22 | 0.65 | 8.84 | 15.03 | 0.31111 | 340.4629 | 162.54 | 0.43223 | 0.46965 | 2
8094 | 06E17G12H12D07M02W02 | 2.96 | 1.7 | 0.65 | 16.92 | 22.23 | 0.23333 | 287.1374 | 270.27 | 0.56522 | 0.2156 | 1
8095 | 06E17G12H13D05M01W02 | 3.23 | 1.88 | 0.65 | 16.92 | 22.68 | 0.23333 | 309.6982 | 273.63 | 0.51918 | 0.19972 | 1
8096 | 06E17G12H13D05M01W03 | 3.23 | 1.88 | 0.65 | 12.13 | 17.89 | 0.23333 | 309.6982 | 207.27 | 0.51918 | 0.36874 | 2
8097 | 06E17G12H13D07M01W02 | 3.32 | 1.94 | 0.65 | 16.92 | 22.83 | 0.23333 | 315.8512 | 274.68 | 0.50384 | 0.19442 | 1
8098 | 06E17G12H13D07M01W03 | 3.32 | 1.94 | 0.65 | 12.13 | 18.04 | 0.23333 | 315.8512 | 208.32 | 0.50384 | 0.36344 | 2
8099 | 06E17G12H13D07M01W04 | 3.32 | 1.94 | 0.65 | 8.84 | 14.75 | 0.23333 | 315.8512 | 162.54 | 0.50384 | 0.47953 | 2
8100 | 06E17G12H13D07M02W02 | 2.96 | 1.48 | 0.65 | 16.92 | 22.01 | 0.23333 | 268.6786 | 270.27 | 0.62148 | 0.22336 | 1
8101 | 06E17G12H14D05M01W02 | 3.72 | 2.27 | 0.65 | 16.92 | 23.56 | 0.31111 | 358.9218 | 278.88 | 0.41944 | 0.16867 | 1
8102 | 06E17G12H14D05M01W03 | 3.72 | 2.27 | 0.65 | 12.13 | 18.77 | 0.31111 | 358.9218 | 212.52 | 0.41944 | 0.33769 | 1
8103 | 06E17G12H14D07M01W02 | 3.82 | 2.34 | 0.65 | 16.92 | 23.73 | 0.31111 | 367.1257 | 279.93 | 0.40153 | 0.16267 | 1
8104 | 06E17G12H14D07M01W03 | 3.82 | 2.34 | 0.65 | 12.13 | 18.94 | 0.31111 | 367.1257 | 213.57 | 0.40153 | 0.33169 | 1
8105 | 06E17G12H14D07M01W04 | 3.82 | 2.34 | 0.65 | 8.84 | 15.65 | 0.31111 | 367.1257 | 167.79 | 0.40153 | 0.44778 | 2
8106 | 06E17G12H14D07M02W02 | 3.4 | 1.79 | 0.65 | 16.92 | 22.76 | 0.23333 | 309.6982 | 275.1 | 0.5422 | 0.19689 | 1
8107 | 06E18G09H07D04M01W02 | 2.94 | 1.74 | 0.65 | 16.92 | 22.25 | 0.23333 | 293.2904 | 269.43 | 0.55499 | 0.21489 | 1
8108 | 06E18G09H07D05M01W02 | 2.35 | 1.49 | 0.65 | 16.92 | 21.41 | 0.23333 | 264.5766 | 262.5 | 0.61893 | 0.24453 | 1
8109 | 06E18G09H07D05M01W03 | 2.35 | 1.49 | 0.65 | 12.13 | 16.62 | 0.23333 | 264.5766 | 196.14 | 0.61893 | 0.41355 | 2
8110 | 06E18G09H07D06M01W02 | 2.07 | 1.32 | 0.65 | 16.92 | 20.96 | 0.23333 | 246.1178 | 259.35 | 0.6624 | 0.26041 | 1
8111 | 06E18G09H07D06M01W03 | 2.07 | 1.32 | 0.65 | 12.13 | 16.17 | 0.23333 | 246.1178 | 192.99 | 0.6624 | 0.42943 | 2
8112 | 06E18G09H07D07M01W02 | 2.42 | 1.53 | 0.65 | 16.92 | 21.52 | 0.23333 | 270.7296 | 263.34 | 0.6087 | 0.24065 | 1
8113 | 06E18G09H07D07M01W03 | 2.42 | 1.53 | 0.65 | 12.13 | 16.73 | 0.23333 | 270.7296 | 196.98 | 0.6087 | 0.40967 | 2
8114 | 06E18G09H07D07M01W04 | 2.42 | 1.53 | 0.65 | 8.84 | 13.44 | 0.23333 | 270.7296 | 151.2 | 0.6087 | 0.52576 | 2
8115 | 06E18G09H07D07M02W02 | 2.15 | 1.09 | 0.65 | 16.92 | 20.81 | 0.077778 | 225.608 | 260.19 | 0.72123 | 0.2657 | 1
8116 | 06E18G09H08D05M01W02 | 2.07 | 1.49 | 0.65 | 16.92 | 21.13 | 0.23333 | 264.5766 | 258.93 | 0.61893 | 0.25441 | 1
8117 | 06E18G09H08D05M01W03 | 2.07 | 1.49 | 0.65 | 12.13 | 16.34 | 0.23333 | 264.5766 | 192.57 | 0.61893 | 0.42343 | 2
8118 | 06E18G09H08D06M01W02 | 1.82 | 1.32 | 0.65 | 16.92 | 20.71 | 0.23333 | 246.1178 | 256.2 | 0.6624 | 0.26923 | 1
8119 | 06E18G09H08D06M01W03 | 1.82 | 1.32 | 0.65 | 12.13 | 15.92 | 0.23333 | 246.1178 | 189.84 | 0.6624 | 0.43825 | 2
8120 | 06E18G09H08D07M01W02 | 2.13 | 1.53 | 0.65 | 16.92 | 21.23 | 0.23333 | 270.7296 | 259.77 | 0.6087 | 0.25088 | 1
8121 | 06E18G09H08D07M01W03 | 2.13 | 1.53 | 0.65 | 12.13 | 16.44 | 0.23333 | 270.7296 | 193.41 | 0.6087 | 0.4199 | 2
8122 | 06E18G09H08D07M01W04 | 2.13 | 1.53 | 0.65 | 8.84 | 13.15 | 0.23333 | 270.7296 | 147.63 | 0.6087 | 0.53599 | 2
8123 | 06E18G09H08D07M02W02 | 1.9 | 1.09 | 0.65 | 16.92 | 20.56 | 0.077778 | 225.608 | 257.04 | 0.72123 | 0.27452 | 1
8124 | 06E18G09H09D05M01W02 | 2 | 1.49 | 0.65 | 16.92 | 21.06 | 0.23333 | 264.5766 | 257.88 | 0.61893 | 0.25688 | 1
8125 | 06E18G09H09D05M01W03 | 2 | 1.49 | 0.65 | 12.13 | 16.27 | 0.23333 | 264.5766 | 191.52 | 0.61893 | 0.4259 | 2
8126 | 06E18G09H09D07M01W02 | 2.05 | 1.53 | 0.65 | 16.92 | 21.15 | 0.23333 | 270.7296 | 258.72 | 0.6087 | 0.25371 | 1
8127 | 06E18G09H09D07M01W03 | 2.05 | 1.53 | 0.65 | 12.13 | 16.36 | 0.23333 | 270.7296 | 192.36 | 0.6087 | 0.42272 | 2
8128 | 06E18G09H09D07M01W04 | 2.05 | 1.53 | 0.65 | 8.84 | 13.07 | 0.23333 | 270.7296 | 146.58 | 0.6087 | 0.53881 | 2
8129 | 06E18G09H09D07M02W02 | 1.83 | 1.09 | 0.65 | 16.92 | 20.49 | 0.077778 | 225.608 | 255.99 | 0.72123 | 0.27699 | 1
8130 | 06E18G09H10D05M01W02 | 2.35 | 1.39 | 0.65 | 16.92 | 21.31 | 0.23333 | 256.3727 | 262.5 | 0.6445 | 0.24806 | 1
8131 | 06E18G09H10D05M01W03 | 2.35 | 1.39 | 0.65 | 12.13 | 16.52 | 0.23333 | 256.3727 | 196.14 | 0.6445 | 0.41708 | 2
8132 | 06E18G09H10D07M01W02 | 2.42 | 1.43 | 0.65 | 16.92 | 21.42 | 0.23333 | 260.4747 | 263.34 | 0.63427 | 0.24418 | 1
8133 | 06E18G09H10D07M01W03 | 2.42 | 1.43 | 0.65 | 12.13 | 16.63 | 0.23333 | 260.4747 | 196.98 | 0.63427 | 0.4132 | 2
8134 | 06E18G09H10D07M01W04 | 2.42 | 1.43 | 0.65 | 8.84 | 13.34 | 0.23333 | 260.4747 | 151.2 | 0.63427 | 0.52929 | 2
8135 | 06E18G09H10D07M02W02 | 2.15 | 1.02 | 0.65 | 16.92 | 20.74 | 0.077778 | 219.455 | 260.19 | 0.73913 | 0.26817 | 1
8136 | 06E18G09H11D05M01W02 | 2.35 | 1.38 | 0.65 | 16.92 | 21.3 | 0.23333 | 256.3727 | 262.5 | 0.64706 | 0.24841 | 1
8137 | 06E18G09H11D05M01W03 | 2.35 | 1.38 | 0.65 | 12.13 | 16.51 | 0.23333 | 256.3727 | 196.14 | 0.64706 | 0.41743 | 2
8138 | 06E18G09H11D06M01W02 | 2.07 | 1.23 | 0.65 | 16.92 | 20.87 | 0.15556 | 237.9139 | 259.35 | 0.68542 | 0.26359 | 1
8139 | 06E18G09H11D06M01W03 | 2.07 | 1.23 | 0.65 | 12.13 | 16.08 | 0.15556 | 237.9139 | 192.99 | 0.68542 | 0.4326 | 2
8140 | 06E18G09H11D07M01W02 | 2.42 | 1.43 | 0.65 | 16.92 | 21.42 | 0.23333 | 260.4747 | 263.34 | 0.63427 | 0.24418 | 1
8141 | 06E18G09H11D07M01W03 | 2.42 | 1.43 | 0.65 | 12.13 | 16.63 | 0.23333 | 260.4747 | 196.98 | 0.63427 | 0.4132 | 2
8142 | 06E18G09H11D07M01W04 | 2.42 | 1.43 | 0.65 | 8.84 | 13.34 | 0.23333 | 260.4747 | 151.2 | 0.63427 | 0.52929 | 2
8143 | 06E18G09H11D07M02W02 | 2.15 | 1.02 | 0.65 | 16.92 | 20.74 | 0.077778 | 219.455 | 260.19 | 0.73913 | 0.26817 | 1
8144 | 06E18G09H12D05M01W02 | 2.04 | 1.16 | 0.65 | 16.92 | 20.77 | 0.15556 | 227.659 | 259.35 | 0.70332 | 0.26711 | 1
8145 | 06E18G09H12D05M01W03 | 2.04 | 1.16 | 0.65 | 12.13 | 15.98 | 0.15556 | 227.659 | 192.99 | 0.70332 | 0.43613 | 2
8146 | 06E18G09H12D07M01W02 | 2.11 | 1.19 | 0.65 | 16.92 | 20.87 | 0.15556 | 229.7099 | 259.98 | 0.69565 | 0.26359 | 1
8147 | 06E18G09H12D07M01W03 | 2.11 | 1.19 | 0.65 | 12.13 | 16.08 | 0.15556 | 229.7099 | 193.62 | 0.69565 | 0.4326 | 2
8148 | 06E18G09H12D07M01W04 | 2.11 | 1.19 | 0.65 | 8.84 | 12.79 | 0.15556 | 229.7099 | 147.84 | 0.69565 | 0.54869 | 2
8149 | 06E18G09H12D07M02W02 | 1.87 | 0.85 | 0.65 | 16.92 | 20.29 | 0.077778 | 196.8942 | 257.25 | 0.78261 | 0.28405 | 1
8150 | 06E18G09H13D05M01W02 | 2.04 | 1.01 | 0.65 | 16.92 | 20.62 | 0.15556 | 213.3021 | 259.35 | 0.74169 | 0.27241 | 1
8151 | 06E18G09H13D05M01W03 | 2.04 | 1.01 | 0.65 | 12.13 | 15.83 | 0.15556 | 213.3021 | 192.99 | 0.74169 | 0.44143 | 2
8152 | 06E18G09H13D07M01W02 | 2.11 | 1.04 | 0.65 | 16.92 | 20.72 | 0.15556 | 217.404 | 259.98 | 0.73402 | 0.26888 | 1
8153 | 06E18G09H13D07M01W03 | 2.11 | 1.04 | 0.65 | 12.13 | 15.93 | 0.15556 | 217.404 | 193.62 | 0.73402 | 0.4379 | 2
8154 | 06E18G09H13D07M01W04 | 2.11 | 1.04 | 0.65 | 8.84 | 12.64 | 0.15556 | 217.404 | 147.84 | 0.73402 | 0.55399 | 2
8155 | 06E18G09H13D07M02W02 | 1.87 | 0.74 | 0.65 | 16.92 | 20.18 | 0.077778 | 188.6903 | 257.25 | 0.81074 | 0.28793 | 1
8156 | 06E18G09H14D05M01W02 | 2.35 | 1.22 | 0.65 | 16.92 | 21.14 | 0.15556 | 239.9648 | 262.5 | 0.68798 | 0.25406 | 1
8157 | 06E18G09H14D05M01W03 | 2.35 | 1.22 | 0.65 | 12.13 | 16.35 | 0.15556 | 239.9648 | 196.14 | 0.68798 | 0.42308 | 2
8158 | 06E18G09H14D07M01W02 | 2.42 | 1.26 | 0.65 | 16.92 | 21.25 | 0.15556 | 246.1178 | 263.34 | 0.67775 | 0.25018 | 1
8159 | 06E18G09H14D07M01W03 | 2.42 | 1.26 | 0.65 | 12.13 | 16.46 | 0.15556 | 246.1178 | 196.98 | 0.67775 | 0.4192 | 2
8160 | 06E18G09H14D07M01W04 | 2.42 | 1.26 | 0.65 | 8.84 | 13.17 | 0.15556 | 246.1178 | 151.2 | 0.67775 | 0.53529 | 2
8161 | 06E18G09H14D07M02W02 | 2.15 | 0.89 | 0.65 | 16.92 | 20.61 | 0.077778 | 209.2001 | 260.19 | 0.77238 | 0.27276 | 1
8162 | 06E18G10H07D04M01W02 | 5.81 | 0.18 | 0.65 | 16.92 | 23.56 | 0 | 203.0472 | 303.66 | 0.95396 | 0.16867 | 1
8163 | 06E18G10H07D05M01W02 | 4.86 | 0.15 | 0.65 | 16.92 | 22.58 | 0 | 186.6393 | 292.53 | 0.96164 | 0.20325 | 1
8164 | 06E18G10H07D05M01W03 | 4.86 | 0.15 | 0.65 | 12.13 | 17.79 | 0 | 186.6393 | 226.17 | 0.96164 | 0.37227 | 2
8165 | 06E18G10H07D06M01W02 | 4.31 | 0.13 | 0.65 | 16.92 | 22.01 | 0 | 176.3844 | 286.02 | 0.96675 | 0.22336 | 1
8166 | 06E18G10H07D06M01W03 | 4.31 | 0.13 | 0.65 | 12.13 | 17.22 | 0 | 176.3844 | 219.66 | 0.96675 | 0.39238 | 2
8167 | 06E18G10H07D07M01W02 | 5 | 0.16 | 0.65 | 16.92 | 22.73 | 0 | 188.6903 | 294 | 0.95908 | 0.19795 | 1
8168 | 06E18G10H07D07M01W03 | 5 | 0.16 | 0.65 | 12.13 | 17.94 | 0 | 188.6903 | 227.64 | 0.95908 | 0.36697 | 2
8169 | 06E18G10H07D07M01W04 | 5 | 0.16 | 0.65 | 8.84 | 14.65 | 0 | 188.6903 | 181.86 | 0.95908 | 0.48306 | 2
8170 | 06E18G10H07D07M02W02 | 4.81 | 0.1 | 0.65 | 16.92 | 22.48 | 0 | 180.4864 | 291.69 | 0.97442 | 0.20677 | 1
8171 | 06E18G10H08D05M01W02 | 4.28 | 0.15 | 0.65 | 16.92 | 22 | 0 | 186.6393 | 284.97 | 0.96164 | 0.22371 | 1
8172 | 06E18G10H08D05M01W03 | 4.28 | 0.15 | 0.65 | 12.13 | 17.21 | 0 | 186.6393 | 218.61 | 0.96164 | 0.39273 | 2
8173 | 06E18G10H08D06M01W02 | 3.8 | 0.13 | 0.65 | 16.92 | 21.5 | 0 | 176.3844 | 279.3 | 0.96675 | 0.24135 | 1
8174 | 06E18G10H08D06M01W03 | 3.8 | 0.13 | 0.65 | 12.13 | 16.71 | 0 | 176.3844 | 212.94 | 0.96675 | 0.41037 | 2
8175 | 06E18G10H08D07M01W02 | 4.4 | 0.16 | 0.65 | 16.92 | 22.13 | 0 | 188.6903 | 286.23 | 0.95908 | 0.21912 | 1
8176 | 06E18G10H08D07M01W03 | 4.4 | 0.16 | 0.65 | 12.13 | 17.34 | 0 | 188.6903 | 219.87 | 0.95908 | 0.38814 | 2
8177 | 06E18G10H08D07M01W04 | 4.4 | 0.16 | 0.65 | 8.84 | 14.05 | 0 | 188.6903 | 174.09 | 0.95908 | 0.50423 | 2
8178 | 06E18G10H08D07M02W02 | 4.24 | 0.1 | 0.65 | 16.92 | 21.91 | 0 | 180.4864 | 284.34 | 0.97442 | 0.22689 | 1
8179 | 06E18G10H09D05M01W02 | 4.12 | 0.15 | 0.65 | 16.92 | 21.84 | 0 | 186.6393 | 282.87 | 0.96164 | 0.22936 | 1
8180 | 06E18G10H09D05M01W03 | 4.12 | 0.15 | 0.65 | 12.13 | 17.05 | 0 | 186.6393 | 216.51 | 0.96164 | 0.39838 | 2
8181 | 06E18G10H09D07M01W02 | 4.24 | 0.16 | 0.65 | 16.92 | 21.97 | 0 | 188.6903 | 284.13 | 0.95908 | 0.22477 | 1
8182 | 06E18G10H09D07M01W03 | 4.24 | 0.16 | 0.65 | 12.13 | 17.18 | 0 | 188.6903 | 217.77 | 0.95908 | 0.39379 | 2
8183 | 06E18G10H09D07M01W04 | 4.24 | 0.16 | 0.65 | 8.84 | 13.89 | 0 | 188.6903 | 171.99 | 0.95908 | 0.50988 | 2
8184 | 06E18G10H09D07M02W02 | 4.08 | 0.1 | 0.65 | 16.92 | 21.75 | 0 | 180.4864 | 282.24 | 0.97442 | 0.23253 | 1
8185 | 06E18G10H10D05M01W02 | 4.86 | 0.14 | 0.65 | 16.92 | 22.57 | 0 | 186.6393 | 292.53 | 0.96419 | 0.2036 | 1
8186 | 06E18G10H10D05M01W03 | 4.86 | 0.14 | 0.65 | 12.13 | 17.78 | 0 | 186.6393 | 226.17 | 0.96419 | 0.37262 | 2
8187 | 06E18G10H10D07M01W02 | 5 | 0.15 | 0.65 | 16.92 | 22.72 | 0 | 188.6903 | 294 | 0.96164 | 0.19831 | 1
8188 | 06E18G10H10D07M01W03 | 5 | 0.15 | 0.65 | 12.13 | 17.93 | 0 | 188.6903 | 227.64 | 0.96164 | 0.36733 | 2
8189 | 06E18G10H10D07M01W04 | 5 | 0.15 | 0.65 | 8.84 | 14.64 | 0 | 188.6903 | 181.86 | 0.96164 | 0.48342 | 2
8190 | 06E18G10H10D07M02W02 | 4.81 | 0.09 | 0.65 | 16.92 | 22.47 | 0 | 180.4864 | 291.69 | 0.97698 | 0.20713 | 1
8191 | 06E18G10H11D05M01W02 | 4.86 | 0.14 | 0.65 | 16.92 | 22.57 | 0 | 186.6393 | 292.53 | 0.96419 | 0.2036 | 1
8192 | 06E18G10H11D05M01W03 | 4.86 | 0.14 | 0.65 | 12.13 | 17.78 | 0 | 186.6393 | 226.17 | 0.96419 | 0.37262 | 2
8193 | 06E18G10H11D06M01W02 | 4.31 | 0.12 | 0.65 | 16.92 | 22 | 0 | 176.3844 | 286.02 | 0.96931 | 0.22371 | 1
8194 | 06E18G10H11D06M01W03 | 4.31 | 0.12 | 0.65 | 12.13 | 17.21 | 0 | 176.3844 | 219.66 | 0.96931 | 0.39273 | 2
8195 | 06E18G10H11D07M01W02 | 5 | 0.15 | 0.65 | 16.92 | 22.72 | 0 | 188.6903 | 294 | 0.96164 | 0.19831 | 1
8196 | 06E18G10H11D07M01W03 | 5 | 0.15 | 0.65 | 12.13 | 17.93 | 0 | 188.6903 | 227.64 | 0.96164 | 0.36733 | 2
8197 | 06E18G10H11D07M01W04 | 5 | 0.15 | 0.65 | 8.84 | 14.64 | 0 | 188.6903 | 181.86 | 0.96164 | 0.48342 | 2
8198 | 06E18G10H11D07M02W02 | 4.81 | 0.09 | 0.65 | 16.92 | 22.47 | 0 | 180.4864 | 291.69 | 0.97698 | 0.20713 | 1
8199 | 06E18G10H12D05M01W02 | 4.23 | 0.12 | 0.65 | 16.92 | 21.92 | 0 | 162.0275 | 285.6 | 0.96931 | 0.22653 | 1
8200 | 06E18G10H12D05M01W03 | 4.23 | 0.12 | 0.65 | 12.13 | 17.13 | 0 | 162.0275 | 219.24 | 0.96931 | 0.39555 | 2
8201 | 06E18G10H12D07M01W02 | 4.34 | 0.12 | 0.65 | 16.92 | 22.03 | 0 | 166.1295 | 287.07 | 0.96931 | 0.22265 | 1
8202 | 06E18G10H12D07M01W03 | 4.34 | 0.12 | 0.65 | 12.13 | 17.24 | 0 | 166.1295 | 220.71 | 0.96931 | 0.39167 | 2
8203 | 06E18G10H12D07M01W04 | 4.34 | 0.12 | 0.65 | 8.84 | 13.95 | 0 | 166.1295 | 174.93 | 0.96931 | 0.50776 | 2
8204 | 06E18G10H12D07M02W02 | 4.17 | 0.08 | 0.65 | 16.92 | 21.82 | 0 | 159.9766 | 284.97 | 0.97954 | 0.23006 | 1
8205 | 06E18G10H13D05M01W02 | 4.23 | 0.1 | 0.65 | 16.92 | 21.9 | 0 | 162.0275 | 285.6 | 0.97442 | 0.22724 | 1
8206 | 06E18G10H13D05M01W03 | 4.23 | 0.1 | 0.65 | 12.13 | 17.11 | 0 | 162.0275 | 219.24 | 0.97442 | 0.39626 | 2
8207 | 06E18G10H13D07M01W02 | 4.34 | 0.11 | 0.65 | 16.92 | 22.02 | 0 | 164.0785 | 287.07 | 0.97187 | 0.22301 | 1
8208 | 06E18G10H13D07M01W03 | 4.34 | 0.11 | 0.65 | 12.13 | 17.23 | 0 | 164.0785 | 220.71 | 0.97187 | 0.39203 | 2
8209 | 06E18G10H13D07M01W04 | 4.34 | 0.11 | 0.65 | 8.84 | 13.94 | 0 | 164.0785 | 174.93 | 0.97187 | 0.50812 | 2
8210 | 06E18G10H13D07M02W02 | 4.17 | 0.07 | 0.65 | 16.92 | 21.81 | 0 | 159.9766 | 284.97 | 0.9821 | 0.23042 | 1
8211 | 06E18G10H14D05M01W02 | 4.86 | 0.12 | 0.65 | 16.92 | 22.55 | 0 | 184.5883 | 292.53 | 0.96931 | 0.2043 | 1
8212 | 06E18G10H14D05M01W03 | 4.86 | 0.12 | 0.65 | 12.13 | 17.76 | 0 | 184.5883 | 226.17 | 0.96931 | 0.37332 | 2
8213 | 06E18G10H14D07M01W02 | 5 | 0.13 | 0.65 | 16.92 | 22.7 | 0 | 186.6393 | 294 | 0.96675 | 0.19901 | 1
8214 | 06E18G10H14D07M01W03 | 5 | 0.13 | 0.65 | 12.13 | 17.91 | 0 | 186.6393 | 227.64 | 0.96675 | 0.36803 | 2
8215 | 06E18G10H14D07M01W04 | 5 | 0.13 | 0.65 | 8.84 | 14.62 | 0 | 186.6393 | 181.86 | 0.96675 | 0.48412 | 2
8216 | 06E18G10H14D07M02W02 | 4.81 | 0.08 | 0.65 | 16.92 | 22.46 | 0 | 178.4354 | 291.69 | 0.97954 | 0.20748 | 1
8217 | 06E18G12H07D04M01W02 | 3.25 | 2.72 | 0.65 | 16.92 | 23.54 | 0.38889 | 393.7885 | 273.21 | 0.30435 | 0.16937 | 1
8218 | 06E18G12H07D05M01W02 | 2.63 | 2.31 | 0.65 | 16.92 | 22.51 | 0.31111 | 348.6669 | 265.86 | 0.40921 | 0.20572 | 1
8219 | 06E18G12H07D05M01W03 | 2.63 | 2.31 | 0.65 | 12.13 | 17.72 | 0.31111 | 348.6669 | 199.5 | 0.40921 | 0.37474 | 2
8220 | 06E18G12H07D06M01W02 | 2.34 | 2.12 | 0.65 | 16.92 | 22.03 | 0.31111 | 326.1061 | 262.5 | 0.4578 | 0.22265 | 1
8221 | 06E18G12H07D06M01W03 | 2.34 | 2.12 | 0.65 | 12.13 | 17.24 | 0.31111 | 326.1061 | 196.14 | 0.4578 | 0.39167 | 2
8222 | 06E18G12H07D07M01W02 | 2.71 | 2.38 | 0.65 | 16.92 | 22.66 | 0.31111 | 356.8708 | 266.91 | 0.3913 | 0.20042 | 1
8223 | 06E18G12H07D07M01W03 | 2.71 | 2.38 | 0.65 | 12.13 | 17.87 | 0.31111 | 356.8708 | 200.55 | 0.3913 | 0.36944 | 1
8224 | 06E18G12H07D07M01W04 | 2.71 | 2.38 | 0.65 | 8.84 | 14.58 | 0.31111 | 356.8708 | 154.77 | 0.3913 | 0.48553 | 1
8225 | 06E18G12H07D07M02W02 | 2.37 | 1.87 | 0.65 | 16.92 | 21.81 | 0.23333 | 305.5962 | 262.92 | 0.52174 | 0.23042 | 1
8226 | 06E18G12H08D05M01W02 | 2.32 | 2.31 | 0.65 | 16.92 | 22.2 | 0.31111 | 348.6669 | 261.87 | 0.40921 | 0.21665 | 1
8227 | 06E18G12H08D05M01W03 | 2.32 | 2.31 | 0.65 | 12.13 | 17.41 | 0.31111 | 348.6669 | 195.51 | 0.40921 | 0.38567 | 2
8228 | 06E18G12H08D06M01W02 | 2.07 | 2.12 | 0.65 | 16.92 | 21.76 | 0.31111 | 326.1061 | 258.93 | 0.4578 | 0.23218 | 1
8229 | 06E18G12H08D06M01W03 | 2.07 | 2.12 | 0.65 | 12.13 | 16.97 | 0.31111 | 326.1061 | 192.57 | 0.4578 | 0.4012 | 2
8230 | 06E18G12H08D07M01W02 | 2.39 | 2.38 | 0.65 | 16.92 | 22.34 | 0.31111 | 356.8708 | 262.71 | 0.3913 | 0.21171 | 1
8231 | 06E18G12H08D07M01W03 | 2.39 | 2.38 | 0.65 | 12.13 | 17.55 | 0.31111 | 356.8708 | 196.35 | 0.3913 | 0.38073 | 1
8232 | 06E18G12H08D07M01W04 | 2.39 | 2.38 | 0.65 | 8.84 | 14.26 | 0.31111 | 356.8708 | 150.57 | 0.3913 | 0.49682 | 1
8233 | 06E18G12H08D07M02W02 | 2.09 | 1.87 | 0.65 | 16.92 | 21.53 | 0.23333 | 305.5962 | 259.14 | 0.52174 | 0.2403 | 1
8234 | 06E18G12H09D05M01W02 | 2.23 | 2.31 | 0.65 | 16.92 | 22.11 | 0.31111 | 348.6669 | 260.82 | 0.40921 | 0.21983 | 1
8235 | 06E18G12H09D05M01W03 | 2.23 | 2.31 | 0.65 | 12.13 | 17.32 | 0.31111 | 348.6669 | 194.46 | 0.40921 | 0.38885 | 2
8236 | 06E18G12H09D07M01W02 | 2.3 | 2.38 | 0.65 | 16.92 | 22.25 | 0.31111 | 356.8708 | 261.45 | 0.3913 | 0.21489 | 1
8237 | 06E18G12H09D07M01W03 | 2.3 | 2.38 | 0.65 | 12.13 | 17.46 | 0.31111 | 356.8708 | 195.09 | 0.3913 | 0.38391 | 1
8238 | 06E18G12H09D07M01W04 | 2.3 | 2.38 | 0.65 | 8.84 | 14.17 | 0.31111 | 356.8708 | 149.31 | 0.3913 | 0.5 | 1
8239 | 06E18G12H09D07M02W02 | 2.01 | 1.87 | 0.65 | 16.92 | 21.45 | 0.23333 | 305.5962 | 258.3 | 0.52174 | 0.24312 | 1
8240 | 06E18G12H10D05M01W02 | 2.63 | 2.15 | 0.65 | 16.92 | 22.35 | 0.31111 | 334.31 | 265.86 | 0.45013 | 0.21136 | 1
8241 | 06E18G12H10D05M01W03 | 2.63 | 2.15 | 0.65 | 12.13 | 17.56 | 0.31111 | 334.31 | 199.5 | 0.45013 | 0.38038 | 2
8242 | 06E18G12H10D07M01W02 | 2.71 | 2.22 | 0.65 | 16.92 | 22.5 | 0.31111 | 342.5139 | 266.91 | 0.43223 | 0.20607 | 1
8243 | 06E18G12H10D07M01W03 | 2.71 | 2.22 | 0.65 | 12.13 | 17.71 | 0.31111 | 342.5139 | 200.55 | 0.43223 | 0.37509 | 2
8244 | 06E18G12H10D07M01W04 | 2.71 | 2.22 | 0.65 | 8.84 | 14.42 | 0.31111 | 342.5139 | 154.77 | 0.43223 | 0.49118 | 2
8245 | 06E18G12H10D07M02W02 | 2.37 | 1.74 | 0.65 | 16.92 | 21.68 | 0.23333 | 293.2904 | 262.92 | 0.55499 | 0.235 | 1
8246 | 06E18G12H11D05M01W02 | 2.63 | 2.15 | 0.65 | 16.92 | 22.35 | 0.31111 | 334.31 | 265.86 | 0.45013 | 0.21136 | 1
8247 | 06E18G12H11D05M01W03 | 2.63 | 2.15 | 0.65 | 12.13 | 17.56 | 0.31111 | 334.31 | 199.5 | 0.45013 | 0.38038 | 2
8248 | 06E18G12H11D06M01W02 | 2.34 | 1.98 | 0.65 | 16.92 | 21.89 | 0.31111 | 313.8002 | 262.5 | 0.49361 | 0.22759 | 1
8249 | 06E18G12H11D06M01W03 | 2.34 | 1.98 | 0.65 | 12.13 | 17.1 | 0.31111 | 313.8002 | 196.14 | 0.49361 | 0.39661 | 2
8250 | 06E18G12H11D07M01W02 | 2.71 | 2.22 | 0.65 | 16.92 | 22.5 | 0.31111 | 342.5139 | 266.91 | 0.43223 | 0.20607 | 1
8251 | 06E18G12H11D07M01W03 | 2.71 | 2.22 | 0.65 | 12.13 | 17.71 | 0.31111 | 342.5139 | 200.55 | 0.43223 | 0.37509 | 2
8252 | 06E18G12H11D07M01W04 | 2.71 | 2.22 | 0.65 | 8.84 | 14.42 | 0.31111 | 342.5139 | 154.77 | 0.43223 | 0.49118 | 2
8253 | 06E18G12H11D07M02W02 | 2.37 | 1.74 | 0.65 | 16.92 | 21.68 | 0.23333 | 293.2904 | 262.92 | 0.55499 | 0.235 | 1
8254 | 06E18G12H12D05M01W02 | 2.29 | 1.79 | 0.65 | 16.92 | 21.65 | 0.23333 | 291.2394 | 262.29 | 0.5422 | 0.23606 | 1
8255 | 06E18G12H12D05M01W03 | 2.29 | 1.79 | 0.65 | 12.13 | 16.86 | 0.23333 | 291.2394 | 195.93 | 0.5422 | 0.40508 | 2
8256 | 06E18G12H12D07M01W02 | 2.35 | 1.85 | 0.65 | 16.92 | 21.77 | 0.23333 | 295.3413 | 263.13 | 0.52685 | 0.23183 | 1
8257 | 06E18G12H12D07M01W03 | 2.35 | 1.85 | 0.65 | 12.13 | 16.98 | 0.23333 | 295.3413 | 196.77 | 0.52685 | 0.40085 | 2
8258 | 06E18G12H12D07M01W04 | 2.35 | 1.85 | 0.65 | 8.84 | 13.69 | 0.23333 | 295.3413 | 150.99 | 0.52685 | 0.51694 | 2
8259 | 06E18G12H12D07M02W02 | 2.06 | 1.45 | 0.65 | 16.92 | 21.08 | 0.15556 | 256.3727 | 259.56 | 0.62916 | 0.25618 | 1
8260 | 06E18G12H13D05M01W02 | 2.29 | 1.57 | 0.65 | 16.92 | 21.43 | 0.23333 | 270.7296 | 262.29 | 0.59847 | 0.24382 | 1
8261 | 06E18G12H13D05M01W03 | 2.29 | 1.57 | 0.65 | 12.13 | 16.64 | 0.23333 | 270.7296 | 195.93 | 0.59847 | 0.41284 | 2
8262 | 06E18G12H13D07M01W02 | 2.35 | 1.62 | 0.65 | 16.92 | 21.54 | 0.23333 | 274.8315 | 263.13 | 0.58568 | 0.23994 | 1
8263 | 06E18G12H13D07M01W03 | 2.35 | 1.62 | 0.65 | 12.13 | 16.75 | 0.23333 | 274.8315 | 196.77 | 0.58568 | 0.40896 | 2
8264 | 06E18G12H13D07M01W04 | 2.35 | 1.62 | 0.65 | 8.84 | 13.46 | 0.23333 | 274.8315 | 150.99 | 0.58568 | 0.52505 | 2
8265 | 06E18G12H13D07M02W02 | 2.06 | 1.27 | 0.65 | 16.92 | 20.9 | 0.15556 | 239.9648 | 259.56 | 0.67519 | 0.26253 | 1
8266 | 06E18G12H14D05M01W02 | 2.63 | 1.89 | 0.65 | 16.92 | 22.09 | 0.23333 | 309.6982 | 265.86 | 0.51662 | 0.22054 | 1
8267 | 06E18G12H14D05M01W03 | 2.63 | 1.89 | 0.65 | 12.13 | 17.3 | 0.23333 | 309.6982 | 199.5 | 0.51662 | 0.38956 | 2
8268 | 06E18G12H14D07M01W02 | 2.71 | 1.95 | 0.65 | 16.92 | 22.23 | 0.31111 | 317.9021 | 266.91 | 0.50128 | 0.2156 | 1
8269 | 06E18G12H14D07M01W03 | 2.71 | 1.95 | 0.65 | 12.13 | 17.44 | 0.31111 | 317.9021 | 200.55 | 0.50128 | 0.38462 | 2
8270 | 06E18G12H14D07M01W04 | 2.71 | 1.95 | 0.65 | 8.84 | 14.15 | 0.31111 | 317.9021 | 154.77 | 0.50128 | 0.50071 | 2
8271 | 06E18G12H14D07M02W02 | 2.37 | 1.53 | 0.65 | 16.92 | 21.47 | 0.15556 | 274.8315 | 262.92 | 0.6087 | 0.24241 | 1
8272 | 06E19G09H07D04M01W02 | 3.13 | 0.91 | 0.65 | 16.92 | 21.61 | 0.15556 | 223.557 | 271.74 | 0.76726 | 0.23747 | 1
8273 | 06E19G09H07D05M01W02 | 2.52 | 0.81 | 0.65 | 16.92 | 20.9 | 0.077778 | 207.1491 | 264.6 | 0.79284 | 0.26253 | 1
8274 | 06E19G09H07D05M01W03 | 2.52 | 0.81 | 0.65 | 12.13 | 16.11 | 0.077778 | 207.1491 | 198.24 | 0.79284 | 0.43155 | 2
8275 | 06E19G09H07D06M01W02 | 2.24 | 0.74 | 0.65 | 16.92 | 20.55 | 0.077778 | 194.8432 | 261.24 | 0.81074 | 0.27488 | 1
8276 | 06E19G09H07D06M01W03 | 2.24 | 0.74 | 0.65 | 12.13 | 15.76 | 0.077778 | 194.8432 | 194.88 | 0.81074 | 0.4439 | 2
8277 | 06E19G09H07D07M01W02 | 2.6 | 0.82 | 0.65 | 16.92 | 20.99 | 0.077778 | 209.2001 | 265.44 | 0.79028 | 0.25935 | 1
8278 | 06E19G09H07D07M01W03 | 2.6 | 0.82 | 0.65 | 12.13 | 16.2 | 0.077778 | 209.2001 | 199.08 | 0.79028 | 0.42837 | 2
8279 | 06E19G09H07D07M01W04 | 2.6 | 0.82 | 0.65 | 8.84 | 12.91 | 0.077778 | 209.2001 | 153.3 | 0.79028 | 0.54446 | 2
8280 | 06E19G09H07D07M02W02 | 2.34 | 0.58 | 0.65 | 16.92 | 20.49 | 0 | 184.5883 | 262.5 | 0.85166 | 0.27699 | 1
8281 | 06E19G09H08D05M01W02 | 2.22 | 0.81 | 0.65 | 16.92 | 20.6 | 0.077778 | 207.1491 | 260.82 | 0.79284 | 0.27311 | 1
8282 | 06E19G09H08D05M01W03 | 2.22 | 0.81 | 0.65 | 12.13 | 15.81 | 0.077778 | 207.1491 | 194.46 | 0.79284 | 0.44213 | 2
8283 | 06E19G09H08D06M01W02 | 1.97 | 0.74 | 0.65 | 16.92 | 20.28 | 0.077778 | 194.8432 | 257.67 | 0.81074 | 0.2844 | 1
8284 | 06E19G09H08D06M01W03 | 1.97 | 0.74 | 0.65 | 12.13 | 15.49 | 0.077778 | 194.8432 | 191.31 | 0.81074 | 0.45342 | 2
8285 | 06E19G09H08D07M01W02 | 2.29 | 0.82 | 0.65 | 16.92 | 20.68 | 0.077778 | 209.2001 | 261.45 | 0.79028 | 0.27029 | 1
8286 | 06E19G09H08D07M01W03 | 2.29 | 0.82 | 0.65 | 12.13 | 15.89 | 0.077778 | 209.2001 | 195.09 | 0.79028 | 0.43931 | 2
8287 | 06E19G09H08D07M01W04 | 2.29 | 0.82 | 0.65 | 8.84 | 12.6 | 0.077778 | 209.2001 | 149.31 | 0.79028 | 0.5554 | 2
8288 | 06E19G09H08D07M02W02 | 2.07 | 0.58 | 0.65 | 16.92 | 20.22 | 0 | 184.5883 | 258.93 | 0.85166 | 0.28652 | 1
8289 | 06E19G09H09D05M01W02 | 2.14 | 0.81 | 0.65 | 16.92 | 20.52 | 0.077778 | 207.1491 | 259.56 | 0.79284 | 0.27594 | 1
8290 | 06E19G09H09D05M01W03 | 2.14 | 0.81 | 0.65 | 12.13 | 15.73 | 0.077778 | 207.1491 | 193.2 | 0.79284 | 0.44495 | 2
8291 | 06E19G09H09D07M01W02 | 2.2 | 0.82 | 0.65 | 16.92 | 20.59 | 0.077778 | 209.2001 | 260.4 | 0.79028 | 0.27347 | 1
8292 | 06E19G09H09D07M01W03 | 2.2 | 0.82 | 0.65 | 12.13 | 15.8 | 0.077778 | 209.2001 | 194.04 | 0.79028 | 0.44248 | 2
8293 | 06E19G09H09D07M01W04 | 2.2 | 0.82 | 0.65 | 8.84 | 12.51 | 0.077778 | 209.2001 | 148.26 | 0.79028 | 0.55857 | 2
8294 | 06E19G09H09D07M02W02 | 1.99 | 0.58 | 0.65 | 16.92 | 20.14 | 0 | 184.5883 | 257.88 | 0.85166 | 0.28934 | 1
8295 | 06E19G09H10D05M01W02 | 2.52 | 0.75 | 0.65 | 16.92 | 20.84 | 0.077778 | 203.0472 | 264.6 | 0.80818 | 0.26464 | 1
8296 | 06E19G09H10D05M01W03 | 2.52 | 0.75 | 0.65 | 12.13 | 16.05 | 0.077778 | 203.0472 | 198.24 | 0.80818 | 0.43366 | 2
8297 | 06E19G09H10D07M01W02 | 2.6 | 0.77 | 0.65 | 16.92 | 20.94 | 0.077778 | 203.0472 | 265.44 | 0.80307 | 0.26112 | 1
8298 | 06E19G09H10D07M01W03 | 2.6 | 0.77 | 0.65 | 12.13 | 16.15 | 0.077778 | 203.0472 | 199.08 | 0.80307 | 0.43013 | 2
8299 | 06E19G09H10D07M01W04 | 2.6 | 0.77 | 0.65 | 8.84 | 12.86 | 0.077778 | 203.0472 | 153.3 | 0.80307 | 0.54622 | 2
8300 | 06E19G09H10D07M02W02 | 2.34 | 0.54 | 0.65 | 16.92 | 20.45 | 0 | 180.4864 | 262.5 | 0.86189 | 0.27841 | 1
8301 | 06E19G09H11D05M01W02 | 2.52 | 0.75 | 0.65 | 16.92 | 20.84 | 0.077778 | 203.0472 | 264.6 | 0.80818 | 0.26464 | 1
8302 | 06E19G09H11D05M01W03 | 2.52 | 0.75 | 0.65 | 12.13 | 16.05 | 0.077778 | 203.0472 | 198.24 | 0.80818 | 0.43366 | 2
8303 | 06E19G09H11D06M01W02 | 2.24 | 0.69 | 0.65 | 16.92 | 20.5 | 0.077778 | 190.7413 | 261.24 | 0.82353 | 0.27664 | 1
8304 | 06E19G09H11D06M01W03 | 2.24 | 0.69 | 0.65 | 12.13 | 15.71 | 0.077778 | 190.7413 | 194.88 | 0.82353 | 0.44566 | 2
8305 | 06E19G09H11D07M01W02 | 2.6 | 0.77 | 0.65 | 16.92 | 20.94 | 0.077778 | 203.0472 | 265.44 | 0.80307 | 0.26112 | 1
8306 | 06E19G09H11D07M01W03 | 2.6 | 0.77 | 0.65 | 12.13 | 16.15 | 0.077778 | 203.0472 | 199.08 | 0.80307 | 0.43013 | 2
8307 | 06E19G09H11D07M01W04 | 2.6 | 0.77 | 0.65 | 8.84 | 12.86 | 0.077778 | 203.0472 | 153.3 | 0.80307 | 0.54622 | 2
8308 | 06E19G09H11D07M02W02 | 2.34 | 0.54 | 0.65 | 16.92 | 20.45 | 0 | 180.4864 | 262.5 | 0.86189 | 0.27841 | 1
8309 | 06E19G09H12D05M01W02 | 2.19 | 0.63 | 0.65 | 16.92 | 20.39 | 0.077778 | 178.4354 | 261.03 | 0.83887 | 0.28052 | 1
8310 | 06E19G09H12D05M01W03 | 2.19 | 0.63 | 0.65 | 12.13 | 15.6 | 0.077778 | 178.4354 | 194.67 | 0.83887 | 0.44954 | 2
8311 | 06E19G09H12D07M01W02 | 2.26 | 0.64 | 0.65 | 16.92 | 20.47 | 0.077778 | 182.5374 | 261.87 | 0.83632 | 0.2777 | 1
8312 | 06E19G09H12D07M01W03 | 2.26 | 0.64 | 0.65 | 12.13 | 15.68 | 0.077778 | 182.5374 | 195.51 | 0.83632 | 0.44672 | 2
8313 | 06E19G09H12D07M01W04 | 2.26 | 0.64 | 0.65 | 8.84 | 12.39 | 0.077778 | 182.5374 | 149.73 | 0.83632 | 0.56281 | 2
8314 | 06E19G09H12D07M02W02 | 2.03 | 0.45 | 0.65 | 16.92 | 20.05 | 0 | 164.0785 | 259.14 | 0.88491 | 0.29252 | 1
8315 | 06E19G09H13D05M01W02 | 2.19 | 0.55 | 0.65 | 16.92 | 20.31 | 0.077778 | 172.2824 | 261.03 | 0.85934 | 0.28335 | 1
8316 | 06E19G09H13D05M01W03 | 2.19 | 0.55 | 0.65 | 12.13 | 15.52 | 0.077778 | 172.2824 | 194.67 | 0.85934 | 0.45236 | 2
8317 | 06E19G09H13D07M01W02 | 2.26 | 0.56 | 0.65 | 16.92 | 20.39 | 0.077778 | 174.3334 | 261.87 | 0.85678 | 0.28052 | 1
8318 | 06E19G09H13D07M01W03 | 2.26 | 0.56 | 0.65 | 12.13 | 15.6 | 0.077778 | 174.3334 | 195.51 | 0.85678 | 0.44954 | 2
8319 | 06E19G09H13D07M01W04 | 2.26 | 0.56 | 0.65 | 8.84 | 12.31 | 0.077778 | 174.3334 | 149.73 | 0.85678 | 0.56563 | 2
8320 | 06E19G09H13D07M02W02 | 2.03 | 0.39 | 0.65 | 16.92 | 19.99 | 0 | 159.9766 | 259.14 | 0.90026 | 0.29464 | 1
8321 | 06E19G09H14D05M01W02 | 2.52 | 0.66 | 0.65 | 16.92 | 20.75 | 0.077778 | 194.8432 | 264.6 | 0.8312 | 0.26782 | 1
8322 | 06E19G09H14D05M01W03 | 2.52 | 0.66 | 0.65 | 12.13 | 15.96 | 0.077778 | 194.8432 | 198.24 | 0.8312 | 0.43684 | 2
8323 | 06E19G09H14D07M01W02 | 2.6 | 0.67 | 0.65 | 16.92 | 20.84 | 0.077778 | 194.8432 | 265.44 | 0.82864 | 0.26464 | 1
8324 | 06E19G09H14D07M01W03 | 2.6 | 0.67 | 0.65 | 12.13 | 16.05 | 0.077778 | 194.8432 | 199.08 | 0.82864 | 0.43366 | 2
8325 | 06E19G09H14D07M01W04 | 2.6 | 0.67 | 0.65 | 8.84 | 12.76 | 0.077778 | 194.8432 | 153.3 | 0.82864 | 0.54975 | 2
8326 | 06E19G09H14D07M02W02 | 2.34 | 0.47 | 0.65 | 16.92 | 20.38 | 0 | 174.3334 | 262.5 | 0.8798 | 0.28088 | 1
8327 | 06E19G10H07D04M01W02 | 6.25 | 0.06 | 0.65 | 16.92 | 23.88 | 0 | 198.9452 | 308.91 | 0.98465 | 0.15737 | 1
8328 | 06E19G10H07D05M01W02 | 5.26 | 0.06 | 0.65 | 16.92 | 22.89 | 0 | 184.5883 | 297.15 | 0.98465 | 0.19231 | 1
8329 | 06E19G10H07D05M01W03 | 5.26 | 0.06 | 0.65 | 12.13 | 18.1 | 0 | 184.5883 | 230.79 | 0.98465 | 0.36133 | 2
8330 | 06E19G10H07D06M01W02 | 4.69 | 0.05 | 0.65 | 16.92 | 22.31 | 0 | 176.3844 | 290.43 | 0.98721 | 0.21277 | 1
8331 | 06E19G10H07D06M01W03 | 4.69 | 0.05 | 0.65 | 12.13 | 17.52 | 0 | 176.3844 | 224.07 | 0.98721 | 0.38179 | 2
8332 | 06E19G10H07D07M01W02 | 5.4 | 0.06 | 0.65 | 16.92 | 23.03 | 0 | 186.6393 | 298.83 | 0.98465 | 0.18737 | 1
8333 | 06E19G10H07D07M01W03 | 5.4 | 0.06 | 0.65 | 12.13 | 18.24 | 0 | 186.6393 | 232.47 | 0.98465 | 0.35639 | 2
8334 | 06E19G10H07D07M01W04 | 5.4 | 0.06 | 0.65 | 8.84 | 14.95 | 0 | 186.6393 | 186.69 | 0.98465 | 0.47248 | 2
8335 | 06E19G10H07D07M02W02 | 5.24 | 0.04 | 0.65 | 16.92 | 22.85 | 0 | 182.5374 | 296.73 | 0.98977 | 0.19372 | 1
8336 | 06E19G10H08D05M01W02 | 4.64 | 0.06 | 0.65 | 16.92 | 22.27 | 0 | 184.5883 | 288.96 | 0.98465 | 0.21418 | 1
8337 | 06E19G10H08D05M01W03 | 4.64 | 0.06 | 0.65 | 12.13 | 17.48 | 0 | 184.5883 | 222.6 | 0.98465 | 0.3832 | 2
8338 | 06E19G10H08D06M01W02 | 4.13 | 0.05 | 0.65 | 16.92 | 21.75 | 0 | 176.3844 | 283.08 | 0.98721 | 0.23253 | 1
8339 | 06E19G10H08D06M01W03 | 4.13 | 0.05 | 0.65 | 12.13 | 16.96 | 0 | 176.3844 | 216.72 | 0.98721 | 0.40155 | 2
8340 | 06E19G10H08D07M01W02 | 4.76 | 0.06 | 0.65 | 16.92 | 22.39 | 0 | 186.6393 | 290.43 | 0.98465 | 0.20995 | 1
8341 | 06E19G10H08D07M01W03 | 4.76 | 0.06 | 0.65 | 12.13 | 17.6 | 0 | 186.6393 | 224.07 | 0.98465 | 0.37897 | 2
8342 | 06E19G10H08D07M01W04 | 4.76 | 0.06 | 0.65 | 8.84 | 14.31 | 0 | 186.6393 | 178.29 | 0.98465 | 0.49506 | 2
8343 | 06E19G10H08D07M02W02 | 4.61 | 0.04 | 0.65 | 16.92 | 22.22 | 0 | 182.5374 | 288.75 | 0.98977 | 0.21595 | 1
8344 | 06E19G10H09D05M01W02 | 4.46 | 0.06 | 0.65 | 16.92 | 22.09 | 0 | 184.5883 | 286.86 | 0.98465 | 0.22054 | 1
8345 | 06E19G10H09D05M01W03 | 4.46 | 0.06 | 0.65 | 12.13 | 17.3 | 0 | 184.5883 | 220.5 | 0.98465 | 0.38956 | 2
8346 | 06E19G10H09D07M01W02 | 4.58 | 0.06 | 0.65 | 16.92 | 22.21 | 0 | 186.6393 | 288.12 | 0.98465 | 0.2163 | 1
8347 | 06E19G10H09D07M01W03 | 4.58 | 0.06 | 0.65 | 12.13 | 17.42 | 0 | 186.6393 | 221.76 | 0.98465 | 0.38532 | 2
8348 | 06E19G10H09D07M01W04 | 4.58 | 0.06 | 0.65 | 8.84 | 14.13 | 0 | 186.6393 | 175.98 | 0.98465 | 0.50141 | 2
8349 | 06E19G10H09D07M02W02 | 4.44 | 0.04 | 0.65 | 16.92 | 22.05 | 0 | 182.5374 | 286.44 | 0.98977 | 0.22195 | 1
8350 | 06E19G10H10D05M01W02 | 5.26 | 0.05 | 0.65 | 16.92 | 22.88 | 0 | 184.5883 | 297.15 | 0.98721 | 0.19266 | 1
8351 | 06E19G10H10D05M01W03 | 5.26 | 0.05 | 0.65 | 12.13 | 18.09 | 0 | 184.5883 | 230.79 | 0.98721 | 0.36168 | 2
8352 | 06E19G10H10D07M01W02 | 5.4 | 0.05 | 0.65 | 16.92 | 23.02 | 0 | 186.6393 | 298.83 | 0.98721 | 0.18772 | 1
8353 | 06E19G10H10D07M01W03 | 5.4 | 0.05 | 0.65 | 12.13 | 18.23 | 0 | 186.6393 | 232.47 | 0.98721 | 0.35674 | 2
8354 | 06E19G10H10D07M01W04 | 5.4 | 0.05 | 0.65 | 8.84 | 14.94 | 0 | 186.6393 | 186.69 | 0.98721 | 0.47283 | 2
8355 | 06E19G10H10D07M02W02 | 5.24 | 0.04 | 0.65 | 16.92 | 22.85 | 0 | 182.5374 | 296.73 | 0.98977 | 0.19372 | 1
8356 | 06E19G10H11D05M01W02 | 5.26 | 0.05 | 0.65 | 16.92 | 22.88 | 0 | 184.5883 | 297.15 | 0.98721 | 0.19266 | 1
8357 | 06E19G10H11D05M01W03 | 5.26 | 0.05 | 0.65 | 12.13 | 18.09 | 0 | 184.5883 | 230.79 | 0.98721 | 0.36168 | 2
8358 | 06E19G10H11D06M01W02 | 4.69 | 0.05 | 0.65 | 16.92 | 22.31 | 0 | 176.3844 | 290.43 | 0.98721 | 0.21277 | 1
8359 | 06E19G10H11D06M01W03 | 4.69 | 0.05 | 0.65 | 12.13 | 17.52 | 0 | 176.3844 | 224.07 | 0.98721 | 0.38179 | 2
8360 | 06E19G10H11D07M01W02 | 5.4 | 0.05 | 0.65 | 16.92 | 23.02 | 0 | 186.6393 | 298.83 | 0.98721 | 0.18772 | 1
8361 | 06E19G10H11D07M01W03 | 5.4 | 0.05 | 0.65 | 12.13 | 18.23 | 0 | 186.6393 | 232.47 | 0.98721 | 0.35674 | 2
8362 | 06E19G10H11D07M01W04 | 5.4 | 0.05 | 0.65 | 8.84 | 14.94 | 0 | 186.6393 | 186.69 | 0.98721 | 0.47283 | 2
8363 | 06E19G10H11D07M02W02 | 5.24 | 0.04 | 0.65 | 16.92 | 22.85 | 0 | 182.5374 | 296.73 | 0.98977 | 0.19372 | 1
8364 | 06E19G10H12D05M01W02 | 4.57 | 0.04 | 0.65 | 16.92 | 22.18 | 0 | 159.9766 | 289.8 | 0.98977 | 0.21736 | 1
8365 | 06E19G10H12D05M01W03 | 4.57 | 0.04 | 0.65 | 12.13 | 17.39 | 0 | 159.9766 | 223.44 | 0.98977 | 0.38638 | 2
8366 | 06E19G10H12D07M01W02 | 4.69 | 0.04 | 0.65 | 16.92 | 22.3 | 0 | 162.0275 | 291.27 | 0.98977 | 0.21313 | 1
8367 | 06E19G10H12D07M01W03 | 4.69 | 0.04 | 0.65 | 12.13 | 17.51 | 0 | 162.0275 | 224.91 | 0.98977 | 0.38215 | 2
8368 | 06E19G10H12D07M01W04 | 4.69 | 0.04 | 0.65 | 8.84 | 14.22 | 0 | 162.0275 | 179.13 | 0.98977 | 0.49824 | 2
8369 | 06E19G10H12D07M02W02 | 4.55 | 0.03 | 0.65 | 16.92 | 22.15 | 0 | 159.9766 | 289.59 | 0.99233 | 0.21842 | 1
8370 | 06E19G10H13D05M01W02 | 4.57 | 0.04 | 0.65 | 16.92 | 22.18 | 0 | 159.9766 | 289.8 | 0.98977 | 0.21736 | 1
8371 | 06E19G10H13D05M01W03 | 4.57 | 0.04 | 0.65 | 12.13 | 17.39 | 0 | 159.9766 | 223.44 | 0.98977 | 0.38638 | 2
8372 | 06E19G10H13D07M01W02 | 4.69 | 0.04 | 0.65 | 16.92 | 22.3 | 0 | 162.0275 | 291.27 | 0.98977 | 0.21313 | 1
8373 | 06E19G10H13D07M01W03 | 4.69 | 0.04 | 0.65 | 12.13 | 17.51 | 0 | 162.0275 | 224.91 | 0.98977 | 0.38215 | 2
8374 | 06E19G10H13D07M01W04 | 4.69 | 0.04 | 0.65 | 8.84 | 14.22 | 0 | 162.0275 | 179.13 | 0.98977 | 0.49824 | 2
8375 | 06E19G10H13D07M02W02 | 4.55 | 0.03 | 0.65 | 16.92 | 22.15 | 0 | 157.9256 | 289.59 | 0.99233 | 0.21842 | 1
8376 | 06E19G10H14D05M01W02 | 5.26 | 0.05 | 0.65 | 16.92 | 22.88 | 0 | 182.5374 | 297.15 | 0.98721 | 0.19266 | 1
8377 | 06E19G10H14D05M01W03 | 5.26 | 0.05 | 0.65 | 12.13 | 18.09 | 0 | 182.5374 | 230.79 | 0.98721 | 0.36168 | 2
8378 | 06E19G10H14D07M01W02 | 5.4 | 0.05 | 0.65 | 16.92 | 23.02 | 0 | 186.6393 | 298.83 | 0.98721 | 0.18772 | 1
8379 | 06E19G10H14D07M01W03 | 5.4 | 0.05 | 0.65 | 12.13 | 18.23 | 0 | 186.6393 | 232.47 | 0.98721 | 0.35674 | 2
8380 | 06E19G10H14D07M01W04 | 5.4 | 0.05 | 0.65 | 8.84 | 14.94 | 0 | 186.6393 | 186.69 | 0.98721 | 0.47283 | 2
8381 | 06E19G10H14D07M02W02 | 5.24 | 0.03 | 0.65 | 16.92 | 22.84 | 0 | 182.5374 | 296.73 | 0.99233 | 0.19407 | 1
8382 | 06E19G12H07D04M01W02 | 3.42 | 1.53 | 0.65 | 16.92 | 22.52 | 0.23333 | 280.9845 | 275.1 | 0.6087 | 0.20536 | 1
8383 | 06E19G12H07D05M01W02 | 2.77 | 1.36 | 0.65 | 16.92 | 21.7 | 0.23333 | 258.4237 | 267.54 | 0.65217 | 0.2343 | 1
8384 | 06E19G12H07D05M01W03 | 2.77 | 1.36 | 0.65 | 12.13 | 16.91 | 0.23333 | 258.4237 | 201.18 | 0.65217 | 0.40332 | 2
8385 | 06E19G12H07D06M01W02 | 2.48 | 1.26 | 0.65 | 16.92 | 21.31 | 0.23333 | 246.1178 | 263.97 | 0.67775 | 0.24806 | 1
8386 | 06E19G12H07D06M01W03 | 2.48 | 1.26 | 0.65 | 12.13 | 16.52 | 0.23333 | 246.1178 | 197.61 | 0.67775 | 0.41708 | 2
8387 | 06E19G12H07D07M01W02 | 2.85 | 1.39 | 0.65 | 16.92 | 21.81 | 0.23333 | 262.5256 | 268.59 | 0.6445 | 0.23042 | 1
8388 | 06E19G12H07D07M01W03 | 2.85 | 1.39 | 0.65 | 12.13 | 17.02 | 0.23333 | 262.5256 | 202.23 | 0.6445 | 0.39944 | 2
8389 | 06E19G12H07D07M01W04 | 2.85 | 1.39 | 0.65 | 8.84 | 13.73 | 0.23333 | 262.5256 | 156.45 | 0.6445 | 0.51553 | 2
8390 | 06E19G12H07D07M02W02 | 2.54 | 1.02 | 0.65 | 16.92 | 21.13 | 0.15556 | 227.659 | 264.81 | 0.73913 | 0.25441 | 1
8391 | 06E19G12H08D05M01W02 | 2.44 | 1.36 | 0.65 | 16.92 | 21.37 | 0.23333 | 258.4237 | 263.34 | 0.65217 | 0.24594 | 1
8392 | 06E19G12H08D05M01W03 | 2.44 | 1.36 | 0.65 | 12.13 | 16.58 | 0.23333 | 258.4237 | 196.98 | 0.65217 | 0.41496 | 2
8393 | 06E19G12H08D06M01W02 | 2.18 | 1.26 | 0.65 | 16.92 | 21.01 | 0.23333 | 246.1178 | 260.19 | 0.67775 | 0.25865 | 1
8394 | 06E19G12H08D06M01W03 | 2.18 | 1.26 | 0.65 | 12.13 | 16.22 | 0.23333 | 246.1178 | 193.83 | 0.67775 | 0.42766 | 2
8395 | 06E19G12H08D07M01W02 | 2.51 | 1.39 | 0.65 | 16.92 | 21.47 | 0.23333 | 262.5256 | 264.18 | 0.6445 | 0.24241 | 1
8396 | 06E19G12H08D07M01W03 | 2.51 | 1.39 | 0.65 | 12.13 | 16.68 | 0.23333 | 262.5256 | 197.82 | 0.6445 | 0.41143 | 2
8397 | 06E19G12H08D07M01W04 | 2.51 | 1.39 | 0.65 | 8.84 | 13.39 | 0.23333 | 262.5256 | 152.04 | 0.6445 | 0.52752 | 2
8398 | 06E19G12H08D07M02W02 | 2.24 | 1.02 | 0.65 | 16.92 | 20.83 | 0.15556 | 227.659 | 261.03 | 0.73913 | 0.265 | 1
8399 | 06E19G12H09D05M01W02 | 2.35 | 1.36 | 0.65 | 16.92 | 21.28 | 0.23333 | 258.4237 | 262.08 | 0.65217 | 0.24912 | 1
8400 | 06E19G12H09D05M01W03 | 2.35 | 1.36 | 0.65 | 12.13 | 16.49 | 0.23333 | 258.4237 | 195.72 | 0.65217 | 0.41814 | 2
8401 | 06E19G12H09D07M01W02 | 2.42 | 1.39 | 0.65 | 16.92 | 21.38 | 0.23333 | 262.5256 | 262.92 | 0.6445 | 0.24559 | 1
8402 | 06E19G12H09D07M01W03 | 2.42 | 1.39 | 0.65 | 12.13 | 16.59 | 0.23333 | 262.5256 | 196.56 | 0.6445 | 0.41461 | 2
8403 | 06E19G12H09D07M01W04 | 2.42 | 1.39 | 0.65 | 8.84 | 13.3 | 0.23333 | 262.5256 | 150.78 | 0.6445 | 0.5307 | 2
8404 | 06E19G12H09D07M02W02 | 2.15 | 1.02 | 0.65 | 16.92 | 20.74 | 0.15556 | 227.659 | 259.77 | 0.73913 | 0.26817 | 1
8405 | 06E19G12H10D05M01W02 | 2.77 | 1.27 | 0.65 | 16.92 | 21.61 | 0.23333 | 250.2197 | 267.54 | 0.67519 | 0.23747 | 1
8406 | 06E19G12H10D05M01W03 | 2.77 | 1.27 | 0.65 | 12.13 | 16.82 | 0.23333 | 250.2197 | 201.18 | 0.67519 | 0.40649 | 2
8407 | 06E19G12H10D07M01W02 | 2.85 | 1.3 | 0.65 | 16.92 | 21.72 | 0.23333 | 254.3217 | 268.59 | 0.66752 | 0.23359 | 1
8408 | 06E19G12H10D07M01W03 | 2.85 | 1.3 | 0.65 | 12.13 | 16.93 | 0.23333 | 254.3217 | 202.23 | 0.66752 | 0.40261 | 2
8409 | 06E19G12H10D07M01W04 | 2.85 | 1.3 | 0.65 | 8.84 | 13.64 | 0.23333 | 254.3217 | 156.45 | 0.66752 | 0.5187 | 2
8410 | 06E19G12H10D07M02W02 | 2.54 | 0.96 | 0.65 | 16.92 | 21.07 | 0.15556 | 221.506 | 264.81 | 0.75448 | 0.25653 | 1
8411 | 06E19G12H11D05M01W02 | 2.77 | 1.27 | 0.65 | 16.92 | 21.61 | 0.23333 | 250.2197 | 267.54 | 0.67519 | 0.23747 | 1
8412 | 06E19G12H11D05M01W03 | 2.77 | 1.27 | 0.65 | 12.13 | 16.82 | 0.23333 | 250.2197 | 201.18 | 0.67519 | 0.40649 | 2
8413 | 06E19G12H11D06M01W02 | 2.48 | 1.17 | 0.65 | 16.92 | 21.22 | 0.23333 | 237.9139 | 263.97 | 0.70077 | 0.25124 | 1
8414 | 06E19G12H11D06M01W03 | 2.48 | 1.17 | 0.65 | 12.13 | 16.43 | 0.23333 | 237.9139 | 197.61 | 0.70077 | 0.42025 | 2
8415 | 06E19G12H11D07M01W02 | 2.85 | 1.3 | 0.65 | 16.92 | 21.72 | 0.23333 | 254.3217 | 268.59 | 0.66752 | 0.23359 | 1
8416 | 06E19G12H11D07M01W03 | 2.85 | 1.3 | 0.65 | 12.13 | 16.93 | 0.23333 | 254.3217 | 202.23 | 0.66752 | 0.40261 | 2
8417 | 06E19G12H11D07M01W04 | 2.85 | 1.3 | 0.65 | 8.84 | 13.64 | 0.23333 | 254.3217 | 156.45 | 0.66752 | 0.5187 | 2
8418 | 06E19G12H11D07M02W02 | 2.54 | 0.96 | 0.65 | 16.92 | 21.07 | 0.15556 | 221.506 | 264.81 | 0.75448 | 0.25653 | 1
8419 | 06E19G12H12D05M01W02 | 2.41 | 1.06 | 0.65 | 16.92 | 21.04 | 0.15556 | 221.506 | 263.76 | 0.7289 | 0.25759 | 1
8420 | 06E19G12H12D05M01W03 | 2.41 | 1.06 | 0.65 | 12.13 | 16.25 | 0.15556 | 221.506 | 197.4 | 0.7289 | 0.42661 | 2
8421 | 06E19G12H12D07M01W02 | 2.47 | 1.08 | 0.65 | 16.92 | 21.12 | 0.15556 | 223.557 | 264.6 | 0.72379 | 0.25476 | 1
8422 | 06E19G12H12D07M01W03 | 2.47 | 1.08 | 0.65 | 12.13 | 16.33 | 0.15556 | 223.557 | 198.24 | 0.72379 | 0.42378 | 2
8423 | 06E19G12H12D07M01W04 | 2.47 | 1.08 | 0.65 | 8.84 | 13.04 | 0.15556 | 223.557 | 152.46 | 0.72379 | 0.53987 | 2
8424 | 06E19G12H12D07M02W02 | 2.21 | 0.8 | 0.65 | 16.92 | 20.58 | 0.077778 | 196.8942 | 261.45 | 0.7954 | 0.27382 | 1
8425 | 06E19G12H13D05M01W02 | 2.41 | 0.93 | 0.65 | 16.92 | 20.91 | 0.15556 | 209.2001 | 263.76 | 0.76215 | 0.26217 | 1
8426 | 06E19G12H13D05M01W03 | 2.41 | 0.93 | 0.65 | 12.13 | 16.12 | 0.15556 | 209.2001 | 197.4 | 0.76215 | 0.43119 | 2
8427 | 06E19G12H13D07M01W02 | 2.47 | 0.94 | 0.65 | 16.92 | 20.98 | 0.15556 | 211.2511 | 264.6 | 0.75959 | 0.2597 | 1
8428 | 06E19G12H13D07M01W03 | 2.47 | 0.94 | 0.65 | 12.13 | 16.19 | 0.15556 | 211.2511 | 198.24 | 0.75959 | 0.42872 | 2
8429 | 06E19G12H13D07M01W04 | 2.47 | 0.94 | 0.65 | 8.84 | 12.9 | 0.15556 | 211.2511 | 152.46 | 0.75959 | 0.54481 | 2
8430 | 06E19G12H13D07M02W02 | 2.21 | 0.7 | 0.65 | 16.92 | 20.48 | 0.077778 | 188.6903 | 261.45 | 0.82097 | 0.27735 | 1
8431 | 06E19G12H14D05M01W02 | 2.77 | 1.11 | 0.65 | 16.92 | 21.45 | 0.15556 | 237.9139 | 267.54 | 0.71611 | 0.24312 | 1
8432 | 06E19G12H14D05M01W03 | 2.77 | 1.11 | 0.65 | 12.13 | 16.66 | 0.15556 | 237.9139 | 201.18 | 0.71611 | 0.41214 | 2
8433 | 06E19G12H14D07M01W02 | 2.85 | 1.14 | 0.65 | 16.92 | 21.56 | 0.15556 | 239.9648 | 268.59 | 0.70844 | 0.23924 | 1
8434 | 06E19G12H14D07M01W03 | 2.85 | 1.14 | 0.65 | 12.13 | 16.77 | 0.15556 | 239.9648 | 202.23 | 0.70844 | 0.40826 | 2
8435 | 06E19G12H14D07M01W04 | 2.85 | 1.14 | 0.65 | 8.84 | 13.48 | 0.15556 | 239.9648 | 156.45 | 0.70844 | 0.52435 | 2
8436 | 06E19G12H14D07M02W02 | 2.54 | 0.84 | 0.65 | 16.92 | 20.95 | 0.077778 | 211.2511 | 264.81 | 0.78517 | 0.26076 | 1
8437 | 06E20G09H07D04M01W02 | 2.43 | 1.79 | 0.65 | 16.92 | 21.79 | 0.23333 | 293.2904 | 263.55 | 0.5422 | 0.23112 | 1
8438 | 06E20G09H07D05M01W02 | 2.13 | 1.5 | 0.65 | 16.92 | 21.2 | 0.23333 | 264.5766 | 259.98 | 0.61637 | 0.25194 | 1
8439 | 06E20G09H07D05M01W03 | 2.13 | 1.5 | 0.65 | 12.13 | 16.41 | 0.23333 | 264.5766 | 193.62 | 0.61637 | 0.42096 | 2
8440 | 06E20G09H07D06M01W02 | 1.88 | 1.34 | 0.65 | 16.92 | 20.79 | 0.15556 | 246.1178 | 257.04 | 0.65729 | 0.26641 | 1
8441 | 06E20G09H07D06M01W03 | 1.88 | 1.34 | 0.65 | 12.13 | 16 | 0.15556 | 246.1178 | 190.68 | 0.65729 | 0.43543 | 2
8442 | 06E20G09H07D07M01W02 | 2.21 | 1.55 | 0.65 | 16.92 | 21.33 | 0.23333 | 268.6786 | 260.82 | 0.60358 | 0.24735 | 1
8443 | 06E20G09H07D07M01W03 | 2.21 | 1.55 | 0.65 | 12.13 | 16.54 | 0.23333 | 268.6786 | 194.46 | 0.60358 | 0.41637 | 2
8444 | 06E20G09H07D07M01W04 | 2.21 | 1.55 | 0.65 | 8.84 | 13.25 | 0.23333 | 268.6786 | 148.68 | 0.60358 | 0.53246 | 2
8445 | 06E20G09H07D07M02W02 | 1.95 | 1.1 | 0.65 | 16.92 | 20.62 | 0.077778 | 223.557 | 257.88 | 0.71867 | 0.27241 | 1
8446 | 06E20G09H08D05M01W02 | 1.88 | 1.5 | 0.65 | 16.92 | 20.95 | 0.23333 | 264.5766 | 256.83 | 0.61637 | 0.26076 | 1
8447 | 06E20G09H08D05M01W03 | 1.88 | 1.5 | 0.65 | 12.13 | 16.16 | 0.23333 | 264.5766 | 190.47 | 0.61637 | 0.42978 | 2
8448 | 06E20G09H08D06M01W02 | 1.65 | 1.34 | 0.65 | 16.92 | 20.56 | 0.15556 | 246.1178 | 254.1 | 0.65729 | 0.27452 | 1
8449 | 06E20G09H08D06M01W03 | 1.65 | 1.34 | 0.65 | 12.13 | 15.77 | 0.15556 | 246.1178 | 187.74 | 0.65729 | 0.44354 | 2
8450 | 06E20G09H08D07M01W02 | 1.94 | 1.55 | 0.65 | 16.92 | 21.06 | 0.23333 | 268.6786 | 257.46 | 0.60358 | 0.25688 | 1
8451 | 06E20G09H08D07M01W03 | 1.94 | 1.55 | 0.65 | 12.13 | 16.27 | 0.23333 | 268.6786 | 191.1 | 0.60358 | 0.4259 | 2
8452 | 06E20G09H08D07M01W04 | 1.94 | 1.55 | 0.65 | 8.84 | 12.98 | 0.23333 | 268.6786 | 145.32 | 0.60358 | 0.54199 | 2
8453 | 06E20G09H08D07M02W02 | 1.72 | 1.1 | 0.65 | 16.92 | 20.39 | 0.077778 | 223.557 | 254.94 | 0.71867 | 0.28052 | 1
8454 | 06E20G09H09D05M01W02 | 1.81 | 1.5 | 0.65 | 16.92 | 20.88 | 0.23333 | 264.5766 | 255.78 | 0.61637 | 0.26323 | 1
8455 | 06E20G09H09D05M01W03 | 1.81 | 1.5 | 0.65 | 12.13 | 16.09 | 0.23333 | 264.5766 | 189.42 | 0.61637 | 0.43225 | 2
8456 | 06E20G09H09D07M01W02 | 1.87 | 1.55 | 0.65 | 16.92 | 20.99 | 0.23333 | 268.6786 | 256.41 | 0.60358 | 0.25935 | 1
8457 | 06E20G09H09D07M01W03 | 1.87 | 1.55 | 0.65 | 12.13 | 16.2 | 0.23333 | 268.6786 | 190.05 | 0.60358 | 0.42837 | 2
8458 | 06E20G09H09D07M01W04 | 1.87 | 1.55 | 0.65 | 8.84 | 12.91 | 0.23333 | 268.6786 | 144.27 | 0.60358 | 0.54446 | 2
8459 | 06E20G09H09D07M02W02 | 1.65 | 1.1 | 0.65 | 16.92 | 20.32 | 0.077778 | 223.557 | 254.1 | 0.71867 | 0.28299 | 1
8460 | 06E20G09H10D05M01W02 | 2.13 | 1.4 | 0.65 | 16.92 | 21.1 | 0.23333 | 256.3727 | 259.98 | 0.64194 | 0.25547 | 1
8461 | 06E20G09H10D05M01W03 | 2.13 | 1.4 | 0.65 | 12.13 | 16.31 | 0.23333 | 256.3727 | 193.62 | 0.64194 | 0.42449 | 2
8462 | 06E20G09H10D07M01W02 | 2.21 | 1.44 | 0.65 | 16.92 | 21.22 | 0.23333 | 260.4747 | 260.82 | 0.63171 | 0.25124 | 1
8463 | 06E20G09H10D07M01W03 | 2.21 | 1.44 | 0.65 | 12.13 | 16.43 | 0.23333 | 260.4747 | 194.46 | 0.63171 | 0.42025 | 2
8464 | 06E20G09H10D07M01W04 | 2.21 | 1.44 | 0.65 | 8.84 | 13.14 | 0.23333 | 260.4747 | 148.68 | 0.63171 | 0.53634 | 2
8465 | 06E20G09H10D07M02W02 | 1.95 | 1.03 | 0.65 | 16.92 | 20.55 | 0.077778 | 217.404 | 257.88 | 0.73657 | 0.27488 | 1
8466 | 06E20G09H11D05M01W02 | 2.13 | 1.4 | 0.65 | 16.92 | 21.1 | 0.23333 | 256.3727 | 259.98 | 0.64194 | 0.25547 | 1
8467 | 06E20G09H11D05M01W03 | 2.13 | 1.4 | 0.65 | 12.13 | 16.31 | 0.23333 | 256.3727 | 193.62 | 0.64194 | 0.42449 | 2
8468 | 06E20G09H11D06M01W02 | 1.88 | 1.25 | 0.65 | 16.92 | 20.7 | 0.15556 | 239.9648 | 257.04 | 0.68031 | 0.26958 | 1
8469 | 06E20G09H11D06M01W03 | 1.88 | 1.25 | 0.65 | 12.13 | 15.91 | 0.15556 | 239.9648 | 190.68 | 0.68031 | 0.4386 | 2
8470 | 06E20G09H11D07M01W02 | 2.21 | 1.44 | 0.65 | 16.92 | 21.22 | 0.23333 | 260.4747 | 260.82 | 0.63171 | 0.25124 | 1
8471 | 06E20G09H11D07M01W03 | 2.21 | 1.44 | 0.65 | 12.13 | 16.43 | 0.23333 | 260.4747 | 194.46 | 0.63171 | 0.42025 | 2
8472 | 06E20G09H11D07M01W04 | 2.21 | 1.44 | 0.65 | 8.84 | 13.14 | 0.23333 | 260.4747 | 148.68 | 0.63171 | 0.53634 | 2
8473 | 06E20G09H11D07M02W02 | 1.95 | 1.03 | 0.65 | 16.92 | 20.55 | 0.077778 | 217.404 | 257.88 | 0.73657 | 0.27488 | 1
8474 | 06E20G09H12D05M01W02 | 1.86 | 1.17 | 0.65 | 16.92 | 20.6 | 0.15556 | 225.608 | 257.04 | 0.70077 | 0.27311 | 1
8475 | 06E20G09H12D05M01W03 | 1.86 | 1.17 | 0.65 | 12.13 | 15.81 | 0.15556 | 225.608 | 190.68 | 0.70077 | 0.44213 | 2
8476 | 06E20G09H12D07M01W02 | 1.91 | 1.2 | 0.65 | 16.92 | 20.68 | 0.15556 | 229.7099 | 257.67 | 0.69309 | 0.27029 | 1
8477 | 06E20G09H12D07M01W03 | 1.91 | 1.2 | 0.65 | 12.13 | 15.89 | 0.15556 | 229.7099 | 191.31 | 0.69309 | 0.43931 | 2
8478 | 06E20G09H12D07M01W04 | 1.91 | 1.2 | 0.65 | 8.84 | 12.6 | 0.15556 | 229.7099 | 145.53 | 0.69309 | 0.5554 | 2
8479 | 06E20G09H12D07M02W02 | 1.7 | 0.86 | 0.65 | 16.92 | 20.13 | 0.077778 | 194.8432 | 255.15 | 0.78005 | 0.2897 | 1
8480 | 06E20G09H13D05M01W02 | 1.86 | 1.02 | 0.65 | 16.92 | 20.45 | 0.15556 | 211.2511 | 257.04 | 0.73913 | 0.27841 | 1
8481 | 06E20G09H13D05M01W03 | 1.86 | 1.02 | 0.65 | 12.13 | 15.66 | 0.15556 | 211.2511 | 190.68 | 0.73913 | 0.44742 | 2
8482 | 06E20G09H13D07M01W02 | 1.91 | 1.05 | 0.65 | 16.92 | 20.53 | 0.15556 | 217.404 | 257.67 | 0.73146 | 0.27558 | 1
8483 | 06E20G09H13D07M01W03 | 1.91 | 1.05 | 0.65 | 12.13 | 15.74 | 0.15556 | 217.404 | 191.31 | 0.73146 | 0.4446 | 2
8484 | 06E20G09H13D07M01W04 | 1.91 | 1.05 | 0.65 | 8.84 | 12.45 | 0.15556 | 217.404 | 145.53 | 0.73146 | 0.56069 | 2
8485 | 06E20G09H13D07M02W02 | 1.7 | 0.75 | 0.65 | 16.92 | 20.02 | 0.077778 | 184.5883 | 255.15 | 0.80818 | 0.29358 | 1
8486 | 06E20G09H14D05M01W02 | 2.13 | 1.23 | 0.65 | 16.92 | 20.93 | 0.15556 | 239.9648 | 259.98 | 0.68542 | 0.26147 | 1
8487 | 06E20G09H14D05M01W03 | 2.13 | 1.23 | 0.65 | 12.13 | 16.14 | 0.15556 | 239.9648 | 193.62 | 0.68542 | 0.43049 | 2
8488 | 06E20G09H14D07M01W02 | 2.21 | 1.27 | 0.65 | 16.92 | 21.05 | 0.15556 | 244.0668 | 260.82 | 0.67519 | 0.25723 | 1
8489 | 06E20G09H14D07M01W03 | 2.21 | 1.27 | 0.65 | 12.13 | 16.26 | 0.15556 | 244.0668 | 194.46 | 0.67519 | 0.42625 | 2
8490 | 06E20G09H14D07M01W04 | 2.21 | 1.27 | 0.65 | 8.84 | 12.97 | 0.15556 | 244.0668 | 148.68 | 0.67519 | 0.54234 | 2
8491 | 06E20G09H14D07M02W02 | 1.95 | 0.9 | 0.65 | 16.92 | 20.42 | 0.077778 | 205.0982 | 257.88 | 0.76982 | 0.27946 | 1
8492 | 06E20G10H07D04M01W02 | 5.16 | 0.18 | 0.65 | 16.92 | 22.91 | 0 | 192.7923 | 295.89 | 0.95396 | 0.1916 | 1
8493 | 06E20G10H07D05M01W02 | 4.58 | 0.15 | 0.65 | 16.92 | 22.3 | 0 | 182.5374 | 288.96 | 0.96164 | 0.21313 | 1
8494 | 06E20G10H07D05M01W03 | 4.58 | 0.15 | 0.65 | 12.13 | 17.51 | 0 | 182.5374 | 222.6 | 0.96164 | 0.38215 | 2
8495 | 06E20G10H07D06M01W02 | 4.05 | 0.13 | 0.65 | 16.92 | 21.75 | 0 | 172.2824 | 282.66 | 0.96675 | 0.23253 | 1
8496 | 06E20G10H07D06M01W03 | 4.05 | 0.13 | 0.65 | 12.13 | 16.96 | 0 | 172.2824 | 216.3 | 0.96675 | 0.40155 | 2
8497 | 06E20G10H07D07M01W02 | 4.71 | 0.15 | 0.65 | 16.92 | 22.43 | 0 | 184.5883 | 290.64 | 0.96164 | 0.20854 | 1
8498 | 06E20G10H07D07M01W03 | 4.71 | 0.15 | 0.65 | 12.13 | 17.64 | 0 | 184.5883 | 224.28 | 0.96164 | 0.37756 | 2
8499 | 06E20G10H07D07M01W04 | 4.71 | 0.15 | 0.65 | 8.84 | 14.35 | 0 | 184.5883 | 178.5 | 0.96164 | 0.49365 | 2
8500 | 06E20G10H07D07M02W02 | 4.52 | 0.1 | 0.65 | 16.92 | 22.19 | 0 | 176.3844 | 288.33 | 0.97442 | 0.21701 | 1
8501 | 06E20G10H08D05M01W02 | 4.04 | 0.15 | 0.65 | 16.92 | 21.76 | 0 | 182.5374 | 282.03 | 0.96164 | 0.23218 | 1
8502 | 06E20G10H08D05M01W03 | 4.04 | 0.15 | 0.65 | 12.13 | 16.97 | 0 | 182.5374 | 215.67 | 0.96164 | 0.4012 | 2
8503 | 06E20G10H08D06M01W02 | 3.56 | 0.13 | 0.65 | 16.92 | 21.26 | 0 | 172.2824 | 276.57 | 0.96675 | 0.24982 | 1
8504 | 06E20G10H08D06M01W03 | 3.56 | 0.13 | 0.65 | 12.13 | 16.47 | 0 | 172.2824 | 210.21 | 0.96675 | 0.41884 | 2
8505 | 06E20G10H08D07M01W02 | 4.15 | 0.15 | 0.65 | 16.92 | 21.87 | 0 | 184.5883 | 283.29 | 0.96164 | 0.2283 | 1
8506 | 06E20G10H08D07M01W03 | 4.15 | 0.15 | 0.65 | 12.13 | 17.08 | 0 | 184.5883 | 216.93 | 0.96164 | 0.39732 | 2
8507 | 06E20G10H08D07M01W04 | 4.15 | 0.15 | 0.65 | 8.84 | 13.79 | 0 | 184.5883 | 171.15 | 0.96164 | 0.51341 | 2
8508 | 06E20G10H08D07M02W02 | 3.99 | 0.1 | 0.65 | 16.92 | 21.66 | 0 | 176.3844 | 281.19 | 0.97442 | 0.23571 | 1
8509 | 06E20G10H09D05M01W02 | 3.88 | 0.15 | 0.65 | 16.92 | 21.6 | 0 | 182.5374 | 279.93 | 0.96164 | 0.23783 | 1
8510 | 06E20G10H09D05M01W03 | 3.88 | 0.15 | 0.65 | 12.13 | 16.81 | 0 | 182.5374 | 213.57 | 0.96164 | 0.40685 | 2
8511 | 06E20G10H09D07M01W02 | 4 | 0.15 | 0.65 | 16.92 | 21.72 | 0 | 184.5883 | 281.19 | 0.96164 | 0.23359 | 1
8512 | 06E20G10H09D07M01W03 | 4 | 0.15 | 0.65 | 12.13 | 16.93 | 0 | 184.5883 | 214.83 | 0.96164 | 0.40261 | 2
8513 | 06E20G10H09D07M01W04 | 4 | 0.15 | 0.65 | 8.84 | 13.64 | 0 | 184.5883 | 169.05 | 0.96164 | 0.5187 | 2
8514 | 06E20G10H09D07M02W02 | 3.84 | 0.1 | 0.65 | 16.92 | 21.51 | 0 | 176.3844 | 279.3 | 0.97442 | 0.241 | 1
8515 | 06E20G10H10D05M01W02 | 4.58 | 0.14 | 0.65 | 16.92 | 22.29 | 0 | 182.5374 | 288.96 | 0.96419 | 0.21348 | 1
8516 | 06E20G10H10D05M01W03 | 4.58 | 0.14 | 0.65 | 12.13 | 17.5 | 0 | 182.5374 | 222.6 | 0.96419 | 0.3825 | 2
8517 | 06E20G10H10D07M01W02 | 4.71 | 0.14 | 0.65 | 16.92 | 22.42 | 0 | 184.5883 | 290.64 | 0.96419 | 0.20889 | 1
8518 | 06E20G10H10D07M01W03 | 4.71 | 0.14 | 0.65 | 12.13 | 17.63 | 0 | 184.5883 | 224.28 | 0.96419 | 0.37791 | 2
8519 | 06E20G10H10D07M01W04 | 4.71 | 0.14 | 0.65 | 8.84 | 14.34 | 0 | 184.5883 | 178.5 | 0.96419 | 0.494 | 2
8520 | 06E20G10H10D07M02W02 | 4.52 | 0.09 | 0.65 | 16.92 | 22.18 | 0 | 176.3844 | 288.33 | 0.97698 | 0.21736 | 1
8521 | 06E20G10H11D05M01W02 | 4.58 | 0.14 | 0.65 | 16.92 | 22.29 | 0 | 182.5374 | 288.96 | 0.96419 | 0.21348 | 1
8522 | 06E20G10H11D05M01W03 | 4.58 | 0.14 | 0.65 | 12.13 | 17.5 | 0 | 182.5374 | 222.6 | 0.96419 | 0.3825 | 2
8523 | 06E20G10H11D06M01W02 | 4.05 | 0.12 | 0.65 | 16.92 | 21.74 | 0 | 172.2824 | 282.66 | 0.96931 | 0.23289 | 1
8524 | 06E20G10H11D06M01W03 | 4.05 | 0.12 | 0.65 | 12.13 | 16.95 | 0 | 172.2824 | 216.3 | 0.96931 | 0.40191 | 2
8525 | 06E20G10H11D07M01W02 | 4.71 | 0.14 | 0.65 | 16.92 | 22.42 | 0 | 184.5883 | 290.64 | 0.96419 | 0.20889 | 1
8526 | 06E20G10H11D07M01W03 | 4.71 | 0.14 | 0.65 | 12.13 | 17.63 | 0 | 184.5883 | 224.28 | 0.96419 | 0.37791 | 2
8527 | 06E20G10H11D07M01W04 | 4.71 | 0.14 | 0.65 | 8.84 | 14.34 | 0 | 184.5883 | 178.5 | 0.96419 | 0.494 | 2
8528 | 06E20G10H11D07M02W02 | 4.52 | 0.09 | 0.65 | 16.92 | 22.18 | 0 | 176.3844 | 288.33 | 0.97698 | 0.21736 | 1
8529 | 06E20G10H12D05M01W02 | 3.98 | 0.12 | 0.65 | 16.92 | 21.67 | 0 | 159.9766 | 282.66 | 0.96931 | 0.23536 | 1
8530 | 06E20G10H12D05M01W03 | 3.98 | 0.12 | 0.65 | 12.13 | 16.88 | 0 | 159.9766 | 216.3 | 0.96931 | 0.40438 | 2
8531 | 06E20G10H12D07M01W02 | 4.1 | 0.12 | 0.65 | 16.92 | 21.79 | 0 | 162.0275 | 284.13 | 0.96931 | 0.23112 | 1
8532 | 06E20G10H12D07M01W03 | 4.1 | 0.12 | 0.65 | 12.13 | 17 | 0 | 162.0275 | 217.77 | 0.96931 | 0.40014 | 2
8533 | 06E20G10H12D07M01W04 | 4.1 | 0.12 | 0.65 | 8.84 | 13.71 | 0 | 162.0275 | 171.99 | 0.96931 | 0.51623 | 2
8534 | 06E20G10H12D07M02W02 | 3.93 | 0.08 | 0.65 | 16.92 | 21.58 | 0 | 155.8746 | 282.03 | 0.97954 | 0.23853 | 1
8535 | 06E20G10H13D05M01W02 | 3.98 | 0.1 | 0.65 | 16.92 | 21.65 | 0 | 159.9766 | 282.66 | 0.97442 | 0.23606 | 1
8536 | 06E20G10H13D05M01W03 | 3.98 | 0.1 | 0.65 | 12.13 | 16.86 | 0 | 159.9766 | 216.3 | 0.97442 | 0.40508 | 2
8537 | 06E20G10H13D07M01W02 | 4.1 | 0.11 | 0.65 | 16.92 | 21.78 | 0 | 159.9766 | 284.13 | 0.97187 | 0.23147 | 1
8538 | 06E20G10H13D07M01W03 | 4.1 | 0.11 | 0.65 | 12.13 | 16.99 | 0 | 159.9766 | 217.77 | 0.97187 | 0.40049 | 2
8539 | 06E20G10H13D07M01W04 | 4.1 | 0.11 | 0.65 | 8.84 | 13.7 | 0 | 159.9766 | 171.99 | 0.97187 | 0.51658 | 2
8540 | 06E20G10H13D07M02W02 | 3.93 | 0.07 | 0.65 | 16.92 | 21.57 | 0 | 155.8746 | 282.03 | 0.9821 | 0.23888 | 1
8541 | 06E20G10H14D05M01W02 | 4.58 | 0.12 | 0.65 | 16.92 | 22.27 | 0 | 180.4864 | 288.96 | 0.96931 | 0.21418 | 1
8542 | 06E20G10H14D05M01W03 | 4.58 | 0.12 | 0.65 | 12.13 | 17.48 | 0 | 180.4864 | 222.6 | 0.96931 | 0.3832 | 2
8543 | 06E20G10H14D07M01W02 | 4.71 | 0.13 | 0.65 | 16.92 | 22.41 | 0 | 182.5374 | 290.64 | 0.96675 | 0.20924 | 1
8544 | 06E20G10H14D07M01W03 | 4.71 | 0.13 | 0.65 | 12.13 | 17.62 | 0 | 182.5374 | 224.28 | 0.96675 | 0.37826 | 2
8545 | 06E20G10H14D07M01W04 | 4.71 | 0.13 | 0.65 | 8.84 | 14.33 | 0 | 182.5374 | 178.5 | 0.96675 | 0.49435 | 2
8546 | 06E20G10H14D07M02W02 | 4.52 | 0.08 | 0.65 | 16.92 | 22.17 | 0 | 174.3334 | 288.33 | 0.97954 | 0.21771 | 1
8547 | 06E20G12H07D04M01W02 | 2.75 | 2.85 | 0.65 | 16.92 | 23.17 | 0.38889 | 397.8904 | 267.33 | 0.2711 | 0.18243 | 1
8548 | 06E20G12H07D05M01W02 | 2.41 | 2.39 | 0.65 | 16.92 | 22.37 | 0.31111 | 352.7688 | 263.34 | 0.38875 | 0.21066 | 1
8549 | 06E20G12H07D05M01W03 | 2.41 | 2.39 | 0.65 | 12.13 | 17.58 | 0.31111 | 352.7688 | 196.98 | 0.38875 | 0.37968 | 1
8550 | 06E20G12H07D06M01W02 | 2.14 | 2.16 | 0.65 | 16.92 | 21.87 | 0.31111 | 328.157 | 259.98 | 0.44757 | 0.2283 | 1
8551 | 06E20G12H07D06M01W03 | 2.14 | 2.16 | 0.65 | 12.13 | 17.08 | 0.31111 | 328.157 | 193.62 | 0.44757 | 0.39732 | 2
8552 | 06E20G12H07D07M01W02 | 2.49 | 2.46 | 0.65 | 16.92 | 22.52 | 0.31111 | 358.9218 | 264.18 | 0.37084 | 0.20536 | 1
8553 | 06E20G12H07D07M01W03 | 2.49 | 2.46 | 0.65 | 12.13 | 17.73 | 0.31111 | 358.9218 | 197.82 | 0.37084 | 0.37438 | 1
8554 | 06E20G12H07D07M01W04 | 2.49 | 2.46 | 0.65 | 8.84 | 14.44 | 0.31111 | 358.9218 | 152.04 | 0.37084 | 0.49047 | 1
8555 | 06E20G12H07D07M02W02 | 2.17 | 1.88 | 0.65 | 16.92 | 21.62 | 0.23333 | 301.4943 | 260.4 | 0.51918 | 0.23712 | 1
8556 | 06E20G12H08D05M01W02 | 2.13 | 2.39 | 0.65 | 16.92 | 22.09 | 0.31111 | 352.7688 | 259.56 | 0.38875 | 0.22054 | 1
8557 | 06E20G12H08D05M01W03 | 2.13 | 2.39 | 0.65 | 12.13 | 17.3 | 0.31111 | 352.7688 | 193.2 | 0.38875 | 0.38956 | 1
8558 | 06E20G12H08D06M01W02 | 1.88 | 2.16 | 0.65 | 16.92 | 21.61 | 0.31111 | 328.157 | 256.83 | 0.44757 | 0.23747 | 1
8559 | 06E20G12H08D06M01W03 | 1.88 | 2.16 | 0.65 | 12.13 | 16.82 | 0.31111 | 328.157 | 190.47 | 0.44757 | 0.40649 | 2
8560 | 06E20G12H08D07M01W02 | 2.19 | 2.46 | 0.65 | 16.92 | 22.22 | 0.31111 | 358.9218 | 260.4 | 0.37084 | 0.21595 | 1
8561 | 06E20G12H08D07M01W03 | 2.19 | 2.46 | 0.65 | 12.13 | 17.43 | 0.31111 | 358.9218 | 194.04 | 0.37084 | 0.38497 | 1
8562 | 06E20G12H08D07M01W04 | 2.19 | 2.46 | 0.65 | 8.84 | 14.14 | 0.31111 | 358.9218 | 148.26 | 0.37084 | 0.50106 | 1
8563 | 06E20G12H08D07M02W02 | 1.91 | 1.88 | 0.65 | 16.92 | 21.36 | 0.23333 | 301.4943 | 257.04 | 0.51918 | 0.24629 | 1
8564 | 06E20G12H09D05M01W02 | 2.05 | 2.39 | 0.65 | 16.92 | 22.01 | 0.31111 | 352.7688 | 258.51 | 0.38875 | 0.22336 | 1
8565 | 06E20G12H09D05M01W03 | 2.05 | 2.39 | 0.65 | 12.13 | 17.22 | 0.31111 | 352.7688 | 192.15 | 0.38875 | 0.39238 | 1
8566 | 06E20G12H09D07M01W02 | 2.11 | 2.46 | 0.65 | 16.92 | 22.14 | 0.31111 | 358.9218 | 259.35 | 0.37084 | 0.21877 | 1
8567 | 06E20G12H09D07M01W03 | 2.11 | 2.46 | 0.65 | 12.13 | 17.35 | 0.31111 | 358.9218 | 192.99 | 0.37084 | 0.38779 | 1
8568 | 06E20G12H09D07M01W04 | 2.11 | 2.46 | 0.65 | 8.84 | 14.06 | 0.31111 | 358.9218 | 147.21 | 0.37084 | 0.50388 | 1
8569 | 06E20G12H09D07M02W02 | 1.84 | 1.88 | 0.65 | 16.92 | 21.29 | 0.23333 | 301.4943 | 256.2 | 0.51918 | 0.24876 | 1
8570 | 06E20G12H10D05M01W02 | 2.41 | 2.23 | 0.65 | 16.92 | 22.21 | 0.31111 | 338.412 | 263.34 | 0.42967 | 0.2163 | 1
8571 | 06E20G12H10D05M01W03 | 2.41 | 2.23 | 0.65 | 12.13 | 17.42 | 0.31111 | 338.412 | 196.98 | 0.42967 | 0.38532 | 2
8572 | 06E20G12H10D07M01W02 | 2.49 | 2.3 | 0.65 | 16.92 | 22.36 | 0.31111 | 344.5649 | 264.18 | 0.41176 | 0.21101 | 1
8573 | 06E20G12H10D07M01W03 | 2.49 | 2.3 | 0.65 | 12.13 | 17.57 | 0.31111 | 344.5649 | 197.82 | 0.41176 | 0.38003 | 2
8574 | 06E20G12H10D07M01W04 | 2.49 | 2.3 | 0.65 | 8.84 | 14.28 | 0.31111 | 344.5649 | 152.04 | 0.41176 | 0.49612 | 2
8575 | 06E20G12H10D07M02W02 | 2.17 | 1.76 | 0.65 | 16.92 | 21.5 | 0.23333 | 291.2394 | 260.4 | 0.54987 | 0.24135 | 1
8576 | 06E20G12H11D05M01W02 | 2.41 | 2.23 | 0.65 | 16.92 | 22.21 | 0.31111 | 338.412 | 263.34 | 0.42967 | 0.2163 | 1
8577 | 06E20G12H11D05M01W03 | 2.41 | 2.23 | 0.65 | 12.13 | 17.42 | 0.31111 | 338.412 | 196.98 | 0.42967 | 0.38532 | 2
8578 | 06E20G12H11D06M01W02 | 2.14 | 2.01 | 0.65 | 16.92 | 21.72 | 0.31111 | 315.8512 | 259.98 | 0.48593 | 0.23359 | 1
8579 | 06E20G12H11D06M01W03 | 2.14 | 2.01 | 0.65 | 12.13 | 16.93 | 0.31111 | 315.8512 | 193.62 | 0.48593 | 0.40261 | 2
8580 | 06E20G12H11D07M01W02 | 2.49 | 2.3 | 0.65 | 16.92 | 22.36 | 0.31111 | 344.5649 | 264.18 | 0.41176 | 0.21101 | 1
8581 | 06E20G12H11D07M01W03 | 2.49 | 2.3 | 0.65 | 12.13 | 17.57 | 0.31111 | 344.5649 | 197.82 | 0.41176 | 0.38003 | 2
8582 | 06E20G12H11D07M01W04 | 2.49 | 2.3 | 0.65 | 8.84 | 14.28 | 0.31111 | 344.5649 | 152.04 | 0.41176 | 0.49612 | 2
8583 | 06E20G12H11D07M02W02 | 2.17 | 1.75 | 0.65 | 16.92 | 21.49 | 0.23333 | 291.2394 | 260.4 | 0.55243 | 0.24171 | 1
8584 | 06E20G12H12D05M01W02 | 2.1 | 1.86 | 0.65 | 16.92 | 21.53 | 0.23333 | 295.3413 | 259.98 | 0.5243 | 0.2403 | 1
8585 | 06E20G12H12D05M01W03 | 2.1 | 1.86 | 0.65 | 12.13 | 16.74 | 0.23333 | 295.3413 | 193.62 | 0.5243 | 0.40932 | 2
8586 | 06E20G12H12D07M01W02 | 2.16 | 1.92 | 0.65 | 16.92 | 21.65 | 0.23333 | 299.4433 | 260.82 | 0.50895 | 0.23606 | 1
8587 | 06E20G12H12D07M01W03 | 2.16 | 1.92 | 0.65 | 12.13 | 16.86 | 0.23333 | 299.4433 | 194.46 | 0.50895 | 0.40508 | 2
8588 | 06E20G12H12D07M01W04 | 2.16 | 1.92 | 0.65 | 8.84 | 13.57 | 0.23333 | 299.4433 | 148.68 | 0.50895 | 0.52117 | 2
8589 | 06E20G12H12D07M02W02 | 1.88 | 1.46 | 0.65 | 16.92 | 20.91 | 0.15556 | 256.3727 | 257.46 | 0.6266 | 0.26217 | 1
8590 | 06E20G12H13D05M01W02 | 2.1 | 1.63 | 0.65 | 16.92 | 21.3 | 0.23333 | 272.7805 | 259.98 | 0.58312 | 0.24841 | 1
8591 | 06E20G12H13D05M01W03 | 2.1 | 1.63 | 0.65 | 12.13 | 16.51 | 0.23333 | 272.7805 | 193.62 | 0.58312 | 0.41743 | 2
8592 | 06E20G12H13D07M01W02 | 2.16 | 1.68 | 0.65 | 16.92 | 21.41 | 0.23333 | 276.8825 | 260.82 | 0.57033 | 0.24453 | 1
8593 | 06E20G12H13D07M01W03 | 2.16 | 1.68 | 0.65 | 12.13 | 16.62 | 0.23333 | 276.8825 | 194.46 | 0.57033 | 0.41355 | 2
8594 | 06E20G12H13D07M01W04 | 2.16 | 1.68 | 0.65 | 8.84 | 13.33 | 0.23333 | 276.8825 | 148.68 | 0.57033 | 0.52964 | 2
8595 | 06E20G12H13D07M02W02 | 1.88 | 1.28 | 0.65 | 16.92 | 20.73 | 0.15556 | 239.9648 | 257.46 | 0.67263 | 0.26853 | 1
8596 | 06E20G12H14D05M01W02 | 2.41 | 1.96 | 0.65 | 16.92 | 21.94 | 0.23333 | 313.8002 | 263.34 | 0.49872 | 0.22583 | 1
8597 | 06E20G12H14D05M01W03 | 2.41 | 1.96 | 0.65 | 12.13 | 17.15 | 0.23333 | 313.8002 | 196.98 | 0.49872 | 0.39485 | 2
8598 | 06E20G12H14D07M01W02 | 2.49 | 2.02 | 0.65 | 16.92 | 22.08 | 0.31111 | 317.9021 | 264.18 | 0.48338 | 0.22089 | 1
8599 | 06E20G12H14D07M01W03 | 2.49 | 2.02 | 0.65 | 12.13 | 17.29 | 0.31111 | 317.9021 | 197.82 | 0.48338 | 0.38991 | 2
8600 | 06E20G12H14D07M01W04 | 2.49 | 2.02 | 0.65 | 8.84 | 14 | 0.31111 | 317.9021 | 152.04 | 0.48338 | 0.506 | 2
8601 | 06E20G12H14D07M02W02 | 2.17 | 1.54 | 0.65 | 16.92 | 21.28 | 0.15556 | 270.7296 | 260.4 | 0.60614 | 0.24912 | 1
8602 | 06E21G09H07D04M01W02 | 1.77 | 1.63 | 0.65 | 16.92 | 20.97 | 0.23333 | 270.7296 | 255.78 | 0.58312 | 0.26006 | 1
8603 | 06E21G09H07D05M01W02 | 1.55 | 1.37 | 0.65 | 16.92 | 20.49 | 0.15556 | 244.0668 | 253.05 | 0.64962 | 0.27699 | 1
8604 | 06E21G09H07D05M01W03 | 1.55 | 1.37 | 0.65 | 12.13 | 15.7 | 0.15556 | 244.0668 | 186.69 | 0.64962 | 0.44601 | 2
8605 | 06E21G09H07D06M01W02 | 1.34 | 1.21 | 0.65 | 16.92 | 20.12 | 0.15556 | 227.659 | 250.74 | 0.69054 | 0.29005 | 1
8606 | 06E21G09H07D06M01W03 | 1.34 | 1.21 | 0.65 | 12.13 | 15.33 | 0.15556 | 227.659 | 184.38 | 0.69054 | 0.45907 | 2
8607 | 06E21G09H07D07M01W02 | 1.6 | 1.41 | 0.65 | 16.92 | 20.58 | 0.15556 | 248.1688 | 253.68 | 0.63939 | 0.27382 | 1
8608 | 06E21G09H07D07M01W03 | 1.6 | 1.41 | 0.65 | 12.13 | 15.79 | 0.15556 | 248.1688 | 187.32 | 0.63939 | 0.44284 | 2
8609 | 06E21G09H07D07M01W04 | 1.6 | 1.41 | 0.65 | 8.84 | 12.5 | 0.15556 | 248.1688 | 141.54 | 0.63939 | 0.55893 | 2
8610 | 06E21G09H07D07M02W02 | 1.43 | 1 | 0.65 | 16.92 | 20 | 0.077778 | 209.2001 | 251.58 | 0.74425 | 0.29428 | 1
8611 | 06E21G09H08D05M01W02 | 1.37 | 1.37 | 0.65 | 16.92 | 20.31 | 0.15556 | 244.0668 | 250.74 | 0.64962 | 0.28335 | 1
8612 | 06E21G09H08D05M01W03 | 1.37 | 1.37 | 0.65 | 12.13 | 15.52 | 0.15556 | 244.0668 | 184.38 | 0.64962 | 0.45236 | 2
8613 | 06E21G09H08D06M01W02 | 1.19 | 1.21 | 0.65 | 16.92 | 19.97 | 0.15556 | 227.659 | 248.64 | 0.69054 | 0.29534 | 1
8614 | 06E21G09H08D06M01W03 | 1.19 | 1.21 | 0.65 | 12.13 | 15.18 | 0.15556 | 227.659 | 182.28 | 0.69054 | 0.46436 | 2
8615 | 06E21G09H08D07M01W02 | 1.41 | 1.41 | 0.65 | 16.92 | 20.39 | 0.15556 | 248.1688 | 251.16 | 0.63939 | 0.28052 | 1
8616 | 06E21G09H08D07M01W03 | 1.41 | 1.41 | 0.65 | 12.13 | 15.6 | 0.15556 | 248.1688 | 184.8 | 0.63939 | 0.44954 | 2
8617 | 06E21G09H08D07M01W04 | 1.41 | 1.41 | 0.65 | 8.84 | 12.31 | 0.15556 | 248.1688 | 139.02 | 0.63939 | 0.56563 | 2
8618 | 06E21G09H08D07M02W02 | 1.26 | 1 | 0.65 | 16.92 | 19.83 | 0.077778 | 209.2001 | 249.48 | 0.74425 | 0.30028 | 1
8619 | 06E21G09H09D05M01W02 | 1.31 | 1.37 | 0.65 | 16.92 | 20.25 | 0.15556 | 244.0668 | 250.11 | 0.64962 | 0.28546 | 1
8620 | 06E21G09H09D05M01W03 | 1.31 | 1.37 | 0.65 | 12.13 | 15.46 | 0.15556 | 244.0668 | 183.75 | 0.64962 | 0.45448 | 2
8621 | 06E21G09H09D07M01W02 | 1.35 | 1.41 | 0.65 | 16.92 | 20.33 | 0.15556 | 248.1688 | 250.53 | 0.63939 | 0.28264 | 1
8622 | 06E21G09H09D07M01W03 | 1.35 | 1.41 | 0.65 | 12.13 | 15.54 | 0.15556 | 248.1688 | 184.17 | 0.63939 | 0.45166 | 2
8623 | 06E21G09H09D07M01W04 | 1.35 | 1.41 | 0.65 | 8.84 | 12.25 | 0.15556 | 248.1688 | 138.39 | 0.63939 | 0.56775 | 2
8624 | 06E21G09H09D07M02W02 | 1.21 | 1 | 0.65 | 16.92 | 19.78 | 0.077778 | 209.2001 | 248.85 | 0.74425 | 0.30205 | 1
8625 | 06E21G09H10D05M01W02 | 1.55 | 1.27 | 0.65 | 16.92 | 20.39 | 0.15556 | 235.8629 | 253.05 | 0.67519 | 0.28052 | 1
8626 | 06E21G09H10D05M01W03 | 1.55 | 1.27 | 0.65 | 12.13 | 15.6 | 0.15556 | 235.8629 | 186.69 | 0.67519 | 0.44954 | 2
8627 | 06E21G09H10D07M01W02 | 1.6 | 1.32 | 0.65 | 16.92 | 20.49 | 0.15556 | 239.9648 | 253.68 | 0.6624 | 0.27699 | 1
8628 | 06E21G09H10D07M01W03 | 1.6 | 1.32 | 0.65 | 12.13 | 15.7 | 0.15556 | 239.9648 | 187.32 | 0.6624 | 0.44601 | 2
8629 | 06E21G09H10D07M01W04 | 1.6 | 1.32 | 0.65 | 8.84 | 12.41 | 0.15556 | 239.9648 | 141.54 | 0.6624 | 0.5621 | 2
8630 | 06E21G09H10D07M02W02 | 1.43 | 0.93 | 0.65 | 16.92 | 19.93 | 0.077778 | 205.0982 | 251.58 | 0.76215 | 0.29675 | 1
8631 | 06E21G09H11D05M01W02 | 1.55 | 1.27 | 0.65 | 16.92 | 20.39 | 0.15556 | 235.8629 | 253.05 | 0.67519 | 0.28052 | 1
8632 | 06E21G09H11D05M01W03 | 1.55 | 1.27 | 0.65 | 12.13 | 15.6 | 0.15556 | 235.8629 | 186.69 | 0.67519 | 0.44954 | 2
8633 | 06E21G09H11D06M01W02 | 1.34 | 1.13 | 0.65 | 16.92 | 20.04 | 0.15556 | 219.455 | 250.74 | 0.711 | 0.29287 | 1
8634 | 06E21G09H11D06M01W03 | 1.34 | 1.13 | 0.65 | 12.13 | 15.25 | 0.15556 | 219.455 | 184.38 | 0.711 | 0.46189 | 2
8635 | 06E21G09H11D07M01W02 | 1.6 | 1.32 | 0.65 | 16.92 | 20.49 | 0.15556 | 239.9648 | 253.68 | 0.6624 | 0.27699 | 1
8636 | 06E21G09H11D07M01W03 | 1.6 | 1.32 | 0.65 | 12.13 | 15.7 | 0.15556 | 239.9648 | 187.32 | 0.6624 | 0.44601 | 2
8637 | 06E21G09H11D07M01W04 | 1.6 | 1.32 | 0.65 | 8.84 | 12.41 | 0.15556 | 239.9648 | 141.54 | 0.6624 | 0.5621 | 2
8638 | 06E21G09H11D07M02W02 | 1.43 | 0.93 | 0.65 | 16.92 | 19.93 | 0.077778 | 205.0982 | 251.58 | 0.76215 | 0.29675 | 1
8639 | 06E21G09H12D05M01W02 | 1.34 | 1.06 | 0.65 | 16.92 | 19.97 | 0.15556 | 209.2001 | 250.95 | 0.7289 | 0.29534 | 1
8640 | 06E21G09H12D05M01W03 | 1.34 | 1.06 | 0.65 | 12.13 | 15.18 | 0.15556 | 209.2001 | 184.59 | 0.7289 | 0.46436 | 2
8641 | 06E21G09H12D07M01W02 | 1.39 | 1.1 | 0.65 | 16.92 | 20.06 | 0.15556 | 215.3531 | 251.58 | 0.71867 | 0.29217 | 1
8642 | 06E21G09H12D07M01W03 | 1.39 | 1.1 | 0.65 | 12.13 | 15.27 | 0.15556 | 215.3531 | 185.22 | 0.71867 | 0.46119 | 2
8643 | 06E21G09H12D07M01W04 | 1.39 | 1.1 | 0.65 | 8.84 | 11.98 | 0.15556 | 215.3531 | 139.44 | 0.71867 | 0.57728 | 2
8644 | 06E21G09H12D07M02W02 | 1.23 | 0.78 | 0.65 | 16.92 | 19.58 | 0.077778 | 184.5883 | 249.69 | 0.80051 | 0.3091 | 1
8645 | 06E21G09H13D05M01W02 | 1.34 | 0.93 | 0.65 | 16.92 | 19.84 | 0.15556 | 196.8942 | 250.95 | 0.76215 | 0.29993 | 1
8646 | 06E21G09H13D05M01W03 | 1.34 | 0.93 | 0.65 | 12.13 | 15.05 | 0.15556 | 196.8942 | 184.59 | 0.76215 | 0.46895 | 2
8647 | 06E21G09H13D07M01W02 | 1.39 | 0.96 | 0.65 | 16.92 | 19.92 | 0.15556 | 203.0472 | 251.58 | 0.75448 | 0.29711 | 1
8648 | 06E21G09H13D07M01W03 | 1.39 | 0.96 | 0.65 | 12.13 | 15.13 | 0.15556 | 203.0472 | 185.22 | 0.75448 | 0.46613 | 2
8649 | 06E21G09H13D07M01W04 | 1.39 | 0.96 | 0.65 | 8.84 | 11.84 | 0.15556 | 203.0472 | 139.44 | 0.75448 | 0.58222 | 2
8650 | 06E21G09H13D07M02W02 | 1.23 | 0.68 | 0.65 | 16.92 | 19.48 | 0.077778 | 176.3844 | 249.69 | 0.82609 | 0.31263 | 1
8651 | 06E21G09H14D05M01W02 | 1.55 | 1.12 | 0.65 | 16.92 | 20.24 | 0.15556 | 221.506 | 253.05 | 0.71355 | 0.28582 | 1
8652 | 06E21G09H14D05M01W03 | 1.55 | 1.12 | 0.65 | 12.13 | 15.45 | 0.15556 | 221.506 | 186.69 | 0.71355 | 0.45483 | 2
8653 | 06E21G09H14D07M01W02 | 1.6 | 1.15 | 0.65 | 16.92 | 20.32 | 0.15556 | 225.608 | 253.68 | 0.70588 | 0.28299 | 1
8654 | 06E21G09H14D07M01W03 | 1.6 | 1.15 | 0.65 | 12.13 | 15.53 | 0.15556 | 225.608 | 187.32 | 0.70588 | 0.45201 | 2
8655 | 06E21G09H14D07M01W04 | 1.6 | 1.15 | 0.65 | 8.84 | 12.24 | 0.15556 | 225.608 | 141.54 | 0.70588 | 0.5681 | 2
8656 | 06E21G09H14D07M02W02 | 1.43 | 0.82 | 0.65 | 16.92 | 19.82 | 0.077778 | 194.8432 | 251.58 | 0.79028 | 0.30064 | 1
8657 | 06E21G10H07D04M01W02 | 4.3 | 0.14 | 0.65 | 16.92 | 22.01 | 0 | 178.4354 | 285.6 | 0.96419 | 0.22336 | 1
8658 | 06E21G10H07D05M01W02 | 3.8 | 0.12 | 0.65 | 16.92 | 21.49 | 0 | 168.1805 | 279.72 | 0.96931 | 0.24171 | 1
8659 | 06E21G10H07D05M01W03 | 3.8 | 0.12 | 0.65 | 12.13 | 16.7 | 0 | 168.1805 | 213.36 | 0.96931 | 0.41073 | 2
8660 | 06E21G10H07D06M01W02 | 3.33 | 0.1 | 0.65 | 16.92 | 21 | 0 | 159.9766 | 274.26 | 0.97442 | 0.259 | 1
8661 | 06E21G10H07D06M01W03 | 3.33 | 0.1 | 0.65 | 12.13 | 16.21 | 0 | 159.9766 | 207.9 | 0.97442 | 0.42802 | 2
8662 | 06E21G10H07D07M01W02 | 3.92 | 0.12 | 0.65 | 16.92 | 21.61 | 0 | 170.2315 | 281.19 | 0.96931 | 0.23747 | 1
8663 | 06E21G10H07D07M01W03 | 3.92 | 0.12 | 0.65 | 12.13 | 16.82 | 0 | 170.2315 | 214.83 | 0.96931 | 0.40649 | 2
8664 | 06E21G10H07D07M01W04 | 3.92 | 0.12 | 0.65 | 8.84 | 13.53 | 0 | 170.2315 | 169.05 | 0.96931 | 0.52258 | 2
8665 | 06E21G10H07D07M02W02 | 3.74 | 0.07 | 0.65 | 16.92 | 21.38 | 0 | 164.0785 | 279.09 | 0.9821 | 0.24559 | 1
8666 | 06E21G10H08D05M01W02 | 3.35 | 0.12 | 0.65 | 16.92 | 21.04 | 0 | 168.1805 | 273.84 | 0.96931 | 0.25759 | 1
8667 | 06E21G10H08D05M01W03 | 3.35 | 0.12 | 0.65 | 12.13 | 16.25 | 0 | 168.1805 | 207.48 | 0.96931 | 0.42661 | 2
8668 | 06E21G10H08D06M01W02 | 2.93 | 0.1 | 0.65 | 16.92 | 20.6 | 0 | 159.9766 | 269.01 | 0.97442 | 0.27311 | 1
8669 | 06E21G10H08D06M01W03 | 2.93 | 0.1 | 0.65 | 12.13 | 15.81 | 0 | 159.9766 | 202.65 | 0.97442 | 0.44213 | 2
8670 | 06E21G10H08D07M01W02 | 3.45 | 0.12 | 0.65 | 16.92 | 21.14 | 0 | 170.2315 | 275.1 | 0.96931 | 0.25406 | 1
8671 | 06E21G10H08D07M01W03 | 3.45 | 0.12 | 0.65 | 12.13 | 16.35 | 0 | 170.2315 | 208.74 | 0.96931 | 0.42308 | 2
8672 | 06E21G10H08D07M01W04 | 3.45 | 0.12 | 0.65 | 8.84 | 13.06 | 0 | 170.2315 | 162.96 | 0.96931 | 0.53917 | 2
8673 | 06E21G10H08D07M02W02 | 3.3 | 0.07 | 0.65 | 16.92 | 20.94 | 0 | 164.0785 | 273.21 | 0.9821 | 0.26112 | 1
8674 | 06E21G10H09D05M01W02 | 3.22 | 0.12 | 0.65 | 16.92 | 20.91 | 0 | 168.1805 | 272.16 | 0.96931 | 0.26217 | 1
8675 | 06E21G10H09D05M01W03 | 3.22 | 0.12 | 0.65 | 12.13 | 16.12 | 0 | 168.1805 | 205.8 | 0.96931 | 0.43119 | 2
8676 | 06E21G10H09D07M01W02 | 3.32 | 0.12 | 0.65 | 16.92 | 21.01 | 0 | 170.2315 | 273.42 | 0.96931 | 0.25865 | 1
8677 | 06E21G10H09D07M01W03 | 3.32 | 0.12 | 0.65 | 12.13 | 16.22 | 0 | 170.2315 | 207.06 | 0.96931 | 0.42766 | 2
8678 | 06E21G10H09D07M01W04 | 3.32 | 0.12 | 0.65 | 8.84 | 12.93 | 0 | 170.2315 | 161.28 | 0.96931 | 0.54375 | 2
8679 | 06E21G10H09D07M02W02 | 3.17 | 0.07 | 0.65 | 16.92 | 20.81 | 0 | 164.0785 | 271.74 | 0.9821 | 0.2657 | 1
8680 | 06E21G10H10D05M01W02 | 3.8 | 0.11 | 0.65 | 16.92 | 21.48 | 0 | 166.1295 | 279.72 | 0.97187 | 0.24206 | 1
8681 | 06E21G10H10D05M01W03 | 3.8 | 0.11 | 0.65 | 12.13 | 16.69 | 0 | 166.1295 | 213.36 | 0.97187 | 0.41108 | 2
8682 | 06E21G10H10D07M01W02 | 3.92 | 0.11 | 0.65 | 16.92 | 21.6 | 0 | 170.2315 | 281.19 | 0.97187 | 0.23783 | 1
8683 | 06E21G10H10D07M01W03 | 3.92 | 0.11 | 0.65 | 12.13 | 16.81 | 0 | 170.2315 | 214.83 | 0.97187 | 0.40685 | 2
8684 | 06E21G10H10D07M01W04 | 3.92 | 0.11 | 0.65 | 8.84 | 13.52 | 0 | 170.2315 | 169.05 | 0.97187 | 0.52294 | 2
8685 | 06E21G10H10D07M02W02 | 3.74 | 0.07 | 0.65 | 16.92 | 21.38 | 0 | 164.0785 | 279.09 | 0.9821 | 0.24559 | 1
8686 | 06E21G10H11D05M01W02 | 3.8 | 0.11 | 0.65 | 16.92 | 21.48 | 0 | 166.1295 | 279.72 | 0.97187 | 0.24206 | 1
8687 | 06E21G10H11D05M01W03 | 3.8 | 0.11 | 0.65 | 12.13 | 16.69 | 0 | 166.1295 | 213.36 | 0.97187 | 0.41108 | 2
8688 | 06E21G10H11D06M01W02 | 3.33 | 0.09 | 0.65 | 16.92 | 20.99 | 0 | 159.9766 | 274.26 | 0.97698 | 0.25935 | 1
8689 | 06E21G10H11D06M01W03 | 3.33 | 0.09 | 0.65 | 12.13 | 16.2 | 0 | 159.9766 | 207.9 | 0.97698 | 0.42837 | 2
8690 | 06E21G10H11D07M01W02 | 3.92 | 0.11 | 0.65 | 16.92 | 21.6 | 0 | 170.2315 | 281.19 | 0.97187 | 0.23783 | 1
8691 | 06E21G10H11D07M01W03 | 3.92 | 0.11 | 0.65 | 12.13 | 16.81 | 0 | 170.2315 | 214.83 | 0.97187 | 0.40685 | 2
8692 | 06E21G10H11D07M01W04 | 3.92 | 0.11 | 0.65 | 8.84 | 13.52 | 0 | 170.2315 | 169.05 | 0.97187 | 0.52294 | 2
8693 | 06E21G10H11D07M02W02 | 3.74 | 0.07 | 0.65 | 16.92 | 21.38 | 0 | 164.0785 | 279.09 | 0.9821 | 0.24559 | 1
8694 | 06E21G10H12D05M01W02 | 3.3 | 0.09 | 0.65 | 16.92 | 20.96 | 0 | 147.6707 | 274.47 | 0.97698 | 0.26041 | 1
8695 | 06E21G10H12D05M01W03 | 3.3 | 0.09 | 0.65 | 12.13 | 16.17 | 0 | 147.6707 | 208.11 | 0.97698 | 0.42943 | 2
8696 | 06E21G10H12D07M01W02 | 3.41 | 0.09 | 0.65 | 16.92 | 21.07 | 0 | 151.7726 | 275.73 | 0.97698 | 0.25653 | 1
8697 | 06E21G10H12D07M01W03 | 3.41 | 0.09 | 0.65 | 12.13 | 16.28 | 0 | 151.7726 | 209.37 | 0.97698 | 0.42555 | 2
8698 | 06E21G10H12D07M01W04 | 3.41 | 0.09 | 0.65 | 8.84 | 12.99 | 0 | 151.7726 | 163.59 | 0.97698 | 0.54164 | 2
8699 | 06E21G10H12D07M02W02 | 3.25 | 0.06 | 0.65 | 16.92 | 20.88 | 0 | 145.6197 | 273.84 | 0.98465 | 0.26323 | 1
8700 | 06E21G10H13D05M01W02 | 3.3 | 0.08 | 0.65 | 16.92 | 20.95 | 0 | 147.6707 | 274.47 | 0.97954 | 0.26076 | 1
8701 | 06E21G10H13D05M01W03 | 3.3 | 0.08 | 0.65 | 12.13 | 16.16 | 0 | 147.6707 | 208.11 | 0.97954 | 0.42978 | 2
8702 | 06E21G10H13D07M01W02 | 3.41 | 0.08 | 0.65 | 16.92 | 21.06 | 0 | 149.7217 | 275.73 | 0.97954 | 0.25688 | 1
8703 | 06E21G10H13D07M01W03 | 3.41 | 0.08 | 0.65 | 12.13 | 16.27 | 0 | 149.7217 | 209.37 | 0.97954 | 0.4259 | 2
8704 | 06E21G10H13D07M01W04 | 3.41 | 0.08 | 0.65 | 8.84 | 12.98 | 0 | 149.7217 | 163.59 | 0.97954 | 0.54199 | 2
8705 | 06E21G10H13D07M02W02 | 3.25 | 0.05 | 0.65 | 16.92 | 20.87 | 0 | 145.6197 | 273.84 | 0.98721 | 0.26359 | 1
8706 | 06E21G10H14D05M01W02 | 3.8 | 0.1 | 0.65 | 16.92 | 21.47 | 0 | 166.1295 | 279.72 | 0.97442 | 0.24241 | 1
8707 | 06E21G10H14D05M01W03 | 3.8 | 0.1 | 0.65 | 12.13 | 16.68 | 0 | 166.1295 | 213.36 | 0.97442 | 0.41143 | 2
8708 | 06E21G10H14D07M01W02 | 3.92 | 0.1 | 0.65 | 16.92 | 21.59 | 0 | 168.1805 | 281.19 | 0.97442 | 0.23818 | 1
8709 | 06E21G10H14D07M01W03 | 3.92 | 0.1 | 0.65 | 12.13 | 16.8 | 0 | 168.1805 | 214.83 | 0.97442 | 0.4072 | 2
8710 | 06E21G10H14D07M01W04 | 3.92 | 0.1 | 0.65 | 8.84 | 13.51 | 0 | 168.1805 | 169.05 | 0.97442 | 0.52329 | 2
8711 | 06E21G10H14D07M02W02 | 3.74 | 0.06 | 0.65 | 16.92 | 21.37 | 0 | 162.0275 | 279.09 | 0.98465 | 0.24594 | 1
8712 | 06E21G12H07D04M01W02 | 2.06 | 2.59 | 0.65 | 16.92 | 22.22 | 0.31111 | 367.1257 | 259.14 | 0.3376 | 0.21595 | 1
8713 | 06E21G12H07D05M01W02 | 1.8 | 2.17 | 0.65 | 16.92 | 21.54 | 0.31111 | 326.1061 | 256.2 | 0.44501 | 0.23994 | 1
8714 | 06E21G12H07D05M01W03 | 1.8 | 2.17 | 0.65 | 12.13 | 16.75 | 0.31111 | 326.1061 | 189.84 | 0.44501 | 0.40896 | 2
8715 | 06E21G12H07D06M01W02 | 1.58 | 1.94 | 0.65 | 16.92 | 21.09 | 0.23333 | 303.5453 | 253.47 | 0.50384 | 0.25582 | 1
8716 | 06E21G12H07D06M01W03 | 1.58 | 1.94 | 0.65 | 12.13 | 16.3 | 0.23333 | 303.5453 | 187.11 | 0.50384 | 0.42484 | 2
8717 | 06E21G12H07D07M01W02 | 1.87 | 2.23 | 0.65 | 16.92 | 21.67 | 0.31111 | 334.31 | 256.83 | 0.42967 | 0.23536 | 1
8718 | 06E21G12H07D07M01W03 | 1.87 | 2.23 | 0.65 | 12.13 | 16.88 | 0.31111 | 334.31 | 190.47 | 0.42967 | 0.40438 | 2
8719 | 06E21G12H07D07M01W04 | 1.87 | 2.23 | 0.65 | 8.84 | 13.59 | 0.31111 | 334.31 | 144.69 | 0.42967 | 0.52047 | 2
8720 | 06E21G12H07D07M02W02 | 1.63 | 1.74 | 0.65 | 16.92 | 20.94 | 0.23333 | 283.0355 | 254.1 | 0.55499 | 0.26112 | 1
8721 | 06E21G12H08D05M01W02 | 1.59 | 2.17 | 0.65 | 16.92 | 21.33 | 0.31111 | 326.1061 | 253.26 | 0.44501 | 0.24735 | 1
8722 | 06E21G12H08D05M01W03 | 1.59 | 2.17 | 0.65 | 12.13 | 16.54 | 0.31111 | 326.1061 | 186.9 | 0.44501 | 0.41637 | 2
8723 | 06E21G12H08D06M01W02 | 1.39 | 1.94 | 0.65 | 16.92 | 20.9 | 0.23333 | 303.5453 | 251.16 | 0.50384 | 0.26253 | 1
8724 | 06E21G12H08D06M01W03 | 1.39 | 1.94 | 0.65 | 12.13 | 16.11 | 0.23333 | 303.5453 | 184.8 | 0.50384 | 0.43155 | 2
8725 | 06E21G12H08D07M01W02 | 1.65 | 2.23 | 0.65 | 16.92 | 21.45 | 0.31111 | 334.31 | 253.89 | 0.42967 | 0.24312 | 1
8726 | 06E21G12H08D07M01W03 | 1.65 | 2.23 | 0.65 | 12.13 | 16.66 | 0.31111 | 334.31 | 187.53 | 0.42967 | 0.41214 | 2
8727 | 06E21G12H08D07M01W04 | 1.65 | 2.23 | 0.65 | 8.84 | 13.37 | 0.31111 | 334.31 | 141.75 | 0.42967 | 0.52823 | 2
8728 | 06E21G12H08D07M02W02 | 1.44 | 1.74 | 0.65 | 16.92 | 20.75 | 0.23333 | 283.0355 | 251.58 | 0.55499 | 0.26782 | 1
8729 | 06E21G12H09D05M01W02 | 1.53 | 2.17 | 0.65 | 16.92 | 21.27 | 0.31111 | 326.1061 | 252.63 | 0.44501 | 0.24947 | 1
8730 | 06E21G12H09D05M01W03 | 1.53 | 2.17 | 0.65 | 12.13 | 16.48 | 0.31111 | 326.1061 | 186.27 | 0.44501 | 0.41849 | 2
8731 | 06E21G12H09D07M01W02 | 1.58 | 2.23 | 0.65 | 16.92 | 21.38 | 0.31111 | 334.31 | 253.26 | 0.42967 | 0.24559 | 1
8732 | 06E21G12H09D07M01W03 | 1.58 | 2.23 | 0.65 | 12.13 | 16.59 | 0.31111 | 334.31 | 186.9 | 0.42967 | 0.41461 | 2
8733 | 06E21G12H09D07M01W04 | 1.58 | 2.23 | 0.65 | 8.84 | 13.3 | 0.31111 | 334.31 | 141.12 | 0.42967 | 0.5307 | 2
8734 | 06E21G12H09D07M02W02 | 1.38 | 1.74 | 0.65 | 16.92 | 20.69 | 0.23333 | 283.0355 | 250.74 | 0.55499 | 0.26994 | 1
8735 | 06E21G12H10D05M01W02 | 1.8 | 2.02 | 0.65 | 16.92 | 21.39 | 0.31111 | 311.7492 | 256.2 | 0.48338 | 0.24524 | 1
8736 | 06E21G12H10D05M01W03 | 1.8 | 2.02 | 0.65 | 12.13 | 16.6 | 0.31111 | 311.7492 | 189.84 | 0.48338 | 0.41426 | 2
8737 | 06E21G12H10D07M01W02 | 1.87 | 2.08 | 0.65 | 16.92 | 21.52 | 0.31111 | 319.9531 | 256.83 | 0.46803 | 0.24065 | 1
8738 | 06E21G12H10D07M01W03 | 1.87 | 2.08 | 0.65 | 12.13 | 16.73 | 0.31111 | 319.9531 | 190.47 | 0.46803 | 0.40967 | 2
8739 | 06E21G12H10D07M01W04 | 1.87 | 2.08 | 0.65 | 8.84 | 13.44 | 0.31111 | 319.9531 | 144.69 | 0.46803 | 0.52576 | 2
8740 | 06E21G12H10D07M02W02 | 1.63 | 1.63 | 0.65 | 16.92 | 20.83 | 0.15556 | 272.7805 | 254.1 | 0.58312 | 0.265 | 1
8741 | 06E21G12H11D05M01W02 | 1.8 | 2.02 | 0.65 | 16.92 | 21.39 | 0.31111 | 311.7492 | 256.2 | 0.48338 | 0.24524 | 1
8742 | 06E21G12H11D05M01W03 | 1.8 | 2.02 | 0.65 | 12.13 | 16.6 | 0.31111 | 311.7492 | 189.84 | 0.48338 | 0.41426 | 2
8743 | 06E21G12H11D06M01W02 | 1.58 | 1.81 | 0.65 | 16.92 | 20.96 | 0.23333 | 291.2394 | 253.47 | 0.53708 | 0.26041 | 1
8744 | 06E21G12H11D06M01W03 | 1.58 | 1.81 | 0.65 | 12.13 | 16.17 | 0.23333 | 291.2394 | 187.11 | 0.53708 | 0.42943 | 2
8745 | 06E21G12H11D07M01W02 | 1.87 | 2.08 | 0.65 | 16.92 | 21.52 | 0.31111 | 319.9531 | 256.83 | 0.46803 | 0.24065 | 1
8746 | 06E21G12H11D07M01W03 | 1.87 | 2.08 | 0.65 | 12.13 | 16.73 | 0.31111 | 319.9531 | 190.47 | 0.46803 | 0.40967 | 2
8747 | 06E21G12H11D07M01W04 | 1.87 | 2.08 | 0.65 | 8.84 | 13.44 | 0.31111 | 319.9531 | 144.69 | 0.46803 | 0.52576 | 2
8748 | 06E21G12H11D07M02W02 | 1.63 | 1.62 | 0.65 | 16.92 | 20.82 | 0.15556 | 272.7805 | 254.1 | 0.58568 | 0.26535 | 1
8749 | 06E21G12H12D05M01W02 | 1.57 | 1.68 | 0.65 | 16.92 | 20.82 | 0.23333 | 274.8315 | 253.68 | 0.57033 | 0.26535 | 1
8750 | 06E21G12H12D05M01W03 | 1.57 | 1.68 | 0.65 | 12.13 | 16.03 | 0.23333 | 274.8315 | 187.32 | 0.57033 | 0.43437 | 2
8751 | 06E21G12H12D07M01W02 | 1.62 | 1.74 | 0.65 | 16.92 | 20.93 | 0.23333 | 278.9335 | 254.31 | 0.55499 | 0.26147 | 1
8752 | 06E21G12H12D07M01W03 | 1.62 | 1.74 | 0.65 | 12.13 | 16.14 | 0.23333 | 278.9335 | 187.95 | 0.55499 | 0.43049 | 2
8753 | 06E21G12H12D07M01W04 | 1.62 | 1.74 | 0.65 | 8.84 | 12.85 | 0.23333 | 278.9335 | 142.17 | 0.55499 | 0.54658 | 2
8754 | 06E21G12H12D07M02W02 | 1.42 | 1.35 | 0.65 | 16.92 | 20.34 | 0.15556 | 242.0158 | 251.79 | 0.65473 | 0.28229 | 1
8755 | 06E21G12H13D05M01W02 | 1.57 | 1.47 | 0.65 | 16.92 | 20.61 | 0.23333 | 254.3217 | 253.68 | 0.62404 | 0.27276 | 1
8756 | 06E21G12H13D05M01W03 | 1.57 | 1.47 | 0.65 | 12.13 | 15.82 | 0.23333 | 254.3217 | 187.32 | 0.62404 | 0.44178 | 2
8757 | 06E21G12H13D07M01W02 | 1.62 | 1.52 | 0.65 | 16.92 | 20.71 | 0.23333 | 258.4237 | 254.31 | 0.61125 | 0.26923 | 1
8758 | 06E21G12H13D07M01W03 | 1.62 | 1.52 | 0.65 | 12.13 | 15.92 | 0.23333 | 258.4237 | 187.95 | 0.61125 | 0.43825 | 2
8759 | 06E21G12H13D07M01W04 | 1.62 | 1.52 | 0.65 | 8.84 | 12.63 | 0.23333 | 258.4237 | 142.17 | 0.61125 | 0.55434 | 2
8760 | 06E21G12H13D07M02W02 | 1.42 | 1.18 | 0.65 | 16.92 | 20.17 | 0.15556 | 225.608 | 251.79 | 0.69821 | 0.28829 | 1
8761 | 06E21G12H14D05M01W02 | 1.8 | 1.77 | 0.65 | 16.92 | 21.14 | 0.23333 | 289.1884 | 256.2 | 0.54731 | 0.25406 | 1
8762 | 06E21G12H14D05M01W03 | 1.8 | 1.77 | 0.65 | 12.13 | 16.35 | 0.23333 | 289.1884 | 189.84 | 0.54731 | 0.42308 | 2
8763 | 06E21G12H14D07M01W02 | 1.87 | 1.83 | 0.65 | 16.92 | 21.27 | 0.23333 | 295.3413 | 256.83 | 0.53197 | 0.24947 | 1
8764 | 06E21G12H14D07M01W03 | 1.87 | 1.83 | 0.65 | 12.13 | 16.48 | 0.23333 | 295.3413 | 190.47 | 0.53197 | 0.41849 | 2
8765 | 06E21G12H14D07M01W04 | 1.87 | 1.83 | 0.65 | 8.84 | 13.19 | 0.23333 | 295.3413 | 144.69 | 0.53197 | 0.53458 | 2
8766 | 06E21G12H14D07M02W02 | 1.63 | 1.43 | 0.65 | 16.92 | 20.63 | 0.15556 | 254.3217 | 254.1 | 0.63427 | 0.27205 | 1
8767 | 06E22G09H07D04M01W02 | 1.78 | 0.72 | 0.65 | 16.92 | 20.07 | 0.077778 | 188.6903 | 255.78 | 0.81586 | 0.29181 | 1
8768 | 06E22G09H07D05M01W02 | 1.56 | 0.64 | 0.65 | 16.92 | 19.77 | 0.077778 | 178.4354 | 253.26 | 0.83632 | 0.3024 | 1
8769 | 06E22G09H07D05M01W03 | 1.56 | 0.64 | 0.65 | 12.13 | 14.98 | 0.077778 | 178.4354 | 186.9 | 0.83632 | 0.47142 | 2
8770 | 06E22G09H07D06M01W02 | 1.36 | 0.59 | 0.65 | 16.92 | 19.52 | 0.077778 | 170.2315 | 250.95 | 0.8491 | 0.31122 | 1
8771 | 06E22G09H07D06M01W03 | 1.36 | 0.59 | 0.65 | 12.13 | 14.73 | 0.077778 | 170.2315 | 184.59 | 0.8491 | 0.48024 | 2
8772 | 06E22G09H07D07M01W02 | 1.61 | 0.65 | 0.65 | 16.92 | 19.83 | 0.077778 | 180.4864 | 253.89 | 0.83376 | 0.30028 | 1
8773 | 06E22G09H07D07M01W03 | 1.61 | 0.65 | 0.65 | 12.13 | 15.04 | 0.077778 | 180.4864 | 187.53 | 0.83376 | 0.4693 | 2
8774 | 06E22G09H07D07M01W04 | 1.61 | 0.65 | 0.65 | 8.84 | 11.75 | 0.077778 | 180.4864 | 141.75 | 0.83376 | 0.58539 | 2
8775 | 06E22G09H07D07M02W02 | 1.45 | 0.43 | 0.65 | 16.92 | 19.45 | 0 | 162.0275 | 252 | 0.89003 | 0.31369 | 1
8776 | 06E22G09H08D05M01W02 | 1.38 | 0.64 | 0.65 | 16.92 | 19.59 | 0.077778 | 178.4354 | 250.95 | 0.83632 | 0.30875 | 1
8777 | 06E22G09H08D05M01W03 | 1.38 | 0.64 | 0.65 | 12.13 | 14.8 | 0.077778 | 178.4354 | 184.59 | 0.83632 | 0.47777 | 2
8778 | 06E22G09H08D06M01W02 | 1.2 | 0.59 | 0.65 | 16.92 | 19.36 | 0.077778 | 170.2315 | 248.85 | 0.8491 | 0.31687 | 1
8779 | 06E22G09H08D06M01W03 | 1.2 | 0.59 | 0.65 | 12.13 | 14.57 | 0.077778 | 170.2315 | 182.49 | 0.8491 | 0.48589 | 2
8780 | 06E22G09H08D07M01W02 | 1.42 | 0.65 | 0.65 | 16.92 | 19.64 | 0.077778 | 180.4864 | 251.37 | 0.83376 | 0.30699 | 1
8781 | 06E22G09H08D07M01W03 | 1.42 | 0.65 | 0.65 | 12.13 | 14.85 | 0.077778 | 180.4864 | 185.01 | 0.83376 | 0.47601 | 2
8782 | 06E22G09H08D07M01W04 | 1.42 | 0.65 | 0.65 | 8.84 | 11.56 | 0.077778 | 180.4864 | 139.23 | 0.83376 | 0.5921 | 2
8783 | 06E22G09H08D07M02W02 | 1.27 | 0.43 | 0.65 | 16.92 | 19.27 | 0 | 162.0275 | 249.69 | 0.89003 | 0.32004 | 1
8784 | 06E22G09H09D05M01W02 | 1.33 | 0.64 | 0.65 | 16.92 | 19.54 | 0.077778 | 178.4354 | 250.11 | 0.83632 | 0.31052 | 1
8785 | 06E22G09H09D05M01W03 | 1.33 | 0.64 | 0.65 | 12.13 | 14.75 | 0.077778 | 178.4354 | 183.75 | 0.83632 | 0.47953 | 2
8786 | 06E22G09H09D07M01W02 | 1.37 | 0.65 | 0.65 | 16.92 | 19.59 | 0.077778 | 180.4864 | 250.74 | 0.83376 | 0.30875 | 1
8787 | 06E22G09H09D07M01W03 | 1.37 | 0.65 | 0.65 | 12.13 | 14.8 | 0.077778 | 180.4864 | 184.38 | 0.83376 | 0.47777 | 2
8788 | 06E22G09H09D07M01W04 | 1.37 | 0.65 | 0.65 | 8.84 | 11.51 | 0.077778 | 180.4864 | 138.6 | 0.83376 | 0.59386 | 2
8789 | 06E22G09H09D07M02W02 | 1.23 | 0.43 | 0.65 | 16.92 | 19.23 | 0 | 162.0275 | 249.06 | 0.89003 | 0.32145 | 1
8790 | 06E22G09H10D05M01W02 | 1.56 | 0.59 | 0.65 | 16.92 | 19.72 | 0.077778 | 176.3844 | 253.26 | 0.8491 | 0.30416 | 1
8791 | 06E22G09H10D05M01W03 | 1.56 | 0.59 | 0.65 | 12.13 | 14.93 | 0.077778 | 176.3844 | 186.9 | 0.8491 | 0.47318 | 2
8792 | 06E22G09H10D07M01W02 | 1.61 | 0.61 | 0.65 | 16.92 | 19.79 | 0.077778 | 176.3844 | 253.89 | 0.84399 | 0.30169 | 1
8793 | 06E22G09H10D07M01W03 | 1.61 | 0.61 | 0.65 | 12.13 | 15 | 0.077778 | 176.3844 | 187.53 | 0.84399 | 0.47071 | 2
8794 | 06E22G09H10D07M01W04 | 1.61 | 0.61 | 0.65 | 8.84 | 11.71 | 0.077778 | 176.3844 | 141.75 | 0.84399 | 0.5868 | 2
8795 | 06E22G09H10D07M02W02 | 1.45 | 0.4 | 0.65 | 16.92 | 19.42 | 0 | 159.9766 | 252 | 0.8977 | 0.31475 | 1
8796 | 06E22G09H11D05M01W02 | 1.56 | 0.59 | 0.65 | 16.92 | 19.72 | 0.077778 | 176.3844 | 253.26 | 0.8491 | 0.30416 | 1
8797 | 06E22G09H11D05M01W03 | 1.56 | 0.59 | 0.65 | 12.13 | 14.93 | 0.077778 | 176.3844 | 186.9 | 0.8491 | 0.47318 | 2
8798 | 06E22G09H11D06M01W02 | 1.36 | 0.55 | 0.65 | 16.92 | 19.48 | 0.077778 | 168.1805 | 250.95 | 0.85934 | 0.31263 | 1
8799 | 06E22G09H11D06M01W03 | 1.36 | 0.55 | 0.65 | 12.13 | 14.69 | 0.077778 | 168.1805 | 184.59 | 0.85934 | 0.48165 | 2
8800 | 06E22G09H11D07M01W02 | 1.61 | 0.61 | 0.65 | 16.92 | 19.79 | 0.077778 | 176.3844 | 253.89 | 0.84399 | 0.30169 | 1
8801 | 06E22G09H11D07M01W03 | 1.61 | 0.61 | 0.65 | 12.13 | 15 | 0.077778 | 176.3844 | 187.53 | 0.84399 | 0.47071 | 2
8802 | 06E22G09H11D07M01W04 | 1.61 | 0.61 | 0.65 | 8.84 | 11.71 | 0.077778 | 176.3844 | 141.75 | 0.84399 | 0.5868 | 2
8803 | 06E22G09H11D07M02W02 | 1.45 | 0.4 | 0.65 | 16.92 | 19.42 | 0 | 159.9766 | 252 | 0.8977 | 0.31475 | 1
8804 | 06E22G09H12D05M01W02 | 1.36 | 0.5 | 0.65 | 16.92 | 19.43 | 0.077778 | 157.9256 | 251.16 | 0.87212 | 0.3144 | 1
8805 | 06E22G09H12D05M01W03 | 1.36 | 0.5 | 0.65 | 12.13 | 14.64 | 0.077778 | 157.9256 | 184.8 | 0.87212 | 0.48342 | 2
8806 | 06E22G09H12D07M01W02 | 1.41 | 0.51 | 0.65 | 16.92 | 19.49 | 0.077778 | 162.0275 | 251.58 | 0.86957 | 0.31228 | 1
8807 | 06E22G09H12D07M01W03 | 1.41 | 0.51 | 0.65 | 12.13 | 14.7 | 0.077778 | 162.0275 | 185.22 | 0.86957 | 0.4813 | 2
8808 | 06E22G09H12D07M01W04 | 1.41 | 0.51 | 0.65 | 8.84 | 11.41 | 0.077778 | 162.0275 | 139.44 | 0.86957 | 0.59739 | 2
8809 | 06E22G09H12D07M02W02 | 1.25 | 0.33 | 0.65 | 16.92 | 19.15 | 0 | 147.6707 | 249.9 | 0.9156 | 0.32428 | 1
8810 | 06E22G09H13D05M01W02 | 1.36 | 0.43 | 0.65 | 16.92 | 19.36 | 0.077778 | 153.8236 | 251.16 | 0.89003 | 0.31687 | 1
8811 | 06E22G09H13D05M01W03 | 1.36 | 0.43 | 0.65 | 12.13 | 14.57 | 0.077778 | 153.8236 | 184.8 | 0.89003 | 0.48589 | 2
8812 | 06E22G09H13D07M01W02 | 1.41 | 0.44 | 0.65 | 16.92 | 19.42 | 0.077778 | 155.8746 | 251.58 | 0.88747 | 0.31475 | 1
8813 | 06E22G09H13D07M01W03 | 1.41 | 0.44 | 0.65 | 12.13 | 14.63 | 0.077778 | 155.8746 | 185.22 | 0.88747 | 0.48377 | 2
8814 | 06E22G09H13D07M01W04 | 1.41 | 0.44 | 0.65 | 8.84 | 11.34 | 0.077778 | 155.8746 | 139.44 | 0.88747 | 0.59986 | 2
8815 | 06E22G09H13D07M02W02 | 1.25 | 0.29 | 0.65 | 16.92 | 19.11 | 0 | 143.5687 | 249.9 | 0.92583 | 0.32569 | 1
8816 | 06E22G09H14D05M01W02 | 1.56 | 0.52 | 0.65 | 16.92 | 19.65 | 0.077778 | 170.2315 | 253.26 | 0.86701 | 0.30663 | 1
8817 | 06E22G09H14D05M01W03 | 1.56 | 0.52 | 0.65 | 12.13 | 14.86 | 0.077778 | 170.2315 | 186.9 | 0.86701 | 0.47565 | 2
8818 | 06E22G09H14D07M01W02 | 1.61 | 0.53 | 0.65 | 16.92 | 19.71 | 0.077778 | 170.2315 | 253.89 | 0.86445 | 0.30452 | 1
8819 | 06E22G09H14D07M01W03 | 1.61 | 0.53 | 0.65 | 12.13 | 14.92 | 0.077778 | 170.2315 | 187.53 | 0.86445 | 0.47354 | 2
8820 | 06E22G09H14D07M01W04 | 1.61 | 0.53 | 0.65 | 8.84 | 11.63 | 0.077778 | 170.2315 | 141.75 | 0.86445 | 0.58963 | 2
8821 | 06E22G09H14D07M02W02 | 1.45 | 0.35 | 0.65 | 16.92 | 19.37 | 0 | 153.8236 | 252 | 0.91049 | 0.31651 | 1
8822 | 06E22G10H07D04M01W02 | 4.55 | 0.04 | 0.65 | 16.92 | 22.16 | 0 | 172.2824 | 288.54 | 0.98977 | 0.21807 | 1
8823 | 06E22G10H07D05M01W02 | 4.03 | 0.04 | 0.65 | 16.92 | 21.64 | 0 | 164.0785 | 282.45 | 0.98977 | 0.23641 | 1
8824 | 06E22G10H07D05M01W03 | 4.03 | 0.04 | 0.65 | 12.13 | 16.85 | 0 | 164.0785 | 216.09 | 0.98977 | 0.40543 | 2
8825 | 06E22G10H07D06M01W02 | 3.53 | 0.03 | 0.65 | 16.92 | 21.13 | 0 | 155.8746 | 276.57 | 0.99233 | 0.25441 | 1
8826 | 06E22G10H07D06M01W03 | 3.53 | 0.03 | 0.65 | 12.13 | 16.34 | 0 | 155.8746 | 210.21 | 0.99233 | 0.42343 | 2
8827 | 06E22G10H07D07M01W02 | 4.15 | 0.04 | 0.65 | 16.92 | 21.76 | 0 | 166.1295 | 283.92 | 0.98977 | 0.23218 | 1
8828 | 06E22G10H07D07M01W03 | 4.15 | 0.04 | 0.65 | 12.13 | 16.97 | 0 | 166.1295 | 217.56 | 0.98977 | 0.4012 | 2
8829 | 06E22G10H07D07M01W04 | 4.15 | 0.04 | 0.65 | 8.84 | 13.68 | 0 | 166.1295 | 171.78 | 0.98977 | 0.51729 | 2
8830 | 06E22G10H07D07M02W02 | 4.01 | 0.01 | 0.65 | 16.92 | 21.59 | 0 | 162.0275 | 282.24 | 0.99744 | 0.23818 | 1
8831 | 06E22G10H08D05M01W02 | 3.55 | 0.04 | 0.65 | 16.92 | 21.16 | 0 | 164.0785 | 276.36 | 0.98977 | 0.25335 | 1
8832 | 06E22G10H08D05M01W03 | 3.55 | 0.04 | 0.65 | 12.13 | 16.37 | 0 | 164.0785 | 210 | 0.98977 | 0.42237 | 2
8833 | 06E22G10H08D06M01W02 | 3.11 | 0.03 | 0.65 | 16.92 | 20.71 | 0 | 155.8746 | 271.11 | 0.99233 | 0.26923 | 1
8834 | 06E22G10H08D06M01W03 | 3.11 | 0.03 | 0.65 | 12.13 | 15.92 | 0 | 155.8746 | 204.75 | 0.99233 | 0.43825 | 2
8835 | 06E22G10H08D07M01W02 | 3.65 | 0.04 | 0.65 | 16.92 | 21.26 | 0 | 166.1295 | 277.62 | 0.98977 | 0.24982 | 1
8836 | 06E22G10H08D07M01W03 | 3.65 | 0.04 | 0.65 | 12.13 | 16.47 | 0 | 166.1295 | 211.26 | 0.98977 | 0.41884 | 2
8837 | 06E22G10H08D07M01W04 | 3.65 | 0.04 | 0.65 | 8.84 | 13.18 | 0 | 166.1295 | 165.48 | 0.98977 | 0.53493 | 2
8838 | 06E22G10H08D07M02W02 | 3.53 | 0.01 | 0.65 | 16.92 | 21.11 | 0 | 162.0275 | 276.15 | 0.99744 | 0.25512 | 1
8839 | 06E22G10H09D05M01W02 | 3.41 | 0.04 | 0.65 | 16.92 | 21.02 | 0 | 164.0785 | 274.47 | 0.98977 | 0.25829 | 1
8840 | 06E22G10H09D05M01W03 | 3.41 | 0.04 | 0.65 | 12.13 | 16.23 | 0 | 164.0785 | 208.11 | 0.98977 | 0.42731 | 2
8841 | 06E22G10H09D07M01W02 | 3.52 | 0.04 | 0.65 | 16.92 | 21.13 | 0 | 166.1295 | 275.73 | 0.98977 | 0.25441 | 1
8842 | 06E22G10H09D07M01W03 | 3.52 | 0.04 | 0.65 | 12.13 | 16.34 | 0 | 166.1295 | 209.37 | 0.98977 | 0.42343 | 2
8843 | 06E22G10H09D07M01W04 | 3.52 | 0.04 | 0.65 | 8.84 | 13.05 | 0 | 166.1295 | 163.59 | 0.98977 | 0.53952 | 2
8844 | 06E22G10H09D07M02W02 | 3.4 | 0.01 | 0.65 | 16.92 | 20.98 | 0 | 162.0275 | 274.47 | 0.99744 | 0.2597 | 1
8845 | 06E22G10H10D05M01W02 | 4.03 | 0.03 | 0.65 | 16.92 | 21.63 | 0 | 164.0785 | 282.45 | 0.99233 | 0.23677 | 1
8846 | 06E22G10H10D05M01W03 | 4.03 | 0.03 | 0.65 | 12.13 | 16.84 | 0 | 164.0785 | 216.09 | 0.99233 | 0.40579 | 2
8847 | 06E22G10H10D07M01W02 | 4.15 | 0.03 | 0.65 | 16.92 | 21.75 | 0 | 166.1295 | 283.92 | 0.99233 | 0.23253 | 1
8848 | 06E22G10H10D07M01W03 | 4.15 | 0.03 | 0.65 | 12.13 | 16.96 | 0 | 166.1295 | 217.56 | 0.99233 | 0.40155 | 2
8849 | 06E22G10H10D07M01W04 | 4.15 | 0.03 | 0.65 | 8.84 | 13.67 | 0 | 166.1295 | 171.78 | 0.99233 | 0.51764 | 2
8850 | 06E22G10H10D07M02W02 | 4.01 | 0.01 | 0.65 | 16.92 | 21.59 | 0 | 162.0275 | 282.24 | 0.99744 | 0.23818 | 1
8851 | 06E22G10H11D05M01W02 | 4.03 | 0.03 | 0.65 | 16.92 | 21.63 | 0 | 164.0785 | 282.45 | 0.99233 | 0.23677 | 1
8852 | 06E22G10H11D05M01W03 | 4.03 | 0.03 | 0.65 | 12.13 | 16.84 | 0 | 164.0785 | 216.09 | 0.99233 | 0.40579 | 2
8853 | 06E22G10H11D06M01W02 | 3.53 | 0.03 | 0.65 | 16.92 | 21.13 | 0 | 155.8746 | 276.57 | 0.99233 | 0.25441 | 1
8854 | 06E22G10H11D06M01W03 | 3.53 | 0.03 | 0.65 | 12.13 | 16.34 | 0 | 155.8746 | 210.21 | 0.99233 | 0.42343 | 2
8855 | 06E22G10H11D07M01W02 | 4.15 | 0.03 | 0.65 | 16.92 | 21.75 | 0 | 166.1295 | 283.92 | 0.99233 | 0.23253 | 1
8856 | 06E22G10H11D07M01W03 | 4.15 | 0.03 | 0.65 | 12.13 | 16.96 | 0 | 166.1295 | 217.56 | 0.99233 | 0.40155 | 2
8857 | 06E22G10H11D07M01W04 | 4.15 | 0.03 | 0.65 | 8.84 | 13.67 | 0 | 166.1295 | 171.78 | 0.99233 | 0.51764 | 2
8858 | 06E22G10H11D07M02W02 | 4.01 | 0.01 | 0.65 | 16.92 | 21.59 | 0 | 162.0275 | 282.24 | 0.99744 | 0.23818 | 1
8859 | 06E22G10H12D05M01W02 | 3.5 | 0.03 | 0.65 | 16.92 | 21.1 | 0 | 147.6707 | 276.99 | 0.99233 | 0.25547 | 1
8860 | 06E22G10H12D05M01W03 | 3.5 | 0.03 | 0.65 | 12.13 | 16.31 | 0 | 147.6707 | 210.63 | 0.99233 | 0.42449 | 2
8861 | 06E22G10H12D07M01W02 | 3.6 | 0.03 | 0.65 | 16.92 | 21.2 | 0 | 147.6707 | 278.25 | 0.99233 | 0.25194 | 1
8862 | 06E22G10H12D07M01W03 | 3.6 | 0.03 | 0.65 | 12.13 | 16.41 | 0 | 147.6707 | 211.89 | 0.99233 | 0.42096 | 2
8863 | 06E22G10H12D07M01W04 | 3.6 | 0.03 | 0.65 | 8.84 | 13.12 | 0 | 147.6707 | 166.11 | 0.99233 | 0.53705 | 2
8864 | 06E22G10H12D07M02W02 | 3.49 | 0.01 | 0.65 | 16.92 | 21.07 | 0 | 143.5687 | 276.78 | 0.99744 | 0.25653 | 1
8865 | 06E22G10H13D05M01W02 | 3.5 | 0.02 | 0.65 | 16.92 | 21.09 | 0 | 145.6197 | 276.99 | 0.99488 | 0.25582 | 1
8866 | 06E22G10H13D05M01W03 | 3.5 | 0.02 | 0.65 | 12.13 | 16.3 | 0 | 145.6197 | 210.63 | 0.99488 | 0.42484 | 2
8867 | 06E22G10H13D07M01W02 | 3.6 | 0.02 | 0.65 | 16.92 | 21.19 | 0 | 145.6197 | 278.25 | 0.99488 | 0.25229 | 1
8868 | 06E22G10H13D07M01W03 | 3.6 | 0.02 | 0.65 | 12.13 | 16.4 | 0 | 145.6197 | 211.89 | 0.99488 | 0.42131 | 2
8869 | 06E22G10H13D07M01W04 | 3.6 | 0.02 | 0.65 | 8.84 | 13.11 | 0 | 145.6197 | 166.11 | 0.99488 | 0.5374 | 2
8870 | 06E22G10H13D07M02W02 | 3.49 | 0.01 | 0.65 | 16.92 | 21.07 | 0 | 143.5687 | 276.78 | 0.99744 | 0.25653 | 1
8871 | 06E22G10H14D05M01W02 | 4.03 | 0.03 | 0.65 | 16.92 | 21.63 | 0 | 164.0785 | 282.45 | 0.99233 | 0.23677 | 1
8872 | 06E22G10H14D05M01W03 | 4.03 | 0.03 | 0.65 | 12.13 | 16.84 | 0 | 164.0785 | 216.09 | 0.99233 | 0.40579 | 2
8873 | 06E22G10H14D07M01W02 | 4.15 | 0.03 | 0.65 | 16.92 | 21.75 | 0 | 166.1295 | 283.92 | 0.99233 | 0.23253 | 1
8874 | 06E22G10H14D07M01W03 | 4.15 | 0.03 | 0.65 | 12.13 | 16.96 | 0 | 166.1295 | 217.56 | 0.99233 | 0.40155 | 2
8875 | 06E22G10H14D07M01W04 | 4.15 | 0.03 | 0.65 | 8.84 | 13.67 | 0 | 166.1295 | 171.78 | 0.99233 | 0.51764 | 2
8876 | 06E22G10H14D07M02W02 | 4.01 | 0.01 | 0.65 | 16.92 | 21.59 | 0 | 162.0275 | 282.24 | 0.99744 | 0.23818 | 1
8877 | 06E22G12H07D04M01W02 | 2.04 | 1.26 | 0.65 | 16.92 | 20.87 | 0.23333 | 242.0158 | 258.93 | 0.67775 | 0.26359 | 1
8878 | 06E22G12H07D05M01W02 | 1.79 | 1.12 | 0.65 | 16.92 | 20.48 | 0.15556 | 225.608 | 255.99 | 0.71355 | 0.27735 | 1
8879 | 06E22G12H07D05M01W03 | 1.79 | 1.12 | 0.65 | 12.13 | 15.69 | 0.15556 | 225.608 | 189.63 | 0.71355 | 0.44637 | 2
8880 | 06E22G12H07D06M01W02 | 1.57 | 1.03 | 0.65 | 16.92 | 20.17 | 0.15556 | 215.3531 | 253.47 | 0.73657 | 0.28829 | 1
8881 | 06E22G12H07D06M01W03 | 1.57 | 1.03 | 0.65 | 12.13 | 15.38 | 0.15556 | 215.3531 | 187.11 | 0.73657 | 0.4573 | 2
8882 | 06E22G12H07D07M01W02 | 1.85 | 1.14 | 0.65 | 16.92 | 20.56 | 0.15556 | 229.7099 | 256.62 | 0.70844 | 0.27452 | 1
8883 | 06E22G12H07D07M01W03 | 1.85 | 1.14 | 0.65 | 12.13 | 15.77 | 0.15556 | 229.7099 | 190.26 | 0.70844 | 0.44354 | 2
8884 | 06E22G12H07D07M01W04 | 1.85 | 1.14 | 0.65 | 8.84 | 12.48 | 0.15556 | 229.7099 | 144.48 | 0.70844 | 0.55963 | 2
8885 | 06E22G12H07D07M02W02 | 1.64 | 0.87 | 0.65 | 16.92 | 20.08 | 0.077778 | 203.0472 | 254.1 | 0.77749 | 0.29146 | 1
8886 | 06E22G12H08D05M01W02 | 1.58 | 1.12 | 0.65 | 16.92 | 20.27 | 0.15556 | 225.608 | 253.26 | 0.71355 | 0.28476 | 1
8887 | 06E22G12H08D05M01W03 | 1.58 | 1.12 | 0.65 | 12.13 | 15.48 | 0.15556 | 225.608 | 186.9 | 0.71355 | 0.45378 | 2
8888 | 06E22G12H08D06M01W02 | 1.39 | 1.03 | 0.65 | 16.92 | 19.99 | 0.15556 | 215.3531 | 250.95 | 0.73657 | 0.29464 | 1
8889 | 06E22G12H08D06M01W03 | 1.39 | 1.03 | 0.65 | 12.13 | 15.2 | 0.15556 | 215.3531 | 184.59 | 0.73657 | 0.46366 | 2
8890 | 06E22G12H08D07M01W02 | 1.63 | 1.14 | 0.65 | 16.92 | 20.34 | 0.15556 | 229.7099 | 253.89 | 0.70844 | 0.28229 | 1
8891 | 06E22G12H08D07M01W03 | 1.63 | 1.14 | 0.65 | 12.13 | 15.55 | 0.15556 | 229.7099 | 187.53 | 0.70844 | 0.45131 | 2
8892 | 06E22G12H08D07M01W04 | 1.63 | 1.14 | 0.65 | 8.84 | 12.26 | 0.15556 | 229.7099 | 141.75 | 0.70844 | 0.5674 | 2
8893 | 06E22G12H08D07M02W02 | 1.45 | 0.87 | 0.65 | 16.92 | 19.89 | 0.077778 | 203.0472 | 251.58 | 0.77749 | 0.29817 | 1
8894 | 06E22G12H09D05M01W02 | 1.52 | 1.12 | 0.65 | 16.92 | 20.21 | 0.15556 | 225.608 | 252.42 | 0.71355 | 0.28687 | 1
8895 | 06E22G12H09D05M01W03 | 1.52 | 1.12 | 0.65 | 12.13 | 15.42 | 0.15556 | 225.608 | 186.06 | 0.71355 | 0.45589 | 2
8896 | 06E22G12H09D07M01W02 | 1.57 | 1.14 | 0.65 | 16.92 | 20.28 | 0.15556 | 229.7099 | 253.05 | 0.70844 | 0.2844 | 1
8897 | 06E22G12H09D07M01W03 | 1.57 | 1.14 | 0.65 | 12.13 | 15.49 | 0.15556 | 229.7099 | 186.69 | 0.70844 | 0.45342 | 2
8898 | 06E22G12H09D07M01W04 | 1.57 | 1.14 | 0.65 | 8.84 | 12.2 | 0.15556 | 229.7099 | 140.91 | 0.70844 | 0.56951 | 2
8899 | 06E22G12H09D07M02W02 | 1.39 | 0.87 | 0.65 | 16.92 | 19.83 | 0.077778 | 203.0472 | 250.95 | 0.77749 | 0.30028 | 1
8900 | 06E22G12H10D05M01W02 | 1.79 | 1.04 | 0.65 | 16.92 | 20.4 | 0.15556 | 219.455 | 255.99 | 0.73402 | 0.28017 | 1
8901 | 06E22G12H10D05M01W03 | 1.79 | 1.04 | 0.65 | 12.13 | 15.61 | 0.15556 | 219.455 | 189.63 | 0.73402 | 0.44919 | 2
8902 | 06E22G12H10D07M01W02 | 1.85 | 1.06 | 0.65 | 16.92 | 20.48 | 0.15556 | 223.557 | 256.62 | 0.7289 | 0.27735 | 1
8903 | 06E22G12H10D07M01W03 | 1.85 | 1.06 | 0.65 | 12.13 | 15.69 | 0.15556 | 223.557 | 190.26 | 0.7289 | 0.44637 | 2
8904 | 06E22G12H10D07M01W04 | 1.85 | 1.06 | 0.65 | 8.84 | 12.4 | 0.15556 | 223.557 | 144.48 | 0.7289 | 0.56246 | 2
8905 | 06E22G12H10D07M02W02 | 1.64 | 0.82 | 0.65 | 16.92 | 20.03 | 0.077778 | 196.8942 | 254.1 | 0.79028 | 0.29323 | 1
8906 | 06E22G12H11D05M01W02 | 1.79 | 1.04 | 0.65 | 16.92 | 20.4 | 0.15556 | 219.455 | 255.99 | 0.73402 | 0.28017 | 1
8907 | 06E22G12H11D05M01W03 | 1.79 | 1.04 | 0.65 | 12.13 | 15.61 | 0.15556 | 219.455 | 189.63 | 0.73402 | 0.44919 | 2
8908 | 06E22G12H11D06M01W02 | 1.57 | 0.96 | 0.65 | 16.92 | 20.1 | 0.15556 | 209.2001 | 253.47 | 0.75448 | 0.29076 | 1
8909 | 06E22G12H11D06M01W03 | 1.57 | 0.96 | 0.65 | 12.13 | 15.31 | 0.15556 | 209.2001 | 187.11 | 0.75448 | 0.45977 | 2
8910 | 06E22G12H11D07M01W02 | 1.85 | 1.06 | 0.65 | 16.92 | 20.48 | 0.15556 | 223.557 | 256.62 | 0.7289 | 0.27735 | 1
8911 | 06E22G12H11D07M01W03 | 1.85 | 1.06 | 0.65 | 12.13 | 15.69 | 0.15556 | 223.557 | 190.26 | 0.7289 | 0.44637 | 2
8912 | 06E22G12H11D07M01W04 | 1.85 | 1.06 | 0.65 | 8.84 | 12.4 | 0.15556 | 223.557 | 144.48 | 0.7289 | 0.56246 | 2
8913 | 06E22G12H11D07M02W02 | 1.64 | 0.82 | 0.65 | 16.92 | 20.03 | 0.077778 | 196.8942 | 254.1 | 0.79028 | 0.29323 | 1
8914 | 06E22G12H12D05M01W02 | 1.56 | 0.87 | 0.65 | 16.92 | 20 | 0.15556 | 196.8942 | 253.47 | 0.77749 | 0.29428 | 1
8915 | 06E22G12H12D05M01W03 | 1.56 | 0.87 | 0.65 | 12.13 | 15.21 | 0.15556 | 196.8942 | 187.11 | 0.77749 | 0.4633 | 2
8916 | 06E22G12H12D07M01W02 | 1.61 | 0.89 | 0.65 | 16.92 | 20.07 | 0.15556 | 198.9452 | 254.1 | 0.77238 | 0.29181 | 1
8917 | 06E22G12H12D07M01W03 | 1.61 | 0.89 | 0.65 | 12.13 | 15.28 | 0.15556 | 198.9452 | 187.74 | 0.77238 | 0.46083 | 2
8918 | 06E22G12H12D07M01W04 | 1.61 | 0.89 | 0.65 | 8.84 | 11.99 | 0.15556 | 198.9452 | 141.96 | 0.77238 | 0.57692 | 2
8919 | 06E22G12H12D07M02W02 | 1.42 | 0.68 | 0.65 | 16.92 | 19.67 | 0.077778 | 178.4354 | 251.79 | 0.82609 | 0.30593 | 1
8920 | 06E22G12H13D05M01W02 | 1.56 | 0.76 | 0.65 | 16.92 | 19.89 | 0.15556 | 186.6393 | 253.47 | 0.80563 | 0.29817 | 1
8921 | 06E22G12H13D05M01W03 | 1.56 | 0.76 | 0.65 | 12.13 | 15.1 | 0.15556 | 186.6393 | 187.11 | 0.80563 | 0.46718 | 2
8922 | 06E22G12H13D07M01W02 | 1.61 | 0.77 | 0.65 | 16.92 | 19.95 | 0.15556 | 188.6903 | 254.1 | 0.80307 | 0.29605 | 1
8923 | 06E22G12H13D07M01W03 | 1.61 | 0.77 | 0.65 | 12.13 | 15.16 | 0.15556 | 188.6903 | 187.74 | 0.80307 | 0.46507 | 2
8924 | 06E22G12H13D07M01W04 | 1.61 | 0.77 | 0.65 | 8.84 | 11.87 | 0.15556 | 188.6903 | 141.96 | 0.80307 | 0.58116 | 2
8925 | 06E22G12H13D07M02W02 | 1.42 | 0.59 | 0.65 | 16.92 | 19.58 | 0.077778 | 170.2315 | 251.79 | 0.8491 | 0.3091 | 1
8926 | 06E22G12H14D05M01W02 | 1.79 | 0.91 | 0.65 | 16.92 | 20.27 | 0.15556 | 207.1491 | 255.99 | 0.76726 | 0.28476 | 1
8927 | 06E22G12H14D05M01W03 | 1.79 | 0.91 | 0.65 | 12.13 | 15.48 | 0.15556 | 207.1491 | 189.63 | 0.76726 | 0.45378 | 2
8928 | 06E22G12H14D07M01W02 | 1.85 | 0.93 | 0.65 | 16.92 | 20.35 | 0.15556 | 211.2511 | 256.62 | 0.76215 | 0.28193 | 1
8929 | 06E22G12H14D07M01W03 | 1.85 | 0.93 | 0.65 | 12.13 | 15.56 | 0.15556 | 211.2511 | 190.26 | 0.76215 | 0.45095 | 2
8930 | 06E22G12H14D07M01W04 | 1.85 | 0.93 | 0.65 | 8.84 | 12.27 | 0.15556 | 211.2511 | 144.48 | 0.76215 | 0.56704 | 2
8931 | 06E22G12H14D07M02W02 | 1.64 | 0.72 | 0.65 | 16.92 | 19.93 | 0.077778 | 188.6903 | 254.1 | 0.81586 | 0.29675 | 1
8932 | 06E23G09H07D04M01W02 | 1 | 0.76 | 0.65 | 16.92 | 19.33 | 0.077778 | 184.5883 | 246.75 | 0.80563 | 0.31793 | 1
8933 | 06E23G09H07D05M01W02 | 0.88 | 0.67 | 0.65 | 16.92 | 19.12 | 0.077778 | 174.3334 | 245.28 | 0.82864 | 0.32534 | 1
8934 | 06E23G09H07D05M01W03 | 0.88 | 0.67 | 0.65 | 12.13 | 14.33 | 0.077778 | 174.3334 | 178.92 | 0.82864 | 0.49435 | 2
8935 | 06E23G09H07D06M01W02 | 0.75 | 0.62 | 0.65 | 16.92 | 18.94 | 0.077778 | 168.1805 | 243.6 | 0.84143 | 0.33169 | 1
8936 | 06E23G09H07D06M01W03 | 0.75 | 0.62 | 0.65 | 12.13 | 14.15 | 0.077778 | 168.1805 | 177.24 | 0.84143 | 0.50071 | 2
8937 | 06E23G09H07D07M01W02 | 0.91 | 0.69 | 0.65 | 16.92 | 19.17 | 0.077778 | 176.3844 | 245.49 | 0.82353 | 0.32357 | 1
8938 | 06E23G09H07D07M01W03 | 0.91 | 0.69 | 0.65 | 12.13 | 14.38 | 0.077778 | 176.3844 | 179.13 | 0.82353 | 0.49259 | 2
8939 | 06E23G09H07D07M01W04 | 0.91 | 0.69 | 0.65 | 8.84 | 11.09 | 0.077778 | 176.3844 | 133.35 | 0.82353 | 0.60868 | 2
8940 | 06E23G09H07D07M02W02 | 0.8 | 0.48 | 0.65 | 16.92 | 18.85 | 0 | 159.9766 | 244.44 | 0.87724 | 0.33486 | 1
8941 | 06E23G09H08D05M01W02 | 0.77 | 0.67 | 0.65 | 16.92 | 19.01 | 0.077778 | 174.3334 | 243.81 | 0.82864 | 0.32922 | 1
8942 | 06E23G09H08D05M01W03 | 0.77 | 0.67 | 0.65 | 12.13 | 14.22 | 0.077778 | 174.3334 | 177.45 | 0.82864 | 0.49824 | 2
8943 | 06E23G09H08D06M01W02 | 0.66 | 0.62 | 0.65 | 16.92 | 18.85 | 0.077778 | 168.1805 | 242.55 | 0.84143 | 0.33486 | 1
8944 | 06E23G09H08D06M01W03 | 0.66 | 0.62 | 0.65 | 12.13 | 14.06 | 0.077778 | 168.1805 | 176.19 | 0.84143 | 0.50388 | 2
8945 | 06E23G09H08D07M01W02 | 0.8 | 0.69 | 0.65 | 16.92 | 19.06 | 0.077778 | 176.3844 | 244.23 | 0.82353 | 0.32745 | 1
8946 | 06E23G09H08D07M01W03 | 0.8 | 0.69 | 0.65 | 12.13 | 14.27 | 0.077778 | 176.3844 | 177.87 | 0.82353 | 0.49647 | 2
8947 | 06E23G09H08D07M01W04 | 0.8 | 0.69 | 0.65 | 8.84 | 10.98 | 0.077778 | 176.3844 | 132.09 | 0.82353 | 0.61256 | 2
8948 | 06E23G09H08D07M02W02 | 0.7 | 0.48 | 0.65 | 16.92 | 18.75 | 0 | 159.9766 | 243.18 | 0.87724 | 0.33839 | 1
8949 | 06E23G09H09D05M01W02 | 0.74 | 0.67 | 0.65 | 16.92 | 18.98 | 0.077778 | 174.3334 | 243.39 | 0.82864 | 0.33028 | 1
8950 | 06E23G09H09D05M01W03 | 0.74 | 0.67 | 0.65 | 12.13 | 14.19 | 0.077778 | 174.3334 | 177.03 | 0.82864 | 0.49929 | 2
8951 | 06E23G09H09D07M01W02 | 0.77 | 0.69 | 0.65 | 16.92 | 19.03 | 0.077778 | 176.3844 | 243.81 | 0.82353 | 0.32851 | 1
8952 | 06E23G09H09D07M01W03 | 0.77 | 0.69 | 0.65 | 12.13 | 14.24 | 0.077778 | 176.3844 | 177.45 | 0.82353 | 0.49753 | 2
8953 | 06E23G09H09D07M01W04 | 0.77 | 0.69 | 0.65 | 8.84 | 10.95 | 0.077778 | 176.3844 | 131.67 | 0.82353 | 0.61362 | 2
8954 | 06E23G09H09D07M02W02 | 0.68 | 0.48 | 0.65 | 16.92 | 18.73 | 0 | 159.9766 | 242.76 | 0.87724 | 0.3391 | 1
8955 | 06E23G09H10D05M01W02 | 0.88 | 0.63 | 0.65 | 16.92 | 19.08 | 0.077778 | 170.2315 | 245.28 | 0.83887 | 0.32675 | 1
8956 | 06E23G09H10D05M01W03 | 0.88 | 0.63 | 0.65 | 12.13 | 14.29 | 0.077778 | 170.2315 | 178.92 | 0.83887 | 0.49577 | 2
8957 | 06E23G09H10D07M01W02 | 0.91 | 0.64 | 0.65 | 16.92 | 19.12 | 0.077778 | 172.2824 | 245.49 | 0.83632 | 0.32534 | 1
8958 | 06E23G09H10D07M01W03 | 0.91 | 0.64 | 0.65 | 12.13 | 14.33 | 0.077778 | 172.2824 | 179.13 | 0.83632 | 0.49435 | 2
8959 | 06E23G09H10D07M01W04 | 0.91 | 0.64 | 0.65 | 8.84 | 11.04 | 0.077778 | 172.2824 | 133.35 | 0.83632 | 0.61044 | 2
8960 | 06E23G09H10D07M02W02 | 0.8 | 0.45 | 0.65 | 16.92 | 18.82 | 0 | 155.8746 | 244.44 | 0.88491 | 0.33592 | 1
8961 | 06E23G09H11D05M01W02 | 0.88 | 0.63 | 0.65 | 16.92 | 19.08 | 0.077778 | 170.2315 | 245.28 | 0.83887 | 0.32675 | 1
8962 | 06E23G09H11D05M01W03 | 0.88 | 0.63 | 0.65 | 12.13 | 14.29 | 0.077778 | 170.2315 | 178.92 | 0.83887 | 0.49577 | 2
8963 | 06E23G09H11D06M01W02 | 0.75 | 0.58 | 0.65 | 16.92 | 18.9 | 0.077778 | 164.0785 | 243.6 | 0.85166 | 0.3331 | 1
8964 | 06E23G09H11D06M01W03 | 0.75 | 0.58 | 0.65 | 12.13 | 14.11 | 0.077778 | 164.0785 | 177.24 | 0.85166 | 0.50212 | 2
8965 | 06E23G09H11D07M01W02 | 0.91 | 0.64 | 0.65 | 16.92 | 19.12 | 0.077778 | 172.2824 | 245.49 | 0.83632 | 0.32534 | 1
8966 | 06E23G09H11D07M01W03 | 0.91 | 0.64 | 0.65 | 12.13 | 14.33 | 0.077778 | 172.2824 | 179.13 | 0.83632 | 0.49435 | 2
8967 | 06E23G09H11D07M01W04 | 0.91 | 0.64 | 0.65 | 8.84 | 11.04 | 0.077778 | 172.2824 | 133.35 | 0.83632 | 0.61044 | 2
8968 | 06E23G09H11D07M02W02 | 0.8 | 0.45 | 0.65 | 16.92 | 18.82 | 0 | 155.8746 | 244.44 | 0.88491 | 0.33592 | 1
8969 | 06E23G09H12D05M01W02 | 0.76 | 0.52 | 0.65 | 16.92 | 18.85 | 0.077778 | 157.9256 | 244.02 | 0.86701 | 0.33486 | 1
8970 | 06E23G09H12D05M01W03 | 0.76 | 0.52 | 0.65 | 12.13 | 14.06 | 0.077778 | 157.9256 | 177.66 | 0.86701 | 0.50388 | 2
8971 | 06E23G09H12D07M01W02 | 0.79 | 0.54 | 0.65 | 16.92 | 18.9 | 0.077778 | 157.9256 | 244.23 | 0.86189 | 0.3331 | 1
8972 | 06E23G09H12D07M01W03 | 0.79 | 0.54 | 0.65 | 12.13 | 14.11 | 0.077778 | 157.9256 | 177.87 | 0.86189 | 0.50212 | 2
8973 | 06E23G09H12D07M01W04 | 0.79 | 0.54 | 0.65 | 8.84 | 10.82 | 0.077778 | 157.9256 | 132.09 | 0.86189 | 0.61821 | 2
8974 | 06E23G09H12D07M02W02 | 0.69 | 0.37 | 0.65 | 16.92 | 18.63 | 0 | 143.5687 | 243.18 | 0.90537 | 0.34263 | 1
8975 | 06E23G09H13D05M01W02 | 0.76 | 0.46 | 0.65 | 16.92 | 18.79 | 0.077778 | 151.7726 | 244.02 | 0.88235 | 0.33698 | 1
8976 | 06E23G09H13D05M01W03 | 0.76 | 0.46 | 0.65 | 12.13 | 14 | 0.077778 | 151.7726 | 177.66 | 0.88235 | 0.506 | 2
8977 | 06E23G09H13D07M01W02 | 0.79 | 0.47 | 0.65 | 16.92 | 18.83 | 0.077778 | 151.7726 | 244.23 | 0.8798 | 0.33557 | 1
8978 | 06E23G09H13D07M01W03 | 0.79 | 0.47 | 0.65 | 12.13 | 14.04 | 0.077778 | 151.7726 | 177.87 | 0.8798 | 0.50459 | 2
8979 | 06E23G09H13D07M01W04 | 0.79 | 0.47 | 0.65 | 8.84 | 10.75 | 0.077778 | 151.7726 | 132.09 | 0.8798 | 0.62068 | 2
8980 | 06E23G09H13D07M02W02 | 0.69 | 0.33 | 0.65 | 16.92 | 18.59 | 0 | 139.4667 | 243.18 | 0.9156 | 0.34404 | 1
8981 | 06E23G09H14D05M01W02 | 0.88 | 0.55 | 0.65 | 16.92 | 19 | 0.077778 | 162.0275 | 245.28 | 0.85934 | 0.32957 | 1
8982 | 06E23G09H14D05M01W03 | 0.88 | 0.55 | 0.65 | 12.13 | 14.21 | 0.077778 | 162.0275 | 178.92 | 0.85934 | 0.49859 | 2
8983 | 06E23G09H14D07M01W02 | 0.91 | 0.56 | 0.65 | 16.92 | 19.04 | 0.077778 | 166.1295 | 245.49 | 0.85678 | 0.32816 | 1
8984 | 06E23G09H14D07M01W03 | 0.91 | 0.56 | 0.65 | 12.13 | 14.25 | 0.077778 | 166.1295 | 179.13 | 0.85678 | 0.49718 | 2
8985 | 06E23G09H14D07M01W04 | 0.91 | 0.56 | 0.65 | 8.84 | 10.96 | 0.077778 | 166.1295 | 133.35 | 0.85678 | 0.61327 | 2
8986 | 06E23G09H14D07M02W02 | 0.8 | 0.39 | 0.65 | 16.92 | 18.76 | 0 | 149.7217 | 244.44 | 0.90026 | 0.33804 | 1
8987 | 06E23G10H07D04M01W02 | 3.15 | 0.04 | 0.65 | 16.92 | 20.76 | 0 | 149.7217 | 272.16 | 0.98977 | 0.26747 | 1
8988 | 06E23G10H07D05M01W02 | 2.79 | 0.03 | 0.65 | 16.92 | 20.39 | 0 | 145.6197 | 267.75 | 0.99233 | 0.28052 | 1
8989 | 06E23G10H07D05M01W03 | 2.79 | 0.03 | 0.65 | 12.13 | 15.6 | 0 | 145.6197 | 201.39 | 0.99233 | 0.44954 | 2
8990 | 06E23G10H07D06M01W02 | 2.4 | 0.03 | 0.65 | 16.92 | 20 | 0 | 139.4667 | 263.34 | 0.99233 | 0.29428 | 1
8991 | 06E23G10H07D06M01W03 | 2.4 | 0.03 | 0.65 | 12.13 | 15.21 | 0 | 139.4667 | 196.98 | 0.99233 | 0.4633 | 2
8992 | 06E23G10H07D07M01W02 | 2.88 | 0.03 | 0.65 | 16.92 | 20.48 | 0 | 145.6197 | 268.8 | 0.99233 | 0.27735 | 1
8993 | 06E23G10H07D07M01W03 | 2.88 | 0.03 | 0.65 | 12.13 | 15.69 | 0 | 145.6197 | 202.44 | 0.99233 | 0.44637 | 2
8994 | 06E23G10H07D07M01W04 | 2.88 | 0.03 | 0.65 | 8.84 | 12.4 | 0 | 145.6197 | 156.66 | 0.99233 | 0.56246 | 2
8995 | 06E23G10H07D07M02W02 | 2.74 | 0.01 | 0.65 | 16.92 | 20.32 | 0 | 141.5177 | 267.12 | 0.99744 | 0.28299 | 1
8996 | 06E23G10H08D05M01W02 | 2.46 | 0.03 | 0.65 | 16.92 | 20.06 | 0 | 145.6197 | 263.55 | 0.99233 | 0.29217 | 1
8997 | 06E23G10H08D05M01W03 | 2.46 | 0.03 | 0.65 | 12.13 | 15.27 | 0 | 145.6197 | 197.19 | 0.99233 | 0.46119 | 2
8998 | 06E23G10H08D06M01W02 | 2.11 | 0.03 | 0.65 | 16.92 | 19.71 | 0 | 139.4667 | 259.56 | 0.99233 | 0.30452 | 1
8999 | 06E23G10H08D06M01W03 | 2.11 | 0.03 | 0.65 | 12.13 | 14.92 | 0 | 139.4667 | 193.2 | 0.99233 | 0.47354 | 2
9000 | 06E23G10H08D07M01W02 | 2.53 | 0.03 | 0.65 | 16.92 | 20.13 | 0 | 145.6197 | 264.39 | 0.99233 | 0.2897 | 1
9001 | 06E23G10H08D07M01W03 | 2.53 | 0.03 | 0.65 | 12.13 | 15.34 | 0 | 145.6197 | 198.03 | 0.99233 | 0.45872 | 2
9002 | 06E23G10H08D07M01W04 | 2.53 | 0.03 | 0.65 | 8.84 | 12.05 | 0 | 145.6197 | 152.25 | 0.99233 | 0.57481 | 2
9003 | 06E23G10H08D07M02W02 | 2.41 | 0.01 | 0.65 | 16.92 | 19.99 | 0 | 141.5177 | 262.92 | 0.99744 | 0.29464 | 1
9004 | 06E23G10H09D05M01W02 | 2.37 | 0.03 | 0.65 | 16.92 | 19.97 | 0 | 145.6197 | 262.29 | 0.99233 | 0.29534 | 1
9005 | 06E23G10H09D05M01W03 | 2.37 | 0.03 | 0.65 | 12.13 | 15.18 | 0 | 145.6197 | 195.93 | 0.99233 | 0.46436 | 2
9006 | 06E23G10H09D07M01W02 | 2.44 | 0.03 | 0.65 | 16.92 | 20.04 | 0 | 145.6197 | 263.13 | 0.99233 | 0.29287 | 1
9007 | 06E23G10H09D07M01W03 | 2.44 | 0.03 | 0.65 | 12.13 | 15.25 | 0 | 145.6197 | 196.77 | 0.99233 | 0.46189 | 2
9008 | 06E23G10H09D07M01W04 | 2.44 | 0.03 | 0.65 | 8.84 | 11.96 | 0 | 145.6197 | 150.99 | 0.99233 | 0.57798 | 2
9009 | 06E23G10H09D07M02W02 | 2.32 | 0.01 | 0.65 | 16.92 | 19.9 | 0 | 141.5177 | 261.87 | 0.99744 | 0.29781 | 1
9010 | 06E23G10H10D05M01W02 | 2.79 | 0.03 | 0.65 | 16.92 | 20.39 | 0 | 145.6197 | 267.75 | 0.99233 | 0.28052 | 1
9011 | 06E23G10H10D05M01W03 | 2.79 | 0.03 | 0.65 | 12.13 | 15.6 | 0 | 145.6197 | 201.39 | 0.99233 | 0.44954 | 2
9012 | 06E23G10H10D07M01W02 | 2.88 | 0.03 | 0.65 | 16.92 | 20.48 | 0 | 145.6197 | 268.8 | 0.99233 | 0.27735 | 1
9013 | 06E23G10H10D07M01W03 | 2.88 | 0.03 | 0.65 | 12.13 | 15.69 | 0 | 145.6197 | 202.44 | 0.99233 | 0.44637 | 2
9014 | 06E23G10H10D07M01W04 | 2.88 | 0.03 | 0.65 | 8.84 | 12.4 | 0 | 145.6197 | 156.66 | 0.99233 | 0.56246 | 2
9015 | 06E23G10H10D07M02W02 | 2.74 | 0.01 | 0.65 | 16.92 | 20.32 | 0 | 141.5177 | 267.12 | 0.99744 | 0.28299 | 1
9016 | 06E23G10H11D05M01W02 | 2.79 | 0.03 | 0.65 | 16.92 | 20.39 | 0 | 145.6197 | 267.75 | 0.99233 | 0.28052 | 1
9017 | 06E23G10H11D05M01W03 | 2.79 | 0.03 | 0.65 | 12.13 | 15.6 | 0 | 145.6197 | 201.39 | 0.99233 | 0.44954 | 2
9018 | 06E23G10H11D06M01W02 | 2.4 | 0.03 | 0.65 | 16.92 | 20 | 0 | 139.4667 | 263.34 | 0.99233 | 0.29428 | 1
9019 | 06E23G10H11D06M01W03 | 2.4 | 0.03 | 0.65 | 12.13 | 15.21 | 0 | 139.4667 | 196.98 | 0.99233 | 0.4633 | 2
9020 | 06E23G10H11D07M01W02 | 2.88 | 0.03 | 0.65 | 16.92 | 20.48 | 0 | 145.6197 | 268.8 | 0.99233 | 0.27735 | 1
9021 | 06E23G10H11D07M01W03 | 2.88 | 0.03 | 0.65 | 12.13 | 15.69 | 0 | 145.6197 | 202.44 | 0.99233 | 0.44637 | 2
9022 | 06E23G10H11D07M01W04 | 2.88 | 0.03 | 0.65 | 8.84 | 12.4 | 0 | 145.6197 | 156.66 | 0.99233 | 0.56246 | 2
9023 | 06E23G10H11D07M02W02 | 2.74 | 0.01 | 0.65 | 16.92 | 20.32 | 0 | 141.5177 | 267.12 | 0.99744 | 0.28299 | 1
9024 | 06E23G10H12D05M01W02 | 2.42 | 0.03 | 0.65 | 16.92 | 20.02 | 0 | 131.2628 | 263.97 | 0.99233 | 0.29358 | 1
9025 | 06E23G10H12D05M01W03 | 2.42 | 0.03 | 0.65 | 12.13 | 15.23 | 0 | 131.2628 | 197.61 | 0.99233 | 0.4626 | 2
9026 | 06E23G10H12D07M01W02 | 2.5 | 0.03 | 0.65 | 16.92 | 20.1 | 0 | 133.3138 | 264.81 | 0.99233 | 0.29076 | 1
9027 | 06E23G10H12D07M01W03 | 2.5 | 0.03 | 0.65 | 12.13 | 15.31 | 0 | 133.3138 | 198.45 | 0.99233 | 0.45977 | 2
9028 | 06E23G10H12D07M01W04 | 2.5 | 0.03 | 0.65 | 8.84 | 12.02 | 0 | 133.3138 | 152.67 | 0.99233 | 0.57586 | 2
9029 | 06E23G10H12D07M02W02 | 2.38 | 0.01 | 0.65 | 16.92 | 19.96 | 0 | 131.2628 | 263.34 | 0.99744 | 0.2957 | 1
9030 | 06E23G10H13D05M01W02 | 2.42 | 0.02 | 0.65 | 16.92 | 20.01 | 0 | 131.2628 | 263.97 | 0.99488 | 0.29393 | 1
9031 | 06E23G10H13D05M01W03 | 2.42 | 0.02 | 0.65 | 12.13 | 15.22 | 0 | 131.2628 | 197.61 | 0.99488 | 0.46295 | 2
9032 | 06E23G10H13D07M01W02 | 2.5 | 0.02 | 0.65 | 16.92 | 20.09 | 0 | 131.2628 | 264.81 | 0.99488 | 0.29111 | 1
9033 | 06E23G10H13D07M01W03 | 2.5 | 0.02 | 0.65 | 12.13 | 15.3 | 0 | 131.2628 | 198.45 | 0.99488 | 0.46013 | 2
9034 | 06E23G10H13D07M01W04 | 2.5 | 0.02 | 0.65 | 8.84 | 12.01 | 0 | 131.2628 | 152.67 | 0.99488 | 0.57622 | 2
9035 | 06E23G10H13D07M02W02 | 2.38 | 0.01 | 0.65 | 16.92 | 19.96 | 0 | 131.2628 | 263.34 | 0.99744 | 0.2957 | 1
9036 | 06E23G10H14D05M01W02 | 2.79 | 0.03 | 0.65 | 16.92 | 20.39 | 0 | 145.6197 | 267.75 | 0.99233 | 0.28052 | 1
9037 | 06E23G10H14D05M01W03 | 2.79 | 0.03 | 0.65 | 12.13 | 15.6 | 0 | 145.6197 | 201.39 | 0.99233 | 0.44954 | 2
9038 | 06E23G10H14D07M01W02 | 2.88 | 0.03 | 0.65 | 16.92 | 20.48 | 0 | 145.6197 | 268.8 | 0.99233 | 0.27735 | 1
9039 | 06E23G10H14D07M01W03 | 2.88 | 0.03 | 0.65 | 12.13 | 15.69 | 0 | 145.6197 | 202.44 | 0.99233 | 0.44637 | 2
9040 | 06E23G10H14D07M01W04 | 2.88 | 0.03 | 0.65 | 8.84 | 12.4 | 0 | 145.6197 | 156.66 | 0.99233 | 0.56246 | 2
9041 | 06E23G10H14D07M02W02 | 2.74 | 0.01 | 0.65 | 16.92 | 20.32 | 0 | 141.5177 | 267.12 | 0.99744 | 0.28299 | 1
9042 | 06E23G12H07D04M01W02 | 1.22 | 1.32 | 0.65 | 16.92 | 20.11 | 0.15556 | 239.9648 | 249.27 | 0.6624 | 0.2904 | 1
9043 | 06E23G12H07D05M01W02 | 1.07 | 1.16 | 0.65 | 16.92 | 19.8 | 0.15556 | 223.557 | 247.59 | 0.70332 | 0.30134 | 1
9044 | 06E23G12H07D05M01W03 | 1.07 | 1.16 | 0.65 | 12.13 | 15.01 | 0.15556 | 223.557 | 181.23 | 0.70332 | 0.47036 | 2
9045 | 06E23G12H07D06M01W02 | 0.92 | 1.07 | 0.65 | 16.92 | 19.56 | 0.15556 | 213.3021 | 245.7 | 0.72634 | 0.30981 | 1
9046 | 06E23G12H07D06M01W03 | 0.92 | 1.07 | 0.65 | 12.13 | 14.77 | 0.15556 | 213.3021 | 179.34 | 0.72634 | 0.47883 | 2
9047 | 06E23G12H07D07M01W02 | 1.11 | 1.19 | 0.65 | 16.92 | 19.87 | 0.15556 | 225.608 | 248.01 | 0.69565 | 0.29887 | 1
9048 | 06E23G12H07D07M01W03 | 1.11 | 1.19 | 0.65 | 12.13 | 15.08 | 0.15556 | 225.608 | 181.65 | 0.69565 | 0.46789 | 2
9049 | 06E23G12H07D07M01W04 | 1.11 | 1.19 | 0.65 | 8.84 | 11.79 | 0.15556 | 225.608 | 135.87 | 0.69565 | 0.58398 | 2
9050 | 06E23G12H07D07M02W02 | 0.97 | 0.92 | 0.65 | 16.92 | 19.46 | 0.077778 | 200.9962 | 246.33 | 0.76471 | 0.31334 | 1
9051 | 06E23G12H08D05M01W02 | 0.95 | 1.16 | 0.65 | 16.92 | 19.68 | 0.15556 | 223.557 | 245.91 | 0.70332 | 0.30558 | 1
9052 | 06E23G12H08D05M01W03 | 0.95 | 1.16 | 0.65 | 12.13 | 14.89 | 0.15556 | 223.557 | 179.55 | 0.70332 | 0.47459 | 2
9053 | 06E23G12H08D06M01W02 | 0.81 | 1.07 | 0.65 | 16.92 | 19.45 | 0.15556 | 213.3021 | 244.44 | 0.72634 | 0.31369 | 1
9054 | 06E23G12H08D06M01W03 | 0.81 | 1.07 | 0.65 | 12.13 | 14.66 | 0.15556 | 213.3021 | 178.08 | 0.72634 | 0.48271 | 2
9055 | 06E23G12H08D07M01W02 | 0.98 | 1.19 | 0.65 | 16.92 | 19.74 | 0.15556 | 225.608 | 246.33 | 0.69565 | 0.30346 | 1
9056 | 06E23G12H08D07M01W03 | 0.98 | 1.19 | 0.65 | 12.13 | 14.95 | 0.15556 | 225.608 | 179.97 | 0.69565 | 0.47248 | 2
9057 | 06E23G12H08D07M01W04 | 0.98 | 1.19 | 0.65 | 8.84 | 11.66 | 0.15556 | 225.608 | 134.19 | 0.69565 | 0.58857 | 2
9058 | 06E23G12H08D07M02W02 | 0.85 | 0.92 | 0.65 | 16.92 | 19.34 | 0.077778 | 200.9962 | 244.86 | 0.76471 | 0.31757 | 1
9059 | 06E23G12H09D05M01W02 | 0.91 | 1.16 | 0.65 | 16.92 | 19.64 | 0.15556 | 223.557 | 245.49 | 0.70332 | 0.30699 | 1
9060 | 06E23G12H09D05M01W03 | 0.91 | 1.16 | 0.65 | 12.13 | 14.85 | 0.15556 | 223.557 | 179.13 | 0.70332 | 0.47601 | 2
9061 | 06E23G12H09D07M01W02 | 0.94 | 1.19 | 0.65 | 16.92 | 19.7 | 0.15556 | 225.608 | 245.7 | 0.69565 | 0.30487 | 1
9062 | 06E23G12H09D07M01W03 | 0.94 | 1.19 | 0.65 | 12.13 | 14.91 | 0.15556 | 225.608 | 179.34 | 0.69565 | 0.47389 | 2
9063 | 06E23G12H09D07M01W04 | 0.94 | 1.19 | 0.65 | 8.84 | 11.62 | 0.15556 | 225.608 | 133.56 | 0.69565 | 0.58998 | 2
9064 | 06E23G12H09D07M02W02 | 0.82 | 0.92 | 0.65 | 16.92 | 19.31 | 0.077778 | 200.9962 | 244.44 | 0.76471 | 0.31863 | 1
9065 | 06E23G12H10D05M01W02 | 1.07 | 1.09 | 0.65 | 16.92 | 19.73 | 0.15556 | 215.3531 | 247.59 | 0.72123 | 0.30381 | 1
9066 | 06E23G12H10D05M01W03 | 1.07 | 1.09 | 0.65 | 12.13 | 14.94 | 0.15556 | 215.3531 | 181.23 | 0.72123 | 0.47283 | 2
9067 | 06E23G12H10D07M01W02 | 1.11 | 1.11 | 0.65 | 16.92 | 19.79 | 0.15556 | 217.404 | 248.01 | 0.71611 | 0.30169 | 1
9068 | 06E23G12H10D07M01W03 | 1.11 | 1.11 | 0.65 | 12.13 | 15 | 0.15556 | 217.404 | 181.65 | 0.71611 | 0.47071 | 2
9069 | 06E23G12H10D07M01W04 | 1.11 | 1.11 | 0.65 | 8.84 | 11.71 | 0.15556 | 217.404 | 135.87 | 0.71611 | 0.5868 | 2
9070 | 06E23G12H10D07M02W02 | 0.97 | 0.86 | 0.65 | 16.92 | 19.4 | 0.077778 | 194.8432 | 246.33 | 0.78005 | 0.31546 | 1
9071 | 06E23G12H11D05M01W02 | 1.07 | 1.09 | 0.65 | 16.92 | 19.73 | 0.15556 | 215.3531 | 247.59 | 0.72123 | 0.30381 | 1
9072 | 06E23G12H11D05M01W03 | 1.07 | 1.09 | 0.65 | 12.13 | 14.94 | 0.15556 | 215.3531 | 181.23 | 0.72123 | 0.47283 | 2
9073 | 06E23G12H11D06M01W02 | 0.92 | 1 | 0.65 | 16.92 | 19.49 | 0.15556 | 207.1491 | 245.7 | 0.74425 | 0.31228 | 1
9074 | 06E23G12H11D06M01W03 | 0.92 | 1 | 0.65 | 12.13 | 14.7 | 0.15556 | 207.1491 | 179.34 | 0.74425 | 0.4813 | 2
9075 | 06E23G12H11D07M01W02 | 1.11 | 1.11 | 0.65 | 16.92 | 19.79 | 0.15556 | 217.404 | 248.01 | 0.71611 | 0.30169 | 1
9076 | 06E23G12H11D07M01W03 | 1.11 | 1.11 | 0.65 | 12.13 | 15 | 0.15556 | 217.404 | 181.65 | 0.71611 | 0.47071 | 2
9077 | 06E23G12H11D07M01W04 | 1.11 | 1.11 | 0.65 | 8.84 | 11.71 | 0.15556 | 217.404 | 135.87 | 0.71611 | 0.5868 | 2
9078 | 06E23G12H11D07M02W02 | 0.97 | 0.86 | 0.65 | 16.92 | 19.4 | 0.077778 | 194.8432 | 246.33 | 0.78005 | 0.31546 | 1
9079 | 06E23G12H12D05M01W02 | 0.93 | 0.91 | 0.65 | 16.92 | 19.41 | 0.15556 | 194.8432 | 246.12 | 0.76726 | 0.3151 | 1
9080 | 06E23G12H12D05M01W03 | 0.93 | 0.91 | 0.65 | 12.13 | 14.62 | 0.15556 | 194.8432 | 179.76 | 0.76726 | 0.48412 | 2
9081 | 06E23G12H12D07M01W02 | 0.96 | 0.92 | 0.65 | 16.92 | 19.45 | 0.15556 | 196.8942 | 246.33 | 0.76471 | 0.31369 | 1
9082 | 06E23G12H12D07M01W03 | 0.96 | 0.92 | 0.65 | 12.13 | 14.66 | 0.15556 | 196.8942 | 179.97 | 0.76471 | 0.48271 | 2
9083 | 06E23G12H12D07M01W04 | 0.96 | 0.92 | 0.65 | 8.84 | 11.37 | 0.15556 | 196.8942 | 134.19 | 0.76471 | 0.5988 | 2
9084 | 06E23G12H12D07M02W02 | 0.84 | 0.71 | 0.65 | 16.92 | 19.12 | 0.077778 | 176.3844 | 244.86 | 0.81841 | 0.32534 | 1
9085 | 06E23G12H13D05M01W02 | 0.93 | 0.79 | 0.65 | 16.92 | 19.29 | 0.077778 | 184.5883 | 246.12 | 0.79795 | 0.31934 | 1
9086 | 06E23G12H13D05M01W03 | 0.93 | 0.79 | 0.65 | 12.13 | 14.5 | 0.077778 | 184.5883 | 179.76 | 0.79795 | 0.48836 | 2
9087 | 06E23G12H13D07M01W02 | 0.96 | 0.81 | 0.65 | 16.92 | 19.34 | 0.15556 | 186.6393 | 246.33 | 0.79284 | 0.31757 | 1
9088 | 06E23G12H13D07M01W03 | 0.96 | 0.81 | 0.65 | 12.13 | 14.55 | 0.15556 | 186.6393 | 179.97 | 0.79284 | 0.48659 | 2
9089 | 06E23G12H13D07M01W04 | 0.96 | 0.81 | 0.65 | 8.84 | 11.26 | 0.15556 | 186.6393 | 134.19 | 0.79284 | 0.60268 | 2
9090 | 06E23G12H13D07M02W02 | 0.84 | 0.62 | 0.65 | 16.92 | 19.03 | 0.077778 | 168.1805 | 244.86 | 0.84143 | 0.32851 | 1
9091 | 06E23G12H14D05M01W02 | 1.07 | 0.95 | 0.65 | 16.92 | 19.59 | 0.15556 | 203.0472 | 247.59 | 0.75703 | 0.30875 | 1
9092 | 06E23G12H14D05M01W03 | 1.07 | 0.95 | 0.65 | 12.13 | 14.8 | 0.15556 | 203.0472 | 181.23 | 0.75703 | 0.47777 | 2
9093 | 06E23G12H14D07M01W02 | 1.11 | 0.97 | 0.65 | 16.92 | 19.65 | 0.15556 | 205.0982 | 248.01 | 0.75192 | 0.30663 | 1
9094 | 06E23G12H14D07M01W03 | 1.11 | 0.97 | 0.65 | 12.13 | 14.86 | 0.15556 | 205.0982 | 181.65 | 0.75192 | 0.47565 | 2
9095 | 06E23G12H14D07M01W04 | 1.11 | 0.97 | 0.65 | 8.84 | 11.57 | 0.15556 | 205.0982 | 135.87 | 0.75192 | 0.59174 | 2
9096 | 06E23G12H14D07M02W02 | 0.97 | 0.75 | 0.65 | 16.92 | 19.29 | 0.077778 | 184.5883 | 246.33 | 0.80818 | 0.31934 | 1
9097 | 06E24G09H07D04M01W02 | 1.39 | 0.88 | 0.65 | 16.92 | 19.84 | 0.077778 | 200.9962 | 251.16 | 0.77494 | 0.29993 | 1
9098 | 06E24G09H07D05M01W02 | 1.21 | 0.77 | 0.65 | 16.92 | 19.55 | 0.077778 | 188.6903 | 249.27 | 0.80307 | 0.31016 | 1
9099 | 06E24G09H07D05M01W03 | 1.21 | 0.77 | 0.65 | 12.13 | 14.76 | 0.077778 | 188.6903 | 182.91 | 0.80307 | 0.47918 | 2
9100 | 06E24G09H07D06M01W02 | 1.05 | 0.71 | 0.65 | 16.92 | 19.33 | 0.077778 | 182.5374 | 247.17 | 0.81841 | 0.31793 | 1
9101 | 06E24G09H07D06M01W03 | 1.05 | 0.71 | 0.65 | 12.13 | 14.54 | 0.077778 | 182.5374 | 180.81 | 0.81841 | 0.48694 | 2
9102 | 06E24G09H07D07M01W02 | 1.25 | 0.79 | 0.65 | 16.92 | 19.61 | 0.077778 | 190.7413 | 249.69 | 0.79795 | 0.30805 | 1
9103 | 06E24G09H07D07M01W03 | 1.25 | 0.79 | 0.65 | 12.13 | 14.82 | 0.077778 | 190.7413 | 183.33 | 0.79795 | 0.47706 | 2
9104 | 06E24G09H07D07M01W04 | 1.25 | 0.79 | 0.65 | 8.84 | 11.53 | 0.077778 | 190.7413 | 137.55 | 0.79795 | 0.59315 | 2
9105 | 06E24G09H07D07M02W02 | 1.12 | 0.57 | 0.65 | 16.92 | 19.26 | 0 | 168.1805 | 248.01 | 0.85422 | 0.3204 | 1
9106 | 06E24G09H08D05M01W02 | 1.07 | 0.77 | 0.65 | 16.92 | 19.41 | 0.077778 | 188.6903 | 247.38 | 0.80307 | 0.3151 | 1
9107 | 06E24G09H08D05M01W03 | 1.07 | 0.77 | 0.65 | 12.13 | 14.62 | 0.077778 | 188.6903 | 181.02 | 0.80307 | 0.48412 | 2
9108 | 06E24G09H08D06M01W02 | 0.93 | 0.71 | 0.65 | 16.92 | 19.21 | 0.077778 | 182.5374 | 245.7 | 0.81841 | 0.32216 | 1
9109 | 06E24G09H08D06M01W03 | 0.93 | 0.71 | 0.65 | 12.13 | 14.42 | 0.077778 | 182.5374 | 179.34 | 0.81841 | 0.49118 | 2
9110 | 06E24G09H08D07M01W02 | 1.1 | 0.79 | 0.65 | 16.92 | 19.46 | 0.077778 | 190.7413 | 247.8 | 0.79795 | 0.31334 | 1
9111 | 06E24G09H08D07M01W03 | 1.1 | 0.79 | 0.65 | 12.13 | 14.67 | 0.077778 | 190.7413 | 181.44 | 0.79795 | 0.48236 | 2
9112 | 06E24G09H08D07M01W04 | 1.1 | 0.79 | 0.65 | 8.84 | 11.38 | 0.077778 | 190.7413 | 135.66 | 0.79795 | 0.59845 | 2
9113 | 06E24G09H08D07M02W02 | 0.98 | 0.57 | 0.65 | 16.92 | 19.12 | 0 | 168.1805 | 246.33 | 0.85422 | 0.32534 | 1
9114 | 06E24G09H09D05M01W02 | 1.03 | 0.77 | 0.65 | 16.92 | 19.37 | 0.077778 | 188.6903 | 246.75 | 0.80307 | 0.31651 | 1
9115 | 06E24G09H09D05M01W03 | 1.03 | 0.77 | 0.65 | 12.13 | 14.58 | 0.077778 | 188.6903 | 180.39 | 0.80307 | 0.48553 | 2
9116 | 06E24G09H09D07M01W02 | 1.06 | 0.79 | 0.65 | 16.92 | 19.42 | 0.077778 | 190.7413 | 247.17 | 0.79795 | 0.31475 | 1
9117 | 06E24G09H09D07M01W03 | 1.06 | 0.79 | 0.65 | 12.13 | 14.63 | 0.077778 | 190.7413 | 180.81 | 0.79795 | 0.48377 | 2
9118 | 06E24G09H09D07M01W04 | 1.06 | 0.79 | 0.65 | 8.84 | 11.34 | 0.077778 | 190.7413 | 135.03 | 0.79795 | 0.59986 | 2
9119 | 06E24G09H09D07M02W02 | 0.95 | 0.57 | 0.65 | 16.92 | 19.09 | 0 | 168.1805 | 245.91 | 0.85422 | 0.32639 | 1
9120 | 06E24G09H10D05M01W02 | 1.21 | 0.72 | 0.65 | 16.92 | 19.5 | 0.077778 | 184.5883 | 249.27 | 0.81586 | 0.31193 | 1
9121 | 06E24G09H10D05M01W03 | 1.21 | 0.72 | 0.65 | 12.13 | 14.71 | 0.077778 | 184.5883 | 182.91 | 0.81586 | 0.48095 | 2
9122 | 06E24G09H10D07M01W02 | 1.25 | 0.74 | 0.65 | 16.92 | 19.56 | 0.077778 | 186.6393 | 249.69 | 0.81074 | 0.30981 | 1
9123 | 06E24G09H10D07M01W03 | 1.25 | 0.74 | 0.65 | 12.13 | 14.77 | 0.077778 | 186.6393 | 183.33 | 0.81074 | 0.47883 | 2
9124 | 06E24G09H10D07M01W04 | 1.25 | 0.74 | 0.65 | 8.84 | 11.48 | 0.077778 | 186.6393 | 137.55 | 0.81074 | 0.59492 | 2
9125 | 06E24G09H10D07M02W02 | 1.12 | 0.54 | 0.65 | 16.92 | 19.23 | 0 | 166.1295 | 248.01 | 0.86189 | 0.32145 | 1
9126 | 06E24G09H11D05M01W02 | 1.21 | 0.72 | 0.65 | 16.92 | 19.5 | 0.077778 | 184.5883 | 249.27 | 0.81586 | 0.31193 | 1
9127 | 06E24G09H11D05M01W03 | 1.21 | 0.72 | 0.65 | 12.13 | 14.71 | 0.077778 | 184.5883 | 182.91 | 0.81586 | 0.48095 | 2
9128 | 06E24G09H11D06M01W02 | 1.05 | 0.66 | 0.65 | 16.92 | 19.28 | 0.077778 | 176.3844 | 247.17 | 0.8312 | 0.31969 | 1
9129 | 06E24G09H11D06M01W03 | 1.05 | 0.66 | 0.65 | 12.13 | 14.49 | 0.077778 | 176.3844 | 180.81 | 0.8312 | 0.48871 | 2
9130 | 06E24G09H11D07M01W02 | 1.25 | 0.74 | 0.65 | 16.92 | 19.56 | 0.077778 | 186.6393 | 249.69 | 0.81074 | 0.30981 | 1
9131 | 06E24G09H11D07M01W03 | 1.25 | 0.74 | 0.65 | 12.13 | 14.77 | 0.077778 | 186.6393 | 183.33 | 0.81074 | 0.47883 | 2
9132 | 06E24G09H11D07M01W04 | 1.25 | 0.74 | 0.65 | 8.84 | 11.48 | 0.077778 | 186.6393 | 137.55 | 0.81074 | 0.59492 | 2
9133 | 06E24G09H11D07M02W02 | 1.12 | 0.54 | 0.65 | 16.92 | 19.23 | 0 | 166.1295 | 248.01 | 0.86189 | 0.32145 | 1
9134 | 06E24G09H12D05M01W02 | 1.05 | 0.6 | 0.65 | 16.92 | 19.22 | 0.077778 | 170.2315 | 247.59 | 0.84655 | 0.32181 | 1
9135 | 06E24G09H12D05M01W03 | 1.05 | 0.6 | 0.65 | 12.13 | 14.43 | 0.077778 | 170.2315 | 181.23 | 0.84655 | 0.49083 | 2
9136 | 06E24G09H12D07M01W02 | 1.09 | 0.62 | 0.65 | 16.92 | 19.28 | 0.077778 | 170.2315 | 248.01 | 0.84143 | 0.31969 | 1
9137 | 06E24G09H12D07M01W03 | 1.09 | 0.62 | 0.65 | 12.13 | 14.49 | 0.077778 | 170.2315 | 181.65 | 0.84143 | 0.48871 | 2
9138 | 06E24G09H12D07M01W04 | 1.09 | 0.62 | 0.65 | 8.84 | 11.2 | 0.077778 | 170.2315 | 135.87 | 0.84143 | 0.6048 | 2
9139 | 06E24G09H12D07M02W02 | 0.97 | 0.45 | 0.65 | 16.92 | 18.99 | 0 | 153.8236 | 246.54 | 0.88491 | 0.32992 | 1
9140 | 06E24G09H13D05M01W02 | 1.05 | 0.53 | 0.65 | 16.92 | 19.15 | 0.077778 | 162.0275 | 247.59 | 0.86445 | 0.32428 | 1
9141 | 06E24G09H13D05M01W03 | 1.05 | 0.53 | 0.65 | 12.13 | 14.36 | 0.077778 | 162.0275 | 181.23 | 0.86445 | 0.4933 | 2
9142 | 06E24G09H13D07M01W02 | 1.09 | 0.54 | 0.65 | 16.92 | 19.2 | 0.077778 | 164.0785 | 248.01 | 0.86189 | 0.32251 | 1
9143 | 06E24G09H13D07M01W03 | 1.09 | 0.54 | 0.65 | 12.13 | 14.41 | 0.077778 | 164.0785 | 181.65 | 0.86189 | 0.49153 | 2
9144 | 06E24G09H13D07M01W04 | 1.09 | 0.54 | 0.65 | 8.84 | 11.12 | 0.077778 | 164.0785 | 135.87 | 0.86189 | 0.60762 | 2
9145 | 06E24G09H13D07M02W02 | 0.97 | 0.39 | 0.65 | 16.92 | 18.93 | 0 | 147.6707 | 246.54 | 0.90026 | 0.33204 | 1
9146 | 06E24G09H14D05M01W02 | 1.21 | 0.63 | 0.65 | 16.92 | 19.41 | 0.077778 | 176.3844 | 249.27 | 0.83887 | 0.3151 | 1
9147 | 06E24G09H14D05M01W03 | 1.21 | 0.63 | 0.65 | 12.13 | 14.62 | 0.077778 | 176.3844 | 182.91 | 0.83887 | 0.48412 | 2
9148 | 06E24G09H14D07M01W02 | 1.25 | 0.65 | 0.65 | 16.92 | 19.47 | 0.077778 | 178.4354 | 249.69 | 0.83376 | 0.31299 | 1
9149 | 06E24G09H14D07M01W03 | 1.25 | 0.65 | 0.65 | 12.13 | 14.68 | 0.077778 | 178.4354 | 183.33 | 0.83376 | 0.482 | 2
9150 | 06E24G09H14D07M01W04 | 1.25 | 0.65 | 0.65 | 8.84 | 11.39 | 0.077778 | 178.4354 | 137.55 | 0.83376 | 0.59809 | 2
9151 | 06E24G09H14D07M02W02 | 1.12 | 0.47 | 0.65 | 16.92 | 19.16 | 0 | 159.9766 | 248.01 | 0.8798 | 0.32392 | 1
9152 | 06E24G10H07D04M01W02 | 3.8 | 0.05 | 0.65 | 16.92 | 21.42 | 0 | 162.0275 | 279.72 | 0.98721 | 0.24418 | 1
9153 | 06E24G10H07D05M01W02 | 3.37 | 0.04 | 0.65 | 16.92 | 20.98 | 0 | 153.8236 | 274.68 | 0.98977 | 0.2597 | 1
9154 | 06E24G10H07D05M01W03 | 3.37 | 0.04 | 0.65 | 12.13 | 16.19 | 0 | 153.8236 | 208.32 | 0.98977 | 0.42872 | 2
9155 | 06E24G10H07D06M01W02 | 2.93 | 0.04 | 0.65 | 16.92 | 20.54 | 0 | 147.6707 | 269.43 | 0.98977 | 0.27523 | 1
9156 | 06E24G10H07D06M01W03 | 2.93 | 0.04 | 0.65 | 12.13 | 15.75 | 0 | 147.6707 | 203.07 | 0.98977 | 0.44425 | 2
9157 | 06E24G10H07D07M01W02 | 3.48 | 0.04 | 0.65 | 16.92 | 21.09 | 0 | 157.9256 | 275.94 | 0.98977 | 0.25582 | 1
9158 | 06E24G10H07D07M01W03 | 3.48 | 0.04 | 0.65 | 12.13 | 16.3 | 0 | 157.9256 | 209.58 | 0.98977 | 0.42484 | 2
9159 | 06E24G10H07D07M01W04 | 3.48 | 0.04 | 0.65 | 8.84 | 13.01 | 0 | 157.9256 | 163.8 | 0.98977 | 0.54093 | 2
9160 | 06E24G10H07D07M02W02 | 3.31 | 0.03 | 0.65 | 16.92 | 20.91 | 0 | 151.7726 | 274.05 | 0.99233 | 0.26217 | 1
9161 | 06E24G10H08D05M01W02 | 2.97 | 0.04 | 0.65 | 16.92 | 20.58 | 0 | 153.8236 | 269.43 | 0.98977 | 0.27382 | 1
9162 | 06E24G10H08D05M01W03 | 2.97 | 0.04 | 0.65 | 12.13 | 15.79 | 0 | 153.8236 | 203.07 | 0.98977 | 0.44284 | 2
9163 | 06E24G10H08D06M01W02 | 2.58 | 0.04 | 0.65 | 16.92 | 20.19 | 0 | 147.6707 | 264.81 | 0.98977 | 0.28758 | 1
9164 | 06E24G10H08D06M01W03 | 2.58 | 0.04 | 0.65 | 12.13 | 15.4 | 0 | 147.6707 | 198.45 | 0.98977 | 0.4566 | 2
9165 | 06E24G10H08D07M01W02 | 3.06 | 0.04 | 0.65 | 16.92 | 20.67 | 0 | 157.9256 | 270.48 | 0.98977 | 0.27064 | 1
9166 | 06E24G10H08D07M01W03 | 3.06 | 0.04 | 0.65 | 12.13 | 15.88 | 0 | 157.9256 | 204.12 | 0.98977 | 0.43966 | 2
9167 | 06E24G10H08D07M01W04 | 3.06 | 0.04 | 0.65 | 8.84 | 12.59 | 0 | 157.9256 | 158.34 | 0.98977 | 0.55575 | 2
9168 | 06E24G10H08D07M02W02 | 2.91 | 0.03 | 0.65 | 16.92 | 20.51 | 0 | 151.7726 | 268.8 | 0.99233 | 0.27629 | 1
9169 | 06E24G10H09D05M01W02 | 2.86 | 0.04 | 0.65 | 16.92 | 20.47 | 0 | 153.8236 | 267.96 | 0.98977 | 0.2777 | 1
9170 | 06E24G10H09D05M01W03 | 2.86 | 0.04 | 0.65 | 12.13 | 15.68 | 0 | 153.8236 | 201.6 | 0.98977 | 0.44672 | 2
9171 | 06E24G10H09D07M01W02 | 2.95 | 0.04 | 0.65 | 16.92 | 20.56 | 0 | 157.9256 | 269.01 | 0.98977 | 0.27452 | 1
9172 | 06E24G10H09D07M01W03 | 2.95 | 0.04 | 0.65 | 12.13 | 15.77 | 0 | 157.9256 | 202.65 | 0.98977 | 0.44354 | 2
9173 | 06E24G10H09D07M01W04 | 2.95 | 0.04 | 0.65 | 8.84 | 12.48 | 0 | 157.9256 | 156.87 | 0.98977 | 0.55963 | 2
9174 | 06E24G10H09D07M02W02 | 2.81 | 0.03 | 0.65 | 16.92 | 20.41 | 0 | 151.7726 | 267.54 | 0.99233 | 0.27982 | 1
9175 | 06E24G10H10D05M01W02 | 3.37 | 0.04 | 0.65 | 16.92 | 20.98 | 0 | 153.8236 | 274.68 | 0.98977 | 0.2597 | 1
9176 | 06E24G10H10D05M01W03 | 3.37 | 0.04 | 0.65 | 12.13 | 16.19 | 0 | 153.8236 | 208.32 | 0.98977 | 0.42872 | 2
9177 | 06E24G10H10D07M01W02 | 3.48 | 0.04 | 0.65 | 16.92 | 21.09 | 0 | 155.8746 | 275.94 | 0.98977 | 0.25582 | 1
9178 | 06E24G10H10D07M01W03 | 3.48 | 0.04 | 0.65 | 12.13 | 16.3 | 0 | 155.8746 | 209.58 | 0.98977 | 0.42484 | 2
9179 | 06E24G10H10D07M01W04 | 3.48 | 0.04 | 0.65 | 8.84 | 13.01 | 0 | 155.8746 | 163.8 | 0.98977 | 0.54093 | 2
9180 | 06E24G10H10D07M02W02 | 3.31 | 0.03 | 0.65 | 16.92 | 20.91 | 0 | 151.7726 | 274.05 | 0.99233 | 0.26217 | 1
9181 | 06E24G10H11D05M01W02 | 3.37 | 0.04 | 0.65 | 16.92 | 20.98 | 0 | 153.8236 | 274.68 | 0.98977 | 0.2597 | 1
9182 | 06E24G10H11D05M01W03 | 3.37 | 0.04 | 0.65 | 12.13 | 16.19 | 0 | 153.8236 | 208.32 | 0.98977 | 0.42872 | 2
9183 | 06E24G10H11D06M01W02 | 2.93 | 0.04 | 0.65 | 16.92 | 20.54 | 0 | 147.6707 | 269.43 | 0.98977 | 0.27523 | 1
9184 | 06E24G10H11D06M01W03 | 2.93 | 0.04 | 0.65 | 12.13 | 15.75 | 0 | 147.6707 | 203.07 | 0.98977 | 0.44425 | 2
9185 | 06E24G10H11D07M01W02 | 3.48 | 0.04 | 0.65 | 16.92 | 21.09 | 0 | 155.8746 | 275.94 | 0.98977 | 0.25582 | 1
9186 | 06E24G10H11D07M01W03 | 3.48 | 0.04 | 0.65 | 12.13 | 16.3 | 0 | 155.8746 | 209.58 | 0.98977 | 0.42484 | 2
9187 | 06E24G10H11D07M01W04 | 3.48 | 0.04 | 0.65 | 8.84 | 13.01 | 0 | 155.8746 | 163.8 | 0.98977 | 0.54093 | 2
9188 | 06E24G10H11D07M02W02 | 3.31 | 0.03 | 0.65 | 16.92 | 20.91 | 0 | 151.7726 | 274.05 | 0.99233 | 0.26217 | 1
9189 | 06E24G10H12D05M01W02 | 2.92 | 0.03 | 0.65 | 16.92 | 20.52 | 0 | 139.4667 | 269.85 | 0.99233 | 0.27594 | 1
9190 | 06E24G10H12D05M01W03 | 2.92 | 0.03 | 0.65 | 12.13 | 15.73 | 0 | 139.4667 | 203.49 | 0.99233 | 0.44495 | 2
9191 | 06E24G10H12D07M01W02 | 3.01 | 0.03 | 0.65 | 16.92 | 20.61 | 0 | 141.5177 | 271.11 | 0.99233 | 0.27276 | 1
9192 | 06E24G10H12D07M01W03 | 3.01 | 0.03 | 0.65 | 12.13 | 15.82 | 0 | 141.5177 | 204.75 | 0.99233 | 0.44178 | 2
9193 | 06E24G10H12D07M01W04 | 3.01 | 0.03 | 0.65 | 8.84 | 12.53 | 0 | 141.5177 | 158.97 | 0.99233 | 0.55787 | 2
9194 | 06E24G10H12D07M02W02 | 2.87 | 0.02 | 0.65 | 16.92 | 20.46 | 0 | 137.4158 | 269.43 | 0.99488 | 0.27805 | 1
9195 | 06E24G10H13D05M01W02 | 2.92 | 0.03 | 0.65 | 16.92 | 20.52 | 0 | 139.4667 | 269.85 | 0.99233 | 0.27594 | 1
9196 | 06E24G10H13D05M01W03 | 2.92 | 0.03 | 0.65 | 12.13 | 15.73 | 0 | 139.4667 | 203.49 | 0.99233 | 0.44495 | 2
9197 | 06E24G10H13D07M01W02 | 3.01 | 0.03 | 0.65 | 16.92 | 20.61 | 0 | 141.5177 | 271.11 | 0.99233 | 0.27276 | 1
9198 | 06E24G10H13D07M01W03 | 3.01 | 0.03 | 0.65 | 12.13 | 15.82 | 0 | 141.5177 | 204.75 | 0.99233 | 0.44178 | 2
9199 | 06E24G10H13D07M01W04 | 3.01 | 0.03 | 0.65 | 8.84 | 12.53 | 0 | 141.5177 | 158.97 | 0.99233 | 0.55787 | 2
9200 | 06E24G10H13D07M02W02 | 2.87 | 0.02 | 0.65 | 16.92 | 20.46 | 0 | 137.4158 | 269.43 | 0.99488 | 0.27805 | 1
9201 | 06E24G10H14D05M01W02 | 3.37 | 0.04 | 0.65 | 16.92 | 20.98 | 0 | 153.8236 | 274.68 | 0.98977 | 0.2597 | 1
9202 | 06E24G10H14D05M01W03 | 3.37 | 0.04 | 0.65 | 12.13 | 16.19 | 0 | 153.8236 | 208.32 | 0.98977 | 0.42872 | 2
9203 | 06E24G10H14D07M01W02 | 3.48 | 0.04 | 0.65 | 16.92 | 21.09 | 0 | 155.8746 | 275.94 | 0.98977 | 0.25582 | 1
9204 | 06E24G10H14D07M01W03 | 3.48 | 0.04 | 0.65 | 12.13 | 16.3 | 0 | 155.8746 | 209.58 | 0.98977 | 0.42484 | 2
9205 | 06E24G10H14D07M01W04 | 3.48 | 0.04 | 0.65 | 8.84 | 13.01 | 0 | 155.8746 | 163.8 | 0.98977 | 0.54093 | 2
9206 | 06E24G10H14D07M02W02 | 3.31 | 0.02 | 0.65 | 16.92 | 20.9 | 0 | 149.7217 | 274.05 | 0.99488 | 0.26253 | 1
9207 | 06E24G12H07D04M01W02 | 1.63 | 1.48 | 0.65 | 16.92 | 20.68 | 0.23333 | 256.3727 | 254.1 | 0.62148 | 0.27029 | 1
9208 | 06E24G12H07D05M01W02 | 1.43 | 1.32 | 0.65 | 16.92 | 20.32 | 0.23333 | 239.9648 | 251.79 | 0.6624 | 0.28299 | 1
9209 | 06E24G12H07D05M01W03 | 1.43 | 1.32 | 0.65 | 12.13 | 15.53 | 0.23333 | 239.9648 | 185.43 | 0.6624 | 0.45201 | 2
9210 | 06E24G12H07D06M01W02 | 1.24 | 1.22 | 0.65 | 16.92 | 20.03 | 0.15556 | 227.659 | 249.69 | 0.68798 | 0.29323 | 1
9211 | 06E24G12H07D06M01W03 | 1.24 | 1.22 | 0.65 | 12.13 | 15.24 | 0.15556 | 227.659 | 183.33 | 0.68798 | 0.46224 | 2
9212 | 06E24G12H07D07M01W02 | 1.47 | 1.34 | 0.65 | 16.92 | 20.38 | 0.23333 | 242.0158 | 252.42 | 0.65729 | 0.28088 | 1
9213 | 06E24G12H07D07M01W03 | 1.47 | 1.34 | 0.65 | 12.13 | 15.59 | 0.23333 | 242.0158 | 186.06 | 0.65729 | 0.44989 | 2
9214 | 06E24G12H07D07M01W04 | 1.47 | 1.34 | 0.65 | 8.84 | 12.3 | 0.23333 | 242.0158 | 140.28 | 0.65729 | 0.56598 | 2
9215 | 06E24G12H07D07M02W02 | 1.3 | 1.01 | 0.65 | 16.92 | 19.88 | 0.077778 | 213.3021 | 250.11 | 0.74169 | 0.29852 | 1
9216 | 06E24G12H08D05M01W02 | 1.26 | 1.32 | 0.65 | 16.92 | 20.15 | 0.23333 | 239.9648 | 249.48 | 0.6624 | 0.28899 | 1
9217 | 06E24G12H08D05M01W03 | 1.26 | 1.32 | 0.65 | 12.13 | 15.36 | 0.23333 | 239.9648 | 183.12 | 0.6624 | 0.45801 | 2
9218 | 06E24G12H08D06M01W02 | 1.1 | 1.22 | 0.65 | 16.92 | 19.89 | 0.15556 | 227.659 | 247.59 | 0.68798 | 0.29817 | 1
9219 | 06E24G12H08D06M01W03 | 1.1 | 1.22 | 0.65 | 12.13 | 15.1 | 0.15556 | 227.659 | 181.23 | 0.68798 | 0.46718 | 2
9220 | 06E24G12H08D07M01W02 | 1.3 | 1.34 | 0.65 | 16.92 | 20.21 | 0.23333 | 242.0158 | 250.11 | 0.65729 | 0.28687 | 1
9221 | 06E24G12H08D07M01W03 | 1.3 | 1.34 | 0.65 | 12.13 | 15.42 | 0.23333 | 242.0158 | 183.75 | 0.65729 | 0.45589 | 2
9222 | 06E24G12H08D07M01W04 | 1.3 | 1.34 | 0.65 | 8.84 | 12.13 | 0.23333 | 242.0158 | 137.97 | 0.65729 | 0.57198 | 2
9223 | 06E24G12H08D07M02W02 | 1.15 | 1.01 | 0.65 | 16.92 | 19.73 | 0.077778 | 213.3021 | 248.22 | 0.74169 | 0.30381 | 1
9224 | 06E24G12H09D05M01W02 | 1.22 | 1.32 | 0.65 | 16.92 | 20.11 | 0.23333 | 239.9648 | 248.85 | 0.6624 | 0.2904 | 1
9225 | 06E24G12H09D05M01W03 | 1.22 | 1.32 | 0.65 | 12.13 | 15.32 | 0.23333 | 239.9648 | 182.49 | 0.6624 | 0.45942 | 2
9226 | 06E24G12H09D07M01W02 | 1.25 | 1.34 | 0.65 | 16.92 | 20.16 | 0.23333 | 242.0158 | 249.48 | 0.65729 | 0.28864 | 1
9227 | 06E24G12H09D07M01W03 | 1.25 | 1.34 | 0.65 | 12.13 | 15.37 | 0.23333 | 242.0158 | 183.12 | 0.65729 | 0.45766 | 2
9228 | 06E24G12H09D07M01W04 | 1.25 | 1.34 | 0.65 | 8.84 | 12.08 | 0.23333 | 242.0158 | 137.34 | 0.65729 | 0.57375 | 2
9229 | 06E24G12H09D07M02W02 | 1.1 | 1.01 | 0.65 | 16.92 | 19.68 | 0.077778 | 213.3021 | 247.59 | 0.74169 | 0.30558 | 1
9230 | 06E24G12H10D05M01W02 | 1.43 | 1.23 | 0.65 | 16.92 | 20.23 | 0.15556 | 231.7609 | 251.79 | 0.68542 | 0.28617 | 1
9231 | 06E24G12H10D05M01W03 | 1.43 | 1.23 | 0.65 | 12.13 | 15.44 | 0.15556 | 231.7609 | 185.43 | 0.68542 | 0.45519 | 2
9232 | 06E24G12H10D07M01W02 | 1.47 | 1.25 | 0.65 | 16.92 | 20.29 | 0.15556 | 233.8119 | 252.42 | 0.68031 | 0.28405 | 1
9233 | 06E24G12H10D07M01W03 | 1.47 | 1.25 | 0.65 | 12.13 | 15.5 | 0.15556 | 233.8119 | 186.06 | 0.68031 | 0.45307 | 2
9234 | 06E24G12H10D07M01W04 | 1.47 | 1.25 | 0.65 | 8.84 | 12.21 | 0.15556 | 233.8119 | 140.28 | 0.68031 | 0.56916 | 2
9235 | 06E24G12H10D07M02W02 | 1.3 | 0.94 | 0.65 | 16.92 | 19.81 | 0.077778 | 207.1491 | 250.11 | 0.75959 | 0.30099 | 1
9236 | 06E24G12H11D05M01W02 | 1.43 | 1.23 | 0.65 | 16.92 | 20.23 | 0.15556 | 231.7609 | 251.79 | 0.68542 | 0.28617 | 1
9237 | 06E24G12H11D05M01W03 | 1.43 | 1.23 | 0.65 | 12.13 | 15.44 | 0.15556 | 231.7609 | 185.43 | 0.68542 | 0.45519 | 2
9238 | 06E24G12H11D06M01W02 | 1.24 | 1.13 | 0.65 | 16.92 | 19.94 | 0.15556 | 219.455 | 249.69 | 0.711 | 0.2964 | 1
9239 | 06E24G12H11D06M01W03 | 1.24 | 1.13 | 0.65 | 12.13 | 15.15 | 0.15556 | 219.455 | 183.33 | 0.711 | 0.46542 | 2
9240 | 06E24G12H11D07M01W02 | 1.47 | 1.25 | 0.65 | 16.92 | 20.29 | 0.15556 | 233.8119 | 252.42 | 0.68031 | 0.28405 | 1
9241 | 06E24G12H11D07M01W03 | 1.47 | 1.25 | 0.65 | 12.13 | 15.5 | 0.15556 | 233.8119 | 186.06 | 0.68031 | 0.45307 | 2
9242 | 06E24G12H11D07M01W04 | 1.47 | 1.25 | 0.65 | 8.84 | 12.21 | 0.15556 | 233.8119 | 140.28 | 0.68031 | 0.56916 | 2
9243 | 06E24G12H11D07M02W02 | 1.3 | 0.94 | 0.65 | 16.92 | 19.81 | 0.077778 | 207.1491 | 250.11 | 0.75959 | 0.30099 | 1
9244 | 06E24G12H12D05M01W02 | 1.24 | 1.02 | 0.65 | 16.92 | 19.83 | 0.15556 | 207.1491 | 249.69 | 0.73913 | 0.30028 | 1
9245 | 06E24G12H12D05M01W03 | 1.24 | 1.02 | 0.65 | 12.13 | 15.04 | 0.15556 | 207.1491 | 183.33 | 0.73913 | 0.4693 | 2
9246 | 06E24G12H12D07M01W02 | 1.29 | 1.04 | 0.65 | 16.92 | 19.9 | 0.15556 | 209.2001 | 250.32 | 0.73402 | 0.29781 | 1
9247 | 06E24G12H12D07M01W03 | 1.29 | 1.04 | 0.65 | 12.13 | 15.11 | 0.15556 | 209.2001 | 183.96 | 0.73402 | 0.46683 | 2
9248 | 06E24G12H12D07M01W04 | 1.29 | 1.04 | 0.65 | 8.84 | 11.82 | 0.15556 | 209.2001 | 138.18 | 0.73402 | 0.58292 | 2
9249 | 06E24G12H12D07M02W02 | 1.13 | 0.78 | 0.65 | 16.92 | 19.48 | 0.077778 | 184.5883 | 248.43 | 0.80051 | 0.31263 | 1
9250 | 06E24G12H13D05M01W02 | 1.24 | 0.9 | 0.65 | 16.92 | 19.71 | 0.15556 | 196.8942 | 249.69 | 0.76982 | 0.30452 | 1
9251 | 06E24G12H13D05M01W03 | 1.24 | 0.9 | 0.65 | 12.13 | 14.92 | 0.15556 | 196.8942 | 183.33 | 0.76982 | 0.47354 | 2
9252 | 06E24G12H13D07M01W02 | 1.29 | 0.91 | 0.65 | 16.92 | 19.77 | 0.15556 | 196.8942 | 250.32 | 0.76726 | 0.3024 | 1
9253 | 06E24G12H13D07M01W03 | 1.29 | 0.91 | 0.65 | 12.13 | 14.98 | 0.15556 | 196.8942 | 183.96 | 0.76726 | 0.47142 | 2
9254 | 06E24G12H13D07M01W04 | 1.29 | 0.91 | 0.65 | 8.84 | 11.69 | 0.15556 | 196.8942 | 138.18 | 0.76726 | 0.58751 | 2
9255 | 06E24G12H13D07M02W02 | 1.13 | 0.68 | 0.65 | 16.92 | 19.38 | 0.077778 | 176.3844 | 248.43 | 0.82609 | 0.31616 | 1
9256 | 06E24G12H14D05M01W02 | 1.43 | 1.08 | 0.65 | 16.92 | 20.08 | 0.15556 | 219.455 | 251.79 | 0.72379 | 0.29146 | 1
9257 | 06E24G12H14D05M01W03 | 1.43 | 1.08 | 0.65 | 12.13 | 15.29 | 0.15556 | 219.455 | 185.43 | 0.72379 | 0.46048 | 2
9258 | 06E24G12H14D07M01W02 | 1.47 | 1.1 | 0.65 | 16.92 | 20.14 | 0.15556 | 221.506 | 252.42 | 0.71867 | 0.28934 | 1
9259 | 06E24G12H14D07M01W03 | 1.47 | 1.1 | 0.65 | 12.13 | 15.35 | 0.15556 | 221.506 | 186.06 | 0.71867 | 0.45836 | 2
9260 | 06E24G12H14D07M01W04 | 1.47 | 1.1 | 0.65 | 8.84 | 12.06 | 0.15556 | 221.506 | 140.28 | 0.71867 | 0.57445 | 2
9261 | 06E24G12H14D07M02W02 | 1.3 | 0.82 | 0.65 | 16.92 | 19.69 | 0.077778 | 194.8432 | 250.11 | 0.79028 | 0.30522 | 1
9262 | 06E25G09H07D04M01W02 | 4.4 | 2.5 | 0.65 | 16.92 | 24.47 | 0.38889 | 383.5335 | 286.86 | 0.36061 | 0.13656
9263 | 06E25G09H07D05M01W02 | 3.62 | 2.13 | 0.65 | 16.92 | 23.32 | 0.31111 | 342.5139 | 277.62 | 0.45524 | 0.17713 | 1
9264 | 06E25G09H07D05M01W03 | 3.62 | 2.13 | 0.65 | 12.13 | 18.53 | 0.31111 | 342.5139 | 211.26 | 0.45524 | 0.34615 | 1
9265 | 06E25G09H07D06M01W02 | 3.24 | 1.91 | 0.65 | 16.92 | 22.72 | 0.31111 | 317.9021 | 273.21 | 0.51151 | 0.19831 | 1
9266 | 06E25G09H07D06M01W03 | 3.24 | 1.91 | 0.65 | 12.13 | 17.93 | 0.31111 | 317.9021 | 206.85 | 0.51151 | 0.36733 | 2
9267 | 06E25G09H07D07M01W02 | 3.72 | 2.19 | 0.65 | 16.92 | 23.48 | 0.31111 | 346.6159 | 278.88 | 0.4399 | 0.17149 | 1
9268 | 06E25G09H07D07M01W03 | 3.72 | 2.19 | 0.65 | 12.13 | 18.69 | 0.31111 | 346.6159 | 212.52 | 0.4399 | 0.34051 | 1
9269 | 06E25G09H07D07M01W04 | 3.72 | 2.19 | 0.65 | 8.84 | 15.4 | 0.31111 | 346.6159 | 166.74 | 0.4399 | 0.4566 | 2
9270 | 06E25G09H07D07M02W02 | 3.35 | 1.67 | 0.65 | 16.92 | 22.59 | 0.23333 | 295.3413 | 274.47 | 0.57289 | 0.20289 | 1
9271 | 06E25G09H08D05M01W02 | 3.19 | 2.13 | 0.65 | 16.92 | 22.89 | 0.31111 | 342.5139 | 272.16 | 0.45524 | 0.19231 | 1
9272 | 06E25G09H08D05M01W03 | 3.19 | 2.13 | 0.65 | 12.13 | 18.1 | 0.31111 | 342.5139 | 205.8 | 0.45524 | 0.36133 | 2
9273 | 06E25G09H08D06M01W02 | 2.85 | 1.91 | 0.65 | 16.92 | 22.33 | 0.31111 | 317.9021 | 268.17 | 0.51151 | 0.21207 | 1
9274 | 06E25G09H08D06M01W03 | 2.85 | 1.91 | 0.65 | 12.13 | 17.54 | 0.31111 | 317.9021 | 201.81 | 0.51151 | 0.38109 | 2
9275 | 06E25G09H08D07M01W02 | 3.28 | 2.19 | 0.65 | 16.92 | 23.04 | 0.31111 | 346.6159 | 273 | 0.4399 | 0.18701 | 1
9276 | 06E25G09H08D07M01W03 | 3.28 | 2.19 | 0.65 | 12.13 | 18.25 | 0.31111 | 346.6159 | 206.64 | 0.4399 | 0.35603 | 2
9277 | 06E25G09H08D07M01W04 | 3.28 | 2.19 | 0.65 | 8.84 | 14.96 | 0.31111 | 346.6159 | 160.86 | 0.4399 | 0.47212 | 2
9278 | 06E25G09H08D07M02W02 | 2.95 | 1.67 | 0.65 | 16.92 | 22.19 | 0.23333 | 295.3413 | 269.22 | 0.57289 | 0.21701 | 1
9279 | 06E25G09H09D05M01W02 | 3.07 | 2.13 | 0.65 | 16.92 | 22.77 | 0.31111 | 342.5139 | 270.48 | 0.45524 | 0.19654 | 1
9280 | 06E25G09H09D05M01W03 | 3.07 | 2.13 | 0.65 | 12.13 | 17.98 | 0.31111 | 342.5139 | 204.12 | 0.45524 | 0.36556 | 2
9281 | 06E25G09H09D07M01W02 | 3.15 | 2.19 | 0.65 | 16.92 | 22.91 | 0.31111 | 346.6159 | 271.53 | 0.4399 | 0.1916 | 1
9282 | 06E25G09H09D07M01W03 | 3.15 | 2.19 | 0.65 | 12.13 | 18.12 | 0.31111 | 346.6159 | 205.17 | 0.4399 | 0.36062 | 2
9283 | 06E25G09H09D07M01W04 | 3.15 | 2.19 | 0.65 | 8.84 | 14.83 | 0.31111 | 346.6159 | 159.39 | 0.4399 | 0.47671 | 2
9284 | 06E25G09H09D07M02W02 | 2.84 | 1.67 | 0.65 | 16.92 | 22.08 | 0.23333 | 295.3413 | 267.75 | 0.57289 | 0.22089 | 1
9285 | 06E25G09H10D05M01W02 | 3.62 | 1.98 | 0.65 | 16.92 | 23.17 | 0.31111 | 330.208 | 277.62 | 0.49361 | 0.18243 | 1
9286 | 06E25G09H10D05M01W03 | 3.62 | 1.98 | 0.65 | 12.13 | 18.38 | 0.31111 | 330.208 | 211.26 | 0.49361 | 0.35145 | 2
9287 | 06E25G09H10D07M01W02 | 3.72 | 2.05 | 0.65 | 16.92 | 23.34 | 0.31111 | 334.31 | 278.88 | 0.4757 | 0.17643 | 1
9288 | 06E25G09H10D07M01W03 | 3.72 | 2.05 | 0.65 | 12.13 | 18.55 | 0.31111 | 334.31 | 212.52 | 0.4757 | 0.34545 | 1
9289 | 06E25G09H10D07M01W04 | 3.72 | 2.05 | 0.65 | 8.84 | 15.26 | 0.31111 | 334.31 | 166.74 | 0.4757 | 0.46154 | 2
9290 | 06E25G09H10D07M02W02 | 3.35 | 1.56 | 0.65 | 16.92 | 22.48 | 0.23333 | 285.0864 | 274.47 | 0.60102 | 0.20677 | 1
9291 | 06E25G09H11D05M01W02 | 3.62 | 1.98 | 0.65 | 16.92 | 23.17 | 0.31111 | 330.208 | 277.62 | 0.49361 | 0.18243 | 1
9292 | 06E25G09H11D05M01W03 | 3.62 | 1.98 | 0.65 | 12.13 | 18.38 | 0.31111 | 330.208 | 211.26 | 0.49361 | 0.35145 | 2
9293 | 06E25G09H11D06M01W02 | 3.24 | 1.78 | 0.65 | 16.92 | 22.59 | 0.23333 | 305.5962 | 273.21 | 0.54476 | 0.20289 | 1
9294 | 06E25G09H11D06M01W03 | 3.24 | 1.78 | 0.65 | 12.13 | 17.8 | 0.23333 | 305.5962 | 206.85 | 0.54476 | 0.37191 | 2
9295 | 06E25G09H11D07M01W02 | 3.72 | 2.04 | 0.65 | 16.92 | 23.33 | 0.31111 | 334.31 | 278.88 | 0.47826 | 0.17678 | 1
9296 | 06E25G09H11D07M01W03 | 3.72 | 2.04 | 0.65 | 12.13 | 18.54 | 0.31111 | 334.31 | 212.52 | 0.47826 | 0.3458 | 1
9297 | 06E25G09H11D07M01W04 | 3.72 | 2.04 | 0.65 | 8.84 | 15.25 | 0.31111 | 334.31 | 166.74 | 0.47826 | 0.46189 | 2
9298 | 06E25G09H11D07M02W02 | 3.35 | 1.56 | 0.65 | 16.92 | 22.48 | 0.23333 | 285.0864 | 274.47 | 0.60102 | 0.20677 | 1
9299 | 06E25G09H12D05M01W02 | 3.15 | 1.65 | 0.65 | 16.92 | 22.37 | 0.23333 | 283.0355 | 272.58 | 0.57801 | 0.21066 | 1
9300 | 06E25G09H12D05M01W03 | 3.15 | 1.65 | 0.65 | 12.13 | 17.58 | 0.23333 | 283.0355 | 206.22 | 0.57801 | 0.37968 | 2
9301 | 06E25G09H12D07M01W02 | 3.23 | 1.71 | 0.65 | 16.92 | 22.51 | 0.23333 | 289.1884 | 273.63 | 0.56266 | 0.20572 | 1
9302 | 06E25G09H12D07M01W03 | 3.23 | 1.71 | 0.65 | 12.13 | 17.72 | 0.23333 | 289.1884 | 207.27 | 0.56266 | 0.37474 | 2
9303 | 06E25G09H12D07M01W04 | 3.23 | 1.71 | 0.65 | 8.84 | 14.43 | 0.23333 | 289.1884 | 161.49 | 0.56266 | 0.49083 | 2
9304 | 06E25G09H12D07M02W02 | 2.91 | 1.3 | 0.65 | 16.92 | 21.78 | 0.15556 | 248.1688 | 269.85 | 0.66752 | 0.23147 | 1
9305 | 06E25G09H13D05M01W02 | 3.15 | 1.45 | 0.65 | 16.92 | 22.17 | 0.23333 | 264.5766 | 272.58 | 0.62916 | 0.21771 | 1
9306 | 06E25G09H13D05M01W03 | 3.15 | 1.45 | 0.65 | 12.13 | 17.38 | 0.23333 | 264.5766 | 206.22 | 0.62916 | 0.38673 | 2
9307 | 06E25G09H13D07M01W02 | 3.23 | 1.49 | 0.65 | 16.92 | 22.29 | 0.23333 | 270.7296 | 273.63 | 0.61893 | 0.21348 | 1
9308 | 06E25G09H13D07M01W03 | 3.23 | 1.49 | 0.65 | 12.13 | 17.5 | 0.23333 | 270.7296 | 207.27 | 0.61893 | 0.3825 | 2
9309 | 06E25G09H13D07M01W04 | 3.23 | 1.49 | 0.65 | 8.84 | 14.21 | 0.23333 | 270.7296 | 161.49 | 0.61893 | 0.49859 | 2
9310 | 06E25G09H13D07M02W02 | 2.91 | 1.14 | 0.65 | 16.92 | 21.62 | 0.15556 | 233.8119 | 269.85 | 0.70844 | 0.23712 | 1
9311 | 06E25G09H14D05M01W02 | 3.62 | 1.74 | 0.65 | 16.92 | 22.93 | 0.23333 | 307.6472 | 277.62 | 0.55499 | 0.1909 | 1
9312 | 06E25G09H14D05M01W03 | 3.62 | 1.74 | 0.65 | 12.13 | 18.14 | 0.23333 | 307.6472 | 211.26 | 0.55499 | 0.35992 | 2
9313 | 06E25G09H14D07M01W02 | 3.72 | 1.8 | 0.65 | 16.92 | 23.09 | 0.23333 | 311.7492 | 278.88 | 0.53964 | 0.18525 | 1
9314 | 06E25G09H14D07M01W03 | 3.72 | 1.8 | 0.65 | 12.13 | 18.3 | 0.23333 | 311.7492 | 212.52 | 0.53964 | 0.35427 | 2
9315 | 06E25G09H14D07M01W04 | 3.72 | 1.8 | 0.65 | 8.84 | 15.01 | 0.23333 | 311.7492 | 166.74 | 0.53964 | 0.47036 | 2
9316 | 06E25G09H14D07M02W02 | 3.35 | 1.37 | 0.65 | 16.92 | 22.29 | 0.15556 | 268.6786 | 274.47 | 0.64962 | 0.21348 | 1
9317 | 06E25G10H07D04M01W02 | 7.41 | 0.37 | 0.65 | 16.92 | 25.35 | 0 | 242.0158 | 322.77 | 0.90537 | 0.1055
9318 | 06E25G10H07D05M01W02 | 6.29 | 0.3 | 0.65 | 16.92 | 24.16 | 0 | 219.455 | 309.33 | 0.92327 | 0.14749
9319 | 06E25G10H07D05M01W03 | 6.29 | 0.3 | 0.65 | 12.13 | 19.37 | 0 | 219.455 | 242.97 | 0.92327 | 0.31651 | 1
9320 | 06E25G10H07D06M01W02 | 5.64 | 0.26 | 0.65 | 16.92 | 23.47 | 0 | 207.1491 | 301.77 | 0.9335 | 0.17184 | 1
9321 | 06E25G10H07D06M01W03 | 5.64 | 0.26 | 0.65 | 12.13 | 18.68 | 0 | 207.1491 | 235.41 | 0.9335 | 0.34086 | 1
9322 | 06E25G10H07D07M01W02 | 6.45 | 0.31 | 0.65 | 16.92 | 24.33 | 0 | 223.557 | 311.22 | 0.92072 | 0.1415
9323 | 06E25G10H07D07M01W03 | 6.45 | 0.31 | 0.65 | 12.13 | 19.54 | 0 | 223.557 | 244.86 | 0.92072 | 0.31052 | 1
9324 | 06E25G10H07D07M01W04 | 6.45 | 0.31 | 0.65 | 8.84 | 16.25 | 0 | 223.557 | 199.08 | 0.92072 | 0.42661 | 2
9325 | 06E25G10H07D07M02W02 | 6.18 | 0.2 | 0.65 | 16.92 | 23.95 | 0 | 211.2511 | 308.07 | 0.94885 | 0.1549 | 1
9326 | 06E25G10H08D05M01W02 | 5.54 | 0.3 | 0.65 | 16.92 | 23.41 | 0 | 219.455 | 299.67 | 0.92327 | 0.17396 | 1
9327 | 06E25G10H08D05M01W03 | 5.54 | 0.3 | 0.65 | 12.13 | 18.62 | 0 | 219.455 | 233.31 | 0.92327 | 0.34298 | 1
9328 | 06E25G10H08D06M01W02 | 4.97 | 0.26 | 0.65 | 16.92 | 22.8 | 0 | 207.1491 | 293.16 | 0.9335 | 0.19548 | 1
9329 | 06E25G10H08D06M01W03 | 4.97 | 0.26 | 0.65 | 12.13 | 18.01 | 0 | 207.1491 | 226.8 | 0.9335 | 0.3645 | 2
9330 | 06E25G10H08D07M01W02 | 5.68 | 0.31 | 0.65 | 16.92 | 23.56 | 0 | 223.557 | 301.35 | 0.92072 | 0.16867 | 1
9331 | 06E25G10H08D07M01W03 | 5.68 | 0.31 | 0.65 | 12.13 | 18.77 | 0 | 223.557 | 234.99 | 0.92072 | 0.33769 | 1
9332 | 06E25G10H08D07M01W04 | 5.68 | 0.31 | 0.65 | 8.84 | 15.48 | 0 | 223.557 | 189.21 | 0.92072 | 0.45378 | 2
9333 | 06E25G10H08D07M02W02 | 5.45 | 0.2 | 0.65 | 16.92 | 23.22 | 0 | 211.2511 | 298.62 | 0.94885 | 0.18066 | 1
9334 | 06E25G10H09D05M01W02 | 5.33 | 0.3 | 0.65 | 16.92 | 23.2 | 0 | 219.455 | 296.94 | 0.92327 | 0.18137 | 1
9335 | 06E25G10H09D05M01W03 | 5.33 | 0.3 | 0.65 | 12.13 | 18.41 | 0 | 219.455 | 230.58 | 0.92327 | 0.35039 | 2
9336 | 06E25G10H09D07M01W02 | 5.46 | 0.31 | 0.65 | 16.92 | 23.34 | 0 | 223.557 | 298.62 | 0.92072 | 0.17643 | 1
9337 | 06E25G10H09D07M01W03 | 5.46 | 0.31 | 0.65 | 12.13 | 18.55 | 0 | 223.557 | 232.26 | 0.92072 | 0.34545 | 1
9338 | 06E25G10H09D07M01W04 | 5.46 | 0.31 | 0.65 | 8.84 | 15.26 | 0 | 223.557 | 186.48 | 0.92072 | 0.46154 | 2
9339 | 06E25G10H09D07M02W02 | 5.24 | 0.2 | 0.65 | 16.92 | 23.01 | 0 | 211.2511 | 295.89 | 0.94885 | 0.18807 | 1
9340 | 06E25G10H10D05M01W02 | 6.29 | 0.28 | 0.65 | 16.92 | 24.14 | 0 | 217.404 | 309.33 | 0.92839 | 0.1482
9341 | 06E25G10H10D05M01W03 | 6.29 | 0.28 | 0.65 | 12.13 | 19.35 | 0 | 217.404 | 242.97 | 0.92839 | 0.31722 | 1
9342 | 06E25G10H10D07M01W02 | 6.45 | 0.29 | 0.65 | 16.92 | 24.31 | 0 | 221.506 | 311.22 | 0.92583 | 0.1422
9343 | 06E25G10H10D07M01W03 | 6.45 | 0.29 | 0.65 | 12.13 | 19.52 | 0 | 221.506 | 244.86 | 0.92583 | 0.31122 | 1
9344 | 06E25G10H10D07M01W04 | 6.45 | 0.29 | 0.65 | 8.84 | 16.23 | 0 | 221.506 | 199.08 | 0.92583 | 0.42731 | 2
9345 | 06E25G10H10D07M02W02 | 6.18 | 0.19 | 0.65 | 16.92 | 23.94 | 0 | 209.2001 | 308.07 | 0.95141 | 0.15526 | 1
9346 | 06E25G10H11D05M01W02 | 6.29 | 0.28 | 0.65 | 16.92 | 24.14 | 0 | 217.404 | 309.33 | 0.92839 | 0.1482
9347 | 06E25G10H11D05M01W03 | 6.29 | 0.28 | 0.65 | 12.13 | 19.35 | 0 | 217.404 | 242.97 | 0.92839 | 0.31722 | 1
9348 | 06E25G10H11D06M01W02 | 5.64 | 0.24 | 0.65 | 16.92 | 23.45 | 0 | 205.0982 | 301.77 | 0.93862 | 0.17255 | 1
9349 | 06E25G10H11D06M01W03 | 5.64 | 0.24 | 0.65 | 12.13 | 18.66 | 0 | 205.0982 | 235.41 | 0.93862 | 0.34157 | 1
9350 | 06E25G10H11D07M01W02 | 6.45 | 0.29 | 0.65 | 16.92 | 24.31 | 0 | 221.506 | 311.22 | 0.92583 | 0.1422
9351 | 06E25G10H11D07M01W03 | 6.45 | 0.29 | 0.65 | 12.13 | 19.52 | 0 | 221.506 | 244.86 | 0.92583 | 0.31122 | 1
9352 | 06E25G10H11D07M01W04 | 6.45 | 0.29 | 0.65 | 8.84 | 16.23 | 0 | 221.506 | 199.08 | 0.92583 | 0.42731 | 2
9353 | 06E25G10H11D07M02W02 | 6.18 | 0.19 | 0.65 | 16.92 | 23.94 | 0 | 209.2001 | 308.07 | 0.95141 | 0.15526 | 1
9354 | 06E25G10H12D05M01W02 | 5.46 | 0.23 | 0.65 | 16.92 | 23.26 | 0 | 188.6903 | 300.72 | 0.94118 | 0.17925 | 1
9355 | 06E25G10H12D05M01W03 | 5.46 | 0.23 | 0.65 | 12.13 | 18.47 | 0 | 188.6903 | 234.36 | 0.94118 | 0.34827 | 1
9356 | 06E25G10H12D07M01W02 | 5.6 | 0.24 | 0.65 | 16.92 | 23.41 | 0 | 190.7413 | 302.4 | 0.93862 | 0.17396 | 1
9357 | 06E25G10H12D07M01W03 | 5.6 | 0.24 | 0.65 | 12.13 | 18.62 | 0 | 190.7413 | 236.04 | 0.93862 | 0.34298 | 1
9358 | 06E25G10H12D07M01W04 | 5.6 | 0.24 | 0.65 | 8.84 | 15.33 | 0 | 190.7413 | 190.26 | 0.93862 | 0.45907 | 2
9359 | 06E25G10H12D07M02W02 | 5.38 | 0.16 | 0.65 | 16.92 | 23.11 | 0 | 180.4864 | 299.46 | 0.95908 | 0.18454 | 1
9360 | 06E25G10H13D05M01W02 | 5.46 | 0.2 | 0.65 | 16.92 | 23.23 | 0 | 184.5883 | 300.72 | 0.94885 | 0.18031 | 1
9361 | 06E25G10H13D05M01W03 | 5.46 | 0.2 | 0.65 | 12.13 | 18.44 | 0 | 184.5883 | 234.36 | 0.94885 | 0.34933 | 1
9362 | 06E25G10H13D07M01W02 | 5.6 | 0.21 | 0.65 | 16.92 | 23.38 | 0 | 188.6903 | 302.4 | 0.94629 | 0.17502 | 1
9363 | 06E25G10H13D07M01W03 | 5.6 | 0.21 | 0.65 | 12.13 | 18.59 | 0 | 188.6903 | 236.04 | 0.94629 | 0.34404 | 1
9364 | 06E25G10H13D07M01W04 | 5.6 | 0.21 | 0.65 | 8.84 | 15.3 | 0 | 188.6903 | 190.26 | 0.94629 | 0.46013 | 2
9365 | 06E25G10H13D07M02W02 | 5.38 | 0.14 | 0.65 | 16.92 | 23.09 | 0 | 178.4354 | 299.46 | 0.96419 | 0.18525 | 1
9366 | 06E25G10H14D05M01W02 | 6.29 | 0.25 | 0.65 | 16.92 | 24.11 | 0 | 215.3531 | 309.33 | 0.93606 | 0.14926
9367 | 06E25G10H14D05M01W03 | 6.29 | 0.25 | 0.65 | 12.13 | 19.32 | 0 | 215.3531 | 242.97 | 0.93606 | 0.31828 | 1
9368 | 06E25G10H14D07M01W02 | 6.45 | 0.26 | 0.65 | 16.92 | 24.28 | 0 | 217.404 | 311.22 | 0.9335 | 0.14326
9369 | 06E25G10H14D07M01W03 | 6.45 | 0.26 | 0.65 | 12.13 | 19.49 | 0 | 217.404 | 244.86 | 0.9335 | 0.31228 | 1
9370 | 06E25G10H14D07M01W04 | 6.45 | 0.26 | 0.65 | 8.84 | 16.2 | 0 | 217.404 | 199.08 | 0.9335 | 0.42837 | 2
9371 | 06E25G10H14D07M02W02 | 6.18 | 0.16 | 0.65 | 16.92 | 23.91 | 0 | 207.1491 | 308.07 | 0.95908 | 0.15632 | 1
9372 | 06E25G12H07D04M01W02 | 4.75 | 3.78 | 0.65 | 16.92 | 26.1 | 0.46667 | 510.6944 | 291.06 | 0.033248 | 0.07904
9373 | 06E25G12H07D05M01W02 | 3.94 | 3.2 | 0.65 | 16.92 | 24.71 | 0.38889 | 449.165 | 281.4 | 0.18159 | 0.12809
9374 | 06E25G12H07D05M01W03 | 3.94 | 3.2 | 0.65 | 12.13 | 19.92 | 0.38889 | 449.165 | 215.04 | 0.18159 | 0.29711 | 1
9375 | 06E25G12H07D06M01W02 | 3.55 | 2.89 | 0.65 | 16.92 | 24.01 | 0.38889 | 416.3493 | 276.78 | 0.26087 | 0.15279 | 1
9376 | 06E25G12H07D06M01W03 | 3.55 | 2.89 | 0.65 | 12.13 | 19.22 | 0.38889 | 416.3493 | 210.42 | 0.26087 | 0.32181 | 1
9377 | 06E25G12H07D07M01W02 | 4.04 | 3.3 | 0.65 | 16.92 | 24.91 | 0.38889 | 459.4199 | 282.66 | 0.15601 | 0.12103
9378 | 06E25G12H07D07M01W03 | 4.04 | 3.3 | 0.65 | 12.13 | 20.12 | 0.38889 | 459.4199 | 216.3 | 0.15601 | 0.29005 | 1
9379 | 06E25G12H07D07M01W04 | 4.04 | 3.3 | 0.65 | 8.84 | 16.83 | 0.38889 | 459.4199 | 170.52 | 0.15601 | 0.40614 | 1
9380 | 06E25G12H07D07M02W02 | 3.59 | 2.58 | 0.65 | 16.92 | 23.74 | 0.31111 | 385.5845 | 277.2 | 0.34015 | 0.16231 | 1
9381 | 06E25G12H08D05M01W02 | 3.47 | 3.2 | 0.65 | 16.92 | 24.24 | 0.38889 | 449.165 | 275.31 | 0.18159 | 0.14467
9382 | 06E25G12H08D05M01W03 | 3.47 | 3.2 | 0.65 | 12.13 | 19.45 | 0.38889 | 449.165 | 208.95 | 0.18159 | 0.31369 | 1
9383 | 06E25G12H08D06M01W02 | 3.13 | 2.89 | 0.65 | 16.92 | 23.59 | 0.38889 | 416.3493 | 271.32 | 0.26087 | 0.16761 | 1
9384 | 06E25G12H08D06M01W03 | 3.13 | 2.89 | 0.65 | 12.13 | 18.8 | 0.38889 | 416.3493 | 204.96 | 0.26087 | 0.33663 | 1
9385 | 06E25G12H08D07M01W02 | 3.56 | 3.3 | 0.65 | 16.92 | 24.43 | 0.38889 | 459.4199 | 276.36 | 0.15601 | 0.13797
9386 | 06E25G12H08D07M01W03 | 3.56 | 3.3 | 0.65 | 12.13 | 19.64 | 0.38889 | 459.4199 | 210 | 0.15601 | 0.30699 | 1
9387 | 06E25G12H08D07M01W04 | 3.56 | 3.3 | 0.65 | 8.84 | 16.35 | 0.38889 | 459.4199 | 164.22 | 0.15601 | 0.42308 | 1
9388 | 06E25G12H08D07M02W02 | 3.16 | 2.58 | 0.65 | 16.92 | 23.31 | 0.31111 | 385.5845 | 271.74 | 0.34015 | 0.17749 | 1
9389 | 06E25G12H09D05M01W02 | 3.34 | 3.2 | 0.65 | 16.92 | 24.11 | 0.38889 | 449.165 | 273.63 | 0.18159 | 0.14926
9390 | 06E25G12H09D05M01W03 | 3.34 | 3.2 | 0.65 | 12.13 | 19.32 | 0.38889 | 449.165 | 207.27 | 0.18159 | 0.31828 | 1
9391 | 06E25G12H09D07M01W02 | 3.43 | 3.3 | 0.65 | 16.92 | 24.3 | 0.38889 | 459.4199 | 274.68 | 0.15601 | 0.14255
9392 | 06E25G12H09D07M01W03 | 3.43 | 3.3 | 0.65 | 12.13 | 19.51 | 0.38889 | 459.4199 | 208.32 | 0.15601 | 0.31157 | 1
9393 | 06E25G12H09D07M01W04 | 3.43 | 3.3 | 0.65 | 8.84 | 16.22 | 0.38889 | 459.4199 | 162.54 | 0.15601 | 0.42766 | 1
9394 | 06E25G12H09D07M02W02 | 3.05 | 2.58 | 0.65 | 16.92 | 23.2 | 0.31111 | 385.5845 | 270.27 | 0.34015 | 0.18137 | 1
9395 | 06E25G12H10D05M01W02 | 3.94 | 2.99 | 0.65 | 16.92 | 24.5 | 0.38889 | 430.7061 | 281.4 | 0.23529 | 0.1355
9396 | 06E25G12H10D05M01W03 | 3.94 | 2.99 | 0.65 | 12.13 | 19.71 | 0.38889 | 430.7061 | 215.04 | 0.23529 | 0.30452 | 1
9397 | 06E25G12H10D07M01W02 | 4.04 | 3.07 | 0.65 | 16.92 | 24.68 | 0.38889 | 440.961 | 282.66 | 0.21483 | 0.12915
9398 | 06E25G12H10D07M01W03 | 4.04 | 3.07 | 0.65 | 12.13 | 19.89 | 0.38889 | 440.961 | 216.3 | 0.21483 | 0.29817 | 1
9399 | 06E25G12H10D07M01W04 | 4.04 | 3.07 | 0.65 | 8.84 | 16.6 | 0.38889 | 440.961 | 170.52 | 0.21483 | 0.41426 | 1
9400 | 06E25G12H10D07M02W02 | 3.59 | 2.41 | 0.65 | 16.92 | 23.57 | 0.31111 | 371.2277 | 277.2 | 0.38363 | 0.16831 | 1
9401 | 06E25G12H11D05M01W02 | 3.94 | 2.99 | 0.65 | 16.92 | 24.5 | 0.38889 | 430.7061 | 281.4 | 0.23529 | 0.1355
9402 | 06E25G12H11D05M01W03 | 3.94 | 2.99 | 0.65 | 12.13 | 19.71 | 0.38889 | 430.7061 | 215.04 | 0.23529 | 0.30452 | 1
9403 | 06E25G12H11D06M01W02 | 3.55 | 2.69 | 0.65 | 16.92 | 23.81 | 0.38889 | 397.8904 | 276.78 | 0.31202 | 0.15984 | 1
9404 | 06E25G12H11D06M01W03 | 3.55 | 2.69 | 0.65 | 12.13 | 19.02 | 0.38889 | 397.8904 | 210.42 | 0.31202 | 0.32886 | 1
9405 | 06E25G12H11D07M01W02 | 4.04 | 3.07 | 0.65 | 16.92 | 24.68 | 0.38889 | 440.961 | 282.66 | 0.21483 | 0.12915
9406 | 06E25G12H11D07M01W03 | 4.04 | 3.07 | 0.65 | 12.13 | 19.89 | 0.38889 | 440.961 | 216.3 | 0.21483 | 0.29817 | 1
9407 | 06E25G12H11D07M01W04 | 4.04 | 3.07 | 0.65 | 8.84 | 16.6 | 0.38889 | 440.961 | 170.52 | 0.21483 | 0.41426 | 1
9408 | 06E25G12H11D07M02W02 | 3.59 | 2.4 | 0.65 | 16.92 | 23.56 | 0.31111 | 369.1767 | 277.2 | 0.38619 | 0.16867 | 1
9409 | 06E25G12H12D05M01W02 | 3.43 | 2.49 | 0.65 | 16.92 | 23.49 | 0.31111 | 369.1767 | 275.94 | 0.36317 | 0.17114 | 1
9410 | 06E25G12H12D05M01W03 | 3.43 | 2.49 | 0.65 | 12.13 | 18.7 | 0.31111 | 369.1767 | 209.58 | 0.36317 | 0.34016 | 1
9411 | 06E25G12H12D07M01W02 | 3.51 | 2.56 | 0.65 | 16.92 | 23.64 | 0.31111 | 377.3806 | 276.99 | 0.34527 | 0.16584 | 1
9412 | 06E25G12H12D07M01W03 | 3.51 | 2.56 | 0.65 | 12.13 | 18.85 | 0.31111 | 377.3806 | 210.63 | 0.34527 | 0.33486 | 1
9413 | 06E25G12H12D07M01W04 | 3.51 | 2.56 | 0.65 | 8.84 | 15.56 | 0.31111 | 377.3806 | 164.85 | 0.34527 | 0.45095 | 1
9414 | 06E25G12H12D07M02W02 | 3.13 | 2 | 0.65 | 16.92 | 22.7 | 0.23333 | 317.9021 | 272.37 | 0.48849 | 0.19901 | 1
9415 | 06E25G12H13D05M01W02 | 3.43 | 2.18 | 0.65 | 16.92 | 23.18 | 0.31111 | 340.4629 | 275.94 | 0.44246 | 0.18207 | 1
9416 | 06E25G12H13D05M01W03 | 3.43 | 2.18 | 0.65 | 12.13 | 18.39 | 0.31111 | 340.4629 | 209.58 | 0.44246 | 0.35109 | 2
9417 | 06E25G12H13D07M01W02 | 3.51 | 2.24 | 0.65 | 16.92 | 23.32 | 0.31111 | 348.6669 | 276.99 | 0.42711 | 0.17713 | 1
9418 | 06E25G12H13D07M01W03 | 3.51 | 2.24 | 0.65 | 12.13 | 18.53 | 0.31111 | 348.6669 | 210.63 | 0.42711 | 0.34615 | 1
9419 | 06E25G12H13D07M01W04 | 3.51 | 2.24 | 0.65 | 8.84 | 15.24 | 0.31111 | 348.6669 | 164.85 | 0.42711 | 0.46224 | 2
9420 | 06E25G12H13D07M02W02 | 3.13 | 1.75 | 0.65 | 16.92 | 22.45 | 0.23333 | 295.3413 | 272.37 | 0.55243 | 0.20783 | 1
9421 | 06E25G12H14D05M01W02 | 3.94 | 2.62 | 0.65 | 16.92 | 24.13 | 0.31111 | 397.8904 | 281.4 | 0.32992 | 0.14855
9422 | 06E25G12H14D05M01W03 | 3.94 | 2.62 | 0.65 | 12.13 | 19.34 | 0.31111 | 397.8904 | 215.04 | 0.32992 | 0.31757 | 1
9423 | 06E25G12H14D07M01W02 | 4.04 | 2.7 | 0.65 | 16.92 | 24.31 | 0.38889 | 406.0943 | 282.66 | 0.30946 | 0.1422
9424 | 06E25G12H14D07M01W03 | 4.04 | 2.7 | 0.65 | 12.13 | 19.52 | 0.38889 | 406.0943 | 216.3 | 0.30946 | 0.31122 | 1
9425 | 06E25G12H14D07M01W04 | 4.04 | 2.7 | 0.65 | 8.84 | 16.23 | 0.38889 | 406.0943 | 170.52 | 0.30946 | 0.42731 | 1
9426 | 06E25G12H14D07M02W02 | 3.59 | 2.11 | 0.65 | 16.92 | 23.27 | 0.23333 | 344.5649 | 277.2 | 0.46036 | 0.1789 | 1
9427 | 07E07G04H01D01M01W01 | 7.9 | 4.74 | 0.82 | 18.08 | 31.54 | 0.46667 | 451.2159 | 342.72 | 0 | 0 |  | 0.11368 | 293.6848 | 303.9427 | 0.02381 | 208.5304 | 242.2443
9428 | 07E07G11H01D01M01W01 | 6.84 | 1.65 | 0.82 | 18.08 | 27.39 | 0 | 287.1374 | 330.33 | 0.6519 | 0.13158
9429 | 07E07G11H04D01M01W01 | 6.74 | 1.52 | 0.82 | 18.08 | 27.16 | 0 | 254.3217 | 331.59 | 0.67932 | 0.13887
9430 | 07E07G11H07D01M01W01 | 6.68 | 1.65 | 0.82 | 18.08 | 27.23 | 0 | 287.1374 | 328.44 | 0.6519 | 0.13665
9431 | 07E07G11H07D04M01W01 | 7.31 | 1.82 | 0.82 | 18.08 | 28.03 | 0 | 305.5962 | 335.58 | 0.61603 | 0.11129
9432 | 07E07G11H07D04M01W02 | 7.31 | 1.83 | 0.82 | 16.74 | 26.7 | 0 | 305.5962 | 316.89 | 0.61392 | 0.15346 | 1
9433 | 07E07G11H07D05M01W01 | 6.22 | 1.45 | 0.82 | 18.08 | 26.57 | 0 | 272.7805 | 322.98 | 0.69409 | 0.15758 | 1
9434 | 07E07G11H07D05M01W02 | 6.22 | 1.46 | 0.82 | 16.74 | 25.24 | 0 | 272.7805 | 304.29 | 0.69198 | 0.19975 | 1
9435 | 07E07G11H07D05M01W03 | 6.22 | 1.46 | 0.82 | 11.95 | 20.45 | 0 | 272.7805 | 237.72 | 0.69198 | 0.35162 | 2
9436 | 07E07G11H07D06M01W01 | 5.52 | 1.22 | 0.82 | 18.08 | 25.64 | 0 | 250.2197 | 315 | 0.74262 | 0.18706 | 1
9437 | 07E07G11H07D06M01W02 | 5.52 | 1.22 | 0.82 | 16.74 | 24.3 | 0 | 250.2197 | 296.31 | 0.74262 | 0.22955 | 1
9438 | 07E07G11H07D06M01W03 | 5.52 | 1.22 | 0.82 | 11.95 | 19.51 | 0 | 250.2197 | 229.74 | 0.74262 | 0.38142 | 2
9439 | 07E07G11H07D07M01W01 | 6.4 | 1.53 | 0.82 | 18.08 | 26.83 | 0 | 276.8825 | 325.08 | 0.67722 | 0.14933
9440 | 07E07G11H07D07M01W02 | 6.4 | 1.53 | 0.82 | 16.74 | 25.49 | 0 | 276.8825 | 306.39 | 0.67722 | 0.19182 | 1
9441 | 07E07G11H07D07M01W03 | 6.4 | 1.53 | 0.82 | 11.95 | 20.7 | 0 | 276.8825 | 239.82 | 0.67722 | 0.34369 | 1
9442 | 07E07G11H07D07M01W04 | 6.4 | 1.53 | 0.82 | 8.72 | 17.47 | 0 | 276.8825 | 194.88 | 0.67722 | 0.4461 | 2
9443 | 07E07G11H07D07M02W02 | 6.16 | 1.09 | 0.82 | 16.74 | 24.81 | 0 | 250.2197 | 303.66 | 0.77004 | 0.21338 | 1
9444 | 07E07G11H08D01M01W01 | 5.9 | 1.66 | 0.82 | 18.08 | 26.46 | 0 | 287.1374 | 318.36 | 0.64979 | 0.16107 | 1
9445 | 07E07G11H08D05M01W01 | 5.49 | 1.46 | 0.82 | 18.08 | 25.85 | 0 | 272.7805 | 313.74 | 0.69198 | 0.18041 | 1
9446 | 07E07G11H08D05M01W02 | 5.49 | 1.46 | 0.82 | 16.74 | 24.51 | 0 | 272.7805 | 295.05 | 0.69198 | 0.22289 | 1
9447 | 07E07G11H08D05M01W03 | 5.49 | 1.46 | 0.82 | 11.95 | 19.72 | 0 | 272.7805 | 228.48 | 0.69198 | 0.37476 | 2
9448 | 07E07G11H08D06M01W01 | 4.88 | 1.22 | 0.82 | 18.08 | 25 | 0 | 250.2197 | 306.6 | 0.74262 | 0.20736 | 1
9449 | 07E07G11H08D06M01W02 | 4.88 | 1.22 | 0.82 | 16.74 | 23.66 | 0 | 250.2197 | 287.91 | 0.74262 | 0.24984 | 1
9450 | 07E07G11H08D06M01W03 | 4.88 | 1.22 | 0.82 | 11.95 | 18.87 | 0 | 250.2197 | 221.34 | 0.74262 | 0.40171 | 2
9451 | 07E07G11H08D07M01W01 | 5.65 | 1.53 | 0.82 | 18.08 | 26.08 | 0 | 276.8825 | 315.42 | 0.67722 | 0.17311 | 1
9452 | 07E07G11H08D07M01W02 | 5.65 | 1.53 | 0.82 | 16.74 | 24.74 | 0 | 276.8825 | 296.73 | 0.67722 | 0.2156 | 1
9453 | 07E07G11H08D07M01W03 | 5.65 | 1.53 | 0.82 | 11.95 | 19.95 | 0 | 276.8825 | 230.16 | 0.67722 | 0.36747 | 2
9454 | 07E07G11H08D07M01W04 | 5.65 | 1.53 | 0.82 | 8.72 | 16.72 | 0 | 276.8825 | 185.22 | 0.67722 | 0.46988 | 2
9455 | 07E07G11H08D07M02W02 | 5.44 | 1.09 | 0.82 | 16.74 | 24.09 | 0 | 250.2197 | 294.21 | 0.77004 | 0.23621 | 1
9456 | 07E07G11H09D01M01W01 | 5.68 | 1.66 | 0.82 | 18.08 | 26.24 | 0 | 287.1374 | 315.42 | 0.64979 | 0.16804 | 1
9457 | 07E07G11H09D05M01W01 | 5.29 | 1.46 | 0.82 | 18.08 | 25.65 | 0 | 272.7805 | 311.01 | 0.69198 | 0.18675 | 1
9458 | 07E07G11H09D05M01W02 | 5.29 | 1.46 | 0.82 | 16.74 | 24.31 | 0 | 272.7805 | 292.32 | 0.69198 | 0.22923 | 1
9459 | 07E07G11H09D05M01W03 | 5.29 | 1.46 | 0.82 | 11.95 | 19.52 | 0 | 272.7805 | 225.75 | 0.69198 | 0.3811 | 2
9460 | 07E07G11H09D07M01W01 | 5.44 | 1.53 | 0.82 | 18.08 | 25.87 | 0 | 276.8825 | 312.69 | 0.67722 | 0.17977 | 1
9461 | 07E07G11H09D07M01W02 | 5.44 | 1.53 | 0.82 | 16.74 | 24.53 | 0 | 276.8825 | 294 | 0.67722 | 0.22226 | 1
9462 | 07E07G11H09D07M01W03 | 5.44 | 1.53 | 0.82 | 11.95 | 19.74 | 0 | 276.8825 | 227.43 | 0.67722 | 0.37413 | 2
9463 | 07E07G11H09D07M01W04 | 5.44 | 1.53 | 0.82 | 8.72 | 16.51 | 0 | 276.8825 | 182.49 | 0.67722 | 0.47654 | 2
9464 | 07E07G11H09D07M02W02 | 5.24 | 1.1 | 0.82 | 16.74 | 23.9 | 0 | 250.2197 | 291.69 | 0.76793 | 0.24223 | 1
9465 | 07E07G11H10D01M01W01 | 6.68 | 1.55 | 0.82 | 18.08 | 27.13 | 0 | 283.0355 | 328.23 | 0.673 | 0.13982
9466 | 07E07G11H10D05M01W01 | 6.22 | 1.36 | 0.82 | 18.08 | 26.48 | 0 | 266.6276 | 322.98 | 0.71308 | 0.16043 | 1
9467 | 07E07G11H10D05M01W02 | 6.22 | 1.36 | 0.82 | 16.74 | 25.14 | 0 | 266.6276 | 304.29 | 0.71308 | 0.20292 | 1
9468 | 07E07G11H10D05M01W03 | 6.22 | 1.36 | 0.82 | 11.95 | 20.35 | 0 | 266.6276 | 237.72 | 0.71308 | 0.35479 | 2
9469 | 07E07G11H10D07M01W01 | 6.4 | 1.43 | 0.82 | 18.08 | 26.73 | 0 | 272.7805 | 325.08 | 0.69831 | 0.1525 | 1
9470 | 07E07G11H10D07M01W02 | 6.4 | 1.43 | 0.82 | 16.74 | 25.39 | 0 | 272.7805 | 306.39 | 0.69831 | 0.19499 | 1
9471 | 07E07G11H10D07M01W03 | 6.4 | 1.43 | 0.82 | 11.95 | 20.6 | 0 | 272.7805 | 239.82 | 0.69831 | 0.34686 | 1
9472 | 07E07G11H10D07M01W04 | 6.4 | 1.43 | 0.82 | 8.72 | 17.37 | 0 | 272.7805 | 194.88 | 0.69831 | 0.44927 | 2
9473 | 07E07G11H10D07M02W02 | 6.16 | 1.03 | 0.82 | 16.74 | 24.75 | 0 | 246.1178 | 303.45 | 0.7827 | 0.21528 | 1
9474 | 07E07G11H11D01M01W01 | 6.68 | 1.54 | 0.82 | 18.08 | 27.12 | 0 | 283.0355 | 328.23 | 0.67511 | 0.14014
9475 | 07E07G11H11D05M01W01 | 6.22 | 1.36 | 0.82 | 18.08 | 26.48 | 0 | 266.6276 | 322.98 | 0.71308 | 0.16043 | 1
9476 | 07E07G11H11D05M01W02 | 6.22 | 1.36 | 0.82 | 16.74 | 25.14 | 0 | 266.6276 | 304.29 | 0.71308 | 0.20292 | 1
9477 | 07E07G11H11D05M01W03 | 6.22 | 1.36 | 0.82 | 11.95 | 20.35 | 0 | 266.6276 | 237.72 | 0.71308 | 0.35479 | 2
9478 | 07E07G11H11D06M01W01 | 5.52 | 1.14 | 0.82 | 18.08 | 25.56 | 0 | 246.1178 | 315 | 0.75949 | 0.1896 | 1
9479 | 07E07G11H11D06M01W02 | 5.52 | 1.14 | 0.82 | 16.74 | 24.22 | 0 | 246.1178 | 296.31 | 0.75949 | 0.23209 | 1
9480 | 07E07G11H11D06M01W03 | 5.52 | 1.14 | 0.82 | 11.95 | 19.43 | 0 | 246.1178 | 229.74 | 0.75949 | 0.38396 | 2
9481 | 07E07G11H11D07M01W01 | 6.4 | 1.43 | 0.82 | 18.08 | 26.73 | 0 | 272.7805 | 325.08 | 0.69831 | 0.1525 | 1
9482 | 07E07G11H11D07M01W02 | 6.4 | 1.43 | 0.82 | 16.74 | 25.39 | 0 | 272.7805 | 306.39 | 0.69831 | 0.19499 | 1
9483 | 07E07G11H11D07M01W03 | 6.4 | 1.43 | 0.82 | 11.95 | 20.6 | 0 | 272.7805 | 239.82 | 0.69831 | 0.34686 | 1
9484 | 07E07G11H11D07M01W04 | 6.4 | 1.43 | 0.82 | 8.72 | 17.37 | 0 | 272.7805 | 194.88 | 0.69831 | 0.44927 | 2
9485 | 07E07G11H11D07M02W02 | 6.16 | 1.03 | 0.82 | 16.74 | 24.75 | 0 | 246.1178 | 303.45 | 0.7827 | 0.21528 | 1
9486 | 07E07G11H12D01M01W01 | 5.79 | 1.29 | 0.82 | 18.08 | 25.98 | 0 | 242.0158 | 319.2 | 0.72785 | 0.17628 | 1
9487 | 07E07G11H12D05M01W01 | 5.39 | 1.13 | 0.82 | 18.08 | 25.42 | 0 | 227.659 | 314.58 | 0.7616 | 0.19404 | 1
9488 | 07E07G11H12D05M01W02 | 5.39 | 1.13 | 0.82 | 16.74 | 24.08 | 0 | 227.659 | 295.89 | 0.7616 | 0.23653 | 1
9489 | 07E07G11H12D05M01W03 | 5.39 | 1.13 | 0.82 | 11.95 | 19.29 | 0 | 227.659 | 229.32 | 0.7616 | 0.3884 | 2
9490 | 07E07G11H12D07M01W01 | 5.54 | 1.19 | 0.82 | 18.08 | 25.63 | 0 | 231.7609 | 316.47 | 0.74895 | 0.18738 | 1
9491 | 07E07G11H12D07M01W02 | 5.54 | 1.19 | 0.82 | 16.74 | 24.29 | 0 | 231.7609 | 297.78 | 0.74895 | 0.22987 | 1
9492 | 07E07G11H12D07M01W03 | 5.54 | 1.19 | 0.82 | 11.95 | 19.5 | 0 | 231.7609 | 231.21 | 0.74895 | 0.38174 | 2
9493 | 07E07G11H12D07M01W04 | 5.54 | 1.19 | 0.82 | 8.72 | 16.27 | 0 | 231.7609 | 186.27 | 0.74895 | 0.48415 | 2
9494 | 07E07G11H12D07M02W02 | 5.33 | 0.86 | 0.82 | 16.74 | 23.75 | 0 | 211.2511 | 295.26 | 0.81857 | 0.24699 | 1
9495 | 07E07G11H13D01M01W01 | 5.78 | 1.13 | 0.82 | 18.08 | 25.81 | 0 | 231.7609 | 319.2 | 0.7616 | 0.18167 | 1
9496 | 07E07G11H13D05M01W01 | 5.39 | 0.99 | 0.82 | 18.08 | 25.28 | 0 | 219.455 | 314.58 | 0.79114 | 0.19848 | 1
9497 | 07E07G11H13D05M01W02 | 5.39 | 0.99 | 0.82 | 16.74 | 23.94 | 0 | 219.455 | 295.89 | 0.79114 | 0.24096 | 1
9498 | 07E07G11H13D05M01W03 | 5.39 | 0.99 | 0.82 | 11.95 | 19.15 | 0 | 219.455 | 229.32 | 0.79114 | 0.39283 | 2
9499 | 07E07G11H13D07M01W01 | 5.54 | 1.04 | 0.82 | 18.08 | 25.48 | 0 | 223.557 | 316.47 | 0.78059 | 0.19214 | 1
9500 | 07E07G11H13D07M01W02 | 5.54 | 1.04 | 0.82 | 16.74 | 24.14 | 0 | 223.557 | 297.78 | 0.78059 | 0.23462 | 1
9501 | 07E07G11H13D07M01W03 | 5.54 | 1.04 | 0.82 | 11.95 | 19.35 | 0 | 223.557 | 231.21 | 0.78059 | 0.38649 | 2
9502 | 07E07G11H13D07M01W04 | 5.54 | 1.04 | 0.82 | 8.72 | 16.12 | 0 | 223.557 | 186.27 | 0.78059 | 0.4889 | 2
9503 | 07E07G11H13D07M02W02 | 5.33 | 0.75 | 0.82 | 16.74 | 23.64 | 0 | 207.1491 | 295.26 | 0.84177 | 0.25048 | 1
9504 | 07E07G11H14D01M01W01 | 6.68 | 1.36 | 0.82 | 18.08 | 26.94 | 0 | 270.7296 | 328.23 | 0.71308 | 0.14585
9505 | 07E07G11H14D05M01W01 | 6.22 | 1.2 | 0.82 | 18.08 | 26.32 | 0 | 258.4237 | 322.98 | 0.74684 | 0.1655 | 1
9506 | 07E07G11H14D05M01W02 | 6.22 | 1.2 | 0.82 | 16.74 | 24.98 | 0 | 258.4237 | 304.29 | 0.74684 | 0.20799 | 1
9507 | 07E07G11H14D05M01W03 | 6.22 | 1.2 | 0.82 | 11.95 | 20.19 | 0 | 258.4237 | 237.72 | 0.74684 | 0.35986 | 2
9508 | 07E07G11H14D07M01W01 | 6.39 | 1.26 | 0.82 | 18.08 | 26.55 | 0 | 262.5256 | 325.08 | 0.73418 | 0.15821 | 1
9509 | 07E07G11H14D07M01W02 | 6.39 | 1.26 | 0.82 | 16.74 | 25.21 | 0 | 262.5256 | 306.39 | 0.73418 | 0.2007 | 1
9510 | 07E07G11H14D07M01W03 | 6.39 | 1.26 | 0.82 | 11.95 | 20.42 | 0 | 262.5256 | 239.82 | 0.73418 | 0.35257 | 2
9511 | 07E07G11H14D07M01W04 | 6.39 | 1.26 | 0.82 | 8.72 | 17.19 | 0 | 262.5256 | 194.88 | 0.73418 | 0.45498 | 2
9512 | 07E07G11H14D07M02W02 | 6.16 | 0.91 | 0.82 | 16.74 | 24.63 | 0 | 239.9648 | 303.45 | 0.80802 | 0.21909 | 1
9513 | 07E17G10H07D04M01W02 | 6.06 | 2.48 | 0.82 | 16.74 | 26.1 | 0.15556 | 322.0041 | 302.4 | 0.47679 | 0.17248 | 1
9514 | 07E17G10H07D05M01W02 | 5.1 | 2.01 | 0.82 | 16.74 | 24.67 | 0.077778 | 285.0864 | 291.27 | 0.57595 | 0.21782 | 1
9515 | 07E17G10H07D05M01W03 | 5.1 | 2.01 | 0.82 | 11.95 | 19.88 | 0.077778 | 285.0864 | 224.7 | 0.57595 | 0.36969 | 2
9516 | 07E17G10H07D06M01W02 | 4.51 | 1.71 | 0.82 | 16.74 | 23.78 | 0.077778 | 260.4747 | 284.55 | 0.63924 | 0.24604 | 1
9517 | 07E17G10H07D06M01W03 | 4.51 | 1.71 | 0.82 | 11.95 | 18.99 | 0.077778 | 260.4747 | 217.98 | 0.63924 | 0.39791 | 2
9518 | 07E17G10H07D07M01W02 | 5.25 | 2.11 | 0.82 | 16.74 | 24.92 | 0.077778 | 293.2904 | 293.16 | 0.55485 | 0.20989 | 1
9519 | 07E17G10H07D07M01W03 | 5.25 | 2.11 | 0.82 | 11.95 | 20.13 | 0.077778 | 293.2904 | 226.59 | 0.55485 | 0.36176 | 2
9520 | 07E17G10H07D07M01W04 | 5.25 | 2.11 | 0.82 | 8.72 | 16.9 | 0.077778 | 293.2904 | 181.65 | 0.55485 | 0.46417 | 2
9521 | 07E17G10H07D07M02W02 | 4.99 | 1.51 | 0.82 | 16.74 | 24.06 | 0 | 258.4237 | 290.01 | 0.68143 | 0.23716 | 1
9522 | 07E17G10H08D05M01W02 | 4.51 | 2.01 | 0.82 | 16.74 | 24.08 | 0.077778 | 285.0864 | 283.71 | 0.57595 | 0.23653 | 1
9523 | 07E17G10H08D05M01W03 | 4.51 | 2.01 | 0.82 | 11.95 | 19.29 | 0.077778 | 285.0864 | 217.14 | 0.57595 | 0.3884 | 2
9524 | 07E17G10H08D06M01W02 | 3.98 | 1.71 | 0.82 | 16.74 | 23.25 | 0.077778 | 260.4747 | 277.62 | 0.63924 | 0.26284 | 1
9525 | 07E17G10H08D06M01W03 | 3.98 | 1.71 | 0.82 | 11.95 | 18.46 | 0.077778 | 260.4747 | 211.05 | 0.63924 | 0.41471 | 2
9526 | 07E17G10H08D07M01W02 | 4.64 | 2.11 | 0.82 | 16.74 | 24.31 | 0.077778 | 293.2904 | 285.18 | 0.55485 | 0.22923 | 1
9527 | 07E17G10H08D07M01W03 | 4.64 | 2.11 | 0.82 | 11.95 | 19.52 | 0.077778 | 293.2904 | 218.61 | 0.55485 | 0.3811 | 2
9528 | 07E17G10H08D07M01W04 | 4.64 | 2.11 | 0.82 | 8.72 | 16.29 | 0.077778 | 293.2904 | 173.67 | 0.55485 | 0.48351 | 2
9529 | 07E17G10H08D07M02W02 | 4.41 | 1.51 | 0.82 | 16.74 | 23.48 | 0 | 258.4237 | 282.45 | 0.68143 | 0.25555 | 1
9530 | 07E17G10H09D05M01W02 | 4.34 | 2.01 | 0.82 | 16.74 | 23.91 | 0.077778 | 285.0864 | 281.61 | 0.57595 | 0.24192 | 1
9531 | 07E17G10H09D05M01W03 | 4.34 | 2.01 | 0.82 | 11.95 | 19.12 | 0.077778 | 285.0864 | 215.04 | 0.57595 | 0.39379 | 2
9532 | 07E17G10H09D07M01W02 | 4.47 | 2.11 | 0.82 | 16.74 | 24.14 | 0.077778 | 293.2904 | 283.08 | 0.55485 | 0.23462 | 1
9533 | 07E17G10H09D07M01W03 | 4.47 | 2.11 | 0.82 | 11.95 | 19.35 | 0.077778 | 293.2904 | 216.51 | 0.55485 | 0.38649 | 2
9534 | 07E17G10H09D07M01W04 | 4.47 | 2.11 | 0.82 | 8.72 | 16.12 | 0.077778 | 293.2904 | 171.57 | 0.55485 | 0.4889 | 2
9535 | 07E17G10H09D07M02W02 | 4.25 | 1.51 | 0.82 | 16.74 | 23.32 | 0 | 258.4237 | 280.35 | 0.68143 | 0.26062 | 1
9536 | 07E17G10H10D05M01W02 | 5.1 | 1.88 | 0.82 | 16.74 | 24.54 | 0.077778 | 278.9335 | 291.27 | 0.60338 | 0.22194 | 1
9537 | 07E17G10H10D05M01W03 | 5.1 | 1.88 | 0.82 | 11.95 | 19.75 | 0.077778 | 278.9335 | 224.7 | 0.60338 | 0.37381 | 2
9538 | 07E17G10H10D07M01W02 | 5.25 | 1.97 | 0.82 | 16.74 | 24.78 | 0.077778 | 285.0864 | 293.16 | 0.58439 | 0.21433 | 1
9539 | 07E17G10H10D07M01W03 | 5.25 | 1.97 | 0.82 | 11.95 | 19.99 | 0.077778 | 285.0864 | 226.59 | 0.58439 | 0.3662 | 2
9540 | 07E17G10H10D07M01W04 | 5.25 | 1.97 | 0.82 | 8.72 | 16.76 | 0.077778 | 285.0864 | 181.65 | 0.58439 | 0.46861 | 2
9541 | 07E17G10H10D07M02W02 | 4.99 | 1.4 | 0.82 | 16.74 | 23.95 | 0 | 252.2707 | 290.01 | 0.70464 | 0.24065 | 1
9542 | 07E17G10H11D05M01W02 | 5.1 | 1.87 | 0.82 | 16.74 | 24.53 | 0.077778 | 278.9335 | 291.27 | 0.60549 | 0.22226 | 1
9543 | 07E17G10H11D05M01W03 | 5.1 | 1.87 | 0.82 | 11.95 | 19.74 | 0.077778 | 278.9335 | 224.7 | 0.60549 | 0.37413 | 2
9544 | 07E17G10H11D06M01W02 | 4.51 | 1.6 | 0.82 | 16.74 | 23.67 | 0.077778 | 254.3217 | 284.55 | 0.66245 | 0.24952 | 1
9545 | 07E17G10H11D06M01W03 | 4.51 | 1.6 | 0.82 | 11.95 | 18.88 | 0.077778 | 254.3217 | 217.98 | 0.66245 | 0.4014 | 2
9546 | 07E17G10H11D07M01W02 | 5.25 | 1.96 | 0.82 | 16.74 | 24.77 | 0.077778 | 285.0864 | 293.16 | 0.5865 | 0.21465 | 1
9547 | 07E17G10H11D07M01W03 | 5.25 | 1.96 | 0.82 | 11.95 | 19.98 | 0.077778 | 285.0864 | 226.59 | 0.5865 | 0.36652 | 2
9548 | 07E17G10H11D07M01W04 | 5.25 | 1.96 | 0.82 | 8.72 | 16.75 | 0.077778 | 285.0864 | 181.65 | 0.5865 | 0.46893 | 2
9549 | 07E17G10H11D07M02W02 | 4.99 | 1.4 | 0.82 | 16.74 | 23.95 | 0 | 252.2707 | 290.01 | 0.70464 | 0.24065 | 1
9550 | 07E17G10H12D05M01W02 | 4.42 | 1.56 | 0.82 | 16.74 | 23.54 | 0.077778 | 239.9648 | 284.55 | 0.67089 | 0.25365 | 1
9551 | 07E17G10H12D05M01W03 | 4.42 | 1.56 | 0.82 | 11.95 | 18.75 | 0.077778 | 239.9648 | 217.98 | 0.67089 | 0.40552 | 2
9552 | 07E17G10H12D07M01W02 | 4.55 | 1.64 | 0.82 | 16.74 | 23.75 | 0.077778 | 244.0668 | 286.02 | 0.65401 | 0.24699 | 1
9553 | 07E17G10H12D07M01W03 | 4.55 | 1.64 | 0.82 | 11.95 | 18.96 | 0.077778 | 244.0668 | 219.45 | 0.65401 | 0.39886 | 2
9554 | 07E17G10H12D07M01W04 | 4.55 | 1.64 | 0.82 | 8.72 | 15.73 | 0.077778 | 244.0668 | 174.51 | 0.65401 | 0.50127 | 2
9555 | 07E17G10H12D07M02W02 | 4.33 | 1.17 | 0.82 | 16.74 | 23.06 | 0 | 219.455 | 283.29 | 0.75316 | 0.26886 | 1
9556 | 07E17G10H13D05M01W02 | 4.42 | 1.37 | 0.82 | 16.74 | 23.35 | 0.077778 | 229.7099 | 284.55 | 0.71097 | 0.25967 | 1
9557 | 07E17G10H13D05M01W03 | 4.42 | 1.37 | 0.82 | 11.95 | 18.56 | 0.077778 | 229.7099 | 217.98 | 0.71097 | 0.41154 | 2
9558 | 07E17G10H13D07M01W02 | 4.55 | 1.43 | 0.82 | 16.74 | 23.54 | 0.077778 | 233.8119 | 286.02 | 0.69831 | 0.25365 | 1
9559 | 07E17G10H13D07M01W03 | 4.55 | 1.43 | 0.82 | 11.95 | 18.75 | 0.077778 | 233.8119 | 219.45 | 0.69831 | 0.40552 | 2
9560 | 07E17G10H13D07M01W04 | 4.55 | 1.43 | 0.82 | 8.72 | 15.52 | 0.077778 | 233.8119 | 174.51 | 0.69831 | 0.50793 | 2
9561 | 07E17G10H13D07M02W02 | 4.33 | 1.02 | 0.82 | 16.74 | 22.91 | 0 | 211.2511 | 283.29 | 0.78481 | 0.27362 | 1
9562 | 07E17G10H14D05M01W02 | 5.1 | 1.65 | 0.82 | 16.74 | 24.31 | 0.077778 | 266.6276 | 291.27 | 0.6519 | 0.22923 | 1
9563 | 07E17G10H14D05M01W03 | 5.1 | 1.65 | 0.82 | 11.95 | 19.52 | 0.077778 | 266.6276 | 224.7 | 0.6519 | 0.3811 | 2
9564 | 07E17G10H14D07M01W02 | 5.25 | 1.73 | 0.82 | 16.74 | 24.54 | 0.077778 | 270.7296 | 293.16 | 0.63502 | 0.22194 | 1
9565 | 07E17G10H14D07M01W03 | 5.25 | 1.73 | 0.82 | 11.95 | 19.75 | 0.077778 | 270.7296 | 226.59 | 0.63502 | 0.37381 | 2
9566 | 07E17G10H14D07M01W04 | 5.25 | 1.73 | 0.82 | 8.72 | 16.52 | 0.077778 | 270.7296 | 181.65 | 0.63502 | 0.47622 | 2
9567 | 07E17G10H14D07M02W02 | 4.99 | 1.23 | 0.82 | 16.74 | 23.78 | 0 | 244.0668 | 290.01 | 0.74051 | 0.24604 | 1
9568 | 07E17G11H07D04M01W02 | 7.15 | 1.4 | 0.82 | 16.74 | 26.11 | 0 | 280.9845 | 315 | 0.70464 | 0.17216 | 1
9569 | 07E17G11H07D05M01W02 | 6.07 | 1.11 | 0.82 | 16.74 | 24.74 | 0 | 252.2707 | 302.61 | 0.76582 | 0.2156 | 1
9570 | 07E17G11H07D05M01W03 | 6.07 | 1.11 | 0.82 | 11.95 | 19.95 | 0 | 252.2707 | 236.04 | 0.76582 | 0.36747 | 2
9571 | 07E17G11H07D06M01W02 | 5.37 | 0.93 | 0.82 | 16.74 | 23.86 | 0 | 231.7609 | 294.42 | 0.8038 | 0.2435 | 1
9572 | 07E17G11H07D06M01W03 | 5.37 | 0.93 | 0.82 | 11.95 | 19.07 | 0 | 231.7609 | 227.85 | 0.8038 | 0.39537 | 2
9573 | 07E17G11H07D07M01W02 | 6.25 | 1.17 | 0.82 | 16.74 | 24.98 | 0 | 256.3727 | 304.5 | 0.75316 | 0.20799 | 1
9574 | 07E17G11H07D07M01W03 | 6.25 | 1.17 | 0.82 | 11.95 | 20.19 | 0 | 256.3727 | 237.93 | 0.75316 | 0.35986 | 2
9575 | 07E17G11H07D07M01W04 | 6.25 | 1.17 | 0.82 | 8.72 | 16.96 | 0 | 256.3727 | 192.99 | 0.75316 | 0.46227 | 2
9576 | 07E17G11H07D07M02W02 | 6.02 | 0.74 | 0.82 | 16.74 | 24.32 | 0 | 229.7099 | 301.98 | 0.84388 | 0.22892 | 1
9577 | 07E17G11H08D05M01W02 | 5.36 | 1.11 | 0.82 | 16.74 | 24.03 | 0 | 252.2707 | 293.37 | 0.76582 | 0.23811 | 1
9578 | 07E17G11H08D05M01W03 | 5.36 | 1.11 | 0.82 | 11.95 | 19.24 | 0 | 252.2707 | 226.8 | 0.76582 | 0.38998 | 2
9579 | 07E17G11H08D06M01W02 | 4.74 | 0.93 | 0.82 | 16.74 | 23.23 | 0 | 231.7609 | 286.44 | 0.8038 | 0.26347 | 1
9580 | 07E17G11H08D06M01W03 | 4.74 | 0.93 | 0.82 | 11.95 | 18.44 | 0 | 231.7609 | 219.87 | 0.8038 | 0.41535 | 2
9581 | 07E17G11H08D07M01W02 | 5.52 | 1.17 | 0.82 | 16.74 | 24.25 | 0 | 256.3727 | 295.26 | 0.75316 | 0.23114 | 1
9582 | 07E17G11H08D07M01W03 | 5.52 | 1.17 | 0.82 | 11.95 | 19.46 | 0 | 256.3727 | 228.69 | 0.75316 | 0.38301 | 2
9583 | 07E17G11H08D07M01W04 | 5.52 | 1.17 | 0.82 | 8.72 | 16.23 | 0 | 256.3727 | 183.75 | 0.75316 | 0.48542 | 2
9584 | 07E17G11H08D07M02W02 | 5.32 | 0.74 | 0.82 | 16.74 | 23.62 | 0 | 229.7099 | 292.95 | 0.84388 | 0.25111 | 1
9585 | 07E17G11H09D05M01W02 | 5.16 | 1.11 | 0.82 | 16.74 | 23.83 | 0 | 252.2707 | 290.85 | 0.76582 | 0.24445 | 1
9586 | 07E17G11H09D05M01W03 | 5.16 | 1.11 | 0.82 | 11.95 | 19.04 | 0 | 252.2707 | 224.28 | 0.76582 | 0.39632 | 2
9587 | 07E17G11H09D07M01W02 | 5.31 | 1.17 | 0.82 | 16.74 | 24.04 | 0 | 256.3727 | 292.53 | 0.75316 | 0.23779 | 1
9588 | 07E17G11H09D07M01W03 | 5.31 | 1.17 | 0.82 | 11.95 | 19.25 | 0 | 256.3727 | 225.96 | 0.75316 | 0.38966 | 2
9589 | 07E17G11H09D07M01W04 | 5.31 | 1.17 | 0.82 | 8.72 | 16.02 | 0 | 256.3727 | 181.02 | 0.75316 | 0.49207 | 2
9590 | 07E17G11H09D07M02W02 | 5.12 | 0.74 | 0.82 | 16.74 | 23.42 | 0 | 229.7099 | 290.43 | 0.84388 | 0.25745 | 1
9591 | 07E17G11H10D05M01W02 | 6.07 | 1.04 | 0.82 | 16.74 | 24.67 | 0 | 248.1688 | 302.61 | 0.78059 | 0.21782 | 1
9592 | 07E17G11H10D05M01W03 | 6.07 | 1.04 | 0.82 | 11.95 | 19.88 | 0 | 248.1688 | 236.04 | 0.78059 | 0.36969 | 2
9593 | 07E17G11H10D07M01W02 | 6.25 | 1.09 | 0.82 | 16.74 | 24.9 | 0 | 252.2707 | 304.5 | 0.77004 | 0.21053 | 1
9594 | 07E17G11H10D07M01W03 | 6.25 | 1.09 | 0.82 | 11.95 | 20.11 | 0 | 252.2707 | 237.93 | 0.77004 | 0.3624 | 2
9595 | 07E17G11H10D07M01W04 | 6.25 | 1.09 | 0.82 | 8.72 | 16.88 | 0 | 252.2707 | 192.99 | 0.77004 | 0.46481 | 2
9596 | 07E17G11H10D07M02W02 | 6.02 | 0.69 | 0.82 | 16.74 | 24.27 | 0 | 227.659 | 301.98 | 0.85443 | 0.2305 | 1
9597 | 07E17G11H11D05M01W02 | 6.07 | 1.03 | 0.82 | 16.74 | 24.66 | 0 | 248.1688 | 302.61 | 0.7827 | 0.21814 | 1
9598 | 07E17G11H11D05M01W03 | 6.07 | 1.03 | 0.82 | 11.95 | 19.87 | 0 | 248.1688 | 236.04 | 0.7827 | 0.37001 | 2
9599 | 07E17G11H11D06M01W02 | 5.37 | 0.86 | 0.82 | 16.74 | 23.79 | 0 | 227.659 | 294.42 | 0.81857 | 0.24572 | 1
9600 | 07E17G11H11D06M01W03 | 5.37 | 0.86 | 0.82 | 11.95 | 19 | 0 | 227.659 | 227.85 | 0.81857 | 0.39759 | 2
9601 | 07E17G11H11D07M01W02 | 6.25 | 1.09 | 0.82 | 16.74 | 24.9 | 0 | 252.2707 | 304.5 | 0.77004 | 0.21053 | 1
9602 | 07E17G11H11D07M01W03 | 6.25 | 1.09 | 0.82 | 11.95 | 20.11 | 0 | 252.2707 | 237.93 | 0.77004 | 0.3624 | 2
9603 | 07E17G11H11D07M01W04 | 6.25 | 1.09 | 0.82 | 8.72 | 16.88 | 0 | 252.2707 | 192.99 | 0.77004 | 0.46481 | 2
9604 | 07E17G11H11D07M02W02 | 6.02 | 0.69 | 0.82 | 16.74 | 24.27 | 0 | 227.659 | 301.98 | 0.85443 | 0.2305 | 1
9605 | 07E17G11H12D05M01W02 | 5.25 | 0.86 | 0.82 | 16.74 | 23.67 | 0 | 213.3021 | 294.42 | 0.81857 | 0.24952 | 1
9606 | 07E17G11H12D05M01W03 | 5.25 | 0.86 | 0.82 | 11.95 | 18.88 | 0 | 213.3021 | 227.85 | 0.81857 | 0.4014 | 2
9607 | 07E17G11H12D07M01W02 | 5.41 | 0.91 | 0.82 | 16.74 | 23.88 | 0 | 217.404 | 296.1 | 0.80802 | 0.24287 | 1
9608 | 07E17G11H12D07M01W03 | 5.41 | 0.91 | 0.82 | 11.95 | 19.09 | 0 | 217.404 | 229.53 | 0.80802 | 0.39474 | 2
9609 | 07E17G11H12D07M01W04 | 5.41 | 0.91 | 0.82 | 8.72 | 15.86 | 0 | 217.404 | 184.59 | 0.80802 | 0.49715 | 2
9610 | 07E17G11H12D07M02W02 | 5.21 | 0.58 | 0.82 | 16.74 | 23.35 | 0 | 196.8942 | 293.79 | 0.87764 | 0.25967 | 1
9611 | 07E17G11H13D05M01W02 | 5.25 | 0.75 | 0.82 | 16.74 | 23.56 | 0 | 207.1491 | 294.42 | 0.84177 | 0.25301 | 1
9612 | 07E17G11H13D05M01W03 | 5.25 | 0.75 | 0.82 | 11.95 | 18.77 | 0 | 207.1491 | 227.85 | 0.84177 | 0.40488 | 2
9613 | 07E17G11H13D07M01W02 | 5.41 | 0.79 | 0.82 | 16.74 | 23.76 | 0 | 211.2511 | 296.1 | 0.83333 | 0.24667 | 1
9614 | 07E17G11H13D07M01W03 | 5.41 | 0.79 | 0.82 | 11.95 | 18.97 | 0 | 211.2511 | 229.53 | 0.83333 | 0.39854 | 2
9615 | 07E17G11H13D07M01W04 | 5.41 | 0.79 | 0.82 | 8.72 | 15.74 | 0 | 211.2511 | 184.59 | 0.83333 | 0.50095 | 2
9616 | 07E17G11H13D07M02W02 | 5.21 | 0.5 | 0.82 | 16.74 | 23.27 | 0 | 192.7923 | 293.79 | 0.89451 | 0.26221 | 1
9617 | 07E17G11H14D05M01W02 | 6.07 | 0.91 | 0.82 | 16.74 | 24.54 | 0 | 239.9648 | 302.61 | 0.80802 | 0.22194 | 1
9618 | 07E17G11H14D05M01W03 | 6.07 | 0.91 | 0.82 | 11.95 | 19.75 | 0 | 239.9648 | 236.04 | 0.80802 | 0.37381 | 2
9619 | 07E17G11H14D07M01W02 | 6.25 | 0.96 | 0.82 | 16.74 | 24.77 | 0 | 244.0668 | 304.5 | 0.79747 | 0.21465 | 1
9620 | 07E17G11H14D07M01W03 | 6.25 | 0.96 | 0.82 | 11.95 | 19.98 | 0 | 244.0668 | 237.93 | 0.79747 | 0.36652 | 2
9621 | 07E17G11H14D07M01W04 | 6.25 | 0.96 | 0.82 | 8.72 | 16.75 | 0 | 244.0668 | 192.99 | 0.79747 | 0.46893 | 2
9622 | 07E17G11H14D07M02W02 | 6.02 | 0.61 | 0.82 | 16.74 | 24.19 | 0 | 223.557 | 301.98 | 0.87131 | 0.23304 | 1
9623 | 07E17G12H07D04M01W02 | 3.75 | 12.6 | 0.82 | 16.74 | 33.91 | 1.5556 | 818.3416 | 275.73 | -1.6582 | -0.075143
9624 | 07E17G12H07D05M01W02 | 3.08 | 10.49 | 0.82 | 16.74 | 31.13 | 1.2444 | 709.6396 | 267.96 | -1.2131 | 0.012999
9625 | 07E17G12H07D05M01W03 | 3.08 | 10.49 | 0.82 | 11.95 | 26.34 | 1.2444 | 709.6396 | 201.39 | -1.2131 | 0.16487
9626 | 07E17G12H07D06M01W02 | 2.71 | 9.25 | 0.82 | 16.74 | 29.52 | 1.1667 | 644.0082 | 263.76 | -0.95148 | 0.064046
9627 | 07E17G12H07D06M01W03 | 2.71 | 9.25 | 0.82 | 11.95 | 24.73 | 1.1667 | 644.0082 | 197.19 | -0.95148 | 0.21592
9628 | 07E17G12H07D07M01W02 | 3.17 | 10.84 | 0.82 | 16.74 | 31.57 | 1.3222 | 728.0984 | 269.01 | -1.2869 | -0.00095117
9629 | 07E17G12H07D07M01W03 | 3.17 | 10.84 | 0.82 | 11.95 | 26.78 | 1.3222 | 728.0984 | 202.44 | -1.2869 | 0.15092
9630 | 07E17G12H07D07M01W04 | 3.17 | 10.84 | 0.82 | 8.72 | 23.55 | 1.3222 | 728.0984 | 157.5 | -1.2869 | 0.25333
9631 | 07E17G12H07D07M02W02 | 2.75 | 8.98 | 0.82 | 16.74 | 29.29 | 1.1667 | 619.3964 | 264.18 | -0.89451 | 0.071338
9632 | 07E17G12H08D05M01W02 | 2.72 | 10.49 | 0.82 | 16.74 | 30.77 | 1.2444 | 709.6396 | 263.34 | -1.2131 | 0.024413
9633 | 07E17G12H08D05M01W03 | 2.72 | 10.49 | 0.82 | 11.95 | 25.98 | 1.2444 | 709.6396 | 196.77 | -1.2131 | 0.17628
9634 | 07E17G12H08D06M01W02 | 2.4 | 9.25 | 0.82 | 16.74 | 29.21 | 1.1667 | 644.0082 | 259.77 | -0.95148 | 0.073874
9635 | 07E17G12H08D06M01W03 | 2.4 | 9.25 | 0.82 | 11.95 | 24.42 | 1.1667 | 644.0082 | 193.2 | -0.95148 | 0.22575
9636 | 07E17G12H08D07M01W02 | 2.8 | 10.84 | 0.82 | 16.74 | 31.2 | 1.3222 | 728.0984 | 264.18 | -1.2869 | 0.01078
9637 | 07E17G12H08D07M01W03 | 2.8 | 10.84 | 0.82 | 11.95 | 26.41 | 1.3222 | 728.0984 | 197.61 | -1.2869 | 0.16265
9638 | 07E17G12H08D07M01W04 | 2.8 | 10.84 | 0.82 | 8.72 | 23.18 | 1.3222 | 728.0984 | 152.67 | -1.2869 | 0.26506
9639 | 07E17G12H08D07M02W02 | 2.43 | 8.98 | 0.82 | 16.74 | 28.97 | 1.1667 | 619.3964 | 259.98 | -0.89451 | 0.081484
9640 | 07E17G12H09D05M01W02 | 2.62 | 10.49 | 0.82 | 16.74 | 30.67 | 1.2444 | 709.6396 | 262.08 | -1.2131 | 0.027584
9641 | 07E17G12H09D05M01W03 | 2.62 | 10.49 | 0.82 | 11.95 | 25.88 | 1.2444 | 709.6396 | 195.51 | -1.2131 | 0.17945
9642 | 07E17G12H09D07M01W02 | 2.7 | 10.84 | 0.82 | 16.74 | 31.1 | 1.3222 | 728.0984 | 262.92 | -1.2869 | 0.013951
9643 | 07E17G12H09D07M01W03 | 2.7 | 10.84 | 0.82 | 11.95 | 26.31 | 1.3222 | 728.0984 | 196.35 | -1.2869 | 0.16582
9644 | 07E17G12H09D07M01W04 | 2.7 | 10.84 | 0.82 | 8.72 | 23.08 | 1.3222 | 728.0984 | 151.41 | -1.2869 | 0.26823
9645 | 07E17G12H09D07M02W02 | 2.34 | 8.98 | 0.82 | 16.74 | 28.88 | 1.1667 | 619.3964 | 258.72 | -0.89451 | 0.084337
9646 | 07E17G12H10D05M01W02 | 3.08 | 9.76 | 0.82 | 16.74 | 30.4 | 1.1667 | 670.671 | 267.96 | -1.0591 | 0.036145
9647 | 07E17G12H10D05M01W03 | 3.08 | 9.76 | 0.82 | 11.95 | 25.61 | 1.1667 | 670.671 | 201.39 | -1.0591 | 0.18802
9648 | 07E17G12H10D07M01W02 | 3.17 | 10.09 | 0.82 | 16.74 | 30.82 | 1.2444 | 689.1298 | 269.01 | -1.1287 | 0.022828
9649 | 07E17G12H10D07M01W03 | 3.17 | 10.09 | 0.82 | 11.95 | 26.03 | 1.2444 | 689.1298 | 202.44 | -1.1287 | 0.1747
9650 | 07E17G12H10D07M01W04 | 3.17 | 10.09 | 0.82 | 8.72 | 22.8 | 1.2444 | 689.1298 | 157.5 | -1.1287 | 0.27711
9651 | 07E17G12H10D07M02W02 | 2.75 | 8.37 | 0.82 | 16.74 | 28.68 | 1.0889 | 586.5807 | 264.18 | -0.76582 | 0.090679
9652 | 07E17G12H11D05M01W02 | 3.08 | 9.74 | 0.82 | 16.74 | 30.38 | 1.1667 | 670.671 | 267.96 | -1.0549 | 0.036779
9653 | 07E17G12H11D05M01W03 | 3.08 | 9.74 | 0.82 | 11.95 | 25.59 | 1.1667 | 670.671 | 201.39 | -1.0549 | 0.18865
9654 | 07E17G12H11D06M01W02 | 2.71 | 8.59 | 0.82 | 16.74 | 28.86 | 1.0889 | 607.0905 | 263.76 | -0.81224 | 0.084971
9655 | 07E17G12H11D06M01W03 | 2.71 | 8.59 | 0.82 | 11.95 | 24.07 | 1.0889 | 607.0905 | 197.19 | -0.81224 | 0.23684
9656 | 07E17G12H11D07M01W02 | 3.17 | 10.06 | 0.82 | 16.74 | 30.79 | 1.2444 | 687.0788 | 269.01 | -1.1224 | 0.023779
9657 | 07E17G12H11D07M01W03 | 3.17 | 10.06 | 0.82 | 11.95 | 26 | 1.2444 | 687.0788 | 202.44 | -1.1224 | 0.17565
9658 | 07E17G12H11D07M01W04 | 3.17 | 10.06 | 0.82 | 8.72 | 22.77 | 1.2444 | 687.0788 | 157.5 | -1.1224 | 0.27806
9659 | 07E17G12H11D07M02W02 | 2.75 | 8.34 | 0.82 | 16.74 | 28.65 | 1.0111 | 584.5297 | 264.18 | -0.75949 | 0.09163
9660 | 07E17G12H12D05M01W02 | 2.67 | 8.12 | 0.82 | 16.74 | 28.35 | 1.0111 | 570.1729 | 263.76 | -0.71308 | 0.10114
9661 | 07E17G12H12D05M01W03 | 2.67 | 8.12 | 0.82 | 11.95 | 23.56 | 1.0111 | 570.1729 | 197.19 | -0.71308 | 0.25301
9662 | 07E17G12H12D07M01W02 | 2.75 | 8.39 | 0.82 | 16.74 | 28.7 | 1.0111 | 584.5297 | 264.81 | -0.77004 | 0.090044
9663 | 07E17G12H12D07M01W03 | 2.75 | 8.39 | 0.82 | 11.95 | 23.91 | 1.0111 | 584.5297 | 198.24 | -0.77004 | 0.24192
9664 | 07E17G12H12D07M01W04 | 2.75 | 8.39 | 0.82 | 8.72 | 20.68 | 1.0111 | 584.5297 | 153.3 | -0.77004 | 0.34432
9665 | 07E17G12H12D07M02W02 | 2.38 | 6.96 | 0.82 | 16.74 | 26.9 | 0.85556 | 498.3885 | 260.4 | -0.46835 | 0.14711
9666 | 07E17G12H13D05M01W02 | 2.67 | 7.13 | 0.82 | 16.74 | 27.36 | 0.85556 | 516.8473 | 263.76 | -0.50422 | 0.13253
9667 | 07E17G12H13D05M01W03 | 2.67 | 7.13 | 0.82 | 11.95 | 22.57 | 0.85556 | 516.8473 | 197.19 | -0.50422 | 0.2844
9668 | 07E17G12H13D07M01W02 | 2.75 | 7.37 | 0.82 | 16.74 | 27.68 | 0.85556 | 529.1532 | 264.81 | -0.55485 | 0.12238
9669 | 07E17G12H13D07M01W03 | 2.75 | 7.37 | 0.82 | 11.95 | 22.89 | 0.85556 | 529.1532 | 198.24 | -0.55485 | 0.27425
9670 | 07E17G12H13D07M01W04 | 2.75 | 7.37 | 0.82 | 8.72 | 19.66 | 0.85556 | 529.1532 | 153.3 | -0.55485 | 0.37666
9671 | 07E17G12H13D07M02W02 | 2.38 | 6.1 | 0.82 | 16.74 | 26.04 | 0.77778 | 453.2669 | 260.4 | -0.28692 | 0.17438
9672 | 07E17G12H14D05M01W02 | 3.08 | 8.58 | 0.82 | 16.74 | 29.22 | 1.0111 | 607.0905 | 267.96 | -0.81013 | 0.073557
9673 | 07E17G12H14D05M01W03 | 3.08 | 8.58 | 0.82 | 11.95 | 24.43 | 1.0111 | 607.0905 | 201.39 | -0.81013 | 0.22543
9674 | 07E17G12H14D07M01W02 | 3.17 | 8.87 | 0.82 | 16.74 | 29.6 | 1.0889 | 623.4984 | 269.01 | -0.87131 | 0.061509
9675 | 07E17G12H14D07M01W03 | 3.17 | 8.87 | 0.82 | 11.95 | 24.81 | 1.0889 | 623.4984 | 202.44 | -0.87131 | 0.21338
9676 | 07E17G12H14D07M01W04 | 3.17 | 8.87 | 0.82 | 8.72 | 21.58 | 1.0889 | 623.4984 | 157.5 | -0.87131 | 0.31579
9677 | 07E17G12H14D07M02W02 | 2.75 | 7.35 | 0.82 | 16.74 | 27.66 | 0.93333 | 531.2042 | 264.18 | -0.55063 | 0.12302
9678 | 07E18G10H07D04M01W02 | 4.81 | 1.76 | 0.82 | 16.74 | 24.13 | 0 | 270.7296 | 287.91 | 0.62869 | 0.23494 | 1
9679 | 07E18G10H07D05M01W02 | 4 | 1.41 | 0.82 | 16.74 | 22.97 | 0 | 239.9648 | 278.46 | 0.70253 | 0.27172 | 1
9680 | 07E18G10H07D05M01W03 | 4 | 1.41 | 0.82 | 11.95 | 18.18 | 0 | 239.9648 | 211.89 | 0.70253 | 0.42359 | 2
9681 | 07E18G10H07D06M01W02 | 3.49 | 1.19 | 0.82 | 16.74 | 22.24 | 0 | 219.455 | 272.79 | 0.74895 | 0.29486 | 1
9682 | 07E18G10H07D06M01W03 | 3.49 | 1.19 | 0.82 | 11.95 | 17.45 | 0 | 219.455 | 206.22 | 0.74895 | 0.44673 | 2
9683 | 07E18G10H07D07M01W02 | 4.13 | 1.48 | 0.82 | 16.74 | 23.17 | 0 | 246.1178 | 279.93 | 0.68776 | 0.26538 | 1
9684 | 07E18G10H07D07M01W03 | 4.13 | 1.48 | 0.82 | 11.95 | 18.38 | 0 | 246.1178 | 213.36 | 0.68776 | 0.41725 | 2
9685 | 07E18G10H07D07M01W04 | 4.13 | 1.48 | 0.82 | 8.72 | 15.15 | 0 | 246.1178 | 168.42 | 0.68776 | 0.51966 | 2
9686 | 07E18G10H07D07M02W02 | 3.91 | 1.04 | 0.82 | 16.74 | 22.51 | 0 | 217.404 | 277.41 | 0.78059 | 0.2863 | 1
9687 | 07E18G10H08D05M01W02 | 3.53 | 1.41 | 0.82 | 16.74 | 22.5 | 0 | 239.9648 | 272.58 | 0.70253 | 0.28662 | 1
9688 | 07E18G10H08D05M01W03 | 3.53 | 1.41 | 0.82 | 11.95 | 17.71 | 0 | 239.9648 | 206.01 | 0.70253 | 0.43849 | 2
9689 | 07E18G10H08D06M01W02 | 3.08 | 1.19 | 0.82 | 16.74 | 21.83 | 0 | 219.455 | 267.54 | 0.74895 | 0.30786 | 1
9690 | 07E18G10H08D06M01W03 | 3.08 | 1.19 | 0.82 | 11.95 | 17.04 | 0 | 219.455 | 200.97 | 0.74895 | 0.45973 | 2
9691 | 07E18G10H08D07M01W02 | 3.64 | 1.48 | 0.82 | 16.74 | 22.68 | 0 | 246.1178 | 273.84 | 0.68776 | 0.28091 | 1
9692 | 07E18G10H08D07M01W03 | 3.64 | 1.48 | 0.82 | 11.95 | 17.89 | 0 | 246.1178 | 207.27 | 0.68776 | 0.43278 | 2
9693 | 07E18G10H08D07M01W04 | 3.64 | 1.48 | 0.82 | 8.72 | 14.66 | 0 | 246.1178 | 162.33 | 0.68776 | 0.53519 | 2
9694 | 07E18G10H08D07M02W02 | 3.45 | 1.04 | 0.82 | 16.74 | 22.05 | 0 | 217.404 | 271.53 | 0.78059 | 0.30089 | 1
9695 | 07E18G10H09D05M01W02 | 3.4 | 1.41 | 0.82 | 16.74 | 22.37 | 0 | 239.9648 | 270.9 | 0.70253 | 0.29074 | 1
9696 | 07E18G10H09D05M01W03 | 3.4 | 1.41 | 0.82 | 11.95 | 17.58 | 0 | 239.9648 | 204.33 | 0.70253 | 0.44261 | 2
9697 | 07E18G10H09D07M01W02 | 3.51 | 1.48 | 0.82 | 16.74 | 22.55 | 0 | 246.1178 | 272.16 | 0.68776 | 0.28503 | 1
9698 | 07E18G10H09D07M01W03 | 3.51 | 1.48 | 0.82 | 11.95 | 17.76 | 0 | 246.1178 | 205.59 | 0.68776 | 0.43691 | 2
9699 | 07E18G10H09D07M01W04 | 3.51 | 1.48 | 0.82 | 8.72 | 14.53 | 0 | 246.1178 | 160.65 | 0.68776 | 0.53932 | 2
9700 | 07E18G10H09D07M02W02 | 3.33 | 1.04 | 0.82 | 16.74 | 21.93 | 0 | 217.404 | 270.06 | 0.78059 | 0.30469 | 1
9701 | 07E18G10H10D05M01W02 | 4 | 1.32 | 0.82 | 16.74 | 22.88 | 0 | 233.8119 | 278.46 | 0.72152 | 0.27457 | 1
9702 | 07E18G10H10D05M01W03 | 4 | 1.32 | 0.82 | 11.95 | 18.09 | 0 | 233.8119 | 211.89 | 0.72152 | 0.42644 | 2
9703 | 07E18G10H10D07M01W02 | 4.13 | 1.38 | 0.82 | 16.74 | 23.07 | 0 | 239.9648 | 279.93 | 0.70886 | 0.26855 | 1
9704 | 07E18G10H10D07M01W03 | 4.13 | 1.38 | 0.82 | 11.95 | 18.28 | 0 | 239.9648 | 213.36 | 0.70886 | 0.42042 | 2
9705 | 07E18G10H10D07M01W04 | 4.13 | 1.38 | 0.82 | 8.72 | 15.05 | 0 | 239.9648 | 168.42 | 0.70886 | 0.52283 | 2
9706 | 07E18G10H10D07M02W02 | 3.91 | 0.97 | 0.82 | 16.74 | 22.44 | 0 | 213.3021 | 277.41 | 0.79536 | 0.28852 | 1
9707 | 07E18G10H11D05M01W02 | 4 | 1.31 | 0.82 | 16.74 | 22.87 | 0 | 233.8119 | 278.46 | 0.72363 | 0.27489 | 1
9708 | 07E18G10H11D05M01W03 | 4 | 1.31 | 0.82 | 11.95 | 18.08 | 0 | 233.8119 | 211.89 | 0.72363 | 0.42676 | 2
9709 | 07E18G10H11D06M01W02 | 3.49 | 1.11 | 0.82 | 16.74 | 22.16 | 0 | 215.3531 | 272.79 | 0.76582 | 0.2974 | 1
9710 | 07E18G10H11D06M01W03 | 3.49 | 1.11 | 0.82 | 11.95 | 17.37 | 0 | 215.3531 | 206.22 | 0.76582 | 0.44927 | 2
9711 | 07E18G10H11D07M01W02 | 4.13 | 1.38 | 0.82 | 16.74 | 23.07 | 0 | 239.9648 | 279.93 | 0.70886 | 0.26855 | 1
9712 | 07E18G10H11D07M01W03 | 4.13 | 1.38 | 0.82 | 11.95 | 18.28 | 0 | 239.9648 | 213.36 | 0.70886 | 0.42042 | 2
9713 | 07E18G10H11D07M01W04 | 4.13 | 1.38 | 0.82 | 8.72 | 15.05 | 0 | 239.9648 | 168.42 | 0.70886 | 0.52283 | 2
9714 | 07E18G10H11D07M02W02 | 3.91 | 0.97 | 0.82 | 16.74 | 22.44 | 0 | 213.3021 | 277.41 | 0.79536 | 0.28852 | 1
9715 | 07E18G10H12D05M01W02 | 3.46 | 1.1 | 0.82 | 16.74 | 22.12 | 0 | 205.0982 | 273.21 | 0.76793 | 0.29867 | 1
9716 | 07E18G10H12D05M01W03 | 3.46 | 1.1 | 0.82 | 11.95 | 17.33 | 0 | 205.0982 | 206.64 | 0.76793 | 0.45054 | 2
9717 | 07E18G10H12D07M01W02 | 3.57 | 1.15 | 0.82 | 16.74 | 22.28 | 0 | 207.1491 | 274.47 | 0.75738 | 0.2936 | 1
9718 | 07E18G10H12D07M01W03 | 3.57 | 1.15 | 0.82 | 11.95 | 17.49 | 0 | 207.1491 | 207.9 | 0.75738 | 0.44547 | 2
9719 | 07E18G10H12D07M01W04 | 3.57 | 1.15 | 0.82 | 8.72 | 14.26 | 0 | 207.1491 | 162.96 | 0.75738 | 0.54788 | 2
9720 | 07E18G10H12D07M02W02 | 3.39 | 0.81 | 0.82 | 16.74 | 21.76 | 0 | 186.6393 | 272.16 | 0.82911 | 0.31008 | 1
9721 | 07E18G10H13D05M01W02 | 3.46 | 0.96 | 0.82 | 16.74 | 21.98 | 0 | 196.8942 | 273.21 | 0.79747 | 0.30311 | 1
9722 | 07E18G10H13D05M01W03 | 3.46 | 0.96 | 0.82 | 11.95 | 17.19 | 0 | 196.8942 | 206.64 | 0.79747 | 0.45498 | 2
9723 | 07E18G10H13D07M01W02 | 3.57 | 1.01 | 0.82 | 16.74 | 22.14 | 0 | 198.9452 | 274.47 | 0.78692 | 0.29803 | 1
9724 | 07E18G10H13D07M01W03 | 3.57 | 1.01 | 0.82 | 11.95 | 17.35 | 0 | 198.9452 | 207.9 | 0.78692 | 0.4499 | 2
9725 | 07E18G10H13D07M01W04 | 3.57 | 1.01 | 0.82 | 8.72 | 14.12 | 0 | 198.9452 | 162.96 | 0.78692 | 0.55231 | 2
9726 | 07E18G10H13D07M02W02 | 3.39 | 0.71 | 0.82 | 16.74 | 21.66 | 0 | 180.4864 | 272.16 | 0.85021 | 0.31325 | 1
9727 | 07E18G10H14D05M01W02 | 4 | 1.15 | 0.82 | 16.74 | 22.71 | 0 | 225.608 | 278.46 | 0.75738 | 0.27996 | 1
9728 | 07E18G10H14D05M01W03 | 4 | 1.15 | 0.82 | 11.95 | 17.92 | 0 | 225.608 | 211.89 | 0.75738 | 0.43183 | 2
9729 | 07E18G10H14D07M01W02 | 4.13 | 1.21 | 0.82 | 16.74 | 22.9 | 0 | 229.7099 | 279.93 | 0.74473 | 0.27394 | 1
9730 | 07E18G10H14D07M01W03 | 4.13 | 1.21 | 0.82 | 11.95 | 18.11 | 0 | 229.7099 | 213.36 | 0.74473 | 0.42581 | 2
9731 | 07E18G10H14D07M01W04 | 4.13 | 1.21 | 0.82 | 8.72 | 14.88 | 0 | 229.7099 | 168.42 | 0.74473 | 0.52822 | 2
9732 | 07E18G10H14D07M02W02 | 3.91 | 0.85 | 0.82 | 16.74 | 22.32 | 0 | 205.0982 | 277.41 | 0.82068 | 0.29233 | 1
9733 | 07E18G11H07D04M01W02 | 5.87 | 0.8 | 0.82 | 16.74 | 24.23 | 0 | 231.7609 | 300.09 | 0.83122 | 0.23177 | 1
9734 | 07E18G11H07D05M01W02 | 4.94 | 0.65 | 0.82 | 16.74 | 23.15 | 0 | 211.2511 | 289.38 | 0.86287 | 0.26601 | 1
9735 | 07E18G11H07D05M01W03 | 4.94 | 0.65 | 0.82 | 11.95 | 18.36 | 0 | 211.2511 | 222.81 | 0.86287 | 0.41788 | 2
9736 | 07E18G11H07D06M01W02 | 4.33 | 0.56 | 0.82 | 16.74 | 22.45 | 0 | 196.8942 | 282.45 | 0.88186 | 0.28821 | 1
9737 | 07E18G11H07D06M01W03 | 4.33 | 0.56 | 0.82 | 11.95 | 17.66 | 0 | 196.8942 | 215.88 | 0.88186 | 0.44008 | 2
9738 | 07E18G11H07D07M01W02 | 5.1 | 0.69 | 0.82 | 16.74 | 23.35 | 0 | 215.3531 | 291.27 | 0.85443 | 0.25967 | 1
9739 | 07E18G11H07D07M01W03 | 5.1 | 0.69 | 0.82 | 11.95 | 18.56 | 0 | 215.3531 | 224.7 | 0.85443 | 0.41154 | 2
9740 | 07E18G11H07D07M01W04 | 5.1 | 0.69 | 0.82 | 8.72 | 15.33 | 0 | 215.3531 | 179.76 | 0.85443 | 0.51395 | 2
9741 | 07E18G11H07D07M02W02 | 4.91 | 0.48 | 0.82 | 16.74 | 22.95 | 0 | 198.9452 | 289.17 | 0.89873 | 0.27235 | 1
9742 | 07E18G11H08D05M01W02 | 4.36 | 0.65 | 0.82 | 16.74 | 22.57 | 0 | 211.2511 | 282.03 | 0.86287 | 0.2844 | 1
9743 | 07E18G11H08D05M01W03 | 4.36 | 0.65 | 0.82 | 11.95 | 17.78 | 0 | 211.2511 | 215.46 | 0.86287 | 0.43627 | 2
9744 | 07E18G11H08D06M01W02 | 3.82 | 0.56 | 0.82 | 16.74 | 21.94 | 0 | 196.8942 | 275.94 | 0.88186 | 0.30438 | 1
9745 | 07E18G11H08D06M01W03 | 3.82 | 0.56 | 0.82 | 11.95 | 17.15 | 0 | 196.8942 | 209.37 | 0.88186 | 0.45625 | 2
9746 | 07E18G11H08D07M01W02 | 4.5 | 0.69 | 0.82 | 16.74 | 22.75 | 0 | 215.3531 | 283.5 | 0.85443 | 0.27869 | 1
9747 | 07E18G11H08D07M01W03 | 4.5 | 0.69 | 0.82 | 11.95 | 17.96 | 0 | 215.3531 | 216.93 | 0.85443 | 0.43056 | 2
9748 | 07E18G11H08D07M01W04 | 4.5 | 0.69 | 0.82 | 8.72 | 14.73 | 0 | 215.3531 | 171.99 | 0.85443 | 0.53297 | 2
9749 | 07E18G11H08D07M02W02 | 4.34 | 0.48 | 0.82 | 16.74 | 22.38 | 0 | 198.9452 | 281.82 | 0.89873 | 0.29042 | 1
9750 | 07E18G11H09D05M01W02 | 4.2 | 0.65 | 0.82 | 16.74 | 22.41 | 0 | 211.2511 | 279.93 | 0.86287 | 0.28947 | 1
9751 | 07E18G11H09D05M01W03 | 4.2 | 0.65 | 0.82 | 11.95 | 17.62 | 0 | 211.2511 | 213.36 | 0.86287 | 0.44134 | 2
9752 | 07E18G11H09D07M01W02 | 4.33 | 0.69 | 0.82 | 16.74 | 22.58 | 0 | 215.3531 | 281.4 | 0.85443 | 0.28408 | 1
9753 | 07E18G11H09D07M01W03 | 4.33 | 0.69 | 0.82 | 11.95 | 17.79 | 0 | 215.3531 | 214.83 | 0.85443 | 0.43595 | 2
9754 | 07E18G11H09D07M01W04 | 4.33 | 0.69 | 0.82 | 8.72 | 14.56 | 0 | 215.3531 | 169.89 | 0.85443 | 0.53836 | 2
9755 | 07E18G11H09D07M02W02 | 4.18 | 0.48 | 0.82 | 16.74 | 22.22 | 0 | 198.9452 | 279.72 | 0.89873 | 0.2955 | 1
9756 | 07E18G11H10D05M01W02 | 4.94 | 0.61 | 0.82 | 16.74 | 23.11 | 0 | 209.2001 | 289.38 | 0.87131 | 0.26728 | 1
9757 | 07E18G11H10D05M01W03 | 4.94 | 0.61 | 0.82 | 11.95 | 18.32 | 0 | 209.2001 | 222.81 | 0.87131 | 0.41915 | 2
9758 | 07E18G11H10D07M01W02 | 5.1 | 0.64 | 0.82 | 16.74 | 23.3 | 0 | 213.3021 | 291.27 | 0.86498 | 0.26126 | 1
9759 | 07E18G11H10D07M01W03 | 5.1 | 0.64 | 0.82 | 11.95 | 18.51 | 0 | 213.3021 | 224.7 | 0.86498 | 0.41313 | 2
9760 | 07E18G11H10D07M01W04 | 5.1 | 0.64 | 0.82 | 8.72 | 15.28 | 0 | 213.3021 | 179.76 | 0.86498 | 0.51554 | 2
9761 | 07E18G11H10D07M02W02 | 4.91 | 0.45 | 0.82 | 16.74 | 22.92 | 0 | 196.8942 | 289.17 | 0.90506 | 0.2733 | 1
9762 | 07E18G11H11D05M01W02 | 4.94 | 0.61 | 0.82 | 16.74 | 23.11 | 0 | 209.2001 | 289.38 | 0.87131 | 0.26728 | 1
9763 | 07E18G11H11D05M01W03 | 4.94 | 0.61 | 0.82 | 11.95 | 18.32 | 0 | 209.2001 | 222.81 | 0.87131 | 0.41915 | 2
9764 | 07E18G11H11D06M01W02 | 4.33 | 0.52 | 0.82 | 16.74 | 22.41 | 0 | 194.8432 | 282.45 | 0.8903 | 0.28947 | 1
9765 | 07E18G11H11D06M01W03 | 4.33 | 0.52 | 0.82 | 11.95 | 17.62 | 0 | 194.8432 | 215.88 | 0.8903 | 0.44134 | 2
9766 | 07E18G11H11D07M01W02 | 5.1 | 0.64 | 0.82 | 16.74 | 23.3 | 0 | 213.3021 | 291.27 | 0.86498 | 0.26126 | 1
9767 | 07E18G11H11D07M01W03 | 5.1 | 0.64 | 0.82 | 11.95 | 18.51 | 0 | 213.3021 | 224.7 | 0.86498 | 0.41313 | 2
9768 | 07E18G11H11D07M01W04 | 5.1 | 0.64 | 0.82 | 8.72 | 15.28 | 0 | 213.3021 | 179.76 | 0.86498 | 0.51554 | 2
9769 | 07E18G11H11D07M02W02 | 4.91 | 0.45 | 0.82 | 16.74 | 22.92 | 0 | 196.8942 | 289.17 | 0.90506 | 0.2733 | 1
9770 | 07E18G11H12D05M01W02 | 4.28 | 0.51 | 0.82 | 16.74 | 22.35 | 0 | 182.5374 | 282.87 | 0.89241 | 0.29138 | 1
9771 | 07E18G11H12D05M01W03 | 4.28 | 0.51 | 0.82 | 11.95 | 17.56 | 0 | 182.5374 | 216.3 | 0.89241 | 0.44325 | 2
9772 | 07E18G11H12D07M01W02 | 4.41 | 0.54 | 0.82 | 16.74 | 22.51 | 0 | 186.6393 | 284.34 | 0.88608 | 0.2863 | 1
9773 | 07E18G11H12D07M01W03 | 4.41 | 0.54 | 0.82 | 11.95 | 17.72 | 0 | 186.6393 | 217.77 | 0.88608 | 0.43817 | 2
9774 | 07E18G11H12D07M01W04 | 4.41 | 0.54 | 0.82 | 8.72 | 14.49 | 0 | 186.6393 | 172.83 | 0.88608 | 0.54058 | 2
9775 | 07E18G11H12D07M02W02 | 4.25 | 0.37 | 0.82 | 16.74 | 22.18 | 0 | 174.3334 | 282.45 | 0.92194 | 0.29677 | 1
9776 | 07E18G11H13D05M01W02 | 4.28 | 0.44 | 0.82 | 16.74 | 22.28 | 0 | 178.4354 | 282.87 | 0.90717 | 0.2936 | 1
9777 | 07E18G11H13D05M01W03 | 4.28 | 0.44 | 0.82 | 11.95 | 17.49 | 0 | 178.4354 | 216.3 | 0.90717 | 0.44547 | 2
9778 | 07E18G11H13D07M01W02 | 4.41 | 0.47 | 0.82 | 16.74 | 22.44 | 0 | 182.5374 | 284.34 | 0.90084 | 0.28852 | 1
9779 | 07E18G11H13D07M01W03 | 4.41 | 0.47 | 0.82 | 11.95 | 17.65 | 0 | 182.5374 | 217.77 | 0.90084 | 0.44039 | 2
9780 | 07E18G11H13D07M01W04 | 4.41 | 0.47 | 0.82 | 8.72 | 14.42 | 0 | 182.5374 | 172.83 | 0.90084 | 0.5428 | 2
9781 | 07E18G11H13D07M02W02 | 4.25 | 0.33 | 0.82 | 16.74 | 22.14 | 0 | 170.2315 | 282.45 | 0.93038 | 0.29803 | 1
9782 | 07E18G11H14D05M01W02 | 4.94 | 0.54 | 0.82 | 16.74 | 23.04 | 0 | 205.0982 | 289.38 | 0.88608 | 0.2695 | 1
9783 | 07E18G11H14D05M01W03 | 4.94 | 0.54 | 0.82 | 11.95 | 18.25 | 0 | 205.0982 | 222.81 | 0.88608 | 0.42137 | 2
9784 | 07E18G11H14D07M01W02 | 5.1 | 0.56 | 0.82 | 16.74 | 23.22 | 0 | 209.2001 | 291.27 | 0.88186 | 0.26379 | 1
9785 | 07E18G11H14D07M01W03 | 5.1 | 0.56 | 0.82 | 11.95 | 18.43 | 0 | 209.2001 | 224.7 | 0.88186 | 0.41566 | 2
9786 | 07E18G11H14D07M01W04 | 5.1 | 0.56 | 0.82 | 8.72 | 15.2 | 0 | 209.2001 | 179.76 | 0.88186 | 0.51807 | 2
9787 | 07E18G11H14D07M02W02 | 4.91 | 0.39 | 0.82 | 16.74 | 22.86 | 0 | 192.7923 | 289.17 | 0.91772 | 0.27521 | 1
9788 | 07E18G12H07D04M01W02 | 2.65 | 11.16 | 0.82 | 16.74 | 31.37 | 1.4 | 730.1494 | 262.92 | -1.3544 | 0.00539
9789 | 07E18G12H07D05M01W02 | 2.12 | 9.24 | 0.82 | 16.74 | 28.92 | 1.1667 | 631.7023 | 257.04 | -0.94937 | 0.083069
9790 | 07E18G12H07D05M01W03 | 2.12 | 9.24 | 0.82 | 11.95 | 24.13 | 1.1667 | 631.7023 | 190.47 | -0.94937 | 0.23494
9791 | 07E18G12H07D06M01W02 | 1.85 | 8.13 | 0.82 | 16.74 | 27.54 | 1.0111 | 572.2238 | 253.89 | -0.71519 | 0.12682
9792 | 07E18G12H07D06M01W03 | 1.85 | 8.13 | 0.82 | 11.95 | 22.75 | 1.0111 | 572.2238 | 187.32 | -0.71519 | 0.27869
9793 | 07E18G12H07D07M01W02 | 2.2 | 9.57 | 0.82 | 16.74 | 29.33 | 1.1667 | 648.1102 | 257.88 | -1.019 | 0.07007
9794 | 07E18G12H07D07M01W03 | 2.2 | 9.57 | 0.82 | 11.95 | 24.54 | 1.1667 | 648.1102 | 191.31 | -1.019 | 0.22194
9795 | 07E18G12H07D07M01W04 | 2.2 | 9.57 | 0.82 | 8.72 | 21.31 | 1.1667 | 648.1102 | 146.37 | -1.019 | 0.32435
9796 | 07E18G12H07D07M02W02 | 1.87 | 7.88 | 0.82 | 16.74 | 27.31 | 1.0111 | 551.714 | 253.89 | -0.66245 | 0.13412
9797 | 07E18G12H08D05M01W02 | 1.88 | 9.24 | 0.82 | 16.74 | 28.68 | 1.1667 | 631.7023 | 253.68 | -0.94937 | 0.090679
9798 | 07E18G12H08D05M01W03 | 1.88 | 9.24 | 0.82 | 11.95 | 23.89 | 1.1667 | 631.7023 | 187.11 | -0.94937 | 0.24255
9799 | 07E18G12H08D06M01W02 | 1.63 | 8.13 | 0.82 | 16.74 | 27.32 | 1.0111 | 572.2238 | 250.95 | -0.71519 | 0.1338
9800 | 07E18G12H08D06M01W03 | 1.63 | 8.13 | 0.82 | 11.95 | 22.53 | 1.0111 | 572.2238 | 184.38 | -0.71519 | 0.28567
9801 | 07E18G12H08D07M01W02 | 1.94 | 9.57 | 0.82 | 16.74 | 29.07 | 1.1667 | 648.1102 | 254.52 | -1.019 | 0.078313
9802 | 07E18G12H08D07M01W03 | 1.94 | 9.57 | 0.82 | 11.95 | 24.28 | 1.1667 | 648.1102 | 187.95 | -1.019 | 0.23018
9803 | 07E18G12H08D07M01W04 | 1.94 | 9.57 | 0.82 | 8.72 | 21.05 | 1.1667 | 648.1102 | 143.01 | -1.019 | 0.33259
9804 | 07E18G12H08D07M02W02 | 1.65 | 7.88 | 0.82 | 16.74 | 27.09 | 1.0111 | 551.714 | 251.16 | -0.66245 | 0.14109
9805 | 07E18G12H09D05M01W02 | 1.81 | 9.24 | 0.82 | 16.74 | 28.61 | 1.1667 | 631.7023 | 252.84 | -0.94937 | 0.092898
9806 | 07E18G12H09D05M01W03 | 1.81 | 9.24 | 0.82 | 11.95 | 23.82 | 1.1667 | 631.7023 | 186.27 | -0.94937 | 0.24477
9807 | 07E18G12H09D07M01W02 | 1.87 | 9.57 | 0.82 | 16.74 | 29 | 1.1667 | 648.1102 | 253.47 | -1.019 | 0.080533
9808 | 07E18G12H09D07M01W03 | 1.87 | 9.57 | 0.82 | 11.95 | 24.21 | 1.1667 | 648.1102 | 186.9 | -1.019 | 0.2324
9809 | 07E18G12H09D07M01W04 | 1.87 | 9.57 | 0.82 | 8.72 | 20.98 | 1.1667 | 648.1102 | 141.96 | -1.019 | 0.33481
9810 | 07E18G12H09D07M02W02 | 1.59 | 7.88 | 0.82 | 16.74 | 27.03 | 1.0111 | 551.714 | 250.32 | -0.66245 | 0.14299
9811 | 07E18G12H10D05M01W02 | 2.12 | 8.61 | 0.82 | 16.74 | 28.29 | 1.0889 | 596.8356 | 257.04 | -0.81646 | 0.10304
9812 | 07E18G12H10D05M01W03 | 2.12 | 8.61 | 0.82 | 11.95 | 23.5 | 1.0889 | 596.8356 | 190.47 | -0.81646 | 0.25491
9813 | 07E18G12H10D07M01W02 | 2.2 | 8.91 | 0.82 | 16.74 | 28.67 | 1.0889 | 613.2435 | 257.88 | -0.87975 | 0.090996
9814 | 07E18G12H10D07M01W03 | 2.2 | 8.91 | 0.82 | 11.95 | 23.88 | 1.0889 | 613.2435 | 191.31 | -0.87975 | 0.24287
9815 | 07E18G12H10D07M01W04 | 2.2 | 8.91 | 0.82 | 8.72 | 20.65 | 1.0889 | 613.2435 | 146.37 | -0.87975 | 0.34528
9816 | 07E18G12H10D07M02W02 | 1.87 | 7.34 | 0.82 | 16.74 | 26.77 | 0.93333 | 523.0003 | 253.89 | -0.54852 | 0.15124
9817 | 07E18G12H11D05M01W02 | 2.12 | 8.58 | 0.82 | 16.74 | 28.26 | 1.0889 | 596.8356 | 257.04 | -0.81013 | 0.10399
9818 | 07E18G12H11D05M01W03 | 2.12 | 8.58 | 0.82 | 11.95 | 23.47 | 1.0889 | 596.8356 | 190.47 | -0.81013 | 0.25587
9819 | 07E18G12H11D06M01W02 | 1.85 | 7.55 | 0.82 | 16.74 | 26.96 | 0.93333 | 541.4591 | 253.89 | -0.59283 | 0.14521
9820 | 07E18G12H11D06M01W03 | 1.85 | 7.55 | 0.82 | 11.95 | 22.17 | 0.93333 | 541.4591 | 187.32 | -0.59283 | 0.29708
9821 | 07E18G12H11D07M01W02 | 2.2 | 8.89 | 0.82 | 16.74 | 28.65 | 1.0889 | 613.2435 | 257.88 | -0.87553 | 0.09163
9822 | 07E18G12H11D07M01W03 | 2.2 | 8.89 | 0.82 | 11.95 | 23.86 | 1.0889 | 613.2435 | 191.31 | -0.87553 | 0.2435
9823 | 07E18G12H11D07M01W04 | 2.2 | 8.89 | 0.82 | 8.72 | 20.63 | 1.0889 | 613.2435 | 146.37 | -0.87553 | 0.34591
9824 | 07E18G12H11D07M02W02 | 1.87 | 7.32 | 0.82 | 16.74 | 26.75 | 0.93333 | 520.9493 | 253.89 | -0.5443 | 0.15187
9825 | 07E18G12H12D05M01W02 | 1.84 | 7.16 | 0.82 | 16.74 | 26.56 | 0.85556 | 510.6944 | 254.1 | -0.51055 | 0.15789
9826 | 07E18G12H12D05M01W03 | 1.84 | 7.16 | 0.82 | 11.95 | 21.77 | 0.85556 | 510.6944 | 187.53 | -0.51055 | 0.30977
9827 | 07E18G12H12D07M01W02 | 1.91 | 7.41 | 0.82 | 16.74 | 26.88 | 0.93333 | 523.0003 | 254.73 | -0.56329 | 0.14775
9828 | 07E18G12H12D07M01W03 | 1.91 | 7.41 | 0.82 | 11.95 | 22.09 | 0.93333 | 523.0003 | 188.16 | -0.56329 | 0.29962
9829 | 07E18G12H12D07M01W04 | 1.91 | 7.41 | 0.82 | 8.72 | 18.86 | 0.93333 | 523.0003 | 143.22 | -0.56329 | 0.40203
9830 | 07E18G12H12D07M02W02 | 1.61 | 6.11 | 0.82 | 16.74 | 25.28 | 0.77778 | 449.165 | 251.37 | -0.28903 | 0.19848 | 1
9831 | 07E18G12H13D05M01W02 | 1.84 | 6.28 | 0.82 | 16.74 | 25.68 | 0.77778 | 461.4708 | 254.1 | -0.32489 | 0.1858
9832 | 07E18G12H13D05M01W03 | 1.84 | 6.28 | 0.82 | 11.95 | 20.89 | 0.77778 | 461.4708 | 187.53 | -0.32489 | 0.33767
9833 | 07E18G12H13D07M01W02 | 1.91 | 6.5 | 0.82 | 16.74 | 25.97 | 0.77778 | 471.7258 | 254.73 | -0.37131 | 0.1766
9834 | 07E18G12H13D07M01W03 | 1.91 | 6.5 | 0.82 | 11.95 | 21.18 | 0.77778 | 471.7258 | 188.16 | -0.37131 | 0.32847
9835 | 07E18G12H13D07M01W04 | 1.91 | 6.5 | 0.82 | 8.72 | 17.95 | 0.77778 | 471.7258 | 143.22 | -0.37131 | 0.43088
9836 | 07E18G12H13D07M02W02 | 1.61 | 5.36 | 0.82 | 16.74 | 24.53 | 0.7 | 408.1453 | 251.37 | -0.1308 | 0.22226 | 1
9837 | 07E18G12H14D05M01W02 | 2.12 | 7.56 | 0.82 | 16.74 | 27.24 | 0.93333 | 539.4081 | 257.04 | -0.59494 | 0.13633
9838 | 07E18G12H14D05M01W03 | 2.12 | 7.56 | 0.82 | 11.95 | 22.45 | 0.93333 | 539.4081 | 190.47 | -0.59494 | 0.28821
9839 | 07E18G12H14D07M01W02 | 2.2 | 7.83 | 0.82 | 16.74 | 27.59 | 0.93333 | 553.765 | 257.88 | -0.6519 | 0.12524
9840 | 07E18G12H14D07M01W03 | 2.2 | 7.83 | 0.82 | 11.95 | 22.8 | 0.93333 | 553.765 | 191.31 | -0.6519 | 0.27711
9841 | 07E18G12H14D07M01W04 | 2.2 | 7.83 | 0.82 | 8.72 | 19.57 | 0.93333 | 553.765 | 146.37 | -0.6519 | 0.37952
9842 | 07E18G12H14D07M02W02 | 1.87 | 6.45 | 0.82 | 16.74 | 25.88 | 0.85556 | 473.7767 | 253.89 | -0.36076 | 0.17945
9843 | 07E19G10H07D04M01W02 | 5.15 | 0.58 | 0.82 | 16.74 | 23.29 | 0 | 209.2001 | 291.9 | 0.87764 | 0.26157 | 1
9844 | 07E19G10H07D05M01W02 | 4.31 | 0.49 | 0.82 | 16.74 | 22.36 | 0 | 192.7923 | 282.24 | 0.89662 | 0.29106 | 1
9845 | 07E19G10H07D05M01W03 | 4.31 | 0.49 | 0.82 | 11.95 | 17.57 | 0 | 192.7923 | 215.67 | 0.89662 | 0.44293 | 2
9846 | 07E19G10H07D06M01W02 | 3.79 | 0.44 | 0.82 | 16.74 | 21.79 | 0 | 180.4864 | 276.15 | 0.90717 | 0.30913 | 1
9847 | 07E19G10H07D06M01W03 | 3.79 | 0.44 | 0.82 | 11.95 | 17 | 0 | 180.4864 | 209.58 | 0.90717 | 0.461 | 2
9848 | 07E19G10H07D07M01W02 | 4.44 | 0.51 | 0.82 | 16.74 | 22.51 | 0 | 194.8432 | 283.71 | 0.89241 | 0.2863 | 1
9849 | 07E19G10H07D07M01W03 | 4.44 | 0.51 | 0.82 | 11.95 | 17.72 | 0 | 194.8432 | 217.14 | 0.89241 | 0.43817 | 2
9850 | 07E19G10H07D07M01W04 | 4.44 | 0.51 | 0.82 | 8.72 | 14.49 | 0 | 194.8432 | 172.2 | 0.89241 | 0.54058 | 2
9851 | 07E19G10H07D07M02W02 | 4.26 | 0.33 | 0.82 | 16.74 | 22.15 | 0 | 182.5374 | 281.4 | 0.93038 | 0.29772 | 1
9852 | 07E19G10H08D05M01W02 | 3.81 | 0.49 | 0.82 | 16.74 | 21.86 | 0 | 192.7923 | 275.73 | 0.89662 | 0.30691 | 1
9853 | 07E19G10H08D05M01W03 | 3.81 | 0.49 | 0.82 | 11.95 | 17.07 | 0 | 192.7923 | 209.16 | 0.89662 | 0.45878 | 2
9854 | 07E19G10H08D06M01W02 | 3.35 | 0.44 | 0.82 | 16.74 | 21.35 | 0 | 180.4864 | 270.48 | 0.90717 | 0.32308 | 1
9855 | 07E19G10H08D06M01W03 | 3.35 | 0.44 | 0.82 | 11.95 | 16.56 | 0 | 180.4864 | 203.91 | 0.90717 | 0.47495 | 2
9856 | 07E19G10H08D07M01W02 | 3.92 | 0.51 | 0.82 | 16.74 | 21.99 | 0 | 194.8432 | 276.99 | 0.89241 | 0.30279 | 1
9857 | 07E19G10H08D07M01W03 | 3.92 | 0.51 | 0.82 | 11.95 | 17.2 | 0 | 194.8432 | 210.42 | 0.89241 | 0.45466 | 2
9858 | 07E19G10H08D07M01W04 | 3.92 | 0.51 | 0.82 | 8.72 | 13.97 | 0 | 194.8432 | 165.48 | 0.89241 | 0.55707 | 2
9859 | 07E19G10H08D07M02W02 | 3.76 | 0.33 | 0.82 | 16.74 | 21.65 | 0 | 182.5374 | 275.1 | 0.93038 | 0.31357 | 1
9860 | 07E19G10H09D05M01W02 | 3.67 | 0.49 | 0.82 | 16.74 | 21.72 | 0 | 192.7923 | 274.05 | 0.89662 | 0.31135 | 1
9861 | 07E19G10H09D05M01W03 | 3.67 | 0.49 | 0.82 | 11.95 | 16.93 | 0 | 192.7923 | 207.48 | 0.89662 | 0.46322 | 2
9862 | 07E19G10H09D07M01W02 | 3.78 | 0.51 | 0.82 | 16.74 | 21.85 | 0 | 194.8432 | 275.1 | 0.89241 | 0.30723 | 1
9863 | 07E19G10H09D07M01W03 | 3.78 | 0.51 | 0.82 | 11.95 | 17.06 | 0 | 194.8432 | 208.53 | 0.89241 | 0.4591 | 2
9864 | 07E19G10H09D07M01W04 | 3.78 | 0.51 | 0.82 | 8.72 | 13.83 | 0 | 194.8432 | 163.59 | 0.89241 | 0.56151 | 2
9865 | 07E19G10H09D07M02W02 | 3.62 | 0.33 | 0.82 | 16.74 | 21.51 | 0 | 182.5374 | 273.42 | 0.93038 | 0.31801 | 1
9866 | 07E19G10H10D05M01W02 | 4.31 | 0.46 | 0.82 | 16.74 | 22.33 | 0 | 190.7413 | 282.24 | 0.90295 | 0.29201 | 1
9867 | 07E19G10H10D05M01W03 | 4.31 | 0.46 | 0.82 | 11.95 | 17.54 | 0 | 190.7413 | 215.67 | 0.90295 | 0.44388 | 2
9868 | 07E19G10H10D07M01W02 | 4.44 | 0.47 | 0.82 | 16.74 | 22.47 | 0 | 192.7923 | 283.71 | 0.90084 | 0.28757 | 1
9869 | 07E19G10H10D07M01W03 | 4.44 | 0.47 | 0.82 | 11.95 | 17.68 | 0 | 192.7923 | 217.14 | 0.90084 | 0.43944 | 2
9870 | 07E19G10H10D07M01W04 | 4.44 | 0.47 | 0.82 | 8.72 | 14.45 | 0 | 192.7923 | 172.2 | 0.90084 | 0.54185 | 2
9871 | 07E19G10H10D07M02W02 | 4.26 | 0.31 | 0.82 | 16.74 | 22.13 | 0 | 180.4864 | 281.4 | 0.9346 | 0.29835 | 1
9872 | 07E19G10H11D05M01W02 | 4.31 | 0.46 | 0.82 | 16.74 | 22.33 | 0 | 190.7413 | 282.24 | 0.90295 | 0.29201 | 1
9873 | 07E19G10H11D05M01W03 | 4.31 | 0.46 | 0.82 | 11.95 | 17.54 | 0 | 190.7413 | 215.67 | 0.90295 | 0.44388 | 2
9874 | 07E19G10H11D06M01W02 | 3.79 | 0.41 | 0.82 | 16.74 | 21.76 | 0 | 180.4864 | 276.15 | 0.9135 | 0.31008 | 1
9875 | 07E19G10H11D06M01W03 | 3.79 | 0.41 | 0.82 | 11.95 | 16.97 | 0 | 180.4864 | 209.58 | 0.9135 | 0.46195 | 2
9876 | 07E19G10H11D07M01W02 | 4.44 | 0.47 | 0.82 | 16.74 | 22.47 | 0 | 192.7923 | 283.71 | 0.90084 | 0.28757 | 1
9877 | 07E19G10H11D07M01W03 | 4.44 | 0.47 | 0.82 | 11.95 | 17.68 | 0 | 192.7923 | 217.14 | 0.90084 | 0.43944 | 2
9878 | 07E19G10H11D07M01W04 | 4.44 | 0.47 | 0.82 | 8.72 | 14.45 | 0 | 192.7923 | 172.2 | 0.90084 | 0.54185 | 2
9879 | 07E19G10H11D07M02W02 | 4.26 | 0.31 | 0.82 | 16.74 | 22.13 | 0 | 180.4864 | 281.4 | 0.9346 | 0.29835 | 1
9880 | 07E19G10H12D05M01W02 | 3.74 | 0.38 | 0.82 | 16.74 | 21.68 | 0 | 166.1295 | 276.36 | 0.91983 | 0.31262 | 1
9881 | 07E19G10H12D05M01W03 | 3.74 | 0.38 | 0.82 | 11.95 | 16.89 | 0 | 166.1295 | 209.79 | 0.91983 | 0.46449 | 2
9882 | 07E19G10H12D07M01W02 | 3.85 | 0.39 | 0.82 | 16.74 | 21.8 | 0 | 170.2315 | 277.62 | 0.91772 | 0.30881 | 1
9883 | 07E19G10H12D07M01W03 | 3.85 | 0.39 | 0.82 | 11.95 | 17.01 | 0 | 170.2315 | 211.05 | 0.91772 | 0.46068 | 2
9884 | 07E19G10H12D07M01W04 | 3.85 | 0.39 | 0.82 | 8.72 | 13.78 | 0 | 170.2315 | 166.11 | 0.91772 | 0.56309 | 2
9885 | 07E19G10H12D07M02W02 | 3.68 | 0.26 | 0.82 | 16.74 | 21.5 | 0 | 157.9256 | 275.73 | 0.94515 | 0.31833 | 1
9886 | 07E19G10H13D05M01W02 | 3.74 | 0.33 | 0.82 | 16.74 | 21.63 | 0 | 164.0785 | 276.36 | 0.93038 | 0.3142 | 1
9887 | 07E19G10H13D05M01W03 | 3.74 | 0.33 | 0.82 | 11.95 | 16.84 | 0 | 164.0785 | 209.79 | 0.93038 | 0.46607 | 2
9888 | 07E19G10H13D07M01W02 | 3.85 | 0.34 | 0.82 | 16.74 | 21.75 | 0 | 166.1295 | 277.62 | 0.92827 | 0.3104 | 1
9889 | 07E19G10H13D07M01W03 | 3.85 | 0.34 | 0.82 | 11.95 | 16.96 | 0 | 166.1295 | 211.05 | 0.92827 | 0.46227 | 2
9890 | 07E19G10H13D07M01W04 | 3.85 | 0.34 | 0.82 | 8.72 | 13.73 | 0 | 166.1295 | 166.11 | 0.92827 | 0.56468 | 2
9891 | 07E19G10H13D07M02W02 | 3.68 | 0.23 | 0.82 | 16.74 | 21.47 | 0 | 155.8746 | 275.73 | 0.95148 | 0.31928 | 1
9892 | 07E19G10H14D05M01W02 | 4.31 | 0.4 | 0.82 | 16.74 | 22.27 | 0 | 186.6393 | 282.24 | 0.91561 | 0.29391 | 1
9893 | 07E19G10H14D05M01W03 | 4.31 | 0.4 | 0.82 | 11.95 | 17.48 | 0 | 186.6393 | 215.67 | 0.91561 | 0.44578 | 2
9894 | 07E19G10H14D07M01W02 | 4.44 | 0.41 | 0.82 | 16.74 | 22.41 | 0 | 188.6903 | 283.71 | 0.9135 | 0.28947 | 1
9895 | 07E19G10H14D07M01W03 | 4.44 | 0.41 | 0.82 | 11.95 | 17.62 | 0 | 188.6903 | 217.14 | 0.9135 | 0.44134 | 2
9896 | 07E19G10H14D07M01W04 | 4.44 | 0.41 | 0.82 | 8.72 | 14.39 | 0 | 188.6903 | 172.2 | 0.9135 | 0.54375 | 2
9897 | 07E19G10H14D07M02W02 | 4.26 | 0.27 | 0.82 | 16.74 | 22.09 | 0 | 178.4354 | 281.4 | 0.94304 | 0.29962 | 1
9898 | 07E19G11H07D04M01W02 | 6.28 | 0.22 | 0.82 | 16.74 | 24.06 | 0 | 203.0472 | 305.13 | 0.95359 | 0.23716 | 1
9899 | 07E19G11H07D05M01W02 | 5.32 | 0.19 | 0.82 | 16.74 | 23.07 | 0 | 186.6393 | 294 | 0.95992 | 0.26855 | 1
9900 | 07E19G11H07D05M01W03 | 5.32 | 0.19 | 0.82 | 11.95 | 18.28 | 0 | 186.6393 | 227.43 | 0.95992 | 0.42042 | 2
9901 | 07E19G11H07D06M01W02 | 4.69 | 0.16 | 0.82 | 16.74 | 22.41 | 0 | 178.4354 | 286.65 | 0.96624 | 0.28947 | 1
9902 | 07E19G11H07D06M01W03 | 4.69 | 0.16 | 0.82 | 11.95 | 17.62 | 0 | 178.4354 | 220.08 | 0.96624 | 0.44134 | 2
9903 | 07E19G11H07D07M01W02 | 5.48 | 0.19 | 0.82 | 16.74 | 23.23 | 0 | 190.7413 | 295.68 | 0.95992 | 0.26347 | 1
9904 | 07E19G11H07D07M01W03 | 5.48 | 0.19 | 0.82 | 11.95 | 18.44 | 0 | 190.7413 | 229.11 | 0.95992 | 0.41535 | 2
9905 | 07E19G11H07D07M01W04 | 5.48 | 0.19 | 0.82 | 8.72 | 15.21 | 0 | 190.7413 | 184.17 | 0.95992 | 0.51776 | 2
9906 | 07E19G11H07D07M02W02 | 5.34 | 0.1 | 0.82 | 16.74 | 23 | 0 | 182.5374 | 294 | 0.9789 | 0.27077 | 1
9907 | 07E19G11H08D05M01W02 | 4.7 | 0.19 | 0.82 | 16.74 | 22.45 | 0 | 186.6393 | 286.02 | 0.95992 | 0.28821 | 1
9908 | 07E19G11H08D05M01W03 | 4.7 | 0.19 | 0.82 | 11.95 | 17.66 | 0 | 186.6393 | 219.45 | 0.95992 | 0.44008 | 2
9909 | 07E19G11H08D06M01W02 | 4.14 | 0.16 | 0.82 | 16.74 | 21.86 | 0 | 178.4354 | 279.51 | 0.96624 | 0.30691 | 1
9910 | 07E19G11H08D06M01W03 | 4.14 | 0.16 | 0.82 | 11.95 | 17.07 | 0 | 178.4354 | 212.94 | 0.96624 | 0.45878 | 2
9911 | 07E19G11H08D07M01W02 | 4.84 | 0.19 | 0.82 | 16.74 | 22.59 | 0 | 190.7413 | 287.49 | 0.95992 | 0.28377 | 1
9912 | 07E19G11H08D07M01W03 | 4.84 | 0.19 | 0.82 | 11.95 | 17.8 | 0 | 190.7413 | 220.92 | 0.95992 | 0.43564 | 2
9913 | 07E19G11H08D07M01W04 | 4.84 | 0.19 | 0.82 | 8.72 | 14.57 | 0 | 190.7413 | 175.98 | 0.95992 | 0.53805 | 2
9914 | 07E19G11H08D07M02W02 | 4.71 | 0.1 | 0.82 | 16.74 | 22.37 | 0 | 182.5374 | 286.02 | 0.9789 | 0.29074 | 1
9915 | 07E19G11H09D05M01W02 | 4.52 | 0.19 | 0.82 | 16.74 | 22.27 | 0 | 186.6393 | 283.71 | 0.95992 | 0.29391 | 1
9916 | 07E19G11H09D05M01W03 | 4.52 | 0.19 | 0.82 | 11.95 | 17.48 | 0 | 186.6393 | 217.14 | 0.95992 | 0.44578 | 2
9917 | 07E19G11H09D07M01W02 | 4.66 | 0.19 | 0.82 | 16.74 | 22.41 | 0 | 190.7413 | 285.18 | 0.95992 | 0.28947 | 1
9918 | 07E19G11H09D07M01W03 | 4.66 | 0.19 | 0.82 | 11.95 | 17.62 | 0 | 190.7413 | 218.61 | 0.95992 | 0.44134 | 2
9919 | 07E19G11H09D07M01W04 | 4.66 | 0.19 | 0.82 | 8.72 | 14.39 | 0 | 190.7413 | 173.67 | 0.95992 | 0.54375 | 2
9920 | 07E19G11H09D07M02W02 | 4.54 | 0.1 | 0.82 | 16.74 | 22.2 | 0 | 182.5374 | 283.71 | 0.9789 | 0.29613 | 1
9921 | 07E19G11H10D05M01W02 | 5.32 | 0.17 | 0.82 | 16.74 | 23.05 | 0 | 186.6393 | 294 | 0.96414 | 0.26918 | 1
9922 | 07E19G11H10D05M01W03 | 5.32 | 0.17 | 0.82 | 11.95 | 18.26 | 0 | 186.6393 | 227.43 | 0.96414 | 0.42105 | 2
9923 | 07E19G11H10D07M01W02 | 5.48 | 0.18 | 0.82 | 16.74 | 23.22 | 0 | 188.6903 | 295.68 | 0.96203 | 0.26379 | 1
9924 | 07E19G11H10D07M01W03 | 5.48 | 0.18 | 0.82 | 11.95 | 18.43 | 0 | 188.6903 | 229.11 | 0.96203 | 0.41566 | 2
9925 | 07E19G11H10D07M01W04 | 5.48 | 0.18 | 0.82 | 8.72 | 15.2 | 0 | 188.6903 | 184.17 | 0.96203 | 0.51807 | 2
9926 | 07E19G11H10D07M02W02 | 5.34 | 0.09 | 0.82 | 16.74 | 22.99 | 0 | 182.5374 | 294 | 0.98101 | 0.27108 | 1
9927 | 07E19G11H11D05M01W02 | 5.32 | 0.17 | 0.82 | 16.74 | 23.05 | 0 | 186.6393 | 294 | 0.96414 | 0.26918 | 1
9928 | 07E19G11H11D05M01W03 | 5.32 | 0.17 | 0.82 | 11.95 | 18.26 | 0 | 186.6393 | 227.43 | 0.96414 | 0.42105 | 2
9929 | 07E19G11H11D06M01W02 | 4.69 | 0.15 | 0.82 | 16.74 | 22.4 | 0 | 176.3844 | 286.65 | 0.96835 | 0.28979 | 1
9930 | 07E19G11H11D06M01W03 | 4.69 | 0.15 | 0.82 | 11.95 | 17.61 | 0 | 176.3844 | 220.08 | 0.96835 | 0.44166 | 2
9931 | 07E19G11H11D07M01W02 | 5.48 | 0.18 | 0.82 | 16.74 | 23.22 | 0 | 188.6903 | 295.68 | 0.96203 | 0.26379 | 1
9932 | 07E19G11H11D07M01W03 | 5.48 | 0.18 | 0.82 | 11.95 | 18.43 | 0 | 188.6903 | 229.11 | 0.96203 | 0.41566 | 2
9933 | 07E19G11H11D07M01W04 | 5.48 | 0.18 | 0.82 | 8.72 | 15.2 | 0 | 188.6903 | 184.17 | 0.96203 | 0.51807 | 2
9934 | 07E19G11H11D07M02W02 | 5.34 | 0.09 | 0.82 | 16.74 | 22.99 | 0 | 182.5374 | 294 | 0.98101 | 0.27108 | 1
9935 | 07E19G11H12D05M01W02 | 4.61 | 0.15 | 0.82 | 16.74 | 22.32 | 0 | 164.0785 | 286.65 | 0.96835 | 0.29233 | 1
9936 | 07E19G11H12D05M01W03 | 4.61 | 0.15 | 0.82 | 11.95 | 17.53 | 0 | 164.0785 | 220.08 | 0.96835 | 0.4442 | 2
9937 | 07E19G11H12D07M01W02 | 4.74 | 0.15 | 0.82 | 16.74 | 22.45 | 0 | 166.1295 | 288.33 | 0.96835 | 0.28821 | 1
9938 | 07E19G11H12D07M01W03 | 4.74 | 0.15 | 0.82 | 11.95 | 17.66 | 0 | 166.1295 | 221.76 | 0.96835 | 0.44008 | 2
9939 | 07E19G11H12D07M01W04 | 4.74 | 0.15 | 0.82 | 8.72 | 14.43 | 0 | 166.1295 | 176.82 | 0.96835 | 0.54249 | 2
9940 | 07E19G11H12D07M02W02 | 4.63 | 0.08 | 0.82 | 16.74 | 22.27 | 0 | 162.0275 | 286.86 | 0.98312 | 0.29391 | 1
9941 | 07E19G11H13D05M01W02 | 4.61 | 0.13 | 0.82 | 16.74 | 22.3 | 0 | 164.0785 | 286.65 | 0.97257 | 0.29296 | 1
9942 | 07E19G11H13D05M01W03 | 4.61 | 0.13 | 0.82 | 11.95 | 17.51 | 0 | 164.0785 | 220.08 | 0.97257 | 0.44483 | 2
9943 | 07E19G11H13D07M01W02 | 4.74 | 0.13 | 0.82 | 16.74 | 22.43 | 0 | 166.1295 | 288.33 | 0.97257 | 0.28884 | 1
9944 | 07E19G11H13D07M01W03 | 4.74 | 0.13 | 0.82 | 11.95 | 17.64 | 0 | 166.1295 | 221.76 | 0.97257 | 0.44071 | 2
9945 | 07E19G11H13D07M01W04 | 4.74 | 0.13 | 0.82 | 8.72 | 14.41 | 0 | 166.1295 | 176.82 | 0.97257 | 0.54312 | 2
9946 | 07E19G11H13D07M02W02 | 4.63 | 0.07 | 0.82 | 16.74 | 22.26 | 0 | 159.9766 | 286.86 | 0.98523 | 0.29423 | 1
9947 | 07E19G11H14D05M01W02 | 5.32 | 0.15 | 0.82 | 16.74 | 23.03 | 0 | 184.5883 | 294 | 0.96835 | 0.26982 | 1
9948 | 07E19G11H14D05M01W03 | 5.32 | 0.15 | 0.82 | 11.95 | 18.24 | 0 | 184.5883 | 227.43 | 0.96835 | 0.42169 | 2
9949 | 07E19G11H14D07M01W02 | 5.48 | 0.16 | 0.82 | 16.74 | 23.2 | 0 | 188.6903 | 295.68 | 0.96624 | 0.26443 | 1
9950 | 07E19G11H14D07M01W03 | 5.48 | 0.16 | 0.82 | 11.95 | 18.41 | 0 | 188.6903 | 229.11 | 0.96624 | 0.4163 | 2
9951 | 07E19G11H14D07M01W04 | 5.48 | 0.16 | 0.82 | 8.72 | 15.18 | 0 | 188.6903 | 184.17 | 0.96624 | 0.51871 | 2
9952 | 07E19G11H14D07M02W02 | 5.34 | 0.08 | 0.82 | 16.74 | 22.98 | 0 | 182.5374 | 294 | 0.98312 | 0.2714 | 1
9953 | 07E19G12H07D04M01W02 | 2.7 | 6.83 | 0.82 | 16.74 | 27.09 | 1.0111 | 510.6944 | 263.55 | -0.44093 | 0.14109
9954 | 07E19G12H07D05M01W02 | 2.18 | 5.94 | 0.82 | 16.74 | 25.68 | 0.85556 | 461.4708 | 257.67 | -0.25316 | 0.1858
9955 | 07E19G12H07D05M01W03 | 2.18 | 5.94 | 0.82 | 11.95 | 20.89 | 0.85556 | 461.4708 | 191.1 | -0.25316 | 0.33767
9956 | 07E19G12H07D06M01W02 | 1.91 | 5.43 | 0.82 | 16.74 | 24.9 | 0.77778 | 430.7061 | 254.52 | -0.14557 | 0.21053 | 1
9957 | 07E19G12H07D06M01W03 | 1.91 | 5.43 | 0.82 | 11.95 | 20.11 | 0.77778 | 430.7061 | 187.95 | -0.14557 | 0.3624 | 1
9958 | 07E19G12H07D07M01W02 | 2.25 | 6.07 | 0.82 | 16.74 | 25.88 | 0.85556 | 467.6238 | 258.3 | -0.28059 | 0.17945
9959 | 07E19G12H07D07M01W03 | 2.25 | 6.07 | 0.82 | 11.95 | 21.09 | 0.85556 | 467.6238 | 191.73 | -0.28059 | 0.33133
9960 | 07E19G12H07D07M01W04 | 2.25 | 6.07 | 0.82 | 8.72 | 17.86 | 0.85556 | 467.6238 | 146.79 | -0.28059 | 0.43373
9961 | 07E19G12H07D07M02W02 | 1.95 | 4.81 | 0.82 | 16.74 | 24.32 | 0.7 | 391.7375 | 254.94 | -0.014768 | 0.22892 | 1
9962 | 07E19G12H08D05M01W02 | 1.93 | 5.94 | 0.82 | 16.74 | 25.43 | 0.85556 | 461.4708 | 254.31 | -0.25316 | 0.19372
9963 | 07E19G12H08D05M01W03 | 1.93 | 5.94 | 0.82 | 11.95 | 20.64 | 0.85556 | 461.4708 | 187.74 | -0.25316 | 0.34559
9964 | 07E19G12H08D06M01W02 | 1.69 | 5.43 | 0.82 | 16.74 | 24.68 | 0.77778 | 430.7061 | 251.58 | -0.14557 | 0.2175 | 1
9965 | 07E19G12H08D06M01W03 | 1.69 | 5.43 | 0.82 | 11.95 | 19.89 | 0.77778 | 430.7061 | 185.01 | -0.14557 | 0.36937 | 1
9966 | 07E19G12H08D07M01W02 | 1.99 | 6.07 | 0.82 | 16.74 | 25.62 | 0.85556 | 467.6238 | 254.94 | -0.28059 | 0.1877
9967 | 07E19G12H08D07M01W03 | 1.99 | 6.07 | 0.82 | 11.95 | 20.83 | 0.85556 | 467.6238 | 188.37 | -0.28059 | 0.33957
9968 | 07E19G12H08D07M01W04 | 1.99 | 6.07 | 0.82 | 8.72 | 17.6 | 0.85556 | 467.6238 | 143.43 | -0.28059 | 0.44198
9969 | 07E19G12H08D07M02W02 | 1.72 | 4.81 | 0.82 | 16.74 | 24.09 | 0.7 | 391.7375 | 252 | -0.014768 | 0.23621 | 1
9970 | 07E19G12H09D05M01W02 | 1.86 | 5.94 | 0.82 | 16.74 | 25.36 | 0.85556 | 461.4708 | 253.47 | -0.25316 | 0.19594
9971 | 07E19G12H09D05M01W03 | 1.86 | 5.94 | 0.82 | 11.95 | 20.57 | 0.85556 | 461.4708 | 186.9 | -0.25316 | 0.34781
9972 | 07E19G12H09D07M01W02 | 1.92 | 6.07 | 0.82 | 16.74 | 25.55 | 0.85556 | 467.6238 | 254.1 | -0.28059 | 0.18992
9973 | 07E19G12H09D07M01W03 | 1.92 | 6.07 | 0.82 | 11.95 | 20.76 | 0.85556 | 467.6238 | 187.53 | -0.28059 | 0.34179
9974 | 07E19G12H09D07M01W04 | 1.92 | 6.07 | 0.82 | 8.72 | 17.53 | 0.85556 | 467.6238 | 142.59 | -0.28059 | 0.4442
9975 | 07E19G12H09D07M02W02 | 1.66 | 4.81 | 0.82 | 16.74 | 24.03 | 0.7 | 391.7375 | 251.16 | -0.014768 | 0.23811 | 1
9976 | 07E19G12H10D05M01W02 | 2.18 | 5.53 | 0.82 | 16.74 | 25.27 | 0.77778 | 438.91 | 257.67 | -0.16667 | 0.1988 | 1
9977 | 07E19G12H10D05M01W03 | 2.18 | 5.53 | 0.82 | 11.95 | 20.48 | 0.77778 | 438.91 | 191.1 | -0.16667 | 0.35067 | 1
9978 | 07E19G12H10D07M01W02 | 2.25 | 5.66 | 0.82 | 16.74 | 25.47 | 0.77778 | 445.063 | 258.3 | -0.19409 | 0.19245 | 1
9979 | 07E19G12H10D07M01W03 | 2.25 | 5.66 | 0.82 | 11.95 | 20.68 | 0.77778 | 445.063 | 191.73 | -0.19409 | 0.34432 | 1
9980 | 07E19G12H10D07M01W04 | 2.25 | 5.66 | 0.82 | 8.72 | 17.45 | 0.77778 | 445.063 | 146.79 | -0.19409 | 0.44673 | 1
9981 | 07E19G12H10D07M02W02 | 1.95 | 4.48 | 0.82 | 16.74 | 23.99 | 0.7 | 373.2786 | 254.94 | 0.054852 | 0.23938 | 1
9982 | 07E19G12H11D05M01W02 | 2.18 | 5.52 | 0.82 | 16.74 | 25.26 | 0.77778 | 438.91 | 257.67 | -0.16456 | 0.19911 | 1
9983 | 07E19G12H11D05M01W03 | 2.18 | 5.52 | 0.82 | 11.95 | 20.47 | 0.77778 | 438.91 | 191.1 | -0.16456 | 0.35098 | 1
9984 | 07E19G12H11D06M01W02 | 1.91 | 5.05 | 0.82 | 16.74 | 24.52 | 0.7 | 410.1963 | 254.52 | -0.065401 | 0.22257 | 1
9985 | 07E19G12H11D06M01W03 | 1.91 | 5.05 | 0.82 | 11.95 | 19.73 | 0.7 | 410.1963 | 187.95 | -0.065401 | 0.37445 | 1
9986 | 07E19G12H11D07M01W02 | 2.25 | 5.64 | 0.82 | 16.74 | 25.45 | 0.77778 | 445.063 | 258.3 | -0.18987 | 0.19309 | 1
9987 | 07E19G12H11D07M01W03 | 2.25 | 5.64 | 0.82 | 11.95 | 20.66 | 0.77778 | 445.063 | 191.73 | -0.18987 | 0.34496 | 1
9988 | 07E19G12H11D07M01W04 | 2.25 | 5.64 | 0.82 | 8.72 | 17.43 | 0.77778 | 445.063 | 146.79 | -0.18987 | 0.44737 | 1
9989 | 07E19G12H11D07M02W02 | 1.95 | 4.47 | 0.82 | 16.74 | 23.98 | 0.7 | 373.2786 | 254.94 | 0.056962 | 0.2397 | 1
9990 | 07E19G12H12D05M01W02 | 1.89 | 4.6 | 0.82 | 16.74 | 24.05 | 0.7 | 377.3806 | 254.73 | 0.029536 | 0.23748 | 1
9991 | 07E19G12H12D05M01W03 | 1.89 | 4.6 | 0.82 | 11.95 | 19.26 | 0.7 | 377.3806 | 188.16 | 0.029536 | 0.38935 | 1
9992 | 07E19G12H12D07M01W02 | 1.95 | 4.71 | 0.82 | 16.74 | 24.22 | 0.7 | 383.5335 | 255.36 | 0.0063291 | 0.23209 | 1
9993 | 07E19G12H12D07M01W03 | 1.95 | 4.71 | 0.82 | 11.95 | 19.43 | 0.7 | 383.5335 | 188.79 | 0.0063291 | 0.38396 | 1
9994 | 07E19G12H12D07M01W04 | 1.95 | 4.71 | 0.82 | 8.72 | 16.2 | 0.7 | 383.5335 | 143.85 | 0.0063291 | 0.48637 | 1
9995 | 07E19G12H12D07M02W02 | 1.69 | 3.73 | 0.82 | 16.74 | 22.98 | 0.54444 | 324.0551 | 252.42 | 0.21308 | 0.2714 | 1
9996 | 07E19G12H13D05M01W02 | 1.89 | 4.03 | 0.82 | 16.74 | 23.48 | 0.62222 | 344.5649 | 254.73 | 0.14979 | 0.25555 | 1
9997 | 07E19G12H13D05M01W03 | 1.89 | 4.03 | 0.82 | 11.95 | 18.69 | 0.62222 | 344.5649 | 188.16 | 0.14979 | 0.40742 | 1
9998 | 07E19G12H13D07M01W02 | 1.95 | 4.13 | 0.82 | 16.74 | 23.64 | 0.62222 | 350.7178 | 255.36 | 0.12869 | 0.25048 | 1
9999 | 07E19G12H13D07M01W03 | 1.95 | 4.13 | 0.82 | 11.95 | 18.85 | 0.62222 | 350.7178 | 188.79 | 0.12869 | 0.40235 | 1
10000 | 07E19G12H13D07M01W04 | 1.95 | 4.13 | 0.82 | 8.72 | 15.62 | 0.62222 | 350.7178 | 143.85 | 0.12869 | 0.50476 | 1
10001 | 07E19G12H13D07M02W02 | 1.69 | 3.27 | 0.82 | 16.74 | 22.52 | 0.46667 | 299.4433 | 252.42 | 0.31013 | 0.28599 | 1
10002 | 07E19G12H14D05M01W02 | 2.18 | 4.86 | 0.82 | 16.74 | 24.6 | 0.7 | 401.9924 | 257.67 | -0.025316 | 0.22004 | 1
10003 | 07E19G12H14D05M01W03 | 2.18 | 4.86 | 0.82 | 11.95 | 19.81 | 0.7 | 401.9924 | 191.1 | -0.025316 | 0.37191 | 1
10004 | 07E19G12H14D07M01W02 | 2.25 | 4.97 | 0.82 | 16.74 | 24.78 | 0.7 | 406.0943 | 258.3 | -0.048523 | 0.21433 | 1
10005 | 07E19G12H14D07M01W03 | 2.25 | 4.97 | 0.82 | 11.95 | 19.99 | 0.7 | 406.0943 | 191.73 | -0.048523 | 0.3662 | 1
10006 | 07E19G12H14D07M01W04 | 2.25 | 4.97 | 0.82 | 8.72 | 16.76 | 0.7 | 406.0943 | 146.79 | -0.048523 | 0.46861 | 1
10007 | 07E19G12H14D07M02W02 | 1.95 | 3.93 | 0.82 | 16.74 | 23.44 | 0.62222 | 344.5649 | 254.94 | 0.17089 | 0.25682 | 1
10008 | 07E20G10H07D04M01W02 | 4.25 | 1.74 | 0.82 | 16.74 | 23.55 | 0.077778 | 262.5256 | 281.4 | 0.63291 | 0.25333 | 1
10009 | 07E20G10H07D05M01W02 | 3.76 | 1.4 | 0.82 | 16.74 | 22.72 | 0 | 235.8629 | 275.73 | 0.70464 | 0.27964 | 1
10010 | 07E20G10H07D05M01W03 | 3.76 | 1.4 | 0.82 | 11.95 | 17.93 | 0 | 235.8629 | 209.16 | 0.70464 | 0.43152 | 2
10011 | 07E20G10H07D06M01W02 | 3.27 | 1.18 | 0.82 | 16.74 | 22.01 | 0 | 215.3531 | 270.06 | 0.75105 | 0.30216 | 1
10012 | 07E20G10H07D06M01W03 | 3.27 | 1.18 | 0.82 | 11.95 | 17.22 | 0 | 215.3531 | 203.49 | 0.75105 | 0.45403 | 2
10013 | 07E20G10H07D07M01W02 | 3.89 | 1.47 | 0.82 | 16.74 | 22.92 | 0 | 242.0158 | 277.2 | 0.68987 | 0.2733 | 1
10014 | 07E20G10H07D07M01W03 | 3.89 | 1.47 | 0.82 | 11.95 | 18.13 | 0 | 242.0158 | 210.63 | 0.68987 | 0.42517 | 2
10015 | 07E20G10H07D07M01W04 | 3.89 | 1.47 | 0.82 | 8.72 | 14.9 | 0 | 242.0158 | 165.69 | 0.68987 | 0.52758 | 2
10016 | 07E20G10H07D07M02W02 | 3.68 | 1.04 | 0.82 | 16.74 | 22.28 | 0 | 213.3021 | 274.68 | 0.78059 | 0.2936 | 1
10017 | 07E20G10H08D05M01W02 | 3.32 | 1.4 | 0.82 | 16.74 | 22.28 | 0 | 235.8629 | 270.06 | 0.70464 | 0.2936 | 1
10018 | 07E20G10H08D05M01W03 | 3.32 | 1.4 | 0.82 | 11.95 | 17.49 | 0 | 235.8629 | 203.49 | 0.70464 | 0.44547 | 2
10019 | 07E20G10H08D06M01W02 | 2.89 | 1.18 | 0.82 | 16.74 | 21.63 | 0 | 215.3531 | 265.23 | 0.75105 | 0.3142 | 1
10020 | 07E20G10H08D06M01W03 | 2.89 | 1.18 | 0.82 | 11.95 | 16.84 | 0 | 215.3531 | 198.66 | 0.75105 | 0.46607 | 2
10021 | 07E20G10H08D07M01W02 | 3.43 | 1.47 | 0.82 | 16.74 | 22.46 | 0 | 242.0158 | 271.32 | 0.68987 | 0.28789 | 1
10022 | 07E20G10H08D07M01W03 | 3.43 | 1.47 | 0.82 | 11.95 | 17.67 | 0 | 242.0158 | 204.75 | 0.68987 | 0.43976 | 2
10023 | 07E20G10H08D07M01W04 | 3.43 | 1.47 | 0.82 | 8.72 | 14.44 | 0 | 242.0158 | 159.81 | 0.68987 | 0.54217 | 2
10024 | 07E20G10H08D07M02W02 | 3.25 | 1.04 | 0.82 | 16.74 | 21.85 | 0 | 213.3021 | 269.22 | 0.78059 | 0.30723 | 1
10025 | 07E20G10H09D05M01W02 | 3.2 | 1.4 | 0.82 | 16.74 | 22.16 | 0 | 235.8629 | 268.59 | 0.70464 | 0.2974 | 1
10026 | 07E20G10H09D05M01W03 | 3.2 | 1.4 | 0.82 | 11.95 | 17.37 | 0 | 235.8629 | 202.02 | 0.70464 | 0.44927 | 2
10027 | 07E20G10H09D07M01W02 | 3.31 | 1.47 | 0.82 | 16.74 | 22.34 | 0 | 242.0158 | 269.64 | 0.68987 | 0.29169 | 1
10028 | 07E20G10H09D07M01W03 | 3.31 | 1.47 | 0.82 | 11.95 | 17.55 | 0 | 242.0158 | 203.07 | 0.68987 | 0.44356 | 2
10029 | 07E20G10H09D07M01W04 | 3.31 | 1.47 | 0.82 | 8.72 | 14.32 | 0 | 242.0158 | 158.13 | 0.68987 | 0.54597 | 2
10030 | 07E20G10H09D07M02W02 | 3.13 | 1.04 | 0.82 | 16.74 | 21.73 | 0 | 213.3021 | 267.75 | 0.78059 | 0.31103 | 1
10031 | 07E20G10H10D05M01W02 | 3.76 | 1.31 | 0.82 | 16.74 | 22.63 | 0 | 229.7099 | 275.73 | 0.72363 | 0.2825 | 1
10032 | 07E20G10H10D05M01W03 | 3.76 | 1.31 | 0.82 | 11.95 | 17.84 | 0 | 229.7099 | 209.16 | 0.72363 | 0.43437 | 2
10033 | 07E20G10H10D07M01W02 | 3.89 | 1.37 | 0.82 | 16.74 | 22.82 | 0 | 235.8629 | 277.2 | 0.71097 | 0.27647 | 1
10034 | 07E20G10H10D07M01W03 | 3.89 | 1.37 | 0.82 | 11.95 | 18.03 | 0 | 235.8629 | 210.63 | 0.71097 | 0.42834 | 2
10035 | 07E20G10H10D07M01W04 | 3.89 | 1.37 | 0.82 | 8.72 | 14.8 | 0 | 235.8629 | 165.69 | 0.71097 | 0.53075 | 2
10036 | 07E20G10H10D07M02W02 | 3.68 | 0.97 | 0.82 | 16.74 | 22.21 | 0 | 209.2001 | 274.68 | 0.79536 | 0.29581 | 1
10037 | 07E20G10H11D05M01W02 | 3.76 | 1.31 | 0.82 | 16.74 | 22.63 | 0 | 229.7099 | 275.73 | 0.72363 | 0.2825 | 1
10038 | 07E20G10H11D05M01W03 | 3.76 | 1.31 | 0.82 | 11.95 | 17.84 | 0 | 229.7099 | 209.16 | 0.72363 | 0.43437 | 2
10039 | 07E20G10H11D06M01W02 | 3.27 | 1.1 | 0.82 | 16.74 | 21.93 | 0 | 211.2511 | 270.06 | 0.76793 | 0.30469 | 1
10040 | 07E20G10H11D06M01W03 | 3.27 | 1.1 | 0.82 | 11.95 | 17.14 | 0 | 211.2511 | 203.49 | 0.76793 | 0.45656 | 2
10041 | 07E20G10H11D07M01W02 | 3.89 | 1.37 | 0.82 | 16.74 | 22.82 | 0 | 235.8629 | 277.2 | 0.71097 | 0.27647 | 1
10042 | 07E20G10H11D07M01W03 | 3.89 | 1.37 | 0.82 | 11.95 | 18.03 | 0 | 235.8629 | 210.63 | 0.71097 | 0.42834 | 2
10043 | 07E20G10H11D07M01W04 | 3.89 | 1.37 | 0.82 | 8.72 | 14.8 | 0 | 235.8629 | 165.69 | 0.71097 | 0.53075 | 2
10044 | 07E20G10H11D07M02W02 | 3.68 | 0.97 | 0.82 | 16.74 | 22.21 | 0 | 209.2001 | 274.68 | 0.79536 | 0.29581 | 1
10045 | 07E20G10H12D05M01W02 | 3.25 | 1.09 | 0.82 | 16.74 | 21.9 | 0 | 203.0472 | 270.69 | 0.77004 | 0.30564 | 1
10046 | 07E20G10H12D05M01W03 | 3.25 | 1.09 | 0.82 | 11.95 | 17.11 | 0 | 203.0472 | 204.12 | 0.77004 | 0.45751 | 2
10047 | 07E20G10H12D07M01W02 | 3.36 | 1.14 | 0.82 | 16.74 | 22.06 | 0 | 207.1491 | 271.95 | 0.75949 | 0.30057 | 1
10048 | 07E20G10H12D07M01W03 | 3.36 | 1.14 | 0.82 | 11.95 | 17.27 | 0 | 207.1491 | 205.38 | 0.75949 | 0.45244 | 2
10049 | 07E20G10H12D07M01W04 | 3.36 | 1.14 | 0.82 | 8.72 | 14.04 | 0 | 207.1491 | 160.44 | 0.75949 | 0.55485 | 2
10050 | 07E20G10H12D07M02W02 | 3.18 | 0.81 | 0.82 | 16.74 | 21.55 | 0 | 184.5883 | 269.64 | 0.82911 | 0.31674 | 1
10051 | 07E20G10H13D05M01W02 | 3.25 | 0.95 | 0.82 | 16.74 | 21.76 | 0 | 194.8432 | 270.69 | 0.79958 | 0.31008 | 1
10052 | 07E20G10H13D05M01W03 | 3.25 | 0.95 | 0.82 | 11.95 | 16.97 | 0 | 194.8432 | 204.12 | 0.79958 | 0.46195 | 2
10053 | 07E20G10H13D07M01W02 | 3.36 | 1 | 0.82 | 16.74 | 21.92 | 0 | 196.8942 | 271.95 | 0.78903 | 0.30501 | 1
10054 | 07E20G10H13D07M01W03 | 3.36 | 1 | 0.82 | 11.95 | 17.13 | 0 | 196.8942 | 205.38 | 0.78903 | 0.45688 | 2
10055 | 07E20G10H13D07M01W04 | 3.36 | 1 | 0.82 | 8.72 | 13.9 | 0 | 196.8942 | 160.44 | 0.78903 | 0.55929 | 2
10056 | 07E20G10H13D07M02W02 | 3.18 | 0.71 | 0.82 | 16.74 | 21.45 | 0 | 180.4864 | 269.64 | 0.85021 | 0.31991 | 1
10057 | 07E20G10H14D05M01W02 | 3.76 | 1.15 | 0.82 | 16.74 | 22.47 | 0 | 221.506 | 275.73 | 0.75738 | 0.28757 | 1
10058 | 07E20G10H14D05M01W03 | 3.76 | 1.15 | 0.82 | 11.95 | 17.68 | 0 | 221.506 | 209.16 | 0.75738 | 0.43944 | 2
10059 | 07E20G10H14D07M01W02 | 3.89 | 1.21 | 0.82 | 16.74 | 22.66 | 0 | 225.608 | 277.2 | 0.74473 | 0.28155 | 1
10060 | 07E20G10H14D07M01W03 | 3.89 | 1.21 | 0.82 | 11.95 | 17.87 | 0 | 225.608 | 210.63 | 0.74473 | 0.43342 | 2
10061 | 07E20G10H14D07M01W04 | 3.89 | 1.21 | 0.82 | 8.72 | 14.64 | 0 | 225.608 | 165.69 | 0.74473 | 0.53583 | 2
10062 | 07E20G10H14D07M02W02 | 3.68 | 0.85 | 0.82 | 16.74 | 22.09 | 0 | 203.0472 | 274.68 | 0.82068 | 0.29962 | 1
10063 | 07E20G11H07D04M01W02 | 5.29 | 0.82 | 0.82 | 16.74 | 23.67 | 0 | 225.608 | 293.58 | 0.827 | 0.24952 | 1
10064 | 07E20G11H07D05M01W02 | 4.69 | 0.67 | 0.82 | 16.74 | 22.92 | 0 | 209.2001 | 286.65 | 0.85865 | 0.2733 | 1
10065 | 07E20G11H07D05M01W03 | 4.69 | 0.67 | 0.82 | 11.95 | 18.13 | 0 | 209.2001 | 220.08 | 0.85865 | 0.42517 | 2
10066 | 07E20G11H07D06M01W02 | 4.1 | 0.55 | 0.82 | 16.74 | 22.21 | 0 | 192.7923 | 279.72 | 0.88397 | 0.29581 | 1
10067 | 07E20G11H07D06M01W03 | 4.1 | 0.55 | 0.82 | 11.95 | 17.42 | 0 | 192.7923 | 213.15 | 0.88397 | 0.44769 | 2
10068 | 07E20G11H07D07M01W02 | 4.84 | 0.7 | 0.82 | 16.74 | 23.1 | 0 | 213.3021 | 288.33 | 0.85232 | 0.2676 | 1
10069 | 07E20G11H07D07M01W03 | 4.84 | 0.7 | 0.82 | 11.95 | 18.31 | 0 | 213.3021 | 221.76 | 0.85232 | 0.41947 | 2
10070 | 07E20G11H07D07M01W04 | 4.84 | 0.7 | 0.82 | 8.72 | 15.08 | 0 | 213.3021 | 176.82 | 0.85232 | 0.52188 | 2
10071 | 07E20G11H07D07M02W02 | 4.66 | 0.47 | 0.82 | 16.74 | 22.69 | 0 | 194.8432 | 286.23 | 0.90084 | 0.2806 | 1
10072 | 07E20G11H08D05M01W02 | 4.14 | 0.67 | 0.82 | 16.74 | 22.37 | 0 | 209.2001 | 279.51 | 0.85865 | 0.29074 | 1
10073 | 07E20G11H08D05M01W03 | 4.14 | 0.67 | 0.82 | 11.95 | 17.58 | 0 | 209.2001 | 212.94 | 0.85865 | 0.44261 | 2
10074 | 07E20G11H08D06M01W02 | 3.62 | 0.55 | 0.82 | 16.74 | 21.73 | 0 | 192.7923 | 273.63 | 0.88397 | 0.31103 | 1
10075 | 07E20G11H08D06M01W03 | 3.62 | 0.55 | 0.82 | 11.95 | 16.94 | 0 | 192.7923 | 207.06 | 0.88397 | 0.4629 | 2
10076 | 07E20G11H08D07M01W02 | 4.27 | 0.7 | 0.82 | 16.74 | 22.53 | 0 | 213.3021 | 280.98 | 0.85232 | 0.28567 | 1
10077 | 07E20G11H08D07M01W03 | 4.27 | 0.7 | 0.82 | 11.95 | 17.74 | 0 | 213.3021 | 214.41 | 0.85232 | 0.43754 | 2
10078 | 07E20G11H08D07M01W04 | 4.27 | 0.7 | 0.82 | 8.72 | 14.51 | 0 | 213.3021 | 169.47 | 0.85232 | 0.53995 | 2
10079 | 07E20G11H08D07M02W02 | 4.12 | 0.47 | 0.82 | 16.74 | 22.15 | 0 | 194.8432 | 279.09 | 0.90084 | 0.29772 | 1
10080 | 07E20G11H09D05M01W02 | 3.99 | 0.67 | 0.82 | 16.74 | 22.22 | 0 | 209.2001 | 277.62 | 0.85865 | 0.2955 | 1
10081 | 07E20G11H09D05M01W03 | 3.99 | 0.67 | 0.82 | 11.95 | 17.43 | 0 | 209.2001 | 211.05 | 0.85865 | 0.44737 | 2
10082 | 07E20G11H09D07M01W02 | 4.12 | 0.7 | 0.82 | 16.74 | 22.38 | 0 | 213.3021 | 279.09 | 0.85232 | 0.29042 | 1
10083 | 07E20G11H09D07M01W03 | 4.12 | 0.7 | 0.82 | 11.95 | 17.59 | 0 | 213.3021 | 212.52 | 0.85232 | 0.4423 | 2
10084 | 07E20G11H09D07M01W04 | 4.12 | 0.7 | 0.82 | 8.72 | 14.36 | 0 | 213.3021 | 167.58 | 0.85232 | 0.54471 | 2
10085 | 07E20G11H09D07M02W02 | 3.97 | 0.47 | 0.82 | 16.74 | 22 | 0 | 194.8432 | 277.2 | 0.90084 | 0.30247 | 1
10086 | 07E20G11H10D05M01W02 | 4.69 | 0.62 | 0.82 | 16.74 | 22.87 | 0 | 205.0982 | 286.65 | 0.8692 | 0.27489 | 1
10087 | 07E20G11H10D05M01W03 | 4.69 | 0.62 | 0.82 | 11.95 | 18.08 | 0 | 205.0982 | 220.08 | 0.8692 | 0.42676 | 2
10088 | 07E20G11H10D07M01W02 | 4.84 | 0.65 | 0.82 | 16.74 | 23.05 | 0 | 209.2001 | 288.33 | 0.86287 | 0.26918 | 1
10089 | 07E20G11H10D07M01W03 | 4.84 | 0.65 | 0.82 | 11.95 | 18.26 | 0 | 209.2001 | 221.76 | 0.86287 | 0.42105 | 2
10090 | 07E20G11H10D07M01W04 | 4.84 | 0.65 | 0.82 | 8.72 | 15.03 | 0 | 209.2001 | 176.82 | 0.86287 | 0.52346 | 2
10091 | 07E20G11H10D07M02W02 | 4.66 | 0.44 | 0.82 | 16.74 | 22.66 | 0 | 192.7923 | 286.23 | 0.90717 | 0.28155 | 1
10092 | 07E20G11H11D05M01W02 | 4.69 | 0.62 | 0.82 | 16.74 | 22.87 | 0 | 205.0982 | 286.65 | 0.8692 | 0.27489 | 1
10093 | 07E20G11H11D05M01W03 | 4.69 | 0.62 | 0.82 | 11.95 | 18.08 | 0 | 205.0982 | 220.08 | 0.8692 | 0.42676 | 2
10094 | 07E20G11H11D06M01W02 | 4.1 | 0.51 | 0.82 | 16.74 | 22.17 | 0 | 188.6903 | 279.72 | 0.89241 | 0.29708 | 1
10095 | 07E20G11H11D06M01W03 | 4.1 | 0.51 | 0.82 | 11.95 | 17.38 | 0 | 188.6903 | 213.15 | 0.89241 | 0.44895 | 2
10096 | 07E20G11H11D07M01W02 | 4.84 | 0.65 | 0.82 | 16.74 | 23.05 | 0 | 209.2001 | 288.33 | 0.86287 | 0.26918 | 1
10097 | 07E20G11H11D07M01W03 | 4.84 | 0.65 | 0.82 | 11.95 | 18.26 | 0 | 209.2001 | 221.76 | 0.86287 | 0.42105 | 2
10098 | 07E20G11H11D07M01W04 | 4.84 | 0.65 | 0.82 | 8.72 | 15.03 | 0 | 209.2001 | 176.82 | 0.86287 | 0.52346 | 2
10099 | 07E20G11H11D07M02W02 | 4.66 | 0.44 | 0.82 | 16.74 | 22.66 | 0 | 192.7923 | 286.23 | 0.90717 | 0.28155 | 1
10100 | 07E20G11H12D05M01W02 | 4.06 | 0.52 | 0.82 | 16.74 | 22.14 | 0 | 178.4354 | 280.14 | 0.8903 | 0.29803 | 1
10101 | 07E20G11H12D05M01W03 | 4.06 | 0.52 | 0.82 | 11.95 | 17.35 | 0 | 178.4354 | 213.57 | 0.8903 | 0.4499 | 2
10102 | 07E20G11H12D07M01W02 | 4.2 | 0.55 | 0.82 | 16.74 | 22.31 | 0 | 182.5374 | 281.82 | 0.88397 | 0.29264 | 1
10103 | 07E20G11H12D07M01W03 | 4.2 | 0.55 | 0.82 | 11.95 | 17.52 | 0 | 182.5374 | 215.25 | 0.88397 | 0.44451 | 2
10104 | 07E20G11H12D07M01W04 | 4.2 | 0.55 | 0.82 | 8.72 | 14.29 | 0 | 182.5374 | 170.31 | 0.88397 | 0.54692 | 2
10105 | 07E20G11H12D07M02W02 | 4.03 | 0.37 | 0.82 | 16.74 | 21.96 | 0 | 170.2315 | 279.93 | 0.92194 | 0.30374 | 1
10106 | 07E20G11H13D05M01W02 | 4.06 | 0.45 | 0.82 | 16.74 | 22.07 | 0 | 174.3334 | 280.14 | 0.90506 | 0.30025 | 1
10107 | 07E20G11H13D05M01W03 | 4.06 | 0.45 | 0.82 | 11.95 | 17.28 | 0 | 174.3334 | 213.57 | 0.90506 | 0.45212 | 2
10108 | 07E20G11H13D07M01W02 | 4.2 | 0.48 | 0.82 | 16.74 | 22.24 | 0 | 178.4354 | 281.82 | 0.89873 | 0.29486 | 1
10109 | 07E20G11H13D07M01W03 | 4.2 | 0.48 | 0.82 | 11.95 | 17.45 | 0 | 178.4354 | 215.25 | 0.89873 | 0.44673 | 2
10110 | 07E20G11H13D07M01W04 | 4.2 | 0.48 | 0.82 | 8.72 | 14.22 | 0 | 178.4354 | 170.31 | 0.89873 | 0.54914 | 2
10111 | 07E20G11H13D07M02W02 | 4.03 | 0.32 | 0.82 | 16.74 | 21.91 | 0 | 166.1295 | 279.93 | 0.93249 | 0.30533 | 1
10112 | 07E20G11H14D05M01W02 | 4.69 | 0.55 | 0.82 | 16.74 | 22.8 | 0 | 200.9962 | 286.65 | 0.88397 | 0.27711 | 1
10113 | 07E20G11H14D05M01W03 | 4.69 | 0.55 | 0.82 | 11.95 | 18.01 | 0 | 200.9962 | 220.08 | 0.88397 | 0.42898 | 2
10114 | 07E20G11H14D07M01W02 | 4.84 | 0.57 | 0.82 | 16.74 | 22.97 | 0 | 205.0982 | 288.33 | 0.87975 | 0.27172 | 1
10115 | 07E20G11H14D07M01W03 | 4.84 | 0.57 | 0.82 | 11.95 | 18.18 | 0 | 205.0982 | 221.76 | 0.87975 | 0.42359 | 2
10116 | 07E20G11H14D07M01W04 | 4.84 | 0.57 | 0.82 | 8.72 | 14.95 | 0 | 205.0982 | 176.82 | 0.87975 | 0.526 | 2
10117 | 07E20G11H14D07M02W02 | 4.66 | 0.39 | 0.82 | 16.74 | 22.61 | 0 | 188.6903 | 286.23 | 0.91772 | 0.28313 | 1
10118 | 07E20G12H07D04M01W02 | 2.24 | 11.29 | 0.82 | 16.74 | 31.09 | 1.4 | 734.2514 | 258.3 | -1.3819 | 0.014268
10119 | 07E20G12H07D05M01W02 | 1.95 | 9.25 | 0.82 | 16.74 | 28.76 | 1.1667 | 629.6513 | 254.94 | -0.95148 | 0.088142
10120 | 07E20G12H07D05M01W03 | 1.95 | 9.25 | 0.82 | 11.95 | 23.97 | 1.1667 | 629.6513 | 188.37 | -0.95148 | 0.24001
10121 | 07E20G12H07D06M01W02 | 1.7 | 8.13 | 0.82 | 16.74 | 27.39 | 1.0111 | 572.2238 | 252 | -0.71519 | 0.13158
10122 | 07E20G12H07D06M01W03 | 1.7 | 8.13 | 0.82 | 11.95 | 22.6 | 1.0111 | 572.2238 | 185.43 | -0.71519 | 0.28345
10123 | 07E20G12H07D07M01W02 | 2.02 | 9.58 | 0.82 | 16.74 | 29.16 | 1.1667 | 648.1102 | 255.78 | -1.0211 | 0.07546
10124 | 07E20G12H07D07M01W03 | 2.02 | 9.58 | 0.82 | 11.95 | 24.37 | 1.1667 | 648.1102 | 189.21 | -1.0211 | 0.22733
10125 | 07E20G12H07D07M01W04 | 2.02 | 9.58 | 0.82 | 8.72 | 21.14 | 1.1667 | 648.1102 | 144.27 | -1.0211 | 0.32974
10126 | 07E20G12H07D07M02W02 | 1.7 | 7.91 | 0.82 | 16.74 | 27.17 | 1.0111 | 551.714 | 252 | -0.66878 | 0.13855
10127 | 07E20G12H08D05M01W02 | 1.72 | 9.25 | 0.82 | 16.74 | 28.53 | 1.1667 | 629.6513 | 252 | -0.95148 | 0.095434
10128 | 07E20G12H08D05M01W03 | 1.72 | 9.25 | 0.82 | 11.95 | 23.74 | 1.1667 | 629.6513 | 185.43 | -0.95148 | 0.24731
10129 | 07E20G12H08D06M01W02 | 1.5 | 8.13 | 0.82 | 16.74 | 27.19 | 1.0111 | 572.2238 | 249.48 | -0.71519 | 0.13792
10130 | 07E20G12H08D06M01W03 | 1.5 | 8.13 | 0.82 | 11.95 | 22.4 | 1.0111 | 572.2238 | 182.91 | -0.71519 | 0.28979
10131 | 07E20G12H08D07M01W02 | 1.78 | 9.58 | 0.82 | 16.74 | 28.92 | 1.1667 | 648.1102 | 252.63 | -1.0211 | 0.083069
10132 | 07E20G12H08D07M01W03 | 1.78 | 9.58 | 0.82 | 11.95 | 24.13 | 1.1667 | 648.1102 | 186.06 | -1.0211 | 0.23494
10133 | 07E20G12H08D07M01W04 | 1.78 | 9.58 | 0.82 | 8.72 | 20.9 | 1.1667 | 648.1102 | 141.12 | -1.0211 | 0.33735
10134 | 07E20G12H08D07M02W02 | 1.5 | 7.91 | 0.82 | 16.74 | 26.97 | 1.0111 | 551.714 | 249.48 | -0.66878 | 0.1449
10135 | 07E20G12H09D05M01W02 | 1.66 | 9.25 | 0.82 | 16.74 | 28.47 | 1.1667 | 629.6513 | 251.16 | -0.95148 | 0.097337
10136 | 07E20G12H09D05M01W03 | 1.66 | 9.25 | 0.82 | 11.95 | 23.68 | 1.1667 | 629.6513 | 184.59 | -0.95148 | 0.24921
10137 | 07E20G12H09D07M01W02 | 1.72 | 9.58 | 0.82 | 16.74 | 28.86 | 1.1667 | 648.1102 | 251.79 | -1.0211 | 0.084971
10138 | 07E20G12H09D07M01W03 | 1.72 | 9.58 | 0.82 | 11.95 | 24.07 | 1.1667 | 648.1102 | 185.22 | -1.0211 | 0.23684
10139 | 07E20G12H09D07M01W04 | 1.72 | 9.58 | 0.82 | 8.72 | 20.84 | 1.1667 | 648.1102 | 140.28 | -1.0211 | 0.33925
10140 | 07E20G12H09D07M02W02 | 1.45 | 7.91 | 0.82 | 16.74 | 26.92 | 1.0111 | 551.714 | 248.85 | -0.66878 | 0.14648
10141 | 07E20G12H10D05M01W02 | 1.95 | 8.61 | 0.82 | 16.74 | 28.12 | 1.0889 | 596.8356 | 254.94 | -0.81646 | 0.10843
10142 | 07E20G12H10D05M01W03 | 1.95 | 8.61 | 0.82 | 11.95 | 23.33 | 1.0889 | 596.8356 | 188.37 | -0.81646 | 0.2603
10143 | 07E20G12H10D07M01W02 | 2.02 | 8.92 | 0.82 | 16.74 | 28.5 | 1.0889 | 613.2435 | 255.78 | -0.88186 | 0.096386
10144 | 07E20G12H10D07M01W03 | 2.02 | 8.92 | 0.82 | 11.95 | 23.71 | 1.0889 | 613.2435 | 189.21 | -0.88186 | 0.24826
10145 | 07E20G12H10D07M01W04 | 2.02 | 8.92 | 0.82 | 8.72 | 20.48 | 1.0889 | 613.2435 | 144.27 | -0.88186 | 0.35067
10146 | 07E20G12H10D07M02W02 | 1.7 | 7.36 | 0.82 | 16.74 | 26.62 | 0.93333 | 523.0003 | 252 | -0.55274 | 0.15599
10147 | 07E20G12H11D05M01W02 | 1.95 | 8.59 | 0.82 | 16.74 | 28.1 | 1.0889 | 594.7846 | 254.94 | -0.81224 | 0.10907
10148 | 07E20G12H11D05M01W03 | 1.95 | 8.59 | 0.82 | 11.95 | 23.31 | 1.0889 | 594.7846 | 188.37 | -0.81224 | 0.26094
10149 | 07E20G12H11D06M01W02 | 1.7 | 7.55 | 0.82 | 16.74 | 26.81 | 0.93333 | 539.4081 | 252 | -0.59283 | 0.14997
10150 | 07E20G12H11D06M01W03 | 1.7 | 7.55 | 0.82 | 11.95 | 22.02 | 0.93333 | 539.4081 | 185.43 | -0.59283 | 0.30184
10151 | 07E20G12H11D07M01W02 | 2.02 | 8.9 | 0.82 | 16.74 | 28.48 | 1.0889 | 613.2435 | 255.78 | -0.87764 | 0.09702
10152 | 07E20G12H11D07M01W03 | 2.02 | 8.9 | 0.82 | 11.95 | 23.69 | 1.0889 | 613.2435 | 189.21 | -0.87764 | 0.24889
10153 | 07E20G12H11D07M01W04 | 2.02 | 8.9 | 0.82 | 8.72 | 20.46 | 1.0889 | 613.2435 | 144.27 | -0.87764 | 0.3513
10154 | 07E20G12H11D07M02W02 | 1.7 | 7.35 | 0.82 | 16.74 | 26.61 | 0.93333 | 523.0003 | 252 | -0.55063 | 0.15631
10155 | 07E20G12H12D05M01W02 | 1.69 | 7.17 | 0.82 | 16.74 | 26.42 | 0.85556 | 510.6944 | 252.42 | -0.51266 | 0.16233
10156 | 07E20G12H12D05M01W03 | 1.69 | 7.17 | 0.82 | 11.95 | 21.63 | 0.85556 | 510.6944 | 185.85 | -0.51266 | 0.3142
10157 | 07E20G12H12D07M01W02 | 1.75 | 7.42 | 0.82 | 16.74 | 26.73 | 0.93333 | 525.0513 | 253.05 | -0.5654 | 0.1525
10158 | 07E20G12H12D07M01W03 | 1.75 | 7.42 | 0.82 | 11.95 | 21.94 | 0.93333 | 525.0513 | 186.48 | -0.5654 | 0.30438
10159 | 07E20G12H12D07M01W04 | 1.75 | 7.42 | 0.82 | 8.72 | 18.71 | 0.93333 | 525.0513 | 141.54 | -0.5654 | 0.40679
10160 | 07E20G12H12D07M02W02 | 1.47 | 6.13 | 0.82 | 16.74 | 25.16 | 0.77778 | 451.2159 | 249.69 | -0.29325 | 0.20228 | 1
10161 | 07E20G12H13D05M01W02 | 1.69 | 6.28 | 0.82 | 16.74 | 25.53 | 0.77778 | 461.4708 | 252.42 | -0.32489 | 0.19055
10162 | 07E20G12H13D05M01W03 | 1.69 | 6.28 | 0.82 | 11.95 | 20.74 | 0.77778 | 461.4708 | 185.85 | -0.32489 | 0.34242
10163 | 07E20G12H13D07M01W02 | 1.75 | 6.51 | 0.82 | 16.74 | 25.82 | 0.77778 | 473.7767 | 253.05 | -0.37342 | 0.18136
10164 | 07E20G12H13D07M01W03 | 1.75 | 6.51 | 0.82 | 11.95 | 21.03 | 0.77778 | 473.7767 | 186.48 | -0.37342 | 0.33323
10165 | 07E20G12H13D07M01W04 | 1.75 | 6.51 | 0.82 | 8.72 | 17.8 | 0.77778 | 473.7767 | 141.54 | -0.37342 | 0.43564
10166 | 07E20G12H13D07M02W02 | 1.47 | 5.37 | 0.82 | 16.74 | 24.4 | 0.7 | 408.1453 | 249.69 | -0.13291 | 0.22638 | 1
10167 | 07E20G12H14D05M01W02 | 1.95 | 7.57 | 0.82 | 16.74 | 27.08 | 0.93333 | 539.4081 | 254.94 | -0.59705 | 0.14141
10168 | 07E20G12H14D05M01W03 | 1.95 | 7.57 | 0.82 | 11.95 | 22.29 | 0.93333 | 539.4081 | 188.37 | -0.59705 | 0.29328
10169 | 07E20G12H14D07M01W02 | 2.02 | 7.84 | 0.82 | 16.74 | 27.42 | 0.93333 | 553.765 | 255.78 | -0.65401 | 0.13063
10170 | 07E20G12H14D07M01W03 | 2.02 | 7.84 | 0.82 | 11.95 | 22.63 | 0.93333 | 553.765 | 189.21 | -0.65401 | 0.2825
10171 | 07E20G12H14D07M01W04 | 2.02 | 7.84 | 0.82 | 8.72 | 19.4 | 0.93333 | 553.765 | 144.27 | -0.65401 | 0.38491
10172 | 07E20G12H14D07M02W02 | 1.7 | 6.47 | 0.82 | 16.74 | 25.73 | 0.85556 | 473.7767 | 252 | -0.36498 | 0.18421
10173 | 07E21G10H07D04M01W02 | 3.46 | 1.41 | 0.82 | 16.74 | 22.43 | 0 | 231.7609 | 272.37 | 0.70253 | 0.28884 | 1
10174 | 07E21G10H07D05M01W02 | 3.05 | 1.15 | 0.82 | 16.74 | 21.76 | 0 | 211.2511 | 267.54 | 0.75738 | 0.31008 | 1
10175 | 07E21G10H07D05M01W03 | 3.05 | 1.15 | 0.82 | 11.95 | 16.97 | 0 | 211.2511 | 200.97 | 0.75738 | 0.46195 | 2
10176 | 07E21G10H07D06M01W02 | 2.63 | 0.96 | 0.82 | 16.74 | 21.15 | 0 | 194.8432 | 262.71 | 0.79747 | 0.32942 | 1
10177 | 07E21G10H07D06M01W03 | 2.63 | 0.96 | 0.82 | 11.95 | 16.36 | 0 | 194.8432 | 196.14 | 0.79747 | 0.48129 | 2
10178 | 07E21G10H07D07M01W02 | 3.16 | 1.2 | 0.82 | 16.74 | 21.92 | 0 | 215.3531 | 268.8 | 0.74684 | 0.30501 | 1
10179 | 07E21G10H07D07M01W03 | 3.16 | 1.2 | 0.82 | 11.95 | 17.13 | 0 | 215.3531 | 202.23 | 0.74684 | 0.45688 | 2
10180 | 07E21G10H07D07M01W04 | 3.16 | 1.2 | 0.82 | 8.72 | 13.9 | 0 | 215.3531 | 157.29 | 0.74684 | 0.55929 | 2
10181 | 07E21G10H07D07M02W02 | 2.97 | 0.78 | 0.82 | 16.74 | 21.31 | 0 | 188.6903 | 266.7 | 0.83544 | 0.32435 | 1
10182 | 07E21G10H08D05M01W02 | 2.7 | 1.15 | 0.82 | 16.74 | 21.41 | 0 | 211.2511 | 262.92 | 0.75738 | 0.32118 | 1
10183 | 07E21G10H08D05M01W03 | 2.7 | 1.15 | 0.82 | 11.95 | 16.62 | 0 | 211.2511 | 196.35 | 0.75738 | 0.47305 | 2
10184 | 07E21G10H08D06M01W02 | 2.32 | 0.96 | 0.82 | 16.74 | 20.84 | 0 | 194.8432 | 258.72 | 0.79747 | 0.33925 | 1
10185 | 07E21G10H08D06M01W03 | 2.32 | 0.96 | 0.82 | 11.95 | 16.05 | 0 | 194.8432 | 192.15 | 0.79747 | 0.49112 | 2
10186 | 07E21G10H08D07M01W02 | 2.79 | 1.2 | 0.82 | 16.74 | 21.55 | 0 | 215.3531 | 264.18 | 0.74684 | 0.31674 | 1
10187 | 07E21G10H08D07M01W03 | 2.79 | 1.2 | 0.82 | 11.95 | 16.76 | 0 | 215.3531 | 197.61 | 0.74684 | 0.46861 | 2
10188 | 07E21G10H08D07M01W04 | 2.79 | 1.2 | 0.82 | 8.72 | 13.53 | 0 | 215.3531 | 152.67 | 0.74684 | 0.57102 | 2
10189 | 07E21G10H08D07M02W02 | 2.63 | 0.78 | 0.82 | 16.74 | 20.97 | 0 | 188.6903 | 262.29 | 0.83544 | 0.33513 | 1
10190 | 07E21G10H09D05M01W02 | 2.6 | 1.15 | 0.82 | 16.74 | 21.31 | 0 | 211.2511 | 261.66 | 0.75738 | 0.32435 | 1
10191 | 07E21G10H09D05M01W03 | 2.6 | 1.15 | 0.82 | 11.95 | 16.52 | 0 | 211.2511 | 195.09 | 0.75738 | 0.47622 | 2
10192 | 07E21G10H09D07M01W02 | 2.69 | 1.2 | 0.82 | 16.74 | 21.45 | 0 | 215.3531 | 262.71 | 0.74684 | 0.31991 | 1
10193 | 07E21G10H09D07M01W03 | 2.69 | 1.2 | 0.82 | 11.95 | 16.66 | 0 | 215.3531 | 196.14 | 0.74684 | 0.47178 | 2
10194 | 07E21G10H09D07M01W04 | 2.69 | 1.2 | 0.82 | 8.72 | 13.43 | 0 | 215.3531 | 151.2 | 0.74684 | 0.57419 | 2
10195 | 07E21G10H09D07M02W02 | 2.53 | 0.78 | 0.82 | 16.74 | 20.87 | 0 | 188.6903 | 261.03 | 0.83544 | 0.3383 | 1
10196 | 07E21G10H10D05M01W02 | 3.05 | 1.07 | 0.82 | 16.74 | 21.68 | 0 | 207.1491 | 267.54 | 0.77426 | 0.31262 | 1
10197 | 07E21G10H10D05M01W03 | 3.05 | 1.07 | 0.82 | 11.95 | 16.89 | 0 | 207.1491 | 200.97 | 0.77426 | 0.46449 | 2
10198 | 07E21G10H10D07M01W02 | 3.16 | 1.12 | 0.82 | 16.74 | 21.84 | 0 | 211.2511 | 268.8 | 0.76371 | 0.30755 | 1
10199 | 07E21G10H10D07M01W03 | 3.16 | 1.12 | 0.82 | 11.95 | 17.05 | 0 | 211.2511 | 202.23 | 0.76371 | 0.45942 | 2
10200 | 07E21G10H10D07M01W04 | 3.16 | 1.12 | 0.82 | 8.72 | 13.82 | 0 | 211.2511 | 157.29 | 0.76371 | 0.56183 | 2
10201 | 07E21G10H10D07M02W02 | 2.97 | 0.72 | 0.82 | 16.74 | 21.25 | 0 | 186.6393 | 266.7 | 0.8481 | 0.32625 | 1
10202 | 07E21G10H11D05M01W02 | 3.05 | 1.07 | 0.82 | 16.74 | 21.68 | 0 | 207.1491 | 267.54 | 0.77426 | 0.31262 | 1
10203 | 07E21G10H11D05M01W03 | 3.05 | 1.07 | 0.82 | 11.95 | 16.89 | 0 | 207.1491 | 200.97 | 0.77426 | 0.46449 | 2
10204 | 07E21G10H11D06M01W02 | 2.63 | 0.9 | 0.82 | 16.74 | 21.09 | 0 | 190.7413 | 262.71 | 0.81013 | 0.33133 | 1
10205 | 07E21G10H11D06M01W03 | 2.63 | 0.9 | 0.82 | 11.95 | 16.3 | 0 | 190.7413 | 196.14 | 0.81013 | 0.4832 | 2
10206 | 07E21G10H11D07M01W02 | 3.16 | 1.12 | 0.82 | 16.74 | 21.84 | 0 | 211.2511 | 268.8 | 0.76371 | 0.30755 | 1
10207 | 07E21G10H11D07M01W03 | 3.16 | 1.12 | 0.82 | 11.95 | 17.05 | 0 | 211.2511 | 202.23 | 0.76371 | 0.45942 | 2
10208 | 07E21G10H11D07M01W04 | 3.16 | 1.12 | 0.82 | 8.72 | 13.82 | 0 | 211.2511 | 157.29 | 0.76371 | 0.56183 | 2
10209 | 07E21G10H11D07M02W02 | 2.97 | 0.72 | 0.82 | 16.74 | 21.25 | 0 | 186.6393 | 266.7 | 0.8481 | 0.32625 | 1
10210 | 07E21G10H12D05M01W02 | 2.64 | 0.89 | 0.82 | 16.74 | 21.09 | 0 | 184.5883 | 263.55 | 0.81224 | 0.33133 | 1
10211 | 07E21G10H12D05M01W03 | 2.64 | 0.89 | 0.82 | 11.95 | 16.3 | 0 | 184.5883 | 196.98 | 0.81224 | 0.4832 | 2
10212 | 07E21G10H12D07M01W02 | 2.74 | 0.93 | 0.82 | 16.74 | 21.23 | 0 | 186.6393 | 264.6 | 0.8038 | 0.32689 | 1
10213 | 07E21G10H12D07M01W03 | 2.74 | 0.93 | 0.82 | 11.95 | 16.44 | 0 | 186.6393 | 198.03 | 0.8038 | 0.47876 | 2
10214 | 07E21G10H12D07M01W04 | 2.74 | 0.93 | 0.82 | 8.72 | 13.21 | 0 | 186.6393 | 153.09 | 0.8038 | 0.58117 | 2
10215 | 07E21G10H12D07M02W02 | 2.58 | 0.6 | 0.82 | 16.74 | 20.74 | 0 | 166.1295 | 262.71 | 0.87342 | 0.34242 | 1
10216 | 07E21G10H13D05M01W02 | 2.64 | 0.78 | 0.82 | 16.74 | 20.98 | 0 | 176.3844 | 263.55 | 0.83544 | 0.33481 | 1
10217 | 07E21G10H13D05M01W03 | 2.64 | 0.78 | 0.82 | 11.95 | 16.19 | 0 | 176.3844 | 196.98 | 0.83544 | 0.48668 | 2
10218 | 07E21G10H13D07M01W02 | 2.74 | 0.82 | 0.82 | 16.74 | 21.12 | 0 | 178.4354 | 264.6 | 0.827 | 0.33037 | 1
10219 | 07E21G10H13D07M01W03 | 2.74 | 0.82 | 0.82 | 11.95 | 16.33 | 0 | 178.4354 | 198.03 | 0.827 | 0.48224 | 2
10220 | 07E21G10H13D07M01W04 | 2.74 | 0.82 | 0.82 | 8.72 | 13.1 | 0 | 178.4354 | 153.09 | 0.827 | 0.58465 | 2
10221 | 07E21G10H13D07M02W02 | 2.58 | 0.53 | 0.82 | 16.74 | 20.67 | 0 | 162.0275 | 262.71 | 0.88819 | 0.34464 | 1
10222 | 07E21G10H14D05M01W02 | 3.05 | 0.94 | 0.82 | 16.74 | 21.55 | 0 | 198.9452 | 267.54 | 0.80169 | 0.31674 | 1
10223 | 07E21G10H14D05M01W03 | 3.05 | 0.94 | 0.82 | 11.95 | 16.76 | 0 | 198.9452 | 200.97 | 0.80169 | 0.46861 | 2
10224 | 07E21G10H14D07M01W02 | 3.16 | 0.98 | 0.82 | 16.74 | 21.7 | 0 | 203.0472 | 268.8 | 0.79325 | 0.31198 | 1
10225 | 07E21G10H14D07M01W03 | 3.16 | 0.98 | 0.82 | 11.95 | 16.91 | 0 | 203.0472 | 202.23 | 0.79325 | 0.46386 | 2
10226 | 07E21G10H14D07M01W04 | 3.16 | 0.98 | 0.82 | 8.72 | 13.68 | 0 | 203.0472 | 157.29 | 0.79325 | 0.56627 | 2
10227 | 07E21G10H14D07M02W02 | 2.97 | 0.64 | 0.82 | 16.74 | 21.17 | 0 | 180.4864 | 266.7 | 0.86498 | 0.32879 | 1
10228 | 07E21G11H07D04M01W02 | 4.48 | 0.62 | 0.82 | 16.74 | 22.66 | 0 | 200.9962 | 283.92 | 0.8692 | 0.28155 | 1
10229 | 07E21G11H07D05M01W02 | 3.95 | 0.49 | 0.82 | 16.74 | 22 | 0 | 186.6393 | 278.04 | 0.89662 | 0.30247 | 1
10230 | 07E21G11H07D05M01W03 | 3.95 | 0.49 | 0.82 | 11.95 | 17.21 | 0 | 186.6393 | 211.47 | 0.89662 | 0.45434 | 2
10231 | 07E21G11H07D06M01W02 | 3.42 | 0.4 | 0.82 | 16.74 | 21.38 | 0 | 174.3334 | 271.74 | 0.91561 | 0.32213 | 1
10232 | 07E21G11H07D06M01W03 | 3.42 | 0.4 | 0.82 | 11.95 | 16.59 | 0 | 174.3334 | 205.17 | 0.91561 | 0.474 | 2
10233 | 07E21G11H07D07M01W02 | 4.09 | 0.52 | 0.82 | 16.74 | 22.17 | 0 | 188.6903 | 279.51 | 0.8903 | 0.29708 | 1
10234 | 07E21G11H07D07M01W03 | 4.09 | 0.52 | 0.82 | 11.95 | 17.38 | 0 | 188.6903 | 212.94 | 0.8903 | 0.44895 | 2
10235 | 07E21G11H07D07M01W04 | 4.09 | 0.52 | 0.82 | 8.72 | 14.15 | 0 | 188.6903 | 168 | 0.8903 | 0.55136 | 2
10236 | 07E21G11H07D07M02W02 | 3.93 | 0.34 | 0.82 | 16.74 | 21.83 | 0 | 176.3844 | 277.83 | 0.92827 | 0.30786 | 1
10237 | 07E21G11H08D05M01W02 | 3.49 | 0.49 | 0.82 | 16.74 | 21.54 | 0 | 186.6393 | 272.16 | 0.89662 | 0.31706 | 1
10238 | 07E21G11H08D05M01W03 | 3.49 | 0.49 | 0.82 | 11.95 | 16.75 | 0 | 186.6393 | 205.59 | 0.89662 | 0.46893 | 2
10239 | 07E21G11H08D06M01W02 | 3.02 | 0.4 | 0.82 | 16.74 | 20.98 | 0 | 174.3334 | 266.7 | 0.91561 | 0.33481 | 1
10240 | 07E21G11H08D06M01W03 | 3.02 | 0.4 | 0.82 | 11.95 | 16.19 | 0 | 174.3334 | 200.13 | 0.91561 | 0.48668 | 2
10241 | 07E21G11H08D07M01W02 | 3.62 | 0.52 | 0.82 | 16.74 | 21.7 | 0 | 188.6903 | 273.42 | 0.8903 | 0.31198 | 1
10242 | 07E21G11H08D07M01W03 | 3.62 | 0.52 | 0.82 | 11.95 | 16.91 | 0 | 188.6903 | 206.85 | 0.8903 | 0.46386 | 2
10243 | 07E21G11H08D07M01W04 | 3.62 | 0.52 | 0.82 | 8.72 | 13.68 | 0 | 188.6903 | 161.91 | 0.8903 | 0.56627 | 2
10244 | 07E21G11H08D07M02W02 | 3.47 | 0.34 | 0.82 | 16.74 | 21.37 | 0 | 176.3844 | 271.95 | 0.92827 | 0.32245 | 1
10245 | 07E21G11H09D05M01W02 | 3.36 | 0.49 | 0.82 | 16.74 | 21.41 | 0 | 186.6393 | 270.48 | 0.89662 | 0.32118 | 1
10246 | 07E21G11H09D05M01W03 | 3.36 | 0.49 | 0.82 | 11.95 | 16.62 | 0 | 186.6393 | 203.91 | 0.89662 | 0.47305 | 2
10247 | 07E21G11H09D07M01W02 | 3.48 | 0.52 | 0.82 | 16.74 | 21.56 | 0 | 188.6903 | 271.74 | 0.8903 | 0.31642 | 1
10248 | 07E21G11H09D07M01W03 | 3.48 | 0.52 | 0.82 | 11.95 | 16.77 | 0 | 188.6903 | 205.17 | 0.8903 | 0.46829 | 2
10249 | 07E21G11H09D07M01W04 | 3.48 | 0.52 | 0.82 | 8.72 | 13.54 | 0 | 188.6903 | 160.23 | 0.8903 | 0.5707 | 2
10250 | 07E21G11H09D07M02W02 | 3.35 | 0.34 | 0.82 | 16.74 | 21.25 | 0 | 176.3844 | 270.27 | 0.92827 | 0.32625 | 1
10251 | 07E21G11H10D05M01W02 | 3.95 | 0.46 | 0.82 | 16.74 | 21.97 | 0 | 184.5883 | 278.04 | 0.90295 | 0.30342 | 1
10252 | 07E21G11H10D05M01W03 | 3.95 | 0.46 | 0.82 | 11.95 | 17.18 | 0 | 184.5883 | 211.47 | 0.90295 | 0.45529 | 2
10253 | 07E21G11H10D07M01W02 | 4.09 | 0.49 | 0.82 | 16.74 | 22.14 | 0 | 186.6393 | 279.51 | 0.89662 | 0.29803 | 1
10254 | 07E21G11H10D07M01W03 | 4.09 | 0.49 | 0.82 | 11.95 | 17.35 | 0 | 186.6393 | 212.94 | 0.89662 | 0.4499 | 2
10255 | 07E21G11H10D07M01W04 | 4.09 | 0.49 | 0.82 | 8.72 | 14.12 | 0 | 186.6393 | 168 | 0.89662 | 0.55231 | 2
10256 | 07E21G11H10D07M02W02 | 3.93 | 0.31 | 0.82 | 16.74 | 21.8 | 0 | 174.3334 | 277.83 | 0.9346 | 0.30881 | 1
10257 | 07E21G11H11D05M01W02 | 3.95 | 0.46 | 0.82 | 16.74 | 21.97 | 0 | 184.5883 | 278.04 | 0.90295 | 0.30342 | 1
10258 | 07E21G11H11D05M01W03 | 3.95 | 0.46 | 0.82 | 11.95 | 17.18 | 0 | 184.5883 | 211.47 | 0.90295 | 0.45529 | 2
10259 | 07E21G11H11D06M01W02 | 3.42 | 0.38 | 0.82 | 16.74 | 21.36 | 0 | 172.2824 | 271.74 | 0.91983 | 0.32276 | 1
10260 | 07E21G11H11D06M01W03 | 3.42 | 0.38 | 0.82 | 11.95 | 16.57 | 0 | 172.2824 | 205.17 | 0.91983 | 0.47464 | 2
10261 | 07E21G11H11D07M01W02 | 4.09 | 0.49 | 0.82 | 16.74 | 22.14 | 0 | 186.6393 | 279.51 | 0.89662 | 0.29803 | 1
10262 | 07E21G11H11D07M01W03 | 4.09 | 0.49 | 0.82 | 11.95 | 17.35 | 0 | 186.6393 | 212.94 | 0.89662 | 0.4499 | 2
10263 | 07E21G11H11D07M01W04 | 4.09 | 0.49 | 0.82 | 8.72 | 14.12 | 0 | 186.6393 | 168 | 0.89662 | 0.55231 | 2
10264 | 07E21G11H11D07M02W02 | 3.93 | 0.31 | 0.82 | 16.74 | 21.8 | 0 | 174.3334 | 277.83 | 0.9346 | 0.30881 | 1
10265 | 07E21G11H12D05M01W02 | 3.43 | 0.38 | 0.82 | 16.74 | 21.37 | 0 | 164.0785 | 272.79 | 0.91983 | 0.32245 | 1
10266 | 07E21G11H12D05M01W03 | 3.43 | 0.38 | 0.82 | 11.95 | 16.58 | 0 | 164.0785 | 206.22 | 0.91983 | 0.47432 | 2
10267 | 07E21G11H12D07M01W02 | 3.54 | 0.41 | 0.82 | 16.74 | 21.51 | 0 | 166.1295 | 274.05 | 0.9135 | 0.31801 | 1
10268 | 07E21G11H12D07M01W03 | 3.54 | 0.41 | 0.82 | 11.95 | 16.72 | 0 | 166.1295 | 207.48 | 0.9135 | 0.46988 | 2
10269 | 07E21G11H12D07M01W04 | 3.54 | 0.41 | 0.82 | 8.72 | 13.49 | 0 | 166.1295 | 162.54 | 0.9135 | 0.57229 | 2
10270 | 07E21G11H12D07M02W02 | 3.41 | 0.26 | 0.82 | 16.74 | 21.23 | 0 | 155.8746 | 272.37 | 0.94515 | 0.32689 | 1
10271 | 07E21G11H13D05M01W02 | 3.43 | 0.33 | 0.82 | 16.74 | 21.32 | 0 | 162.0275 | 272.79 | 0.93038 | 0.32403 | 1
10272 | 07E21G11H13D05M01W03 | 3.43 | 0.33 | 0.82 | 11.95 | 16.53 | 0 | 162.0275 | 206.22 | 0.93038 | 0.4759 | 2
10273 | 07E21G11H13D07M01W02 | 3.54 | 0.35 | 0.82 | 16.74 | 21.45 | 0 | 162.0275 | 274.05 | 0.92616 | 0.31991 | 1
10274 | 07E21G11H13D07M01W03 | 3.54 | 0.35 | 0.82 | 11.95 | 16.66 | 0 | 162.0275 | 207.48 | 0.92616 | 0.47178 | 2
10275 | 07E21G11H13D07M01W04 | 3.54 | 0.35 | 0.82 | 8.72 | 13.43 | 0 | 162.0275 | 162.54 | 0.92616 | 0.57419 | 2
10276 | 07E21G11H13D07M02W02 | 3.41 | 0.23 | 0.82 | 16.74 | 21.2 | 0 | 153.8236 | 272.37 | 0.95148 | 0.32784 | 1
10277 | 07E21G11H14D05M01W02 | 3.95 | 0.4 | 0.82 | 16.74 | 21.91 | 0 | 180.4864 | 278.04 | 0.91561 | 0.30533 | 1
10278 | 07E21G11H14D05M01W03 | 3.95 | 0.4 | 0.82 | 11.95 | 17.12 | 0 | 180.4864 | 211.47 | 0.91561 | 0.4572 | 2
10279 | 07E21G11H14D07M01W02 | 4.09 | 0.43 | 0.82 | 16.74 | 22.08 | 0 | 184.5883 | 279.51 | 0.90928 | 0.29994 | 1
10280 | 07E21G11H14D07M01W03 | 4.09 | 0.43 | 0.82 | 11.95 | 17.29 | 0 | 184.5883 | 212.94 | 0.90928 | 0.45181 | 2
10281 | 07E21G11H14D07M01W04 | 4.09 | 0.43 | 0.82 | 8.72 | 14.06 | 0 | 184.5883 | 168 | 0.90928 | 0.55422 | 2
10282 | 07E21G11H14D07M02W02 | 3.93 | 0.28 | 0.82 | 16.74 | 21.77 | 0 | 172.2824 | 277.83 | 0.94093 | 0.30977 | 1
10283 | 07E21G12H07D04M01W02 | 1.63 | 10.46 | 0.82 | 16.74 | 29.65 | 1.3222 | 687.0788 | 251.37 | -1.2068 | 0.059924
10284 | 07E21G12H07D05M01W02 | 1.42 | 8.61 | 0.82 | 16.74 | 27.59 | 1.0889 | 590.6827 | 248.85 | -0.81646 | 0.12524
10285 | 07E21G12H07D05M01W03 | 1.42 | 8.61 | 0.82 | 11.95 | 22.8 | 1.0889 | 590.6827 | 182.28 | -0.81646 | 0.27711
10286 | 07E21G12H07D06M01W02 | 1.22 | 7.56 | 0.82 | 16.74 | 26.34 | 0.93333 | 537.3572 | 246.54 | -0.59494 | 0.16487
10287 | 07E21G12H07D06M01W03 | 1.22 | 7.56 | 0.82 | 11.95 | 21.55 | 0.93333 | 537.3572 | 179.97 | -0.59494 | 0.31674
10288 | 07E21G12H07D07M01W02 | 1.47 | 8.85 | 0.82 | 16.74 | 27.88 | 1.0889 | 605.0396 | 249.48 | -0.86709 | 0.11604
10289 | 07E21G12H07D07M01W03 | 1.47 | 8.85 | 0.82 | 11.95 | 23.09 | 1.0889 | 605.0396 | 182.91 | -0.86709 | 0.26791
10290 | 07E21G12H07D07M01W04 | 1.47 | 8.85 | 0.82 | 8.72 | 19.86 | 1.0889 | 605.0396 | 137.97 | -0.86709 | 0.37032
10291 | 07E21G12H07D07M02W02 | 1.22 | 7.36 | 0.82 | 16.74 | 26.14 | 0.93333 | 518.8983 | 246.54 | -0.55274 | 0.17121
10292 | 07E21G12H08D05M01W02 | 1.25 | 8.61 | 0.82 | 16.74 | 27.42 | 1.0889 | 590.6827 | 246.75 | -0.81646 | 0.13063
10293 | 07E21G12H08D05M01W03 | 1.25 | 8.61 | 0.82 | 11.95 | 22.63 | 1.0889 | 590.6827 | 180.18 | -0.81646 | 0.2825
10294 | 07E21G12H08D06M01W02 | 1.08 | 7.56 | 0.82 | 16.74 | 26.2 | 0.93333 | 537.3572 | 244.65 | -0.59494 | 0.16931
10295 | 07E21G12H08D06M01W03 | 1.08 | 7.56 | 0.82 | 11.95 | 21.41 | 0.93333 | 537.3572 | 178.08 | -0.59494 | 0.32118
10296 | 07E21G12H08D07M01W02 | 1.29 | 8.85 | 0.82 | 16.74 | 27.7 | 1.0889 | 605.0396 | 247.17 | -0.86709 | 0.12175
10297 | 07E21G12H08D07M01W03 | 1.29 | 8.85 | 0.82 | 11.95 | 22.91 | 1.0889 | 605.0396 | 180.6 | -0.86709 | 0.27362
10298 | 07E21G12H08D07M01W04 | 1.29 | 8.85 | 0.82 | 8.72 | 19.68 | 1.0889 | 605.0396 | 135.66 | -0.86709 | 0.37603
10299 | 07E21G12H08D07M02W02 | 1.08 | 7.36 | 0.82 | 16.74 | 26 | 0.93333 | 518.8983 | 244.65 | -0.55274 | 0.17565
10300 | 07E21G12H09D05M01W02 | 1.21 | 8.61 | 0.82 | 16.74 | 27.38 | 1.0889 | 590.6827 | 246.12 | -0.81646 | 0.1319
10301 | 07E21G12H09D05M01W03 | 1.21 | 8.61 | 0.82 | 11.95 | 22.59 | 1.0889 | 590.6827 | 179.55 | -0.81646 | 0.28377
10302 | 07E21G12H09D07M01W02 | 1.25 | 8.85 | 0.82 | 16.74 | 27.66 | 1.0889 | 605.0396 | 246.54 | -0.86709 | 0.12302
10303 | 07E21G12H09D07M01W03 | 1.25 | 8.85 | 0.82 | 11.95 | 22.87 | 1.0889 | 605.0396 | 179.97 | -0.86709 | 0.27489
10304 | 07E21G12H09D07M01W04 | 1.25 | 8.85 | 0.82 | 8.72 | 19.64 | 1.0889 | 605.0396 | 135.03 | -0.86709 | 0.3773
10305 | 07E21G12H09D07M02W02 | 1.04 | 7.36 | 0.82 | 16.74 | 25.96 | 0.93333 | 518.8983 | 244.23 | -0.55274 | 0.17692
10306 | 07E21G12H10D05M01W02 | 1.42 | 8.01 | 0.82 | 16.74 | 26.99 | 1.0111 | 557.867 | 248.85 | -0.68987 | 0.14426
10307 | 07E21G12H10D05M01W03 | 1.42 | 8.01 | 0.82 | 11.95 | 22.2 | 1.0111 | 557.867 | 182.28 | -0.68987 | 0.29613
10308 | 07E21G12H10D07M01W02 | 1.47 | 8.25 | 0.82 | 16.74 | 27.28 | 1.0111 | 572.2238 | 249.48 | -0.74051 | 0.13507
10309 | 07E21G12H10D07M01W03 | 1.47 | 8.25 | 0.82 | 11.95 | 22.49 | 1.0111 | 572.2238 | 182.91 | -0.74051 | 0.28694
10310 | 07E21G12H10D07M01W04 | 1.47 | 8.25 | 0.82 | 8.72 | 19.26 | 1.0111 | 572.2238 | 137.97 | -0.74051 | 0.38935
10311 | 07E21G12H10D07M02W02 | 1.22 | 6.86 | 0.82 | 16.74 | 25.64 | 0.85556 | 492.2356 | 246.54 | -0.44726 | 0.18706
10312 | 07E21G12H11D05M01W02 | 1.42 | 7.99 | 0.82 | 16.74 | 26.97 | 1.0111 | 557.867 | 248.85 | -0.68565 | 0.1449
10313 | 07E21G12H11D05M01W03 | 1.42 | 7.99 | 0.82 | 11.95 | 22.18 | 1.0111 | 557.867 | 182.28 | -0.68565 | 0.29677
10314 | 07E21G12H11D06M01W02 | 1.22 | 7.02 | 0.82 | 16.74 | 25.8 | 0.93333 | 508.6434 | 246.54 | -0.48101 | 0.18199
10315 | 07E21G12H11D06M01W03 | 1.22 | 7.02 | 0.82 | 11.95 | 21.01 | 0.93333 | 508.6434 | 179.97 | -0.48101 | 0.33386
10316 | 07E21G12H11D07M01W02 | 1.47 | 8.22 | 0.82 | 16.74 | 27.25 | 1.0111 | 572.2238 | 249.48 | -0.73418 | 0.13602
10317 | 07E21G12H11D07M01W03 | 1.47 | 8.22 | 0.82 | 11.95 | 22.46 | 1.0111 | 572.2238 | 182.91 | -0.73418 | 0.28789
10318 | 07E21G12H11D07M01W04 | 1.47 | 8.22 | 0.82 | 8.72 | 19.23 | 1.0111 | 572.2238 | 137.97 | -0.73418 | 0.3903
10319 | 07E21G12H11D07M02W02 | 1.22 | 6.84 | 0.82 | 16.74 | 25.62 | 0.85556 | 492.2356 | 246.54 | -0.44304 | 0.1877
10320 | 07E21G12H12D05M01W02 | 1.23 | 6.67 | 0.82 | 16.74 | 25.46 | 0.85556 | 479.9297 | 246.96 | -0.40717 | 0.19277
10321 | 07E21G12H12D05M01W03 | 1.23 | 6.67 | 0.82 | 11.95 | 20.67 | 0.85556 | 479.9297 | 180.39 | -0.40717 | 0.34464
10322 | 07E21G12H12D07M01W02 | 1.27 | 6.86 | 0.82 | 16.74 | 25.69 | 0.85556 | 492.2356 | 247.38 | -0.44726 | 0.18548
10323 | 07E21G12H12D07M01W03 | 1.27 | 6.86 | 0.82 | 11.95 | 20.9 | 0.85556 | 492.2356 | 180.81 | -0.44726 | 0.33735
10324 | 07E21G12H12D07M01W04 | 1.27 | 6.86 | 0.82 | 8.72 | 17.67 | 0.85556 | 492.2356 | 135.87 | -0.44726 | 0.43976
10325 | 07E21G12H12D07M02W02 | 1.05 | 5.71 | 0.82 | 16.74 | 24.32 | 0.77778 | 422.5022 | 244.86 | -0.20464 | 0.22892 | 1
10326 | 07E21G12H13D05M01W02 | 1.23 | 5.85 | 0.82 | 16.74 | 24.64 | 0.77778 | 432.7571 | 246.96 | -0.23418 | 0.21877 | 1
10327 | 07E21G12H13D05M01W03 | 1.23 | 5.85 | 0.82 | 11.95 | 19.85 | 0.77778 | 432.7571 | 180.39 | -0.23418 | 0.37064 | 1
10328 | 07E21G12H13D07M01W02 | 1.27 | 6.02 | 0.82 | 16.74 | 24.85 | 0.77778 | 445.063 | 247.38 | -0.27004 | 0.21211 | 1
10329 | 07E21G12H13D07M01W03 | 1.27 | 6.02 | 0.82 | 11.95 | 20.06 | 0.77778 | 445.063 | 180.81 | -0.27004 | 0.36398 | 1
10330 | 07E21G12H13D07M01W04 | 1.27 | 6.02 | 0.82 | 8.72 | 16.83 | 0.77778 | 445.063 | 135.87 | -0.27004 | 0.46639 | 1
10331 | 07E21G12H13D07M02W02 | 1.05 | 5 | 0.82 | 16.74 | 23.61 | 0.62222 | 383.5335 | 244.86 | -0.054852 | 0.25143 | 1
10332 | 07E21G12H14D05M01W02 | 1.42 | 7.04 | 0.82 | 16.74 | 26.02 | 0.85556 | 504.5415 | 248.85 | -0.48523 | 0.17502
10333 | 07E21G12H14D05M01W03 | 1.42 | 7.04 | 0.82 | 11.95 | 21.23 | 0.85556 | 504.5415 | 182.28 | -0.48523 | 0.32689
10334 | 07E21G12H14D07M01W02 | 1.47 | 7.24 | 0.82 | 16.74 | 26.27 | 0.93333 | 518.8983 | 249.48 | -0.52743 | 0.16709
10335 | 07E21G12H14D07M01W03 | 1.47 | 7.24 | 0.82 | 11.95 | 21.48 | 0.93333 | 518.8983 | 182.91 | -0.52743 | 0.31896
10336 | 07E21G12H14D07M01W04 | 1.47 | 7.24 | 0.82 | 8.72 | 18.25 | 0.93333 | 518.8983 | 137.97 | -0.52743 | 0.42137
10337 | 07E21G12H14D07M02W02 | 1.22 | 6.02 | 0.82 | 16.74 | 24.8 | 0.77778 | 447.114 | 246.54 | -0.27004 | 0.2137 | 1
10338 | 07E22G10H07D04M01W02 | 3.65 | 0.34 | 0.82 | 16.74 | 21.55 | 0 | 172.2824 | 274.47 | 0.92827 | 0.31674 | 1
10339 | 07E22G10H07D05M01W02 | 3.23 | 0.29 | 0.82 | 16.74 | 21.08 | 0 | 164.0785 | 269.64 | 0.93882 | 0.33164 | 1
10340 | 07E22G10H07D05M01W03 | 3.23 | 0.29 | 0.82 | 11.95 | 16.29 | 0 | 164.0785 | 203.07 | 0.93882 | 0.48351 | 2
10341 | 07E22G10H07D06M01W02 | 2.77 | 0.26 | 0.82 | 16.74 | 20.59 | 0 | 155.8746 | 264.39 | 0.94515 | 0.34718 | 1
10342 | 07E22G10H07D06M01W03 | 2.77 | 0.26 | 0.82 | 11.95 | 15.8 | 0 | 155.8746 | 197.82 | 0.94515 | 0.49905 | 2
10343 | 07E22G10H07D07M01W02 | 3.34 | 0.3 | 0.82 | 16.74 | 21.2 | 0 | 166.1295 | 270.9 | 0.93671 | 0.32784 | 1
10344 | 07E22G10H07D07M01W03 | 3.34 | 0.3 | 0.82 | 11.95 | 16.41 | 0 | 166.1295 | 204.33 | 0.93671 | 0.47971 | 2
10345 | 07E22G10H07D07M01W04 | 3.34 | 0.3 | 0.82 | 8.72 | 13.18 | 0 | 166.1295 | 159.39 | 0.93671 | 0.58212 | 2
10346 | 07E22G10H07D07M02W02 | 3.17 | 0.17 | 0.82 | 16.74 | 20.9 | 0 | 155.8746 | 269.01 | 0.96414 | 0.33735 | 1
10347 | 07E22G10H08D05M01W02 | 2.85 | 0.29 | 0.82 | 16.74 | 20.7 | 0 | 164.0785 | 264.81 | 0.93882 | 0.34369 | 1
10348 | 07E22G10H08D05M01W03 | 2.85 | 0.29 | 0.82 | 11.95 | 15.91 | 0 | 164.0785 | 198.24 | 0.93882 | 0.49556 | 2
10349 | 07E22G10H08D06M01W02 | 2.45 | 0.26 | 0.82 | 16.74 | 20.27 | 0 | 155.8746 | 260.19 | 0.94515 | 0.35732 | 2
10350 | 07E22G10H08D06M01W03 | 2.45 | 0.26 | 0.82 | 11.95 | 15.48 | 0 | 155.8746 | 193.62 | 0.94515 | 0.50919 | 2
10351 | 07E22G10H08D07M01W02 | 2.95 | 0.3 | 0.82 | 16.74 | 20.81 | 0 | 166.1295 | 265.86 | 0.93671 | 0.3402 | 1
10352 | 07E22G10H08D07M01W03 | 2.95 | 0.3 | 0.82 | 11.95 | 16.02 | 0 | 166.1295 | 199.29 | 0.93671 | 0.49207 | 2
10353 | 07E22G10H08D07M01W04 | 2.95 | 0.3 | 0.82 | 8.72 | 12.79 | 0 | 166.1295 | 154.35 | 0.93671 | 0.59448 | 2
10354 | 07E22G10H08D07M02W02 | 2.8 | 0.17 | 0.82 | 16.74 | 20.53 | 0 | 155.8746 | 264.18 | 0.96414 | 0.34908 | 1
10355 | 07E22G10H09D05M01W02 | 2.74 | 0.29 | 0.82 | 16.74 | 20.59 | 0 | 164.0785 | 263.34 | 0.93882 | 0.34718 | 1
10356 | 07E22G10H09D05M01W03 | 2.74 | 0.29 | 0.82 | 11.95 | 15.8 | 0 | 164.0785 | 196.77 | 0.93882 | 0.49905 | 2
10357 | 07E22G10H09D07M01W02 | 2.84 | 0.3 | 0.82 | 16.74 | 20.7 | 0 | 166.1295 | 264.39 | 0.93671 | 0.34369 | 1
10358 | 07E22G10H09D07M01W03 | 2.84 | 0.3 | 0.82 | 11.95 | 15.91 | 0 | 166.1295 | 197.82 | 0.93671 | 0.49556 | 2
10359 | 07E22G10H09D07M01W04 | 2.84 | 0.3 | 0.82 | 8.72 | 12.68 | 0 | 166.1295 | 152.88 | 0.93671 | 0.59797 | 2
10360 | 07E22G10H09D07M02W02 | 2.7 | 0.17 | 0.82 | 16.74 | 20.43 | 0 | 155.8746 | 262.92 | 0.96414 | 0.35225 | 2
10361 | 07E22G10H10D05M01W02 | 3.23 | 0.27 | 0.82 | 16.74 | 21.06 | 0 | 162.0275 | 269.64 | 0.94304 | 0.33228 | 1
10362 | 07E22G10H10D05M01W03 | 3.23 | 0.27 | 0.82 | 11.95 | 16.27 | 0 | 162.0275 | 203.07 | 0.94304 | 0.48415 | 2
10363 | 07E22G10H10D07M01W02 | 3.34 | 0.28 | 0.82 | 16.74 | 21.18 | 0 | 164.0785 | 270.9 | 0.94093 | 0.32847 | 1
10364 | 07E22G10H10D07M01W03 | 3.34 | 0.28 | 0.82 | 11.95 | 16.39 | 0 | 164.0785 | 204.33 | 0.94093 | 0.48034 | 2
10365 | 07E22G10H10D07M01W04 | 3.34 | 0.28 | 0.82 | 8.72 | 13.16 | 0 | 164.0785 | 159.39 | 0.94093 | 0.58275 | 2
10366 | 07E22G10H10D07M02W02 | 3.17 | 0.16 | 0.82 | 16.74 | 20.89 | 0 | 155.8746 | 269.01 | 0.96624 | 0.33767 | 1
10367 | 07E22G10H11D05M01W02 | 3.23 | 0.27 | 0.82 | 16.74 | 21.06 | 0 | 162.0275 | 269.64 | 0.94304 | 0.33228 | 1
10368 | 07E22G10H11D05M01W03 | 3.23 | 0.27 | 0.82 | 11.95 | 16.27 | 0 | 162.0275 | 203.07 | 0.94304 | 0.48415 | 2
10369 | 07E22G10H11D06M01W02 | 2.77 | 0.24 | 0.82 | 16.74 | 20.57 | 0 | 153.8236 | 264.39 | 0.94937 | 0.34781 | 1
10370 | 07E22G10H11D06M01W03 | 2.77 | 0.24 | 0.82 | 11.95 | 15.78 | 0 | 153.8236 | 197.82 | 0.94937 | 0.49968 | 2
10371 | 07E22G10H11D07M01W02 | 3.34 | 0.28 | 0.82 | 16.74 | 21.18 | 0 | 164.0785 | 270.9 | 0.94093 | 0.32847 | 1
10372 | 07E22G10H11D07M01W03 | 3.34 | 0.28 | 0.82 | 11.95 | 16.39 | 0 | 164.0785 | 204.33 | 0.94093 | 0.48034 | 2
10373 | 07E22G10H11D07M01W04 | 3.34 | 0.28 | 0.82 | 8.72 | 13.16 | 0 | 164.0785 | 159.39 | 0.94093 | 0.58275 | 2
10374 | 07E22G10H11D07M02W02 | 3.17 | 0.16 | 0.82 | 16.74 | 20.89 | 0 | 155.8746 | 269.01 | 0.96624 | 0.33767 | 1
10375 | 07E22G10H12D05M01W02 | 2.79 | 0.23 | 0.82 | 16.74 | 20.58 | 0 | 147.6707 | 265.23 | 0.95148 | 0.3475 | 1
10376 | 07E22G10H12D05M01W03 | 2.79 | 0.23 | 0.82 | 11.95 | 15.79 | 0 | 147.6707 | 198.66 | 0.95148 | 0.49937 | 2
10377 | 07E22G10H12D07M01W02 | 2.89 | 0.23 | 0.82 | 16.74 | 20.68 | 0 | 147.6707 | 266.28 | 0.95148 | 0.34432 | 1
10378 | 07E22G10H12D07M01W03 | 2.89 | 0.23 | 0.82 | 11.95 | 15.89 | 0 | 147.6707 | 199.71 | 0.95148 | 0.4962 | 2
10379 | 07E22G10H12D07M01W04 | 2.89 | 0.23 | 0.82 | 8.72 | 12.66 | 0 | 147.6707 | 154.77 | 0.95148 | 0.5986 | 2
10380 | 07E22G10H12D07M02W02 | 2.75 | 0.13 | 0.82 | 16.74 | 20.44 | 0 | 141.5177 | 264.6 | 0.97257 | 0.35193 | 2
10381 | 07E22G10H13D05M01W02 | 2.79 | 0.2 | 0.82 | 16.74 | 20.55 | 0 | 145.6197 | 265.23 | 0.95781 | 0.34845 | 1
10382 | 07E22G10H13D05M01W03 | 2.79 | 0.2 | 0.82 | 11.95 | 15.76 | 0 | 145.6197 | 198.66 | 0.95781 | 0.50032 | 2
10383 | 07E22G10H13D07M01W02 | 2.89 | 0.2 | 0.82 | 16.74 | 20.65 | 0 | 145.6197 | 266.28 | 0.95781 | 0.34528 | 1
10384 | 07E22G10H13D07M01W03 | 2.89 | 0.2 | 0.82 | 11.95 | 15.86 | 0 | 145.6197 | 199.71 | 0.95781 | 0.49715 | 2
10385 | 07E22G10H13D07M01W04 | 2.89 | 0.2 | 0.82 | 8.72 | 12.63 | 0 | 145.6197 | 154.77 | 0.95781 | 0.59956 | 2
10386 | 07E22G10H13D07M02W02 | 2.75 | 0.12 | 0.82 | 16.74 | 20.43 | 0 | 141.5177 | 264.6 | 0.97468 | 0.35225 | 2
10387 | 07E22G10H14D05M01W02 | 3.23 | 0.24 | 0.82 | 16.74 | 21.03 | 0 | 159.9766 | 269.64 | 0.94937 | 0.33323 | 1
10388 | 07E22G10H14D05M01W03 | 3.23 | 0.24 | 0.82 | 11.95 | 16.24 | 0 | 159.9766 | 203.07 | 0.94937 | 0.4851 | 2
10389 | 07E22G10H14D07M01W02 | 3.34 | 0.24 | 0.82 | 16.74 | 21.14 | 0 | 162.0275 | 270.9 | 0.94937 | 0.32974 | 1
10390 | 07E22G10H14D07M01W03 | 3.34 | 0.24 | 0.82 | 11.95 | 16.35 | 0 | 162.0275 | 204.33 | 0.94937 | 0.48161 | 2
10391 | 07E22G10H14D07M01W04 | 3.34 | 0.24 | 0.82 | 8.72 | 13.12 | 0 | 162.0275 | 159.39 | 0.94937 | 0.58402 | 2
10392 | 07E22G10H14D07M02W02 | 3.17 | 0.14 | 0.82 | 16.74 | 20.87 | 0 | 153.8236 | 269.01 | 0.97046 | 0.3383 | 1
10393 | 07E22G11H07D04M01W02 | 4.75 | 0.09 | 0.82 | 16.74 | 22.4 | 0 | 174.3334 | 287.28 | 0.98101 | 0.28979 | 1
10394 | 07E22G11H07D05M01W02 | 4.21 | 0.08 | 0.82 | 16.74 | 21.85 | 0 | 166.1295 | 280.98 | 0.98312 | 0.30723 | 1
10395 | 07E22G11H07D05M01W03 | 4.21 | 0.08 | 0.82 | 11.95 | 17.06 | 0 | 166.1295 | 214.41 | 0.98312 | 0.4591 | 2
10396 | 07E22G11H07D06M01W02 | 3.63 | 0.07 | 0.82 | 16.74 | 21.26 | 0 | 155.8746 | 274.47 | 0.98523 | 0.32594 | 1
10397 | 07E22G11H07D06M01W03 | 3.63 | 0.07 | 0.82 | 11.95 | 16.47 | 0 | 155.8746 | 207.9 | 0.98523 | 0.47781 | 2
10398 | 07E22G11H07D07M01W02 | 4.35 | 0.08 | 0.82 | 16.74 | 21.99 | 0 | 168.1805 | 282.66 | 0.98312 | 0.30279 | 1
10399 | 07E22G11H07D07M01W03 | 4.35 | 0.08 | 0.82 | 11.95 | 17.2 | 0 | 168.1805 | 216.09 | 0.98312 | 0.45466 | 2
10400 | 07E22G11H07D07M01W04 | 4.35 | 0.08 | 0.82 | 8.72 | 13.97 | 0 | 168.1805 | 171.15 | 0.98312 | 0.55707 | 2
10401 | 07E22G11H07D07M02W02 | 4.22 | 0.01 | 0.82 | 16.74 | 21.79 | 0 | 162.0275 | 281.19 | 0.99789 | 0.30913 | 1
10402 | 07E22G11H08D05M01W02 | 3.72 | 0.08 | 0.82 | 16.74 | 21.36 | 0 | 166.1295 | 274.68 | 0.98312 | 0.32276 | 1
10403 | 07E22G11H08D05M01W03 | 3.72 | 0.08 | 0.82 | 11.95 | 16.57 | 0 | 166.1295 | 208.11 | 0.98312 | 0.47464 | 2
10404 | 07E22G11H08D06M01W02 | 3.21 | 0.07 | 0.82 | 16.74 | 20.84 | 0 | 155.8746 | 269.01 | 0.98523 | 0.33925 | 1
10405 | 07E22G11H08D06M01W03 | 3.21 | 0.07 | 0.82 | 11.95 | 16.05 | 0 | 155.8746 | 202.44 | 0.98523 | 0.49112 | 2
10406 | 07E22G11H08D07M01W02 | 3.85 | 0.08 | 0.82 | 16.74 | 21.49 | 0 | 168.1805 | 276.15 | 0.98312 | 0.31864 | 1
10407 | 07E22G11H08D07M01W03 | 3.85 | 0.08 | 0.82 | 11.95 | 16.7 | 0 | 168.1805 | 209.58 | 0.98312 | 0.47051 | 2
10408 | 07E22G11H08D07M01W04 | 3.85 | 0.08 | 0.82 | 8.72 | 13.47 | 0 | 168.1805 | 164.64 | 0.98312 | 0.57292 | 2
10409 | 07E22G11H08D07M02W02 | 3.73 | 0.01 | 0.82 | 16.74 | 21.3 | 0 | 162.0275 | 274.89 | 0.99789 | 0.32467 | 1
10410 | 07E22G11H09D05M01W02 | 3.58 | 0.08 | 0.82 | 16.74 | 21.22 | 0 | 166.1295 | 273 | 0.98312 | 0.3272 | 1
10411 | 07E22G11H09D05M01W03 | 3.58 | 0.08 | 0.82 | 11.95 | 16.43 | 0 | 166.1295 | 206.43 | 0.98312 | 0.47907 | 2
10412 | 07E22G11H09D07M01W02 | 3.71 | 0.08 | 0.82 | 16.74 | 21.35 | 0 | 168.1805 | 274.26 | 0.98312 | 0.32308 | 1
10413 | 07E22G11H09D07M01W03 | 3.71 | 0.08 | 0.82 | 11.95 | 16.56 | 0 | 168.1805 | 207.69 | 0.98312 | 0.47495 | 2
10414 | 07E22G11H09D07M01W04 | 3.71 | 0.08 | 0.82 | 8.72 | 13.33 | 0 | 168.1805 | 162.75 | 0.98312 | 0.57736 | 2
10415 | 07E22G11H09D07M02W02 | 3.59 | 0.01 | 0.82 | 16.74 | 21.16 | 0 | 162.0275 | 273.21 | 0.99789 | 0.32911 | 1
10416 | 07E22G11H10D05M01W02 | 4.21 | 0.07 | 0.82 | 16.74 | 21.84 | 0 | 164.0785 | 280.98 | 0.98523 | 0.30755 | 1
10417 | 07E22G11H10D05M01W03 | 4.21 | 0.07 | 0.82 | 11.95 | 17.05 | 0 | 164.0785 | 214.41 | 0.98523 | 0.45942 | 2
10418 | 07E22G11H10D07M01W02 | 4.35 | 0.07 | 0.82 | 16.74 | 21.98 | 0 | 168.1805 | 282.66 | 0.98523 | 0.30311 | 1
10419 | 07E22G11H10D07M01W03 | 4.35 | 0.07 | 0.82 | 11.95 | 17.19 | 0 | 168.1805 | 216.09 | 0.98523 | 0.45498 | 2
10420 | 07E22G11H10D07M01W04 | 4.35 | 0.07 | 0.82 | 8.72 | 13.96 | 0 | 168.1805 | 171.15 | 0.98523 | 0.55739 | 2
10421 | 07E22G11H10D07M02W02 | 4.22 | 0.01 | 0.82 | 16.74 | 21.79 | 0 | 162.0275 | 281.19 | 0.99789 | 0.30913 | 1
10422 | 07E22G11H11D05M01W02 | 4.21 | 0.07 | 0.82 | 16.74 | 21.84 | 0 | 164.0785 | 280.98 | 0.98523 | 0.30755 | 1
10423 | 07E22G11H11D05M01W03 | 4.21 | 0.07 | 0.82 | 11.95 | 17.05 | 0 | 164.0785 | 214.41 | 0.98523 | 0.45942 | 2
10424 | 07E22G11H11D06M01W02 | 3.63 | 0.06 | 0.82 | 16.74 | 21.25 | 0 | 155.8746 | 274.47 | 0.98734 | 0.32625 | 1
10425 | 07E22G11H11D06M01W03 | 3.63 | 0.06 | 0.82 | 11.95 | 16.46 | 0 | 155.8746 | 207.9 | 0.98734 | 0.47812 | 2
10426 | 07E22G11H11D07M01W02 | 4.35 | 0.07 | 0.82 | 16.74 | 21.98 | 0 | 168.1805 | 282.66 | 0.98523 | 0.30311 | 1
10427 | 07E22G11H11D07M01W03 | 4.35 | 0.07 | 0.82 | 11.95 | 17.19 | 0 | 168.1805 | 216.09 | 0.98523 | 0.45498 | 2
10428 | 07E22G11H11D07M01W04 | 4.35 | 0.07 | 0.82 | 8.72 | 13.96 | 0 | 168.1805 | 171.15 | 0.98523 | 0.55739 | 2
10429 | 07E22G11H11D07M02W02 | 4.22 | 0.01 | 0.82 | 16.74 | 21.79 | 0 | 162.0275 | 281.19 | 0.99789 | 0.30913 | 1
10430 | 07E22G11H12D05M01W02 | 3.64 | 0.06 | 0.82 | 16.74 | 21.26 | 0 | 147.6707 | 275.31 | 0.98734 | 0.32594 | 1
10431 | 07E22G11H12D05M01W03 | 3.64 | 0.06 | 0.82 | 11.95 | 16.47 | 0 | 147.6707 | 208.74 | 0.98734 | 0.47781 | 2
10432 | 07E22G11H12D07M01W02 | 3.77 | 0.06 | 0.82 | 16.74 | 21.39 | 0 | 149.7217 | 276.78 | 0.98734 | 0.32181 | 1
10433 | 07E22G11H12D07M01W03 | 3.77 | 0.06 | 0.82 | 11.95 | 16.6 | 0 | 149.7217 | 210.21 | 0.98734 | 0.47368 | 2
10434 | 07E22G11H12D07M01W04 | 3.77 | 0.06 | 0.82 | 8.72 | 13.37 | 0 | 149.7217 | 165.27 | 0.98734 | 0.57609 | 2
10435 | 07E22G11H12D07M02W02 | 3.66 | 0.01 | 0.82 | 16.74 | 21.23 | 0 | 143.5687 | 275.52 | 0.99789 | 0.32689 | 1
10436 | 07E22G11H13D05M01W02 | 3.64 | 0.05 | 0.82 | 16.74 | 21.25 | 0 | 147.6707 | 275.31 | 0.98945 | 0.32625 | 1
10437 | 07E22G11H13D05M01W03 | 3.64 | 0.05 | 0.82 | 11.95 | 16.46 | 0 | 147.6707 | 208.74 | 0.98945 | 0.47812 | 2
10438 | 07E22G11H13D07M01W02 | 3.77 | 0.05 | 0.82 | 16.74 | 21.38 | 0 | 149.7217 | 276.78 | 0.98945 | 0.32213 | 1
10439 | 07E22G11H13D07M01W03 | 3.77 | 0.05 | 0.82 | 11.95 | 16.59 | 0 | 149.7217 | 210.21 | 0.98945 | 0.474 | 2
10440 | 07E22G11H13D07M01W04 | 3.77 | 0.05 | 0.82 | 8.72 | 13.36 | 0 | 149.7217 | 165.27 | 0.98945 | 0.57641 | 2
10441 | 07E22G11H13D07M02W02 | 3.66 | 0.01 | 0.82 | 16.74 | 21.23 | 0 | 143.5687 | 275.52 | 0.99789 | 0.32689 | 1
10442 | 07E22G11H14D05M01W02 | 4.21 | 0.06 | 0.82 | 16.74 | 21.83 | 0 | 164.0785 | 280.98 | 0.98734 | 0.30786 | 1
10443 | 07E22G11H14D05M01W03 | 4.21 | 0.06 | 0.82 | 11.95 | 17.04 | 0 | 164.0785 | 214.41 | 0.98734 | 0.45973 | 2
10444 | 07E22G11H14D07M01W02 | 4.35 | 0.06 | 0.82 | 16.74 | 21.97 | 0 | 166.1295 | 282.66 | 0.98734 | 0.30342 | 1
10445 | 07E22G11H14D07M01W03 | 4.35 | 0.06 | 0.82 | 11.95 | 17.18 | 0 | 166.1295 | 216.09 | 0.98734 | 0.45529 | 2
10446 | 07E22G11H14D07M01W04 | 4.35 | 0.06 | 0.82 | 8.72 | 13.95 | 0 | 166.1295 | 171.15 | 0.98734 | 0.5577 | 2
10447 | 07E22G11H14D07M02W02 | 4.22 | 0.01 | 0.82 | 16.74 | 21.79 | 0 | 159.9766 | 281.19 | 0.99789 | 0.30913 | 1
10448 | 07E22G12H07D04M01W02 | 1.54 | 5.68 | 0.82 | 16.74 | 24.78 | 0.85556 | 434.8081 | 250.32 | -0.19831 | 0.21433 | 1
10449 | 07E22G12H07D05M01W02 | 1.34 | 4.95 | 0.82 | 16.74 | 23.85 | 0.77778 | 393.7885 | 248.01 | -0.044304 | 0.24382 | 1
10450 | 07E22G12H07D05M01W03 | 1.34 | 4.95 | 0.82 | 11.95 | 19.06 | 0.77778 | 393.7885 | 181.44 | -0.044304 | 0.39569 | 1
10451 | 07E22G12H07D06M01W02 | 1.15 | 4.54 | 0.82 | 16.74 | 23.25 | 0.7 | 371.2277 | 245.7 | 0.042194 | 0.26284 | 1
10452 | 07E22G12H07D06M01W03 | 1.15 | 4.54 | 0.82 | 11.95 | 18.46 | 0.7 | 371.2277 | 179.13 | 0.042194 | 0.41471 | 1
10453 | 07E22G12H07D07M01W02 | 1.4 | 5.06 | 0.82 | 16.74 | 24.02 | 0.77778 | 399.9414 | 248.43 | -0.067511 | 0.23843 | 1
10454 | 07E22G12H07D07M01W03 | 1.4 | 5.06 | 0.82 | 11.95 | 19.23 | 0.77778 | 399.9414 | 181.86 | -0.067511 | 0.3903 | 1
10455 | 07E22G12H07D07M01W04 | 1.4 | 5.06 | 0.82 | 8.72 | 16 | 0.77778 | 399.9414 | 136.92 | -0.067511 | 0.49271 | 1
10456 | 07E22G12H07D07M02W02 | 1.18 | 3.99 | 0.82 | 16.74 | 22.73 | 0.62222 | 340.4629 | 246.12 | 0.15823 | 0.27933 | 1
10457 | 07E22G12H08D05M01W02 | 1.19 | 4.95 | 0.82 | 16.74 | 23.7 | 0.77778 | 393.7885 | 245.91 | -0.044304 | 0.24857 | 1
10458 | 07E22G12H08D05M01W03 | 1.19 | 4.95 | 0.82 | 11.95 | 18.91 | 0.77778 | 393.7885 | 179.34 | -0.044304 | 0.40044 | 1
10459 | 07E22G12H08D06M01W02 | 1.02 | 4.54 | 0.82 | 16.74 | 23.12 | 0.7 | 371.2277 | 244.02 | 0.042194 | 0.26696 | 1
10460 | 07E22G12H08D06M01W03 | 1.02 | 4.54 | 0.82 | 11.95 | 18.33 | 0.7 | 371.2277 | 177.45 | 0.042194 | 0.41883 | 1
10461 | 07E22G12H08D07M01W02 | 1.23 | 5.06 | 0.82 | 16.74 | 23.85 | 0.77778 | 399.9414 | 246.33 | -0.067511 | 0.24382 | 1
10462 | 07E22G12H08D07M01W03 | 1.23 | 5.06 | 0.82 | 11.95 | 19.06 | 0.77778 | 399.9414 | 179.76 | -0.067511 | 0.39569 | 1
10463 | 07E22G12H08D07M01W04 | 1.23 | 5.06 | 0.82 | 8.72 | 15.83 | 0.77778 | 399.9414 | 134.82 | -0.067511 | 0.4981 | 1
10464 | 07E22G12H08D07M02W02 | 1.04 | 3.99 | 0.82 | 16.74 | 22.59 | 0.62222 | 340.4629 | 244.23 | 0.15823 | 0.28377 | 1
10465 | 07E22G12H09D05M01W02 | 1.14 | 4.95 | 0.82 | 16.74 | 23.65 | 0.77778 | 393.7885 | 245.28 | -0.044304 | 0.25016 | 1
10466 | 07E22G12H09D05M01W03 | 1.14 | 4.95 | 0.82 | 11.95 | 18.86 | 0.77778 | 393.7885 | 178.71 | -0.044304 | 0.40203 | 1
10467 | 07E22G12H09D07M01W02 | 1.19 | 5.06 | 0.82 | 16.74 | 23.81 | 0.77778 | 399.9414 | 245.91 | -0.067511 | 0.24509 | 1
10468 | 07E22G12H09D07M01W03 | 1.19 | 5.06 | 0.82 | 11.95 | 19.02 | 0.77778 | 399.9414 | 179.34 | -0.067511 | 0.39696 | 1
10469 | 07E22G12H09D07M01W04 | 1.19 | 5.06 | 0.82 | 8.72 | 15.79 | 0.77778 | 399.9414 | 134.4 | -0.067511 | 0.49937 | 1
10470 | 07E22G12H09D07M02W02 | 1 | 3.99 | 0.82 | 16.74 | 22.55 | 0.62222 | 340.4629 | 243.81 | 0.15823 | 0.28503 | 1
10471 | 07E22G12H10D05M01W02 | 1.34 | 4.61 | 0.82 | 16.74 | 23.51 | 0.7 | 375.3296 | 248.01 | 0.027426 | 0.2546 | 1
10472 | 07E22G12H10D05M01W03 | 1.34 | 4.61 | 0.82 | 11.95 | 18.72 | 0.7 | 375.3296 | 181.44 | 0.027426 | 0.40647 | 1
10473 | 07E22G12H10D07M01W02 | 1.4 | 4.71 | 0.82 | 16.74 | 23.67 | 0.7 | 381.4826 | 248.43 | 0.0063291 | 0.24952 | 1
10474 | 07E22G12H10D07M01W03 | 1.4 | 4.71 | 0.82 | 11.95 | 18.88 | 0.7 | 381.4826 | 181.86 | 0.0063291 | 0.4014 | 1
10475 | 07E22G12H10D07M01W04 | 1.4 | 4.71 | 0.82 | 8.72 | 15.65 | 0.7 | 381.4826 | 136.92 | 0.0063291 | 0.5038 | 1
10476 | 07E22G12H10D07M02W02 | 1.18 | 3.71 | 0.82 | 16.74 | 22.45 | 0.54444 | 324.0551 | 246.12 | 0.2173 | 0.28821 | 1
10477 | 07E22G12H11D05M01W02 | 1.34 | 4.6 | 0.82 | 16.74 | 23.5 | 0.7 | 375.3296 | 248.01 | 0.029536 | 0.25491 | 1
10478 | 07E22G12H11D05M01W03 | 1.34 | 4.6 | 0.82 | 11.95 | 18.71 | 0.7 | 375.3296 | 181.44 | 0.029536 | 0.40679 | 1
10479 | 07E22G12H11D06M01W02 | 1.15 | 4.22 | 0.82 | 16.74 | 22.93 | 0.62222 | 352.7688 | 245.7 | 0.1097 | 0.27299 | 1
10480 | 07E22G12H11D06M01W03 | 1.15 | 4.22 | 0.82 | 11.95 | 18.14 | 0.62222 | 352.7688 | 179.13 | 0.1097 | 0.42486 | 1
10481 | 07E22G12H11D07M01W02 | 1.4 | 4.7 | 0.82 | 16.74 | 23.66 | 0.7 | 381.4826 | 248.43 | 0.0084388 | 0.24984 | 1
10482 | 07E22G12H11D07M01W03 | 1.4 | 4.7 | 0.82 | 11.95 | 18.87 | 0.7 | 381.4826 | 181.86 | 0.0084388 | 0.40171 | 1
10483 | 07E22G12H11D07M01W04 | 1.4 | 4.7 | 0.82 | 8.72 | 15.64 | 0.7 | 381.4826 | 136.92 | 0.0084388 | 0.50412 | 1
10484 | 07E22G12H11D07M02W02 | 1.18 | 3.71 | 0.82 | 16.74 | 22.45 | 0.54444 | 324.0551 | 246.12 | 0.2173 | 0.28821 | 1
10485 | 07E22G12H12D05M01W02 | 1.16 | 3.83 | 0.82 | 16.74 | 22.55 | 0.62222 | 326.1061 | 246.12 | 0.19198 | 0.28503 | 1
10486 | 07E22G12H12D05M01W03 | 1.16 | 3.83 | 0.82 | 11.95 | 17.76 | 0.62222 | 326.1061 | 179.55 | 0.19198 | 0.43691 | 1
10487 | 07E22G12H12D07M01W02 | 1.21 | 3.92 | 0.82 | 16.74 | 22.69 | 0.62222 | 330.208 | 246.54 | 0.173 | 0.2806 | 1
10488 | 07E22G12H12D07M01W03 | 1.21 | 3.92 | 0.82 | 11.95 | 17.9 | 0.62222 | 330.208 | 179.97 | 0.173 | 0.43247 | 1
10489 | 07E22G12H12D07M01W04 | 1.21 | 3.92 | 0.82 | 8.72 | 14.67 | 0.62222 | 330.208 | 135.03 | 0.173 | 0.53488 | 1
10490 | 07E22G12H12D07M02W02 | 1.02 | 3.09 | 0.82 | 16.74 | 21.67 | 0.46667 | 285.0864 | 244.44 | 0.3481 | 0.31294 | 1
10491 | 07E22G12H13D05M01W02 | 1.16 | 3.36 | 0.82 | 16.74 | 22.08 | 0.54444 | 299.4433 | 246.12 | 0.29114 | 0.29994 | 1
10492 | 07E22G12H13D05M01W03 | 1.16 | 3.36 | 0.82 | 11.95 | 17.29 | 0.54444 | 299.4433 | 179.55 | 0.29114 | 0.45181 | 1
10493 | 07E22G12H13D07M01W02 | 1.21 | 3.44 | 0.82 | 16.74 | 22.21 | 0.54444 | 303.5453 | 246.54 | 0.27426 | 0.29581 | 1
10494 | 07E22G12H13D07M01W03 | 1.21 | 3.44 | 0.82 | 11.95 | 17.42 | 0.54444 | 303.5453 | 179.97 | 0.27426 | 0.44769 | 1
10495 | 07E22G12H13D07M01W04 | 1.21 | 3.44 | 0.82 | 8.72 | 14.19 | 0.54444 | 303.5453 | 135.03 | 0.27426 | 0.5501 | 1
10496 | 07E22G12H13D07M02W02 | 1.02 | 2.71 | 0.82 | 16.74 | 21.29 | 0.38889 | 264.5766 | 244.44 | 0.42827 | 0.32498 | 1
10497 | 07E22G12H14D05M01W02 | 1.34 | 4.05 | 0.82 | 16.74 | 22.95 | 0.62222 | 344.5649 | 248.01 | 0.14557 | 0.27235 | 1
10498 | 07E22G12H14D05M01W03 | 1.34 | 4.05 | 0.82 | 11.95 | 18.16 | 0.62222 | 344.5649 | 181.44 | 0.14557 | 0.42422 | 1
10499 | 07E22G12H14D07M01W02 | 1.4 | 4.14 | 0.82 | 16.74 | 23.1 | 0.62222 | 348.6669 | 248.43 | 0.12658 | 0.2676 | 1
10500 | 07E22G12H14D07M01W03 | 1.4 | 4.14 | 0.82 | 11.95 | 18.31 | 0.62222 | 348.6669 | 181.86 | 0.12658 | 0.41947 | 1
10501 | 07E22G12H14D07M01W04 | 1.4 | 4.14 | 0.82 | 8.72 | 15.08 | 0.62222 | 348.6669 | 136.92 | 0.12658 | 0.52188 | 1
10502 | 07E22G12H14D07M02W02 | 1.18 | 3.26 | 0.82 | 16.74 | 22 | 0.54444 | 299.4433 | 246.12 | 0.31224 | 0.30247 | 1
10503 | 07E23G10H07D04M01W02 | 2.54 | 0.28 | 0.82 | 16.74 | 20.38 | 0 | 151.7726 | 261.66 | 0.94093 | 0.35384 | 2
10504 | 07E23G10H07D05M01W02 | 2.22 | 0.24 | 0.82 | 16.74 | 20.02 | 0 | 145.6197 | 258.09 | 0.94937 | 0.36525 | 2
10505 | 07E23G10H07D05M01W03 | 2.22 | 0.24 | 0.82 | 11.95 | 15.23 | 0 | 145.6197 | 191.52 | 0.94937 | 0.51712 | 2
10506 | 07E23G10H07D06M01W02 | 1.88 | 0.21 | 0.82 | 16.74 | 19.65 | 0 | 139.4667 | 254.1 | 0.9557 | 0.37698 | 2
10507 | 07E23G10H07D06M01W03 | 1.88 | 0.21 | 0.82 | 11.95 | 14.86 | 0 | 139.4667 | 187.53 | 0.9557 | 0.52885 | 2
10508 | 07E23G10H07D07M01W02 | 2.31 | 0.25 | 0.82 | 16.74 | 20.12 | 0 | 149.7217 | 259.14 | 0.94726 | 0.36208 | 2
10509 | 07E23G10H07D07M01W03 | 2.31 | 0.25 | 0.82 | 11.95 | 15.33 | 0 | 149.7217 | 192.57 | 0.94726 | 0.51395 | 2
10510 | 07E23G10H07D07M01W04 | 2.31 | 0.25 | 0.82 | 8.72 | 12.1 | 0 | 149.7217 | 147.63 | 0.94726 | 0.61636 | 2
10511 | 07E23G10H07D07M02W02 | 2.16 | 0.14 | 0.82 | 16.74 | 19.86 | 0 | 139.4667 | 257.25 | 0.97046 | 0.37032 | 2
10512 | 07E23G10H08D05M01W02 | 1.96 | 0.24 | 0.82 | 16.74 | 19.76 | 0 | 145.6197 | 254.73 | 0.94937 | 0.37349 | 2
10513 | 07E23G10H08D05M01W03 | 1.96 | 0.24 | 0.82 | 11.95 | 14.97 | 0 | 145.6197 | 188.16 | 0.94937 | 0.52536 | 2
10514 | 07E23G10H08D06M01W02 | 1.66 | 0.21 | 0.82 | 16.74 | 19.43 | 0 | 139.4667 | 251.16 | 0.9557 | 0.38396 | 2
10515 | 07E23G10H08D06M01W03 | 1.66 | 0.21 | 0.82 | 11.95 | 14.64 | 0 | 139.4667 | 184.59 | 0.9557 | 0.53583 | 2
10516 | 07E23G10H08D07M01W02 | 2.04 | 0.25 | 0.82 | 16.74 | 19.85 | 0 | 149.7217 | 255.57 | 0.94726 | 0.37064 | 2
10517 | 07E23G10H08D07M01W03 | 2.04 | 0.25 | 0.82 | 11.95 | 15.06 | 0 | 149.7217 | 189 | 0.94726 | 0.52251 | 2
10518 | 07E23G10H08D07M01W04 | 2.04 | 0.25 | 0.82 | 8.72 | 11.83 | 0 | 149.7217 | 144.06 | 0.94726 | 0.62492 | 2
10519 | 07E23G10H08D07M02W02 | 1.91 | 0.14 | 0.82 | 16.74 | 19.61 | 0 | 139.4667 | 254.1 | 0.97046 | 0.37825 | 2
10520 | 07E23G10H09D05M01W02 | 1.89 | 0.24 | 0.82 | 16.74 | 19.69 | 0 | 145.6197 | 253.68 | 0.94937 | 0.37571 | 2
10521 | 07E23G10H09D05M01W03 | 1.89 | 0.24 | 0.82 | 11.95 | 14.9 | 0 | 145.6197 | 187.11 | 0.94937 | 0.52758 | 2
10522 | 07E23G10H09D07M01W02 | 1.96 | 0.25 | 0.82 | 16.74 | 19.77 | 0 | 149.7217 | 254.73 | 0.94726 | 0.37318 | 2
10523 | 07E23G10H09D07M01W03 | 1.96 | 0.25 | 0.82 | 11.95 | 14.98 | 0 | 149.7217 | 188.16 | 0.94726 | 0.52505 | 2
10524 | 07E23G10H09D07M01W04 | 1.96 | 0.25 | 0.82 | 8.72 | 11.75 | 0 | 149.7217 | 143.22 | 0.94726 | 0.62746 | 2
10525 | 07E23G10H09D07M02W02 | 1.84 | 0.14 | 0.82 | 16.74 | 19.54 | 0 | 139.4667 | 253.26 | 0.97046 | 0.38047 | 2
10526 | 07E23G10H10D05M01W02 | 2.22 | 0.23 | 0.82 | 16.74 | 20.01 | 0 | 145.6197 | 258.09 | 0.95148 | 0.36557 | 2
10527 | 07E23G10H10D05M01W03 | 2.22 | 0.23 | 0.82 | 11.95 | 15.22 | 0 | 145.6197 | 191.52 | 0.95148 | 0.51744 | 2
10528 | 07E23G10H10D07M01W02 | 2.31 | 0.23 | 0.82 | 16.74 | 20.1 | 0 | 147.6707 | 259.14 | 0.95148 | 0.36271 | 2
10529 | 07E23G10H10D07M01W03 | 2.31 | 0.23 | 0.82 | 11.95 | 15.31 | 0 | 147.6707 | 192.57 | 0.95148 | 0.51458 | 2
10530 | 07E23G10H10D07M01W04 | 2.31 | 0.23 | 0.82 | 8.72 | 12.08 | 0 | 147.6707 | 147.63 | 0.95148 | 0.61699 | 2
10531 | 07E23G10H10D07M02W02 | 2.16 | 0.13 | 0.82 | 16.74 | 19.85 | 0 | 137.4158 | 257.25 | 0.97257 | 0.37064 | 2
10532 | 07E23G10H11D05M01W02 | 2.22 | 0.23 | 0.82 | 16.74 | 20.01 | 0 | 145.6197 | 258.09 | 0.95148 | 0.36557 | 2
10533 | 07E23G10H11D05M01W03 | 2.22 | 0.23 | 0.82 | 11.95 | 15.22 | 0 | 145.6197 | 191.52 | 0.95148 | 0.51744 | 2
10534 | 07E23G10H11D06M01W02 | 1.88 | 0.2 | 0.82 | 16.74 | 19.64 | 0 | 137.4158 | 254.1 | 0.95781 | 0.3773 | 2
10535 | 07E23G10H11D06M01W03 | 1.88 | 0.2 | 0.82 | 11.95 | 14.85 | 0 | 137.4158 | 187.53 | 0.95781 | 0.52917 | 2
10536 | 07E23G10H11D07M01W02 | 2.31 | 0.23 | 0.82 | 16.74 | 20.1 | 0 | 147.6707 | 259.14 | 0.95148 | 0.36271 | 2
10537 | 07E23G10H11D07M01W03 | 2.31 | 0.23 | 0.82 | 11.95 | 15.31 | 0 | 147.6707 | 192.57 | 0.95148 | 0.51458 | 2
10538 | 07E23G10H11D07M01W04 | 2.31 | 0.23 | 0.82 | 8.72 | 12.08 | 0 | 147.6707 | 147.63 | 0.95148 | 0.61699 | 2
10539 | 07E23G10H11D07M02W02 | 2.16 | 0.13 | 0.82 | 16.74 | 19.85 | 0 | 137.4158 | 257.25 | 0.97257 | 0.37064 | 2
10540 | 07E23G10H12D05M01W02 | 1.93 | 0.19 | 0.82 | 16.74 | 19.68 | 0 | 135.3648 | 254.94 | 0.95992 | 0.37603 | 2
10541 | 07E23G10H12D05M01W03 | 1.93 | 0.19 | 0.82 | 11.95 | 14.89 | 0 | 135.3648 | 188.37 | 0.95992 | 0.5279 | 2
10542 | 07E23G10H12D07M01W02 | 2.01 | 0.19 | 0.82 | 16.74 | 19.76 | 0 | 135.3648 | 255.99 | 0.95992 | 0.37349 | 2
10543 | 07E23G10H12D07M01W03 | 2.01 | 0.19 | 0.82 | 11.95 | 14.97 | 0 | 135.3648 | 189.42 | 0.95992 | 0.52536 | 2
10544 | 07E23G10H12D07M01W04 | 2.01 | 0.19 | 0.82 | 8.72 | 11.74 | 0 | 135.3648 | 144.48 | 0.95992 | 0.62777 | 2
10545 | 07E23G10H12D07M02W02 | 1.87 | 0.11 | 0.82 | 16.74 | 19.54 | 0 | 129.2118 | 254.31 | 0.97679 | 0.38047 | 2
10546 | 07E23G10H13D05M01W02 | 1.93 | 0.16 | 0.82 | 16.74 | 19.65 | 0 | 133.3138 | 254.94 | 0.96624 | 0.37698 | 2
10547 | 07E23G10H13D05M01W03 | 1.93 | 0.16 | 0.82 | 11.95 | 14.86 | 0 | 133.3138 | 188.37 | 0.96624 | 0.52885 | 2
10548 | 07E23G10H13D07M01W02 | 2.01 | 0.17 | 0.82 | 16.74 | 19.74 | 0 | 133.3138 | 255.99 | 0.96414 | 0.37413 | 2
10549 | 07E23G10H13D07M01W03 | 2.01 | 0.17 | 0.82 | 11.95 | 14.95 | 0 | 133.3138 | 189.42 | 0.96414 | 0.526 | 2
10550 | 07E23G10H13D07M01W04 | 2.01 | 0.17 | 0.82 | 8.72 | 11.72 | 0 | 133.3138 | 144.48 | 0.96414 | 0.62841 | 2
10551 | 07E23G10H13D07M02W02 | 1.87 | 0.1 | 0.82 | 16.74 | 19.53 | 0 | 127.1609 | 254.31 | 0.9789 | 0.38079 | 2
10552 | 07E23G10H14D05M01W02 | 2.22 | 0.2 | 0.82 | 16.74 | 19.98 | 0 | 143.5687 | 258.09 | 0.95781 | 0.36652 | 2
10553 | 07E23G10H14D05M01W03 | 2.22 | 0.2 | 0.82 | 11.95 | 15.19 | 0 | 143.5687 | 191.52 | 0.95781 | 0.51839 | 2
10554 | 07E23G10H14D07M01W02 | 2.31 | 0.2 | 0.82 | 16.74 | 20.07 | 0 | 145.6197 | 259.14 | 0.95781 | 0.36367 | 2
10555 | 07E23G10H14D07M01W03 | 2.31 | 0.2 | 0.82 | 11.95 | 15.28 | 0 | 145.6197 | 192.57 | 0.95781 | 0.51554 | 2
10556 | 07E23G10H14D07M01W04 | 2.31 | 0.2 | 0.82 | 8.72 | 12.05 | 0 | 145.6197 | 147.63 | 0.95781 | 0.61795 | 2
10557 | 07E23G10H14D07M02W02 | 2.16 | 0.12 | 0.82 | 16.74 | 19.84 | 0 | 137.4158 | 257.25 | 0.97468 | 0.37096 | 2
10558 | 07E23G11H07D04M01W02 | 3.53 | 0.05 | 0.82 | 16.74 | 21.14 | 0 | 153.8236 | 273.21 | 0.98945 | 0.32974 | 1
10559 | 07E23G11H07D05M01W02 | 3.12 | 0.05 | 0.82 | 16.74 | 20.73 | 0 | 147.6707 | 268.38 | 0.98945 | 0.34274 | 1
10560 | 07E23G11H07D05M01W03 | 3.12 | 0.05 | 0.82 | 11.95 | 15.94 | 0 | 147.6707 | 201.81 | 0.98945 | 0.49461 | 2
10561 | 07E23G11H07D06M01W02 | 2.65 | 0.04 | 0.82 | 16.74 | 20.25 | 0 | 141.5177 | 263.13 | 0.99156 | 0.35796 | 2
10562 | 07E23G11H07D06M01W03 | 2.65 | 0.04 | 0.82 | 11.95 | 15.46 | 0 | 141.5177 | 196.56 | 0.99156 | 0.50983 | 2
10563 | 07E23G11H07D07M01W02 | 3.24 | 0.05 | 0.82 | 16.74 | 20.85 | 0 | 149.7217 | 269.85 | 0.98945 | 0.33893 | 1
10564 | 07E23G11H07D07M01W03 | 3.24 | 0.05 | 0.82 | 11.95 | 16.06 | 0 | 149.7217 | 203.28 | 0.98945 | 0.49081 | 2
10565 | 07E23G11H07D07M01W04 | 3.24 | 0.05 | 0.82 | 8.72 | 12.83 | 0 | 149.7217 | 158.34 | 0.98945 | 0.59321 | 2
10566 | 07E23G11H07D07M02W02 | 3.12 | 0.01 | 0.82 | 16.74 | 20.69 | 0 | 143.5687 | 268.38 | 0.99789 | 0.34401 | 1
10567 | 07E23G11H08D05M01W02 | 2.76 | 0.05 | 0.82 | 16.74 | 20.37 | 0 | 147.6707 | 263.76 | 0.98945 | 0.35415 | 2
10568 | 07E23G11H08D05M01W03 | 2.76 | 0.05 | 0.82 | 11.95 | 15.58 | 0 | 147.6707 | 197.19 | 0.98945 | 0.50602 | 2
10569 | 07E23G11H08D06M01W02 | 2.34 | 0.04 | 0.82 | 16.74 | 19.94 | 0 | 141.5177 | 259.14 | 0.99156 | 0.36779 | 2
10570 | 07E23G11H08D06M01W03 | 2.34 | 0.04 | 0.82 | 11.95 | 15.15 | 0 | 141.5177 | 192.57 | 0.99156 | 0.51966 | 2
10571 | 07E23G11H08D07M01W02 | 2.86 | 0.05 | 0.82 | 16.74 | 20.47 | 0 | 149.7217 | 265.02 | 0.98945 | 0.35098 | 2
10572 | 07E23G11H08D07M01W03 | 2.86 | 0.05 | 0.82 | 11.95 | 15.68 | 0 | 149.7217 | 198.45 | 0.98945 | 0.50285 | 2
10573 | 07E23G11H08D07M01W04 | 2.86 | 0.05 | 0.82 | 8.72 | 12.45 | 0 | 149.7217 | 153.51 | 0.98945 | 0.60526 | 2
10574 | 07E23G11H08D07M02W02 | 2.75 | 0.01 | 0.82 | 16.74 | 20.32 | 0 | 143.5687 | 263.76 | 0.99789 | 0.35574 | 2
10575 | 07E23G11H09D05M01W02 | 2.66 | 0.05 | 0.82 | 16.74 | 20.27 | 0 | 147.6707 | 262.5 | 0.98945 | 0.35732 | 2
10576 | 07E23G11H09D05M01W03 | 2.66 | 0.05 | 0.82 | 11.95 | 15.48 | 0 | 147.6707 | 195.93 | 0.98945 | 0.50919 | 2
10577 | 07E23G11H09D07M01W02 | 2.76 | 0.05 | 0.82 | 16.74 | 20.37 | 0 | 149.7217 | 263.55 | 0.98945 | 0.35415 | 2
10578 | 07E23G11H09D07M01W03 | 2.76 | 0.05 | 0.82 | 11.95 | 15.58 | 0 | 149.7217 | 196.98 | 0.98945 | 0.50602 | 2
10579 | 07E23G11H09D07M01W04 | 2.76 | 0.05 | 0.82 | 8.72 | 12.35 | 0 | 149.7217 | 152.04 | 0.98945 | 0.60843 | 2
10580 | 07E23G11H09D07M02W02 | 2.65 | 0.01 | 0.82 | 16.74 | 20.22 | 0 | 143.5687 | 262.29 | 0.99789 | 0.35891 | 2
10581 | 07E23G11H10D05M01W02 | 3.12 | 0.04 | 0.82 | 16.74 | 20.72 | 0 | 147.6707 | 268.38 | 0.99156 | 0.34306 | 1
10582 | 07E23G11H10D05M01W03 | 3.12 | 0.04 | 0.82 | 11.95 | 15.93 | 0 | 147.6707 | 201.81 | 0.99156 | 0.49493 | 2
10583 | 07E23G11H10D07M01W02 | 3.24 | 0.04 | 0.82 | 16.74 | 20.84 | 0 | 149.7217 | 269.85 | 0.99156 | 0.33925 | 1
10584 | 07E23G11H10D07M01W03 | 3.24 | 0.04 | 0.82 | 11.95 | 16.05 | 0 | 149.7217 | 203.28 | 0.99156 | 0.49112 | 2
10585 | 07E23G11H10D07M01W04 | 3.24 | 0.04 | 0.82 | 8.72 | 12.82 | 0 | 149.7217 | 158.34 | 0.99156 | 0.59353 | 2
10586 | 07E23G11H10D07M02W02 | 3.12 | 0.01 | 0.82 | 16.74 | 20.69 | 0 | 143.5687 | 268.38 | 0.99789 | 0.34401 | 1
10587 | 07E23G11H11D05M01W02 | 3.12 | 0.04 | 0.82 | 16.74 | 20.72 | 0 | 147.6707 | 268.38 | 0.99156 | 0.34306 | 1
10588 | 07E23G11H11D05M01W03 | 3.12 | 0.04 | 0.82 | 11.95 | 15.93 | 0 | 147.6707 | 201.81 | 0.99156 | 0.49493 | 2
10589 | 07E23G11H11D06M01W02 | 2.65 | 0.04 | 0.82 | 16.74 | 20.25 | 0 | 139.4667 | 263.13 | 0.99156 | 0.35796 | 2
10590 | 07E23G11H11D06M01W03 | 2.65 | 0.04 | 0.82 | 11.95 | 15.46 | 0 | 139.4667 | 196.56 | 0.99156 | 0.50983 | 2
10591 | 07E23G11H11D07M01W02 | 3.24 | 0.04 | 0.82 | 16.74 | 20.84 | 0 | 149.7217 | 269.85 | 0.99156 | 0.33925 | 1
10592 | 07E23G11H11D07M01W03 | 3.24 | 0.04 | 0.82 | 11.95 | 16.05 | 0 | 149.7217 | 203.28 | 0.99156 | 0.49112 | 2
10593 | 07E23G11H11D07M01W04 | 3.24 | 0.04 | 0.82 | 8.72 | 12.82 | 0 | 149.7217 | 158.34 | 0.99156 | 0.59353 | 2
10594 | 07E23G11H11D07M02W02 | 3.12 | 0.01 | 0.82 | 16.74 | 20.69 | 0 | 143.5687 | 268.38 | 0.99789 | 0.34401 | 1
10595 | 07E23G11H12D05M01W02 | 2.71 | 0.04 | 0.82 | 16.74 | 20.31 | 0 | 133.3138 | 264.18 | 0.99156 | 0.35606 | 2
10596 | 07E23G11H12D05M01W03 | 2.71 | 0.04 | 0.82 | 11.95 | 15.52 | 0 | 133.3138 | 197.61 | 0.99156 | 0.50793 | 2
10597 | 07E23G11H12D07M01W02 | 2.81 | 0.04 | 0.82 | 16.74 | 20.41 | 0 | 135.3648 | 265.44 | 0.99156 | 0.35289 | 2
10598 | 07E23G11H12D07M01W03 | 2.81 | 0.04 | 0.82 | 11.95 | 15.62 | 0 | 135.3648 | 198.87 | 0.99156 | 0.50476 | 2
10599 | 07E23G11H12D07M01W04 | 2.81 | 0.04 | 0.82 | 8.72 | 12.39 | 0 | 135.3648 | 153.93 | 0.99156 | 0.60717 | 2
10600 | 07E23G11H12D07M02W02 | 2.7 | 0.01 | 0.82 | 16.74 | 20.27 | 0 | 131.2628 | 264.18 | 0.99789 | 0.35732 | 2
10601 | 07E23G11H13D05M01W02 | 2.71 | 0.03 | 0.82 | 16.74 | 20.3 | 0 | 133.3138 | 264.18 | 0.99367 | 0.35637 | 2
10602 | 07E23G11H13D05M01W03 | 2.71 | 0.03 | 0.82 | 11.95 | 15.51 | 0 | 133.3138 | 197.61 | 0.99367 | 0.50824 | 2
10603 | 07E23G11H13D07M01W02 | 2.81 | 0.03 | 0.82 | 16.74 | 20.4 | 0 | 135.3648 | 265.44 | 0.99367 | 0.3532 | 2
10604 | 07E23G11H13D07M01W03 | 2.81 | 0.03 | 0.82 | 11.95 | 15.61 | 0 | 135.3648 | 198.87 | 0.99367 | 0.50507 | 2
10605 | 07E23G11H13D07M01W04 | 2.81 | 0.03 | 0.82 | 8.72 | 12.38 | 0 | 135.3648 | 153.93 | 0.99367 | 0.60748 | 2
10606 | 07E23G11H13D07M02W02 | 2.7 | 0.01 | 0.82 | 16.74 | 20.27 | 0 | 131.2628 | 264.18 | 0.99789 | 0.35732 | 2
10607 | 07E23G11H14D05M01W02 | 3.12 | 0.04 | 0.82 | 16.74 | 20.72 | 0 | 145.6197 | 268.38 | 0.99156 | 0.34306 | 1
10608 | 07E23G11H14D05M01W03 | 3.12 | 0.04 | 0.82 | 11.95 | 15.93 | 0 | 145.6197 | 201.81 | 0.99156 | 0.49493 | 2
10609 | 07E23G11H14D07M01W02 | 3.24 | 0.04 | 0.82 | 16.74 | 20.84 | 0 | 147.6707 | 269.85 | 0.99156 | 0.33925 | 1
10610 | 07E23G11H14D07M01W03 | 3.24 | 0.04 | 0.82 | 11.95 | 16.05 | 0 | 147.6707 | 203.28 | 0.99156 | 0.49112 | 2
10611 | 07E23G11H14D07M01W04 | 3.24 | 0.04 | 0.82 | 8.72 | 12.82 | 0 | 147.6707 | 158.34 | 0.99156 | 0.59353 | 2
10612 | 07E23G11H14D07M02W02 | 3.12 | 0.01 | 0.82 | 16.74 | 20.69 | 0 | 143.5687 | 268.38 | 0.99789 | 0.34401 | 1
10613 | 07E23G12H07D04M01W02 | 0.89 | 5.62 | 0.82 | 16.74 | 24.07 | 0.85556 | 426.6042 | 242.76 | -0.18565 | 0.23684 | 1
10614 | 07E23G12H07D05M01W02 | 0.78 | 4.9 | 0.82 | 16.74 | 23.24 | 0.77778 | 389.6865 | 241.5 | -0.033755 | 0.26316 | 1
10615 | 07E23G12H07D05M01W03 | 0.78 | 4.9 | 0.82 | 11.95 | 18.45 | 0.77778 | 389.6865 | 174.93 | -0.033755 | 0.41503 | 1
10616 | 07E23G12H07D06M01W02 | 0.66 | 4.49 | 0.82 | 16.74 | 22.71 | 0.7 | 367.1257 | 240.03 | 0.052743 | 0.27996 | 1
10617 | 07E23G12H07D06M01W03 | 0.66 | 4.49 | 0.82 | 11.95 | 17.92 | 0.7 | 367.1257 | 173.46 | 0.052743 | 0.43183 | 1
10618 | 07E23G12H07D07M01W02 | 0.8 | 5.01 | 0.82 | 16.74 | 23.37 | 0.77778 | 395.8394 | 241.92 | -0.056962 | 0.25904 | 1
10619 | 07E23G12H07D07M01W03 | 0.8 | 5.01 | 0.82 | 11.95 | 18.58 | 0.77778 | 395.8394 | 175.35 | -0.056962 | 0.41091 | 1
10620 | 07E23G12H07D07M01W04 | 0.8 | 5.01 | 0.82 | 8.72 | 15.35 | 0.77778 | 395.8394 | 130.41 | -0.056962 | 0.51332 | 1
10621 | 07E23G12H07D07M02W02 | 0.66 | 3.92 | 0.82 | 16.74 | 22.14 | 0.62222 | 334.31 | 240.24 | 0.173 | 0.29803 | 1
10622 | 07E23G12H08D05M01W02 | 0.69 | 4.9 | 0.82 | 16.74 | 23.15 | 0.77778 | 389.6865 | 240.24 | -0.033755 | 0.26601 | 1
10623 | 07E23G12H08D05M01W03 | 0.69 | 4.9 | 0.82 | 11.95 | 18.36 | 0.77778 | 389.6865 | 173.67 | -0.033755 | 0.41788 | 1
10624 | 07E23G12H08D06M01W02 | 0.58 | 4.49 | 0.82 | 16.74 | 22.63 | 0.7 | 367.1257 | 238.98 | 0.052743 | 0.2825 | 1
10625 | 07E23G12H08D06M01W03 | 0.58 | 4.49 | 0.82 | 11.95 | 17.84 | 0.7 | 367.1257 | 172.41 | 0.052743 | 0.43437 | 1
10626 | 07E23G12H08D07M01W02 | 0.71 | 5.01 | 0.82 | 16.74 | 23.28 | 0.77778 | 395.8394 | 240.66 | -0.056962 | 0.26189 | 1
10627 | 07E23G12H08D07M01W03 | 0.71 | 5.01 | 0.82 | 11.95 | 18.49 | 0.77778 | 395.8394 | 174.09 | -0.056962 | 0.41376 | 1
10628 | 07E23G12H08D07M01W04 | 0.71 | 5.01 | 0.82 | 8.72 | 15.26 | 0.77778 | 395.8394 | 129.15 | -0.056962 | 0.51617 | 1
10629 | 07E23G12H08D07M02W02 | 0.59 | 3.92 | 0.82 | 16.74 | 22.07 | 0.62222 | 334.31 | 239.19 | 0.173 | 0.30025 | 1
10630 | 07E23G12H09D05M01W02 | 0.66 | 4.9 | 0.82 | 16.74 | 23.12 | 0.77778 | 389.6865 | 240.03 | -0.033755 | 0.26696 | 1
10631 | 07E23G12H09D05M01W03 | 0.66 | 4.9 | 0.82 | 11.95 | 18.33 | 0.77778 | 389.6865 | 173.46 | -0.033755 | 0.41883 | 1
10632 | 07E23G12H09D07M01W02 | 0.68 | 5.01 | 0.82 | 16.74 | 23.25 | 0.77778 | 395.8394 | 240.24 | -0.056962 | 0.26284 | 1
10633 | 07E23G12H09D07M01W03 | 0.68 | 5.01 | 0.82 | 11.95 | 18.46 | 0.77778 | 395.8394 | 173.67 | -0.056962 | 0.41471 | 1
10634 | 07E23G12H09D07M01W04 | 0.68 | 5.01 | 0.82 | 8.72 | 15.23 | 0.77778 | 395.8394 | 128.73 | -0.056962 | 0.51712 | 1
10635 | 07E23G12H09D07M02W02 | 0.56 | 3.92 | 0.82 | 16.74 | 22.04 | 0.62222 | 334.31 | 238.77 | 0.173 | 0.3012 | 1
10636 | 07E23G12H10D05M01W02 | 0.78 | 4.57 | 0.82 | 16.74 | 22.91 | 0.7 | 371.2277 | 241.5 | 0.035865 | 0.27362 | 1
10637 | 07E23G12H10D05M01W03 | 0.78 | 4.57 | 0.82 | 11.95 | 18.12 | 0.7 | 371.2277 | 174.93 | 0.035865 | 0.42549 | 1
10638 | 07E23G12H10D07M01W02 | 0.8 | 4.67 | 0.82 | 16.74 | 23.03 | 0.7 | 377.3806 | 241.92 | 0.014768 | 0.26982 | 1
10639 | 07E23G12H10D07M01W03 | 0.8 | 4.67 | 0.82 | 11.95 | 18.24 | 0.7 | 377.3806 | 175.35 | 0.014768 | 0.42169 | 1
10640 | 07E23G12H10D07M01W04 | 0.8 | 4.67 | 0.82 | 8.72 | 15.01 | 0.7 | 377.3806 | 130.41 | 0.014768 | 0.5241 | 1
10641 | 07E23G12H10D07M02W02 | 0.66 | 3.65 | 0.82 | 16.74 | 21.87 | 0.54444 | 317.9021 | 240.24 | 0.22996 | 0.30659 | 1
10642 | 07E23G12H11D05M01W02 | 0.78 | 4.56 | 0.82 | 16.74 | 22.9 | 0.7 | 371.2277 | 241.5 | 0.037975 | 0.27394 | 1
10643 | 07E23G12H11D05M01W03 | 0.78 | 4.56 | 0.82 | 11.95 | 18.11 | 0.7 | 371.2277 | 174.93 | 0.037975 | 0.42581 | 1
10644 | 07E23G12H11D06M01W02 | 0.66 | 4.17 | 0.82 | 16.74 | 22.39 | 0.62222 | 348.6669 | 240.03 | 0.12025 | 0.29011 | 1
10645 | 07E23G12H11D06M01W03 | 0.66 | 4.17 | 0.82 | 11.95 | 17.6 | 0.62222 | 348.6669 | 173.46 | 0.12025 | 0.44198 | 1
10646 | 07E23G12H11D07M01W02 | 0.8 | 4.66 | 0.82 | 16.74 | 23.02 | 0.7 | 375.3296 | 241.92 | 0.016878 | 0.27013 | 1
10647 | 07E23G12H11D07M01W03 | 0.8 | 4.66 | 0.82 | 11.95 | 18.23 | 0.7 | 375.3296 | 175.35 | 0.016878 | 0.422 | 1
10648 | 07E23G12H11D07M01W04 | 0.8 | 4.66 | 0.82 | 8.72 | 15 | 0.7 | 375.3296 | 130.41 | 0.016878 | 0.52441 | 1
10649 | 07E23G12H11D07M02W02 | 0.66 | 3.64 | 0.82 | 16.74 | 21.86 | 0.54444 | 317.9021 | 240.24 | 0.23207 | 0.30691 | 1
10650 | 07E23G12H12D05M01W02 | 0.67 | 3.8 | 0.82 | 16.74 | 22.03 | 0.54444 | 324.0551 | 240.45 | 0.19831 | 0.30152 | 1
10651 | 07E23G12H12D05M01W03 | 0.67 | 3.8 | 0.82 | 11.95 | 17.24 | 0.54444 | 324.0551 | 173.88 | 0.19831 | 0.45339 | 1
10652 | 07E23G12H12D07M01W02 | 0.7 | 3.89 | 0.82 | 16.74 | 22.15 | 0.62222 | 328.157 | 240.66 | 0.17932 | 0.29772 | 1
10653 | 07E23G12H12D07M01W03 | 0.7 | 3.89 | 0.82 | 11.95 | 17.36 | 0.62222 | 328.157 | 174.09 | 0.17932 | 0.44959 | 1
10654 | 07E23G12H12D07M01W04 | 0.7 | 3.89 | 0.82 | 8.72 | 14.13 | 0.62222 | 328.157 | 129.15 | 0.17932 | 0.552 | 1
10655 | 07E23G12H12D07M02W02 | 0.57 | 3.04 | 0.82 | 16.74 | 21.17 | 0.46667 | 278.9335 | 239.19 | 0.35865 | 0.32879 | 1
10656 | 07E23G12H13D05M01W02 | 0.67 | 3.33 | 0.82 | 16.74 | 21.56 | 0.54444 | 297.3923 | 240.45 | 0.29747 | 0.31642 | 1
10657 | 07E23G12H13D05M01W03 | 0.67 | 3.33 | 0.82 | 11.95 | 16.77 | 0.54444 | 297.3923 | 173.88 | 0.29747 | 0.46829 | 1
10658 | 07E23G12H13D07M01W02 | 0.7 | 3.41 | 0.82 | 16.74 | 21.67 | 0.54444 | 299.4433 | 240.66 | 0.28059 | 0.31294 | 1
10659 | 07E23G12H13D07M01W03 | 0.7 | 3.41 | 0.82 | 11.95 | 16.88 | 0.54444 | 299.4433 | 174.09 | 0.28059 | 0.46481 | 1
10660 | 07E23G12H13D07M01W04 | 0.7 | 3.41 | 0.82 | 8.72 | 13.65 | 0.54444 | 299.4433 | 129.15 | 0.28059 | 0.56722 | 1
10661 | 07E23G12H13D07M02W02 | 0.57 | 2.66 | 0.82 | 16.74 | 20.79 | 0.38889 | 258.4237 | 239.19 | 0.43882 | 0.34084 | 1
10662 | 07E23G12H14D05M01W02 | 0.78 | 4.01 | 0.82 | 16.74 | 22.35 | 0.62222 | 338.412 | 241.5 | 0.15401 | 0.29138 | 1
10663 | 07E23G12H14D05M01W03 | 0.78 | 4.01 | 0.82 | 11.95 | 17.56 | 0.62222 | 338.412 | 174.93 | 0.15401 | 0.44325 | 1
10664 | 07E23G12H14D07M01W02 | 0.8 | 4.1 | 0.82 | 16.74 | 22.46 | 0.62222 | 344.5649 | 241.92 | 0.13502 | 0.28789 | 1
10665 | 07E23G12H14D07M01W03 | 0.8 | 4.1 | 0.82 | 11.95 | 17.67 | 0.62222 | 344.5649 | 175.35 | 0.13502 | 0.43976 | 1
10666 | 07E23G12H14D07M01W04 | 0.8 | 4.1 | 0.82 | 8.72 | 14.44 | 0.62222 | 344.5649 | 130.41 | 0.13502 | 0.54217 | 1
10667 | 07E23G12H14D07M02W02 | 0.66 | 3.21 | 0.82 | 16.74 | 21.43 | 0.46667 | 293.2904 | 240.24 | 0.32278 | 0.32055 | 1
10668 | 07E24G10H07D04M01W02 | 3.08 | 0.39 | 0.82 | 16.74 | 21.03 | 0 | 166.1295 | 267.96 | 0.91772 | 0.33323 | 1
10669 | 07E24G10H07D05M01W02 | 2.71 | 0.33 | 0.82 | 16.74 | 20.6 | 0 | 157.9256 | 263.76 | 0.93038 | 0.34686 | 1
10670 | 07E24G10H07D05M01W03 | 2.71 | 0.33 | 0.82 | 11.95 | 15.81 | 0 | 157.9256 | 197.19 | 0.93038 | 0.49873 | 2
10671 | 07E24G10H07D06M01W02 | 2.31 | 0.3 | 0.82 | 16.74 | 20.17 | 0 | 151.7726 | 259.14 | 0.93671 | 0.36049 | 2
10672 | 07E24G10H07D06M01W03 | 2.31 | 0.3 | 0.82 | 11.95 | 15.38 | 0 | 151.7726 | 192.57 | 0.93671 | 0.51237 | 2
10673 | 07E24G10H07D07M01W02 | 2.82 | 0.35 | 0.82 | 16.74 | 20.73 | 0 | 159.9766 | 264.81 | 0.92616 | 0.34274 | 1
10674 | 07E24G10H07D07M01W03 | 2.82 | 0.35 | 0.82 | 11.95 | 15.94 | 0 | 159.9766 | 198.24 | 0.92616 | 0.49461 | 2
10675 | 07E24G10H07D07M01W04 | 2.82 | 0.35 | 0.82 | 8.72 | 12.71 | 0 | 159.9766 | 153.3 | 0.92616 | 0.59702 | 2
10676 | 07E24G10H07D07M02W02 | 2.65 | 0.21 | 0.82 | 16.74 | 20.42 | 0 | 149.7217 | 262.92 | 0.9557 | 0.35257 | 2
10677 | 07E24G10H08D05M01W02 | 2.39 | 0.33 | 0.82 | 16.74 | 20.28 | 0 | 157.9256 | 259.56 | 0.93038 | 0.35701 | 2
10678 | 07E24G10H08D05M01W03 | 2.39 | 0.33 | 0.82 | 11.95 | 15.49 | 0 | 157.9256 | 192.99 | 0.93038 | 0.50888 | 2
10679 | 07E24G10H08D06M01W02 | 2.04 | 0.3 | 0.82 | 16.74 | 19.9 | 0 | 151.7726 | 255.57 | 0.93671 | 0.36906 | 2
10680 | 07E24G10H08D06M01W03 | 2.04 | 0.3 | 0.82 | 11.95 | 15.11 | 0 | 151.7726 | 189 | 0.93671 | 0.52093 | 2
10681 | 07E24G10H08D07M01W02 | 2.49 | 0.35 | 0.82 | 16.74 | 20.4 | 0 | 159.9766 | 260.61 | 0.92616 | 0.3532 | 2
10682 | 07E24G10H08D07M01W03 | 2.49 | 0.35 | 0.82 | 11.95 | 15.61 | 0 | 159.9766 | 194.04 | 0.92616 | 0.50507 | 2
10683 | 07E24G10H08D07M01W04 | 2.49 | 0.35 | 0.82 | 8.72 | 12.38 | 0 | 159.9766 | 149.1 | 0.92616 | 0.60748 | 2
10684 | 07E24G10H08D07M02W02 | 2.34 | 0.21 | 0.82 | 16.74 | 20.11 | 0 | 149.7217 | 258.93 | 0.9557 | 0.3624 | 2
10685 | 07E24G10H09D05M01W02 | 2.31 | 0.33 | 0.82 | 16.74 | 20.2 | 0 | 157.9256 | 258.51 | 0.93038 | 0.35954 | 2
10686 | 07E24G10H09D05M01W03 | 2.31 | 0.33 | 0.82 | 11.95 | 15.41 | 0 | 157.9256 | 191.94 | 0.93038 | 0.51141 | 2
10687 | 07E24G10H09D07M01W02 | 2.4 | 0.35 | 0.82 | 16.74 | 20.31 | 0 | 159.9766 | 259.56 | 0.92616 | 0.35606 | 2
10688 | 07E24G10H09D07M01W03 | 2.4 | 0.35 | 0.82 | 11.95 | 15.52 | 0 | 159.9766 | 192.99 | 0.92616 | 0.50793 | 2
10689 | 07E24G10H09D07M01W04 | 2.4 | 0.35 | 0.82 | 8.72 | 12.29 | 0 | 159.9766 | 148.05 | 0.92616 | 0.61034 | 2
10690 | 07E24G10H09D07M02W02 | 2.25 | 0.21 | 0.82 | 16.74 | 20.02 | 0 | 149.7217 | 257.88 | 0.9557 | 0.36525 | 2
10691 | 07E24G10H10D05M01W02 | 2.71 | 0.31 | 0.82 | 16.74 | 20.58 | 0 | 155.8746 | 263.76 | 0.9346 | 0.3475 | 1
10692 | 07E24G10H10D05M01W03 | 2.71 | 0.31 | 0.82 | 11.95 | 15.79 | 0 | 155.8746 | 197.19 | 0.9346 | 0.49937 | 2
10693 | 07E24G10H10D07M01W02 | 2.82 | 0.32 | 0.82 | 16.74 | 20.7 | 0 | 157.9256 | 264.81 | 0.93249 | 0.34369 | 1
10694 | 07E24G10H10D07M01W03 | 2.82 | 0.32 | 0.82 | 11.95 | 15.91 | 0 | 157.9256 | 198.24 | 0.93249 | 0.49556 | 2
10695 | 07E24G10H10D07M01W04 | 2.82 | 0.32 | 0.82 | 8.72 | 12.68 | 0 | 157.9256 | 153.3 | 0.93249 | 0.59797 | 2
10696 | 07E24G10H10D07M02W02 | 2.65 | 0.19 | 0.82 | 16.74 | 20.4 | 0 | 149.7217 | 262.92 | 0.95992 | 0.3532 | 2
10697 | 07E24G10H11D05M01W02 | 2.71 | 0.31 | 0.82 | 16.74 | 20.58 | 0 | 155.8746 | 263.76 | 0.9346 | 0.3475 | 1
10698 | 07E24G10H11D05M01W03 | 2.71 | 0.31 | 0.82 | 11.95 | 15.79 | 0 | 155.8746 | 197.19 | 0.9346 | 0.49937 | 2
10699 | 07E24G10H11D06M01W02 | 2.31 | 0.28 | 0.82 | 16.74 | 20.15 | 0 | 149.7217 | 259.14 | 0.94093 | 0.36113 | 2
10700 | 07E24G10H11D06M01W03 | 2.31 | 0.28 | 0.82 | 11.95 | 15.36 | 0 | 149.7217 | 192.57 | 0.94093 | 0.513 | 2
10701 | 07E24G10H11D07M01W02 | 2.82 | 0.32 | 0.82 | 16.74 | 20.7 | 0 | 157.9256 | 264.81 | 0.93249 | 0.34369 | 1
10702 | 07E24G10H11D07M01W03 | 2.82 | 0.32 | 0.82 | 11.95 | 15.91 | 0 | 157.9256 | 198.24 | 0.93249 | 0.49556 | 2
10703 | 07E24G10H11D07M01W04 | 2.82 | 0.32 | 0.82 | 8.72 | 12.68 | 0 | 157.9256 | 153.3 | 0.93249 | 0.59797 | 2
10704 | 07E24G10H11D07M02W02 | 2.65 | 0.19 | 0.82 | 16.74 | 20.4 | 0 | 149.7217 | 262.92 | 0.95992 | 0.3532 | 2
10705 | 07E24G10H12D05M01W02 | 2.36 | 0.26 | 0.82 | 16.74 | 20.18 | 0 | 143.5687 | 259.98 | 0.94515 | 0.36018 | 2
10706 | 07E24G10H12D05M01W03 | 2.36 | 0.26 | 0.82 | 11.95 | 15.39 | 0 | 143.5687 | 193.41 | 0.94515 | 0.51205 | 2
10707 | 07E24G10H12D07M01W02 | 2.43 | 0.27 | 0.82 | 16.74 | 20.26 | 0 | 145.6197 | 261.03 | 0.94304 | 0.35764 | 2
10708 | 07E24G10H12D07M01W03 | 2.43 | 0.27 | 0.82 | 11.95 | 15.47 | 0 | 145.6197 | 194.46 | 0.94304 | 0.50951 | 2
10709 | 07E24G10H12D07M01W04 | 2.43 | 0.27 | 0.82 | 8.72 | 12.24 | 0 | 145.6197 | 149.52 | 0.94304 | 0.61192 | 2
10710 | 07E24G10H12D07M02W02 | 2.29 | 0.16 | 0.82 | 16.74 | 20.01 | 0 | 137.4158 | 259.35 | 0.96624 | 0.36557 | 2
10711 | 07E24G10H13D05M01W02 | 2.36 | 0.23 | 0.82 | 16.74 | 20.15 | 0 | 141.5177 | 259.98 | 0.95148 | 0.36113 | 2
10712 | 07E24G10H13D05M01W03 | 2.36 | 0.23 | 0.82 | 11.95 | 15.36 | 0 | 141.5177 | 193.41 | 0.95148 | 0.513 | 2
10713 | 07E24G10H13D07M01W02 | 2.43 | 0.23 | 0.82 | 16.74 | 20.22 | 0 | 143.5687 | 261.03 | 0.95148 | 0.35891 | 2
10714 | 07E24G10H13D07M01W03 | 2.43 | 0.23 | 0.82 | 11.95 | 15.43 | 0 | 143.5687 | 194.46 | 0.95148 | 0.51078 | 2
10715 | 07E24G10H13D07M01W04 | 2.43 | 0.23 | 0.82 | 8.72 | 12.2 | 0 | 143.5687 | 149.52 | 0.95148 | 0.61319 | 2
10716 | 07E24G10H13D07M02W02 | 2.29 | 0.14 | 0.82 | 16.74 | 19.99 | 0 | 135.3648 | 259.35 | 0.97046 | 0.3662 | 2
10717 | 07E24G10H14D05M01W02 | 2.71 | 0.27 | 0.82 | 16.74 | 20.54 | 0 | 153.8236 | 263.76 | 0.94304 | 0.34876 | 1
10718 | 07E24G10H14D05M01W03 | 2.71 | 0.27 | 0.82 | 11.95 | 15.75 | 0 | 153.8236 | 197.19 | 0.94304 | 0.50063 | 2
10719 | 07E24G10H14D07M01W02 | 2.82 | 0.28 | 0.82 | 16.74 | 20.66 | 0 | 155.8746 | 264.81 | 0.94093 | 0.34496 | 1
10720 | 07E24G10H14D07M01W03 | 2.82 | 0.28 | 0.82 | 11.95 | 15.87 | 0 | 155.8746 | 198.24 | 0.94093 | 0.49683 | 2
10721 | 07E24G10H14D07M01W04 | 2.82 | 0.28 | 0.82 | 8.72 | 12.64 | 0 | 155.8746 | 153.3 | 0.94093 | 0.59924 | 2
10722 | 07E24G10H14D07M02W02 | 2.65 | 0.17 | 0.82 | 16.74 | 20.38 | 0 | 147.6707 | 262.92 | 0.96414 | 0.35384 | 2
10723 | 07E24G11H07D04M01W02 | 4.12 | 0.11 | 0.82 | 16.74 | 21.79 | 0 | 168.1805 | 280.14 | 0.97679 | 0.30913 | 1
10724 | 07E24G11H07D05M01W02 | 3.64 | 0.1 | 0.82 | 16.74 | 21.3 | 0 | 157.9256 | 274.47 | 0.9789 | 0.32467 | 1
10725 | 07E24G11H07D05M01W03 | 3.64 | 0.1 | 0.82 | 11.95 | 16.51 | 0 | 157.9256 | 207.9 | 0.9789 | 0.47654 | 2
10726 | 07E24G11H07D06M01W02 | 3.13 | 0.08 | 0.82 | 16.74 | 20.77 | 0 | 149.7217 | 268.59 | 0.98312 | 0.34147 | 1
10727 | 07E24G11H07D06M01W03 | 3.13 | 0.08 | 0.82 | 11.95 | 15.98 | 0 | 149.7217 | 202.02 | 0.98312 | 0.49334 | 2
10728 | 07E24G11H07D07M01W02 | 3.78 | 0.1 | 0.82 | 16.74 | 21.44 | 0 | 159.9766 | 275.94 | 0.9789 | 0.32023 | 1
10729 | 07E24G11H07D07M01W03 | 3.78 | 0.1 | 0.82 | 11.95 | 16.65 | 0 | 159.9766 | 209.37 | 0.9789 | 0.4721 | 2
10730 | 07E24G11H07D07M01W04 | 3.78 | 0.1 | 0.82 | 8.72 | 13.42 | 0 | 159.9766 | 164.43 | 0.9789 | 0.57451 | 2
10731 | 07E24G11H07D07M02W02 | 3.63 | 0.04 | 0.82 | 16.74 | 21.23 | 0 | 155.8746 | 274.26 | 0.99156 | 0.32689 | 1
10732 | 07E24G11H08D05M01W02 | 3.22 | 0.1 | 0.82 | 16.74 | 20.88 | 0 | 157.9256 | 269.01 | 0.9789 | 0.33798 | 1
10733 | 07E24G11H08D05M01W03 | 3.22 | 0.1 | 0.82 | 11.95 | 16.09 | 0 | 157.9256 | 202.44 | 0.9789 | 0.48985 | 2
10734 | 07E24G11H08D06M01W02 | 2.76 | 0.08 | 0.82 | 16.74 | 20.4 | 0 | 149.7217 | 263.76 | 0.98312 | 0.3532 | 2
10735 | 07E24G11H08D06M01W03 | 2.76 | 0.08 | 0.82 | 11.95 | 15.61 | 0 | 149.7217 | 197.19 | 0.98312 | 0.50507 | 2
10736 | 07E24G11H08D07M01W02 | 3.34 | 0.1 | 0.82 | 16.74 | 21 | 0 | 159.9766 | 270.27 | 0.9789 | 0.33418 | 1
10737 | 07E24G11H08D07M01W03 | 3.34 | 0.1 | 0.82 | 11.95 | 16.21 | 0 | 159.9766 | 203.7 | 0.9789 | 0.48605 | 2
10738 | 07E24G11H08D07M01W04 | 3.34 | 0.1 | 0.82 | 8.72 | 12.98 | 0 | 159.9766 | 158.76 | 0.9789 | 0.58846 | 2
10739 | 07E24G11H08D07M02W02 | 3.21 | 0.04 | 0.82 | 16.74 | 20.81 | 0 | 155.8746 | 268.8 | 0.99156 | 0.3402 | 1
10740 | 07E24G11H09D05M01W02 | 3.1 | 0.1 | 0.82 | 16.74 | 20.76 | 0 | 157.9256 | 267.54 | 0.9789 | 0.34179 | 1
10741 | 07E24G11H09D05M01W03 | 3.1 | 0.1 | 0.82 | 11.95 | 15.97 | 0 | 157.9256 | 200.97 | 0.9789 | 0.49366 | 2
10742 | 07E24G11H09D07M01W02 | 3.22 | 0.1 | 0.82 | 16.74 | 20.88 | 0 | 159.9766 | 268.8 | 0.9789 | 0.33798 | 1
10743 | 07E24G11H09D07M01W03 | 3.22 | 0.1 | 0.82 | 11.95 | 16.09 | 0 | 159.9766 | 202.23 | 0.9789 | 0.48985 | 2
10744 | 07E24G11H09D07M01W04 | 3.22 | 0.1 | 0.82 | 8.72 | 12.86 | 0 | 159.9766 | 157.29 | 0.9789 | 0.59226 | 2
10745 | 07E24G11H09D07M02W02 | 3.09 | 0.04 | 0.82 | 16.74 | 20.69 | 0 | 155.8746 | 267.33 | 0.99156 | 0.34401 | 1
10746 | 07E24G11H10D05M01W02 | 3.64 | 0.09 | 0.82 | 16.74 | 21.29 | 0 | 157.9256 | 274.47 | 0.98101 | 0.32498 | 1
10747 | 07E24G11H10D05M01W03 | 3.64 | 0.09 | 0.82 | 11.95 | 16.5 | 0 | 157.9256 | 207.9 | 0.98101 | 0.47685 | 2
10748 | 07E24G11H10D07M01W02 | 3.78 | 0.09 | 0.82 | 16.74 | 21.43 | 0 | 159.9766 | 275.94 | 0.98101 | 0.32055 | 1
10749 | 07E24G11H10D07M01W03 | 3.78 | 0.09 | 0.82 | 11.95 | 16.64 | 0 | 159.9766 | 209.37 | 0.98101 | 0.47242 | 2
10750 | 07E24G11H10D07M01W04 | 3.78 | 0.09 | 0.82 | 8.72 | 13.41 | 0 | 159.9766 | 164.43 | 0.98101 | 0.57483 | 2
10751 | 07E24G11H10D07M02W02 | 3.63 | 0.04 | 0.82 | 16.74 | 21.23 | 0 | 153.8236 | 274.26 | 0.99156 | 0.32689 | 1
10752 | 07E24G11H11D05M01W02 | 3.64 | 0.09 | 0.82 | 16.74 | 21.29 | 0 | 157.9256 | 274.47 | 0.98101 | 0.32498 | 1
10753 | 07E24G11H11D05M01W03 | 3.64 | 0.09 | 0.82 | 11.95 | 16.5 | 0 | 157.9256 | 207.9 | 0.98101 | 0.47685 | 2
10754 | 07E24G11H11D06M01W02 | 3.13 | 0.08 | 0.82 | 16.74 | 20.77 | 0 | 149.7217 | 268.59 | 0.98312 | 0.34147 | 1
10755 | 07E24G11H11D06M01W03 | 3.13 | 0.08 | 0.82 | 11.95 | 15.98 | 0 | 149.7217 | 202.02 | 0.98312 | 0.49334 | 2
10756 | 07E24G11H11D07M01W02 | 3.78 | 0.09 | 0.82 | 16.74 | 21.43 | 0 | 159.9766 | 275.94 | 0.98101 | 0.32055 | 1
10757 | 07E24G11H11D07M01W03 | 3.78 | 0.09 | 0.82 | 11.95 | 16.64 | 0 | 159.9766 | 209.37 | 0.98101 | 0.47242 | 2
10758 | 07E24G11H11D07M01W04 | 3.78 | 0.09 | 0.82 | 8.72 | 13.41 | 0 | 159.9766 | 164.43 | 0.98101 | 0.57483 | 2
10759 | 07E24G11H11D07M02W02 | 3.63 | 0.04 | 0.82 | 16.74 | 21.23 | 0 | 153.8236 | 274.26 | 0.99156 | 0.32689 | 1
10760 | 07E24G11H12D05M01W02 | 3.16 | 0.07 | 0.82 | 16.74 | 20.79 | 0 | 141.5177 | 269.64 | 0.98523 | 0.34084 | 1
10761 | 07E24G11H12D05M01W03 | 3.16 | 0.07 | 0.82 | 11.95 | 16 | 0 | 141.5177 | 203.07 | 0.98523 | 0.49271 | 2
10762 | 07E24G11H12D07M01W02 | 3.27 | 0.08 | 0.82 | 16.74 | 20.91 | 0 | 143.5687 | 270.9 | 0.98312 | 0.33703 | 1
10763 | 07E24G11H12D07M01W03 | 3.27 | 0.08 | 0.82 | 11.95 | 16.12 | 0 | 143.5687 | 204.33 | 0.98312 | 0.4889 | 2
10764 | 07E24G11H12D07M01W04 | 3.27 | 0.08 | 0.82 | 8.72 | 12.89 | 0 | 143.5687 | 159.39 | 0.98312 | 0.59131 | 2
10765 | 07E24G11H12D07M02W02 | 3.15 | 0.03 | 0.82 | 16.74 | 20.74 | 0 | 139.4667 | 269.43 | 0.99367 | 0.34242 | 1
10766 | 07E24G11H13D05M01W02 | 3.16 | 0.07 | 0.82 | 16.74 | 20.79 | 0 | 141.5177 | 269.64 | 0.98523 | 0.34084 | 1
10767 | 07E24G11H13D05M01W03 | 3.16 | 0.07 | 0.82 | 11.95 | 16 | 0 | 141.5177 | 203.07 | 0.98523 | 0.49271 | 2
10768 | 07E24G11H13D07M01W02 | 3.27 | 0.07 | 0.82 | 16.74 | 20.9 | 0 | 143.5687 | 270.9 | 0.98523 | 0.33735 | 1
10769 | 07E24G11H13D07M01W03 | 3.27 | 0.07 | 0.82 | 11.95 | 16.11 | 0 | 143.5687 | 204.33 | 0.98523 | 0.48922 | 2
10770 | 07E24G11H13D07M01W04 | 3.27 | 0.07 | 0.82 | 8.72 | 12.88 | 0 | 143.5687 | 159.39 | 0.98523 | 0.59163 | 2
10771 | 07E24G11H13D07M02W02 | 3.15 | 0.03 | 0.82 | 16.74 | 20.74 | 0 | 139.4667 | 269.43 | 0.99367 | 0.34242 | 1
10772 | 07E24G11H14D05M01W02 | 3.64 | 0.08 | 0.82 | 16.74 | 21.28 | 0 | 157.9256 | 274.47 | 0.98312 | 0.3253 | 1
10773 | 07E24G11H14D05M01W03 | 3.64 | 0.08 | 0.82 | 11.95 | 16.49 | 0 | 157.9256 | 207.9 | 0.98312 | 0.47717 | 2
10774 | 07E24G11H14D07M01W02 | 3.78 | 0.08 | 0.82 | 16.74 | 21.42 | 0 | 159.9766 | 275.94 | 0.98312 | 0.32086 | 1
10775 | 07E24G11H14D07M01W03 | 3.78 | 0.08 | 0.82 | 11.95 | 16.63 | 0 | 159.9766 | 209.37 | 0.98312 | 0.47273 | 2
10776 | 07E24G11H14D07M01W04 | 3.78 | 0.08 | 0.82 | 8.72 | 13.4 | 0 | 159.9766 | 164.43 | 0.98312 | 0.57514 | 2
10777 | 07E24G11H14D07M02W02 | 3.63 | 0.03 | 0.82 | 16.74 | 21.22 | 0 | 153.8236 | 274.26 | 0.99367 | 0.3272 | 1
10778 | 07E24G12H07D04M01W02 | 1.25 | 6.13 | 0.82 | 16.74 | 24.94 | 0.93333 | 457.3689 | 246.96 | -0.29325 | 0.20926
10779 | 07E24G12H07D05M01W02 | 1.09 | 5.35 | 0.82 | 16.74 | 24 | 0.77778 | 416.3493 | 245.07 | -0.12869 | 0.23906 | 1
10780 | 07E24G12H07D05M01W03 | 1.09 | 5.35 | 0.82 | 11.95 | 19.21 | 0.77778 | 416.3493 | 178.5 | -0.12869 | 0.39093 | 1
10781 | 07E24G12H07D06M01W02 | 0.93 | 4.9 | 0.82 | 16.74 | 23.39 | 0.77778 | 389.6865 | 243.18 | -0.033755 | 0.2584 | 1
10782 | 07E24G12H07D06M01W03 | 0.93 | 4.9 | 0.82 | 11.95 | 18.6 | 0.77778 | 389.6865 | 176.61 | -0.033755 | 0.41027 | 1
10783 | 07E24G12H07D07M01W02 | 1.13 | 5.47 | 0.82 | 16.74 | 24.16 | 0.85556 | 422.5022 | 245.49 | -0.15401 | 0.23399 | 1
10784 | 07E24G12H07D07M01W03 | 1.13 | 5.47 | 0.82 | 11.95 | 19.37 | 0.85556 | 422.5022 | 178.92 | -0.15401 | 0.38586 | 1
10785 | 07E24G12H07D07M01W04 | 1.13 | 5.47 | 0.82 | 8.72 | 16.14 | 0.85556 | 422.5022 | 133.98 | -0.15401 | 0.48827 | 1
10786 | 07E24G12H07D07M02W02 | 0.93 | 4.34 | 0.82 | 16.74 | 22.83 | 0.7 | 356.8708 | 243.18 | 0.084388 | 0.27616 | 1
10787 | 07E24G12H08D05M01W02 | 0.96 | 5.35 | 0.82 | 16.74 | 23.87 | 0.77778 | 416.3493 | 243.39 | -0.12869 | 0.24318 | 1
10788 | 07E24G12H08D05M01W03 | 0.96 | 5.35 | 0.82 | 11.95 | 19.08 | 0.77778 | 416.3493 | 176.82 | -0.12869 | 0.39505 | 1
10789 | 07E24G12H08D06M01W02 | 0.82 | 4.9 | 0.82 | 16.74 | 23.28 | 0.77778 | 389.6865 | 241.71 | -0.033755 | 0.26189 | 1
10790 | 07E24G12H08D06M01W03 | 0.82 | 4.9 | 0.82 | 11.95 | 18.49 | 0.77778 | 389.6865 | 175.14 | -0.033755 | 0.41376 | 1
10791 | 07E24G12H08D07M01W02 | 1 | 5.47 | 0.82 | 16.74 | 24.03 | 0.85556 | 422.5022 | 243.81 | -0.15401 | 0.23811 | 1
10792 | 07E24G12H08D07M01W03 | 1 | 5.47 | 0.82 | 11.95 | 19.24 | 0.85556 | 422.5022 | 177.24 | -0.15401 | 0.38998 | 1
10793 | 07E24G12H08D07M01W04 | 1 | 5.47 | 0.82 | 8.72 | 16.01 | 0.85556 | 422.5022 | 132.3 | -0.15401 | 0.49239 | 1
10794 | 07E24G12H08D07M02W02 | 0.83 | 4.34 | 0.82 | 16.74 | 22.73 | 0.7 | 356.8708 | 241.92 | 0.084388 | 0.27933 | 1
10795 | 07E24G12H09D05M01W02 | 0.92 | 5.35 | 0.82 | 16.74 | 23.83 | 0.77778 | 416.3493 | 242.97 | -0.12869 | 0.24445 | 1
10796 | 07E24G12H09D05M01W03 | 0.92 | 5.35 | 0.82 | 11.95 | 19.04 | 0.77778 | 416.3493 | 176.4 | -0.12869 | 0.39632 | 1
10797 | 07E24G12H09D07M01W02 | 0.96 | 5.47 | 0.82 | 16.74 | 23.99 | 0.85556 | 422.5022 | 243.39 | -0.15401 | 0.23938 | 1
10798 | 07E24G12H09D07M01W03 | 0.96 | 5.47 | 0.82 | 11.95 | 19.2 | 0.85556 | 422.5022 | 176.82 | -0.15401 | 0.39125 | 1
10799 | 07E24G12H09D07M01W04 | 0.96 | 5.47 | 0.82 | 8.72 | 15.97 | 0.85556 | 422.5022 | 131.88 | -0.15401 | 0.49366 | 1
10800 | 07E24G12H09D07M02W02 | 0.8 | 4.34 | 0.82 | 16.74 | 22.7 | 0.7 | 356.8708 | 241.5 | 0.084388 | 0.28028 | 1
10801 | 07E24G12H10D05M01W02 | 1.09 | 4.98 | 0.82 | 16.74 | 23.63 | 0.77778 | 395.8394 | 245.07 | -0.050633 | 0.25079 | 1
10802 | 07E24G12H10D05M01W03 | 1.09 | 4.98 | 0.82 | 11.95 | 18.84 | 0.77778 | 395.8394 | 178.5 | -0.050633 | 0.40266 | 1
10803 | 07E24G12H10D07M01W02 | 1.13 | 5.09 | 0.82 | 16.74 | 23.78 | 0.77778 | 401.9924 | 245.49 | -0.07384 | 0.24604 | 1
10804 | 07E24G12H10D07M01W03 | 1.13 | 5.09 | 0.82 | 11.95 | 18.99 | 0.77778 | 401.9924 | 178.92 | -0.07384 | 0.39791 | 1
10805 | 07E24G12H10D07M01W04 | 1.13 | 5.09 | 0.82 | 8.72 | 15.76 | 0.77778 | 401.9924 | 133.98 | -0.07384 | 0.50032 | 1
10806 | 07E24G12H10D07M02W02 | 0.93 | 4.05 | 0.82 | 16.74 | 22.54 | 0.62222 | 340.4629 | 243.18 | 0.14557 | 0.28535 | 1
10807 | 07E24G12H11D05M01W02 | 1.09 | 4.97 | 0.82 | 16.74 | 23.62 | 0.77778 | 395.8394 | 245.07 | -0.048523 | 0.25111 | 1
10808 | 07E24G12H11D05M01W03 | 1.09 | 4.97 | 0.82 | 11.95 | 18.83 | 0.77778 | 395.8394 | 178.5 | -0.048523 | 0.40298 | 1
10809 | 07E24G12H11D06M01W02 | 0.93 | 4.56 | 0.82 | 16.74 | 23.05 | 0.7 | 371.2277 | 243.18 | 0.037975 | 0.26918 | 1
10810 | 07E24G12H11D06M01W03 | 0.93 | 4.56 | 0.82 | 11.95 | 18.26 | 0.7 | 371.2277 | 176.61 | 0.037975 | 0.42105 | 1
10811 | 07E24G12H11D07M01W02 | 1.13 | 5.08 | 0.82 | 16.74 | 23.77 | 0.77778 | 399.9414 | 245.49 | -0.07173 | 0.24635 | 1
10812 | 07E24G12H11D07M01W03 | 1.13 | 5.08 | 0.82 | 11.95 | 18.98 | 0.77778 | 399.9414 | 178.92 | -0.07173 | 0.39822 | 1
10813 | 07E24G12H11D07M01W04 | 1.13 | 5.08 | 0.82 | 8.72 | 15.75 | 0.77778 | 399.9414 | 133.98 | -0.07173 | 0.50063 | 1
10814 | 07E24G12H11D07M02W02 | 0.93 | 4.04 | 0.82 | 16.74 | 22.53 | 0.62222 | 340.4629 | 243.18 | 0.14768 | 0.28567 | 1
10815 | 07E24G12H12D05M01W02 | 0.94 | 4.15 | 0.82 | 16.74 | 22.65 | 0.62222 | 344.5649 | 243.6 | 0.12447 | 0.28186 | 1
10816 | 07E24G12H12D05M01W03 | 0.94 | 4.15 | 0.82 | 11.95 | 17.86 | 0.62222 | 344.5649 | 177.03 | 0.12447 | 0.43373 | 1
10817 | 07E24G12H12D07M01W02 | 0.98 | 4.24 | 0.82 | 16.74 | 22.78 | 0.62222 | 348.6669 | 244.02 | 0.10549 | 0.27774 | 1
10818 | 07E24G12H12D07M01W03 | 0.98 | 4.24 | 0.82 | 11.95 | 17.99 | 0.62222 | 348.6669 | 177.45 | 0.10549 | 0.42961 | 1
10819 | 07E24G12H12D07M01W04 | 0.98 | 4.24 | 0.82 | 8.72 | 14.76 | 0.62222 | 348.6669 | 132.51 | 0.10549 | 0.53202 | 1
10820 | 07E24G12H12D07M02W02 | 0.81 | 3.37 | 0.82 | 16.74 | 21.74 | 0.54444 | 297.3923 | 241.92 | 0.28903 | 0.31072 | 1
10821 | 07E24G12H13D05M01W02 | 0.94 | 3.64 | 0.82 | 16.74 | 22.14 | 0.54444 | 315.8512 | 243.6 | 0.23207 | 0.29803 | 1
10822 | 07E24G12H13D05M01W03 | 0.94 | 3.64 | 0.82 | 11.95 | 17.35 | 0.54444 | 315.8512 | 177.03 | 0.23207 | 0.4499 | 1
10823 | 07E24G12H13D07M01W02 | 0.98 | 3.72 | 0.82 | 16.74 | 22.26 | 0.54444 | 319.9531 | 244.02 | 0.21519 | 0.29423 | 1
10824 | 07E24G12H13D07M01W03 | 0.98 | 3.72 | 0.82 | 11.95 | 17.47 | 0.54444 | 319.9531 | 177.45 | 0.21519 | 0.4461 | 1
10825 | 07E24G12H13D07M01W04 | 0.98 | 3.72 | 0.82 | 8.72 | 14.24 | 0.54444 | 319.9531 | 132.51 | 0.21519 | 0.54851 | 1
10826 | 07E24G12H13D07M02W02 | 0.81 | 2.95 | 0.82 | 16.74 | 21.32 | 0.46667 | 274.8315 | 241.92 | 0.37764 | 0.32403 | 1
10827 | 07E24G12H14D05M01W02 | 1.09 | 4.38 | 0.82 | 16.74 | 23.03 | 0.62222 | 360.9728 | 245.07 | 0.075949 | 0.26982 | 1
10828 | 07E24G12H14D05M01W03 | 1.09 | 4.38 | 0.82 | 11.95 | 18.24 | 0.62222 | 360.9728 | 178.5 | 0.075949 | 0.42169 | 1
10829 | 07E24G12H14D07M01W02 | 1.13 | 4.48 | 0.82 | 16.74 | 23.17 | 0.7 | 367.1257 | 245.49 | 0.054852 | 0.26538 | 1
10830 | 07E24G12H14D07M01W03 | 1.13 | 4.48 | 0.82 | 11.95 | 18.38 | 0.7 | 367.1257 | 178.92 | 0.054852 | 0.41725 | 1
10831 | 07E24G12H14D07M01W04 | 1.13 | 4.48 | 0.82 | 8.72 | 15.15 | 0.7 | 367.1257 | 133.98 | 0.054852 | 0.51966 | 1
10832 | 07E24G12H14D07M02W02 | 0.93 | 3.55 | 0.82 | 16.74 | 22.04 | 0.54444 | 311.7492 | 243.18 | 0.25105 | 0.3012 | 1
10833 | 07E25G10H07D04M01W02 | 6.23 | 3.19 | 0.82 | 16.74 | 26.98 | 0.23333 | 360.9728 | 304.5 | 0.327 | 0.14458
10834 | 07E25G10H07D05M01W02 | 5.27 | 2.61 | 0.82 | 16.74 | 25.44 | 0.15556 | 317.9021 | 293.16 | 0.44937 | 0.19341 | 1
10835 | 07E25G10H07D05M01W03 | 5.27 | 2.61 | 0.82 | 11.95 | 20.65 | 0.15556 | 317.9021 | 226.59 | 0.44937 | 0.34528 | 1
10836 | 07E25G10H07D06M01W02 | 4.66 | 2.22 | 0.82 | 16.74 | 24.44 | 0.15556 | 289.1884 | 286.23 | 0.53165 | 0.22511 | 1
10837 | 07E25G10H07D06M01W03 | 4.66 | 2.22 | 0.82 | 11.95 | 19.65 | 0.15556 | 289.1884 | 219.66 | 0.53165 | 0.37698 | 2
10838 | 07E25G10H07D07M01W02 | 5.42 | 2.73 | 0.82 | 16.74 | 25.71 | 0.15556 | 324.0551 | 295.05 | 0.42405 | 0.18484 | 1
10839 | 07E25G10H07D07M01W03 | 5.42 | 2.73 | 0.82 | 11.95 | 20.92 | 0.15556 | 324.0551 | 228.48 | 0.42405 | 0.33672 | 1
10840 | 07E25G10H07D07M01W04 | 5.42 | 2.73 | 0.82 | 8.72 | 17.69 | 0.15556 | 324.0551 | 183.54 | 0.42405 | 0.43912 | 2
10841 | 07E25G10H07D07M02W02 | 5.15 | 2 | 0.82 | 16.74 | 24.71 | 0.077778 | 283.0355 | 291.69 | 0.57806 | 0.21655 | 1
10842 | 07E25G10H08D05M01W02 | 4.66 | 2.61 | 0.82 | 16.74 | 24.83 | 0.15556 | 317.9021 | 285.39 | 0.44937 | 0.21275 | 1
10843 | 07E25G10H08D05M01W03 | 4.66 | 2.61 | 0.82 | 11.95 | 20.04 | 0.15556 | 317.9021 | 218.82 | 0.44937 | 0.36462 | 2
10844 | 07E25G10H08D06M01W02 | 4.12 | 2.22 | 0.82 | 16.74 | 23.9 | 0.15556 | 289.1884 | 279.3 | 0.53165 | 0.24223 | 1
10845 | 07E25G10H08D06M01W03 | 4.12 | 2.22 | 0.82 | 11.95 | 19.11 | 0.15556 | 289.1884 | 212.73 | 0.53165 | 0.3941 | 2
10846 | 07E25G10H08D07M01W02 | 4.78 | 2.73 | 0.82 | 16.74 | 25.07 | 0.15556 | 324.0551 | 286.86 | 0.42405 | 0.20514 | 1
10847 | 07E25G10H08D07M01W03 | 4.78 | 2.73 | 0.82 | 11.95 | 20.28 | 0.15556 | 324.0551 | 220.29 | 0.42405 | 0.35701 | 2
10848 | 07E25G10H08D07M01W04 | 4.78 | 2.73 | 0.82 | 8.72 | 17.05 | 0.15556 | 324.0551 | 175.35 | 0.42405 | 0.45942 | 2
10849 | 07E25G10H08D07M02W02 | 4.55 | 2 | 0.82 | 16.74 | 24.11 | 0.077778 | 283.0355 | 284.13 | 0.57806 | 0.23557 | 1
10850 | 07E25G10H09D05M01W02 | 4.49 | 2.61 | 0.82 | 16.74 | 24.66 | 0.15556 | 317.9021 | 283.08 | 0.44937 | 0.21814 | 1
10851 | 07E25G10H09D05M01W03 | 4.49 | 2.61 | 0.82 | 11.95 | 19.87 | 0.15556 | 317.9021 | 216.51 | 0.44937 | 0.37001 | 2
10852 | 07E25G10H09D07M01W02 | 4.61 | 2.73 | 0.82 | 16.74 | 24.9 | 0.15556 | 324.0551 | 284.55 | 0.42405 | 0.21053 | 1
10853 | 07E25G10H09D07M01W03 | 4.61 | 2.73 | 0.82 | 11.95 | 20.11 | 0.15556 | 324.0551 | 217.98 | 0.42405 | 0.3624 | 2
10854 | 07E25G10H09D07M01W04 | 4.61 | 2.73 | 0.82 | 8.72 | 16.88 | 0.15556 | 324.0551 | 173.04 | 0.42405 | 0.46481 | 2
10855 | 07E25G10H09D07M02W02 | 4.38 | 2 | 0.82 | 16.74 | 23.94 | 0.077778 | 283.0355 | 281.82 | 0.57806 | 0.24096 | 1
10856 | 07E25G10H10D05M01W02 | 5.27 | 2.43 | 0.82 | 16.74 | 25.26 | 0.15556 | 307.6472 | 293.16 | 0.48734 | 0.19911 | 1
10857 | 07E25G10H10D05M01W03 | 5.27 | 2.43 | 0.82 | 11.95 | 20.47 | 0.15556 | 307.6472 | 226.59 | 0.48734 | 0.35098 | 2
10858 | 07E25G10H10D07M01W02 | 5.42 | 2.54 | 0.82 | 16.74 | 25.52 | 0.15556 | 315.8512 | 295.05 | 0.46414 | 0.19087 | 1
10859 | 07E25G10H10D07M01W03 | 5.42 | 2.54 | 0.82 | 11.95 | 20.73 | 0.15556 | 315.8512 | 228.48 | 0.46414 | 0.34274 | 1
10860 | 07E25G10H10D07M01W04 | 5.42 | 2.54 | 0.82 | 8.72 | 17.5 | 0.15556 | 315.8512 | 183.54 | 0.46414 | 0.44515 | 2
10861 | 07E25G10H10D07M02W02 | 5.15 | 1.86 | 0.82 | 16.74 | 24.57 | 0.077778 | 276.8825 | 291.69 | 0.60759 | 0.22099 | 1
10862 | 07E25G10H11D05M01W02 | 5.27 | 2.43 | 0.82 | 16.74 | 25.26 | 0.15556 | 307.6472 | 293.16 | 0.48734 | 0.19911 | 1
10863 | 07E25G10H11D05M01W03 | 5.27 | 2.43 | 0.82 | 11.95 | 20.47 | 0.15556 | 307.6472 | 226.59 | 0.48734 | 0.35098 | 2
10864 | 07E25G10H11D06M01W02 | 4.66 | 2.07 | 0.82 | 16.74 | 24.29 | 0.15556 | 280.9845 | 286.23 | 0.56329 | 0.22987 | 1
10865 | 07E25G10H11D06M01W03 | 4.66 | 2.07 | 0.82 | 11.95 | 19.5 | 0.15556 | 280.9845 | 219.66 | 0.56329 | 0.38174 | 2
10866 | 07E25G10H11D07M01W02 | 5.42 | 2.53 | 0.82 | 16.74 | 25.51 | 0.15556 | 315.8512 | 295.05 | 0.46624 | 0.19119 | 1
10867 | 07E25G10H11D07M01W03 | 5.42 | 2.53 | 0.82 | 11.95 | 20.72 | 0.15556 | 315.8512 | 228.48 | 0.46624 | 0.34306 | 1
10868 | 07E25G10H11D07M01W04 | 5.42 | 2.53 | 0.82 | 8.72 | 17.49 | 0.15556 | 315.8512 | 183.54 | 0.46624 | 0.44547 | 2
10869 | 07E25G10H11D07M02W02 | 5.15 | 1.86 | 0.82 | 16.74 | 24.57 | 0.077778 | 276.8825 | 291.69 | 0.60759 | 0.22099 | 1
10870 | 07E25G10H12D05M01W02 | 4.57 | 2.02 | 0.82 | 16.74 | 24.15 | 0.15556 | 262.5256 | 286.02 | 0.57384 | 0.23431 | 1
10871 | 07E25G10H12D05M01W03 | 4.57 | 2.02 | 0.82 | 11.95 | 19.36 | 0.15556 | 262.5256 | 219.45 | 0.57384 | 0.38618 | 2
10872 | 07E25G10H12D07M01W02 | 4.7 | 2.11 | 0.82 | 16.74 | 24.37 | 0.15556 | 268.6786 | 287.7 | 0.55485 | 0.22733 | 1
10873 | 07E25G10H12D07M01W03 | 4.7 | 2.11 | 0.82 | 11.95 | 19.58 | 0.15556 | 268.6786 | 221.13 | 0.55485 | 0.3792 | 2
10874 | 07E25G10H12D07M01W04 | 4.7 | 2.11 | 0.82 | 8.72 | 16.35 | 0.15556 | 268.6786 | 176.19 | 0.55485 | 0.48161 | 2
10875 | 07E25G10H12D07M02W02 | 4.46 | 1.55 | 0.82 | 16.74 | 23.57 | 0.077778 | 239.9648 | 284.76 | 0.673 | 0.25269 | 1
10876 | 07E25G10H13D05M01W02 | 4.57 | 1.77 | 0.82 | 16.74 | 23.9 | 0.15556 | 250.2197 | 286.02 | 0.62658 | 0.24223 | 1
10877 | 07E25G10H13D05M01W03 | 4.57 | 1.77 | 0.82 | 11.95 | 19.11 | 0.15556 | 250.2197 | 219.45 | 0.62658 | 0.3941 | 2
10878 | 07E25G10H13D07M01W02 | 4.7 | 1.85 | 0.82 | 16.74 | 24.11 | 0.15556 | 256.3727 | 287.7 | 0.6097 | 0.23557 | 1
10879 | 07E25G10H13D07M01W03 | 4.7 | 1.85 | 0.82 | 11.95 | 19.32 | 0.15556 | 256.3727 | 221.13 | 0.6097 | 0.38744 | 2
10880 | 07E25G10H13D07M01W04 | 4.7 | 1.85 | 0.82 | 8.72 | 16.09 | 0.15556 | 256.3727 | 176.19 | 0.6097 | 0.48985 | 2
10881 | 07E25G10H13D07M02W02 | 4.46 | 1.36 | 0.82 | 16.74 | 23.38 | 0.077778 | 227.659 | 284.76 | 0.71308 | 0.25872 | 1
10882 | 07E25G10H14D05M01W02 | 5.27 | 2.14 | 0.82 | 16.74 | 24.97 | 0.15556 | 291.2394 | 293.16 | 0.54852 | 0.20831 | 1
10883 | 07E25G10H14D05M01W03 | 5.27 | 2.14 | 0.82 | 11.95 | 20.18 | 0.15556 | 291.2394 | 226.59 | 0.54852 | 0.36018 | 2
10884 | 07E25G10H14D07M01W02 | 5.42 | 2.23 | 0.82 | 16.74 | 25.21 | 0.15556 | 297.3923 | 295.05 | 0.52954 | 0.2007 | 1
10885 | 07E25G10H14D07M01W03 | 5.42 | 2.23 | 0.82 | 11.95 | 20.42 | 0.15556 | 297.3923 | 228.48 | 0.52954 | 0.35257 | 2
10886 | 07E25G10H14D07M01W04 | 5.42 | 2.23 | 0.82 | 8.72 | 17.19 | 0.15556 | 297.3923 | 183.54 | 0.52954 | 0.45498 | 2
10887 | 07E25G10H14D07M02W02 | 5.15 | 1.63 | 0.82 | 16.74 | 24.34 | 0.077778 | 264.5766 | 291.69 | 0.65612 | 0.22828 | 1
10888 | 07E25G11H07D04M01W02 | 7.3 | 1.83 | 0.82 | 16.74 | 26.69 | 0 | 305.5962 | 316.89 | 0.61392 | 0.15377 | 1
10889 | 07E25G11H07D05M01W02 | 6.22 | 1.47 | 0.82 | 16.74 | 25.25 | 0 | 272.7805 | 304.29 | 0.68987 | 0.19943 | 1
10890 | 07E25G11H07D05M01W03 | 6.22 | 1.47 | 0.82 | 11.95 | 20.46 | 0 | 272.7805 | 237.72 | 0.68987 | 0.3513 | 2
10891 | 07E25G11H07D06M01W02 | 5.52 | 1.23 | 0.82 | 16.74 | 24.31 | 0 | 250.2197 | 296.31 | 0.74051 | 0.22923 | 1
10892 | 07E25G11H07D06M01W03 | 5.52 | 1.23 | 0.82 | 11.95 | 19.52 | 0 | 250.2197 | 229.74 | 0.74051 | 0.3811 | 2
10893 | 07E25G11H07D07M01W02 | 6.39 | 1.54 | 0.82 | 16.74 | 25.49 | 0 | 278.9335 | 306.39 | 0.67511 | 0.19182 | 1
10894 | 07E25G11H07D07M01W03 | 6.39 | 1.54 | 0.82 | 11.95 | 20.7 | 0 | 278.9335 | 239.82 | 0.67511 | 0.34369 | 1
10895 | 07E25G11H07D07M01W04 | 6.39 | 1.54 | 0.82 | 8.72 | 17.47 | 0 | 278.9335 | 194.88 | 0.67511 | 0.4461 | 2
10896 | 07E25G11H07D07M02W02 | 6.16 | 1.11 | 0.82 | 16.74 | 24.83 | 0 | 250.2197 | 303.45 | 0.76582 | 0.21275 | 1
10897 | 07E25G11H08D05M01W02 | 5.49 | 1.47 | 0.82 | 16.74 | 24.52 | 0 | 272.7805 | 294.84 | 0.68987 | 0.22257 | 1
10898 | 07E25G11H08D05M01W03 | 5.49 | 1.47 | 0.82 | 11.95 | 19.73 | 0 | 272.7805 | 228.27 | 0.68987 | 0.37445 | 2
10899 | 07E25G11H08D06M01W02 | 4.87 | 1.23 | 0.82 | 16.74 | 23.66 | 0 | 250.2197 | 287.91 | 0.74051 | 0.24984 | 1
10900 | 07E25G11H08D06M01W03 | 4.87 | 1.23 | 0.82 | 11.95 | 18.87 | 0 | 250.2197 | 221.34 | 0.74051 | 0.40171 | 2
10901 | 07E25G11H08D07M01W02 | 5.65 | 1.54 | 0.82 | 16.74 | 24.75 | 0 | 278.9335 | 296.73 | 0.67511 | 0.21528 | 1
10902 | 07E25G11H08D07M01W03 | 5.65 | 1.54 | 0.82 | 11.95 | 19.96 | 0 | 278.9335 | 230.16 | 0.67511 | 0.36715 | 2
10903 | 07E25G11H08D07M01W04 | 5.65 | 1.54 | 0.82 | 8.72 | 16.73 | 0 | 278.9335 | 185.22 | 0.67511 | 0.46956 | 2
10904 | 07E25G11H08D07M02W02 | 5.44 | 1.11 | 0.82 | 16.74 | 24.11 | 0 | 250.2197 | 294.21 | 0.76582 | 0.23557 | 1
10905 | 07E25G11H09D05M01W02 | 5.29 | 1.47 | 0.82 | 16.74 | 24.32 | 0 | 272.7805 | 292.32 | 0.68987 | 0.22892 | 1
10906 | 07E25G11H09D05M01W03 | 5.29 | 1.47 | 0.82 | 11.95 | 19.53 | 0 | 272.7805 | 225.75 | 0.68987 | 0.38079 | 2
10907 | 07E25G11H09D07M01W02 | 5.44 | 1.54 | 0.82 | 16.74 | 24.54 | 0 | 278.9335 | 294 | 0.67511 | 0.22194 | 1
10908 | 07E25G11H09D07M01W03 | 5.44 | 1.54 | 0.82 | 11.95 | 19.75 | 0 | 278.9335 | 227.43 | 0.67511 | 0.37381 | 2
10909 | 07E25G11H09D07M01W04 | 5.44 | 1.54 | 0.82 | 8.72 | 16.52 | 0 | 278.9335 | 182.49 | 0.67511 | 0.47622 | 2
10910 | 07E25G11H09D07M02W02 | 5.24 | 1.11 | 0.82 | 16.74 | 23.91 | 0 | 250.2197 | 291.69 | 0.76582 | 0.24192 | 1
10911 | 07E25G11H10D05M01W02 | 6.22 | 1.37 | 0.82 | 16.74 | 25.15 | 0 | 266.6276 | 304.29 | 0.71097 | 0.2026 | 1
10912 | 07E25G11H10D05M01W03 | 6.22 | 1.37 | 0.82 | 11.95 | 20.36 | 0 | 266.6276 | 237.72 | 0.71097 | 0.35447 | 2
10913 | 07E25G11H10D07M01W02 | 6.39 | 1.43 | 0.82 | 16.74 | 25.38 | 0 | 272.7805 | 306.39 | 0.69831 | 0.19531 | 1
10914 | 07E25G11H10D07M01W03 | 6.39 | 1.43 | 0.82 | 11.95 | 20.59 | 0 | 272.7805 | 239.82 | 0.69831 | 0.34718 | 1
10915 | 07E25G11H10D07M01W04 | 6.39 | 1.43 | 0.82 | 8.72 | 17.36 | 0 | 272.7805 | 194.88 | 0.69831 | 0.44959 | 2
10916 | 07E25G11H10D07M02W02 | 6.16 | 1.03 | 0.82 | 16.74 | 24.75 | 0 | 246.1178 | 303.45 | 0.7827 | 0.21528 | 1
10917 | 07E25G11H11D05M01W02 | 6.22 | 1.36 | 0.82 | 16.74 | 25.14 | 0 | 266.6276 | 304.29 | 0.71308 | 0.20292 | 1
10918 | 07E25G11H11D05M01W03 | 6.22 | 1.36 | 0.82 | 11.95 | 20.35 | 0 | 266.6276 | 237.72 | 0.71308 | 0.35479 | 2
10919 | 07E25G11H11D06M01W02 | 5.52 | 1.15 | 0.82 | 16.74 | 24.23 | 0 | 246.1178 | 296.31 | 0.75738 | 0.23177 | 1
10920 | 07E25G11H11D06M01W03 | 5.52 | 1.15 | 0.82 | 11.95 | 19.44 | 0 | 246.1178 | 229.74 | 0.75738 | 0.38364 | 2
10921 | 07E25G11H11D07M01W02 | 6.39 | 1.43 | 0.82 | 16.74 | 25.38 | 0 | 272.7805 | 306.39 | 0.69831 | 0.19531 | 1
10922 | 07E25G11H11D07M01W03 | 6.39 | 1.43 | 0.82 | 11.95 | 20.59 | 0 | 272.7805 | 239.82 | 0.69831 | 0.34718 | 1
10923 | 07E25G11H11D07M01W04 | 6.39 | 1.43 | 0.82 | 8.72 | 17.36 | 0 | 272.7805 | 194.88 | 0.69831 | 0.44959 | 2
10924 | 07E25G11H11D07M02W02 | 6.16 | 1.03 | 0.82 | 16.74 | 24.75 | 0 | 246.1178 | 303.45 | 0.7827 | 0.21528 | 1
10925 | 07E25G11H12D05M01W02 | 5.39 | 1.14 | 0.82 | 16.74 | 24.09 | 0 | 227.659 | 295.89 | 0.75949 | 0.23621 | 1
10926 | 07E25G11H12D05M01W03 | 5.39 | 1.14 | 0.82 | 11.95 | 19.3 | 0 | 227.659 | 229.32 | 0.75949 | 0.38808 | 2
10927 | 07E25G11H12D07M01W02 | 5.54 | 1.19 | 0.82 | 16.74 | 24.29 | 0 | 231.7609 | 297.57 | 0.74895 | 0.22987 | 1
10928 | 07E25G11H12D07M01W03 | 5.54 | 1.19 | 0.82 | 11.95 | 19.5 | 0 | 231.7609 | 231 | 0.74895 | 0.38174 | 2
10929 | 07E25G11H12D07M01W04 | 5.54 | 1.19 | 0.82 | 8.72 | 16.27 | 0 | 231.7609 | 186.06 | 0.74895 | 0.48415 | 2
10930 | 07E25G11H12D07M02W02 | 5.33 | 0.86 | 0.82 | 16.74 | 23.75 | 0 | 213.3021 | 295.26 | 0.81857 | 0.24699 | 1
10931 | 07E25G11H13D05M01W02 | 5.39 | 1 | 0.82 | 16.74 | 23.95 | 0 | 219.455 | 295.89 | 0.78903 | 0.24065 | 1
10932 | 07E25G11H13D05M01W03 | 5.39 | 1 | 0.82 | 11.95 | 19.16 | 0 | 219.455 | 229.32 | 0.78903 | 0.39252 | 2
10933 | 07E25G11H13D07M01W02 | 5.54 | 1.05 | 0.82 | 16.74 | 24.15 | 0 | 223.557 | 297.57 | 0.77848 | 0.23431 | 1
10934 | 07E25G11H13D07M01W03 | 5.54 | 1.05 | 0.82 | 11.95 | 19.36 | 0 | 223.557 | 231 | 0.77848 | 0.38618 | 2
10935 | 07E25G11H13D07M01W04 | 5.54 | 1.05 | 0.82 | 8.72 | 16.13 | 0 | 223.557 | 186.06 | 0.77848 | 0.48859 | 2
10936 | 07E25G11H13D07M02W02 | 5.33 | 0.75 | 0.82 | 16.74 | 23.64 | 0 | 207.1491 | 295.26 | 0.84177 | 0.25048 | 1
10937 | 07E25G11H14D05M01W02 | 6.22 | 1.2 | 0.82 | 16.74 | 24.98 | 0 | 258.4237 | 304.29 | 0.74684 | 0.20799 | 1
10938 | 07E25G11H14D05M01W03 | 6.22 | 1.2 | 0.82 | 11.95 | 20.19 | 0 | 258.4237 | 237.72 | 0.74684 | 0.35986 | 2
10939 | 07E25G11H14D07M01W02 | 6.39 | 1.26 | 0.82 | 16.74 | 25.21 | 0 | 262.5256 | 306.39 | 0.73418 | 0.2007 | 1
10940 | 07E25G11H14D07M01W03 | 6.39 | 1.26 | 0.82 | 11.95 | 20.42 | 0 | 262.5256 | 239.82 | 0.73418 | 0.35257 | 2
10941 | 07E25G11H14D07M01W04 | 6.39 | 1.26 | 0.82 | 8.72 | 17.19 | 0 | 262.5256 | 194.88 | 0.73418 | 0.45498 | 2
10942 | 07E25G11H14D07M02W02 | 6.16 | 0.91 | 0.82 | 16.74 | 24.63 | 0 | 239.9648 | 303.45 | 0.80802 | 0.21909 | 1
10943 | 07E25G12H07D04M01W02 | 3.99 | 14.18 | 0.82 | 16.74 | 35.73 | 1.6333 | 908.5848 | 278.46 | -1.9916 | -0.13285
10944 | 07E25G12H07D05M01W02 | 3.29 | 11.7 | 0.82 | 16.74 | 32.55 | 1.3222 | 779.373 | 270.48 | -1.4684 | -0.032023
10945 | 07E25G12H07D05M01W03 | 3.29 | 11.7 | 0.82 | 11.95 | 27.76 | 1.3222 | 779.373 | 203.91 | -1.4684 | 0.11985
10946 | 07E25G12H07D06M01W02 | 2.91 | 10.36 | 0.82 | 16.74 | 30.83 | 1.2444 | 707.5886 | 266.07 | -1.1857 | 0.022511
10947 | 07E25G12H07D06M01W03 | 2.91 | 10.36 | 0.82 | 11.95 | 26.04 | 1.2444 | 707.5886 | 199.5 | -1.1857 | 0.17438
10948 | 07E25G12H07D07M01W02 | 3.39 | 12.1 | 0.82 | 16.74 | 33.05 | 1.4 | 797.8318 | 271.53 | -1.5527 | -0.047876
10949 | 07E25G12H07D07M01W03 | 3.39 | 12.1 | 0.82 | 11.95 | 28.26 | 1.4 | 797.8318 | 204.96 | -1.5527 | 0.10399
10950 | 07E25G12H07D07M01W04 | 3.39 | 12.1 | 0.82 | 8.72 | 25.03 | 1.4 | 797.8318 | 160.02 | -1.5527 | 0.2064
10951 | 07E25G12H07D07M02W02 | 2.93 | 10.08 | 0.82 | 16.74 | 30.57 | 1.2444 | 680.9259 | 266.28 | -1.1266 | 0.030755
10952 | 07E25G12H08D05M01W02 | 2.91 | 11.7 | 0.82 | 16.74 | 32.17 | 1.3222 | 779.373 | 265.44 | -1.4684 | -0.019975
10953 | 07E25G12H08D05M01W03 | 2.91 | 11.7 | 0.82 | 11.95 | 27.38 | 1.3222 | 779.373 | 198.87 | -1.4684 | 0.1319
10954 | 07E25G12H08D06M01W02 | 2.57 | 10.36 | 0.82 | 16.74 | 30.49 | 1.2444 | 707.5886 | 261.66 | -1.1857 | 0.033291
10955 | 07E25G12H08D06M01W03 | 2.57 | 10.36 | 0.82 | 11.95 | 25.7 | 1.2444 | 707.5886 | 195.09 | -1.1857 | 0.18516
10956 | 07E25G12H08D07M01W02 | 2.99 | 12.1 | 0.82 | 16.74 | 32.65 | 1.4 | 797.8318 | 266.49 | -1.5527 | -0.035193
10957 | 07E25G12H08D07M01W03 | 2.99 | 12.1 | 0.82 | 11.95 | 27.86 | 1.4 | 797.8318 | 199.92 | -1.5527 | 0.11668
10958 | 07E25G12H08D07M01W04 | 2.99 | 12.1 | 0.82 | 8.72 | 24.63 | 1.4 | 797.8318 | 154.98 | -1.5527 | 0.21909
10959 | 07E25G12H08D07M02W02 | 2.59 | 10.08 | 0.82 | 16.74 | 30.23 | 1.2444 | 680.9259 | 261.87 | -1.1266 | 0.041535
10960 | 07E25G12H09D05M01W02 | 2.8 | 11.7 | 0.82 | 16.74 | 32.06 | 1.3222 | 779.373 | 264.18 | -1.4684 | -0.016487
10961 | 07E25G12H09D05M01W03 | 2.8 | 11.7 | 0.82 | 11.95 | 27.27 | 1.3222 | 779.373 | 197.61 | -1.4684 | 0.13538
10962 | 07E25G12H09D07M01W02 | 2.88 | 12.1 | 0.82 | 16.74 | 32.54 | 1.4 | 797.8318 | 265.02 | -1.5527 | -0.031706
10963 | 07E25G12H09D07M01W03 | 2.88 | 12.1 | 0.82 | 11.95 | 27.75 | 1.4 | 797.8318 | 198.45 | -1.5527 | 0.12016
10964 | 07E25G12H09D07M01W04 | 2.88 | 12.1 | 0.82 | 8.72 | 24.52 | 1.4 | 797.8318 | 153.51 | -1.5527 | 0.22257
10965 | 07E25G12H09D07M02W02 | 2.5 | 10.08 | 0.82 | 16.74 | 30.14 | 1.2444 | 680.9259 | 260.61 | -1.1266 | 0.044388
10966 | 07E25G12H10D05M01W02 | 3.29 | 10.9 | 0.82 | 16.74 | 31.75 | 1.2444 | 736.3024 | 270.48 | -1.2996 | -0.0066582
10967 | 07E25G12H10D05M01W03 | 3.29 | 10.9 | 0.82 | 11.95 | 26.96 | 1.2444 | 736.3024 | 203.91 | -1.2996 | 0.14521
10968 | 07E25G12H10D07M01W02 | 3.39 | 11.26 | 0.82 | 16.74 | 32.21 | 1.3222 | 754.7612 | 271.53 | -1.3755 | -0.021243
10969 | 07E25G12H10D07M01W03 | 3.39 | 11.26 | 0.82 | 11.95 | 27.42 | 1.3222 | 754.7612 | 204.96 | -1.3755 | 0.13063
10970 | 07E25G12H10D07M01W04 | 3.39 | 11.26 | 0.82 | 8.72 | 24.19 | 1.3222 | 754.7612 | 160.02 | -1.3755 | 0.23304
10971 | 07E25G12H10D07M02W02 | 2.93 | 9.38 | 0.82 | 16.74 | 29.87 | 1.0889 | 644.0082 | 266.28 | -0.9789 | 0.052949
10972 | 07E25G12H11D05M01W02 | 3.29 | 10.87 | 0.82 | 16.74 | 31.72 | 1.2444 | 734.2514 | 270.48 | -1.2932 | -0.005707
10973 | 07E25G12H11D05M01W03 | 3.29 | 10.87 | 0.82 | 11.95 | 26.93 | 1.2444 | 734.2514 | 203.91 | -1.2932 | 0.14616
10974 | 07E25G12H11D06M01W02 | 2.91 | 9.62 | 0.82 | 16.74 | 30.09 | 1.0889 | 668.62 | 266.07 | -1.0295 | 0.045973
10975 | 07E25G12H11D06M01W03 | 2.91 | 9.62 | 0.82 | 11.95 | 25.3 | 1.0889 | 668.62 | 199.5 | -1.0295 | 0.19784
10976 | 07E25G12H11D07M01W02 | 3.39 | 11.23 | 0.82 | 16.74 | 32.18 | 1.3222 | 752.7102 | 271.53 | -1.3692 | -0.020292
10977 | 07E25G12H11D07M01W03 | 3.39 | 11.23 | 0.82 | 11.95 | 27.39 | 1.3222 | 752.7102 | 204.96 | -1.3692 | 0.13158
10978 | 07E25G12H11D07M01W04 | 3.39 | 11.23 | 0.82 | 8.72 | 24.16 | 1.3222 | 752.7102 | 160.02 | -1.3692 | 0.23399
10979 | 07E25G12H11D07M02W02 | 2.93 | 9.36 | 0.82 | 16.74 | 29.85 | 1.0889 | 644.0082 | 266.28 | -0.97468 | 0.053583
10980 | 07E25G12H12D05M01W02 | 2.86 | 9.06 | 0.82 | 16.74 | 29.48 | 1.0111 | 623.4984 | 265.86 | -0.91139 | 0.065314
10981 | 07E25G12H12D05M01W03 | 2.86 | 9.06 | 0.82 | 11.95 | 24.69 | 1.0111 | 623.4984 | 199.29 | -0.91139 | 0.21718
10982 | 07E25G12H12D07M01W02 | 2.94 | 9.37 | 0.82 | 16.74 | 29.87 | 1.0889 | 639.9062 | 266.91 | -0.97679 | 0.052949
10983 | 07E25G12H12D07M01W03 | 2.94 | 9.37 | 0.82 | 11.95 | 25.08 | 1.0889 | 639.9062 | 200.34 | -0.97679 | 0.20482
10984 | 07E25G12H12D07M01W04 | 2.94 | 9.37 | 0.82 | 8.72 | 21.85 | 1.0889 | 639.9062 | 155.4 | -0.97679 | 0.30723
10985 | 07E25G12H12D07M02W02 | 2.54 | 7.8 | 0.82 | 16.74 | 27.9 | 0.93333 | 547.6121 | 262.29 | -0.64557 | 0.11541
10986 | 07E25G12H13D05M01W02 | 2.86 | 7.95 | 0.82 | 16.74 | 28.37 | 0.93333 | 561.9689 | 265.86 | -0.67722 | 0.10051
10987 | 07E25G12H13D05M01W03 | 2.86 | 7.95 | 0.82 | 11.95 | 23.58 | 0.93333 | 561.9689 | 199.29 | -0.67722 | 0.25238
10988 | 07E25G12H13D07M01W02 | 2.94 | 8.22 | 0.82 | 16.74 | 28.72 | 0.93333 | 578.3768 | 266.91 | -0.73418 | 0.08941
10989 | 07E25G12H13D07M01W03 | 2.94 | 8.22 | 0.82 | 11.95 | 23.93 | 0.93333 | 578.3768 | 200.34 | -0.73418 | 0.24128
10990 | 07E25G12H13D07M01W04 | 2.94 | 8.22 | 0.82 | 8.72 | 20.7 | 0.93333 | 578.3768 | 155.4 | -0.73418 | 0.34369
10991 | 07E25G12H13D07M02W02 | 2.54 | 6.85 | 0.82 | 16.74 | 26.95 | 0.85556 | 496.3375 | 262.29 | -0.44515 | 0.14553
10992 | 07E25G12H14D05M01W02 | 3.29 | 9.57 | 0.82 | 16.74 | 30.42 | 1.0889 | 664.518 | 270.48 | -1.019 | 0.03551
10993 | 07E25G12H14D05M01W03 | 3.29 | 9.57 | 0.82 | 11.95 | 25.63 | 1.0889 | 664.518 | 203.91 | -1.019 | 0.18738
10994 | 07E25G12H14D07M01W02 | 3.39 | 9.9 | 0.82 | 16.74 | 30.85 | 1.1667 | 680.9259 | 271.53 | -1.0886 | 0.021877
10995 | 07E25G12H14D07M01W03 | 3.39 | 9.9 | 0.82 | 11.95 | 26.06 | 1.1667 | 680.9259 | 204.96 | -1.0886 | 0.17375
10996 | 07E25G12H14D07M01W04 | 3.39 | 9.9 | 0.82 | 8.72 | 22.83 | 1.1667 | 680.9259 | 160.02 | -1.0886 | 0.27616
10997 | 07E25G12H14D07M02W02 | 2.93 | 8.24 | 0.82 | 16.74 | 28.73 | 1.0111 | 582.4788 | 266.28 | -0.7384 | 0.089093
10998 | 08E08G04H02D01M01W01 | 9.7 | 11.2 | 0.65 | 18.03 | 39.58 | 2.8 | 830.6475 | 365.4 | 0 | 0 |  | 2.45 | 635.8569 | 312.2808 | 1.5561 | 375.1576 | 267.7337
10999 | 08E08G11H02D01M01W01 | 8.51 | 6.35 | 0.65 | 18.03 | 33.54 | 2.2556 | 545.5611 | 350.91 | 0.43304 | 0.1526 | 1
11000 | 08E08G11H05D01M01W01 | 8.42 | 5.87 | 0.65 | 18.03 | 32.97 | 2.1 | 486.0826 | 352.59 | 0.47589 | 0.167 | 1
11001 | 08E08G11H07D01M01W01 | 8.31 | 6.8 | 0.65 | 18.03 | 33.79 | 2.4111 | 568.1219 | 348.6 | 0.39286 | 0.14629
11002 | 08E08G11H07D04M01W01 | 9.11 | 7.39 | 0.65 | 18.03 | 35.18 | 2.6444 | 607.0905 | 358.05 | 0.34018 | 0.11117
11003 | 08E08G11H07D04M01W02 | 9.11 | 7.39 | 0.65 | 16.69 | 33.84 | 2.6444 | 607.0905 | 339.36 | 0.34018 | 0.14502
11004 | 08E08G11H07D05M01W01 | 7.8 | 6.22 | 0.65 | 18.03 | 32.7 | 2.2556 | 533.2552 | 342.51 | 0.44464 | 0.17383 | 1
11005 | 08E08G11H07D05M01W02 | 7.8 | 6.22 | 0.65 | 16.69 | 31.36 | 2.2556 | 533.2552 | 323.82 | 0.44464 | 0.20768 | 1
11006 | 08E08G11H07D05M01W03 | 7.8 | 6.22 | 0.65 | 11.9 | 26.57 | 2.2556 | 533.2552 | 257.25 | 0.44464 | 0.3287 | 1
11007 | 08E08G11H07D06M01W01 | 7.02 | 5.4 | 0.65 | 18.03 | 31.1 | 1.9444 | 484.0316 | 333.27 | 0.51786 | 0.21425 | 1
11008 | 08E08G11H07D06M01W02 | 7.02 | 5.4 | 0.65 | 16.69 | 29.76 | 1.9444 | 484.0316 | 314.58 | 0.51786 | 0.24811 | 1
11009 | 08E08G11H07D06M01W03 | 7.02 | 5.4 | 0.65 | 11.9 | 24.97 | 1.9444 | 484.0316 | 248.01 | 0.51786 | 0.36913 | 2
11010 | 08E08G11H07D07M01W01 | 8 | 6.44 | 0.65 | 18.03 | 33.12 | 2.3333 | 547.6121 | 344.82 | 0.425 | 0.16321 | 1
11011 | 08E08G11H07D07M01W02 | 8 | 6.44 | 0.65 | 16.69 | 31.78 | 2.3333 | 547.6121 | 326.13 | 0.425 | 0.19707 | 1
11012 | 08E08G11H07D07M01W03 | 8 | 6.44 | 0.65 | 11.9 | 26.99 | 2.3333 | 547.6121 | 259.56 | 0.425 | 0.31809 | 1
11013 | 08E08G11H07D07M01W04 | 8 | 6.44 | 0.65 | 8.69 | 23.78 | 2.3333 | 547.6121 | 215.04 | 0.425 | 0.39919 | 2
11014 | 08E08G11H07D07M02W02 | 7.82 | 5.67 | 0.65 | 16.69 | 30.83 | 2.1778 | 506.5924 | 323.82 | 0.49375 | 0.22107 | 1
11015 | 08E08G11H08D01M01W01 | 7.32 | 6.8 | 0.65 | 18.03 | 32.8 | 2.4111 | 568.1219 | 335.79 | 0.39286 | 0.1713 | 1
11016 | 08E08G11H08D05M01W01 | 6.87 | 6.22 | 0.65 | 18.03 | 31.77 | 2.2556 | 533.2552 | 330.54 | 0.44464 | 0.19732 | 1
11017 | 08E08G11H08D05M01W02 | 6.87 | 6.22 | 0.65 | 16.69 | 30.43 | 2.2556 | 533.2552 | 311.85 | 0.44464 | 0.23118 | 1
11018 | 08E08G11H08D05M01W03 | 6.87 | 6.22 | 0.65 | 11.9 | 25.64 | 2.2556 | 533.2552 | 245.28 | 0.44464 | 0.3522 | 2
11019 | 08E08G11H08D06M01W01 | 6.18 | 5.4 | 0.65 | 18.03 | 30.26 | 1.9444 | 484.0316 | 322.35 | 0.51786 | 0.23547 | 1
11020 | 08E08G11H08D06M01W02 | 6.18 | 5.4 | 0.65 | 16.69 | 28.92 | 1.9444 | 484.0316 | 303.66 | 0.51786 | 0.26933 | 1
11021 | 08E08G11H08D06M01W03 | 6.18 | 5.4 | 0.65 | 11.9 | 24.13 | 1.9444 | 484.0316 | 237.09 | 0.51786 | 0.39035 | 2
11022 | 08E08G11H08D07M01W01 | 7.04 | 6.44 | 0.65 | 18.03 | 32.16 | 2.3333 | 547.6121 | 332.43 | 0.425 | 0.18747 | 1
11023 | 08E08G11H08D07M01W02 | 7.04 | 6.44 | 0.65 | 16.69 | 30.82 | 2.3333 | 547.6121 | 313.74 | 0.425 | 0.22132 | 1
11024 | 08E08G11H08D07M01W03 | 7.04 | 6.44 | 0.65 | 11.9 | 26.03 | 2.3333 | 547.6121 | 247.17 | 0.425 | 0.34234 | 1
11025 | 08E08G11H08D07M01W04 | 7.04 | 6.44 | 0.65 | 8.69 | 22.82 | 2.3333 | 547.6121 | 202.65 | 0.425 | 0.42345 | 2
11026 | 08E08G11H08D07M02W02 | 6.88 | 5.67 | 0.65 | 16.69 | 29.89 | 2.1778 | 506.5924 | 311.85 | 0.49375 | 0.24482 | 1
11027 | 08E08G11H09D01M01W01 | 7.04 | 6.8 | 0.65 | 18.03 | 32.52 | 2.4111 | 568.1219 | 332.22 | 0.39286 | 0.17837 | 1
11028 | 08E08G11H09D05M01W01 | 6.61 | 6.22 | 0.65 | 18.03 | 31.51 | 2.2556 | 533.2552 | 327.18 | 0.44464 | 0.20389 | 1
11029 | 08E08G11H09D05M01W02 | 6.61 | 6.22 | 0.65 | 16.69 | 30.17 | 2.2556 | 533.2552 | 308.49 | 0.44464 | 0.23775 | 1
11030 | 08E08G11H09D05M01W03 | 6.61 | 6.22 | 0.65 | 11.9 | 25.38 | 2.2556 | 533.2552 | 241.92 | 0.44464 | 0.35877 | 2
11031 | 08E08G11H09D07M01W01 | 6.78 | 6.44 | 0.65 | 18.03 | 31.9 | 2.3333 | 547.6121 | 329.07 | 0.425 | 0.19404 | 1
11032 | 08E08G11H09D07M01W02 | 6.78 | 6.44 | 0.65 | 16.69 | 30.56 | 2.3333 | 547.6121 | 310.38 | 0.425 | 0.22789 | 1
11033 | 08E08G11H09D07M01W03 | 6.78 | 6.44 | 0.65 | 11.9 | 25.77 | 2.3333 | 547.6121 | 243.81 | 0.425 | 0.34891 | 1
11034 | 08E08G11H09D07M01W04 | 6.78 | 6.44 | 0.65 | 8.69 | 22.56 | 2.3333 | 547.6121 | 199.29 | 0.425 | 0.43002 | 2
11035 | 08E08G11H09D07M02W02 | 6.62 | 5.67 | 0.65 | 16.69 | 29.63 | 2.1778 | 506.5924 | 308.49 | 0.49375 | 0.25139 | 1
11036 | 08E08G11H10D01M01W01 | 8.31 | 6.19 | 0.65 | 18.03 | 33.18 | 2.1778 | 539.4081 | 348.6 | 0.44732 | 0.1617 | 1
11037 | 08E08G11H10D05M01W01 | 7.8 | 5.66 | 0.65 | 18.03 | 32.14 | 2.0222 | 506.5924 | 342.51 | 0.49464 | 0.18797 | 1
11038 | 08E08G11H10D05M01W02 | 7.8 | 5.66 | 0.65 | 16.69 | 30.8 | 2.0222 | 506.5924 | 323.82 | 0.49464 | 0.22183 | 1
11039 | 08E08G11H10D05M01W03 | 7.8 | 5.66 | 0.65 | 11.9 | 26.01 | 2.0222 | 506.5924 | 257.25 | 0.49464 | 0.34285 | 1
11040 | 08E08G11H10D07M01W01 | 8 | 5.86 | 0.65 | 18.03 | 32.54 | 2.0222 | 518.8983 | 344.82 | 0.47679 | 0.17787 | 1
11041 | 08E08G11H10D07M01W02 | 8 | 5.86 | 0.65 | 16.69 | 31.2 | 2.0222 | 518.8983 | 326.13 | 0.47679 | 0.21172 | 1
11042 | 08E08G11H10D07M01W03 | 8 | 5.86 | 0.65 | 11.9 | 26.41 | 2.0222 | 518.8983 | 259.56 | 0.47679 | 0.33274 | 1
11043 | 08E08G11H10D07M01W04 | 8 | 5.86 | 0.65 | 8.69 | 23.2 | 2.0222 | 518.8983 | 215.04 | 0.47679 | 0.41385 | 2
11044 | 08E08G11H10D07M02W02 | 7.82 | 5.16 | 0.65 | 16.69 | 30.32 | 1.9444 | 481.9807 | 323.82 | 0.53929 | 0.23396 | 1
11045 | 08E08G11H11D01M01W01 | 8.31 | 6.03 | 0.65 | 18.03 | 33.02 | 2.1 | 533.2552 | 348.6 | 0.46161 | 0.16574 | 1
11046 | 08E08G11H11D05M01W01 | 7.8 | 5.52 | 0.65 | 18.03 | 32 | 1.8667 | 500.4395 | 342.51 | 0.50714 | 0.19151 | 1
11047 | 08E08G11H11D05M01W02 | 7.8 | 5.52 | 0.65 | 16.69 | 30.66 | 1.8667 | 500.4395 | 323.82 | 0.50714 | 0.22537 | 1
11048 | 08E08G11H11D05M01W03 | 7.8 | 5.52 | 0.65 | 11.9 | 25.87 | 1.8667 | 500.4395 | 257.25 | 0.50714 | 0.34639 | 1
11049 | 08E08G11H11D06M01W01 | 7.02 | 4.79 | 0.65 | 18.03 | 30.49 | 1.6333 | 455.3179 | 333.27 | 0.57232 | 0.22966 | 1
11050 | 08E08G11H11D06M01W02 | 7.02 | 4.79 | 0.65 | 16.69 | 29.15 | 1.6333 | 455.3179 | 314.58 | 0.57232 | 0.26352 | 1
11051 | 08E08G11H11D06M01W03 | 7.02 | 4.79 | 0.65 | 11.9 | 24.36 | 1.6333 | 455.3179 | 248.01 | 0.57232 | 0.38454 | 2
11052 | 08E08G11H11D07M01W01 | 8 | 5.72 | 0.65 | 18.03 | 32.4 | 1.9444 | 514.7964 | 344.82 | 0.48929 | 0.1814 | 1
11053 | 08E08G11H11D07M01W02 | 8 | 5.72 | 0.65 | 16.69 | 31.06 | 1.9444 | 514.7964 | 326.13 | 0.48929 | 0.21526 | 1
11054 | 08E08G11H11D07M01W03 | 8 | 5.72 | 0.65 | 11.9 | 26.27 | 1.9444 | 514.7964 | 259.56 | 0.48929 | 0.33628 | 1
11055 | 08E08G11H11D07M01W04 | 8 | 5.72 | 0.65 | 8.69 | 23.06 | 1.9444 | 514.7964 | 215.04 | 0.48929 | 0.41738 | 2
11056 | 08E08G11H11D07M02W02 | 7.82 | 5.04 | 0.65 | 16.69 | 30.2 | 1.8667 | 477.8787 | 323.82 | 0.55 | 0.23699 | 1
11057 | 08E08G11H12D01M01W01 | 7.22 | 5.03 | 0.65 | 18.03 | 30.93 | 1.7111 | 447.114 | 337.05 | 0.55089 | 0.21854 | 1
11058 | 08E08G11H12D05M01W01 | 6.78 | 4.6 | 0.65 | 18.03 | 30.06 | 1.5556 | 422.5022 | 331.8 | 0.58929 | 0.24053 | 1
11059 | 08E08G11H12D05M01W02 | 6.78 | 4.6 | 0.65 | 16.69 | 28.72 | 1.5556 | 422.5022 | 313.11 | 0.58929 | 0.27438 | 1
11060 | 08E08G11H12D05M01W03 | 6.78 | 4.6 | 0.65 | 11.9 | 23.93 | 1.5556 | 422.5022 | 246.54 | 0.58929 | 0.3954 | 2
11061 | 08E08G11H12D07M01W01 | 6.96 | 4.77 | 0.65 | 18.03 | 30.41 | 1.6333 | 432.7571 | 333.69 | 0.57411 | 0.23168 | 1
11062 | 08E08G11H12D07M01W02 | 6.96 | 4.77 | 0.65 | 16.69 | 29.07 | 1.6333 | 432.7571 | 315 | 0.57411 | 0.26554 | 1
11063 | 08E08G11H12D07M01W03 | 6.96 | 4.77 | 0.65 | 11.9 | 24.28 | 1.6333 | 432.7571 | 248.43 | 0.57411 | 0.38656 | 2
11064 | 08E08G11H12D07M01W04 | 6.96 | 4.77 | 0.65 | 8.69 | 21.07 | 1.6333 | 432.7571 | 203.91 | 0.57411 | 0.46766 | 2
11065 | 08E08G11H12D07M02W02 | 6.8 | 4.2 | 0.65 | 16.69 | 28.34 | 1.5556 | 401.9924 | 313.11 | 0.625 | 0.28398 | 1
11066 | 08E08G11H13D01M01W01 | 7.22 | 4.58 | 0.65 | 18.03 | 30.48 | 1.6333 | 422.5022 | 337.05 | 0.59107 | 0.22991 | 1
11067 | 08E08G11H13D05M01W01 | 6.78 | 4.19 | 0.65 | 18.03 | 29.65 | 1.4778 | 397.8904 | 331.8 | 0.62589 | 0.25088 | 1
11068 | 08E08G11H13D05M01W02 | 6.78 | 4.19 | 0.65 | 16.69 | 28.31 | 1.4778 | 397.8904 | 313.11 | 0.62589 | 0.28474 | 1
11069 | 08E08G11H13D05M01W03 | 6.78 | 4.19 | 0.65 | 11.9 | 23.52 | 1.4778 | 397.8904 | 246.54 | 0.62589 | 0.40576 | 2
11070 | 08E08G11H13D07M01W01 | 6.96 | 4.34 | 0.65 | 18.03 | 29.98 | 1.5556 | 408.1453 | 333.69 | 0.6125 | 0.24255 | 1
11071 | 08E08G11H13D07M01W02 | 6.96 | 4.34 | 0.65 | 16.69 | 28.64 | 1.5556 | 408.1453 | 315 | 0.6125 | 0.2764 | 1
11072 | 08E08G11H13D07M01W03 | 6.96 | 4.34 | 0.65 | 11.9 | 23.85 | 1.5556 | 408.1453 | 248.43 | 0.6125 | 0.39742 | 2
11073 | 08E08G11H13D07M01W04 | 6.96 | 4.34 | 0.65 | 8.69 | 20.64 | 1.5556 | 408.1453 | 203.91 | 0.6125 | 0.47852 | 2
11074 | 08E08G11H13D07M02W02 | 6.8 | 3.82 | 0.65 | 16.69 | 27.96 | 1.4778 | 379.4316 | 313.11 | 0.65893 | 0.29358 | 1
11075 | 08E08G11H14D01M01W01 | 8.31 | 5.51 | 0.65 | 18.03 | 32.5 | 1.9444 | 504.5415 | 348.6 | 0.50804 | 0.17888 | 1
11076 | 08E08G11H14D05M01W01 | 7.8 | 5.03 | 0.65 | 18.03 | 31.51 | 1.7889 | 473.7767 | 342.51 | 0.55089 | 0.20389 | 1
11077 | 08E08G11H14D05M01W02 | 7.8 | 5.03 | 0.65 | 16.69 | 30.17 | 1.7889 | 473.7767 | 323.82 | 0.55089 | 0.23775 | 1
11078 | 08E08G11H14D05M01W03 | 7.8 | 5.03 | 0.65 | 11.9 | 25.38 | 1.7889 | 473.7767 | 257.25 | 0.55089 | 0.35877 | 2
11079 | 08E08G11H14D07M01W01 | 8 | 5.22 | 0.65 | 18.03 | 31.9 | 1.8667 | 486.0826 | 344.82 | 0.53393 | 0.19404 | 1
11080 | 08E08G11H14D07M01W02 | 8 | 5.22 | 0.65 | 16.69 | 30.56 | 1.8667 | 486.0826 | 326.13 | 0.53393 | 0.22789 | 1
11081 | 08E08G11H14D07M01W03 | 8 | 5.22 | 0.65 | 11.9 | 25.77 | 1.8667 | 486.0826 | 259.56 | 0.53393 | 0.34891 | 1
11082 | 08E08G11H14D07M01W04 | 8 | 5.22 | 0.65 | 8.69 | 22.56 | 1.8667 | 486.0826 | 215.04 | 0.53393 | 0.43002 | 2
11083 | 08E08G11H14D07M02W02 | 7.82 | 4.59 | 0.65 | 16.69 | 29.75 | 1.7111 | 453.2669 | 323.82 | 0.59018 | 0.24836 | 1
11084 | 08E17G10H07D04M01W02 | 7.37 | 14.12 | 0.65 | 16.69 | 38.83 | 3.5 | 951.6554 | 318.57 | -0.26071 | 0.018949
11085 | 08E17G10H07D05M01W02 | 6.21 | 11.49 | 0.65 | 16.69 | 35.04 | 2.9556 | 803.9848 | 304.92 | -0.025893 | 0.1147
11086 | 08E17G10H07D05M01W03 | 6.21 | 11.49 | 0.65 | 11.9 | 30.25 | 2.9556 | 803.9848 | 238.35 | -0.025893 | 0.23573 | 1
11087 | 08E17G10H07D06M01W02 | 5.52 | 9.66 | 0.65 | 16.69 | 32.52 | 2.4889 | 703.4867 | 296.94 | 0.1375 | 0.17837 | 1
11088 | 08E17G10H07D06M01W03 | 5.52 | 9.66 | 0.65 | 11.9 | 27.73 | 2.4889 | 703.4867 | 230.37 | 0.1375 | 0.29939 | 1
11089 | 08E17G10H07D07M01W02 | 6.39 | 12.02 | 0.65 | 16.69 | 35.75 | 3.0333 | 832.6985 | 307.02 | -0.073214 | 0.096766
11090 | 08E17G10H07D07M01W03 | 6.39 | 12.02 | 0.65 | 11.9 | 30.96 | 3.0333 | 832.6985 | 240.45 | -0.073214 | 0.21779
11091 | 08E17G10H07D07M01W04 | 6.39 | 12.02 | 0.65 | 8.69 | 27.75 | 3.0333 | 832.6985 | 195.93 | -0.073214 | 0.29889
11092 | 08E17G10H07D07M02W02 | 6.13 | 10.78 | 0.65 | 16.69 | 34.25 | 3.0333 | 752.7102 | 304.08 | 0.0375 | 0.13466
11093 | 08E17G10H08D05M01W02 | 5.47 | 11.49 | 0.65 | 16.69 | 34.3 | 2.9556 | 803.9848 | 295.47 | -0.025893 | 0.1334
11094 | 08E17G10H08D05M01W03 | 5.47 | 11.49 | 0.65 | 11.9 | 29.51 | 2.9556 | 803.9848 | 228.9 | -0.025893 | 0.25442 | 1
11095 | 08E17G10H08D06M01W02 | 4.86 | 9.66 | 0.65 | 16.69 | 31.86 | 2.4889 | 703.4867 | 288.33 | 0.1375 | 0.19505 | 1
11096 | 08E17G10H08D06M01W03 | 4.86 | 9.66 | 0.65 | 11.9 | 27.07 | 2.4889 | 703.4867 | 221.76 | 0.1375 | 0.31607 | 1
11097 | 08E17G10H08D07M01W02 | 5.63 | 12.02 | 0.65 | 16.69 | 34.99 | 3.0333 | 832.6985 | 297.15 | -0.073214 | 0.11597
11098 | 08E17G10H08D07M01W03 | 5.63 | 12.02 | 0.65 | 11.9 | 30.2 | 3.0333 | 832.6985 | 230.58 | -0.073214 | 0.23699
11099 | 08E17G10H08D07M01W04 | 5.63 | 12.02 | 0.65 | 8.69 | 26.99 | 3.0333 | 832.6985 | 186.06 | -0.073214 | 0.31809
11100 | 08E17G10H08D07M02W02 | 5.4 | 10.78 | 0.65 | 16.69 | 33.52 | 3.0333 | 752.7102 | 294.63 | 0.0375 | 0.15311 | 1
11101 | 08E17G10H09D05M01W02 | 5.26 | 11.49 | 0.65 | 16.69 | 34.09 | 2.9556 | 803.9848 | 292.74 | -0.025893 | 0.13871
11102 | 08E17G10H09D05M01W03 | 5.26 | 11.49 | 0.65 | 11.9 | 29.3 | 2.9556 | 803.9848 | 226.17 | -0.025893 | 0.25973 | 1
11103 | 08E17G10H09D07M01W02 | 5.42 | 12.02 | 0.65 | 16.69 | 34.78 | 3.0333 | 832.6985 | 294.42 | -0.073214 | 0.12127
11104 | 08E17G10H09D07M01W03 | 5.42 | 12.02 | 0.65 | 11.9 | 29.99 | 3.0333 | 832.6985 | 227.85 | -0.073214 | 0.24229
11105 | 08E17G10H09D07M01W04 | 5.42 | 12.02 | 0.65 | 8.69 | 26.78 | 3.0333 | 832.6985 | 183.33 | -0.073214 | 0.3234
11106 | 08E17G10H09D07M02W02 | 5.2 | 10.78 | 0.65 | 16.69 | 33.32 | 3.0333 | 752.7102 | 291.9 | 0.0375 | 0.15816 | 1
11107 | 08E17G10H10D05M01W02 | 6.21 | 10.44 | 0.65 | 16.69 | 33.99 | 2.6444 | 752.7102 | 304.92 | 0.067857 | 0.14123
11108 | 08E17G10H10D05M01W03 | 6.21 | 10.44 | 0.65 | 11.9 | 29.2 | 2.6444 | 752.7102 | 238.35 | 0.067857 | 0.26225 | 1
11109 | 08E17G10H10D07M01W02 | 6.39 | 10.92 | 0.65 | 16.69 | 34.65 | 2.7222 | 779.373 | 307.02 | 0.025 | 0.12456
11110 | 08E17G10H10D07M01W03 | 6.39 | 10.92 | 0.65 | 11.9 | 29.86 | 2.7222 | 779.373 | 240.45 | 0.025 | 0.24558 | 1
11111 | 08E17G10H10D07M01W04 | 6.39 | 10.92 | 0.65 | 8.69 | 26.65 | 2.7222 | 779.373 | 195.93 | 0.025 | 0.32668 | 1
11112 | 08E17G10H10D07M02W02 | 6.13 | 9.8 | 0.65 | 16.69 | 33.27 | 2.7222 | 705.5377 | 304.08 | 0.125 | 0.15942 | 1
11113 | 08E17G10H11D05M01W02 | 6.21 | 10.18 | 0.65 | 16.69 | 33.73 | 2.4889 | 742.4553 | 304.92 | 0.091071 | 0.1478
11114 | 08E17G10H11D05M01W03 | 6.21 | 10.18 | 0.65 | 11.9 | 28.94 | 2.4889 | 742.4553 | 238.35 | 0.091071 | 0.26882 | 1
11115 | 08E17G10H11D06M01W02 | 5.52 | 8.57 | 0.65 | 16.69 | 31.43 | 2.1778 | 650.1611 | 296.94 | 0.23482 | 0.20591 | 1
11116 | 08E17G10H11D06M01W03 | 5.52 | 8.57 | 0.65 | 11.9 | 26.64 | 2.1778 | 650.1611 | 230.37 | 0.23482 | 0.32693 | 1
11117 | 08E17G10H11D07M01W02 | 6.39 | 10.65 | 0.65 | 16.69 | 34.38 | 2.5667 | 769.1181 | 307.02 | 0.049107 | 0.13138
11118 | 08E17G10H11D07M01W03 | 6.39 | 10.65 | 0.65 | 11.9 | 29.59 | 2.5667 | 769.1181 | 240.45 | 0.049107 | 0.2524 | 1
11119 | 08E17G10H11D07M01W04 | 6.39 | 10.65 | 0.65 | 8.69 | 26.38 | 2.5667 | 769.1181 | 195.93 | 0.049107 | 0.3335 | 1
11120 | 08E17G10H11D07M02W02 | 6.13 | 9.55 | 0.65 | 16.69 | 33.02 | 2.5667 | 697.3337 | 304.08 | 0.14732 | 0.16574 | 1
11121 | 08E17G10H12D05M01W02 | 5.4 | 8.49 | 0.65 | 16.69 | 31.23 | 2.1 | 625.5494 | 296.31 | 0.24196 | 0.21097 | 1
11122 | 08E17G10H12D05M01W03 | 5.4 | 8.49 | 0.65 | 11.9 | 26.44 | 2.1 | 625.5494 | 229.74 | 0.24196 | 0.33199 | 1
11123 | 08E17G10H12D07M01W02 | 5.56 | 8.88 | 0.65 | 16.69 | 31.78 | 2.1778 | 646.0592 | 298.2 | 0.20714 | 0.19707 | 1
11124 | 08E17G10H12D07M01W03 | 5.56 | 8.88 | 0.65 | 11.9 | 26.99 | 2.1778 | 646.0592 | 231.63 | 0.20714 | 0.31809 | 1
11125 | 08E17G10H12D07M01W04 | 5.56 | 8.88 | 0.65 | 8.69 | 23.78 | 2.1778 | 646.0592 | 187.11 | 0.20714 | 0.39919 | 1
11126 | 08E17G10H12D07M02W02 | 5.34 | 7.97 | 0.65 | 16.69 | 30.65 | 2.1778 | 588.6317 | 295.47 | 0.28839 | 0.22562 | 1
11127 | 08E17G10H13D05M01W02 | 5.4 | 7.73 | 0.65 | 16.69 | 30.47 | 1.9444 | 578.3768 | 296.31 | 0.30982 | 0.23017 | 1
11128 | 08E17G10H13D05M01W03 | 5.4 | 7.73 | 0.65 | 11.9 | 25.68 | 1.9444 | 578.3768 | 229.74 | 0.30982 | 0.35119 | 1
11129 | 08E17G10H13D07M01W02 | 5.56 | 8.09 | 0.65 | 16.69 | 30.99 | 2.0222 | 598.8866 | 298.2 | 0.27768 | 0.21703 | 1
11130 | 08E17G10H13D07M01W03 | 5.56 | 8.09 | 0.65 | 11.9 | 26.2 | 2.0222 | 598.8866 | 231.63 | 0.27768 | 0.33805 | 1
11131 | 08E17G10H13D07M01W04 | 5.56 | 8.09 | 0.65 | 8.69 | 22.99 | 2.0222 | 598.8866 | 187.11 | 0.27768 | 0.41915 | 1
11132 | 08E17G10H13D07M02W02 | 5.34 | 7.26 | 0.65 | 16.69 | 29.94 | 2.0222 | 545.5611 | 295.47 | 0.35179 | 0.24356 | 1
11133 | 08E17G10H14D05M01W02 | 6.21 | 9.3 | 0.65 | 16.69 | 32.85 | 2.3333 | 689.1298 | 304.92 | 0.16964 | 0.17004 | 1
11134 | 08E17G10H14D05M01W03 | 6.21 | 9.3 | 0.65 | 11.9 | 28.06 | 2.3333 | 689.1298 | 238.35 | 0.16964 | 0.29106 | 1
11135 | 08E17G10H14D07M01W02 | 6.39 | 9.73 | 0.65 | 16.69 | 33.46 | 2.4111 | 713.7416 | 307.02 | 0.13125 | 0.15462 | 1
11136 | 08E17G10H14D07M01W03 | 6.39 | 9.73 | 0.65 | 11.9 | 28.67 | 2.4111 | 713.7416 | 240.45 | 0.13125 | 0.27564 | 1
11137 | 08E17G10H14D07M01W04 | 6.39 | 9.73 | 0.65 | 8.69 | 25.46 | 2.4111 | 713.7416 | 195.93 | 0.13125 | 0.35675 | 1
11138 | 08E17G10H14D07M02W02 | 6.13 | 8.72 | 0.65 | 16.69 | 32.19 | 2.4111 | 648.1102 | 304.08 | 0.22143 | 0.18671 | 1
11139 | 08E17G11H07D04M01W02 | 8.39 | 11.19 | 0.65 | 16.69 | 36.92 | 3.2667 | 791.6789 | 330.96 | 0.00089286 | 0.067206
11140 | 08E17G11H07D05M01W02 | 7.13 | 9.05 | 0.65 | 16.69 | 33.52 | 2.7222 | 670.671 | 315.84 | 0.19196 | 0.15311 | 1
11141 | 08E17G11H07D05M01W03 | 7.13 | 9.05 | 0.65 | 11.9 | 28.73 | 2.7222 | 670.671 | 249.27 | 0.19196 | 0.27413 | 1
11142 | 08E17G11H07D06M01W02 | 6.35 | 7.52 | 0.65 | 16.69 | 31.21 | 2.2556 | 584.5297 | 306.6 | 0.32857 | 0.21147 | 1
11143 | 08E17G11H07D06M01W03 | 6.35 | 7.52 | 0.65 | 11.9 | 26.42 | 2.2556 | 584.5297 | 240.03 | 0.32857 | 0.33249 | 1
11144 | 08E17G11H07D07M01W02 | 7.33 | 9.49 | 0.65 | 16.69 | 34.16 | 2.8 | 695.2827 | 318.15 | 0.15268 | 0.13694
11145 | 08E17G11H07D07M01W03 | 7.33 | 9.49 | 0.65 | 11.9 | 29.37 | 2.8 | 695.2827 | 251.58 | 0.15268 | 0.25796 | 1
11146 | 08E17G11H07D07M01W04 | 7.33 | 9.49 | 0.65 | 8.69 | 26.16 | 2.8 | 695.2827 | 207.06 | 0.15268 | 0.33906 | 1
11147 | 08E17G11H07D07M02W02 | 7.11 | 8.4 | 0.65 | 16.69 | 32.85 | 2.7222 | 633.7533 | 315.63 | 0.25 | 0.17004 | 1
11148 | 08E17G11H08D05M01W02 | 6.28 | 9.05 | 0.65 | 16.69 | 32.67 | 2.7222 | 670.671 | 304.92 | 0.19196 | 0.17458 | 1
11149 | 08E17G11H08D05M01W03 | 6.28 | 9.05 | 0.65 | 11.9 | 27.88 | 2.7222 | 670.671 | 238.35 | 0.19196 | 0.2956 | 1
11150 | 08E17G11H08D06M01W02 | 5.59 | 7.52 | 0.65 | 16.69 | 30.45 | 2.2556 | 584.5297 | 296.94 | 0.32857 | 0.23067 | 1
11151 | 08E17G11H08D06M01W03 | 5.59 | 7.52 | 0.65 | 11.9 | 25.66 | 2.2556 | 584.5297 | 230.37 | 0.32857 | 0.35169 | 1
11152 | 08E17G11H08D07M01W02 | 6.46 | 9.49 | 0.65 | 16.69 | 33.29 | 2.8 | 695.2827 | 307.02 | 0.15268 | 0.15892 | 1
11153 | 08E17G11H08D07M01W03 | 6.46 | 9.49 | 0.65 | 11.9 | 28.5 | 2.8 | 695.2827 | 240.45 | 0.15268 | 0.27994 | 1
11154 | 08E17G11H08D07M01W04 | 6.46 | 9.49 | 0.65 | 8.69 | 25.29 | 2.8 | 695.2827 | 195.93 | 0.15268 | 0.36104 | 1
11155 | 08E17G11H08D07M02W02 | 6.26 | 8.4 | 0.65 | 16.69 | 32 | 2.7222 | 633.7533 | 304.5 | 0.25 | 0.19151 | 1
11156 | 08E17G11H09D05M01W02 | 6.04 | 9.05 | 0.65 | 16.69 | 32.43 | 2.7222 | 670.671 | 301.77 | 0.19196 | 0.18065 | 1
11157 | 08E17G11H09D05M01W03 | 6.04 | 9.05 | 0.65 | 11.9 | 27.64 | 2.7222 | 670.671 | 235.2 | 0.19196 | 0.30167 | 1
11158 | 08E17G11H09D07M01W02 | 6.22 | 9.49 | 0.65 | 16.69 | 33.05 | 2.8 | 695.2827 | 303.87 | 0.15268 | 0.16498 | 1
11159 | 08E17G11H09D07M01W03 | 6.22 | 9.49 | 0.65 | 11.9 | 28.26 | 2.8 | 695.2827 | 237.3 | 0.15268 | 0.286 | 1
11160 | 08E17G11H09D07M01W04 | 6.22 | 9.49 | 0.65 | 8.69 | 25.05 | 2.8 | 695.2827 | 192.78 | 0.15268 | 0.3671 | 1
11161 | 08E17G11H09D07M02W02 | 6.02 | 8.4 | 0.65 | 16.69 | 31.76 | 2.7222 | 633.7533 | 301.56 | 0.25 | 0.19757 | 1
11162 | 08E17G11H10D05M01W02 | 7.13 | 8.22 | 0.65 | 16.69 | 32.69 | 2.4111 | 631.7023 | 315.84 | 0.26607 | 0.17408 | 1
11163 | 08E17G11H10D05M01W03 | 7.13 | 8.22 | 0.65 | 11.9 | 27.9 | 2.4111 | 631.7023 | 249.27 | 0.26607 | 0.2951 | 1
11164 | 08E17G11H10D07M01W02 | 7.33 | 8.62 | 0.65 | 16.69 | 33.29 | 2.4889 | 654.2631 | 318.15 | 0.23036 | 0.15892 | 1
11165 | 08E17G11H10D07M01W03 | 7.33 | 8.62 | 0.65 | 11.9 | 28.5 | 2.4889 | 654.2631 | 251.58 | 0.23036 | 0.27994 | 1
11166 | 08E17G11H10D07M01W04 | 7.33 | 8.62 | 0.65 | 8.69 | 25.29 | 2.4889 | 654.2631 | 207.06 | 0.23036 | 0.36104 | 1
11167 | 08E17G11H10D07M02W02 | 7.11 | 7.64 | 0.65 | 16.69 | 32.09 | 2.4111 | 598.8866 | 315.63 | 0.31786 | 0.18924 | 1
11168 | 08E17G11H11D05M01W02 | 7.13 | 8.02 | 0.65 | 16.69 | 32.49 | 2.3333 | 623.4984 | 315.84 | 0.28393 | 0.17913 | 1
11169 | 08E17G11H11D05M01W03 | 7.13 | 8.02 | 0.65 | 11.9 | 27.7 | 2.3333 | 623.4984 | 249.27 | 0.28393 | 0.30015 | 1
11170 | 08E17G11H11D06M01W02 | 6.35 | 6.67 | 0.65 | 16.69 | 30.36 | 1.9444 | 545.5611 | 306.6 | 0.40446 | 0.23295 | 1
11171 | 08E17G11H11D06M01W03 | 6.35 | 6.67 | 0.65 | 11.9 | 25.57 | 1.9444 | 545.5611 | 240.03 | 0.40446 | 0.35397 | 2
11172 | 08E17G11H11D07M01W02 | 7.33 | 8.41 | 0.65 | 16.69 | 33.08 | 2.4111 | 646.0592 | 318.15 | 0.24911 | 0.16422 | 1
11173 | 08E17G11H11D07M01W03 | 7.33 | 8.41 | 0.65 | 11.9 | 28.29 | 2.4111 | 646.0592 | 251.58 | 0.24911 | 0.28525 | 1
11174 | 08E17G11H11D07M01W04 | 7.33 | 8.41 | 0.65 | 8.69 | 25.08 | 2.4111 | 646.0592 | 207.06 | 0.24911 | 0.36635 | 1
11175 | 08E17G11H11D07M02W02 | 7.11 | 7.45 | 0.65 | 16.69 | 31.9 | 2.3333 | 590.6827 | 315.63 | 0.33482 | 0.19404 | 1
11176 | 08E17G11H12D05M01W02 | 6.19 | 6.69 | 0.65 | 16.69 | 30.22 | 1.9444 | 525.0513 | 305.97 | 0.40268 | 0.23648 | 1
11177 | 08E17G11H12D05M01W03 | 6.19 | 6.69 | 0.65 | 11.9 | 25.43 | 1.9444 | 525.0513 | 239.4 | 0.40268 | 0.3575 | 2
11178 | 08E17G11H12D07M01W02 | 6.38 | 7.02 | 0.65 | 16.69 | 30.74 | 2.0222 | 543.5101 | 308.07 | 0.37321 | 0.22335 | 1
11179 | 08E17G11H12D07M01W03 | 6.38 | 7.02 | 0.65 | 11.9 | 25.95 | 2.0222 | 543.5101 | 241.5 | 0.37321 | 0.34437 | 1
11180 | 08E17G11H12D07M01W04 | 6.38 | 7.02 | 0.65 | 8.69 | 22.74 | 2.0222 | 543.5101 | 196.98 | 0.37321 | 0.42547 | 1
11181 | 08E17G11H12D07M02W02 | 6.18 | 6.22 | 0.65 | 16.69 | 29.74 | 1.9444 | 498.3885 | 305.76 | 0.44464 | 0.24861 | 1
11182 | 08E17G11H13D05M01W02 | 6.19 | 6.09 | 0.65 | 16.69 | 29.62 | 1.7889 | 490.1846 | 305.97 | 0.45625 | 0.25164 | 1
11183 | 08E17G11H13D05M01W03 | 6.19 | 6.09 | 0.65 | 11.9 | 24.83 | 1.7889 | 490.1846 | 239.4 | 0.45625 | 0.37266 | 2
11184 | 08E17G11H13D07M01W02 | 6.38 | 6.39 | 0.65 | 16.69 | 30.11 | 1.8667 | 506.5924 | 308.07 | 0.42946 | 0.23926 | 1
11185 | 08E17G11H13D07M01W03 | 6.38 | 6.39 | 0.65 | 11.9 | 25.32 | 1.8667 | 506.5924 | 241.5 | 0.42946 | 0.36028 | 2
11186 | 08E17G11H13D07M01W04 | 6.38 | 6.39 | 0.65 | 8.69 | 22.11 | 1.8667 | 506.5924 | 196.98 | 0.42946 | 0.44138 | 2
11187 | 08E17G11H13D07M02W02 | 6.18 | 5.66 | 0.65 | 16.69 | 29.18 | 1.7889 | 465.5728 | 305.76 | 0.49464 | 0.26276 | 1
11188 | 08E17G11H14D05M01W02 | 7.13 | 7.32 | 0.65 | 16.69 | 31.79 | 2.1778 | 584.5297 | 315.84 | 0.34643 | 0.19682 | 1
11189 | 08E17G11H14D05M01W03 | 7.13 | 7.32 | 0.65 | 11.9 | 27 | 2.1778 | 584.5297 | 249.27 | 0.34643 | 0.31784 | 1
11190 | 08E17G11H14D07M01W02 | 7.33 | 7.68 | 0.65 | 16.69 | 32.35 | 2.2556 | 602.9886 | 318.15 | 0.31429 | 0.18267 | 1
11191 | 08E17G11H14D07M01W03 | 7.33 | 7.68 | 0.65 | 11.9 | 27.56 | 2.2556 | 602.9886 | 251.58 | 0.31429 | 0.30369 | 1
11192 | 08E17G11H14D07M01W04 | 7.33 | 7.68 | 0.65 | 8.69 | 24.35 | 2.2556 | 602.9886 | 207.06 | 0.31429 | 0.38479 | 1
11193 | 08E17G11H14D07M02W02 | 7.11 | 6.8 | 0.65 | 16.69 | 31.25 | 2.1778 | 553.765 | 315.63 | 0.39286 | 0.21046 | 1
11194 | 08E17G12H07D04M01W02 | 5.3 | 30.95 | 0.65 | 16.69 | 53.59 | 4.3556 | 2096.1031 | 294.21 | -1.7634 | -0.35397
11195 | 08E17G12H07D05M01W02 | 4.41 | 25.33 | 0.65 | 16.69 | 47.08 | 3.6556 | 1747.4363 | 283.71 | -1.2616 | -0.18949
11196 | 08E17G12H07D05M01W03 | 4.41 | 25.33 | 0.65 | 11.9 | 42.29 | 3.6556 | 1747.4363 | 217.14 | -1.2616 | -0.068469
11197 | 08E17G12H07D06M01W02 | 3.93 | 22.2 | 0.65 | 16.69 | 43.47 | 3.2667 | 1556.695 | 278.04 | -0.98214 | -0.098282
11198 | 08E17G12H07D06M01W03 | 3.93 | 22.2 | 0.65 | 11.9 | 38.68 | 3.2667 | 1556.695 | 211.47 | -0.98214 | 0.022739
11199 | 08E17G12H07D07M01W02 | 4.53 | 26.23 | 0.65 | 16.69 | 48.1 | 3.8111 | 1802.8128 | 285.18 | -1.342 | -0.21526
11200 | 08E17G12H07D07M01W03 | 4.53 | 26.23 | 0.65 | 11.9 | 43.31 | 3.8111 | 1802.8128 | 218.61 | -1.342 | -0.09424
11201 | 08E17G12H07D07M01W04 | 4.53 | 26.23 | 0.65 | 8.69 | 40.1 | 3.8111 | 1802.8128 | 174.09 | -1.342 | -0.013138
11202 | 08E17G12H07D07M02W02 | 4.12 | 24 | 0.65 | 16.69 | 45.46 | 3.8111 | 1622.3264 | 280.14 | -1.1429 | -0.14856
11203 | 08E17G12H08D05M01W02 | 3.88 | 25.33 | 0.65 | 16.69 | 46.55 | 3.6556 | 1747.4363 | 276.78 | -1.2616 | -0.1761
11204 | 08E17G12H08D05M01W03 | 3.88 | 25.33 | 0.65 | 11.9 | 41.76 | 3.6556 | 1747.4363 | 210.21 | -1.2616 | -0.055078
11205 | 08E17G12H08D06M01W02 | 3.46 | 22.2 | 0.65 | 16.69 | 43 | 3.2667 | 1556.695 | 271.95 | -0.98214 | -0.086407
11206 | 08E17G12H08D06M01W03 | 3.46 | 22.2 | 0.65 | 11.9 | 38.21 | 3.2667 | 1556.695 | 205.38 | -0.98214 | 0.034613
11207 | 08E17G12H08D07M01W02 | 3.99 | 26.23 | 0.65 | 16.69 | 47.56 | 3.8111 | 1802.8128 | 278.04 | -1.342 | -0.20162
11208 | 08E17G12H08D07M01W03 | 3.99 | 26.23 | 0.65 | 11.9 | 42.77 | 3.8111 | 1802.8128 | 211.47 | -1.342 | -0.080596
11209 | 08E17G12H08D07M01W04 | 3.99 | 26.23 | 0.65 | 8.69 | 39.56 | 3.8111 | 1802.8128 | 166.95 | -1.342 | 0.00050531
11210 | 08E17G12H08D07M02W02 | 3.63 | 24 | 0.65 | 16.69 | 44.97 | 3.8111 | 1622.3264 | 273.84 | -1.1429 | -0.13618
11211 | 08E17G12H09D05M01W02 | 3.74 | 25.33 | 0.65 | 16.69 | 46.41 | 3.6556 | 1747.4363 | 274.89 | -1.2616 | -0.17256
11212 | 08E17G12H09D05M01W03 | 3.74 | 25.33 | 0.65 | 11.9 | 41.62 | 3.6556 | 1747.4363 | 208.32 | -1.2616 | -0.051541
11213 | 08E17G12H09D07M01W02 | 3.84 | 26.23 | 0.65 | 16.69 | 47.41 | 3.8111 | 1802.8128 | 276.15 | -1.342 | -0.19783
11214 | 08E17G12H09D07M01W03 | 3.84 | 26.23 | 0.65 | 11.9 | 42.62 | 3.8111 | 1802.8128 | 209.58 | -1.342 | -0.076806
11215 | 08E17G12H09D07M01W04 | 3.84 | 26.23 | 0.65 | 8.69 | 39.41 | 3.8111 | 1802.8128 | 165.06 | -1.342 | 0.0042951
11216 | 08E17G12H09D07M02W02 | 3.49 | 24 | 0.65 | 16.69 | 44.83 | 3.8111 | 1622.3264 | 271.95 | -1.1429 | -0.13264
11217 | 08E17G12H10D05M01W02 | 4.41 | 23.03 | 0.65 | 16.69 | 44.78 | 3.2667 | 1618.2244 | 283.71 | -1.0562 | -0.13138
11218 | 08E17G12H10D05M01W03 | 4.41 | 23.03 | 0.65 | 11.9 | 39.99 | 3.2667 | 1618.2244 | 217.14 | -1.0562 | -0.010359
11219 | 08E17G12H10D07M01W02 | 4.53 | 23.84 | 0.65 | 16.69 | 45.71 | 3.3444 | 1669.499 | 285.18 | -1.1286 | -0.15488
11220 | 08E17G12H10D07M01W03 | 4.53 | 23.84 | 0.65 | 11.9 | 40.92 | 3.3444 | 1669.499 | 218.61 | -1.1286 | -0.033855
11221 | 08E17G12H10D07M01W04 | 4.53 | 23.84 | 0.65 | 8.69 | 37.71 | 3.3444 | 1669.499 | 174.09 | -1.1286 | 0.047246
11222 | 08E17G12H10D07M02W02 | 4.12 | 21.81 | 0.65 | 16.69 | 43.27 | 3.3444 | 1501.3185 | 280.14 | -0.94732 | -0.093229
11223 | 08E17G12H11D05M01W02 | 4.41 | 22.47 | 0.65 | 16.69 | 44.22 | 3.1111 | 1595.6636 | 283.71 | -1.0063 | -0.11723
11224 | 08E17G12H11D05M01W03 | 4.41 | 22.47 | 0.65 | 11.9 | 39.43 | 3.1111 | 1595.6636 | 217.14 | -1.0063 | 0.0037898
11225 | 08E17G12H11D06M01W02 | 3.93 | 19.71 | 0.65 | 16.69 | 40.98 | 2.8 | 1421.3302 | 278.04 | -0.75982 | -0.035371
11226 | 08E17G12H11D06M01W03 | 3.93 | 19.71 | 0.65 | 11.9 | 36.19 | 2.8 | 1421.3302 | 211.47 | -0.75982 | 0.085649
11227 | 08E17G12H11D07M01W02 | 4.53 | 23.26 | 0.65 | 16.69 | 45.13 | 3.2667 | 1644.8872 | 285.18 | -1.0768 | -0.14022
11228 | 08E17G12H11D07M01W03 | 4.53 | 23.26 | 0.65 | 11.9 | 40.34 | 3.2667 | 1644.8872 | 218.61 | -1.0768 | -0.019202
11229 | 08E17G12H11D07M01W04 | 4.53 | 23.26 | 0.65 | 8.69 | 37.13 | 3.2667 | 1644.8872 | 174.09 | -1.0768 | 0.0619
11230 | 08E17G12H11D07M02W02 | 4.12 | 21.28 | 0.65 | 16.69 | 42.74 | 3.2667 | 1478.7577 | 280.14 | -0.9 | -0.079838
11231 | 08E17G12H12D05M01W02 | 3.84 | 18.75 | 0.65 | 16.69 | 39.93 | 2.6444 | 1339.2909 | 277.62 | -0.67411 | -0.0088428
11232 | 08E17G12H12D05M01W03 | 3.84 | 18.75 | 0.65 | 11.9 | 35.14 | 2.6444 | 1339.2909 | 211.05 | -0.67411 | 0.11218
11233 | 08E17G12H12D07M01W02 | 3.95 | 19.41 | 0.65 | 16.69 | 40.7 | 2.7222 | 1382.3616 | 278.88 | -0.73304 | -0.028297
11234 | 08E17G12H12D07M01W03 | 3.95 | 19.41 | 0.65 | 11.9 | 35.91 | 2.7222 | 1382.3616 | 212.31 | -0.73304 | 0.092724
11235 | 08E17G12H12D07M01W04 | 3.95 | 19.41 | 0.65 | 8.69 | 32.7 | 2.7222 | 1382.3616 | 167.79 | -0.73304 | 0.17383
11236 | 08E17G12H12D07M02W02 | 3.58 | 17.75 | 0.65 | 16.69 | 38.67 | 2.7222 | 1244.9458 | 274.47 | -0.58482 | 0.022991
11237 | 08E17G12H13D05M01W02 | 3.84 | 17.06 | 0.65 | 16.69 | 38.24 | 2.4889 | 1216.2321 | 277.62 | -0.52321 | 0.033855
11238 | 08E17G12H13D05M01W03 | 3.84 | 17.06 | 0.65 | 11.9 | 33.45 | 2.4889 | 1216.2321 | 211.05 | -0.52321 | 0.15488
11239 | 08E17G12H13D07M01W02 | 3.95 | 17.66 | 0.65 | 16.69 | 38.95 | 2.5667 | 1253.1497 | 278.88 | -0.57679 | 0.015917
11240 | 08E17G12H13D07M01W03 | 3.95 | 17.66 | 0.65 | 11.9 | 34.16 | 2.5667 | 1253.1497 | 212.31 | -0.57679 | 0.13694
11241 | 08E17G12H13D07M01W04 | 3.95 | 17.66 | 0.65 | 8.69 | 30.95 | 2.5667 | 1253.1497 | 167.79 | -0.57679 | 0.21804
11242 | 08E17G12H13D07M02W02 | 3.58 | 16.16 | 0.65 | 16.69 | 37.08 | 2.5667 | 1130.0908 | 274.47 | -0.44286 | 0.063163
11243 | 08E17G12H14D05M01W02 | 4.41 | 20.5 | 0.65 | 16.69 | 42.25 | 2.9556 | 1452.0949 | 283.71 | -0.83036 | -0.067458
11244 | 08E17G12H14D05M01W03 | 4.41 | 20.5 | 0.65 | 11.9 | 37.46 | 2.9556 | 1452.0949 | 217.14 | -0.83036 | 0.053562
11245 | 08E17G12H14D07M01W02 | 4.53 | 21.23 | 0.65 | 16.69 | 43.1 | 3.0333 | 1497.2165 | 285.18 | -0.89554 | -0.088934
11246 | 08E17G12H14D07M01W03 | 4.53 | 21.23 | 0.65 | 11.9 | 38.31 | 3.0333 | 1497.2165 | 218.61 | -0.89554 | 0.032087
11247 | 08E17G12H14D07M01W04 | 4.53 | 21.23 | 0.65 | 8.69 | 35.1 | 3.0333 | 1497.2165 | 174.09 | -0.89554 | 0.11319
11248 | 08E17G12H14D07M02W02 | 4.12 | 19.42 | 0.65 | 16.69 | 40.88 | 3.0333 | 1347.4949 | 280.14 | -0.73393 | -0.032845
11249 | 08E18G10H07D04M01W02 | 5.98 | 12.14 | 0.65 | 16.69 | 35.46 | 3.2667 | 820.3926 | 301.98 | -0.083929 | 0.10409
11250 | 08E18G10H07D05M01W02 | 4.98 | 9.8 | 0.65 | 16.69 | 32.12 | 2.7222 | 693.2318 | 290.43 | 0.125 | 0.18848 | 1
11251 | 08E18G10H07D05M01W03 | 4.98 | 9.8 | 0.65 | 11.9 | 27.33 | 2.7222 | 693.2318 | 223.86 | 0.125 | 0.3095 | 1
11252 | 08E18G10H07D06M01W02 | 4.39 | 8.2 | 0.65 | 16.69 | 29.93 | 2.3333 | 602.9886 | 283.5 | 0.26786 | 0.24381 | 1
11253 | 08E18G10H07D06M01W03 | 4.39 | 8.2 | 0.65 | 11.9 | 25.14 | 2.3333 | 602.9886 | 216.93 | 0.26786 | 0.36483 | 1
11254 | 08E18G10H07D07M01W02 | 5.14 | 10.26 | 0.65 | 16.69 | 32.74 | 2.8778 | 717.8435 | 292.32 | 0.083929 | 0.17281 | 1
11255 | 08E18G10H07D07M01W03 | 5.14 | 10.26 | 0.65 | 11.9 | 27.95 | 2.8778 | 717.8435 | 225.75 | 0.083929 | 0.29384 | 1
11256 | 08E18G10H07D07M01W04 | 5.14 | 10.26 | 0.65 | 8.69 | 24.74 | 2.8778 | 717.8435 | 181.23 | 0.083929 | 0.37494 | 1
11257 | 08E18G10H07D07M02W02 | 4.92 | 9.03 | 0.65 | 16.69 | 31.29 | 2.8 | 639.9062 | 289.59 | 0.19375 | 0.20945 | 1
11258 | 08E18G10H08D05M01W02 | 4.39 | 9.8 | 0.65 | 16.69 | 31.53 | 2.7222 | 693.2318 | 282.66 | 0.125 | 0.20339 | 1
11259 | 08E18G10H08D05M01W03 | 4.39 | 9.8 | 0.65 | 11.9 | 26.74 | 2.7222 | 693.2318 | 216.09 | 0.125 | 0.32441 | 1
11260 | 08E18G10H08D06M01W02 | 3.86 | 8.2 | 0.65 | 16.69 | 29.4 | 2.3333 | 602.9886 | 276.57 | 0.26786 | 0.2572 | 1
11261 | 08E18G10H08D06M01W03 | 3.86 | 8.2 | 0.65 | 11.9 | 24.61 | 2.3333 | 602.9886 | 210 | 0.26786 | 0.37822 | 1
11262 | 08E18G10H08D07M01W02 | 4.53 | 10.26 | 0.65 | 16.69 | 32.13 | 2.8778 | 717.8435 | 284.34 | 0.083929 | 0.18823 | 1
11263 | 08E18G10H08D07M01W03 | 4.53 | 10.26 | 0.65 | 11.9 | 27.34 | 2.8778 | 717.8435 | 217.77 | 0.083929 | 0.30925 | 1
11264 | 08E18G10H08D07M01W04 | 4.53 | 10.26 | 0.65 | 8.69 | 24.13 | 2.8778 | 717.8435 | 173.25 | 0.083929 | 0.39035 | 1
11265 | 08E18G10H08D07M02W02 | 4.33 | 9.03 | 0.65 | 16.69 | 30.7 | 2.8 | 639.9062 | 282.03 | 0.19375 | 0.22436 | 1
11266 | 08E18G10H09D05M01W02 | 4.22 | 9.8 | 0.65 | 16.69 | 31.36 | 2.7222 | 693.2318 | 280.56 | 0.125 | 0.20768 | 1
11267 | 08E18G10H09D05M01W03 | 4.22 | 9.8 | 0.65 | 11.9 | 26.57 | 2.7222 | 693.2318 | 213.99 | 0.125 | 0.3287 | 1
11268 | 08E18G10H09D07M01W02 | 4.36 | 10.26 | 0.65 | 16.69 | 31.96 | 2.8778 | 717.8435 | 282.03 | 0.083929 | 0.19252 | 1
11269 | 08E18G10H09D07M01W03 | 4.36 | 10.26 | 0.65 | 11.9 | 27.17 | 2.8778 | 717.8435 | 215.46 | 0.083929 | 0.31354 | 1
11270 | 08E18G10H09D07M01W04 | 4.36 | 10.26 | 0.65 | 8.69 | 23.96 | 2.8778 | 717.8435 | 170.94 | 0.083929 | 0.39464 | 1
11271 | 08E18G10H09D07M02W02 | 4.17 | 9.03 | 0.65 | 16.69 | 30.54 | 2.8 | 639.9062 | 279.93 | 0.19375 | 0.2284 | 1
11272 | 08E18G10H10D05M01W02 | 4.98 | 8.91 | 0.65 | 16.69 | 31.23 | 2.4111 | 650.1611 | 290.43 | 0.20446 | 0.21097 | 1
11273 | 08E18G10H10D05M01W03 | 4.98 | 8.91 | 0.65 | 11.9 | 26.44 | 2.4111 | 650.1611 | 223.86 | 0.20446 | 0.33199 | 1
11274 | 08E18G10H10D07M01W02 | 5.14 | 9.33 | 0.65 | 16.69 | 31.81 | 2.5667 | 672.7219 | 292.32 | 0.16696 | 0.19631 | 1
11275 | 08E18G10H10D07M01W03 | 5.14 | 9.33 | 0.65 | 11.9 | 27.02 | 2.5667 | 672.7219 | 225.75 | 0.16696 | 0.31733 | 1
11276 | 08E18G10H10D07M01W04 | 5.14 | 9.33 | 0.65 | 8.69 | 23.81 | 2.5667 | 672.7219 | 181.23 | 0.16696 | 0.39843 | 1
11277 | 08E18G10H10D07M02W02 | 4.92 | 8.21 | 0.65 | 16.69 | 30.47 | 2.4889 | 600.9376 | 289.59 | 0.26696 | 0.23017 | 1
11278 | 08E18G10H11D05M01W02 | 4.98 | 8.69 | 0.65 | 16.69 | 31.01 | 2.3333 | 641.9572 | 290.43 | 0.22411 | 0.21652 | 1
11279 | 08E18G10H11D05M01W03 | 4.98 | 8.69 | 0.65 | 11.9 | 26.22 | 2.3333 | 641.9572 | 223.86 | 0.22411 | 0.33754 | 1
11280 | 08E18G10H11D06M01W02 | 4.39 | 7.28 | 0.65 | 16.69 | 29.01 | 2.0222 | 559.918 | 283.5 | 0.35 | 0.26705 | 1
11281 | 08E18G10H11D06M01W03 | 4.39 | 7.28 | 0.65 | 11.9 | 24.22 | 2.0222 | 559.918 | 216.93 | 0.35 | 0.38807 | 1
11282 | 08E18G10H11D07M01W02 | 5.14 | 9.1 | 0.65 | 16.69 | 31.58 | 2.4111 | 664.518 | 292.32 | 0.1875 | 0.20212 | 1
11283 | 08E18G10H11D07M01W03 | 5.14 | 9.1 | 0.65 | 11.9 | 26.79 | 2.4111 | 664.518 | 225.75 | 0.1875 | 0.32314 | 1
11284 | 08E18G10H11D07M01W04 | 5.14 | 9.1 | 0.65 | 8.69 | 23.58 | 2.4111 | 664.518 | 181.23 | 0.1875 | 0.40424 | 1
11285 | 08E18G10H11D07M02W02 | 4.92 | 8.02 | 0.65 | 16.69 | 30.28 | 2.3333 | 594.7846 | 289.59 | 0.28393 | 0.23497 | 1
11286 | 08E18G10H12D05M01W02 | 4.34 | 7.25 | 0.65 | 16.69 | 28.93 | 1.9444 | 543.5101 | 283.5 | 0.35268 | 0.26908 | 1
11287 | 08E18G10H12D05M01W03 | 4.34 | 7.25 | 0.65 | 11.9 | 24.14 | 1.9444 | 543.5101 | 216.93 | 0.35268 | 0.3901 | 1
11288 | 08E18G10H12D07M01W02 | 4.47 | 7.59 | 0.65 | 16.69 | 29.4 | 2.0222 | 559.918 | 285.18 | 0.32232 | 0.2572 | 1
11289 | 08E18G10H12D07M01W03 | 4.47 | 7.59 | 0.65 | 11.9 | 24.61 | 2.0222 | 559.918 | 218.61 | 0.32232 | 0.37822 | 1
11290 | 08E18G10H12D07M01W04 | 4.47 | 7.59 | 0.65 | 8.69 | 21.4 | 2.0222 | 559.918 | 174.09 | 0.32232 | 0.45932 | 1
11291 | 08E18G10H12D07M02W02 | 4.28 | 6.69 | 0.65 | 16.69 | 28.31 | 1.9444 | 502.4905 | 282.87 | 0.40268 | 0.28474 | 1
11292 | 08E18G10H13D05M01W02 | 4.34 | 6.6 | 0.65 | 16.69 | 28.28 | 1.8667 | 504.5415 | 283.5 | 0.41071 | 0.2855 | 1
11293 | 08E18G10H13D05M01W03 | 4.34 | 6.6 | 0.65 | 11.9 | 23.49 | 1.8667 | 504.5415 | 216.93 | 0.41071 | 0.40652 | 2
11294 | 08E18G10H13D07M01W02 | 4.47 | 6.91 | 0.65 | 16.69 | 28.72 | 1.9444 | 518.8983 | 285.18 | 0.38304 | 0.27438 | 1
11295 | 08E18G10H13D07M01W03 | 4.47 | 6.91 | 0.65 | 11.9 | 23.93 | 1.9444 | 518.8983 | 218.61 | 0.38304 | 0.3954 | 1
11296 | 08E18G10H13D07M01W04 | 4.47 | 6.91 | 0.65 | 8.69 | 20.72 | 1.9444 | 518.8983 | 174.09 | 0.38304 | 0.4765 | 1
11297 | 08E18G10H13D07M02W02 | 4.28 | 6.08 | 0.65 | 16.69 | 27.7 | 1.8667 | 467.6238 | 282.87 | 0.45714 | 0.30015 | 1
11298 | 08E18G10H14D05M01W02 | 4.98 | 7.93 | 0.65 | 16.69 | 30.25 | 2.1778 | 594.7846 | 290.43 | 0.29196 | 0.23573 | 1
11299 | 08E18G10H14D05M01W03 | 4.98 | 7.93 | 0.65 | 11.9 | 25.46 | 2.1778 | 594.7846 | 223.86 | 0.29196 | 0.35675 | 1
11300 | 08E18G10H14D07M01W02 | 5.14 | 8.3 | 0.65 | 16.69 | 30.78 | 2.2556 | 617.3454 | 292.32 | 0.25893 | 0.22233 | 1
11301 | 08E18G10H14D07M01W03 | 5.14 | 8.3 | 0.65 | 11.9 | 25.99 | 2.2556 | 617.3454 | 225.75 | 0.25893 | 0.34336 | 1
11302 | 08E18G10H14D07M01W04 | 5.14 | 8.3 | 0.65 | 8.69 | 22.78 | 2.2556 | 617.3454 | 181.23 | 0.25893 | 0.42446 | 1
11303 | 08E18G10H14D07M02W02 | 4.92 | 7.31 | 0.65 | 16.69 | 29.57 | 2.2556 | 551.714 | 289.59 | 0.34732 | 0.25291 | 1
11304 | 08E18G11H07D04M01W02 | 6.99 | 9.1 | 0.65 | 16.69 | 33.43 | 2.9556 | 670.671 | 314.16 | 0.1875 | 0.15538 | 1
11305 | 08E18G11H07D05M01W02 | 5.89 | 7.4 | 0.65 | 16.69 | 30.63 | 2.4889 | 570.1729 | 301.14 | 0.33929 | 0.22612 | 1
11306 | 08E18G11H07D05M01W03 | 5.89 | 7.4 | 0.65 | 11.9 | 25.84 | 2.4889 | 570.1729 | 234.57 | 0.33929 | 0.34715 | 1
11307 | 08E18G11H07D06M01W02 | 5.19 | 6.12 | 0.65 | 16.69 | 28.65 | 2.0222 | 496.3375 | 292.95 | 0.45357 | 0.27615 | 1
11308 | 08E18G11H07D06M01W03 | 5.19 | 6.12 | 0.65 | 11.9 | 23.86 | 2.0222 | 496.3375 | 226.38 | 0.45357 | 0.39717 | 2
11309 | 08E18G11H07D07M01W02 | 6.06 | 7.77 | 0.65 | 16.69 | 31.17 | 2.5667 | 592.7337 | 303.24 | 0.30625 | 0.21248 | 1
11310 | 08E18G11H07D07M01W03 | 6.06 | 7.77 | 0.65 | 11.9 | 26.38 | 2.5667 | 592.7337 | 236.67 | 0.30625 | 0.3335 | 1
11311 | 08E18G11H07D07M01W04 | 6.06 | 7.77 | 0.65 | 8.69 | 23.17 | 2.5667 | 592.7337 | 192.15 | 0.30625 | 0.4146 | 1
11312 | 08E18G11H07D07M02W02 | 5.88 | 6.95 | 0.65 | 16.69 | 30.17 | 2.4111 | 543.5101 | 300.93 | 0.37946 | 0.23775 | 1
11313 | 08E18G11H08D05M01W02 | 5.18 | 7.4 | 0.65 | 16.69 | 29.92 | 2.4889 | 570.1729 | 292.11 | 0.33929 | 0.24406 | 1
11314 | 08E18G11H08D05M01W03 | 5.18 | 7.4 | 0.65 | 11.9 | 25.13 | 2.4889 | 570.1729 | 225.54 | 0.33929 | 0.36508 | 1
11315 | 08E18G11H08D06M01W02 | 4.57 | 6.12 | 0.65 | 16.69 | 28.03 | 2.0222 | 496.3375 | 284.97 | 0.45357 | 0.29181 | 1
11316 | 08E18G11H08D06M01W03 | 4.57 | 6.12 | 0.65 | 11.9 | 23.24 | 2.0222 | 496.3375 | 218.4 | 0.45357 | 0.41283 | 2
11317 | 08E18G11H08D07M01W02 | 5.34 | 7.77 | 0.65 | 16.69 | 30.45 | 2.5667 | 592.7337 | 293.79 | 0.30625 | 0.23067 | 1
11318 | 08E18G11H08D07M01W03 | 5.34 | 7.77 | 0.65 | 11.9 | 25.66 | 2.5667 | 592.7337 | 227.22 | 0.30625 | 0.35169 | 1
11319 | 08E18G11H08D07M01W04 | 5.34 | 7.77 | 0.65 | 8.69 | 22.45 | 2.5667 | 592.7337 | 182.7 | 0.30625 | 0.43279 | 1
11320 | 08E18G11H08D07M02W02 | 5.18 | 6.95 | 0.65 | 16.69 | 29.47 | 2.4111 | 543.5101 | 291.9 | 0.37946 | 0.25543 | 1
11321 | 08E18G11H09D05M01W02 | 4.99 | 7.4 | 0.65 | 16.69 | 29.73 | 2.4889 | 570.1729 | 289.59 | 0.33929 | 0.24886 | 1
11322 | 08E18G11H09D05M01W03 | 4.99 | 7.4 | 0.65 | 11.9 | 24.94 | 2.4889 | 570.1729 | 223.02 | 0.33929 | 0.36988 | 1
11323 | 08E18G11H09D07M01W02 | 5.14 | 7.77 | 0.65 | 16.69 | 30.25 | 2.5667 | 592.7337 | 291.27 | 0.30625 | 0.23573 | 1
11324 | 08E18G11H09D07M01W03 | 5.14 | 7.77 | 0.65 | 11.9 | 25.46 | 2.5667 | 592.7337 | 224.7 | 0.30625 | 0.35675 | 1
11325 | 08E18G11H09D07M01W04 | 5.14 | 7.77 | 0.65 | 8.69 | 22.25 | 2.5667 | 592.7337 | 180.18 | 0.30625 | 0.43785 | 1
11326 | 08E18G11H09D07M02W02 | 4.98 | 6.95 | 0.65 | 16.69 | 29.27 | 2.4111 | 543.5101 | 289.38 | 0.37946 | 0.26049 | 1
11327 | 08E18G11H10D05M01W02 | 5.89 | 6.74 | 0.65 | 16.69 | 29.97 | 2.1778 | 537.3572 | 301.14 | 0.39821 | 0.2428 | 1
11328 | 08E18G11H10D05M01W03 | 5.89 | 6.74 | 0.65 | 11.9 | 25.18 | 2.1778 | 537.3572 | 234.57 | 0.39821 | 0.36382 | 1
11329 | 08E18G11H10D07M01W02 | 6.06 | 7.07 | 0.65 | 16.69 | 30.47 | 2.3333 | 557.867 | 303.24 | 0.36875 | 0.23017 | 1
11330 | 08E18G11H10D07M01W03 | 6.06 | 7.07 | 0.65 | 11.9 | 25.68 | 2.3333 | 557.867 | 236.67 | 0.36875 | 0.35119 | 1
11331 | 08E18G11H10D07M01W04 | 6.06 | 7.07 | 0.65 | 8.69 | 22.47 | 2.3333 | 557.867 | 192.15 | 0.36875 | 0.43229 | 1
11332 | 08E18G11H10D07M02W02 | 5.88 | 6.33 | 0.65 | 16.69 | 29.55 | 2.1778 | 514.7964 | 300.93 | 0.43482 | 0.25341 | 1
11333 | 08E18G11H11D05M01W02 | 5.89 | 6.58 | 0.65 | 16.69 | 29.81 | 2.1 | 531.2042 | 301.14 | 0.4125 | 0.24684 | 1
11334 | 08E18G11H11D05M01W03 | 5.89 | 6.58 | 0.65 | 11.9 | 25.02 | 2.1 | 531.2042 | 234.57 | 0.4125 | 0.36786 | 2
11335 | 08E18G11H11D06M01W02 | 5.19 | 5.44 | 0.65 | 16.69 | 27.97 | 1.7111 | 465.5728 | 292.95 | 0.51429 | 0.29333 | 1
11336 | 08E18G11H11D06M01W03 | 5.19 | 5.44 | 0.65 | 11.9 | 23.18 | 1.7111 | 465.5728 | 226.38 | 0.51429 | 0.41435 | 2
11337 | 08E18G11H11D07M01W02 | 6.06 | 6.9 | 0.65 | 16.69 | 30.3 | 2.1778 | 551.714 | 303.24 | 0.38393 | 0.23446 | 1
11338 | 08E18G11H11D07M01W03 | 6.06 | 6.9 | 0.65 | 11.9 | 25.51 | 2.1778 | 551.714 | 236.67 | 0.38393 | 0.35548 | 1
11339 | 08E18G11H11D07M01W04 | 6.06 | 6.9 | 0.65 | 8.69 | 22.3 | 2.1778 | 551.714 | 192.15 | 0.38393 | 0.43658 | 1
11340 | 08E18G11H11D07M02W02 | 5.88 | 6.18 | 0.65 | 16.69 | 29.4 | 2.1 | 508.6434 | 300.93 | 0.44821 | 0.2572 | 1
11341 | 08E18G11H12D05M01W02 | 5.11 | 5.49 | 0.65 | 16.69 | 27.94 | 1.7889 | 449.165 | 292.95 | 0.50982 | 0.29409 | 1
11342 | 08E18G11H12D05M01W03 | 5.11 | 5.49 | 0.65 | 11.9 | 23.15 | 1.7889 | 449.165 | 226.38 | 0.50982 | 0.41511 | 2
11343 | 08E18G11H12D07M01W02 | 5.27 | 5.76 | 0.65 | 16.69 | 28.37 | 1.8667 | 465.5728 | 294.84 | 0.48571 | 0.28322 | 1
11344 | 08E18G11H12D07M01W03 | 5.27 | 5.76 | 0.65 | 11.9 | 23.58 | 1.8667 | 465.5728 | 228.27 | 0.48571 | 0.40424 | 2
11345 | 08E18G11H12D07M01W04 | 5.27 | 5.76 | 0.65 | 8.69 | 20.37 | 1.8667 | 465.5728 | 183.75 | 0.48571 | 0.48535 | 2
11346 | 08E18G11H12D07M02W02 | 5.11 | 5.16 | 0.65 | 16.69 | 27.61 | 1.7111 | 430.7061 | 292.74 | 0.53929 | 0.30243 | 1
11347 | 08E18G11H13D05M01W02 | 5.11 | 4.98 | 0.65 | 16.69 | 27.43 | 1.6333 | 420.4512 | 292.95 | 0.55536 | 0.30697 | 1
11348 | 08E18G11H13D05M01W03 | 5.11 | 4.98 | 0.65 | 11.9 | 22.64 | 1.6333 | 420.4512 | 226.38 | 0.55536 | 0.42799 | 2
11349 | 08E18G11H13D07M01W02 | 5.27 | 5.23 | 0.65 | 16.69 | 27.84 | 1.7111 | 434.8081 | 294.84 | 0.53304 | 0.29661 | 1
11350 | 08E18G11H13D07M01W03 | 5.27 | 5.23 | 0.65 | 11.9 | 23.05 | 1.7111 | 434.8081 | 228.27 | 0.53304 | 0.41764 | 2
11351 | 08E18G11H13D07M01W04 | 5.27 | 5.23 | 0.65 | 8.69 | 19.84 | 1.7111 | 434.8081 | 183.75 | 0.53304 | 0.49874 | 2
11352 | 08E18G11H13D07M02W02 | 5.11 | 4.68 | 0.65 | 16.69 | 27.13 | 1.6333 | 404.0434 | 292.74 | 0.58214 | 0.31455 | 1
11353 | 08E18G11H14D05M01W02 | 5.89 | 5.99 | 0.65 | 16.69 | 29.22 | 1.9444 | 498.3885 | 301.14 | 0.46518 | 0.26175 | 1
11354 | 08E18G11H14D05M01W03 | 5.89 | 5.99 | 0.65 | 11.9 | 24.43 | 1.9444 | 498.3885 | 234.57 | 0.46518 | 0.38277 | 2
11355 | 08E18G11H14D07M01W02 | 6.06 | 6.29 | 0.65 | 16.69 | 29.69 | 2.1 | 516.8473 | 303.24 | 0.43839 | 0.24987 | 1
11356 | 08E18G11H14D07M01W03 | 6.06 | 6.29 | 0.65 | 11.9 | 24.9 | 2.1 | 516.8473 | 236.67 | 0.43839 | 0.37089 | 2
11357 | 08E18G11H14D07M01W04 | 6.06 | 6.29 | 0.65 | 8.69 | 21.69 | 2.1 | 516.8473 | 192.15 | 0.43839 | 0.452 | 2
11358 | 08E18G11H14D07M02W02 | 5.88 | 5.63 | 0.65 | 16.69 | 28.85 | 1.9444 | 477.8787 | 300.93 | 0.49732 | 0.2711 | 1
11359 | 08E18G12H07D04M01W02 | 4.05 | 28.56 | 0.65 | 16.69 | 49.95 | 4.2 | 1923.8207 | 279.3 | -1.55 | -0.262
11360 | 08E18G12H07D05M01W02 | 3.32 | 23.33 | 0.65 | 16.69 | 43.99 | 3.5 | 1603.8676 | 270.69 | -1.083 | -0.11142
11361 | 08E18G12H07D05M01W03 | 3.32 | 23.33 | 0.65 | 11.9 | 39.2 | 3.5 | 1603.8676 | 204.12 | -1.083 | 0.0096008
11362 | 08E18G12H07D06M01W02 | 2.93 | 20.38 | 0.65 | 16.69 | 40.65 | 3.1111 | 1427.4832 | 266.07 | -0.81964 | -0.027034
11363 | 08E18G12H07D06M01W03 | 2.93 | 20.38 | 0.65 | 11.9 | 35.86 | 3.1111 | 1427.4832 | 199.5 | -0.81964 | 0.093987
11364 | 08E18G12H07D07M01W02 | 3.43 | 24.17 | 0.65 | 16.69 | 44.94 | 3.6556 | 1657.1931 | 271.95 | -1.158 | -0.13542
11365 | 08E18G12H07D07M01W03 | 3.43 | 24.17 | 0.65 | 11.9 | 40.15 | 3.6556 | 1657.1931 | 205.38 | -1.158 | -0.014401
11366 | 08E18G12H07D07M01W04 | 3.43 | 24.17 | 0.65 | 8.69 | 36.94 | 3.6556 | 1657.1931 | 160.86 | -1.158 | 0.0667
11367 | 08E18G12H07D07M02W02 | 3.11 | 22.04 | 0.65 | 16.69 | 42.49 | 3.6556 | 1484.9106 | 268.17 | -0.96786 | -0.073522
11368 | 08E18G12H08D05M01W02 | 2.92 | 23.33 | 0.65 | 16.69 | 43.59 | 3.5 | 1603.8676 | 265.65 | -1.083 | -0.10131
11369 | 08E18G12H08D05M01W03 | 2.92 | 23.33 | 0.65 | 11.9 | 38.8 | 3.5 | 1603.8676 | 199.08 | -1.083 | 0.019707
11370 | 08E18G12H08D06M01W02 | 2.58 | 20.38 | 0.65 | 16.69 | 40.3 | 3.1111 | 1427.4832 | 261.66 | -0.81964 | -0.018191
11371 | 08E18G12H08D06M01W03 | 2.58 | 20.38 | 0.65 | 11.9 | 35.51 | 3.1111 | 1427.4832 | 195.09 | -0.81964 | 0.10283
11372 | 08E18G12H08D07M01W02 | 3.02 | 24.17 | 0.65 | 16.69 | 44.53 | 3.6556 | 1657.1931 | 266.7 | -1.158 | -0.12506
11373 | 08E18G12H08D07M01W03 | 3.02 | 24.17 | 0.65 | 11.9 | 39.74 | 3.6556 | 1657.1931 | 200.13 | -1.158 | -0.0040424
11374 | 08E18G12H08D07M01W04 | 3.02 | 24.17 | 0.65 | 8.69 | 36.53 | 3.6556 | 1657.1931 | 155.61 | -1.158 | 0.077059
11375 | 08E18G12H08D07M02W02 | 2.74 | 22.04 | 0.65 | 16.69 | 42.12 | 3.6556 | 1484.9106 | 263.34 | -0.96786 | -0.064174
11376 | 08E18G12H09D05M01W02 | 2.81 | 23.33 | 0.65 | 16.69 | 43.48 | 3.5 | 1603.8676 | 264.18 | -1.083 | -0.098535
11377 | 08E18G12H09D05M01W03 | 2.81 | 23.33 | 0.65 | 11.9 | 38.69 | 3.5 | 1603.8676 | 197.61 | -1.083 | 0.022486
11378 | 08E18G12H09D07M01W02 | 2.9 | 24.17 | 0.65 | 16.69 | 44.41 | 3.6556 | 1657.1931 | 265.23 | -1.158 | -0.12203
11379 | 08E18G12H09D07M01W03 | 2.9 | 24.17 | 0.65 | 11.9 | 39.62 | 3.6556 | 1657.1931 | 198.66 | -1.158 | -0.0010106
11380 | 08E18G12H09D07M01W04 | 2.9 | 24.17 | 0.65 | 8.69 | 36.41 | 3.6556 | 1657.1931 | 154.14 | -1.158 | 0.080091
11381 | 08E18G12H09D07M02W02 | 2.63 | 22.04 | 0.65 | 16.69 | 42.01 | 3.6556 | 1484.9106 | 262.08 | -0.96786 | -0.061395
11382 | 08E18G12H10D05M01W02 | 3.32 | 21.22 | 0.65 | 16.69 | 41.88 | 3.1889 | 1484.9106 | 270.69 | -0.89464 | -0.05811
11383 | 08E18G12H10D05M01W03 | 3.32 | 21.22 | 0.65 | 11.9 | 37.09 | 3.1889 | 1484.9106 | 204.12 | -0.89464 | 0.062911
11384 | 08E18G12H10D07M01W02 | 3.43 | 21.98 | 0.65 | 16.69 | 42.75 | 3.2667 | 1532.0832 | 271.95 | -0.9625 | -0.080091
11385 | 08E18G12H10D07M01W03 | 3.43 | 21.98 | 0.65 | 11.9 | 37.96 | 3.2667 | 1532.0832 | 205.38 | -0.9625 | 0.04093
11386 | 08E18G12H10D07M01W04 | 3.43 | 21.98 | 0.65 | 8.69 | 34.75 | 3.2667 | 1532.0832 | 160.86 | -0.9625 | 0.12203
11387 | 08E18G12H10D07M02W02 | 3.11 | 20.04 | 0.65 | 16.69 | 40.49 | 3.2667 | 1374.1576 | 268.17 | -0.78929 | -0.022991
11388 | 08E18G12H11D05M01W02 | 3.32 | 20.71 | 0.65 | 16.69 | 41.37 | 3.0333 | 1464.4008 | 270.69 | -0.84911 | -0.045225
11389 | 08E18G12H11D05M01W03 | 3.32 | 20.71 | 0.65 | 11.9 | 36.58 | 3.0333 | 1464.4008 | 204.12 | -0.84911 | 0.075796
11390 | 08E18G12H11D06M01W02 | 2.93 | 18.11 | 0.65 | 16.69 | 38.38 | 2.7222 | 1304.4243 | 266.07 | -0.61696 | 0.030318
11391 | 08E18G12H11D06M01W03 | 2.93 | 18.11 | 0.65 | 11.9 | 33.59 | 2.7222 | 1304.4243 | 199.5 | -0.61696 | 0.15134
11392 | 08E18G12H11D07M01W02 | 3.43 | 21.45 | 0.65 | 16.69 | 42.22 | 3.1111 | 1511.5734 | 271.95 | -0.91518 | -0.0667
11393 | 08E18G12H11D07M01W03 | 3.43 | 21.45 | 0.65 | 11.9 | 37.43 | 3.1111 | 1511.5734 | 205.38 | -0.91518 | 0.05432
11394 | 08E18G12H11D07M01W04 | 3.43 | 21.45 | 0.65 | 8.69 | 34.22 | 3.1111 | 1511.5734 | 160.86 | -0.91518 | 0.13542
11395 | 08E18G12H11D07M02W02 | 3.11 | 19.55 | 0.65 | 16.69 | 40 | 3.1111 | 1355.6988 | 268.17 | -0.74554 | -0.010611
11396 | 08E18G12H12D05M01W02 | 2.88 | 17.28 | 0.65 | 16.69 | 37.5 | 2.4889 | 1234.6909 | 266.07 | -0.54286 | 0.052552
11397 | 08E18G12H12D05M01W03 | 2.88 | 17.28 | 0.65 | 11.9 | 32.71 | 2.4889 | 1234.6909 | 199.5 | -0.54286 | 0.17357
11398 | 08E18G12H12D07M01W02 | 2.98 | 17.9 | 0.65 | 16.69 | 38.22 | 2.5667 | 1271.6086 | 267.33 | -0.59821 | 0.034361
11399 | 08E18G12H12D07M01W03 | 2.98 | 17.9 | 0.65 | 11.9 | 33.43 | 2.5667 | 1271.6086 | 200.76 | -0.59821 | 0.15538
11400 | 08E18G12H12D07M01W04 | 2.98 | 17.9 | 0.65 | 8.69 | 30.22 | 2.5667 | 1271.6086 | 156.24 | -0.59821 | 0.23648
11401 | 08E18G12H12D07M02W02 | 2.69 | 16.31 | 0.65 | 16.69 | 36.34 | 2.5667 | 1142.3967 | 263.76 | -0.45625 | 0.08186
11402 | 08E18G12H13D05M01W02 | 2.88 | 15.71 | 0.65 | 16.69 | 35.93 | 2.3333 | 1119.8359 | 266.07 | -0.40268 | 0.092218
11403 | 08E18G12H13D05M01W03 | 2.88 | 15.71 | 0.65 | 11.9 | 31.14 | 2.3333 | 1119.8359 | 199.5 | -0.40268 | 0.21324
11404 | 08E18G12H13D07M01W02 | 2.98 | 16.28 | 0.65 | 16.69 | 36.6 | 2.4111 | 1152.6516 | 267.33 | -0.45357 | 0.075291
11405 | 08E18G12H13D07M01W03 | 2.98 | 16.28 | 0.65 | 11.9 | 31.81 | 2.4111 | 1152.6516 | 200.76 | -0.45357 | 0.19631
11406 | 08E18G12H13D07M01W04 | 2.98 | 16.28 | 0.65 | 8.69 | 28.6 | 2.4111 | 1152.6516 | 156.24 | -0.45357 | 0.27741
11407 | 08E18G12H13D07M02W02 | 2.69 | 14.84 | 0.65 | 16.69 | 34.87 | 2.4111 | 1037.7967 | 263.76 | -0.325 | 0.119
11408 | 08E18G12H14D05M01W02 | 3.32 | 18.89 | 0.65 | 16.69 | 39.55 | 2.8778 | 1331.087 | 270.69 | -0.68661 | 0.00075796
11409 | 08E18G12H14D05M01W03 | 3.32 | 18.89 | 0.65 | 11.9 | 34.76 | 2.8778 | 1331.087 | 204.12 | -0.68661 | 0.12178
11410 | 08E18G12H14D07M01W02 | 3.43 | 19.57 | 0.65 | 16.69 | 40.34 | 2.9556 | 1374.1576 | 271.95 | -0.74732 | -0.019202
11411 | 08E18G12H14D07M01W03 | 3.43 | 19.57 | 0.65 | 11.9 | 35.55 | 2.9556 | 1374.1576 | 205.38 | -0.74732 | 0.10182
11412 | 08E18G12H14D07M01W04 | 3.43 | 19.57 | 0.65 | 8.69 | 32.34 | 2.9556 | 1374.1576 | 160.86 | -0.74732 | 0.18292
11413 | 08E18G12H14D07M02W02 | 3.11 | 17.84 | 0.65 | 16.69 | 38.29 | 2.9556 | 1234.6909 | 268.17 | -0.59286 | 0.032592
11414 | 08E19G10H07D04M01W02 | 6.37 | 7.45 | 0.65 | 16.69 | 31.16 | 2.5667 | 574.2748 | 306.81 | 0.33482 | 0.21273 | 1
11415 | 08E19G10H07D05M01W02 | 5.35 | 6.25 | 0.65 | 16.69 | 28.94 | 2.1778 | 500.4395 | 294.84 | 0.44196 | 0.26882 | 1
11416 | 08E19G10H07D05M01W03 | 5.35 | 6.25 | 0.65 | 11.9 | 24.15 | 2.1778 | 500.4395 | 228.27 | 0.44196 | 0.38984 | 2
11417 | 08E19G10H07D06M01W02 | 4.74 | 5.43 | 0.65 | 16.69 | 27.51 | 1.8667 | 453.2669 | 287.49 | 0.51518 | 0.30495 | 1
11418 | 08E19G10H07D06M01W03 | 4.74 | 5.43 | 0.65 | 11.9 | 22.72 | 1.8667 | 453.2669 | 220.92 | 0.51518 | 0.42597 | 2
11419 | 08E19G10H07D07M01W02 | 5.51 | 6.47 | 0.65 | 16.69 | 29.32 | 2.2556 | 512.7454 | 296.52 | 0.42232 | 0.25922 | 1
11420 | 08E19G10H07D07M01W03 | 5.51 | 6.47 | 0.65 | 11.9 | 24.53 | 2.2556 | 512.7454 | 229.95 | 0.42232 | 0.38024 | 2
11421 | 08E19G10H07D07M01W04 | 5.51 | 6.47 | 0.65 | 8.69 | 21.32 | 2.2556 | 512.7454 | 185.43 | 0.42232 | 0.46134 | 2
11422 | 08E19G10H07D07M02W02 | 5.31 | 5.71 | 0.65 | 16.69 | 28.36 | 2.1778 | 471.7258 | 294.21 | 0.49018 | 0.28348 | 1
11423 | 08E19G10H08D05M01W02 | 4.71 | 6.25 | 0.65 | 16.69 | 28.3 | 2.1778 | 500.4395 | 286.44 | 0.44196 | 0.28499 | 1
11424 | 08E19G10H08D05M01W03 | 4.71 | 6.25 | 0.65 | 11.9 | 23.51 | 2.1778 | 500.4395 | 219.87 | 0.44196 | 0.40601 | 2
11425 | 08E19G10H08D06M01W02 | 4.17 | 5.43 | 0.65 | 16.69 | 26.94 | 1.8667 | 453.2669 | 280.35 | 0.51518 | 0.31935 | 1
11426 | 08E19G10H08D06M01W03 | 4.17 | 5.43 | 0.65 | 11.9 | 22.15 | 1.8667 | 453.2669 | 213.78 | 0.51518 | 0.44037 | 2
11427 | 08E19G10H08D07M01W02 | 4.85 | 6.47 | 0.65 | 16.69 | 28.66 | 2.2556 | 512.7454 | 288.12 | 0.42232 | 0.2759 | 1
11428 | 08E19G10H08D07M01W03 | 4.85 | 6.47 | 0.65 | 11.9 | 23.87 | 2.2556 | 512.7454 | 221.55 | 0.42232 | 0.39692 | 2
11429 | 08E19G10H08D07M01W04 | 4.85 | 6.47 | 0.65 | 8.69 | 20.66 | 2.2556 | 512.7454 | 177.03 | 0.42232 | 0.47802 | 2
11430 | 08E19G10H08D07M02W02 | 4.68 | 5.71 | 0.65 | 16.69 | 27.73 | 2.1778 | 471.7258 | 286.02 | 0.49018 | 0.29939 | 1
11431 | 08E19G10H09D05M01W02 | 4.53 | 6.25 | 0.65 | 16.69 | 28.12 | 2.1778 | 500.4395 | 284.13 | 0.44196 | 0.28954 | 1
11432 | 08E19G10H09D05M01W03 | 4.53 | 6.25 | 0.65 | 11.9 | 23.33 | 2.1778 | 500.4395 | 217.56 | 0.44196 | 0.41056 | 2
11433 | 08E19G10H09D07M01W02 | 4.67 | 6.47 | 0.65 | 16.69 | 28.48 | 2.2556 | 512.7454 | 285.81 | 0.42232 | 0.28044 | 1
11434 | 08E19G10H09D07M01W03 | 4.67 | 6.47 | 0.65 | 11.9 | 23.69 | 2.2556 | 512.7454 | 219.24 | 0.42232 | 0.40147 | 2
11435 | 08E19G10H09D07M01W04 | 4.67 | 6.47 | 0.65 | 8.69 | 20.48 | 2.2556 | 512.7454 | 174.72 | 0.42232 | 0.48257 | 2
11436 | 08E19G10H09D07M02W02 | 4.5 | 5.71 | 0.65 | 16.69 | 27.55 | 2.1778 | 471.7258 | 283.92 | 0.49018 | 0.30394 | 1
11437 | 08E19G10H10D05M01W02 | 5.35 | 5.68 | 0.65 | 16.69 | 28.37 | 1.9444 | 473.7767 | 294.84 | 0.49286 | 0.28322 | 1
11438 | 08E19G10H10D05M01W03 | 5.35 | 5.68 | 0.65 | 11.9 | 23.58 | 1.9444 | 473.7767 | 228.27 | 0.49286 | 0.40424 | 2
11439 | 08E19G10H10D07M01W02 | 5.51 | 5.88 | 0.65 | 16.69 | 28.73 | 2.0222 | 484.0316 | 296.52 | 0.475 | 0.27413 | 1
11440 | 08E19G10H10D07M01W03 | 5.51 | 5.88 | 0.65 | 11.9 | 23.94 | 2.0222 | 484.0316 | 229.95 | 0.475 | 0.39515 | 2
11441 | 08E19G10H10D07M01W04 | 5.51 | 5.88 | 0.65 | 8.69 | 20.73 | 2.0222 | 484.0316 | 185.43 | 0.475 | 0.47625 | 2
11442 | 08E19G10H10D07M02W02 | 5.31 | 5.2 | 0.65 | 16.69 | 27.85 | 1.9444 | 447.114 | 294.21 | 0.53571 | 0.29636 | 1
11443 | 08E19G10H11D05M01W02 | 5.35 | 5.55 | 0.65 | 16.69 | 28.24 | 1.8667 | 467.6238 | 294.84 | 0.50446 | 0.28651 | 1
11444 | 08E19G10H11D05M01W03 | 5.35 | 5.55 | 0.65 | 11.9 | 23.45 | 1.8667 | 467.6238 | 228.27 | 0.50446 | 0.40753 | 2
11445 | 08E19G10H11D06M01W02 | 4.74 | 4.83 | 0.65 | 16.69 | 26.91 | 1.6333 | 424.5532 | 287.49 | 0.56875 | 0.32011 | 1
11446 | 08E19G10H11D06M01W03 | 4.74 | 4.83 | 0.65 | 11.9 | 22.12 | 1.6333 | 424.5532 | 220.92 | 0.56875 | 0.44113 | 2
11447 | 08E19G10H11D07M01W02 | 5.51 | 5.74 | 0.65 | 16.69 | 28.59 | 1.9444 | 479.9297 | 296.52 | 0.4875 | 0.27767 | 1
11448 | 08E19G10H11D07M01W03 | 5.51 | 5.74 | 0.65 | 11.9 | 23.8 | 1.9444 | 479.9297 | 229.95 | 0.4875 | 0.39869 | 2
11449 | 08E19G10H11D07M01W04 | 5.51 | 5.74 | 0.65 | 8.69 | 20.59 | 1.9444 | 479.9297 | 185.43 | 0.4875 | 0.47979 | 2
11450 | 08E19G10H11D07M02W02 | 5.31 | 5.08 | 0.65 | 16.69 | 27.73 | 1.8667 | 443.012 | 294.21 | 0.54643 | 0.29939 | 1
11451 | 08E19G10H12D05M01W02 | 4.65 | 4.63 | 0.65 | 16.69 | 26.62 | 1.5556 | 399.9414 | 287.28 | 0.58661 | 0.32744 | 1
11452 | 08E19G10H12D05M01W03 | 4.65 | 4.63 | 0.65 | 11.9 | 21.83 | 1.5556 | 399.9414 | 220.71 | 0.58661 | 0.44846 | 2
11453 | 08E19G10H12D07M01W02 | 4.79 | 4.79 | 0.65 | 16.69 | 26.92 | 1.6333 | 406.0943 | 288.96 | 0.57232 | 0.31986 | 1
11454 | 08E19G10H12D07M01W03 | 4.79 | 4.79 | 0.65 | 11.9 | 22.13 | 1.6333 | 406.0943 | 222.39 | 0.57232 | 0.44088 | 2
11455 | 08E19G10H12D07M01W04 | 4.79 | 4.79 | 0.65 | 8.69 | 18.92 | 1.6333 | 406.0943 | 177.87 | 0.57232 | 0.52198 | 2
11456 | 08E19G10H12D07M02W02 | 4.62 | 4.23 | 0.65 | 16.69 | 26.19 | 1.5556 | 375.3296 | 286.86 | 0.62232 | 0.3383 | 1
11457 | 08E19G10H13D05M01W02 | 4.65 | 4.21 | 0.65 | 16.69 | 26.2 | 1.4778 | 375.3296 | 287.28 | 0.62411 | 0.33805 | 1
11458 | 08E19G10H13D05M01W03 | 4.65 | 4.21 | 0.65 | 11.9 | 21.41 | 1.4778 | 375.3296 | 220.71 | 0.62411 | 0.45907 | 2
11459 | 08E19G10H13D07M01W02 | 4.79 | 4.35 | 0.65 | 16.69 | 26.48 | 1.5556 | 381.4826 | 288.96 | 0.61161 | 0.33098 | 1
11460 | 08E19G10H13D07M01W03 | 4.79 | 4.35 | 0.65 | 11.9 | 21.69 | 1.5556 | 381.4826 | 222.39 | 0.61161 | 0.452 | 2
11461 | 08E19G10H13D07M01W04 | 4.79 | 4.35 | 0.65 | 8.69 | 18.48 | 1.5556 | 381.4826 | 177.87 | 0.61161 | 0.5331 | 2
11462 | 08E19G10H13D07M02W02 | 4.62 | 3.85 | 0.65 | 16.69 | 25.81 | 1.4 | 354.8198 | 286.86 | 0.65625 | 0.3479 | 1
11463 | 08E19G10H14D05M01W02 | 5.35 | 5.06 | 0.65 | 16.69 | 27.75 | 1.7889 | 438.91 | 294.84 | 0.54821 | 0.29889 | 1
11464 | 08E19G10H14D05M01W03 | 5.35 | 5.06 | 0.65 | 11.9 | 22.96 | 1.7889 | 438.91 | 228.27 | 0.54821 | 0.41991 | 2
11465 | 08E19G10H14D07M01W02 | 5.51 | 5.24 | 0.65 | 16.69 | 28.09 | 1.7889 | 449.165 | 296.52 | 0.53214 | 0.2903 | 1
11466 | 08E19G10H14D07M01W03 | 5.51 | 5.24 | 0.65 | 11.9 | 23.3 | 1.7889 | 449.165 | 229.95 | 0.53214 | 0.41132 | 2
11467 | 08E19G10H14D07M01W04 | 5.51 | 5.24 | 0.65 | 8.69 | 20.09 | 1.7889 | 449.165 | 185.43 | 0.53214 | 0.49242 | 2
11468 | 08E19G10H14D07M02W02 | 5.31 | 4.63 | 0.65 | 16.69 | 27.28 | 1.7111 | 416.3493 | 294.21 | 0.58661 | 0.31076 | 1
11469 | 08E19G11H07D04M01W02 | 7.46 | 5.37 | 0.65 | 16.69 | 30.17 | 2.1778 | 488.1336 | 319.62 | 0.52054 | 0.23775 | 1
11470 | 08E19G11H07D05M01W02 | 6.33 | 4.46 | 0.65 | 16.69 | 28.13 | 1.7889 | 428.6551 | 306.18 | 0.60179 | 0.28929 | 1
11471 | 08E19G11H07D05M01W03 | 6.33 | 4.46 | 0.65 | 11.9 | 23.34 | 1.7889 | 428.6551 | 239.61 | 0.60179 | 0.41031 | 2
11472 | 08E19G11H07D06M01W02 | 5.61 | 3.84 | 0.65 | 16.69 | 26.79 | 1.5556 | 385.5845 | 297.78 | 0.65714 | 0.32314 | 1
11473 | 08E19G11H07D06M01W03 | 5.61 | 3.84 | 0.65 | 11.9 | 22 | 1.5556 | 385.5845 | 231.21 | 0.65714 | 0.44416 | 2
11474 | 08E19G11H07D07M01W02 | 6.5 | 4.63 | 0.65 | 16.69 | 28.47 | 1.8667 | 438.91 | 308.28 | 0.58661 | 0.2807 | 1
11475 | 08E19G11H07D07M01W03 | 6.5 | 4.63 | 0.65 | 11.9 | 23.68 | 1.8667 | 438.91 | 241.71 | 0.58661 | 0.40172 | 2
11476 | 08E19G11H07D07M01W04 | 6.5 | 4.63 | 0.65 | 8.69 | 20.47 | 1.8667 | 438.91 | 197.19 | 0.58661 | 0.48282 | 2
11477 | 08E19G11H07D07M02W02 | 6.35 | 3.96 | 0.65 | 16.69 | 27.65 | 1.7111 | 401.9924 | 306.6 | 0.64643 | 0.30141 | 1
11478 | 08E19G11H08D05M01W02 | 5.57 | 4.46 | 0.65 | 16.69 | 27.37 | 1.7889 | 428.6551 | 296.52 | 0.60179 | 0.30849 | 1
11479 | 08E19G11H08D05M01W03 | 5.57 | 4.46 | 0.65 | 11.9 | 22.58 | 1.7889 | 428.6551 | 229.95 | 0.60179 | 0.42951 | 2
11480 | 08E19G11H08D06M01W02 | 4.95 | 3.84 | 0.65 | 16.69 | 26.13 | 1.5556 | 385.5845 | 289.17 | 0.65714 | 0.33982 | 1
11481 | 08E19G11H08D06M01W03 | 4.95 | 3.84 | 0.65 | 11.9 | 21.34 | 1.5556 | 385.5845 | 222.6 | 0.65714 | 0.46084 | 2
11482 | 08E19G11H08D07M01W02 | 5.72 | 4.63 | 0.65 | 16.69 | 27.69 | 1.8667 | 438.91 | 298.41 | 0.58661 | 0.3004 | 1
11483 | 08E19G11H08D07M01W03 | 5.72 | 4.63 | 0.65 | 11.9 | 22.9 | 1.8667 | 438.91 | 231.84 | 0.58661 | 0.42142 | 2
11484 | 08E19G11H08D07M01W04 | 5.72 | 4.63 | 0.65 | 8.69 | 19.69 | 1.8667 | 438.91 | 187.32 | 0.58661 | 0.50253 | 2
11485 | 08E19G11H08D07M02W02 | 5.6 | 3.96 | 0.65 | 16.69 | 26.9 | 1.7111 | 401.9924 | 296.73 | 0.64643 | 0.32036 | 1
11486 | 08E19G11H09D05M01W02 | 5.36 | 4.46 | 0.65 | 16.69 | 27.16 | 1.7889 | 428.6551 | 293.79 | 0.60179 | 0.31379 | 1
11487 | 08E19G11H09D05M01W03 | 5.36 | 4.46 | 0.65 | 11.9 | 22.37 | 1.7889 | 428.6551 | 227.22 | 0.60179 | 0.43482 | 2
11488 | 08E19G11H09D07M01W02 | 5.51 | 4.63 | 0.65 | 16.69 | 27.48 | 1.8667 | 438.91 | 295.47 | 0.58661 | 0.30571 | 1
11489 | 08E19G11H09D07M01W03 | 5.51 | 4.63 | 0.65 | 11.9 | 22.69 | 1.8667 | 438.91 | 228.9 | 0.58661 | 0.42673 | 2
11490 | 08E19G11H09D07M01W04 | 5.51 | 4.63 | 0.65 | 8.69 | 19.48 | 1.8667 | 438.91 | 184.38 | 0.58661 | 0.50783 | 2
11491 | 08E19G11H09D07M02W02 | 5.38 | 3.96 | 0.65 | 16.69 | 26.68 | 1.7111 | 401.9924 | 294 | 0.64643 | 0.32592 | 1
11492 | 08E19G11H10D05M01W02 | 6.33 | 4.06 | 0.65 | 16.69 | 27.73 | 1.6333 | 408.1453 | 306.18 | 0.6375 | 0.29939 | 1
11493 | 08E19G11H10D05M01W03 | 6.33 | 4.06 | 0.65 | 11.9 | 22.94 | 1.6333 | 408.1453 | 239.61 | 0.6375 | 0.42041 | 2
11494 | 08E19G11H10D07M01W02 | 6.5 | 4.22 | 0.65 | 16.69 | 28.06 | 1.6333 | 418.4002 | 308.28 | 0.62321 | 0.29106 | 1
11495 | 08E19G11H10D07M01W03 | 6.5 | 4.22 | 0.65 | 11.9 | 23.27 | 1.6333 | 418.4002 | 241.71 | 0.62321 | 0.41208 | 2
11496 | 08E19G11H10D07M01W04 | 6.5 | 4.22 | 0.65 | 8.69 | 20.06 | 1.6333 | 418.4002 | 197.19 | 0.62321 | 0.49318 | 2
11497 | 08E19G11H10D07M02W02 | 6.35 | 3.61 | 0.65 | 16.69 | 27.3 | 1.4778 | 385.5845 | 306.6 | 0.67768 | 0.31026 | 1
11498 | 08E19G11H11D05M01W02 | 6.33 | 3.97 | 0.65 | 16.69 | 27.64 | 1.5556 | 404.0434 | 306.18 | 0.64554 | 0.30167 | 1
11499 | 08E19G11H11D05M01W03 | 6.33 | 3.97 | 0.65 | 11.9 | 22.85 | 1.5556 | 404.0434 | 239.61 | 0.64554 | 0.42269 | 2
11500 | 08E19G11H11D06M01W02 | 5.61 | 3.42 | 0.65 | 16.69 | 26.37 | 1.3222 | 365.0747 | 297.78 | 0.69464 | 0.33375 | 1
11501 | 08E19G11H11D06M01W03 | 5.61 | 3.42 | 0.65 | 11.9 | 21.58 | 1.3222 | 365.0747 | 231.21 | 0.69464 | 0.45478 | 2
11502 | 08E19G11H11D07M01W02 | 6.5 | 4.12 | 0.65 | 16.69 | 27.96 | 1.5556 | 414.2983 | 308.28 | 0.63214 | 0.29358 | 1
11503 | 08E19G11H11D07M01W03 | 6.5 | 4.12 | 0.65 | 11.9 | 23.17 | 1.5556 | 414.2983 | 241.71 | 0.63214 | 0.4146 | 2
11504 | 08E19G11H11D07M01W04 | 6.5 | 4.12 | 0.65 | 8.69 | 19.96 | 1.5556 | 414.2983 | 197.19 | 0.63214 | 0.4957 | 2
11505 | 08E19G11H11D07M02W02 | 6.35 | 3.53 | 0.65 | 16.69 | 27.22 | 1.4 | 381.4826 | 306.6 | 0.68482 | 0.31228 | 1
11506 | 08E19G11H12D05M01W02 | 5.5 | 3.31 | 0.65 | 16.69 | 26.15 | 1.2444 | 342.5139 | 297.57 | 0.70446 | 0.33931 | 1
11507 | 08E19G11H12D05M01W03 | 5.5 | 3.31 | 0.65 | 11.9 | 21.36 | 1.2444 | 342.5139 | 231 | 0.70446 | 0.46033 | 2
11508 | 08E19G11H12D07M01W02 | 5.65 | 3.44 | 0.65 | 16.69 | 26.43 | 1.3222 | 350.7178 | 299.25 | 0.69286 | 0.33224 | 1
11509 | 08E19G11H12D07M01W03 | 5.65 | 3.44 | 0.65 | 11.9 | 21.64 | 1.3222 | 350.7178 | 232.68 | 0.69286 | 0.45326 | 2
11510 | 08E19G11H12D07M01W04 | 5.65 | 3.44 | 0.65 | 8.69 | 18.43 | 1.3222 | 350.7178 | 188.16 | 0.69286 | 0.53436 | 2
11511 | 08E19G11H12D07M02W02 | 5.52 | 2.94 | 0.65 | 16.69 | 25.8 | 1.1667 | 324.0551 | 297.78 | 0.7375 | 0.34816 | 1
11512 | 08E19G11H13D05M01W02 | 5.5 | 3 | 0.65 | 16.69 | 25.84 | 1.1667 | 326.1061 | 297.57 | 0.73214 | 0.34715 | 1
11513 | 08E19G11H13D05M01W03 | 5.5 | 3 | 0.65 | 11.9 | 21.05 | 1.1667 | 326.1061 | 231 | 0.73214 | 0.46817 | 2
11514 | 08E19G11H13D07M01W02 | 5.65 | 3.12 | 0.65 | 16.69 | 26.11 | 1.2444 | 332.259 | 299.25 | 0.72143 | 0.34032 | 1
11515 | 08E19G11H13D07M01W03 | 5.65 | 3.12 | 0.65 | 11.9 | 21.32 | 1.2444 | 332.259 | 232.68 | 0.72143 | 0.46134 | 2
11516 | 08E19G11H13D07M01W04 | 5.65 | 3.12 | 0.65 | 8.69 | 18.11 | 1.2444 | 332.259 | 188.16 | 0.72143 | 0.54245 | 2
11517 | 08E19G11H13D07M02W02 | 5.52 | 2.67 | 0.65 | 16.69 | 25.53 | 1.0889 | 309.6982 | 297.78 | 0.76161 | 0.35498 | 2
11518 | 08E19G11H14D05M01W02 | 6.33 | 3.61 | 0.65 | 16.69 | 27.28 | 1.4 | 383.5335 | 306.18 | 0.67768 | 0.31076 | 1
11519 | 08E19G11H14D05M01W03 | 6.33 | 3.61 | 0.65 | 11.9 | 22.49 | 1.4 | 383.5335 | 239.61 | 0.67768 | 0.43178 | 2
11520 | 08E19G11H14D07M01W02 | 6.5 | 3.75 | 0.65 | 16.69 | 27.59 | 1.4778 | 393.7885 | 308.28 | 0.66518 | 0.30293 | 1
11521 | 08E19G11H14D07M01W03 | 6.5 | 3.75 | 0.65 | 11.9 | 22.8 | 1.4778 | 393.7885 | 241.71 | 0.66518 | 0.42395 | 2
11522 | 08E19G11H14D07M01W04 | 6.5 | 3.75 | 0.65 | 8.69 | 19.59 | 1.4778 | 393.7885 | 197.19 | 0.66518 | 0.50505 | 2
11523 | 08E19G11H14D07M02W02 | 6.35 | 3.21 | 0.65 | 16.69 | 26.9 | 1.3222 | 363.0237 | 306.6 | 0.71339 | 0.32036 | 1
11524 | 08E19G12H07D04M01W02 | 4.15 | 20.38 | 0.65 | 16.69 | 41.87 | 3.5778 | 1382.3616 | 280.56 | -0.81964 | -0.057858
11525 | 08E19G12H07D05M01W02 | 3.42 | 17.31 | 0.65 | 16.69 | 38.07 | 3.0333 | 1203.9262 | 271.95 | -0.54554 | 0.038151
11526 | 08E19G12H07D05M01W03 | 3.42 | 17.31 | 0.65 | 11.9 | 33.28 | 3.0333 | 1203.9262 | 205.38 | -0.54554 | 0.15917
11527 | 08E19G12H07D06M01W02 | 3.04 | 15.68 | 0.65 | 16.69 | 36.06 | 2.8 | 1103.4281 | 267.33 | -0.4 | 0.088934
11528 | 08E19G12H07D06M01W03 | 3.04 | 15.68 | 0.65 | 11.9 | 31.27 | 2.8 | 1103.4281 | 200.76 | -0.4 | 0.20995
11529 | 08E19G12H07D07M01W02 | 3.52 | 17.77 | 0.65 | 16.69 | 38.63 | 3.1111 | 1230.5889 | 273 | -0.58661 | 0.024002
11530 | 08E19G12H07D07M01W03 | 3.52 | 17.77 | 0.65 | 11.9 | 33.84 | 3.1111 | 1230.5889 | 206.43 | -0.58661 | 0.14502
11531 | 08E19G12H07D07M01W04 | 3.52 | 17.77 | 0.65 | 8.69 | 30.63 | 3.1111 | 1230.5889 | 161.91 | -0.58661 | 0.22612
11532 | 08E19G12H07D07M02W02 | 3.24 | 16.14 | 0.65 | 16.69 | 36.72 | 3.1111 | 1105.4791 | 269.64 | -0.44107 | 0.072259
11533 | 08E19G12H08D05M01W02 | 3.01 | 17.31 | 0.65 | 16.69 | 37.66 | 3.0333 | 1203.9262 | 266.7 | -0.54554 | 0.048509
11534 | 08E19G12H08D05M01W03 | 3.01 | 17.31 | 0.65 | 11.9 | 32.87 | 3.0333 | 1203.9262 | 200.13 | -0.54554 | 0.16953
11535 | 08E19G12H08D06M01W02 | 2.68 | 15.68 | 0.65 | 16.69 | 35.7 | 2.8 | 1103.4281 | 262.71 | -0.4 | 0.098029
11536 | 08E19G12H08D06M01W03 | 2.68 | 15.68 | 0.65 | 11.9 | 30.91 | 2.8 | 1103.4281 | 196.14 | -0.4 | 0.21905
11537 | 08E19G12H08D07M01W02 | 3.1 | 17.77 | 0.65 | 16.69 | 38.21 | 3.1111 | 1230.5889 | 267.75 | -0.58661 | 0.034613
11538 | 08E19G12H08D07M01W03 | 3.1 | 17.77 | 0.65 | 11.9 | 33.42 | 3.1111 | 1230.5889 | 201.18 | -0.58661 | 0.15563
11539 | 08E19G12H08D07M01W04 | 3.1 | 17.77 | 0.65 | 8.69 | 30.21 | 3.1111 | 1230.5889 | 156.66 | -0.58661 | 0.23674
11540 | 08E19G12H08D07M02W02 | 2.85 | 16.14 | 0.65 | 16.69 | 36.33 | 3.1111 | 1105.4791 | 264.6 | -0.44107 | 0.082112
11541 | 08E19G12H09D05M01W02 | 2.9 | 17.31 | 0.65 | 16.69 | 37.55 | 3.0333 | 1203.9262 | 265.23 | -0.54554 | 0.051289
11542 | 08E19G12H09D05M01W03 | 2.9 | 17.31 | 0.65 | 11.9 | 32.76 | 3.0333 | 1203.9262 | 198.66 | -0.54554 | 0.17231
11543 | 08E19G12H09D07M01W02 | 2.99 | 17.77 | 0.65 | 16.69 | 38.1 | 3.1111 | 1230.5889 | 266.28 | -0.58661 | 0.037393
11544 | 08E19G12H09D07M01W03 | 2.99 | 17.77 | 0.65 | 11.9 | 33.31 | 3.1111 | 1230.5889 | 199.71 | -0.58661 | 0.15841
11545 | 08E19G12H09D07M01W04 | 2.99 | 17.77 | 0.65 | 8.69 | 30.1 | 3.1111 | 1230.5889 | 155.19 | -0.58661 | 0.23951
11546 | 08E19G12H09D07M02W02 | 2.74 | 16.14 | 0.65 | 16.69 | 36.22 | 3.1111 | 1105.4791 | 263.34 | -0.44107 | 0.084891
11547 | 08E19G12H10D05M01W02 | 3.42 | 15.74 | 0.65 | 16.69 | 36.5 | 2.7222 | 1115.734 | 271.95 | -0.40536 | 0.077817
11548 | 08E19G12H10D05M01W03 | 3.42 | 15.74 | 0.65 | 11.9 | 31.71 | 2.7222 | 1115.734 | 205.38 | -0.40536 | 0.19884
11549 | 08E19G12H10D07M01W02 | 3.52 | 16.15 | 0.65 | 16.69 | 37.01 | 2.8 | 1142.3967 | 273 | -0.44196 | 0.064932
11550 | 08E19G12H10D07M01W03 | 3.52 | 16.15 | 0.65 | 11.9 | 32.22 | 2.8 | 1142.3967 | 206.43 | -0.44196 | 0.18595
11551 | 08E19G12H10D07M01W04 | 3.52 | 16.15 | 0.65 | 8.69 | 29.01 | 2.8 | 1142.3967 | 161.91 | -0.44196 | 0.26705
11552 | 08E19G12H10D07M02W02 | 3.24 | 14.67 | 0.65 | 16.69 | 35.25 | 2.8 | 1025.4908 | 269.64 | -0.30982 | 0.1094
11553 | 08E19G12H11D05M01W02 | 3.42 | 15.36 | 0.65 | 16.69 | 36.12 | 2.6444 | 1101.3771 | 271.95 | -0.37143 | 0.087418
11554 | 08E19G12H11D05M01W03 | 3.42 | 15.36 | 0.65 | 11.9 | 31.33 | 2.6444 | 1101.3771 | 205.38 | -0.37143 | 0.20844
11555 | 08E19G12H11D06M01W02 | 3.04 | 13.92 | 0.65 | 16.69 | 34.3 | 2.4111 | 1011.1339 | 267.33 | -0.24286 | 0.1334
11556 | 08E19G12H11D06M01W03 | 3.04 | 13.92 | 0.65 | 11.9 | 29.51 | 2.4111 | 1011.1339 | 200.76 | -0.24286 | 0.25442
11557 | 08E19G12H11D07M01W02 | 3.52 | 15.75 | 0.65 | 16.69 | 36.61 | 2.6444 | 1125.9889 | 273 | -0.40625 | 0.075038
11558 | 08E19G12H11D07M01W03 | 3.52 | 15.75 | 0.65 | 11.9 | 31.82 | 2.6444 | 1125.9889 | 206.43 | -0.40625 | 0.19606
11559 | 08E19G12H11D07M01W04 | 3.52 | 15.75 | 0.65 | 8.69 | 28.61 | 2.6444 | 1125.9889 | 161.91 | -0.40625 | 0.27716
11560 | 08E19G12H11D07M02W02 | 3.24 | 14.31 | 0.65 | 16.69 | 34.89 | 2.7222 | 1011.1339 | 269.64 | -0.27768 | 0.11849
11561 | 08E19G12H12D05M01W02 | 2.98 | 12.81 | 0.65 | 16.69 | 33.13 | 2.1778 | 929.0946 | 267.12 | -0.14375 | 0.16296
11562 | 08E19G12H12D05M01W03 | 2.98 | 12.81 | 0.65 | 11.9 | 28.34 | 2.1778 | 929.0946 | 200.55 | -0.14375 | 0.28398
11563 | 08E19G12H12D07M01W02 | 3.06 | 13.14 | 0.65 | 16.69 | 33.54 | 2.2556 | 949.6045 | 268.17 | -0.17321 | 0.1526
11564 | 08E19G12H12D07M01W03 | 3.06 | 13.14 | 0.65 | 11.9 | 28.75 | 2.2556 | 949.6045 | 201.6 | -0.17321 | 0.27362
11565 | 08E19G12H12D07M01W04 | 3.06 | 13.14 | 0.65 | 8.69 | 25.54 | 2.2556 | 949.6045 | 157.08 | -0.17321 | 0.35472
11566 | 08E19G12H12D07M02W02 | 2.81 | 11.94 | 0.65 | 16.69 | 32.09 | 2.2556 | 853.2083 | 265.23 | -0.066071 | 0.18924
11567 | 08E19G12H13D05M01W02 | 2.98 | 11.66 | 0.65 | 16.69 | 31.98 | 2.0222 | 847.0554 | 267.12 | -0.041071 | 0.19202
11568 | 08E19G12H13D05M01W03 | 2.98 | 11.66 | 0.65 | 11.9 | 27.19 | 2.0222 | 847.0554 | 200.55 | -0.041071 | 0.31304
11569 | 08E19G12H13D07M01W02 | 3.06 | 11.96 | 0.65 | 16.69 | 32.36 | 2.1 | 865.5142 | 268.17 | -0.067857 | 0.18242
11570 | 08E19G12H13D07M01W03 | 3.06 | 11.96 | 0.65 | 11.9 | 27.57 | 2.1 | 865.5142 | 201.6 | -0.067857 | 0.30344
11571 | 08E19G12H13D07M01W04 | 3.06 | 11.96 | 0.65 | 8.69 | 24.36 | 2.1 | 865.5142 | 157.08 | -0.067857 | 0.38454
11572 | 08E19G12H13D07M02W02 | 2.81 | 10.86 | 0.65 | 16.69 | 31.01 | 2.1 | 779.373 | 265.23 | 0.030357 | 0.21652 | 1
11573 | 08E19G12H14D05M01W02 | 3.42 | 14.01 | 0.65 | 16.69 | 34.77 | 2.4889 | 1004.981 | 271.95 | -0.25089 | 0.12153
11574 | 08E19G12H14D05M01W03 | 3.42 | 14.01 | 0.65 | 11.9 | 29.98 | 2.4889 | 1004.981 | 205.38 | -0.25089 | 0.24255
11575 | 08E19G12H14D07M01W02 | 3.52 | 14.38 | 0.65 | 16.69 | 35.24 | 2.4889 | 1027.5418 | 273 | -0.28393 | 0.10965
11576 | 08E19G12H14D07M01W03 | 3.52 | 14.38 | 0.65 | 11.9 | 30.45 | 2.4889 | 1027.5418 | 206.43 | -0.28393 | 0.23067
11577 | 08E19G12H14D07M01W04 | 3.52 | 14.38 | 0.65 | 8.69 | 27.24 | 2.4889 | 1027.5418 | 161.91 | -0.28393 | 0.31177
11578 | 08E19G12H14D07M02W02 | 3.24 | 13.06 | 0.65 | 16.69 | 33.64 | 2.4889 | 924.9927 | 269.64 | -0.16607 | 0.15008
11579 | 08E20G10H07D04M01W02 | 5.4 | 11.84 | 0.65 | 16.69 | 34.58 | 3.1889 | 803.9848 | 295.26 | -0.057143 | 0.12633
11580 | 08E20G10H07D05M01W02 | 4.73 | 9.67 | 0.65 | 16.69 | 31.74 | 2.7222 | 685.0278 | 287.49 | 0.13661 | 0.19808 | 1
11581 | 08E20G10H07D05M01W03 | 4.73 | 9.67 | 0.65 | 11.9 | 26.95 | 2.7222 | 685.0278 | 220.92 | 0.13661 | 0.3191 | 1
11582 | 08E20G10H07D06M01W02 | 4.15 | 8.09 | 0.65 | 16.69 | 29.58 | 2.3333 | 596.8356 | 280.56 | 0.27768 | 0.25265 | 1
11583 | 08E20G10H07D06M01W03 | 4.15 | 8.09 | 0.65 | 11.9 | 24.79 | 2.3333 | 596.8356 | 213.99 | 0.27768 | 0.37367 | 1
11584 | 08E20G10H07D07M01W02 | 4.89 | 10.13 | 0.65 | 16.69 | 32.36 | 2.8 | 709.6396 | 289.17 | 0.095536 | 0.18242 | 1
11585 | 08E20G10H07D07M01W03 | 4.89 | 10.13 | 0.65 | 11.9 | 27.57 | 2.8 | 709.6396 | 222.6 | 0.095536 | 0.30344 | 1
11586 | 08E20G10H07D07M01W04 | 4.89 | 10.13 | 0.65 | 8.69 | 24.36 | 2.8 | 709.6396 | 178.08 | 0.095536 | 0.38454 | 1
11587 | 08E20G10H07D07M02W02 | 4.67 | 8.92 | 0.65 | 16.69 | 30.93 | 2.7222 | 631.7023 | 286.65 | 0.20357 | 0.21854 | 1
11588 | 08E20G10H08D05M01W02 | 4.17 | 9.67 | 0.65 | 16.69 | 31.18 | 2.7222 | 685.0278 | 280.14 | 0.13661 | 0.21223 | 1
11589 | 08E20G10H08D05M01W03 | 4.17 | 9.67 | 0.65 | 11.9 | 26.39 | 2.7222 | 685.0278 | 213.57 | 0.13661 | 0.33325 | 1
11590 | 08E20G10H08D06M01W02 | 3.66 | 8.09 | 0.65 | 16.69 | 29.09 | 2.3333 | 596.8356 | 274.26 | 0.27768 | 0.26503 | 1
11591 | 08E20G10H08D06M01W03 | 3.66 | 8.09 | 0.65 | 11.9 | 24.3 | 2.3333 | 596.8356 | 207.69 | 0.27768 | 0.38605 | 1
11592 | 08E20G10H08D07M01W02 | 4.31 | 10.13 | 0.65 | 16.69 | 31.78 | 2.8 | 709.6396 | 281.82 | 0.095536 | 0.19707 | 1
11593 | 08E20G10H08D07M01W03 | 4.31 | 10.13 | 0.65 | 11.9 | 26.99 | 2.8 | 709.6396 | 215.25 | 0.095536 | 0.31809 | 1
11594 | 08E20G10H08D07M01W04 | 4.31 | 10.13 | 0.65 | 8.69 | 23.78 | 2.8 | 709.6396 | 170.73 | 0.095536 | 0.39919 | 1
11595 | 08E20G10H08D07M02W02 | 4.12 | 8.92 | 0.65 | 16.69 | 30.38 | 2.7222 | 631.7023 | 279.51 | 0.20357 | 0.23244 | 1
11596 | 08E20G10H09D05M01W02 | 4.01 | 9.67 | 0.65 | 16.69 | 31.02 | 2.7222 | 685.0278 | 278.25 | 0.13661 | 0.21627 | 1
11597 | 08E20G10H09D05M01W03 | 4.01 | 9.67 | 0.65 | 11.9 | 26.23 | 2.7222 | 685.0278 | 211.68 | 0.13661 | 0.33729 | 1
11598 | 08E20G10H09D07M01W02 | 4.15 | 10.13 | 0.65 | 16.69 | 31.62 | 2.8 | 709.6396 | 279.72 | 0.095536 | 0.20111 | 1
11599 | 08E20G10H09D07M01W03 | 4.15 | 10.13 | 0.65 | 11.9 | 26.83 | 2.8 | 709.6396 | 213.15 | 0.095536 | 0.32213 | 1
11600 | 08E20G10H09D07M01W04 | 4.15 | 10.13 | 0.65 | 8.69 | 23.62 | 2.8 | 709.6396 | 168.63 | 0.095536 | 0.40323 | 1
11601 | 08E20G10H09D07M02W02 | 3.96 | 8.92 | 0.65 | 16.69 | 30.22 | 2.7222 | 631.7023 | 277.41 | 0.20357 | 0.23648 | 1
11602 | 08E20G10H10D05M01W02 | 4.73 | 8.79 | 0.65 | 16.69 | 30.86 | 2.4111 | 641.9572 | 287.49 | 0.21518 | 0.22031 | 1
11603 | 08E20G10H10D05M01W03 | 4.73 | 8.79 | 0.65 | 11.9 | 26.07 | 2.4111 | 641.9572 | 220.92 | 0.21518 | 0.34133 | 1
11604 | 08E20G10H10D07M01W02 | 4.89 | 9.21 | 0.65 | 16.69 | 31.44 | 2.4889 | 664.518 | 289.17 | 0.17768 | 0.20566 | 1
11605 | 08E20G10H10D07M01W03 | 4.89 | 9.21 | 0.65 | 11.9 | 26.65 | 2.4889 | 664.518 | 222.6 | 0.17768 | 0.32668 | 1
11606 | 08E20G10H10D07M01W04 | 4.89 | 9.21 | 0.65 | 8.69 | 23.44 | 2.4889 | 664.518 | 178.08 | 0.17768 | 0.40778 | 1
11607 | 08E20G10H10D07M02W02 | 4.67 | 8.12 | 0.65 | 16.69 | 30.13 | 2.4111 | 592.7337 | 286.65 | 0.275 | 0.23876 | 1
11608 | 08E20G10H11D05M01W02 | 4.73 | 8.58 | 0.65 | 16.69 | 30.65 | 2.3333 | 633.7533 | 287.49 | 0.23393 | 0.22562 | 1
11609 | 08E20G10H11D05M01W03 | 4.73 | 8.58 | 0.65 | 11.9 | 25.86 | 2.3333 | 633.7533 | 220.92 | 0.23393 | 0.34664 | 1
11610 | 08E20G10H11D06M01W02 | 4.15 | 7.19 | 0.65 | 16.69 | 28.68 | 1.9444 | 553.765 | 280.56 | 0.35804 | 0.27539 | 1
11611 | 08E20G10H11D06M01W03 | 4.15 | 7.19 | 0.65 | 11.9 | 23.89 | 1.9444 | 553.765 | 213.99 | 0.35804 | 0.39641 | 1
11612 | 08E20G10H11D07M01W02 | 4.89 | 8.99 | 0.65 | 16.69 | 31.22 | 2.4111 | 656.3141 | 289.17 | 0.19732 | 0.21122 | 1
11613 | 08E20G10H11D07M01W03 | 4.89 | 8.99 | 0.65 | 11.9 | 26.43 | 2.4111 | 656.3141 | 222.6 | 0.19732 | 0.33224 | 1
11614 | 08E20G10H11D07M01W04 | 4.89 | 8.99 | 0.65 | 8.69 | 23.22 | 2.4111 | 656.3141 | 178.08 | 0.19732 | 0.41334 | 1
11615 | 08E20G10H11D07M02W02 | 4.67 | 7.92 | 0.65 | 16.69 | 29.93 | 2.3333 | 586.5807 | 286.65 | 0.29286 | 0.24381 | 1
11616 | 08E20G10H12D05M01W02 | 4.11 | 7.16 | 0.65 | 16.69 | 28.61 | 1.9444 | 535.3062 | 280.98 | 0.36071 | 0.27716 | 1
11617 | 08E20G10H12D05M01W03 | 4.11 | 7.16 | 0.65 | 11.9 | 23.82 | 1.9444 | 535.3062 | 214.41 | 0.36071 | 0.39818 | 1
11618 | 08E20G10H12D07M01W02 | 4.25 | 7.5 | 0.65 | 16.69 | 29.09 | 2.0222 | 555.816 | 282.45 | 0.33036 | 0.26503 | 1
11619 | 08E20G10H12D07M01W03 | 4.25 | 7.5 | 0.65 | 11.9 | 24.3 | 2.0222 | 555.816 | 215.88 | 0.33036 | 0.38605 | 1
11620 | 08E20G10H12D07M01W04 | 4.25 | 7.5 | 0.65 | 8.69 | 21.09 | 2.0222 | 555.816 | 171.36 | 0.33036 | 0.46716 | 1
11621 | 08E20G10H12D07M02W02 | 4.06 | 6.61 | 0.65 | 16.69 | 28.01 | 1.9444 | 498.3885 | 280.14 | 0.40982 | 0.29232 | 1
11622 | 08E20G10H13D05M01W02 | 4.11 | 6.51 | 0.65 | 16.69 | 27.96 | 1.7889 | 496.3375 | 280.98 | 0.41875 | 0.29358 | 1
11623 | 08E20G10H13D05M01W03 | 4.11 | 6.51 | 0.65 | 11.9 | 23.17 | 1.7889 | 496.3375 | 214.41 | 0.41875 | 0.4146 | 2
11624 | 08E20G10H13D07M01W02 | 4.25 | 6.82 | 0.65 | 16.69 | 28.41 | 1.8667 | 514.7964 | 282.45 | 0.39107 | 0.28221 | 1
11625 | 08E20G10H13D07M01W03 | 4.25 | 6.82 | 0.65 | 11.9 | 23.62 | 1.8667 | 514.7964 | 215.88 | 0.39107 | 0.40323 | 1
11626 | 08E20G10H13D07M01W04 | 4.25 | 6.82 | 0.65 | 8.69 | 20.41 | 1.8667 | 514.7964 | 171.36 | 0.39107 | 0.48434 | 1
11627 | 08E20G10H13D07M02W02 | 4.06 | 6.01 | 0.65 | 16.69 | 27.41 | 1.8667 | 463.5218 | 280.14 | 0.46339 | 0.30748 | 1
11628 | 08E20G10H14D05M01W02 | 4.73 | 7.83 | 0.65 | 16.69 | 29.9 | 2.1778 | 588.6317 | 287.49 | 0.30089 | 0.24457 | 1
11629 | 08E20G10H14D05M01W03 | 4.73 | 7.83 | 0.65 | 11.9 | 25.11 | 2.1778 | 588.6317 | 220.92 | 0.30089 | 0.36559 | 1
11630 | 08E20G10H14D07M01W02 | 4.89 | 8.2 | 0.65 | 16.69 | 30.43 | 2.2556 | 609.1415 | 289.17 | 0.26786 | 0.23118 | 1
11631 | 08E20G10H14D07M01W03 | 4.89 | 8.2 | 0.65 | 11.9 | 25.64 | 2.2556 | 609.1415 | 222.6 | 0.26786 | 0.3522 | 1
11632 | 08E20G10H14D07M01W04 | 4.89 | 8.2 | 0.65 | 8.69 | 22.43 | 2.2556 | 609.1415 | 178.08 | 0.26786 | 0.4333 | 1
11633 | 08E20G10H14D07M02W02 | 4.67 | 7.22 | 0.65 | 16.69 | 29.23 | 2.1778 | 545.5611 | 286.65 | 0.35536 | 0.2615 | 1
11634 | 08E20G11H07D04M01W02 | 6.39 | 8.86 | 0.65 | 16.69 | 32.59 | 2.8778 | 652.2121 | 307.02 | 0.20893 | 0.1766 | 1
11635 | 08E20G11H07D05M01W02 | 5.63 | 7.29 | 0.65 | 16.69 | 30.26 | 2.4111 | 561.9689 | 297.99 | 0.34911 | 0.23547 | 1
11636 | 08E20G11H07D05M01W03 | 5.63 | 7.29 | 0.65 | 11.9 | 25.47 | 2.4111 | 561.9689 | 231.42 | 0.34911 | 0.35649 | 1
11637 | 08E20G11H07D06M01W02 | 4.95 | 6.01 | 0.65 | 16.69 | 28.3 | 2.0222 | 488.1336 | 290.01 | 0.46339 | 0.28499 | 1
11638 | 08E20G11H07D06M01W03 | 4.95 | 6.01 | 0.65 | 11.9 | 23.51 | 2.0222 | 488.1336 | 223.44 | 0.46339 | 0.40601 | 2
11639 | 08E20G11H07D07M01W02 | 5.8 | 7.65 | 0.65 | 16.69 | 30.79 | 2.5667 | 582.4788 | 300.09 | 0.31696 | 0.22208 | 1
11640 | 08E20G11H07D07M01W03 | 5.8 | 7.65 | 0.65 | 11.9 | 26 | 2.5667 | 582.4788 | 233.52 | 0.31696 | 0.3431 | 1
11641 | 08E20G11H07D07M01W04 | 5.8 | 7.65 | 0.65 | 8.69 | 22.79 | 2.5667 | 582.4788 | 189 | 0.31696 | 0.4242 | 1
11642 | 08E20G11H07D07M02W02 | 5.63 | 6.84 | 0.65 | 16.69 | 29.81 | 2.3333 | 535.3062 | 297.99 | 0.38929 | 0.24684 | 1
11643 | 08E20G11H08D05M01W02 | 4.96 | 7.29 | 0.65 | 16.69 | 29.59 | 2.4111 | 561.9689 | 289.38 | 0.34911 | 0.2524 | 1
11644 | 08E20G11H08D05M01W03 | 4.96 | 7.29 | 0.65 | 11.9 | 24.8 | 2.4111 | 561.9689 | 222.81 | 0.34911 | 0.37342 | 1
11645 | 08E20G11H08D06M01W02 | 4.36 | 6.01 | 0.65 | 16.69 | 27.71 | 2.0222 | 488.1336 | 282.45 | 0.46339 | 0.2999 | 1
11646 | 08E20G11H08D06M01W03 | 4.36 | 6.01 | 0.65 | 11.9 | 22.92 | 2.0222 | 488.1336 | 215.88 | 0.46339 | 0.42092 | 2
11647 | 08E20G11H08D07M01W02 | 5.11 | 7.65 | 0.65 | 16.69 | 30.1 | 2.5667 | 582.4788 | 291.06 | 0.31696 | 0.23951 | 1
11648 | 08E20G11H08D07M01W03 | 5.11 | 7.65 | 0.65 | 11.9 | 25.31 | 2.5667 | 582.4788 | 224.49 | 0.31696 | 0.36054 | 1
11649 | 08E20G11H08D07M01W04 | 5.11 | 7.65 | 0.65 | 8.69 | 22.1 | 2.5667 | 582.4788 | 179.97 | 0.31696 | 0.44164 | 1
11650 | 08E20G11H08D07M02W02 | 4.95 | 6.84 | 0.65 | 16.69 | 29.13 | 2.3333 | 535.3062 | 289.17 | 0.38929 | 0.26402 | 1
11651 | 08E20G11H09D05M01W02 | 4.77 | 7.29 | 0.65 | 16.69 | 29.4 | 2.4111 | 561.9689 | 286.86 | 0.34911 | 0.2572 | 1
11652 | 08E20G11H09D05M01W03 | 4.77 | 7.29 | 0.65 | 11.9 | 24.61 | 2.4111 | 561.9689 | 220.29 | 0.34911 | 0.37822 | 1
11653 | 08E20G11H09D07M01W02 | 4.92 | 7.65 | 0.65 | 16.69 | 29.91 | 2.5667 | 582.4788 | 288.75 | 0.31696 | 0.24432 | 1
11654 | 08E20G11H09D07M01W03 | 4.92 | 7.65 | 0.65 | 11.9 | 25.12 | 2.5667 | 582.4788 | 222.18 | 0.31696 | 0.36534 | 1
11655 | 08E20G11H09D07M01W04 | 4.92 | 7.65 | 0.65 | 8.69 | 21.91 | 2.5667 | 582.4788 | 177.66 | 0.31696 | 0.44644 | 1
11656 | 08E20G11H09D07M02W02 | 4.77 | 6.84 | 0.65 | 16.69 | 28.95 | 2.3333 | 535.3062 | 286.86 | 0.38929 | 0.26857 | 1
11657 | 08E20G11H10D05M01W02 | 5.63 | 6.64 | 0.65 | 16.69 | 29.61 | 2.1778 | 529.1532 | 297.99 | 0.40714 | 0.25189 | 1
11658 | 08E20G11H10D05M01W03 | 5.63 | 6.64 | 0.65 | 11.9 | 24.82 | 2.1778 | 529.1532 | 231.42 | 0.40714 | 0.37292 | 2
11659 | 08E20G11H10D07M01W02 | 5.8 | 6.97 | 0.65 | 16.69 | 30.11 | 2.2556 | 549.6631 | 300.09 | 0.37768 | 0.23926 | 1
11660 | 08E20G11H10D07M01W03 | 5.8 | 6.97 | 0.65 | 11.9 | 25.32 | 2.2556 | 549.6631 | 233.52 | 0.37768 | 0.36028 | 1
11661 | 08E20G11H10D07M01W04 | 5.8 | 6.97 | 0.65 | 8.69 | 22.11 | 2.2556 | 549.6631 | 189 | 0.37768 | 0.44138 | 1
11662 | 08E20G11H10D07M02W02 | 5.63 | 6.23 | 0.65 | 16.69 | 29.2 | 2.1 | 506.5924 | 297.99 | 0.44375 | 0.26225 | 1
11663 | 08E20G11H11D05M01W02 | 5.63 | 6.48 | 0.65 | 16.69 | 29.45 | 2.1 | 523.0003 | 297.99 | 0.42143 | 0.25594 | 1
11664 | 08E20G11H11D05M01W03 | 5.63 | 6.48 | 0.65 | 11.9 | 24.66 | 2.1 | 523.0003 | 231.42 | 0.42143 | 0.37696 | 2
11665 | 08E20G11H11D06M01W02 | 4.95 | 5.36 | 0.65 | 16.69 | 27.65 | 1.7111 | 457.3689 | 290.01 | 0.52143 | 0.30141 | 1
11666 | 08E20G11H11D06M01W03 | 4.95 | 5.36 | 0.65 | 11.9 | 22.86 | 1.7111 | 457.3689 | 223.44 | 0.52143 | 0.42244 | 2
11667 | 08E20G11H11D07M01W02 | 5.8 | 6.8 | 0.65 | 16.69 | 29.94 | 2.1778 | 543.5101 | 300.09 | 0.39286 | 0.24356 | 1
11668 | 08E20G11H11D07M01W03 | 5.8 | 6.8 | 0.65 | 11.9 | 25.15 | 2.1778 | 543.5101 | 233.52 | 0.39286 | 0.36458 | 1
11669 | 08E20G11H11D07M01W04 | 5.8 | 6.8 | 0.65 | 8.69 | 21.94 | 2.1778 | 543.5101 | 189 | 0.39286 | 0.44568 | 1
11670 | 08E20G11H11D07M02W02 | 5.63 | 6.09 | 0.65 | 16.69 | 29.06 | 2.0222 | 500.4395 | 297.99 | 0.45625 | 0.26579 | 1
11671 | 08E20G11H12D05M01W02 | 4.9 | 5.41 | 0.65 | 16.69 | 27.65 | 1.7111 | 445.063 | 290.22 | 0.51696 | 0.30141 | 1
11672 | 08E20G11H12D05M01W03 | 4.9 | 5.41 | 0.65 | 11.9 | 22.86 | 1.7111 | 445.063 | 223.65 | 0.51696 | 0.42244 | 2
11673 | 08E20G11H12D07M01W02 | 5.05 | 5.68 | 0.65 | 16.69 | 28.07 | 1.7889 | 459.4199 | 292.11 | 0.49286 | 0.2908 | 1
11674 | 08E20G11H12D07M01W03 | 5.05 | 5.68 | 0.65 | 11.9 | 23.28 | 1.7889 | 459.4199 | 225.54 | 0.49286 | 0.41182 | 2
11675 | 08E20G11H12D07M01W04 | 5.05 | 5.68 | 0.65 | 8.69 | 20.07 | 1.7889 | 459.4199 | 181.02 | 0.49286 | 0.49293 | 2
11676 | 08E20G11H12D07M02W02 | 4.89 | 5.08 | 0.65 | 16.69 | 27.31 | 1.7111 | 426.6042 | 290.22 | 0.54643 | 0.31001 | 1
11677 | 08E20G11H13D05M01W02 | 4.9 | 4.91 | 0.65 | 16.69 | 27.15 | 1.6333 | 416.3493 | 290.22 | 0.56161 | 0.31405 | 1
11678 | 08E20G11H13D05M01W03 | 4.9 | 4.91 | 0.65 | 11.9 | 22.36 | 1.6333 | 416.3493 | 223.65 | 0.56161 | 0.43507 | 2
11679 | 08E20G11H13D07M01W02 | 5.05 | 5.15 | 0.65 | 16.69 | 27.54 | 1.7111 | 430.7061 | 292.11 | 0.54018 | 0.30419 | 1
11680 | 08E20G11H13D07M01W03 | 5.05 | 5.15 | 0.65 | 11.9 | 22.75 | 1.7111 | 430.7061 | 225.54 | 0.54018 | 0.42521 | 2
11681 | 08E20G11H13D07M01W04 | 5.05 | 5.15 | 0.65 | 8.69 | 19.54 | 1.7111 | 430.7061 | 181.02 | 0.54018 | 0.50632 | 2
11682 | 08E20G11H13D07M02W02 | 4.89 | 4.61 | 0.65 | 16.69 | 26.84 | 1.5556 | 397.8904 | 290.22 | 0.58839 | 0.32188 | 1
11683 | 08E20G11H14D05M01W02 | 5.63 | 5.9 | 0.65 | 16.69 | 28.87 | 1.9444 | 490.1846 | 297.99 | 0.47321 | 0.27059 | 1
11684 | 08E20G11H14D05M01W03 | 5.63 | 5.9 | 0.65 | 11.9 | 24.08 | 1.9444 | 490.1846 | 231.42 | 0.47321 | 0.39161 | 2
11685 | 08E20G11H14D07M01W02 | 5.8 | 6.2 | 0.65 | 16.69 | 29.34 | 2.0222 | 508.6434 | 300.09 | 0.44643 | 0.25872 | 1
11686 | 08E20G11H14D07M01W03 | 5.8 | 6.2 | 0.65 | 11.9 | 24.55 | 2.0222 | 508.6434 | 233.52 | 0.44643 | 0.37974 | 2
11687 | 08E20G11H14D07M01W04 | 5.8 | 6.2 | 0.65 | 8.69 | 21.34 | 2.0222 | 508.6434 | 189 | 0.44643 | 0.46084 | 2
11688 | 08E20G11H14D07M02W02 | 5.63 | 5.54 | 0.65 | 16.69 | 28.51 | 1.8667 | 469.6748 | 297.99 | 0.50536 | 0.27969 | 1
11689 | 08E20G12H07D04M01W02 | 3.6 | 28.31 | 0.65 | 16.69 | 49.25 | 4.1222 | 1913.5658 | 274.05 | -1.5277 | -0.24432
11690 | 08E20G12H07D05M01W02 | 3.14 | 23.2 | 0.65 | 16.69 | 43.68 | 3.5 | 1599.7656 | 268.59 | -1.0714 | -0.10359
11691 | 08E20G12H07D05M01W03 | 3.14 | 23.2 | 0.65 | 11.9 | 38.89 | 3.5 | 1599.7656 | 202.02 | -1.0714 | 0.017433
11692 | 08E20G12H07D06M01W02 | 2.75 | 20.25 | 0.65 | 16.69 | 40.34 | 3.1111 | 1419.2792 | 263.97 | -0.80804 | -0.019202
11693 | 08E20G12H07D06M01W03 | 2.75 | 20.25 | 0.65 | 11.9 | 35.55 | 3.1111 | 1419.2792 | 197.4 | -0.80804 | 0.10182
11694 | 08E20G12H07D07M01W02 | 3.24 | 24.05 | 0.65 | 16.69 | 44.63 | 3.6556 | 1653.0911 | 269.64 | -1.1473 | -0.12759
11695 | 08E20G12H07D07M01W03 | 3.24 | 24.05 | 0.65 | 11.9 | 39.84 | 3.6556 | 1653.0911 | 203.07 | -1.1473 | -0.006569
11696 | 08E20G12H07D07M01W04 | 3.24 | 24.05 | 0.65 | 8.69 | 36.63 | 3.6556 | 1653.0911 | 158.55 | -1.1473 | 0.074533
11697 | 08E20G12H07D07M02W02 | 2.92 | 21.93 | 0.65 | 16.69 | 42.19 | 3.6556 | 1482.8597 | 266.07 | -0.95804 | -0.065942
11698 | 08E20G12H08D05M01W02 | 2.76 | 23.2 | 0.65 | 16.69 | 43.3 | 3.5 | 1599.7656 | 263.76 | -1.0714 | -0.093987
11699 | 08E20G12H08D05M01W03 | 2.76 | 23.2 | 0.65 | 11.9 | 38.51 | 3.5 | 1599.7656 | 197.19 | -1.0714 | 0.027034
11700 | 08E20G12H08D06M01W02 | 2.42 | 20.25 | 0.65 | 16.69 | 40.01 | 3.1111 | 1419.2792 | 259.77 | -0.80804 | -0.010864
11701 | 08E20G12H08D06M01W03 | 2.42 | 20.25 | 0.65 | 11.9 | 35.22 | 3.1111 | 1419.2792 | 193.2 | -0.80804 | 0.11016
11702 | 08E20G12H08D07M01W02 | 2.85 | 24.05 | 0.65 | 16.69 | 44.24 | 3.6556 | 1653.0911 | 264.81 | -1.1473 | -0.11774
11703 | 08E20G12H08D07M01W03 | 2.85 | 24.05 | 0.65 | 11.9 | 39.45 | 3.6556 | 1653.0911 | 198.24 | -1.1473 | 0.0032845
11704 | 08E20G12H08D07M01W04 | 2.85 | 24.05 | 0.65 | 8.69 | 36.24 | 3.6556 | 1653.0911 | 153.72 | -1.1473 | 0.084386
11705 | 08E20G12H08D07M02W02 | 2.57 | 21.93 | 0.65 | 16.69 | 41.84 | 3.6556 | 1482.8597 | 261.45 | -0.95804 | -0.0571
11706 | 08E20G12H09D05M01W02 | 2.66 | 23.2 | 0.65 | 16.69 | 43.2 | 3.5 | 1599.7656 | 262.29 | -1.0714 | -0.09146
11707 | 08E20G12H09D05M01W03 | 2.66 | 23.2 | 0.65 | 11.9 | 38.41 | 3.5 | 1599.7656 | 195.72 | -1.0714 | 0.02956
11708 | 08E20G12H09D07M01W02 | 2.74 | 24.05 | 0.65 | 16.69 | 44.13 | 3.6556 | 1653.0911 | 263.34 | -1.1473 | -0.11496
11709 | 08E20G12H09D07M01W03 | 2.74 | 24.05 | 0.65 | 11.9 | 39.34 | 3.6556 | 1653.0911 | 196.77 | -1.1473 | 0.0060637
11710 | 08E20G12H09D07M01W04 | 2.74 | 24.05 | 0.65 | 8.69 | 36.13 | 3.6556 | 1653.0911 | 152.25 | -1.1473 | 0.087165
11711 | 08E20G12H09D07M02W02 | 2.47 | 21.93 | 0.65 | 16.69 | 41.74 | 3.6556 | 1482.8597 | 260.19 | -0.95804 | -0.054573
11712 | 08E20G12H10D05M01W02 | 3.14 | 21.11 | 0.65 | 16.69 | 41.59 | 3.1111 | 1480.8087 | 268.59 | -0.88482 | -0.050783
11713 | 08E20G12H10D05M01W03 | 3.14 | 21.11 | 0.65 | 11.9 | 36.8 | 3.1111 | 1480.8087 | 202.02 | -0.88482 | 0.070237
11714 | 08E20G12H10D07M01W02 | 3.24 | 21.87 | 0.65 | 16.69 | 42.45 | 3.2667 | 1530.0322 | 269.64 | -0.95268 | -0.072511
11715 | 08E20G12H10D07M01W03 | 3.24 | 21.87 | 0.65 | 11.9 | 37.66 | 3.2667 | 1530.0322 | 203.07 | -0.95268 | 0.048509
11716 | 08E20G12H10D07M01W04 | 3.24 | 21.87 | 0.65 | 8.69 | 34.45 | 3.2667 | 1530.0322 | 158.55 | -0.95268 | 0.12961
11717 | 08E20G12H10D07M02W02 | 2.92 | 19.94 | 0.65 | 16.69 | 40.2 | 3.2667 | 1372.1067 | 266.07 | -0.78036 | -0.015664
11718 | 08E20G12H11D05M01W02 | 3.14 | 20.61 | 0.65 | 16.69 | 41.09 | 3.0333 | 1460.2989 | 268.59 | -0.84018 | -0.038151
11719 | 08E20G12H11D05M01W03 | 3.14 | 20.61 | 0.65 | 11.9 | 36.3 | 3.0333 | 1460.2989 | 202.02 | -0.84018 | 0.08287
11720 | 08E20G12H11D06M01W02 | 2.75 | 18 | 0.65 | 16.69 | 38.09 | 2.6444 | 1298.2713 | 263.97 | -0.60714 | 0.037645
11721 | 08E20G12H11D06M01W03 | 2.75 | 18 | 0.65 | 11.9 | 33.3 | 2.6444 | 1298.2713 | 197.4 | -0.60714 | 0.15867
11722 | 08E20G12H11D07M01W02 | 3.24 | 21.35 | 0.65 | 16.69 | 41.93 | 3.1111 | 1507.4714 | 269.64 | -0.90625 | -0.059373
11723 | 08E20G12H11D07M01W03 | 3.24 | 21.35 | 0.65 | 11.9 | 37.14 | 3.1111 | 1507.4714 | 203.07 | -0.90625 | 0.061647
11724 | 08E20G12H11D07M01W04 | 3.24 | 21.35 | 0.65 | 8.69 | 33.93 | 3.1111 | 1507.4714 | 158.55 | -0.90625 | 0.14275
11725 | 08E20G12H11D07M02W02 | 2.92 | 19.46 | 0.65 | 16.69 | 39.72 | 3.1111 | 1353.6478 | 266.07 | -0.7375 | -0.0035371
11726 | 08E20G12H12D05M01W02 | 2.72 | 17.19 | 0.65 | 16.69 | 37.25 | 2.4889 | 1230.5889 | 264.18 | -0.53482 | 0.058868
11727 | 08E20G12H12D05M01W03 | 2.72 | 17.19 | 0.65 | 11.9 | 32.46 | 2.4889 | 1230.5889 | 197.61 | -0.53482 | 0.17989
11728 | 08E20G12H12D07M01W02 | 2.81 | 17.81 | 0.65 | 16.69 | 37.96 | 2.5667 | 1267.5066 | 265.23 | -0.59018 | 0.04093
11729 | 08E20G12H12D07M01W03 | 2.81 | 17.81 | 0.65 | 11.9 | 33.17 | 2.5667 | 1267.5066 | 198.66 | -0.59018 | 0.16195
11730 | 08E20G12H12D07M01W04 | 2.81 | 17.81 | 0.65 | 8.69 | 29.96 | 2.5667 | 1267.5066 | 154.14 | -0.59018 | 0.24305
11731 | 08E20G12H12D07M02W02 | 2.53 | 16.23 | 0.65 | 16.69 | 36.1 | 2.5667 | 1142.3967 | 261.87 | -0.44911 | 0.087923
11732 | 08E20G12H13D05M01W02 | 2.72 | 15.62 | 0.65 | 16.69 | 35.68 | 2.3333 | 1115.734 | 264.18 | -0.39464 | 0.098535
11733 | 08E20G12H13D05M01W03 | 2.72 | 15.62 | 0.65 | 11.9 | 30.89 | 2.3333 | 1115.734 | 197.61 | -0.39464 | 0.21956
11734 | 08E20G12H13D07M01W02 | 2.81 | 16.19 | 0.65 | 16.69 | 36.34 | 2.4111 | 1150.6006 | 265.23 | -0.44554 | 0.08186
11735 | 08E20G12H13D07M01W03 | 2.81 | 16.19 | 0.65 | 11.9 | 31.55 | 2.4111 | 1150.6006 | 198.66 | -0.44554 | 0.20288
11736 | 08E20G12H13D07M01W04 | 2.81 | 16.19 | 0.65 | 8.69 | 28.34 | 2.4111 | 1150.6006 | 154.14 | -0.44554 | 0.28398
11737 | 08E20G12H13D07M02W02 | 2.53 | 14.76 | 0.65 | 16.69 | 34.63 | 2.4111 | 1037.7967 | 261.87 | -0.31786 | 0.12506
11738 | 08E20G12H14D05M01W02 | 3.14 | 18.78 | 0.65 | 16.69 | 39.26 | 2.8 | 1326.9851 | 268.59 | -0.67679 | 0.0080849
11739 | 08E20G12H14D05M01W03 | 3.14 | 18.78 | 0.65 | 11.9 | 34.47 | 2.8 | 1326.9851 | 202.02 | -0.67679 | 0.12911
11740 | 08E20G12H14D07M01W02 | 3.24 | 19.47 | 0.65 | 16.69 | 40.05 | 2.8778 | 1370.0557 | 269.64 | -0.73839 | -0.011875
11741 | 08E20G12H14D07M01W03 | 3.24 | 19.47 | 0.65 | 11.9 | 35.26 | 2.8778 | 1370.0557 | 203.07 | -0.73839 | 0.10915
11742 | 08E20G12H14D07M01W04 | 3.24 | 19.47 | 0.65 | 8.69 | 32.05 | 2.8778 | 1370.0557 | 158.55 | -0.73839 | 0.19025
11743 | 08E20G12H14D07M02W02 | 2.92 | 17.75 | 0.65 | 16.69 | 38.01 | 2.8778 | 1230.5889 | 266.07 | -0.58482 | 0.039666
11744 | 08E21G10H07D04M01W02 | 4.54 | 10.79 | 0.65 | 16.69 | 32.67 | 3.1111 | 728.0984 | 285.18 | 0.036607 | 0.17458 | 1
11745 | 08E21G10H07D05M01W02 | 3.97 | 8.83 | 0.65 | 16.69 | 30.14 | 2.6444 | 621.4474 | 278.46 | 0.21161 | 0.2385 | 1
11746 | 08E21G10H07D05M01W03 | 3.97 | 8.83 | 0.65 | 11.9 | 25.35 | 2.6444 | 621.4474 | 211.89 | 0.21161 | 0.35953 | 1
11747 | 08E21G10H07D06M01W02 | 3.45 | 7.35 | 0.65 | 16.69 | 28.14 | 2.1778 | 539.4081 | 272.16 | 0.34375 | 0.28903 | 1
11748 | 08E21G10H07D06M01W03 | 3.45 | 7.35 | 0.65 | 11.9 | 23.35 | 2.1778 | 539.4081 | 205.59 | 0.34375 | 0.41006 | 1
11749 | 08E21G10H07D07M01W02 | 4.11 | 9.25 | 0.65 | 16.69 | 30.7 | 2.7222 | 646.0592 | 279.93 | 0.17411 | 0.22436 | 1
11750 | 08E21G10H07D07M01W03 | 4.11 | 9.25 | 0.65 | 11.9 | 25.91 | 2.7222 | 646.0592 | 213.36 | 0.17411 | 0.34538 | 1
11751 | 08E21G10H07D07M01W04 | 4.11 | 9.25 | 0.65 | 8.69 | 22.7 | 2.7222 | 646.0592 | 168.84 | 0.17411 | 0.42648 | 1
11752 | 08E21G10H07D07M02W02 | 3.92 | 8.17 | 0.65 | 16.69 | 29.43 | 2.6444 | 580.4278 | 277.83 | 0.27054 | 0.25644 | 1
11753 | 08E21G10H08D05M01W02 | 3.5 | 8.83 | 0.65 | 16.69 | 29.67 | 2.6444 | 621.4474 | 272.37 | 0.21161 | 0.25038 | 1
11754 | 08E21G10H08D05M01W03 | 3.5 | 8.83 | 0.65 | 11.9 | 24.88 | 2.6444 | 621.4474 | 205.8 | 0.21161 | 0.3714 | 1
11755 | 08E21G10H08D06M01W02 | 3.04 | 7.35 | 0.65 | 16.69 | 27.73 | 2.1778 | 539.4081 | 266.91 | 0.34375 | 0.29939 | 1
11756 | 08E21G10H08D06M01W03 | 3.04 | 7.35 | 0.65 | 11.9 | 22.94 | 2.1778 | 539.4081 | 200.34 | 0.34375 | 0.42041 | 1
11757 | 08E21G10H08D07M01W02 | 3.62 | 9.25 | 0.65 | 16.69 | 30.21 | 2.7222 | 646.0592 | 273.63 | 0.17411 | 0.23674 | 1
11758 | 08E21G10H08D07M01W03 | 3.62 | 9.25 | 0.65 | 11.9 | 25.42 | 2.7222 | 646.0592 | 207.06 | 0.17411 | 0.35776 | 1
11759 | 08E21G10H08D07M01W04 | 3.62 | 9.25 | 0.65 | 8.69 | 22.21 | 2.7222 | 646.0592 | 162.54 | 0.17411 | 0.43886 | 1
11760 | 08E21G10H08D07M02W02 | 3.46 | 8.17 | 0.65 | 16.69 | 28.97 | 2.6444 | 580.4278 | 271.74 | 0.27054 | 0.26806 | 1
11761 | 08E21G10H09D05M01W02 | 3.37 | 8.83 | 0.65 | 16.69 | 29.54 | 2.6444 | 621.4474 | 270.69 | 0.21161 | 0.25366 | 1
11762 | 08E21G10H09D05M01W03 | 3.37 | 8.83 | 0.65 | 11.9 | 24.75 | 2.6444 | 621.4474 | 204.12 | 0.21161 | 0.37468 | 1
11763 | 08E21G10H09D07M01W02 | 3.48 | 9.25 | 0.65 | 16.69 | 30.07 | 2.7222 | 646.0592 | 271.95 | 0.17411 | 0.24027 | 1
11764 | 08E21G10H09D07M01W03 | 3.48 | 9.25 | 0.65 | 11.9 | 25.28 | 2.7222 | 646.0592 | 205.38 | 0.17411 | 0.36129 | 1
11765 | 08E21G10H09D07M01W04 | 3.48 | 9.25 | 0.65 | 8.69 | 22.07 | 2.7222 | 646.0592 | 160.86 | 0.17411 | 0.4424 | 1
11766 | 08E21G10H09D07M02W02 | 3.33 | 8.17 | 0.65 | 16.69 | 28.84 | 2.6444 | 580.4278 | 270.06 | 0.27054 | 0.27135 | 1
11767 | 08E21G10H10D05M01W02 | 3.97 | 8.03 | 0.65 | 16.69 | 29.34 | 2.3333 | 582.4788 | 278.46 | 0.28304 | 0.25872 | 1
11768 | 08E21G10H10D05M01W03 | 3.97 | 8.03 | 0.65 | 11.9 | 24.55 | 2.3333 | 582.4788 | 211.89 | 0.28304 | 0.37974 | 1
11769 | 08E21G10H10D07M01W02 | 4.11 | 8.41 | 0.65 | 16.69 | 29.86 | 2.4111 | 605.0396 | 279.93 | 0.24911 | 0.24558 | 1
11770 | 08E21G10H10D07M01W03 | 4.11 | 8.41 | 0.65 | 11.9 | 25.07 | 2.4111 | 605.0396 | 213.36 | 0.24911 | 0.3666 | 1
11771 | 08E21G10H10D07M01W04 | 4.11 | 8.41 | 0.65 | 8.69 | 21.86 | 2.4111 | 605.0396 | 168.84 | 0.24911 | 0.4477 | 1
11772 | 08E21G10H10D07M02W02 | 3.92 | 7.44 | 0.65 | 16.69 | 28.7 | 2.3333 | 545.5611 | 277.83 | 0.33571 | 0.27489 | 1
11773 | 08E21G10H11D05M01W02 | 3.97 | 7.84 | 0.65 | 16.69 | 29.15 | 2.2556 | 576.3258 | 278.46 | 0.3 | 0.26352 | 1
11774 | 08E21G10H11D05M01W03 | 3.97 | 7.84 | 0.65 | 11.9 | 24.36 | 2.2556 | 576.3258 | 211.89 | 0.3 | 0.38454 | 1
11775 | 08E21G10H11D06M01W02 | 3.45 | 6.53 | 0.65 | 16.69 | 27.32 | 1.8667 | 502.4905 | 272.16 | 0.41696 | 0.30975 | 1
11776 | 08E21G10H11D06M01W03 | 3.45 | 6.53 | 0.65 | 11.9 | 22.53 | 1.8667 | 502.4905 | 205.59 | 0.41696 | 0.43077 | 2
11777 | 08E21G10H11D07M01W02 | 4.11 | 8.21 | 0.65 | 16.69 | 29.66 | 2.3333 | 596.8356 | 279.93 | 0.26696 | 0.25063 | 1
11778 | 08E21G10H11D07M01W03 | 4.11 | 8.21 | 0.65 | 11.9 | 24.87 | 2.3333 | 596.8356 | 213.36 | 0.26696 | 0.37165 | 1
11779 | 08E21G10H11D07M01W04 | 4.11 | 8.21 | 0.65 | 8.69 | 21.66 | 2.3333 | 596.8356 | 168.84 | 0.26696 | 0.45275 | 1
11780 | 08E21G10H11D07M02W02 | 3.92 | 7.26 | 0.65 | 16.69 | 28.52 | 2.2556 | 539.4081 | 277.83 | 0.35179 | 0.27943 | 1
11781 | 08E21G10H12D05M01W02 | 3.45 | 6.54 | 0.65 | 16.69 | 27.33 | 1.8667 | 490.1846 | 272.79 | 0.41607 | 0.3095 | 1
11782 | 08E21G10H12D05M01W03 | 3.45 | 6.54 | 0.65 | 11.9 | 22.54 | 1.8667 | 490.1846 | 206.22 | 0.41607 | 0.43052 | 2
11783 | 08E21G10H12D07M01W02 | 3.57 | 6.85 | 0.65 | 16.69 | 27.76 | 1.9444 | 508.6434 | 274.26 | 0.38839 | 0.29864 | 1
11784 | 08E21G10H12D07M01W03 | 3.57 | 6.85 | 0.65 | 11.9 | 22.97 | 1.9444 | 508.6434 | 207.69 | 0.38839 | 0.41966 | 1
11785 | 08E21G10H12D07M01W04 | 3.57 | 6.85 | 0.65 | 8.69 | 19.76 | 1.9444 | 508.6434 | 163.17 | 0.38839 | 0.50076 | 1
11786 | 08E21G10H12D07M02W02 | 3.41 | 6.06 | 0.65 | 16.69 | 26.81 | 1.8667 | 459.4199 | 272.37 | 0.45893 | 0.32264 | 1
11787 | 08E21G10H13D05M01W02 | 3.45 | 5.95 | 0.65 | 16.69 | 26.74 | 1.7889 | 455.3179 | 272.79 | 0.46875 | 0.32441 | 1
11788 | 08E21G10H13D05M01W03 | 3.45 | 5.95 | 0.65 | 11.9 | 21.95 | 1.7889 | 455.3179 | 206.22 | 0.46875 | 0.44543 | 2
11789 | 08E21G10H13D07M01W02 | 3.57 | 6.23 | 0.65 | 16.69 | 27.14 | 1.7889 | 471.7258 | 274.26 | 0.44375 | 0.3143 | 1
11790 | 08E21G10H13D07M01W03 | 3.57 | 6.23 | 0.65 | 11.9 | 22.35 | 1.7889 | 471.7258 | 207.69 | 0.44375 | 0.43532 | 2
11791 | 08E21G10H13D07M01W04 | 3.57 | 6.23 | 0.65 | 8.69 | 19.14 | 1.7889 | 471.7258 | 163.17 | 0.44375 | 0.51642 | 2
11792 | 08E21G10H13D07M02W02 | 3.41 | 5.51 | 0.65 | 16.69 | 26.26 | 1.7889 | 426.6042 | 272.37 | 0.50804 | 0.33653 | 1
11793 | 08E21G10H14D05M01W02 | 3.97 | 7.15 | 0.65 | 16.69 | 28.46 | 2.1 | 535.3062 | 278.46 | 0.36161 | 0.28095 | 1
11794 | 08E21G10H14D05M01W03 | 3.97 | 7.15 | 0.65 | 11.9 | 23.67 | 2.1 | 535.3062 | 211.89 | 0.36161 | 0.40197 | 1
11795 | 08E21G10H14D07M01W02 | 4.11 | 7.49 | 0.65 | 16.69 | 28.94 | 2.1778 | 553.765 | 279.93 | 0.33125 | 0.26882 | 1
11796 | 08E21G10H14D07M01W03 | 4.11 | 7.49 | 0.65 | 11.9 | 24.15 | 2.1778 | 553.765 | 213.36 | 0.33125 | 0.38984 | 1
11797 | 08E21G10H14D07M01W04 | 4.11 | 7.49 | 0.65 | 8.69 | 20.94 | 2.1778 | 553.765 | 168.84 | 0.33125 | 0.47094 | 1
11798 | 08E21G10H14D07M02W02 | 3.92 | 6.62 | 0.65 | 16.69 | 27.88 | 2.1 | 502.4905 | 277.83 | 0.40893 | 0.2956 | 1
11799 | 08E21G11H07D04M01W02 | 5.51 | 8.11 | 0.65 | 16.69 | 30.96 | 2.8 | 596.8356 | 296.52 | 0.27589 | 0.21779 | 1
11800 | 08E21G11H07D05M01W02 | 4.83 | 6.62 | 0.65 | 16.69 | 28.79 | 2.2556 | 514.7964 | 288.54 | 0.40893 | 0.27261 | 1
11801 | 08E21G11H07D05M01W03 | 4.83 | 6.62 | 0.65 | 11.9 | 24 | 2.2556 | 514.7964 | 221.97 | 0.40893 | 0.39363 | 2
11802 | 08E21G11H07D06M01W02 | 4.21 | 5.41 | 0.65 | 16.69 | 26.96 | 1.8667 | 447.114 | 281.19 | 0.51696 | 0.31885 | 1
11803 | 08E21G11H07D06M01W03 | 4.21 | 5.41 | 0.65 | 11.9 | 22.17 | 1.8667 | 447.114 | 214.62 | 0.51696 | 0.43987 | 2
11804 | 08E21G11H07D07M01W02 | 5 | 6.97 | 0.65 | 16.69 | 29.31 | 2.4111 | 533.2552 | 290.43 | 0.37768 | 0.25947 | 1
11805 | 08E21G11H07D07M01W03 | 5 | 6.97 | 0.65 | 11.9 | 24.52 | 2.4111 | 533.2552 | 223.86 | 0.37768 | 0.3805 | 1
11806 | 08E21G11H07D07M01W04 | 5 | 6.97 | 0.65 | 8.69 | 21.31 | 2.4111 | 533.2552 | 179.34 | 0.37768 | 0.4616 | 1
11807 | 08E21G11H07D07M02W02 | 4.84 | 6.12 | 0.65 | 16.69 | 28.3 | 2.1778 | 486.0826 | 288.54 | 0.45357 | 0.28499 | 1
11808 | 08E21G11H08D05M01W02 | 4.26 | 6.62 | 0.65 | 16.69 | 28.22 | 2.2556 | 514.7964 | 281.19 | 0.40893 | 0.28701 | 1
11809 | 08E21G11H08D05M01W03 | 4.26 | 6.62 | 0.65 | 11.9 | 23.43 | 2.2556 | 514.7964 | 214.62 | 0.40893 | 0.40803 | 2
11810 | 08E21G11H08D06M01W02 | 3.71 | 5.41 | 0.65 | 16.69 | 26.46 | 1.8667 | 447.114 | 274.68 | 0.51696 | 0.33148 | 1
11811 | 08E21G11H08D06M01W03 | 3.71 | 5.41 | 0.65 | 11.9 | 21.67 | 1.8667 | 447.114 | 208.11 | 0.51696 | 0.4525 | 2
11812 | 08E21G11H08D07M01W02 | 4.41 | 6.97 | 0.65 | 16.69 | 28.72 | 2.4111 | 533.2552 | 282.87 | 0.37768 | 0.27438 | 1
11813 | 08E21G11H08D07M01W03 | 4.41 | 6.97 | 0.65 | 11.9 | 23.93 | 2.4111 | 533.2552 | 216.3 | 0.37768 | 0.3954 | 1
11814 | 08E21G11H08D07M01W04 | 4.41 | 6.97 | 0.65 | 8.69 | 20.72 | 2.4111 | 533.2552 | 171.78 | 0.37768 | 0.4765 | 1
11815 | 08E21G11H08D07M02W02 | 4.26 | 6.12 | 0.65 | 16.69 | 27.72 | 2.1778 | 486.0826 | 281.19 | 0.45357 | 0.29965 | 1
11816 | 08E21G11H09D05M01W02 | 4.1 | 6.62 | 0.65 | 16.69 | 28.06 | 2.2556 | 514.7964 | 279.09 | 0.40893 | 0.29106 | 1
11817 | 08E21G11H09D05M01W03 | 4.1 | 6.62 | 0.65 | 11.9 | 23.27 | 2.2556 | 514.7964 | 212.52 | 0.40893 | 0.41208 | 2
11818 | 08E21G11H09D07M01W02 | 4.24 | 6.97 | 0.65 | 16.69 | 28.55 | 2.4111 | 533.2552 | 280.77 | 0.37768 | 0.27868 | 1
11819 | 08E21G11H09D07M01W03 | 4.24 | 6.97 | 0.65 | 11.9 | 23.76 | 2.4111 | 533.2552 | 214.2 | 0.37768 | 0.3997 | 1
11820 | 08E21G11H09D07M01W04 | 4.24 | 6.97 | 0.65 | 8.69 | 20.55 | 2.4111 | 533.2552 | 169.68 | 0.37768 | 0.4808 | 1
11821 | 08E21G11H09D07M02W02 | 4.1 | 6.12 | 0.65 | 16.69 | 27.56 | 2.1778 | 486.0826 | 279.09 | 0.45357 | 0.30369 | 1
11822 | 08E21G11H10D05M01W02 | 4.83 | 6.03 | 0.65 | 16.69 | 28.2 | 2.0222 | 486.0826 | 288.54 | 0.46161 | 0.28752 | 1
11823 | 08E21G11H10D05M01W03 | 4.83 | 6.03 | 0.65 | 11.9 | 23.41 | 2.0222 | 486.0826 | 221.97 | 0.46161 | 0.40854 | 2
11824 | 08E21G11H10D07M01W02 | 5 | 6.34 | 0.65 | 16.69 | 28.68 | 2.1 | 502.4905 | 290.43 | 0.43393 | 0.27539 | 1
11825 | 08E21G11H10D07M01W03 | 5 | 6.34 | 0.65 | 11.9 | 23.89 | 2.1 | 502.4905 | 223.86 | 0.43393 | 0.39641 | 2
11826 | 08E21G11H10D07M01W04 | 5 | 6.34 | 0.65 | 8.69 | 20.68 | 2.1 | 502.4905 | 179.34 | 0.43393 | 0.47751 | 2
11827 | 08E21G11H10D07M02W02 | 4.84 | 5.57 | 0.65 | 16.69 | 27.75 | 1.9444 | 459.4199 | 288.54 | 0.50268 | 0.29889 | 1
11828 | 08E21G11H11D05M01W02 | 4.83 | 5.89 | 0.65 | 16.69 | 28.06 | 1.9444 | 481.9807 | 288.54 | 0.47411 | 0.29106 | 1
11829 | 08E21G11H11D05M01W03 | 4.83 | 5.89 | 0.65 | 11.9 | 23.27 | 1.9444 | 481.9807 | 221.97 | 0.47411 | 0.41208 | 2
11830 | 08E21G11H11D06M01W02 | 4.21 | 4.82 | 0.65 | 16.69 | 26.37 | 1.6333 | 418.4002 | 281.19 | 0.56964 | 0.33375 | 1
11831 | 08E21G11H11D06M01W03 | 4.21 | 4.82 | 0.65 | 11.9 | 21.58 | 1.6333 | 418.4002 | 214.62 | 0.56964 | 0.45478 | 2
11832 | 08E21G11H11D07M01W02 | 5 | 6.2 | 0.65 | 16.69 | 28.54 | 2.0222 | 498.3885 | 290.43 | 0.44643 | 0.27893 | 1
11833 | 08E21G11H11D07M01W03 | 5 | 6.2 | 0.65 | 11.9 | 23.75 | 2.0222 | 498.3885 | 223.86 | 0.44643 | 0.39995 | 2
11834 | 08E21G11H11D07M01W04 | 5 | 6.2 | 0.65 | 8.69 | 20.54 | 2.0222 | 498.3885 | 179.34 | 0.44643 | 0.48105 | 2
11835 | 08E21G11H11D07M02W02 | 4.84 | 5.45 | 0.65 | 16.69 | 27.63 | 1.8667 | 455.3179 | 288.54 | 0.51339 | 0.30192 | 1
11836 | 08E21G11H12D05M01W02 | 4.2 | 4.91 | 0.65 | 16.69 | 26.45 | 1.6333 | 410.1963 | 281.82 | 0.56161 | 0.33173 | 1
11837 | 08E21G11H12D05M01W03 | 4.2 | 4.91 | 0.65 | 11.9 | 21.66 | 1.6333 | 410.1963 | 215.25 | 0.56161 | 0.45275 | 2
11838 | 08E21G11H12D07M01W02 | 4.35 | 5.17 | 0.65 | 16.69 | 26.86 | 1.7111 | 422.5022 | 283.71 | 0.53839 | 0.32137 | 1
11839 | 08E21G11H12D07M01W03 | 4.35 | 5.17 | 0.65 | 11.9 | 22.07 | 1.7111 | 422.5022 | 217.14 | 0.53839 | 0.4424 | 2
11840 | 08E21G11H12D07M01W04 | 4.35 | 5.17 | 0.65 | 8.69 | 18.86 | 1.7111 | 422.5022 | 172.62 | 0.53839 | 0.5235 | 2
11841 | 08E21G11H12D07M02W02 | 4.2 | 4.54 | 0.65 | 16.69 | 26.08 | 1.5556 | 389.6865 | 281.82 | 0.59464 | 0.34108 | 1
11842 | 08E21G11H13D05M01W02 | 4.2 | 4.46 | 0.65 | 16.69 | 26 | 1.5556 | 383.5335 | 281.82 | 0.60179 | 0.3431 | 1
11843 | 08E21G11H13D05M01W03 | 4.2 | 4.46 | 0.65 | 11.9 | 21.21 | 1.5556 | 383.5335 | 215.25 | 0.60179 | 0.46412 | 2
11844 | 08E21G11H13D07M01W02 | 4.35 | 4.69 | 0.65 | 16.69 | 26.38 | 1.6333 | 395.8394 | 283.71 | 0.58125 | 0.3335 | 1
11845 | 08E21G11H13D07M01W03 | 4.35 | 4.69 | 0.65 | 11.9 | 21.59 | 1.6333 | 395.8394 | 217.14 | 0.58125 | 0.45452 | 2
11846 | 08E21G11H13D07M01W04 | 4.35 | 4.69 | 0.65 | 8.69 | 18.38 | 1.6333 | 395.8394 | 172.62 | 0.58125 | 0.53562 | 2
11847 | 08E21G11H13D07M02W02 | 4.2 | 4.12 | 0.65 | 16.69 | 25.66 | 1.4778 | 365.0747 | 281.82 | 0.63214 | 0.35169 | 2
11848 | 08E21G11H14D05M01W02 | 4.83 | 5.36 | 0.65 | 16.69 | 27.53 | 1.8667 | 451.2159 | 288.54 | 0.52143 | 0.30445 | 1
11849 | 08E21G11H14D05M01W03 | 4.83 | 5.36 | 0.65 | 11.9 | 22.74 | 1.8667 | 451.2159 | 221.97 | 0.52143 | 0.42547 | 2
11850 | 08E21G11H14D07M01W02 | 5 | 5.64 | 0.65 | 16.69 | 27.98 | 1.9444 | 465.5728 | 290.43 | 0.49643 | 0.29308 | 1
11851 | 08E21G11H14D07M01W03 | 5 | 5.64 | 0.65 | 11.9 | 23.19 | 1.9444 | 465.5728 | 223.86 | 0.49643 | 0.4141 | 2
11852 | 08E21G11H14D07M01W04 | 5 | 5.64 | 0.65 | 8.69 | 19.98 | 1.9444 | 465.5728 | 179.34 | 0.49643 | 0.4952 | 2
11853 | 08E21G11H14D07M02W02 | 4.84 | 4.95 | 0.65 | 16.69 | 27.13 | 1.7889 | 426.6042 | 288.54 | 0.55804 | 0.31455 | 1
11854 | 08E21G12H07D04M01W02 | 2.92 | 27.2 | 0.65 | 16.69 | 47.46 | 4.0444 | 1833.5775 | 265.86 | -1.4286 | -0.19909
11855 | 08E21G12H07D05M01W02 | 2.53 | 22.24 | 0.65 | 16.69 | 42.11 | 3.4222 | 1530.0322 | 261.45 | -0.98571 | -0.063921
11856 | 08E21G12H07D05M01W03 | 2.53 | 22.24 | 0.65 | 11.9 | 37.32 | 3.4222 | 1530.0322 | 194.88 | -0.98571 | 0.0571
11857 | 08E21G12H07D06M01W02 | 2.2 | 19.34 | 0.65 | 16.69 | 38.88 | 3.0333 | 1353.6478 | 257.46 | -0.72679 | 0.017686
11858 | 08E21G12H07D06M01W03 | 2.2 | 19.34 | 0.65 | 11.9 | 34.09 | 3.0333 | 1353.6478 | 190.89 | -0.72679 | 0.13871
11859 | 08E21G12H07D07M01W02 | 2.61 | 23.06 | 0.65 | 16.69 | 43.01 | 3.5778 | 1579.2558 | 262.29 | -1.0589 | -0.08666
11860 | 08E21G12H07D07M01W03 | 2.61 | 23.06 | 0.65 | 11.9 | 38.22 | 3.5778 | 1579.2558 | 195.72 | -1.0589 | 0.034361
11861 | 08E21G12H07D07M01W04 | 2.61 | 23.06 | 0.65 | 8.69 | 35.01 | 3.5778 | 1579.2558 | 151.2 | -1.0589 | 0.11546
11862 | 08E21G12H07D07M02W02 | 2.35 | 21.06 | 0.65 | 16.69 | 40.75 | 3.5778 | 1417.2282 | 259.35 | -0.88036 | -0.02956
11863 | 08E21G12H08D05M01W02 | 2.23 | 22.24 | 0.65 | 16.69 | 41.81 | 3.4222 | 1530.0322 | 257.46 | -0.98571 | -0.056342
11864 | 08E21G12H08D05M01W03 | 2.23 | 22.24 | 0.65 | 11.9 | 37.02 | 3.4222 | 1530.0322 | 190.89 | -0.98571 | 0.064679
11865 | 08E21G12H08D06M01W02 | 1.94 | 19.34 | 0.65 | 16.69 | 38.62 | 3.0333 | 1353.6478 | 254.1 | -0.72679 | 0.024255
11866 | 08E21G12H08D06M01W03 | 1.94 | 19.34 | 0.65 | 11.9 | 33.83 | 3.0333 | 1353.6478 | 187.53 | -0.72679 | 0.14528
11867 | 08E21G12H08D07M01W02 | 2.3 | 23.06 | 0.65 | 16.69 | 42.7 | 3.5778 | 1579.2558 | 258.3 | -1.0589 | -0.078828
11868 | 08E21G12H08D07M01W03 | 2.3 | 23.06 | 0.65 | 11.9 | 37.91 | 3.5778 | 1579.2558 | 191.73 | -1.0589 | 0.042193
11869 | 08E21G12H08D07M01W04 | 2.3 | 23.06 | 0.65 | 8.69 | 34.7 | 3.5778 | 1579.2558 | 147.21 | -1.0589 | 0.12329
11870 | 08E21G12H08D07M02W02 | 2.07 | 21.06 | 0.65 | 16.69 | 40.47 | 3.5778 | 1417.2282 | 255.57 | -0.88036 | -0.022486
11871 | 08E21G12H09D05M01W02 | 2.15 | 22.24 | 0.65 | 16.69 | 41.73 | 3.4222 | 1530.0322 | 256.41 | -0.98571 | -0.05432
11872 | 08E21G12H09D05M01W03 | 2.15 | 22.24 | 0.65 | 11.9 | 36.94 | 3.4222 | 1530.0322 | 189.84 | -0.98571 | 0.0667
11873 | 08E21G12H09D07M01W02 | 2.21 | 23.06 | 0.65 | 16.69 | 42.61 | 3.5778 | 1579.2558 | 257.25 | -1.0589 | -0.076554
11874 | 08E21G12H09D07M01W03 | 2.21 | 23.06 | 0.65 | 11.9 | 37.82 | 3.5778 | 1579.2558 | 190.68 | -1.0589 | 0.044467
11875 | 08E21G12H09D07M01W04 | 2.21 | 23.06 | 0.65 | 8.69 | 34.61 | 3.5778 | 1579.2558 | 146.16 | -1.0589 | 0.12557
11876 | 08E21G12H09D07M02W02 | 1.99 | 21.06 | 0.65 | 16.69 | 40.39 | 3.5778 | 1417.2282 | 254.73 | -0.88036 | -0.020465
11877 | 08E21G12H10D05M01W02 | 2.53 | 20.22 | 0.65 | 16.69 | 40.09 | 3.1111 | 1417.2282 | 261.45 | -0.80536 | -0.012885
11878 | 08E21G12H10D05M01W03 | 2.53 | 20.22 | 0.65 | 11.9 | 35.3 | 3.1111 | 1417.2282 | 194.88 | -0.80536 | 0.10814
11879 | 08E21G12H10D07M01W02 | 2.61 | 20.97 | 0.65 | 16.69 | 40.92 | 3.1889 | 1460.2989 | 262.29 | -0.87232 | -0.033855
11880 | 08E21G12H10D07M01W03 | 2.61 | 20.97 | 0.65 | 11.9 | 36.13 | 3.1889 | 1460.2989 | 195.72 | -0.87232 | 0.087165
11881 | 08E21G12H10D07M01W04 | 2.61 | 20.97 | 0.65 | 8.69 | 32.92 | 3.1889 | 1460.2989 | 151.2 | -0.87232 | 0.16827
11882 | 08E21G12H10D07M02W02 | 2.35 | 19.15 | 0.65 | 16.69 | 38.84 | 3.1889 | 1312.6282 | 259.35 | -0.70982 | 0.018696
11883 | 08E21G12H11D05M01W02 | 2.53 | 19.74 | 0.65 | 16.69 | 39.61 | 2.9556 | 1396.7184 | 261.45 | -0.7625 | -0.00075796
11884 | 08E21G12H11D05M01W03 | 2.53 | 19.74 | 0.65 | 11.9 | 34.82 | 2.9556 | 1396.7184 | 194.88 | -0.7625 | 0.12026
11885 | 08E21G12H11D06M01W02 | 2.2 | 17.19 | 0.65 | 16.69 | 36.73 | 2.5667 | 1236.7419 | 257.46 | -0.53482 | 0.072006
11886 | 08E21G12H11D06M01W03 | 2.2 | 17.19 | 0.65 | 11.9 | 31.94 | 2.5667 | 1236.7419 | 190.89 | -0.53482 | 0.19303
11887 | 08E21G12H11D07M01W02 | 2.61 | 20.47 | 0.65 | 16.69 | 40.42 | 3.0333 | 1441.84 | 262.29 | -0.82768 | -0.021223
11888 | 08E21G12H11D07M01W03 | 2.61 | 20.47 | 0.65 | 11.9 | 35.63 | 3.0333 | 1441.84 | 195.72 | -0.82768 | 0.099798
11889 | 08E21G12H11D07M01W04 | 2.61 | 20.47 | 0.65 | 8.69 | 32.42 | 3.0333 | 1441.84 | 151.2 | -0.82768 | 0.1809
11890 | 08E21G12H11D07M02W02 | 2.35 | 18.69 | 0.65 | 16.69 | 38.38 | 3.0333 | 1294.1694 | 259.35 | -0.66875 | 0.030318
11891 | 08E21G12H12D05M01W02 | 2.2 | 16.47 | 0.65 | 16.69 | 36.01 | 2.4889 | 1175.2124 | 257.88 | -0.47054 | 0.090197
11892 | 08E21G12H12D05M01W03 | 2.2 | 16.47 | 0.65 | 11.9 | 31.22 | 2.4889 | 1175.2124 | 191.31 | -0.47054 | 0.21122
11893 | 08E21G12H12D07M01W02 | 2.27 | 17.08 | 0.65 | 16.69 | 36.69 | 2.5667 | 1214.1811 | 258.72 | -0.525 | 0.073017
11894 | 08E21G12H12D07M01W03 | 2.27 | 17.08 | 0.65 | 11.9 | 31.9 | 2.5667 | 1214.1811 | 192.15 | -0.525 | 0.19404
11895 | 08E21G12H12D07M01W04 | 2.27 | 17.08 | 0.65 | 8.69 | 28.69 | 2.5667 | 1214.1811 | 147.63 | -0.525 | 0.27514
11896 | 08E21G12H12D07M02W02 | 2.05 | 15.59 | 0.65 | 16.69 | 34.98 | 2.5667 | 1091.1222 | 255.99 | -0.39196 | 0.11622
11897 | 08E21G12H13D05M01W02 | 2.2 | 14.97 | 0.65 | 16.69 | 34.51 | 2.3333 | 1066.5104 | 257.88 | -0.33661 | 0.12809
11898 | 08E21G12H13D05M01W03 | 2.2 | 14.97 | 0.65 | 11.9 | 29.72 | 2.3333 | 1066.5104 | 191.31 | -0.33661 | 0.24912
11899 | 08E21G12H13D07M01W02 | 2.27 | 15.53 | 0.65 | 16.69 | 35.14 | 2.4111 | 1101.3771 | 258.72 | -0.38661 | 0.11218
11900 | 08E21G12H13D07M01W03 | 2.27 | 15.53 | 0.65 | 11.9 | 30.35 | 2.4111 | 1101.3771 | 192.15 | -0.38661 | 0.2332
11901 | 08E21G12H13D07M01W04 | 2.27 | 15.53 | 0.65 | 8.69 | 27.14 | 2.4111 | 1101.3771 | 147.63 | -0.38661 | 0.3143
11902 | 08E21G12H13D07M02W02 | 2.05 | 14.18 | 0.65 | 16.69 | 33.57 | 2.4111 | 990.6241 | 255.99 | -0.26607 | 0.15184
11903 | 08E21G12H14D05M01W02 | 2.53 | 18 | 0.65 | 16.69 | 37.87 | 2.8 | 1269.5576 | 261.45 | -0.60714 | 0.043204
11904 | 08E21G12H14D05M01W03 | 2.53 | 18 | 0.65 | 11.9 | 33.08 | 2.8 | 1269.5576 | 194.88 | -0.60714 | 0.16422
11905 | 08E21G12H14D07M01W02 | 2.61 | 18.67 | 0.65 | 16.69 | 38.62 | 2.8778 | 1308.5262 | 262.29 | -0.66696 | 0.024255
11906 | 08E21G12H14D07M01W03 | 2.61 | 18.67 | 0.65 | 11.9 | 33.83 | 2.8778 | 1308.5262 | 195.72 | -0.66696 | 0.14528
11907 | 08E21G12H14D07M01W04 | 2.61 | 18.67 | 0.65 | 8.69 | 30.62 | 2.8778 | 1308.5262 | 151.2 | -0.66696 | 0.22638
11908 | 08E21G12H14D07M02W02 | 2.35 | 17.04 | 0.65 | 16.69 | 36.73 | 2.8778 | 1177.2634 | 259.35 | -0.52143 | 0.072006
11909 | 08E22G10H07D04M01W02 | 4.76 | 5.94 | 0.65 | 16.69 | 28.04 | 2.2556 | 473.7767 | 287.7 | 0.46964 | 0.29156 | 1
11910 | 08E22G10H07D05M01W02 | 4.17 | 5.05 | 0.65 | 16.69 | 26.56 | 1.9444 | 422.5022 | 280.77 | 0.54911 | 0.32895 | 1
11911 | 08E22G10H07D05M01W03 | 4.17 | 5.05 | 0.65 | 11.9 | 21.77 | 1.9444 | 422.5022 | 214.2 | 0.54911 | 0.44997 | 2
11912 | 08E22G10H07D06M01W02 | 3.63 | 4.38 | 0.65 | 16.69 | 25.35 | 1.6333 | 381.4826 | 274.26 | 0.60893 | 0.35953 | 2
11913 | 08E22G10H07D06M01W03 | 3.63 | 4.38 | 0.65 | 11.9 | 20.56 | 1.6333 | 381.4826 | 207.69 | 0.60893 | 0.48055 | 2
11914 | 08E22G10H07D07M01W02 | 4.31 | 5.23 | 0.65 | 16.69 | 26.88 | 2.0222 | 432.7571 | 282.45 | 0.53304 | 0.32087 | 1
11915 | 08E22G10H07D07M01W03 | 4.31 | 5.23 | 0.65 | 11.9 | 22.09 | 2.0222 | 432.7571 | 215.88 | 0.53304 | 0.44189 | 2
11916 | 08E22G10H07D07M01W04 | 4.31 | 5.23 | 0.65 | 8.69 | 18.88 | 2.0222 | 432.7571 | 171.36 | 0.53304 | 0.52299 | 2
11917 | 08E22G10H07D07M02W02 | 4.15 | 4.54 | 0.65 | 16.69 | 26.03 | 1.8667 | 397.8904 | 280.35 | 0.59464 | 0.34234 | 1
11918 | 08E22G10H08D05M01W02 | 3.68 | 5.05 | 0.65 | 16.69 | 26.07 | 1.9444 | 422.5022 | 274.26 | 0.54911 | 0.34133 | 1
11919 | 08E22G10H08D05M01W03 | 3.68 | 5.05 | 0.65 | 11.9 | 21.28 | 1.9444 | 422.5022 | 207.69 | 0.54911 | 0.46235 | 2
11920 | 08E22G10H08D06M01W02 | 3.19 | 4.38 | 0.65 | 16.69 | 24.91 | 1.6333 | 381.4826 | 268.8 | 0.60893 | 0.37064 | 2
11921 | 08E22G10H08D06M01W03 | 3.19 | 4.38 | 0.65 | 11.9 | 20.12 | 1.6333 | 381.4826 | 202.23 | 0.60893 | 0.49166 | 2
11922 | 08E22G10H08D07M01W02 | 3.8 | 5.23 | 0.65 | 16.69 | 26.37 | 2.0222 | 432.7571 | 275.73 | 0.53304 | 0.33375 | 1
11923 | 08E22G10H08D07M01W03 | 3.8 | 5.23 | 0.65 | 11.9 | 21.58 | 2.0222 | 432.7571 | 209.16 | 0.53304 | 0.45478 | 2
11924 | 08E22G10H08D07M01W04 | 3.8 | 5.23 | 0.65 | 8.69 | 18.37 | 2.0222 | 432.7571 | 164.64 | 0.53304 | 0.53588 | 2
11925 | 08E22G10H08D07M02W02 | 3.66 | 4.54 | 0.65 | 16.69 | 25.54 | 1.8667 | 397.8904 | 274.05 | 0.59464 | 0.35472 | 2
11926 | 08E22G10H09D05M01W02 | 3.54 | 5.05 | 0.65 | 16.69 | 25.93 | 1.9444 | 422.5022 | 272.58 | 0.54911 | 0.34487 | 1
11927 | 08E22G10H09D05M01W03 | 3.54 | 5.05 | 0.65 | 11.9 | 21.14 | 1.9444 | 422.5022 | 206.01 | 0.54911 | 0.46589 | 2
11928 | 08E22G10H09D07M01W02 | 3.65 | 5.23 | 0.65 | 16.69 | 26.22 | 2.0222 | 432.7571 | 273.84 | 0.53304 | 0.33754 | 1
11929 | 08E22G10H09D07M01W03 | 3.65 | 5.23 | 0.65 | 11.9 | 21.43 | 2.0222 | 432.7571 | 207.27 | 0.53304 | 0.45856 | 2
11930 | 08E22G10H09D07M01W04 | 3.65 | 5.23 | 0.65 | 8.69 | 18.22 | 2.0222 | 432.7571 | 162.75 | 0.53304 | 0.53967 | 2
11931 | 08E22G10H09D07M02W02 | 3.52 | 4.54 | 0.65 | 16.69 | 25.4 | 1.8667 | 397.8904 | 272.37 | 0.59464 | 0.35826 | 2
11932 | 08E22G10H10D05M01W02 | 4.17 | 4.6 | 0.65 | 16.69 | 26.11 | 1.7111 | 399.9414 | 280.77 | 0.58929 | 0.34032 | 1
11933 | 08E22G10H10D05M01W03 | 4.17 | 4.6 | 0.65 | 11.9 | 21.32 | 1.7111 | 399.9414 | 214.2 | 0.58929 | 0.46134 | 2
11934 | 08E22G10H10D07M01W02 | 4.31 | 4.76 | 0.65 | 16.69 | 26.41 | 1.7889 | 410.1963 | 282.45 | 0.575 | 0.33274 | 1
11935 | 08E22G10H10D07M01W03 | 4.31 | 4.76 | 0.65 | 11.9 | 21.62 | 1.7889 | 410.1963 | 215.88 | 0.575 | 0.45376 | 2
11936 | 08E22G10H10D07M01W04 | 4.31 | 4.76 | 0.65 | 8.69 | 18.41 | 1.7889 | 410.1963 | 171.36 | 0.575 | 0.53487 | 2
11937 | 08E22G10H10D07M02W02 | 4.15 | 4.14 | 0.65 | 16.69 | 25.63 | 1.6333 | 379.4316 | 280.35 | 0.63036 | 0.35245 | 2
11938 | 08E22G10H11D05M01W02 | 4.17 | 4.49 | 0.65 | 16.69 | 26 | 1.6333 | 395.8394 | 280.77 | 0.59911 | 0.3431 | 1
11939 | 08E22G10H11D05M01W03 | 4.17 | 4.49 | 0.65 | 11.9 | 21.21 | 1.6333 | 395.8394 | 214.2 | 0.59911 | 0.46412 | 2
11940 | 08E22G10H11D06M01W02 | 3.63 | 3.9 | 0.65 | 16.69 | 24.87 | 1.4 | 358.9218 | 274.26 | 0.65179 | 0.37165 | 2
11941 | 08E22G10H11D06M01W03 | 3.63 | 3.9 | 0.65 | 11.9 | 20.08 | 1.4 | 358.9218 | 207.69 | 0.65179 | 0.49267 | 2
11942 | 08E22G10H11D07M01W02 | 4.31 | 4.65 | 0.65 | 16.69 | 26.3 | 1.7111 | 406.0943 | 282.45 | 0.58482 | 0.33552 | 1
11943 | 08E22G10H11D07M01W03 | 4.31 | 4.65 | 0.65 | 11.9 | 21.51 | 1.7111 | 406.0943 | 215.88 | 0.58482 | 0.45654 | 2
11944 | 08E22G10H11D07M01W04 | 4.31 | 4.65 | 0.65 | 8.69 | 18.3 | 1.7111 | 406.0943 | 171.36 | 0.58482 | 0.53765 | 2
11945 | 08E22G10H11D07M02W02 | 4.15 | 4.04 | 0.65 | 16.69 | 25.53 | 1.5556 | 375.3296 | 280.35 | 0.63929 | 0.35498 | 2
11946 | 08E22G10H12D05M01W02 | 3.63 | 3.74 | 0.65 | 16.69 | 24.71 | 1.4 | 338.412 | 274.89 | 0.66607 | 0.37569 | 2
11947 | 08E22G10H12D05M01W03 | 3.63 | 3.74 | 0.65 | 11.9 | 19.92 | 1.4 | 338.412 | 208.32 | 0.66607 | 0.49672 | 2
11948 | 08E22G10H12D07M01W02 | 3.75 | 3.88 | 0.65 | 16.69 | 24.97 | 1.4778 | 348.6669 | 276.36 | 0.65357 | 0.36913 | 2
11949 | 08E22G10H12D07M01W03 | 3.75 | 3.88 | 0.65 | 11.9 | 20.18 | 1.4778 | 348.6669 | 209.79 | 0.65357 | 0.49015 | 2
11950 | 08E22G10H12D07M01W04 | 3.75 | 3.88 | 0.65 | 8.69 | 16.97 | 1.4778 | 348.6669 | 165.27 | 0.65357 | 0.57125 | 2
11951 | 08E22G10H12D07M02W02 | 3.6 | 3.37 | 0.65 | 16.69 | 24.31 | 1.3222 | 322.0041 | 274.68 | 0.69911 | 0.3858 | 2
11952 | 08E22G10H13D05M01W02 | 3.63 | 3.4 | 0.65 | 16.69 | 24.37 | 1.3222 | 319.9531 | 274.89 | 0.69643 | 0.38428 | 2
11953 | 08E22G10H13D05M01W03 | 3.63 | 3.4 | 0.65 | 11.9 | 19.58 | 1.3222 | 319.9531 | 208.32 | 0.69643 | 0.50531 | 2
11954 | 08E22G10H13D07M01W02 | 3.75 | 3.52 | 0.65 | 16.69 | 24.61 | 1.3222 | 328.157 | 276.36 | 0.68571 | 0.37822 | 2
11955 | 08E22G10H13D07M01W03 | 3.75 | 3.52 | 0.65 | 11.9 | 19.82 | 1.3222 | 328.157 | 209.79 | 0.68571 | 0.49924 | 2
11956 | 08E22G10H13D07M01W04 | 3.75 | 3.52 | 0.65 | 8.69 | 16.61 | 1.3222 | 328.157 | 165.27 | 0.68571 | 0.58034 | 2
11957 | 08E22G10H13D07M02W02 | 3.6 | 3.06 | 0.65 | 16.69 | 24 | 1.2444 | 303.5453 | 274.68 | 0.72679 | 0.39363 | 2
11958 | 08E22G10H14D05M01W02 | 4.17 | 4.09 | 0.65 | 16.69 | 25.6 | 1.5556 | 373.2786 | 280.77 | 0.63482 | 0.35321 | 2
11959 | 08E22G10H14D05M01W03 | 4.17 | 4.09 | 0.65 | 11.9 | 20.81 | 1.5556 | 373.2786 | 214.2 | 0.63482 | 0.47423 | 2
11960 | 08E22G10H14D07M01W02 | 4.31 | 4.24 | 0.65 | 16.69 | 25.89 | 1.6333 | 383.5335 | 282.45 | 0.62143 | 0.34588 | 1
11961 | 08E22G10H14D07M01W03 | 4.31 | 4.24 | 0.65 | 11.9 | 21.1 | 1.6333 | 383.5335 | 215.88 | 0.62143 | 0.4669 | 2
11962 | 08E22G10H14D07M01W04 | 4.31 | 4.24 | 0.65 | 8.69 | 17.89 | 1.6333 | 383.5335 | 171.36 | 0.62143 | 0.548 | 2
11963 | 08E22G10H14D07M02W02 | 4.15 | 3.68 | 0.65 | 16.69 | 25.17 | 1.4778 | 352.7688 | 280.35 | 0.67143 | 0.36407 | 2
11964 | 08E22G11H07D04M01W02 | 5.83 | 3.95 | 0.65 | 16.69 | 27.12 | 1.7111 | 393.7885 | 300.3 | 0.64732 | 0.31481 | 1
11965 | 08E22G11H07D05M01W02 | 5.12 | 3.36 | 0.65 | 16.69 | 25.82 | 1.4778 | 354.8198 | 291.9 | 0.7 | 0.34765 | 1
11966 | 08E22G11H07D05M01W03 | 5.12 | 3.36 | 0.65 | 11.9 | 21.03 | 1.4778 | 354.8198 | 225.33 | 0.7 | 0.46867 | 2
11967 | 08E22G11H07D06M01W02 | 4.46 | 2.88 | 0.65 | 16.69 | 24.68 | 1.2444 | 319.9531 | 284.13 | 0.74286 | 0.37645 | 2
11968 | 08E22G11H07D06M01W03 | 4.46 | 2.88 | 0.65 | 11.9 | 19.89 | 1.2444 | 319.9531 | 217.56 | 0.74286 | 0.49747 | 2
11969 | 08E22G11H07D07M01W02 | 5.29 | 3.49 | 0.65 | 16.69 | 26.12 | 1.5556 | 363.0237 | 294 | 0.68839 | 0.34007 | 1
11970 | 08E22G11H07D07M01W03 | 5.29 | 3.49 | 0.65 | 11.9 | 21.33 | 1.5556 | 363.0237 | 227.43 | 0.68839 | 0.46109 | 2
11971 | 08E22G11H07D07M01W04 | 5.29 | 3.49 | 0.65 | 8.69 | 18.12 | 1.5556 | 363.0237 | 182.91 | 0.68839 | 0.54219 | 2
11972 | 08E22G11H07D07M02W02 | 5.17 | 3 | 0.65 | 16.69 | 25.51 | 1.3222 | 338.412 | 292.53 | 0.73214 | 0.35548 | 2
11973 | 08E22G11H08D05M01W02 | 4.51 | 3.36 | 0.65 | 16.69 | 25.21 | 1.4778 | 354.8198 | 284.13 | 0.7 | 0.36306 | 2
11974 | 08E22G11H08D05M01W03 | 4.51 | 3.36 | 0.65 | 11.9 | 20.42 | 1.4778 | 354.8198 | 217.56 | 0.7 | 0.48408 | 2
11975 | 08E22G11H08D06M01W02 | 3.93 | 2.88 | 0.65 | 16.69 | 24.15 | 1.2444 | 319.9531 | 277.41 | 0.74286 | 0.38984 | 2
11976 | 08E22G11H08D06M01W03 | 3.93 | 2.88 | 0.65 | 11.9 | 19.36 | 1.2444 | 319.9531 | 210.84 | 0.74286 | 0.51086 | 2
11977 | 08E22G11H08D07M01W02 | 4.66 | 3.49 | 0.65 | 16.69 | 25.49 | 1.5556 | 363.0237 | 285.81 | 0.68839 | 0.35599 | 2
11978 | 08E22G11H08D07M01W03 | 4.66 | 3.49 | 0.65 | 11.9 | 20.7 | 1.5556 | 363.0237 | 219.24 | 0.68839 | 0.47701 | 2
11979 | 08E22G11H08D07M01W04 | 4.66 | 3.49 | 0.65 | 8.69 | 17.49 | 1.5556 | 363.0237 | 174.72 | 0.68839 | 0.55811 | 2
11980 | 08E22G11H08D07M02W02 | 4.56 | 3 | 0.65 | 16.69 | 24.9 | 1.3222 | 338.412 | 284.55 | 0.73214 | 0.37089 | 2
11981 | 08E22G11H09D05M01W02 | 4.34 | 3.36 | 0.65 | 16.69 | 25.04 | 1.4778 | 354.8198 | 281.82 | 0.7 | 0.36736 | 2
11982 | 08E22G11H09D05M01W03 | 4.34 | 3.36 | 0.65 | 11.9 | 20.25 | 1.4778 | 354.8198 | 215.25 | 0.7 | 0.48838 | 2
11983 | 08E22G11H09D07M01W02 | 4.48 | 3.49 | 0.65 | 16.69 | 25.31 | 1.5556 | 363.0237 | 283.5 | 0.68839 | 0.36054 | 2
11984 | 08E22G11H09D07M01W03 | 4.48 | 3.49 | 0.65 | 11.9 | 20.52 | 1.5556 | 363.0237 | 216.93 | 0.68839 | 0.48156 | 2
11985 | 08E22G11H09D07M01W04 | 4.48 | 3.49 | 0.65 | 8.69 | 17.31 | 1.5556 | 363.0237 | 172.41 | 0.68839 | 0.56266 | 2
11986 | 08E22G11H09D07M02W02 | 4.39 | 3 | 0.65 | 16.69 | 24.73 | 1.3222 | 338.412 | 282.24 | 0.73214 | 0.37519 | 2
11987 | 08E22G11H10D05M01W02 | 5.12 | 3.06 | 0.65 | 16.69 | 25.52 | 1.3222 | 340.4629 | 291.9 | 0.72679 | 0.35523 | 2
11988 | 08E22G11H10D05M01W03 | 5.12 | 3.06 | 0.65 | 11.9 | 20.73 | 1.3222 | 340.4629 | 225.33 | 0.72679 | 0.47625 | 2
11989 | 08E22G11H10D07M01W02 | 5.29 | 3.18 | 0.65 | 16.69 | 25.81 | 1.4 | 346.6159 | 294 | 0.71607 | 0.3479 | 1
11990 | 08E22G11H10D07M01W03 | 5.29 | 3.18 | 0.65 | 11.9 | 21.02 | 1.4 | 346.6159 | 227.43 | 0.71607 | 0.46892 | 2
11991 | 08E22G11H10D07M01W04 | 5.29 | 3.18 | 0.65 | 8.69 | 17.81 | 1.4 | 346.6159 | 182.91 | 0.71607 | 0.55003 | 2
11992 | 08E22G11H10D07M02W02 | 5.17 | 2.73 | 0.65 | 16.69 | 25.24 | 1.1667 | 324.0551 | 292.53 | 0.75625 | 0.3623 | 2
11993 | 08E22G11H11D05M01W02 | 5.12 | 2.99 | 0.65 | 16.69 | 25.45 | 1.2444 | 336.361 | 291.9 | 0.73304 | 0.357 | 2
11994 | 08E22G11H11D05M01W03 | 5.12 | 2.99 | 0.65 | 11.9 | 20.66 | 1.2444 | 336.361 | 225.33 | 0.73304 | 0.47802 | 2
11995 | 08E22G11H11D06M01W02 | 4.46 | 2.57 | 0.65 | 16.69 | 24.37 | 1.0889 | 305.5962 | 284.13 | 0.77054 | 0.38428 | 2
11996 | 08E22G11H11D06M01W03 | 4.46 | 2.57 | 0.65 | 11.9 | 19.58 | 1.0889 | 305.5962 | 217.56 | 0.77054 | 0.50531 | 2
11997 | 08E22G11H11D07M01W02 | 5.29 | 3.11 | 0.65 | 16.69 | 25.74 | 1.3222 | 344.5649 | 294 | 0.72232 | 0.34967 | 1
11998 | 08E22G11H11D07M01W03 | 5.29 | 3.11 | 0.65 | 11.9 | 20.95 | 1.3222 | 344.5649 | 227.43 | 0.72232 | 0.47069 | 2
11999 | 08E22G11H11D07M01W04 | 5.29 | 3.11 | 0.65 | 8.69 | 17.74 | 1.3222 | 344.5649 | 182.91 | 0.72232 | 0.55179 | 2
12000 | 08E22G11H11D07M02W02 | 5.17 | 2.67 | 0.65 | 16.69 | 25.18 | 1.1667 | 322.0041 | 292.53 | 0.76161 | 0.36382 | 2
12001 | 08E22G11H12D05M01W02 | 4.45 | 2.5 | 0.65 | 16.69 | 24.29 | 1.0889 | 287.1374 | 284.97 | 0.77679 | 0.38631 | 2
12002 | 08E22G11H12D05M01W03 | 4.45 | 2.5 | 0.65 | 11.9 | 19.5 | 1.0889 | 287.1374 | 218.4 | 0.77679 | 0.50733 | 2
12003 | 08E22G11H12D07M01W02 | 4.6 | 2.59 | 0.65 | 16.69 | 24.53 | 1.0889 | 295.3413 | 286.65 | 0.76875 | 0.38024 | 2
12004 | 08E22G11H12D07M01W03 | 4.6 | 2.59 | 0.65 | 11.9 | 19.74 | 1.0889 | 295.3413 | 220.08 | 0.76875 | 0.50126 | 2
12005 | 08E22G11H12D07M01W04 | 4.6 | 2.59 | 0.65 | 8.69 | 16.53 | 1.0889 | 295.3413 | 175.56 | 0.76875 | 0.58236 | 2
12006 | 08E22G11H12D07M02W02 | 4.49 | 2.23 | 0.65 | 16.69 | 24.06 | 0.93333 | 276.8825 | 285.39 | 0.80089 | 0.39212 | 2
12007 | 08E22G11H13D05M01W02 | 4.45 | 2.26 | 0.65 | 16.69 | 24.05 | 1.0111 | 274.8315 | 284.97 | 0.79821 | 0.39237 | 2
12008 | 08E22G11H13D05M01W03 | 4.45 | 2.26 | 0.65 | 11.9 | 19.26 | 1.0111 | 274.8315 | 218.4 | 0.79821 | 0.51339 | 2
12009 | 08E22G11H13D07M01W02 | 4.6 | 2.35 | 0.65 | 16.69 | 24.29 | 1.0111 | 280.9845 | 286.65 | 0.79018 | 0.38631 | 2
12010 | 08E22G11H13D07M01W03 | 4.6 | 2.35 | 0.65 | 11.9 | 19.5 | 1.0111 | 280.9845 | 220.08 | 0.79018 | 0.50733 | 2
12011 | 08E22G11H13D07M01W04 | 4.6 | 2.35 | 0.65 | 8.69 | 16.29 | 1.0111 | 280.9845 | 175.56 | 0.79018 | 0.58843 | 2
12012 | 08E22G11H13D07M02W02 | 4.49 | 2.02 | 0.65 | 16.69 | 23.85 | 0.85556 | 264.5766 | 285.39 | 0.81964 | 0.39742 | 2
12013 | 08E22G11H14D05M01W02 | 5.12 | 2.72 | 0.65 | 16.69 | 25.18 | 1.1667 | 319.9531 | 291.9 | 0.75714 | 0.36382 | 2
12014 | 08E22G11H14D05M01W03 | 5.12 | 2.72 | 0.65 | 11.9 | 20.39 | 1.1667 | 319.9531 | 225.33 | 0.75714 | 0.48484 | 2
12015 | 08E22G11H14D07M01W02 | 5.29 | 2.83 | 0.65 | 16.69 | 25.46 | 1.2444 | 328.157 | 294 | 0.74732 | 0.35675 | 2
12016 | 08E22G11H14D07M01W03 | 5.29 | 2.83 | 0.65 | 11.9 | 20.67 | 1.2444 | 328.157 | 227.43 | 0.74732 | 0.47777 | 2
12017 | 08E22G11H14D07M01W04 | 5.29 | 2.83 | 0.65 | 8.69 | 17.46 | 1.2444 | 328.157 | 182.91 | 0.74732 | 0.55887 | 2
12018 | 08E22G11H14D07M02W02 | 5.17 | 2.43 | 0.65 | 16.69 | 24.94 | 1.0889 | 307.6472 | 292.53 | 0.78304 | 0.36988 | 2
12019 | 08E22G12H07D04M01W02 | 2.84 | 18.21 | 0.65 | 16.69 | 38.39 | 3.3444 | 1236.7419 | 265.02 | -0.62589 | 0.030066
12020 | 08E22G12H07D05M01W02 | 2.47 | 15.61 | 0.65 | 16.69 | 35.42 | 2.8778 | 1084.9692 | 260.61 | -0.39375 | 0.1051
12021 | 08E22G12H07D05M01W03 | 2.47 | 15.61 | 0.65 | 11.9 | 30.63 | 2.8778 | 1084.9692 | 194.04 | -0.39375 | 0.22612
12022 | 08E22G12H07D06M01W02 | 2.16 | 14.11 | 0.65 | 16.69 | 33.61 | 2.6444 | 996.777 | 257.04 | -0.25982 | 0.15083
12023 | 08E22G12H07D06M01W03 | 2.16 | 14.11 | 0.65 | 11.9 | 28.82 | 2.6444 | 996.777 | 190.47 | -0.25982 | 0.27185
12024 | 08E22G12H07D07M01W02 | 2.56 | 16.02 | 0.65 | 16.69 | 35.92 | 2.9556 | 1109.581 | 261.66 | -0.43036 | 0.092471
12025 | 08E22G12H07D07M01W03 | 2.56 | 16.02 | 0.65 | 11.9 | 31.13 | 2.9556 | 1109.581 | 195.09 | -0.43036 | 0.21349
12026 | 08E22G12H07D07M01W04 | 2.56 | 16.02 | 0.65 | 8.69 | 27.92 | 2.9556 | 1109.581 | 150.57 | -0.43036 | 0.29459
12027 | 08E22G12H07D07M02W02 | 2.33 | 14.42 | 0.65 | 16.69 | 34.09 | 2.9556 | 988.5731 | 258.93 | -0.2875 | 0.13871
12028 | 08E22G12H08D05M01W02 | 2.18 | 15.61 | 0.65 | 16.69 | 35.13 | 2.8778 | 1084.9692 | 256.83 | -0.39375 | 0.11243
12029 | 08E22G12H08D05M01W03 | 2.18 | 15.61 | 0.65 | 11.9 | 30.34 | 2.8778 | 1084.9692 | 190.26 | -0.39375 | 0.23345
12030 | 08E22G12H08D06M01W02 | 1.9 | 14.11 | 0.65 | 16.69 | 33.35 | 2.6444 | 996.777 | 253.68 | -0.25982 | 0.1574
12031 | 08E22G12H08D06M01W03 | 1.9 | 14.11 | 0.65 | 11.9 | 28.56 | 2.6444 | 996.777 | 187.11 | -0.25982 | 0.27842
12032 | 08E22G12H08D07M01W02 | 2.25 | 16.02 | 0.65 | 16.69 | 35.61 | 2.9556 | 1109.581 | 257.67 | -0.43036 | 0.1003
12033 | 08E22G12H08D07M01W03 | 2.25 | 16.02 | 0.65 | 11.9 | 30.82 | 2.9556 | 1109.581 | 191.1 | -0.43036 | 0.22132
12034 | 08E22G12H08D07M01W04 | 2.25 | 16.02 | 0.65 | 8.69 | 27.61 | 2.9556 | 1109.581 | 146.58 | -0.43036 | 0.30243
12035 | 08E22G12H08D07M02W02 | 2.05 | 14.42 | 0.65 | 16.69 | 33.81 | 2.9556 | 988.5731 | 255.36 | -0.2875 | 0.14578
12036 | 08E22G12H09D05M01W02 | 2.09 | 15.61 | 0.65 | 16.69 | 35.04 | 2.8778 | 1084.9692 | 255.78 | -0.39375 | 0.1147
12037 | 08E22G12H09D05M01W03 | 2.09 | 15.61 | 0.65 | 11.9 | 30.25 | 2.8778 | 1084.9692 | 189.21 | -0.39375 | 0.23573
12038 | 08E22G12H09D07M01W02 | 2.17 | 16.02 | 0.65 | 16.69 | 35.53 | 2.9556 | 1109.581 | 256.62 | -0.43036 | 0.10232
12039 | 08E22G12H09D07M01W03 | 2.17 | 16.02 | 0.65 | 11.9 | 30.74 | 2.9556 | 1109.581 | 190.05 | -0.43036 | 0.22335
12040 | 08E22G12H09D07M01W04 | 2.17 | 16.02 | 0.65 | 8.69 | 27.53 | 2.9556 | 1109.581 | 145.53 | -0.43036 | 0.30445
12041 | 08E22G12H09D07M02W02 | 1.97 | 14.42 | 0.65 | 16.69 | 33.73 | 2.9556 | 988.5731 | 254.31 | -0.2875 | 0.1478
12042 | 08E22G12H10D05M01W02 | 2.47 | 14.2 | 0.65 | 16.69 | 34.01 | 2.5667 | 1007.0319 | 260.61 | -0.26786 | 0.14073
12043 | 08E22G12H10D05M01W03 | 2.47 | 14.2 | 0.65 | 11.9 | 29.22 | 2.5667 | 1007.0319 | 194.04 | -0.26786 | 0.26175
12044 | 08E22G12H10D07M01W02 | 2.56 | 14.56 | 0.65 | 16.69 | 34.46 | 2.6444 | 1029.5927 | 261.66 | -0.3 | 0.12936
12045 | 08E22G12H10D07M01W03 | 2.56 | 14.56 | 0.65 | 11.9 | 29.67 | 2.6444 | 1029.5927 | 195.09 | -0.3 | 0.25038
12046 | 08E22G12H10D07M01W04 | 2.56 | 14.56 | 0.65 | 8.69 | 26.46 | 2.6444 | 1029.5927 | 150.57 | -0.3 | 0.33148
12047 | 08E22G12H10D07M02W02 | 2.33 | 13.11 | 0.65 | 16.69 | 32.78 | 2.6444 | 918.8397 | 258.93 | -0.17054 | 0.1718
12048 | 08E22G12H11D05M01W02 | 2.47 | 13.85 | 0.65 | 16.69 | 33.66 | 2.4889 | 992.6751 | 260.61 | -0.23661 | 0.14957
12049 | 08E22G12H11D05M01W03 | 2.47 | 13.85 | 0.65 | 11.9 | 28.87 | 2.4889 | 992.6751 | 194.04 | -0.23661 | 0.27059
12050 | 08E22G12H11D06M01W02 | 2.16 | 12.53 | 0.65 | 16.69 | 32.03 | 2.2556 | 912.6868 | 257.04 | -0.11875 | 0.19075
12051 | 08E22G12H11D06M01W03 | 2.16 | 12.53 | 0.65 | 11.9 | 27.24 | 2.2556 | 912.6868 | 190.47 | -0.11875 | 0.31177
12052 | 08E22G12H11D07M01W02 | 2.56 | 14.21 | 0.65 | 16.69 | 34.11 | 2.5667 | 1015.2359 | 261.66 | -0.26875 | 0.1382
12053 | 08E22G12H11D07M01W03 | 2.56 | 14.21 | 0.65 | 11.9 | 29.32 | 2.5667 | 1015.2359 | 195.09 | -0.26875 | 0.25922
12054 | 08E22G12H11D07M01W04 | 2.56 | 14.21 | 0.65 | 8.69 | 26.11 | 2.5667 | 1015.2359 | 150.57 | -0.26875 | 0.34032
12055 | 08E22G12H11D07M02W02 | 2.33 | 12.8 | 0.65 | 16.69 | 32.47 | 2.5667 | 906.5338 | 258.93 | -0.14286 | 0.17964
12056 | 08E22G12H12D05M01W02 | 2.15 | 11.56 | 0.65 | 16.69 | 31.05 | 2.1 | 840.9024 | 257.25 | -0.032143 | 0.21551
12057 | 08E22G12H12D05M01W03 | 2.15 | 11.56 | 0.65 | 11.9 | 26.26 | 2.1 | 840.9024 | 190.68 | -0.032143 | 0.33653
12058 | 08E22G12H12D07M01W02 | 2.22 | 11.86 | 0.65 | 16.69 | 31.42 | 2.1 | 859.3613 | 258.09 | -0.058929 | 0.20616
12059 | 08E22G12H12D07M01W03 | 2.22 | 11.86 | 0.65 | 11.9 | 26.63 | 2.1 | 859.3613 | 191.52 | -0.058929 | 0.32719
12060 | 08E22G12H12D07M01W04 | 2.22 | 11.86 | 0.65 | 8.69 | 23.42 | 2.1 | 859.3613 | 147 | -0.058929 | 0.40829
12061 | 08E22G12H12D07M02W02 | 2.03 | 10.68 | 0.65 | 16.69 | 30.05 | 2.1 | 767.0671 | 255.78 | 0.046429 | 0.24078 | 1
12062 | 08E22G12H13D05M01W02 | 2.15 | 10.51 | 0.65 | 16.69 | 30 | 1.9444 | 767.0671 | 257.25 | 0.061607 | 0.24204 | 1
12063 | 08E22G12H13D05M01W03 | 2.15 | 10.51 | 0.65 | 11.9 | 25.21 | 1.9444 | 767.0671 | 190.68 | 0.061607 | 0.36306 | 1
12064 | 08E22G12H13D07M01W02 | 2.22 | 10.78 | 0.65 | 16.69 | 30.34 | 2.0222 | 783.4749 | 258.09 | 0.0375 | 0.23345 | 1
12065 | 08E22G12H13D07M01W03 | 2.22 | 10.78 | 0.65 | 11.9 | 25.55 | 2.0222 | 783.4749 | 191.52 | 0.0375 | 0.35447 | 1
12066 | 08E22G12H13D07M01W04 | 2.22 | 10.78 | 0.65 | 8.69 | 22.34 | 2.0222 | 783.4749 | 147 | 0.0375 | 0.43557 | 1
12067 | 08E22G12H13D07M02W02 | 2.03 | 9.71 | 0.65 | 16.69 | 29.08 | 2.0222 | 701.4357 | 255.78 | 0.13304 | 0.26529 | 1
12068 | 08E22G12H14D05M01W02 | 2.47 | 12.64 | 0.65 | 16.69 | 32.45 | 2.3333 | 906.5338 | 260.61 | -0.12857 | 0.18014
12069 | 08E22G12H14D05M01W03 | 2.47 | 12.64 | 0.65 | 11.9 | 27.66 | 2.3333 | 906.5338 | 194.04 | -0.12857 | 0.30116
12070 | 08E22G12H14D07M01W02 | 2.56 | 12.96 | 0.65 | 16.69 | 32.86 | 2.4111 | 927.0437 | 261.66 | -0.15714 | 0.16978
12071 | 08E22G12H14D07M01W03 | 2.56 | 12.96 | 0.65 | 11.9 | 28.07 | 2.4111 | 927.0437 | 195.09 | -0.15714 | 0.2908
12072 | 08E22G12H14D07M01W04 | 2.56 | 12.96 | 0.65 | 8.69 | 24.86 | 2.4111 | 927.0437 | 150.57 | -0.15714 | 0.37191
12073 | 08E22G12H14D07M02W02 | 2.33 | 11.68 | 0.65 | 16.69 | 31.35 | 2.4111 | 828.5965 | 258.93 | -0.042857 | 0.20793 | 1
12074 | 08E23G10H07D04M01W02 | 3.56 | 5.65 | 0.65 | 16.69 | 26.55 | 2.1778 | 443.012 | 273.42 | 0.49554 | 0.32921 | 1
12075 | 08E23G10H07D05M01W02 | 3.11 | 4.8 | 0.65 | 16.69 | 25.25 | 1.8667 | 395.8394 | 268.17 | 0.57143 | 0.36205 | 2
12076 | 08E23G10H07D05M01W03 | 3.11 | 4.8 | 0.65 | 11.9 | 20.46 | 1.8667 | 395.8394 | 201.6 | 0.57143 | 0.48307 | 2
12077 | 08E23G10H07D06M01W02 | 2.67 | 4.16 | 0.65 | 16.69 | 24.17 | 1.6333 | 356.8708 | 262.92 | 0.62857 | 0.38934 | 2
12078 | 08E23G10H07D06M01W03 | 2.67 | 4.16 | 0.65 | 11.9 | 19.38 | 1.6333 | 356.8708 | 196.35 | 0.62857 | 0.51036 | 2
12079 | 08E23G10H07D07M01W02 | 3.23 | 4.98 | 0.65 | 16.69 | 25.55 | 1.9444 | 406.0943 | 269.64 | 0.55536 | 0.35447 | 2
12080 | 08E23G10H07D07M01W03 | 3.23 | 4.98 | 0.65 | 11.9 | 20.76 | 1.9444 | 406.0943 | 203.07 | 0.55536 | 0.47549 | 2
12081 | 08E23G10H07D07M01W04 | 3.23 | 4.98 | 0.65 | 8.69 | 17.55 | 1.9444 | 406.0943 | 158.55 | 0.55536 | 0.55659 | 2
12082 | 08E23G10H07D07M02W02 | 3.08 | 4.32 | 0.65 | 16.69 | 24.74 | 1.7889 | 373.2786 | 267.75 | 0.61429 | 0.37494 | 2
12083 | 08E23G10H08D05M01W02 | 2.74 | 4.8 | 0.65 | 16.69 | 24.88 | 1.8667 | 395.8394 | 263.55 | 0.57143 | 0.3714 | 2
12084 | 08E23G10H08D05M01W03 | 2.74 | 4.8 | 0.65 | 11.9 | 20.09 | 1.8667 | 395.8394 | 196.98 | 0.57143 | 0.49242 | 2
12085 | 08E23G10H08D06M01W02 | 2.35 | 4.16 | 0.65 | 16.69 | 23.85 | 1.6333 | 356.8708 | 258.93 | 0.62857 | 0.39742 | 2
12086 | 08E23G10H08D06M01W03 | 2.35 | 4.16 | 0.65 | 11.9 | 19.06 | 1.6333 | 356.8708 | 192.36 | 0.62857 | 0.51844 | 2
12087 | 08E23G10H08D07M01W02 | 2.84 | 4.98 | 0.65 | 16.69 | 25.16 | 1.9444 | 406.0943 | 264.6 | 0.55536 | 0.36433 | 2
12088 | 08E23G10H08D07M01W03 | 2.84 | 4.98 | 0.65 | 11.9 | 20.37 | 1.9444 | 406.0943 | 198.03 | 0.55536 | 0.48535 | 2
12089 | 08E23G10H08D07M01W04 | 2.84 | 4.98 | 0.65 | 8.69 | 17.16 | 1.9444 | 406.0943 | 153.51 | 0.55536 | 0.56645 | 2
12090 | 08E23G10H08D07M02W02 | 2.72 | 4.32 | 0.65 | 16.69 | 24.38 | 1.7889 | 373.2786 | 263.13 | 0.61429 | 0.38403 | 2
12091 | 08E23G10H09D05M01W02 | 2.64 | 4.8 | 0.65 | 16.69 | 24.78 | 1.8667 | 395.8394 | 262.08 | 0.57143 | 0.37393 | 2
12092 | 08E23G10H09D05M01W03 | 2.64 | 4.8 | 0.65 | 11.9 | 19.99 | 1.8667 | 395.8394 | 195.51 | 0.57143 | 0.49495 | 2
12093 | 08E23G10H09D07M01W02 | 2.74 | 4.98 | 0.65 | 16.69 | 25.06 | 1.9444 | 406.0943 | 263.34 | 0.55536 | 0.36685 | 2
12094 | 08E23G10H09D07M01W03 | 2.74 | 4.98 | 0.65 | 11.9 | 20.27 | 1.9444 | 406.0943 | 196.77 | 0.55536 | 0.48787 | 2
12095 | 08E23G10H09D07M01W04 | 2.74 | 4.98 | 0.65 | 8.69 | 17.06 | 1.9444 | 406.0943 | 152.25 | 0.55536 | 0.56897 | 2
12096 | 08E23G10H09D07M02W02 | 2.61 | 4.32 | 0.65 | 16.69 | 24.27 | 1.7889 | 373.2786 | 261.87 | 0.61429 | 0.38681 | 2
12097 | 08E23G10H10D05M01W02 | 3.11 | 4.37 | 0.65 | 16.69 | 24.82 | 1.7111 | 373.2786 | 268.17 | 0.60982 | 0.37292 | 2
12098 | 08E23G10H10D05M01W03 | 3.11 | 4.37 | 0.65 | 11.9 | 20.03 | 1.7111 | 373.2786 | 201.6 | 0.60982 | 0.49394 | 2
12099 | 08E23G10H10D07M01W02 | 3.23 | 4.53 | 0.65 | 16.69 | 25.1 | 1.7111 | 383.5335 | 269.64 | 0.59554 | 0.36584 | 2
12100 | 08E23G10H10D07M01W03 | 3.23 | 4.53 | 0.65 | 11.9 | 20.31 | 1.7111 | 383.5335 | 203.07 | 0.59554 | 0.48686 | 2
12101 | 08E23G10H10D07M01W04 | 3.23 | 4.53 | 0.65 | 8.69 | 17.1 | 1.7111 | 383.5335 | 158.55 | 0.59554 | 0.56796 | 2
12102 | 08E23G10H10D07M02W02 | 3.08 | 3.94 | 0.65 | 16.69 | 24.36 | 1.5556 | 354.8198 | 267.75 | 0.64821 | 0.38454 | 2
12103 | 08E23G10H11D05M01W02 | 3.11 | 4.27 | 0.65 | 16.69 | 24.72 | 1.6333 | 369.1767 | 268.17 | 0.61875 | 0.37544 | 2
12104 | 08E23G10H11D05M01W03 | 3.11 | 4.27 | 0.65 | 11.9 | 19.93 | 1.6333 | 369.1767 | 201.6 | 0.61875 | 0.49646 | 2
12105 | 08E23G10H11D06M01W02 | 2.67 | 3.71 | 0.65 | 16.69 | 23.72 | 1.4 | 336.361 | 262.92 | 0.66875 | 0.40071 | 2
12106 | 08E23G10H11D06M01W03 | 2.67 | 3.71 | 0.65 | 11.9 | 18.93 | 1.4 | 336.361 | 196.35 | 0.66875 | 0.52173 | 2
12107 | 08E23G10H11D07M01W02 | 3.23 | 4.43 | 0.65 | 16.69 | 25 | 1.6333 | 379.4316 | 269.64 | 0.60446 | 0.36837 | 2
12108 | 08E23G10H11D07M01W03 | 3.23 | 4.43 | 0.65 | 11.9 | 20.21 | 1.6333 | 379.4316 | 203.07 | 0.60446 | 0.48939 | 2
12109 | 08E23G10H11D07M01W04 | 3.23 | 4.43 | 0.65 | 8.69 | 17 | 1.6333 | 379.4316 | 158.55 | 0.60446 | 0.57049 | 2
12110 | 08E23G10H11D07M02W02 | 3.08 | 3.85 | 0.65 | 16.69 | 24.27 | 1.5556 | 350.7178 | 267.75 | 0.65625 | 0.38681 | 2
12111 | 08E23G10H12D05M01W02 | 2.71 | 3.56 | 0.65 | 16.69 | 23.61 | 1.3222 | 319.9531 | 263.97 | 0.68214 | 0.40349 | 2
12112 | 08E23G10H12D05M01W03 | 2.71 | 3.56 | 0.65 | 11.9 | 18.82 | 1.3222 | 319.9531 | 197.4 | 0.68214 | 0.52451 | 2
12113 | 08E23G10H12D07M01W02 | 2.8 | 3.69 | 0.65 | 16.69 | 23.83 | 1.4 | 326.1061 | 265.23 | 0.67054 | 0.39793 | 2
12114 | 08E23G10H12D07M01W03 | 2.8 | 3.69 | 0.65 | 11.9 | 19.04 | 1.4 | 326.1061 | 198.66 | 0.67054 | 0.51895 | 2
12115 | 08E23G10H12D07M01W04 | 2.8 | 3.69 | 0.65 | 8.69 | 15.83 | 1.4 | 326.1061 | 154.14 | 0.67054 | 0.60005 | 2
12116 | 08E23G10H12D07M02W02 | 2.67 | 3.21 | 0.65 | 16.69 | 23.22 | 1.2444 | 303.5453 | 263.55 | 0.71339 | 0.41334 | 2
12117 | 08E23G10H13D05M01W02 | 2.71 | 3.24 | 0.65 | 16.69 | 23.29 | 1.2444 | 301.4943 | 263.97 | 0.71071 | 0.41157 | 2
12118 | 08E23G10H13D05M01W03 | 2.71 | 3.24 | 0.65 | 11.9 | 18.5 | 1.2444 | 301.4943 | 197.4 | 0.71071 | 0.53259 | 2
12119 | 08E23G10H13D07M01W02 | 2.8 | 3.35 | 0.65 | 16.69 | 23.49 | 1.3222 | 307.6472 | 265.23 | 0.70089 | 0.40652 | 2
12120 | 08E23G10H13D07M01W03 | 2.8 | 3.35 | 0.65 | 11.9 | 18.7 | 1.3222 | 307.6472 | 198.66 | 0.70089 | 0.52754 | 2
12121 | 08E23G10H13D07M01W04 | 2.8 | 3.35 | 0.65 | 8.69 | 15.49 | 1.3222 | 307.6472 | 154.14 | 0.70089 | 0.60864 | 2
12122 | 08E23G10H13D07M02W02 | 2.67 | 2.91 | 0.65 | 16.69 | 22.92 | 1.1667 | 285.0864 | 263.55 | 0.74018 | 0.42092 | 2
12123 | 08E23G10H14D05M01W02 | 3.11 | 3.89 | 0.65 | 16.69 | 24.34 | 1.4778 | 348.6669 | 268.17 | 0.65268 | 0.38504 | 2
12124 | 08E23G10H14D05M01W03 | 3.11 | 3.89 | 0.65 | 11.9 | 19.55 | 1.4778 | 348.6669 | 201.6 | 0.65268 | 0.50606 | 2
12125 | 08E23G10H14D07M01W02 | 3.23 | 4.03 | 0.65 | 16.69 | 24.6 | 1.5556 | 356.8708 | 269.64 | 0.64018 | 0.37847 | 2
12126 | 08E23G10H14D07M01W03 | 3.23 | 4.03 | 0.65 | 11.9 | 19.81 | 1.5556 | 356.8708 | 203.07 | 0.64018 | 0.49949 | 2
12127 | 08E23G10H14D07M01W04 | 3.23 | 4.03 | 0.65 | 8.69 | 16.6 | 1.5556 | 356.8708 | 158.55 | 0.64018 | 0.5806 | 2
12128 | 08E23G10H14D07M02W02 | 3.08 | 3.5 | 0.65 | 16.69 | 23.92 | 1.4 | 330.208 | 267.75 | 0.6875 | 0.39565 | 2
12129 | 08E23G11H07D04M01W02 | 4.5 | 3.69 | 0.65 | 16.69 | 25.53 | 1.6333 | 360.9728 | 284.55 | 0.67054 | 0.35498 | 2
12130 | 08E23G11H07D05M01W02 | 3.95 | 3.13 | 0.65 | 16.69 | 24.42 | 1.4 | 324.0551 | 278.25 | 0.72054 | 0.38302 | 2
12131 | 08E23G11H07D05M01W03 | 3.95 | 3.13 | 0.65 | 11.9 | 19.63 | 1.4 | 324.0551 | 211.68 | 0.72054 | 0.50404 | 2
12132 | 08E23G11H07D06M01W02 | 3.39 | 2.68 | 0.65 | 16.69 | 23.41 | 1.1667 | 295.3413 | 271.74 | 0.76071 | 0.40854 | 2
12133 | 08E23G11H07D06M01W03 | 3.39 | 2.68 | 0.65 | 11.9 | 18.62 | 1.1667 | 295.3413 | 205.17 | 0.76071 | 0.52956 | 2
12134 | 08E23G11H07D07M01W02 | 4.09 | 3.26 | 0.65 | 16.69 | 24.69 | 1.4778 | 334.31 | 279.93 | 0.70893 | 0.3762 | 2
12135 | 08E23G11H07D07M01W03 | 4.09 | 3.26 | 0.65 | 11.9 | 19.9 | 1.4778 | 334.31 | 213.36 | 0.70893 | 0.49722 | 2
12136 | 08E23G11H07D07M01W04 | 4.09 | 3.26 | 0.65 | 8.69 | 16.69 | 1.4778 | 334.31 | 168.84 | 0.70893 | 0.57832 | 2
12137 | 08E23G11H07D07M02W02 | 3.97 | 2.82 | 0.65 | 16.69 | 24.13 | 1.2444 | 311.7492 | 278.25 | 0.74821 | 0.39035 | 2
12138 | 08E23G11H08D05M01W02 | 3.48 | 3.13 | 0.65 | 16.69 | 23.95 | 1.4 | 324.0551 | 272.16 | 0.72054 | 0.3949 | 2
12139 | 08E23G11H08D05M01W03 | 3.48 | 3.13 | 0.65 | 11.9 | 19.16 | 1.4 | 324.0551 | 205.59 | 0.72054 | 0.51592 | 2
12140 | 08E23G11H08D06M01W02 | 2.99 | 2.68 | 0.65 | 16.69 | 23.01 | 1.1667 | 295.3413 | 266.49 | 0.76071 | 0.41865 | 2
12141 | 08E23G11H08D06M01W03 | 2.99 | 2.68 | 0.65 | 11.9 | 18.22 | 1.1667 | 295.3413 | 199.92 | 0.76071 | 0.53967 | 2
12142 | 08E23G11H08D07M01W02 | 3.6 | 3.26 | 0.65 | 16.69 | 24.2 | 1.4778 | 334.31 | 273.63 | 0.70893 | 0.38858 | 2
12143 | 08E23G11H08D07M01W03 | 3.6 | 3.26 | 0.65 | 11.9 | 19.41 | 1.4778 | 334.31 | 207.06 | 0.70893 | 0.5096 | 2
12144 | 08E23G11H08D07M01W04 | 3.6 | 3.26 | 0.65 | 8.69 | 16.2 | 1.4778 | 334.31 | 162.54 | 0.70893 | 0.5907 | 2
12145 | 08E23G11H08D07M02W02 | 3.49 | 2.82 | 0.65 | 16.69 | 23.65 | 1.2444 | 311.7492 | 272.16 | 0.74821 | 0.40248 | 2
12146 | 08E23G11H09D05M01W02 | 3.35 | 3.13 | 0.65 | 16.69 | 23.82 | 1.4 | 324.0551 | 270.48 | 0.72054 | 0.39818 | 2
12147 | 08E23G11H09D05M01W03 | 3.35 | 3.13 | 0.65 | 11.9 | 19.03 | 1.4 | 324.0551 | 203.91 | 0.72054 | 0.5192 | 2
12148 | 08E23G11H09D07M01W02 | 3.47 | 3.26 | 0.65 | 16.69 | 24.07 | 1.4778 | 334.31 | 271.74 | 0.70893 | 0.39186 | 2
12149 | 08E23G11H09D07M01W03 | 3.47 | 3.26 | 0.65 | 11.9 | 19.28 | 1.4778 | 334.31 | 205.17 | 0.70893 | 0.51289 | 2
12150 | 08E23G11H09D07M01W04 | 3.47 | 3.26 | 0.65 | 8.69 | 16.07 | 1.4778 | 334.31 | 160.65 | 0.70893 | 0.59399 | 2
12151 | 08E23G11H09D07M02W02 | 3.36 | 2.82 | 0.65 | 16.69 | 23.52 | 1.2444 | 311.7492 | 270.48 | 0.74821 | 0.40576 | 2
12152 | 08E23G11H10D05M01W02 | 3.95 | 2.86 | 0.65 | 16.69 | 24.15 | 1.2444 | 311.7492 | 278.25 | 0.74464 | 0.38984 | 2
12153 | 08E23G11H10D05M01W03 | 3.95 | 2.86 | 0.65 | 11.9 | 19.36 | 1.2444 | 311.7492 | 211.68 | 0.74464 | 0.51086 | 2
12154 | 08E23G11H10D07M01W02 | 4.09 | 2.97 | 0.65 | 16.69 | 24.4 | 1.3222 | 317.9021 | 279.93 | 0.73482 | 0.38353 | 2
12155 | 08E23G11H10D07M01W03 | 4.09 | 2.97 | 0.65 | 11.9 | 19.61 | 1.3222 | 317.9021 | 213.36 | 0.73482 | 0.50455 | 2
12156 | 08E23G11H10D07M01W04 | 4.09 | 2.97 | 0.65 | 8.69 | 16.4 | 1.3222 | 317.9021 | 168.84 | 0.73482 | 0.58565 | 2
12157 | 08E23G11H10D07M02W02 | 3.97 | 2.57 | 0.65 | 16.69 | 23.88 | 1.0889 | 299.4433 | 278.25 | 0.77054 | 0.39666 | 2
12158 | 08E23G11H11D05M01W02 | 3.95 | 2.79 | 0.65 | 16.69 | 24.08 | 1.1667 | 307.6472 | 278.25 | 0.75089 | 0.39161 | 2
12159 | 08E23G11H11D05M01W03 | 3.95 | 2.79 | 0.65 | 11.9 | 19.29 | 1.1667 | 307.6472 | 211.68 | 0.75089 | 0.51263 | 2
12160 | 08E23G11H11D06M01W02 | 3.39 | 2.4 | 0.65 | 16.69 | 23.13 | 1.0111 | 280.9845 | 271.74 | 0.78571 | 0.41561 | 2
12161 | 08E23G11H11D06M01W03 | 3.39 | 2.4 | 0.65 | 11.9 | 18.34 | 1.0111 | 280.9845 | 205.17 | 0.78571 | 0.53663 | 2
12162 | 08E23G11H11D07M01W02 | 4.09 | 2.91 | 0.65 | 16.69 | 24.34 | 1.2444 | 315.8512 | 279.93 | 0.74018 | 0.38504 | 2
12163 | 08E23G11H11D07M01W03 | 4.09 | 2.91 | 0.65 | 11.9 | 19.55 | 1.2444 | 315.8512 | 213.36 | 0.74018 | 0.50606 | 2
12164 | 08E23G11H11D07M01W04 | 4.09 | 2.91 | 0.65 | 8.69 | 16.34 | 1.2444 | 315.8512 | 168.84 | 0.74018 | 0.58717 | 2
12165 | 08E23G11H11D07M02W02 | 3.97 | 2.52 | 0.65 | 16.69 | 23.83 | 1.0889 | 295.3413 | 278.25 | 0.775 | 0.39793 | 2
12166 | 08E23G11H12D05M01W02 | 3.44 | 2.33 | 0.65 | 16.69 | 23.11 | 1.0111 | 266.6276 | 272.79 | 0.79196 | 0.41612 | 2
12167 | 08E23G11H12D05M01W03 | 3.44 | 2.33 | 0.65 | 11.9 | 18.32 | 1.0111 | 266.6276 | 206.22 | 0.79196 | 0.53714 | 2
12168 | 08E23G11H12D07M01W02 | 3.56 | 2.42 | 0.65 | 16.69 | 23.32 | 1.0111 | 274.8315 | 274.26 | 0.78393 | 0.41081 | 2
12169 | 08E23G11H12D07M01W03 | 3.56 | 2.42 | 0.65 | 11.9 | 18.53 | 1.0111 | 274.8315 | 207.69 | 0.78393 | 0.53183 | 2
12170 | 08E23G11H12D07M01W04 | 3.56 | 2.42 | 0.65 | 8.69 | 15.32 | 1.0111 | 274.8315 | 163.17 | 0.78393 | 0.61294 | 2
12171 | 08E23G11H12D07M02W02 | 3.45 | 2.1 | 0.65 | 16.69 | 22.89 | 0.85556 | 256.3727 | 272.79 | 0.8125 | 0.42168 | 2
12172 | 08E23G11H13D05M01W02 | 3.44 | 2.11 | 0.65 | 16.69 | 22.89 | 0.93333 | 254.3217 | 272.79 | 0.81161 | 0.42168 | 2
12173 | 08E23G11H13D05M01W03 | 3.44 | 2.11 | 0.65 | 11.9 | 18.1 | 0.93333 | 254.3217 | 206.22 | 0.81161 | 0.5427 | 2
12174 | 08E23G11H13D07M01W02 | 3.56 | 2.2 | 0.65 | 16.69 | 23.1 | 0.93333 | 260.4747 | 274.26 | 0.80357 | 0.41637 | 2
12175 | 08E23G11H13D07M01W03 | 3.56 | 2.2 | 0.65 | 11.9 | 18.31 | 0.93333 | 260.4747 | 207.69 | 0.80357 | 0.53739 | 2
12176 | 08E23G11H13D07M01W04 | 3.56 | 2.2 | 0.65 | 8.69 | 15.1 | 0.93333 | 260.4747 | 163.17 | 0.80357 | 0.61849 | 2
12177 | 08E23G11H13D07M02W02 | 3.45 | 1.9 | 0.65 | 16.69 | 22.69 | 0.85556 | 246.1178 | 272.79 | 0.83036 | 0.42673 | 2
12178 | 08E23G11H14D05M01W02 | 3.95 | 2.54 | 0.65 | 16.69 | 23.83 | 1.0889 | 293.2904 | 278.25 | 0.77321 | 0.39793 | 2
12179 | 08E23G11H14D05M01W03 | 3.95 | 2.54 | 0.65 | 11.9 | 19.04 | 1.0889 | 293.2904 | 211.68 | 0.77321 | 0.51895 | 2
12180 | 08E23G11H14D07M01W02 | 4.09 | 2.64 | 0.65 | 16.69 | 24.07 | 1.1667 | 301.4943 | 279.93 | 0.76429 | 0.39186 | 2
12181 | 08E23G11H14D07M01W03 | 4.09 | 2.64 | 0.65 | 11.9 | 19.28 | 1.1667 | 301.4943 | 213.36 | 0.76429 | 0.51289 | 2
12182 | 08E23G11H14D07M01W04 | 4.09 | 2.64 | 0.65 | 8.69 | 16.07 | 1.1667 | 301.4943 | 168.84 | 0.76429 | 0.59399 | 2
12183 | 08E23G11H14D07M02W02 | 3.97 | 2.29 | 0.65 | 16.69 | 23.6 | 1.0111 | 283.0355 | 278.25 | 0.79554 | 0.40374 | 2
12184 | 08E23G12H07D04M01W02 | 2.05 | 18.12 | 0.65 | 16.69 | 37.51 | 3.3444 | 1240.8438 | 255.57 | -0.61786 | 0.052299
12185 | 08E23G12H07D05M01W02 | 1.77 | 15.53 | 0.65 | 16.69 | 34.64 | 2.8778 | 1087.0202 | 252.42 | -0.38661 | 0.12481
12186 | 08E23G12H07D05M01W03 | 1.77 | 15.53 | 0.65 | 11.9 | 29.85 | 2.8778 | 1087.0202 | 185.85 | -0.38661 | 0.24583
12187 | 08E23G12H07D06M01W02 | 1.52 | 14.03 | 0.65 | 16.69 | 32.89 | 2.6444 | 996.777 | 249.48 | -0.25268 | 0.16902
12188 | 08E23G12H07D06M01W03 | 1.52 | 14.03 | 0.65 | 11.9 | 28.1 | 2.6444 | 996.777 | 182.91 | -0.25268 | 0.29005
12189 | 08E23G12H07D07M01W02 | 1.84 | 15.94 | 0.65 | 16.69 | 35.12 | 2.9556 | 1109.581 | 253.26 | -0.42321 | 0.11268
12190 | 08E23G12H07D07M01W03 | 1.84 | 15.94 | 0.65 | 11.9 | 30.33 | 2.9556 | 1109.581 | 186.69 | -0.42321 | 0.2337
12191 | 08E23G12H07D07M01W04 | 1.84 | 15.94 | 0.65 | 8.69 | 27.12 | 2.9556 | 1109.581 | 142.17 | -0.42321 | 0.31481
12192 | 08E23G12H07D07M02W02 | 1.66 | 14.4 | 0.65 | 16.69 | 33.4 | 2.9556 | 992.6751 | 250.95 | -0.28571 | 0.15614
12193 | 08E23G12H08D05M01W02 | 1.56 | 15.53 | 0.65 | 16.69 | 34.43 | 2.8778 | 1087.0202 | 249.69 | -0.38661 | 0.13012
12194 | 08E23G12H08D05M01W03 | 1.56 | 15.53 | 0.65 | 11.9 | 29.64 | 2.8778 | 1087.0202 | 183.12 | -0.38661 | 0.25114
12195 | 08E23G12H08D06M01W02 | 1.34 | 14.03 | 0.65 | 16.69 | 32.71 | 2.6444 | 996.777 | 247.17 | -0.25268 | 0.17357
12196 | 08E23G12H08D06M01W03 | 1.34 | 14.03 | 0.65 | 11.9 | 27.92 | 2.6444 | 996.777 | 180.6 | -0.25268 | 0.29459
12197 | 08E23G12H08D07M01W02 | 1.62 | 15.94 | 0.65 | 16.69 | 34.9 | 2.9556 | 1109.581 | 250.32 | -0.42321 | 0.11824
12198 | 08E23G12H08D07M01W03 | 1.62 | 15.94 | 0.65 | 11.9 | 30.11 | 2.9556 | 1109.581 | 183.75 | -0.42321 | 0.23926
12199 | 08E23G12H08D07M01W04 | 1.62 | 15.94 | 0.65 | 8.69 | 26.9 | 2.9556 | 1109.581 | 139.23 | -0.42321 | 0.32036
12200 | 08E23G12H08D07M02W02 | 1.46 | 14.4 | 0.65 | 16.69 | 33.2 | 2.9556 | 992.6751 | 248.43 | -0.28571 | 0.16119
12201 | 08E23G12H09D05M01W02 | 1.5 | 15.53 | 0.65 | 16.69 | 34.37 | 2.8778 | 1087.0202 | 249.06 | -0.38661 | 0.13163
12202 | 08E23G12H09D05M01W03 | 1.5 | 15.53 | 0.65 | 11.9 | 29.58 | 2.8778 | 1087.0202 | 182.49 | -0.38661 | 0.25265
12203 | 08E23G12H09D07M01W02 | 1.56 | 15.94 | 0.65 | 16.69 | 34.84 | 2.9556 | 1109.581 | 249.69 | -0.42321 | 0.11976
12204 | 08E23G12H09D07M01W03 | 1.56 | 15.94 | 0.65 | 11.9 | 30.05 | 2.9556 | 1109.581 | 183.12 | -0.42321 | 0.24078
12205 | 08E23G12H09D07M01W04 | 1.56 | 15.94 | 0.65 | 8.69 | 26.84 | 2.9556 | 1109.581 | 138.6 | -0.42321 | 0.32188
12206 | 08E23G12H09D07M02W02 | 1.41 | 14.4 | 0.65 | 16.69 | 33.15 | 2.9556 | 992.6751 | 247.8 | -0.28571 | 0.16246
12207 | 08E23G12H10D05M01W02 | 1.77 | 14.13 | 0.65 | 16.69 | 33.24 | 2.5667 | 1009.0829 | 252.42 | -0.26161 | 0.16018
12208 | 08E23G12H10D05M01W03 | 1.77 | 14.13 | 0.65 | 11.9 | 28.45 | 2.5667 | 1009.0829 | 185.85 | -0.26161 | 0.2812
12209 | 08E23G12H10D07M01W02 | 1.84 | 14.49 | 0.65 | 16.69 | 33.67 | 2.6444 | 1029.5927 | 253.26 | -0.29375 | 0.14932
12210 | 08E23G12H10D07M01W03 | 1.84 | 14.49 | 0.65 | 11.9 | 28.88 | 2.6444 | 1029.5927 | 186.69 | -0.29375 | 0.27034
12211 | 08E23G12H10D07M01W04 | 1.84 | 14.49 | 0.65 | 8.69 | 25.67 | 2.6444 | 1029.5927 | 142.17 | -0.29375 | 0.35144
12212 | 08E23G12H10D07M02W02 | 1.66 | 13.1 | 0.65 | 16.69 | 32.1 | 2.6444 | 920.8907 | 250.95 | -0.16964 | 0.18898
12213 | 08E23G12H11D05M01W02 | 1.77 | 13.79 | 0.65 | 16.69 | 32.9 | 2.4889 | 994.726 | 252.42 | -0.23125 | 0.16877
12214 | 08E23G12H11D05M01W03 | 1.77 | 13.79 | 0.65 | 11.9 | 28.11 | 2.4889 | 994.726 | 185.85 | -0.23125 | 0.28979
12215 | 08E23G12H11D06M01W02 | 1.52 | 12.47 | 0.65 | 16.69 | 31.33 | 2.2556 | 912.6868 | 249.48 | -0.11339 | 0.20844
12216 | 08E23G12H11D06M01W03 | 1.52 | 12.47 | 0.65 | 11.9 | 26.54 | 2.2556 | 912.6868 | 182.91 | -0.11339 | 0.32946
12217 | 08E23G12H11D07M01W02 | 1.84 | 14.15 | 0.65 | 16.69 | 33.33 | 2.4889 | 1015.2359 | 253.26 | -0.26339 | 0.15791
12218 | 08E23G12H11D07M01W03 | 1.84 | 14.15 | 0.65 | 11.9 | 28.54 | 2.4889 | 1015.2359 | 186.69 | -0.26339 | 0.27893
12219 | 08E23G12H11D07M01W04 | 1.84 | 14.15 | 0.65 | 8.69 | 25.33 | 2.4889 | 1015.2359 | 142.17 | -0.26339 | 0.36003
12220 | 08E23G12H11D07M02W02 | 1.66 | 12.78 | 0.65 | 16.69 | 31.78 | 2.5667 | 908.5848 | 250.95 | -0.14107 | 0.19707
12221 | 08E23G12H12D05M01W02 | 1.54 | 11.51 | 0.65 | 16.69 | 30.39 | 2.0222 | 842.9534 | 250.11 | -0.027679 | 0.23219
12222 | 08E23G12H12D05M01W03 | 1.54 | 11.51 | 0.65 | 11.9 | 25.6 | 2.0222 | 842.9534 | 183.54 | -0.027679 | 0.35321
12223 | 08E23G12H12D07M01W02 | 1.6 | 11.8 | 0.65 | 16.69 | 30.74 | 2.1 | 861.4122 | 250.74 | -0.053571 | 0.22335
12224 | 08E23G12H12D07M01W03 | 1.6 | 11.8 | 0.65 | 11.9 | 25.95 | 2.1 | 861.4122 | 184.17 | -0.053571 | 0.34437
12225 | 08E23G12H12D07M01W04 | 1.6 | 11.8 | 0.65 | 8.69 | 22.74 | 2.1 | 861.4122 | 139.65 | -0.053571 | 0.42547
12226 | 08E23G12H12D07M02W02 | 1.44 | 10.66 | 0.65 | 16.69 | 29.44 | 2.1 | 771.1691 | 248.85 | 0.048214 | 0.25619 | 1
12227 | 08E23G12H13D05M01W02 | 1.54 | 10.46 | 0.65 | 16.69 | 29.34 | 1.9444 | 767.0671 | 250.11 | 0.066071 | 0.25872 | 1
12228 | 08E23G12H13D05M01W03 | 1.54 | 10.46 | 0.65 | 11.9 | 24.55 | 1.9444 | 767.0671 | 183.54 | 0.066071 | 0.37974 | 1
12229 | 08E23G12H13D07M01W02 | 1.6 | 10.73 | 0.65 | 16.69 | 29.67 | 1.9444 | 785.5259 | 250.74 | 0.041964 | 0.25038 | 1
12230 | 08E23G12H13D07M01W03 | 1.6 | 10.73 | 0.65 | 11.9 | 24.88 | 1.9444 | 785.5259 | 184.17 | 0.041964 | 0.3714 | 1
12231 | 08E23G12H13D07M01W04 | 1.6 | 10.73 | 0.65 | 8.69 | 21.67 | 1.9444 | 785.5259 | 139.65 | 0.041964 | 0.4525 | 1
12232 | 08E23G12H13D07M02W02 | 1.44 | 9.7 | 0.65 | 16.69 | 28.48 | 1.9444 | 703.4867 | 248.85 | 0.13393 | 0.28044 | 1
12233 | 08E23G12H14D05M01W02 | 1.77 | 12.57 | 0.65 | 16.69 | 31.68 | 2.3333 | 906.5338 | 252.42 | -0.12232 | 0.1996
12234 | 08E23G12H14D05M01W03 | 1.77 | 12.57 | 0.65 | 11.9 | 26.89 | 2.3333 | 906.5338 | 185.85 | -0.12232 | 0.32062
12235 | 08E23G12H14D07M01W02 | 1.84 | 12.9 | 0.65 | 16.69 | 32.08 | 2.3333 | 924.9927 | 253.26 | -0.15179 | 0.18949
12236 | 08E23G12H14D07M01W03 | 1.84 | 12.9 | 0.65 | 11.9 | 27.29 | 2.3333 | 924.9927 | 186.69 | -0.15179 | 0.31051
12237 | 08E23G12H14D07M01W04 | 1.84 | 12.9 | 0.65 | 8.69 | 24.08 | 2.3333 | 924.9927 | 142.17 | -0.15179 | 0.39161
12238 | 08E23G12H14D07M02W02 | 1.66 | 11.66 | 0.65 | 16.69 | 30.66 | 2.4111 | 830.6475 | 250.95 | -0.041071 | 0.22537 | 1
12239 | 08E24G10H07D04M01W02 | 4.19 | 6.43 | 0.65 | 16.69 | 27.96 | 2.4111 | 488.1336 | 280.98 | 0.42589 | 0.29358 | 1
12240 | 08E24G10H07D05M01W02 | 3.66 | 5.47 | 0.65 | 16.69 | 26.47 | 2.0222 | 434.8081 | 274.89 | 0.51161 | 0.33123 | 1
12241 | 08E24G10H07D05M01W03 | 3.66 | 5.47 | 0.65 | 11.9 | 21.68 | 2.0222 | 434.8081 | 208.32 | 0.51161 | 0.45225 | 2
12242 | 08E24G10H07D06M01W02 | 3.16 | 4.75 | 0.65 | 16.69 | 25.25 | 1.7889 | 391.7375 | 269.01 | 0.57589 | 0.36205 | 2
12243 | 08E24G10H07D06M01W03 | 3.16 | 4.75 | 0.65 | 11.9 | 20.46 | 1.7889 | 391.7375 | 202.44 | 0.57589 | 0.48307 | 2
12244 | 08E24G10H07D07M01W02 | 3.8 | 5.67 | 0.65 | 16.69 | 26.81 | 2.1 | 445.063 | 276.36 | 0.49375 | 0.32264 | 1
12245 | 08E24G10H07D07M01W03 | 3.8 | 5.67 | 0.65 | 11.9 | 22.02 | 2.1 | 445.063 | 209.79 | 0.49375 | 0.44366 | 2
12246 | 08E24G10H07D07M01W04 | 3.8 | 5.67 | 0.65 | 8.69 | 18.81 | 2.1 | 445.063 | 165.27 | 0.49375 | 0.52476 | 2
12247 | 08E24G10H07D07M02W02 | 3.63 | 4.98 | 0.65 | 16.69 | 25.95 | 1.9444 | 412.2473 | 274.26 | 0.55536 | 0.34437 | 1
12248 | 08E24G10H08D05M01W02 | 3.22 | 5.47 | 0.65 | 16.69 | 26.03 | 2.0222 | 434.8081 | 269.22 | 0.51161 | 0.34234 | 1
12249 | 08E24G10H08D05M01W03 | 3.22 | 5.47 | 0.65 | 11.9 | 21.24 | 2.0222 | 434.8081 | 202.65 | 0.51161 | 0.46337 | 2
12250 | 08E24G10H08D06M01W02 | 2.79 | 4.75 | 0.65 | 16.69 | 24.88 | 1.7889 | 391.7375 | 263.97 | 0.57589 | 0.3714 | 2
12251 | 08E24G10H08D06M01W03 | 2.79 | 4.75 | 0.65 | 11.9 | 20.09 | 1.7889 | 391.7375 | 197.4 | 0.57589 | 0.49242 | 2
12252 | 08E24G10H08D07M01W02 | 3.35 | 5.67 | 0.65 | 16.69 | 26.36 | 2.1 | 445.063 | 270.48 | 0.49375 | 0.33401 | 1
12253 | 08E24G10H08D07M01W03 | 3.35 | 5.67 | 0.65 | 11.9 | 21.57 | 2.1 | 445.063 | 203.91 | 0.49375 | 0.45503 | 2
12254 | 08E24G10H08D07M01W04 | 3.35 | 5.67 | 0.65 | 8.69 | 18.36 | 2.1 | 445.063 | 159.39 | 0.49375 | 0.53613 | 2
12255 | 08E24G10H08D07M02W02 | 3.19 | 4.98 | 0.65 | 16.69 | 25.51 | 1.9444 | 412.2473 | 268.8 | 0.55536 | 0.35548 | 2
12256 | 08E24G10H09D05M01W02 | 3.1 | 5.47 | 0.65 | 16.69 | 25.91 | 2.0222 | 434.8081 | 267.54 | 0.51161 | 0.34538 | 1
12257 | 08E24G10H09D05M01W03 | 3.1 | 5.47 | 0.65 | 11.9 | 21.12 | 2.0222 | 434.8081 | 200.97 | 0.51161 | 0.4664 | 2
12258 | 08E24G10H09D07M01W02 | 3.22 | 5.67 | 0.65 | 16.69 | 26.23 | 2.1 | 445.063 | 268.8 | 0.49375 | 0.33729 | 1
12259 | 08E24G10H09D07M01W03 | 3.22 | 5.67 | 0.65 | 11.9 | 21.44 | 2.1 | 445.063 | 202.23 | 0.49375 | 0.45831 | 2
12260 | 08E24G10H09D07M01W04 | 3.22 | 5.67 | 0.65 | 8.69 | 18.23 | 2.1 | 445.063 | 157.71 | 0.49375 | 0.53941 | 2
12261 | 08E24G10H09D07M02W02 | 3.07 | 4.98 | 0.65 | 16.69 | 25.39 | 1.9444 | 412.2473 | 267.12 | 0.55536 | 0.35851 | 2
12262 | 08E24G10H10D05M01W02 | 3.66 | 4.98 | 0.65 | 16.69 | 25.98 | 1.7889 | 410.1963 | 274.89 | 0.55536 | 0.34361 | 1
12263 | 08E24G10H10D05M01W03 | 3.66 | 4.98 | 0.65 | 11.9 | 21.19 | 1.7889 | 410.1963 | 208.32 | 0.55536 | 0.46463 | 2
12264 | 08E24G10H10D07M01W02 | 3.8 | 5.15 | 0.65 | 16.69 | 26.29 | 1.8667 | 420.4512 | 276.36 | 0.54018 | 0.33578 | 1
12265 | 08E24G10H10D07M01W03 | 3.8 | 5.15 | 0.65 | 11.9 | 21.5 | 1.8667 | 420.4512 | 209.79 | 0.54018 | 0.4568 | 2
12266 | 08E24G10H10D07M01W04 | 3.8 | 5.15 | 0.65 | 8.69 | 18.29 | 1.8667 | 420.4512 | 165.27 | 0.54018 | 0.5379 | 2
12267 | 08E24G10H10D07M02W02 | 3.63 | 4.53 | 0.65 | 16.69 | 25.5 | 1.7889 | 389.6865 | 274.26 | 0.59554 | 0.35574 | 2
12268 | 08E24G10H11D05M01W02 | 3.66 | 4.86 | 0.65 | 16.69 | 25.86 | 1.7111 | 406.0943 | 274.89 | 0.56607 | 0.34664 | 1
12269 | 08E24G10H11D05M01W03 | 3.66 | 4.86 | 0.65 | 11.9 | 21.07 | 1.7111 | 406.0943 | 208.32 | 0.56607 | 0.46766 | 2
12270 | 08E24G10H11D06M01W02 | 3.16 | 4.22 | 0.65 | 16.69 | 24.72 | 1.4778 | 367.1257 | 269.01 | 0.62321 | 0.37544 | 2
12271 | 08E24G10H11D06M01W03 | 3.16 | 4.22 | 0.65 | 11.9 | 19.93 | 1.4778 | 367.1257 | 202.44 | 0.62321 | 0.49646 | 2
12272 | 08E24G10H11D07M01W02 | 3.8 | 5.03 | 0.65 | 16.69 | 26.17 | 1.7889 | 416.3493 | 276.36 | 0.55089 | 0.33881 | 1
12273 | 08E24G10H11D07M01W03 | 3.8 | 5.03 | 0.65 | 11.9 | 21.38 | 1.7889 | 416.3493 | 209.79 | 0.55089 | 0.45983 | 2
12274 | 08E24G10H11D07M01W04 | 3.8 | 5.03 | 0.65 | 8.69 | 18.17 | 1.7889 | 416.3493 | 165.27 | 0.55089 | 0.54093 | 2
12275 | 08E24G10H11D07M02W02 | 3.63 | 4.43 | 0.65 | 16.69 | 25.4 | 1.7111 | 385.5845 | 274.26 | 0.60446 | 0.35826 | 2
12276 | 08E24G10H12D05M01W02 | 3.19 | 4.05 | 0.65 | 16.69 | 24.58 | 1.4778 | 350.7178 | 269.64 | 0.63839 | 0.37898 | 2
12277 | 08E24G10H12D05M01W03 | 3.19 | 4.05 | 0.65 | 11.9 | 19.79 | 1.4778 | 350.7178 | 203.07 | 0.63839 | 0.5 | 2
12278 | 08E24G10H12D07M01W02 | 3.3 | 4.2 | 0.65 | 16.69 | 24.84 | 1.4778 | 356.8708 | 271.11 | 0.625 | 0.37241 | 2
12279 | 08E24G10H12D07M01W03 | 3.3 | 4.2 | 0.65 | 11.9 | 20.05 | 1.4778 | 356.8708 | 204.54 | 0.625 | 0.49343 | 2
12280 | 08E24G10H12D07M01W04 | 3.3 | 4.2 | 0.65 | 8.69 | 16.84 | 1.4778 | 356.8708 | 160.02 | 0.625 | 0.57453 | 2
12281 | 08E24G10H12D07M02W02 | 3.16 | 3.69 | 0.65 | 16.69 | 24.19 | 1.4 | 330.208 | 269.22 | 0.67054 | 0.38883 | 2
12282 | 08E24G10H13D05M01W02 | 3.19 | 3.68 | 0.65 | 16.69 | 24.21 | 1.4 | 328.157 | 269.64 | 0.67143 | 0.38833 | 2
12283 | 08E24G10H13D05M01W03 | 3.19 | 3.68 | 0.65 | 11.9 | 19.42 | 1.4 | 328.157 | 203.07 | 0.67143 | 0.50935 | 2
12284 | 08E24G10H13D07M01W02 | 3.3 | 3.82 | 0.65 | 16.69 | 24.46 | 1.4 | 334.31 | 271.11 | 0.65893 | 0.38201 | 2
12285 | 08E24G10H13D07M01W03 | 3.3 | 3.82 | 0.65 | 11.9 | 19.67 | 1.4 | 334.31 | 204.54 | 0.65893 | 0.50303 | 2
12286 | 08E24G10H13D07M01W04 | 3.3 | 3.82 | 0.65 | 8.69 | 16.46 | 1.4 | 334.31 | 160.02 | 0.65893 | 0.58413 | 2
12287 | 08E24G10H13D07M02W02 | 3.16 | 3.35 | 0.65 | 16.69 | 23.85 | 1.3222 | 311.7492 | 269.22 | 0.70089 | 0.39742 | 2
12288 | 08E24G10H14D05M01W02 | 3.66 | 4.43 | 0.65 | 16.69 | 25.43 | 1.6333 | 381.4826 | 274.89 | 0.60446 | 0.3575 | 2
12289 | 08E24G10H14D05M01W03 | 3.66 | 4.43 | 0.65 | 11.9 | 20.64 | 1.6333 | 381.4826 | 208.32 | 0.60446 | 0.47852 | 2
12290 | 08E24G10H14D07M01W02 | 3.8 | 4.59 | 0.65 | 16.69 | 25.73 | 1.7111 | 391.7375 | 276.36 | 0.59018 | 0.34992 | 1
12291 | 08E24G10H14D07M01W03 | 3.8 | 4.59 | 0.65 | 11.9 | 20.94 | 1.7111 | 391.7375 | 209.79 | 0.59018 | 0.47094 | 2
12292 | 08E24G10H14D07M01W04 | 3.8 | 4.59 | 0.65 | 8.69 | 17.73 | 1.7111 | 391.7375 | 165.27 | 0.59018 | 0.55205 | 2
12293 | 08E24G10H14D07M02W02 | 3.63 | 4.03 | 0.65 | 16.69 | 25 | 1.5556 | 363.0237 | 274.26 | 0.64018 | 0.36837 | 2
12294 | 08E24G11H07D04M01W02 | 5.18 | 4.34 | 0.65 | 16.69 | 26.86 | 1.9444 | 401.9924 | 292.74 | 0.6125 | 0.32137 | 1
12295 | 08E24G11H07D05M01W02 | 4.55 | 3.7 | 0.65 | 16.69 | 25.59 | 1.6333 | 360.9728 | 285.18 | 0.66964 | 0.35346 | 2
12296 | 08E24G11H07D05M01W03 | 4.55 | 3.7 | 0.65 | 11.9 | 20.8 | 1.6333 | 360.9728 | 218.61 | 0.66964 | 0.47448 | 2
12297 | 08E24G11H07D06M01W02 | 3.94 | 3.18 | 0.65 | 16.69 | 24.46 | 1.4 | 326.1061 | 278.04 | 0.71607 | 0.38201 | 2
12298 | 08E24G11H07D06M01W03 | 3.94 | 3.18 | 0.65 | 11.9 | 19.67 | 1.4 | 326.1061 | 211.47 | 0.71607 | 0.50303 | 2
12299 | 08E24G11H07D07M01W02 | 4.7 | 3.84 | 0.65 | 16.69 | 25.88 | 1.7111 | 371.2277 | 287.07 | 0.65714 | 0.34613 | 1
12300 | 08E24G11H07D07M01W03 | 4.7 | 3.84 | 0.65 | 11.9 | 21.09 | 1.7111 | 371.2277 | 220.5 | 0.65714 | 0.46716 | 2
12301 | 08E24G11H07D07M01W04 | 4.7 | 3.84 | 0.65 | 8.69 | 17.88 | 1.7111 | 371.2277 | 175.98 | 0.65714 | 0.54826 | 2
12302 | 08E24G11H07D07M02W02 | 4.56 | 3.33 | 0.65 | 16.69 | 25.23 | 1.4778 | 342.5139 | 285.39 | 0.70268 | 0.36256 | 2
12303 | 08E24G11H08D05M01W02 | 4 | 3.7 | 0.65 | 16.69 | 25.04 | 1.6333 | 360.9728 | 278.25 | 0.66964 | 0.36736 | 2
12304 | 08E24G11H08D05M01W03 | 4 | 3.7 | 0.65 | 11.9 | 20.25 | 1.6333 | 360.9728 | 211.68 | 0.66964 | 0.48838 | 2
12305 | 08E24G11H08D06M01W02 | 3.47 | 3.18 | 0.65 | 16.69 | 23.99 | 1.4 | 326.1061 | 271.95 | 0.71607 | 0.39389 | 2
12306 | 08E24G11H08D06M01W03 | 3.47 | 3.18 | 0.65 | 11.9 | 19.2 | 1.4 | 326.1061 | 205.38 | 0.71607 | 0.51491 | 2
12307 | 08E24G11H08D07M01W02 | 4.14 | 3.84 | 0.65 | 16.69 | 25.32 | 1.7111 | 371.2277 | 279.72 | 0.65714 | 0.36028 | 2
12308 | 08E24G11H08D07M01W03 | 4.14 | 3.84 | 0.65 | 11.9 | 20.53 | 1.7111 | 371.2277 | 213.15 | 0.65714 | 0.4813 | 2
12309 | 08E24G11H08D07M01W04 | 4.14 | 3.84 | 0.65 | 8.69 | 17.32 | 1.7111 | 371.2277 | 168.63 | 0.65714 | 0.56241 | 2
12310 | 08E24G11H08D07M02W02 | 4.02 | 3.33 | 0.65 | 16.69 | 24.69 | 1.4778 | 342.5139 | 278.25 | 0.70268 | 0.3762 | 2
12311 | 08E24G11H09D05M01W02 | 3.85 | 3.7 | 0.65 | 16.69 | 24.89 | 1.6333 | 360.9728 | 276.36 | 0.66964 | 0.37115 | 2
12312 | 08E24G11H09D05M01W03 | 3.85 | 3.7 | 0.65 | 11.9 | 20.1 | 1.6333 | 360.9728 | 209.79 | 0.66964 | 0.49217 | 2
12313 | 08E24G11H09D07M01W02 | 3.98 | 3.84 | 0.65 | 16.69 | 25.16 | 1.7111 | 371.2277 | 277.83 | 0.65714 | 0.36433 | 2
12314 | 08E24G11H09D07M01W03 | 3.98 | 3.84 | 0.65 | 11.9 | 20.37 | 1.7111 | 371.2277 | 211.26 | 0.65714 | 0.48535 | 2
12315 | 08E24G11H09D07M01W04 | 3.98 | 3.84 | 0.65 | 8.69 | 17.16 | 1.7111 | 371.2277 | 166.74 | 0.65714 | 0.56645 | 2
12316 | 08E24G11H09D07M02W02 | 3.86 | 3.33 | 0.65 | 16.69 | 24.53 | 1.4778 | 342.5139 | 276.36 | 0.70268 | 0.38024 | 2
12317 | 08E24G11H10D05M01W02 | 4.55 | 3.37 | 0.65 | 16.69 | 25.26 | 1.4 | 344.5649 | 285.18 | 0.69911 | 0.3618 | 2
12318 | 08E24G11H10D05M01W03 | 4.55 | 3.37 | 0.65 | 11.9 | 20.47 | 1.4 | 344.5649 | 218.61 | 0.69911 | 0.48282 | 2
12319 | 08E24G11H10D07M01W02 | 4.7 | 3.5 | 0.65 | 16.69 | 25.54 | 1.4778 | 354.8198 | 287.07 | 0.6875 | 0.35472 | 2
12320 | 08E24G11H10D07M01W03 | 4.7 | 3.5 | 0.65 | 11.9 | 20.75 | 1.4778 | 354.8198 | 220.5 | 0.6875 | 0.47575 | 2
12321 | 08E24G11H10D07M01W04 | 4.7 | 3.5 | 0.65 | 8.69 | 17.54 | 1.4778 | 354.8198 | 175.98 | 0.6875 | 0.55685 | 2
12322 | 08E24G11H10D07M02W02 | 4.56 | 3.03 | 0.65 | 16.69 | 24.93 | 1.3222 | 328.157 | 285.39 | 0.72946 | 0.37014 | 2
12323 | 08E24G11H11D05M01W02 | 4.55 | 3.3 | 0.65 | 16.69 | 25.19 | 1.4 | 340.4629 | 285.18 | 0.70536 | 0.36357 | 2
12324 | 08E24G11H11D05M01W03 | 4.55 | 3.3 | 0.65 | 11.9 | 20.4 | 1.4 | 340.4629 | 218.61 | 0.70536 | 0.48459 | 2
12325 | 08E24G11H11D06M01W02 | 3.94 | 2.83 | 0.65 | 16.69 | 24.11 | 1.1667 | 309.6982 | 278.04 | 0.74732 | 0.39085 | 2
12326 | 08E24G11H11D06M01W03 | 3.94 | 2.83 | 0.65 | 11.9 | 19.32 | 1.1667 | 309.6982 | 211.47 | 0.74732 | 0.51187 | 2
12327 | 08E24G11H11D07M01W02 | 4.7 | 3.42 | 0.65 | 16.69 | 25.46 | 1.4 | 350.7178 | 287.07 | 0.69464 | 0.35675 | 2
12328 | 08E24G11H11D07M01W03 | 4.7 | 3.42 | 0.65 | 11.9 | 20.67 | 1.4 | 350.7178 | 220.5 | 0.69464 | 0.47777 | 2
12329 | 08E24G11H11D07M01W04 | 4.7 | 3.42 | 0.65 | 8.69 | 17.46 | 1.4 | 350.7178 | 175.98 | 0.69464 | 0.55887 | 2
12330 | 08E24G11H11D07M02W02 | 4.56 | 2.97 | 0.65 | 16.69 | 24.87 | 1.2444 | 326.1061 | 285.39 | 0.73482 | 0.37165 | 2
12331 | 08E24G11H12D05M01W02 | 3.95 | 2.75 | 0.65 | 16.69 | 24.04 | 1.1667 | 293.2904 | 278.88 | 0.75446 | 0.39262 | 2
12332 | 08E24G11H12D05M01W03 | 3.95 | 2.75 | 0.65 | 11.9 | 19.25 | 1.1667 | 293.2904 | 212.31 | 0.75446 | 0.51364 | 2
12333 | 08E24G11H12D07M01W02 | 4.08 | 2.86 | 0.65 | 16.69 | 24.28 | 1.1667 | 301.4943 | 280.56 | 0.74464 | 0.38656 | 2
12334 | 08E24G11H12D07M01W03 | 4.08 | 2.86 | 0.65 | 11.9 | 19.49 | 1.1667 | 301.4943 | 213.99 | 0.74464 | 0.50758 | 2
12335 | 08E24G11H12D07M01W04 | 4.08 | 2.86 | 0.65 | 8.69 | 16.28 | 1.1667 | 301.4943 | 169.47 | 0.74464 | 0.58868 | 2
12336 | 08E24G11H12D07M02W02 | 3.97 | 2.47 | 0.65 | 16.69 | 23.78 | 1.0889 | 280.9845 | 279.09 | 0.77946 | 0.39919 | 2
12337 | 08E24G11H13D05M01W02 | 3.95 | 2.49 | 0.65 | 16.69 | 23.78 | 1.0889 | 278.9335 | 278.88 | 0.77768 | 0.39919 | 2
12338 | 08E24G11H13D05M01W03 | 3.95 | 2.49 | 0.65 | 11.9 | 18.99 | 1.0889 | 278.9335 | 212.31 | 0.77768 | 0.52021 | 2
12339 | 08E24G11H13D07M01W02 | 4.08 | 2.59 | 0.65 | 16.69 | 24.01 | 1.0889 | 285.0864 | 280.56 | 0.76875 | 0.39338 | 2
12340 | 08E24G11H13D07M01W03 | 4.08 | 2.59 | 0.65 | 11.9 | 19.22 | 1.0889 | 285.0864 | 213.99 | 0.76875 | 0.5144 | 2
12341 | 08E24G11H13D07M01W04 | 4.08 | 2.59 | 0.65 | 8.69 | 16.01 | 1.0889 | 285.0864 | 169.47 | 0.76875 | 0.5955 | 2
12342 | 08E24G11H13D07M02W02 | 3.97 | 2.24 | 0.65 | 16.69 | 23.55 | 1.0111 | 266.6276 | 279.09 | 0.8 | 0.405 | 2
12343 | 08E24G11H14D05M01W02 | 4.55 | 3 | 0.65 | 16.69 | 24.89 | 1.3222 | 324.0551 | 285.18 | 0.73214 | 0.37115 | 2
12344 | 08E24G11H14D05M01W03 | 4.55 | 3 | 0.65 | 11.9 | 20.1 | 1.3222 | 324.0551 | 218.61 | 0.73214 | 0.49217 | 2
12345 | 08E24G11H14D07M01W02 | 4.7 | 3.11 | 0.65 | 16.69 | 25.15 | 1.3222 | 334.31 | 287.07 | 0.72232 | 0.36458 | 2
12346 | 08E24G11H14D07M01W03 | 4.7 | 3.11 | 0.65 | 11.9 | 20.36 | 1.3222 | 334.31 | 220.5 | 0.72232 | 0.4856 | 2
12347 | 08E24G11H14D07M01W04 | 4.7 | 3.11 | 0.65 | 8.69 | 17.15 | 1.3222 | 334.31 | 175.98 | 0.72232 | 0.5667 | 2
12348 | 08E24G11H14D07M02W02 | 4.56 | 2.7 | 0.65 | 16.69 | 24.6 | 1.1667 | 309.6982 | 285.39 | 0.75893 | 0.37847 | 2
12349 | 08E24G12H07D04M01W02 | 2.53 | 19.12 | 0.65 | 16.69 | 38.99 | 3.4222 | 1308.5262 | 261.45 | -0.70714 | 0.014907
12350 | 08E24G12H07D05M01W02 | 2.2 | 16.39 | 0.65 | 16.69 | 35.93 | 2.9556 | 1144.4477 | 257.46 | -0.46339 | 0.092218
12351 | 08E24G12H07D05M01W03 | 2.2 | 16.39 | 0.65 | 11.9 | 31.14 | 2.9556 | 1144.4477 | 190.89 | -0.46339 | 0.21324
12352 | 08E24G12H07D06M01W02 | 1.9 | 14.83 | 0.65 | 16.69 | 34.07 | 2.6444 | 1050.1025 | 254.1 | -0.32411 | 0.13921
12353 | 08E24G12H07D06M01W03 | 1.9 | 14.83 | 0.65 | 11.9 | 29.28 | 2.6444 | 1050.1025 | 187.53 | -0.32411 | 0.26023
12354 | 08E24G12H07D07M01W02 | 2.28 | 16.82 | 0.65 | 16.69 | 36.44 | 3.0333 | 1171.1105 | 258.3 | -0.50179 | 0.079333
12355 | 08E24G12H07D07M01W03 | 2.28 | 16.82 | 0.65 | 11.9 | 31.65 | 3.0333 | 1171.1105 | 191.73 | -0.50179 | 0.20035
12356 | 08E24G12H07D07M01W04 | 2.28 | 16.82 | 0.65 | 8.69 | 28.44 | 3.0333 | 1171.1105 | 147.21 | -0.50179 | 0.28146
12357 | 08E24G12H07D07M02W02 | 2.05 | 15.23 | 0.65 | 16.69 | 34.62 | 3.0333 | 1048.0516 | 255.78 | -0.35982 | 0.12532
12358 | 08E24G12H08D05M01W02 | 1.94 | 16.39 | 0.65 | 16.69 | 35.67 | 2.9556 | 1144.4477 | 254.1 | -0.46339 | 0.098787
12359 | 08E24G12H08D05M01W03 | 1.94 | 16.39 | 0.65 | 11.9 | 30.88 | 2.9556 | 1144.4477 | 187.53 | -0.46339 | 0.21981
12360 | 08E24G12H08D06M01W02 | 1.67 | 14.83 | 0.65 | 16.69 | 33.84 | 2.6444 | 1050.1025 | 251.16 | -0.32411 | 0.14502
12361 | 08E24G12H08D06M01W03 | 1.67 | 14.83 | 0.65 | 11.9 | 29.05 | 2.6444 | 1050.1025 | 184.59 | -0.32411 | 0.26604
12362 | 08E24G12H08D07M01W02 | 2.01 | 16.82 | 0.65 | 16.69 | 36.17 | 3.0333 | 1171.1105 | 254.94 | -0.50179 | 0.086155
12363 | 08E24G12H08D07M01W03 | 2.01 | 16.82 | 0.65 | 11.9 | 31.38 | 3.0333 | 1171.1105 | 188.37 | -0.50179 | 0.20718
12364 | 08E24G12H08D07M01W04 | 2.01 | 16.82 | 0.65 | 8.69 | 28.17 | 3.0333 | 1171.1105 | 143.85 | -0.50179 | 0.28828
12365 | 08E24G12H08D07M02W02 | 1.81 | 15.23 | 0.65 | 16.69 | 34.38 | 3.0333 | 1048.0516 | 252.63 | -0.35982 | 0.13138
12366 | 08E24G12H09D05M01W02 | 1.86 | 16.39 | 0.65 | 16.69 | 35.59 | 2.9556 | 1144.4477 | 253.05 | -0.46339 | 0.10081
12367 | 08E24G12H09D05M01W03 | 1.86 | 16.39 | 0.65 | 11.9 | 30.8 | 2.9556 | 1144.4477 | 186.48 | -0.46339 | 0.22183
12368 | 08E24G12H09D07M01W02 | 1.93 | 16.82 | 0.65 | 16.69 | 36.09 | 3.0333 | 1171.1105 | 253.89 | -0.50179 | 0.088176
12369 | 08E24G12H09D07M01W03 | 1.93 | 16.82 | 0.65 | 11.9 | 31.3 | 3.0333 | 1171.1105 | 187.32 | -0.50179 | 0.2092
12370 | 08E24G12H09D07M01W04 | 1.93 | 16.82 | 0.65 | 8.69 | 28.09 | 3.0333 | 1171.1105 | 142.8 | -0.50179 | 0.2903
12371 | 08E24G12H09D07M02W02 | 1.74 | 15.23 | 0.65 | 16.69 | 34.31 | 3.0333 | 1048.0516 | 251.79 | -0.35982 | 0.13315
12372 | 08E24G12H10D05M01W02 | 2.2 | 14.91 | 0.65 | 16.69 | 34.45 | 2.6444 | 1062.4084 | 257.46 | -0.33125 | 0.12961
12373 | 08E24G12H10D05M01W03 | 2.2 | 14.91 | 0.65 | 11.9 | 29.66 | 2.6444 | 1062.4084 | 190.89 | -0.33125 | 0.25063
12374 | 08E24G12H10D07M01W02 | 2.28 | 15.29 | 0.65 | 16.69 | 34.91 | 2.7222 | 1084.9692 | 258.3 | -0.36518 | 0.11799
12375 | 08E24G12H10D07M01W03 | 2.28 | 15.29 | 0.65 | 11.9 | 30.12 | 2.7222 | 1084.9692 | 191.73 | -0.36518 | 0.23901
12376 | 08E24G12H10D07M01W04 | 2.28 | 15.29 | 0.65 | 8.69 | 26.91 | 2.7222 | 1084.9692 | 147.21 | -0.36518 | 0.32011
12377 | 08E24G12H10D07M02W02 | 2.05 | 13.84 | 0.65 | 16.69 | 33.23 | 2.7222 | 972.1653 | 255.78 | -0.23571 | 0.16043
12378 | 08E24G12H11D05M01W02 | 2.2 | 14.55 | 0.65 | 16.69 | 34.09 | 2.4889 | 1048.0516 | 257.46 | -0.29911 | 0.13871
12379 | 08E24G12H11D05M01W03 | 2.2 | 14.55 | 0.65 | 11.9 | 29.3 | 2.4889 | 1048.0516 | 190.89 | -0.29911 | 0.25973
12380 | 08E24G12H11D06M01W02 | 1.9 | 13.17 | 0.65 | 16.69 | 32.41 | 2.2556 | 961.9103 | 254.1 | -0.17589 | 0.18115
12381 | 08E24G12H11D06M01W03 | 1.9 | 13.17 | 0.65 | 11.9 | 27.62 | 2.2556 | 961.9103 | 187.53 | -0.17589 | 0.30217
12382 | 08E24G12H11D07M01W02 | 2.28 | 14.92 | 0.65 | 16.69 | 34.54 | 2.5667 | 1070.6124 | 258.3 | -0.33214 | 0.12734
12383 | 08E24G12H11D07M01W03 | 2.28 | 14.92 | 0.65 | 11.9 | 29.75 | 2.5667 | 1070.6124 | 191.73 | -0.33214 | 0.24836
12384 | 08E24G12H11D07M01W04 | 2.28 | 14.92 | 0.65 | 8.69 | 26.54 | 2.5667 | 1070.6124 | 147.21 | -0.33214 | 0.32946
12385 | 08E24G12H11D07M02W02 | 2.05 | 13.51 | 0.65 | 16.69 | 32.9 | 2.5667 | 959.8594 | 255.78 | -0.20625 | 0.16877
12386 | 08E24G12H12D05M01W02 | 1.91 | 12.14 | 0.65 | 16.69 | 31.39 | 2.1 | 888.075 | 254.52 | -0.083929 | 0.20692
12387 | 08E24G12H12D05M01W03 | 1.91 | 12.14 | 0.65 | 11.9 | 26.6 | 2.1 | 888.075 | 187.95 | -0.083929 | 0.32794
12388 | 08E24G12H12D07M01W02 | 1.97 | 12.45 | 0.65 | 16.69 | 31.76 | 2.1778 | 904.4829 | 255.15 | -0.11161 | 0.19757
12389 | 08E24G12H12D07M01W03 | 1.97 | 12.45 | 0.65 | 11.9 | 26.97 | 2.1778 | 904.4829 | 188.58 | -0.11161 | 0.3186
12390 | 08E24G12H12D07M01W04 | 1.97 | 12.45 | 0.65 | 8.69 | 23.76 | 2.1778 | 904.4829 | 144.06 | -0.11161 | 0.3997
12391 | 08E24G12H12D07M02W02 | 1.78 | 11.27 | 0.65 | 16.69 | 30.39 | 2.1778 | 812.1887 | 252.84 | -0.00625 | 0.23219 | 1
12392 | 08E24G12H13D05M01W02 | 1.91 | 11.04 | 0.65 | 16.69 | 30.29 | 1.9444 | 808.0867 | 254.52 | 0.014286 | 0.23471 | 1
12393 | 08E24G12H13D05M01W03 | 1.91 | 11.04 | 0.65 | 11.9 | 25.5 | 1.9444 | 808.0867 | 187.95 | 0.014286 | 0.35574 | 1
12394 | 08E24G12H13D07M01W02 | 1.97 | 11.32 | 0.65 | 16.69 | 30.63 | 2.0222 | 824.4946 | 255.15 | -0.010714 | 0.22612 | 1
12395 | 08E24G12H13D07M01W03 | 1.97 | 11.32 | 0.65 | 11.9 | 25.84 | 2.0222 | 824.4946 | 188.58 | -0.010714 | 0.34715 | 1
12396 | 08E24G12H13D07M01W04 | 1.97 | 11.32 | 0.65 | 8.69 | 22.63 | 2.0222 | 824.4946 | 144.06 | -0.010714 | 0.42825 | 1
12397 | 08E24G12H13D07M02W02 | 1.78 | 10.25 | 0.65 | 16.69 | 29.37 | 2.0222 | 742.4553 | 252.84 | 0.084821 | 0.25796 | 1
12398 | 08E24G12H14D05M01W02 | 2.2 | 13.27 | 0.65 | 16.69 | 32.81 | 2.3333 | 955.7574 | 257.46 | -0.18482 | 0.17105
12399 | 08E24G12H14D05M01W03 | 2.2 | 13.27 | 0.65 | 11.9 | 28.02 | 2.3333 | 955.7574 | 190.89 | -0.18482 | 0.29207
12400 | 08E24G12H14D07M01W02 | 2.28 | 13.61 | 0.65 | 16.69 | 33.23 | 2.4111 | 976.2672 | 258.3 | -0.21518 | 0.16043
12401 | 08E24G12H14D07M01W03 | 2.28 | 13.61 | 0.65 | 11.9 | 28.44 | 2.4111 | 976.2672 | 191.73 | -0.21518 | 0.28146
12402 | 08E24G12H14D07M01W04 | 2.28 | 13.61 | 0.65 | 8.69 | 25.23 | 2.4111 | 976.2672 | 147.21 | -0.21518 | 0.36256
12403 | 08E24G12H14D07M02W02 | 2.05 | 12.32 | 0.65 | 16.69 | 31.71 | 2.4111 | 875.7691 | 255.78 | -0.1 | 0.19884
12404 | 08E25G10H07D04M01W02 | 7.54 | 15.49 | 0.65 | 16.69 | 40.37 | 3.5778 | 1052.1535 | 320.67 | -0.38304 | -0.01996
12405 | 08E25G10H07D05M01W02 | 6.38 | 12.74 | 0.65 | 16.69 | 36.46 | 3.0333 | 890.126 | 307.02 | -0.1375 | 0.078828
12406 | 08E25G10H07D05M01W03 | 6.38 | 12.74 | 0.65 | 11.9 | 31.67 | 3.0333 | 890.126 | 240.45 | -0.1375 | 0.19985
12407 | 08E25G10H07D06M01W02 | 5.7 | 10.8 | 0.65 | 16.69 | 33.84 | 2.5667 | 779.373 | 298.83 | 0.035714 | 0.14502
12408 | 08E25G10H07D06M01W03 | 5.7 | 10.8 | 0.65 | 11.9 | 29.05 | 2.5667 | 779.373 | 232.26 | 0.035714 | 0.26604 | 1
12409 | 08E25G10H07D07M01W02 | 6.55 | 13.29 | 0.65 | 16.69 | 37.18 | 3.1111 | 920.8907 | 309.12 | -0.18661 | 0.060637
12410 | 08E25G10H07D07M01W03 | 6.55 | 13.29 | 0.65 | 11.9 | 32.39 | 3.1111 | 920.8907 | 242.55 | -0.18661 | 0.18166
12411 | 08E25G10H07D07M01W04 | 6.55 | 13.29 | 0.65 | 8.69 | 29.18 | 3.1111 | 920.8907 | 198.03 | -0.18661 | 0.26276
12412 | 08E25G10H07D07M02W02 | 6.28 | 11.97 | 0.65 | 16.69 | 35.59 | 3.1111 | 828.5965 | 305.76 | -0.06875 | 0.10081
12413 | 08E25G10H08D05M01W02 | 5.62 | 12.74 | 0.65 | 16.69 | 35.7 | 3.0333 | 890.126 | 297.15 | -0.1375 | 0.098029
12414 | 08E25G10H08D05M01W03 | 5.62 | 12.74 | 0.65 | 11.9 | 30.91 | 3.0333 | 890.126 | 230.58 | -0.1375 | 0.21905
12415 | 08E25G10H08D06M01W02 | 5.02 | 10.8 | 0.65 | 16.69 | 33.16 | 2.5667 | 779.373 | 290.01 | 0.035714 | 0.1622 | 1
12416 | 08E25G10H08D06M01W03 | 5.02 | 10.8 | 0.65 | 11.9 | 28.37 | 2.5667 | 779.373 | 223.44 | 0.035714 | 0.28322 | 1
12417 | 08E25G10H08D07M01W02 | 5.77 | 13.29 | 0.65 | 16.69 | 36.4 | 3.1111 | 920.8907 | 299.04 | -0.18661 | 0.080344
12418 | 08E25G10H08D07M01W03 | 5.77 | 13.29 | 0.65 | 11.9 | 31.61 | 3.1111 | 920.8907 | 232.47 | -0.18661 | 0.20136
12419 | 08E25G10H08D07M01W04 | 5.77 | 13.29 | 0.65 | 8.69 | 28.4 | 3.1111 | 920.8907 | 187.95 | -0.18661 | 0.28247
12420 | 08E25G10H08D07M02W02 | 5.53 | 11.97 | 0.65 | 16.69 | 34.84 | 3.1111 | 828.5965 | 296.1 | -0.06875 | 0.11976
12421 | 08E25G10H09D05M01W02 | 5.41 | 12.74 | 0.65 | 16.69 | 35.49 | 3.0333 | 890.126 | 294.42 | -0.1375 | 0.10334
12422 | 08E25G10H09D05M01W03 | 5.41 | 12.74 | 0.65 | 11.9 | 30.7 | 3.0333 | 890.126 | 227.85 | -0.1375 | 0.22436
12423 | 08E25G10H09D07M01W02 | 5.55 | 13.29 | 0.65 | 16.69 | 36.18 | 3.1111 | 920.8907 | 296.1 | -0.18661 | 0.085902
12424 | 08E25G10H09D07M01W03 | 5.55 | 13.29 | 0.65 | 11.9 | 31.39 | 3.1111 | 920.8907 | 229.53 | -0.18661 | 0.20692
12425 | 08E25G10H09D07M01W04 | 5.55 | 13.29 | 0.65 | 8.69 | 28.18 | 3.1111 | 920.8907 | 185.01 | -0.18661 | 0.28802
12426 | 08E25G10H09D07M02W02 | 5.32 | 11.97 | 0.65 | 16.69 | 34.63 | 3.1111 | 828.5965 | 293.37 | -0.06875 | 0.12506
12427 | 08E25G10H10D05M01W02 | 6.38 | 11.58 | 0.65 | 16.69 | 35.3 | 2.7222 | 832.6985 | 307.02 | -0.033929 | 0.10814
12428 | 08E25G10H10D05M01W03 | 6.38 | 11.58 | 0.65 | 11.9 | 30.51 | 2.7222 | 832.6985 | 240.45 | -0.033929 | 0.22916
12429 | 08E25G10H10D07M01W02 | 6.55 | 12.08 | 0.65 | 16.69 | 35.97 | 2.8 | 859.3613 | 309.12 | -0.078571 | 0.091208
12430 | 08E25G10H10D07M01W03 | 6.55 | 12.08 | 0.65 | 11.9 | 31.18 | 2.8 | 859.3613 | 242.55 | -0.078571 | 0.21223
12431 | 08E25G10H10D07M01W04 | 6.55 | 12.08 | 0.65 | 8.69 | 27.97 | 2.8 | 859.3613 | 198.03 | -0.078571 | 0.29333
12432 | 08E25G10H10D07M02W02 | 6.28 | 10.88 | 0.65 | 16.69 | 34.5 | 2.8 | 775.271 | 305.76 | 0.028571 | 0.12835
12433 | 08E25G10H11D05M01W02 | 6.38 | 11.3 | 0.65 | 16.69 | 35.02 | 2.5667 | 820.3926 | 307.02 | -0.0089286 | 0.11521
12434 | 08E25G10H11D05M01W03 | 6.38 | 11.3 | 0.65 | 11.9 | 30.23 | 2.5667 | 820.3926 | 240.45 | -0.0089286 | 0.23623 | 1
12435 | 08E25G10H11D06M01W02 | 5.7 | 9.58 | 0.65 | 16.69 | 32.62 | 2.2556 | 721.9455 | 298.83 | 0.14464 | 0.17585 | 1
12436 | 08E25G10H11D06M01W03 | 5.7 | 9.58 | 0.65 | 11.9 | 27.83 | 2.2556 | 721.9455 | 232.26 | 0.14464 | 0.29687 | 1
12437 | 08E25G10H11D07M01W02 | 6.55 | 11.78 | 0.65 | 16.69 | 35.67 | 2.6444 | 849.1064 | 309.12 | -0.051786 | 0.098787
12438 | 08E25G10H11D07M01W03 | 6.55 | 11.78 | 0.65 | 11.9 | 30.88 | 2.6444 | 849.1064 | 242.55 | -0.051786 | 0.21981
12439 | 08E25G10H11D07M01W04 | 6.55 | 11.78 | 0.65 | 8.69 | 27.67 | 2.6444 | 849.1064 | 198.03 | -0.051786 | 0.30091
12440 | 08E25G10H11D07M02W02 | 6.28 | 10.61 | 0.65 | 16.69 | 34.23 | 2.6444 | 765.0161 | 305.76 | 0.052679 | 0.13517
12441 | 08E25G10H12D05M01W02 | 5.55 | 9.43 | 0.65 | 16.69 | 32.32 | 2.1778 | 691.1808 | 298.2 | 0.15804 | 0.18343 | 1
12442 | 08E25G10H12D05M01W03 | 5.55 | 9.43 | 0.65 | 11.9 | 27.53 | 2.1778 | 691.1808 | 231.63 | 0.15804 | 0.30445 | 1
12443 | 08E25G10H12D07M01W02 | 5.7 | 9.83 | 0.65 | 16.69 | 32.87 | 2.2556 | 713.7416 | 299.88 | 0.12232 | 0.16953 | 1
12444 | 08E25G10H12D07M01W03 | 5.7 | 9.83 | 0.65 | 11.9 | 28.08 | 2.2556 | 713.7416 | 233.31 | 0.12232 | 0.29055 | 1
12445 | 08E25G10H12D07M01W04 | 5.7 | 9.83 | 0.65 | 8.69 | 24.87 | 2.2556 | 713.7416 | 188.79 | 0.12232 | 0.37165 | 1
12446 | 08E25G10H12D07M02W02 | 5.47 | 8.85 | 0.65 | 16.69 | 31.66 | 2.1778 | 646.0592 | 297.15 | 0.20982 | 0.2001 | 1
12447 | 08E25G10H13D05M01W02 | 5.55 | 8.58 | 0.65 | 16.69 | 31.47 | 2.0222 | 637.8553 | 298.2 | 0.23393 | 0.2049 | 1
12448 | 08E25G10H13D05M01W03 | 5.55 | 8.58 | 0.65 | 11.9 | 26.68 | 2.0222 | 637.8553 | 231.63 | 0.23393 | 0.32592 | 1
12449 | 08E25G10H13D07M01W02 | 5.7 | 8.95 | 0.65 | 16.69 | 31.99 | 2.1 | 658.3651 | 299.88 | 0.20089 | 0.19176 | 1
12450 | 08E25G10H13D07M01W03 | 5.7 | 8.95 | 0.65 | 11.9 | 27.2 | 2.1 | 658.3651 | 233.31 | 0.20089 | 0.31278 | 1
12451 | 08E25G10H13D07M01W04 | 5.7 | 8.95 | 0.65 | 8.69 | 23.99 | 2.1 | 658.3651 | 188.79 | 0.20089 | 0.39389 | 1
12452 | 08E25G10H13D07M02W02 | 5.47 | 8.06 | 0.65 | 16.69 | 30.87 | 2.1 | 596.8356 | 297.15 | 0.28036 | 0.22006 | 1
12453 | 08E25G10H14D05M01W02 | 6.38 | 10.31 | 0.65 | 16.69 | 34.03 | 2.4111 | 758.8632 | 307.02 | 0.079464 | 0.14022
12454 | 08E25G10H14D05M01W03 | 6.38 | 10.31 | 0.65 | 11.9 | 29.24 | 2.4111 | 758.8632 | 240.45 | 0.079464 | 0.26124 | 1
12455 | 08E25G10H14D07M01W02 | 6.55 | 10.75 | 0.65 | 16.69 | 34.64 | 2.4889 | 785.5259 | 309.12 | 0.040179 | 0.12481
12456 | 08E25G10H14D07M01W03 | 6.55 | 10.75 | 0.65 | 11.9 | 29.85 | 2.4889 | 785.5259 | 242.55 | 0.040179 | 0.24583 | 1
12457 | 08E25G10H14D07M01W04 | 6.55 | 10.75 | 0.65 | 8.69 | 26.64 | 2.4889 | 785.5259 | 198.03 | 0.040179 | 0.32693 | 1
12458 | 08E25G10H14D07M02W02 | 6.28 | 9.69 | 0.65 | 16.69 | 33.31 | 2.4889 | 709.6396 | 305.76 | 0.13482 | 0.15841 | 1
12459 | 08E25G11H07D04M01W02 | 8.56 | 12.6 | 0.65 | 16.69 | 38.5 | 3.3444 | 877.8201 | 332.64 | -0.125 | 0.027287
12460 | 08E25G11H07D05M01W02 | 7.28 | 10.24 | 0.65 | 16.69 | 34.86 | 2.8 | 746.5573 | 317.73 | 0.085714 | 0.11925
12461 | 08E25G11H07D05M01W03 | 7.28 | 10.24 | 0.65 | 11.9 | 30.07 | 2.8 | 746.5573 | 251.16 | 0.085714 | 0.24027 | 1
12462 | 08E25G11H07D06M01W02 | 6.52 | 8.57 | 0.65 | 16.69 | 32.43 | 2.4111 | 652.2121 | 308.49 | 0.23482 | 0.18065 | 1
12463 | 08E25G11H07D06M01W03 | 6.52 | 8.57 | 0.65 | 11.9 | 27.64 | 2.4111 | 652.2121 | 241.92 | 0.23482 | 0.30167 | 1
12464 | 08E25G11H07D07M01W02 | 7.48 | 10.74 | 0.65 | 16.69 | 35.56 | 2.9556 | 773.22 | 320.04 | 0.041071 | 0.10157
12465 | 08E25G11H07D07M01W03 | 7.48 | 10.74 | 0.65 | 11.9 | 30.77 | 2.9556 | 773.22 | 253.47 | 0.041071 | 0.22259 | 1
12466 | 08E25G11H07D07M01W04 | 7.48 | 10.74 | 0.65 | 8.69 | 27.56 | 2.9556 | 773.22 | 208.95 | 0.041071 | 0.30369 | 1
12467 | 08E25G11H07D07M02W02 | 7.24 | 9.51 | 0.65 | 16.69 | 34.09 | 2.8778 | 695.2827 | 317.1 | 0.15089 | 0.13871
12468 | 08E25G11H08D05M01W02 | 6.41 | 10.24 | 0.65 | 16.69 | 33.99 | 2.8 | 746.5573 | 306.39 | 0.085714 | 0.14123
12469 | 08E25G11H08D05M01W03 | 6.41 | 10.24 | 0.65 | 11.9 | 29.2 | 2.8 | 746.5573 | 239.82 | 0.085714 | 0.26225 | 1
12470 | 08E25G11H08D06M01W02 | 5.74 | 8.57 | 0.65 | 16.69 | 31.65 | 2.4111 | 652.2121 | 298.62 | 0.23482 | 0.20035 | 1
12471 | 08E25G11H08D06M01W03 | 5.74 | 8.57 | 0.65 | 11.9 | 26.86 | 2.4111 | 652.2121 | 232.05 | 0.23482 | 0.32137 | 1
12472 | 08E25G11H08D07M01W02 | 6.59 | 10.74 | 0.65 | 16.69 | 34.67 | 2.9556 | 773.22 | 308.49 | 0.041071 | 0.12405
12473 | 08E25G11H08D07M01W03 | 6.59 | 10.74 | 0.65 | 11.9 | 29.88 | 2.9556 | 773.22 | 241.92 | 0.041071 | 0.24507 | 1
12474 | 08E25G11H08D07M01W04 | 6.59 | 10.74 | 0.65 | 8.69 | 26.67 | 2.9556 | 773.22 | 197.4 | 0.041071 | 0.32617 | 1
12475 | 08E25G11H08D07M02W02 | 6.38 | 9.51 | 0.65 | 16.69 | 33.23 | 2.8778 | 695.2827 | 305.97 | 0.15089 | 0.16043 | 1
12476 | 08E25G11H09D05M01W02 | 6.17 | 10.24 | 0.65 | 16.69 | 33.75 | 2.8 | 746.5573 | 303.45 | 0.085714 | 0.1473
12477 | 08E25G11H09D05M01W03 | 6.17 | 10.24 | 0.65 | 11.9 | 28.96 | 2.8 | 746.5573 | 236.88 | 0.085714 | 0.26832 | 1
12478 | 08E25G11H09D07M01W02 | 6.34 | 10.74 | 0.65 | 16.69 | 34.42 | 2.9556 | 773.22 | 305.34 | 0.041071 | 0.13037
12479 | 08E25G11H09D07M01W03 | 6.34 | 10.74 | 0.65 | 11.9 | 29.63 | 2.9556 | 773.22 | 238.77 | 0.041071 | 0.25139 | 1
12480 | 08E25G11H09D07M01W04 | 6.34 | 10.74 | 0.65 | 8.69 | 26.42 | 2.9556 | 773.22 | 194.25 | 0.041071 | 0.33249 | 1
12481 | 08E25G11H09D07M02W02 | 6.14 | 9.51 | 0.65 | 16.69 | 32.99 | 2.8778 | 695.2827 | 302.82 | 0.15089 | 0.1665 | 1
12482 | 08E25G11H10D05M01W02 | 7.28 | 9.31 | 0.65 | 16.69 | 33.93 | 2.4889 | 701.4357 | 317.73 | 0.16875 | 0.14275
12483 | 08E25G11H10D05M01W03 | 7.28 | 9.31 | 0.65 | 11.9 | 29.14 | 2.4889 | 701.4357 | 251.16 | 0.16875 | 0.26377 | 1
12484 | 08E25G11H10D07M01W02 | 7.48 | 9.76 | 0.65 | 16.69 | 34.58 | 2.6444 | 726.0475 | 320.04 | 0.12857 | 0.12633
12485 | 08E25G11H10D07M01W03 | 7.48 | 9.76 | 0.65 | 11.9 | 29.79 | 2.6444 | 726.0475 | 253.47 | 0.12857 | 0.24735 | 1
12486 | 08E25G11H10D07M01W04 | 7.48 | 9.76 | 0.65 | 8.69 | 26.58 | 2.6444 | 726.0475 | 208.95 | 0.12857 | 0.32845 | 1
12487 | 08E25G11H10D07M02W02 | 7.24 | 8.64 | 0.65 | 16.69 | 33.22 | 2.5667 | 654.2631 | 317.1 | 0.22857 | 0.16069 | 1
12488 | 08E25G11H11D05M01W02 | 7.28 | 9.08 | 0.65 | 16.69 | 33.7 | 2.4111 | 693.2318 | 317.73 | 0.18929 | 0.14856
12489 | 08E25G11H11D05M01W03 | 7.28 | 9.08 | 0.65 | 11.9 | 28.91 | 2.4111 | 693.2318 | 251.16 | 0.18929 | 0.26958 | 1
12490 | 08E25G11H11D06M01W02 | 6.52 | 7.6 | 0.65 | 16.69 | 31.46 | 2.0222 | 605.0396 | 308.49 | 0.32143 | 0.20515 | 1
12491 | 08E25G11H11D06M01W03 | 6.52 | 7.6 | 0.65 | 11.9 | 26.67 | 2.0222 | 605.0396 | 241.92 | 0.32143 | 0.32617 | 1
12492 | 08E25G11H11D07M01W02 | 7.48 | 9.52 | 0.65 | 16.69 | 34.34 | 2.4889 | 715.7926 | 320.04 | 0.15 | 0.13239
12493 | 08E25G11H11D07M01W03 | 7.48 | 9.52 | 0.65 | 11.9 | 29.55 | 2.4889 | 715.7926 | 253.47 | 0.15 | 0.25341 | 1
12494 | 08E25G11H11D07M01W04 | 7.48 | 9.52 | 0.65 | 8.69 | 26.34 | 2.4889 | 715.7926 | 208.95 | 0.15 | 0.33451 | 1
12495 | 08E25G11H11D07M02W02 | 7.24 | 8.43 | 0.65 | 16.69 | 33.01 | 2.4111 | 646.0592 | 317.1 | 0.24732 | 0.16599 | 1
12496 | 08E25G11H12D05M01W02 | 6.33 | 7.58 | 0.65 | 16.69 | 31.25 | 2.0222 | 582.4788 | 307.65 | 0.32321 | 0.21046 | 1
12497 | 08E25G11H12D05M01W03 | 6.33 | 7.58 | 0.65 | 11.9 | 26.46 | 2.0222 | 582.4788 | 241.08 | 0.32321 | 0.33148 | 1
12498 | 08E25G11H12D07M01W02 | 6.5 | 7.94 | 0.65 | 16.69 | 31.78 | 2.1 | 600.9376 | 309.54 | 0.29107 | 0.19707 | 1
12499 | 08E25G11H12D07M01W03 | 6.5 | 7.94 | 0.65 | 11.9 | 26.99 | 2.1 | 600.9376 | 242.97 | 0.29107 | 0.31809 | 1
12500 | 08E25G11H12D07M01W04 | 6.5 | 7.94 | 0.65 | 8.69 | 23.78 | 2.1 | 600.9376 | 198.45 | 0.29107 | 0.39919 | 1
12501 | 08E25G11H12D07M02W02 | 6.3 | 7.03 | 0.65 | 16.69 | 30.67 | 2.0222 | 543.5101 | 307.02 | 0.37232 | 0.22511 | 1
12502 | 08E25G11H13D05M01W02 | 6.33 | 6.89 | 0.65 | 16.69 | 30.56 | 1.8667 | 541.4591 | 307.65 | 0.38482 | 0.22789 | 1
12503 | 08E25G11H13D05M01W03 | 6.33 | 6.89 | 0.65 | 11.9 | 25.77 | 1.8667 | 541.4591 | 241.08 | 0.38482 | 0.34891 | 1
12504 | 08E25G11H13D07M01W02 | 6.5 | 7.23 | 0.65 | 16.69 | 31.07 | 1.9444 | 559.918 | 309.54 | 0.35446 | 0.21501 | 1
12505 | 08E25G11H13D07M01W03 | 6.5 | 7.23 | 0.65 | 11.9 | 26.28 | 1.9444 | 559.918 | 242.97 | 0.35446 | 0.33603 | 1
12506 | 08E25G11H13D07M01W04 | 6.5 | 7.23 | 0.65 | 8.69 | 23.07 | 1.9444 | 559.918 | 198.45 | 0.35446 | 0.41713 | 1
12507 | 08E25G11H13D07M02W02 | 6.3 | 6.4 | 0.65 | 16.69 | 30.04 | 1.9444 | 508.6434 | 307.02 | 0.42857 | 0.24103 | 1
12508 | 08E25G11H14D05M01W02 | 7.28 | 8.29 | 0.65 | 16.69 | 32.91 | 2.2556 | 646.0592 | 317.73 | 0.25982 | 0.16852 | 1
12509 | 08E25G11H14D05M01W03 | 7.28 | 8.29 | 0.65 | 11.9 | 28.12 | 2.2556 | 646.0592 | 251.16 | 0.25982 | 0.28954 | 1
12510 | 08E25G11H14D07M01W02 | 7.48 | 8.69 | 0.65 | 16.69 | 33.51 | 2.3333 | 666.569 | 320.04 | 0.22411 | 0.15336 | 1
12511 | 08E25G11H14D07M01W03 | 7.48 | 8.69 | 0.65 | 11.9 | 28.72 | 2.3333 | 666.569 | 253.47 | 0.22411 | 0.27438 | 1
12512 | 08E25G11H14D07M01W04 | 7.48 | 8.69 | 0.65 | 8.69 | 25.51 | 2.3333 | 666.569 | 208.95 | 0.22411 | 0.35548 | 1
12513 | 08E25G11H14D07M02W02 | 7.24 | 7.7 | 0.65 | 16.69 | 32.28 | 2.2556 | 602.9886 | 317.1 | 0.3125 | 0.18444 | 1
12514 | 08E25G12H07D04M01W02 | 5.54 | 32.65 | 0.65 | 16.69 | 55.53 | 4.4333 | 2225.315 | 296.94 | -1.9152 | -0.40298
12515 | 08E25G12H07D05M01W02 | 4.63 | 26.85 | 0.65 | 16.69 | 48.82 | 3.7333 | 1864.3422 | 286.23 | -1.3973 | -0.23345
12516 | 08E25G12H07D05M01W03 | 4.63 | 26.85 | 0.65 | 11.9 | 44.03 | 3.7333 | 1864.3422 | 219.66 | -1.3973 | -0.11243
12517 | 08E25G12H07D06M01W02 | 4.14 | 23.62 | 0.65 | 16.69 | 45.1 | 3.3444 | 1663.346 | 280.35 | -1.1089 | -0.13946
12518 | 08E25G12H07D06M01W03 | 4.14 | 23.62 | 0.65 | 11.9 | 40.31 | 3.3444 | 1663.346 | 213.78 | -1.1089 | -0.018444
12519 | 08E25G12H07D07M01W02 | 4.76 | 27.76 | 0.65 | 16.69 | 49.86 | 3.8889 | 1921.7697 | 287.7 | -1.4786 | -0.25973
12520 | 08E25G12H07D07M01W03 | 4.76 | 27.76 | 0.65 | 11.9 | 45.07 | 3.8889 | 1921.7697 | 221.13 | -1.4786 | -0.13871
12521 | 08E25G12H07D07M01W04 | 4.76 | 27.76 | 0.65 | 8.69 | 41.86 | 3.8889 | 1921.7697 | 176.61 | -1.4786 | -0.057605
12522 | 08E25G12H07D07M02W02 | 4.3 | 25.5 | 0.65 | 16.69 | 47.14 | 3.8889 | 1733.0794 | 282.24 | -1.2768 | -0.19101
12523 | 08E25G12H08D05M01W02 | 4.08 | 26.85 | 0.65 | 16.69 | 48.27 | 3.7333 | 1864.3422 | 279.09 | -1.3973 | -0.21956
12524 | 08E25G12H08D05M01W03 | 4.08 | 26.85 | 0.65 | 11.9 | 43.48 | 3.7333 | 1864.3422 | 212.52 | -1.3973 | -0.098535
12525 | 08E25G12H08D06M01W02 | 3.65 | 23.62 | 0.65 | 16.69 | 44.61 | 3.3444 | 1663.346 | 274.05 | -1.1089 | -0.12708
12526 | 08E25G12H08D06M01W03 | 3.65 | 23.62 | 0.65 | 11.9 | 39.82 | 3.3444 | 1663.346 | 207.48 | -1.1089 | -0.0060637
12527 | 08E25G12H08D07M01W02 | 4.19 | 27.76 | 0.65 | 16.69 | 49.29 | 3.8889 | 1921.7697 | 280.35 | -1.4786 | -0.24533
12528 | 08E25G12H08D07M01W03 | 4.19 | 27.76 | 0.65 | 11.9 | 44.5 | 3.8889 | 1921.7697 | 213.78 | -1.4786 | -0.12431
12529 | 08E25G12H08D07M01W04 | 4.19 | 27.76 | 0.65 | 8.69 | 41.29 | 3.8889 | 1921.7697 | 169.26 | -1.4786 | -0.043204
12530 | 08E25G12H08D07M02W02 | 3.79 | 25.5 | 0.65 | 16.69 | 46.63 | 3.8889 | 1733.0794 | 275.73 | -1.2768 | -0.17812
12531 | 08E25G12H09D05M01W02 | 3.92 | 26.85 | 0.65 | 16.69 | 48.11 | 3.7333 | 1864.3422 | 277.2 | -1.3973 | -0.21551
12532 | 08E25G12H09D05M01W03 | 3.92 | 26.85 | 0.65 | 11.9 | 43.32 | 3.7333 | 1864.3422 | 210.63 | -1.3973 | -0.094492
12533 | 08E25G12H09D07M01W02 | 4.03 | 27.76 | 0.65 | 16.69 | 49.13 | 3.8889 | 1921.7697 | 278.25 | -1.4786 | -0.24128
12534 | 08E25G12H09D07M01W03 | 4.03 | 27.76 | 0.65 | 11.9 | 44.34 | 3.8889 | 1921.7697 | 211.68 | -1.4786 | -0.12026
12535 | 08E25G12H09D07M01W04 | 4.03 | 27.76 | 0.65 | 8.69 | 41.13 | 3.8889 | 1921.7697 | 167.16 | -1.4786 | -0.039161
12536 | 08E25G12H09D07M02W02 | 3.64 | 25.5 | 0.65 | 16.69 | 46.48 | 3.8889 | 1733.0794 | 273.84 | -1.2768 | -0.17433
12537 | 08E25G12H10D05M01W02 | 4.63 | 24.41 | 0.65 | 16.69 | 46.38 | 3.3444 | 1724.8755 | 286.23 | -1.1795 | -0.1718
12538 | 08E25G12H10D05M01W03 | 4.63 | 24.41 | 0.65 | 11.9 | 41.59 | 3.3444 | 1724.8755 | 219.66 | -1.1795 | -0.050783
12539 | 08E25G12H10D07M01W02 | 4.76 | 25.24 | 0.65 | 16.69 | 47.34 | 3.4222 | 1778.201 | 287.7 | -1.2536 | -0.19606
12540 | 08E25G12H10D07M01W03 | 4.76 | 25.24 | 0.65 | 11.9 | 42.55 | 3.4222 | 1778.201 | 221.13 | -1.2536 | -0.075038
12541 | 08E25G12H10D07M01W04 | 4.76 | 25.24 | 0.65 | 8.69 | 39.34 | 3.4222 | 1778.201 | 176.61 | -1.2536 | 0.0060637
12542 | 08E25G12H10D07M02W02 | 4.3 | 23.18 | 0.65 | 16.69 | 44.82 | 3.4222 | 1603.8676 | 282.24 | -1.0696 | -0.13239
12543 | 08E25G12H11D05M01W02 | 4.63 | 23.82 | 0.65 | 16.69 | 45.79 | 3.1889 | 1702.3147 | 286.23 | -1.1268 | -0.1569
12544 | 08E25G12H11D05M01W03 | 4.63 | 23.82 | 0.65 | 11.9 | 41 | 3.1889 | 1702.3147 | 219.66 | -1.1268 | -0.035877
12545 | 08E25G12H11D06M01W02 | 4.14 | 20.98 | 0.65 | 16.69 | 42.46 | 2.8778 | 1519.7773 | 280.35 | -0.87321 | -0.072764
12546 | 08E25G12H11D06M01W03 | 4.14 | 20.98 | 0.65 | 11.9 | 37.67 | 2.8778 | 1519.7773 | 213.78 | -0.87321 | 0.048257
12547 | 08E25G12H11D07M01W02 | 4.76 | 24.63 | 0.65 | 16.69 | 46.73 | 3.2667 | 1753.5892 | 287.7 | -1.1991 | -0.18065
12548 | 08E25G12H11D07M01W03 | 4.76 | 24.63 | 0.65 | 11.9 | 41.94 | 3.2667 | 1753.5892 | 221.13 | -1.1991 | -0.059626
12549 | 08E25G12H11D07M01W04 | 4.76 | 24.63 | 0.65 | 8.69 | 38.73 | 3.2667 | 1753.5892 | 176.61 | -1.1991 | 0.021475
12550 | 08E25G12H11D07M02W02 | 4.3 | 22.62 | 0.65 | 16.69 | 44.26 | 3.3444 | 1581.3068 | 282.24 | -1.0196 | -0.11824
12551 | 08E25G12H12D05M01W02 | 4.02 | 19.88 | 0.65 | 16.69 | 41.24 | 2.6444 | 1429.5341 | 279.72 | -0.775 | -0.04194
12552 | 08E25G12H12D05M01W03 | 4.02 | 19.88 | 0.65 | 11.9 | 36.45 | 2.6444 | 1429.5341 | 213.15 | -0.775 | 0.07908
12553 | 08E25G12H12D07M01W02 | 4.13 | 20.55 | 0.65 | 16.69 | 42.02 | 2.7222 | 1470.5538 | 281.19 | -0.83482 | -0.061647
12554 | 08E25G12H12D07M01W03 | 4.13 | 20.55 | 0.65 | 11.9 | 37.23 | 2.7222 | 1470.5538 | 214.62 | -0.83482 | 0.059373
12555 | 08E25G12H12D07M01W04 | 4.13 | 20.55 | 0.65 | 8.69 | 34.02 | 2.7222 | 1470.5538 | 170.1 | -0.83482 | 0.14047
12556 | 08E25G12H12D07M02W02 | 3.74 | 18.87 | 0.65 | 16.69 | 39.95 | 2.7222 | 1326.9851 | 276.36 | -0.68482 | -0.0093482
12557 | 08E25G12H13D05M01W02 | 4.02 | 18.08 | 0.65 | 16.69 | 39.44 | 2.4889 | 1296.2203 | 279.72 | -0.61429 | 0.0035371
12558 | 08E25G12H13D05M01W03 | 4.02 | 18.08 | 0.65 | 11.9 | 34.65 | 2.4889 | 1296.2203 | 213.15 | -0.61429 | 0.12456
12559 | 08E25G12H13D07M01W02 | 4.13 | 18.69 | 0.65 | 16.69 | 40.16 | 2.5667 | 1333.138 | 281.19 | -0.66875 | -0.014654
12560 | 08E25G12H13D07M01W03 | 4.13 | 18.69 | 0.65 | 11.9 | 35.37 | 2.5667 | 1333.138 | 214.62 | -0.66875 | 0.10637
12561 | 08E25G12H13D07M01W04 | 4.13 | 18.69 | 0.65 | 8.69 | 32.16 | 2.5667 | 1333.138 | 170.1 | -0.66875 | 0.18747
12562 | 08E25G12H13D07M02W02 | 3.74 | 17.17 | 0.65 | 16.69 | 38.25 | 2.5667 | 1205.9771 | 276.36 | -0.53304 | 0.033603
12563 | 08E25G12H14D05M01W02 | 4.63 | 21.73 | 0.65 | 16.69 | 43.7 | 3.0333 | 1546.4401 | 286.23 | -0.94018 | -0.10409
12564 | 08E25G12H14D05M01W03 | 4.63 | 21.73 | 0.65 | 11.9 | 38.91 | 3.0333 | 1546.4401 | 219.66 | -0.94018 | 0.016928
12565 | 08E25G12H14D07M01W02 | 4.76 | 22.47 | 0.65 | 16.69 | 44.57 | 3.1111 | 1593.6127 | 287.7 | -1.0063 | -0.12607
12566 | 08E25G12H14D07M01W03 | 4.76 | 22.47 | 0.65 | 11.9 | 39.78 | 3.1111 | 1593.6127 | 221.13 | -1.0063 | -0.0050531
12567 | 08E25G12H14D07M01W04 | 4.76 | 22.47 | 0.65 | 8.69 | 36.57 | 3.1111 | 1593.6127 | 176.61 | -1.0063 | 0.076049
12568 | 08E25G12H14D07M02W02 | 4.3 | 20.64 | 0.65 | 16.69 | 42.28 | 3.1111 | 1437.7381 | 282.24 | -0.84286 | -0.068216
12569 | 09E09G04H02D02M01W01 | 8.84 | 16.77 | 0.65 | 17.9 | 44.16 | 3.1111 | 1290.0674 | 353.43 | 0 | 0 |  | 2.869 | 1051.922 | 295.0771 | 2.0228 | 628.9351 | 262.9483
12570 | 09E09G11H02D02M01W01 | 7.55 | 9.39 | 0.65 | 17.9 | 35.49 | 2.4889 | 801.9338 | 337.89 | 0.44007 | 0.19633 | 1
12571 | 09E09G11H05D02M01W01 | 7.48 | 8.71 | 0.65 | 17.9 | 34.74 | 2.3333 | 728.0984 | 339.36 | 0.48062 | 0.21332 | 1
12572 | 09E09G11H07D02M01W01 | 7.38 | 10.07 | 0.65 | 17.9 | 36 | 2.6444 | 845.0044 | 335.79 | 0.39952 | 0.18478 | 1
12573 | 09E09G11H07D04M01W01 | 8.45 | 11.8 | 0.65 | 17.9 | 38.8 | 3.1111 | 959.8594 | 348.39 | 0.29636 | 0.12138
12574 | 09E09G11H07D04M01W02 | 8.45 | 11.8 | 0.65 | 16.56 | 37.46 | 3.1111 | 959.8594 | 329.7 | 0.29636 | 0.15172 | 1
12575 | 09E09G11H07D05M01W01 | 7.21 | 9.76 | 0.65 | 17.9 | 35.52 | 2.5667 | 824.4946 | 333.9 | 0.41801 | 0.19565 | 1
12576 | 09E09G11H07D05M01W02 | 7.21 | 9.76 | 0.65 | 16.56 | 34.18 | 2.5667 | 824.4946 | 315.21 | 0.41801 | 0.226 | 1
12577 | 09E09G11H07D05M01W03 | 7.21 | 9.76 | 0.65 | 11.77 | 29.39 | 2.5667 | 824.4946 | 248.64 | 0.41801 | 0.33447 | 1
12578 | 09E09G11H07D06M01W01 | 6.56 | 8.63 | 0.65 | 17.9 | 33.74 | 2.2556 | 748.6083 | 326.13 | 0.48539 | 0.23596 | 1
12579 | 09E09G11H07D06M01W02 | 6.56 | 8.63 | 0.65 | 16.56 | 32.4 | 2.2556 | 748.6083 | 307.44 | 0.48539 | 0.2663 | 1
12580 | 09E09G11H07D06M01W03 | 6.56 | 8.63 | 0.65 | 11.77 | 27.61 | 2.2556 | 748.6083 | 240.87 | 0.48539 | 0.37477 | 2
12581 | 09E09G11H07D07M01W01 | 7.38 | 10.07 | 0.65 | 17.9 | 36 | 2.6444 | 845.0044 | 335.79 | 0.39952 | 0.18478 | 1
12582 | 09E09G11H07D07M01W02 | 7.38 | 10.07 | 0.65 | 16.56 | 34.66 | 2.6444 | 845.0044 | 317.1 | 0.39952 | 0.21513 | 1
12583 | 09E09G11H07D07M01W03 | 7.38 | 10.07 | 0.65 | 11.77 | 29.87 | 2.6444 | 845.0044 | 250.53 | 0.39952 | 0.3236 | 1
12584 | 09E09G11H07D07M01W04 | 7.38 | 10.07 | 0.65 | 8.6 | 26.7 | 2.6444 | 845.0044 | 206.64 | 0.39952 | 0.39538 | 1
12585 | 09E09G11H07D07M02W02 | 7.13 | 8.75 | 0.65 | 16.56 | 33.09 | 2.5667 | 756.8122 | 314.16 | 0.47823 | 0.25068 | 1
12586 | 09E09G11H08D02M01W01 | 6.5 | 10.07 | 0.65 | 17.9 | 35.12 | 2.6444 | 845.0044 | 324.24 | 0.39952 | 0.20471 | 1
12587 | 09E09G11H08D05M01W01 | 6.35 | 9.76 | 0.65 | 17.9 | 34.66 | 2.5667 | 824.4946 | 322.77 | 0.41801 | 0.21513 | 1
12588 | 09E09G11H08D05M01W02 | 6.35 | 9.76 | 0.65 | 16.56 | 33.32 | 2.5667 | 824.4946 | 304.08 | 0.41801 | 0.24547 | 1
12589 | 09E09G11H08D05M01W03 | 6.35 | 9.76 | 0.65 | 11.77 | 28.53 | 2.5667 | 824.4946 | 237.51 | 0.41801 | 0.35394 | 2
12590 | 09E09G11H08D06M01W01 | 5.78 | 8.63 | 0.65 | 17.9 | 32.96 | 2.2556 | 748.6083 | 315.84 | 0.48539 | 0.25362 | 1
12591 | 09E09G11H08D06M01W02 | 5.78 | 8.63 | 0.65 | 16.56 | 31.62 | 2.2556 | 748.6083 | 297.15 | 0.48539 | 0.28397 | 1
12592 | 09E09G11H08D06M01W03 | 5.78 | 8.63 | 0.65 | 11.77 | 26.83 | 2.2556 | 748.6083 | 230.58 | 0.48539 | 0.39244 | 2
12593 | 09E09G11H08D07M01W01 | 6.5 | 10.07 | 0.65 | 17.9 | 35.12 | 2.6444 | 845.0044 | 324.24 | 0.39952 | 0.20471 | 1
12594 | 09E09G11H08D07M01W02 | 6.5 | 10.07 | 0.65 | 16.56 | 33.78 | 2.6444 | 845.0044 | 305.55 | 0.39952 | 0.23505 | 1
12595 | 09E09G11H08D07M01W03 | 6.5 | 10.07 | 0.65 | 11.77 | 28.99 | 2.6444 | 845.0044 | 238.98 | 0.39952 | 0.34352 | 1
12596 | 09E09G11H08D07M01W04 | 6.5 | 10.07 | 0.65 | 8.6 | 25.82 | 2.6444 | 845.0044 | 195.09 | 0.39952 | 0.41531 | 1
12597 | 09E09G11H08D07M02W02 | 6.28 | 8.75 | 0.65 | 16.56 | 32.24 | 2.5667 | 756.8122 | 303.03 | 0.47823 | 0.26993 | 1
12598 | 09E09G11H09D02M01W01 | 6.25 | 10.07 | 0.65 | 17.9 | 34.87 | 2.6444 | 845.0044 | 321.09 | 0.39952 | 0.21037 | 1
12599 | 09E09G11H09D05M01W01 | 6.11 | 9.76 | 0.65 | 17.9 | 34.42 | 2.5667 | 824.4946 | 319.62 | 0.41801 | 0.22056 | 1
12600 | 09E09G11H09D05M01W02 | 6.11 | 9.76 | 0.65 | 16.56 | 33.08 | 2.5667 | 824.4946 | 300.93 | 0.41801 | 0.25091 | 1
12601 | 09E09G11H09D05M01W03 | 6.11 | 9.76 | 0.65 | 11.77 | 28.29 | 2.5667 | 824.4946 | 234.36 | 0.41801 | 0.35938 | 2
12602 | 09E09G11H09D07M01W01 | 6.25 | 10.07 | 0.65 | 17.9 | 34.87 | 2.6444 | 845.0044 | 321.09 | 0.39952 | 0.21037 | 1
12603 | 09E09G11H09D07M01W02 | 6.25 | 10.07 | 0.65 | 16.56 | 33.53 | 2.6444 | 845.0044 | 302.4 | 0.39952 | 0.24072 | 1
12604 | 09E09G11H09D07M01W03 | 6.25 | 10.07 | 0.65 | 11.77 | 28.74 | 2.6444 | 845.0044 | 235.83 | 0.39952 | 0.34918 | 1
12605 | 09E09G11H09D07M01W04 | 6.25 | 10.07 | 0.65 | 8.6 | 25.57 | 2.6444 | 845.0044 | 191.94 | 0.39952 | 0.42097 | 1
12606 | 09E09G11H09D07M02W02 | 6.04 | 8.75 | 0.65 | 16.56 | 32 | 2.5667 | 756.8122 | 300.09 | 0.47823 | 0.27536 | 1
12607 | 09E09G11H10D02M01W01 | 7.38 | 8.93 | 0.65 | 17.9 | 34.86 | 2.3333 | 781.424 | 335.79 | 0.4675 | 0.2106 | 1
12608 | 09E09G11H10D05M01W01 | 7.21 | 8.66 | 0.65 | 17.9 | 34.42 | 2.2556 | 765.0161 | 333.9 | 0.4836 | 0.22056 | 1
12609 | 09E09G11H10D05M01W02 | 7.21 | 8.66 | 0.65 | 16.56 | 33.08 | 2.2556 | 765.0161 | 315.21 | 0.4836 | 0.25091 | 1
12610 | 09E09G11H10D05M01W03 | 7.21 | 8.66 | 0.65 | 11.77 | 28.29 | 2.2556 | 765.0161 | 248.64 | 0.4836 | 0.35938 | 2
12611 | 09E09G11H10D07M01W01 | 7.38 | 8.93 | 0.65 | 17.9 | 34.86 | 2.3333 | 781.424 | 335.79 | 0.4675 | 0.2106 | 1
12612 | 09E09G11H10D07M01W02 | 7.38 | 8.93 | 0.65 | 16.56 | 33.52 | 2.3333 | 781.424 | 317.1 | 0.4675 | 0.24094 | 1
12613 | 09E09G11H10D07M01W03 | 7.38 | 8.93 | 0.65 | 11.77 | 28.73 | 2.3333 | 781.424 | 250.53 | 0.4675 | 0.34941 | 1
12614 | 09E09G11H10D07M01W04 | 7.38 | 8.93 | 0.65 | 8.6 | 25.56 | 2.3333 | 781.424 | 206.64 | 0.4675 | 0.4212 | 2
12615 | 09E09G11H10D07M02W02 | 7.13 | 7.75 | 0.65 | 16.56 | 32.09 | 2.1778 | 703.4867 | 314.16 | 0.53787 | 0.27332 | 1
12616 | 09E09G11H11D02M01W01 | 7.38 | 8.53 | 0.65 | 17.9 | 34.46 | 2.1778 | 765.0161 | 335.79 | 0.49135 | 0.21966 | 1
12617 | 09E09G11H11D05M01W01 | 7.21 | 8.28 | 0.65 | 17.9 | 34.04 | 2.1 | 748.6083 | 333.9 | 0.50626 | 0.22917 | 1
12618 | 09E09G11H11D05M01W02 | 7.21 | 8.28 | 0.65 | 16.56 | 32.7 | 2.1 | 748.6083 | 315.21 | 0.50626 | 0.25951 | 1
12619 | 09E09G11H11D05M01W03 | 7.21 | 8.28 | 0.65 | 11.77 | 27.91 | 2.1 | 748.6083 | 248.64 | 0.50626 | 0.36798 | 2
12620 | 09E09G11H11D06M01W01 | 6.56 | 7.33 | 0.65 | 17.9 | 32.44 | 1.8667 | 680.9259 | 326.13 | 0.56291 | 0.2654 | 1
12621 | 09E09G11H11D06M01W02 | 6.56 | 7.33 | 0.65 | 16.56 | 31.1 | 1.8667 | 680.9259 | 307.44 | 0.56291 | 0.29574 | 1
12622 | 09E09G11H11D06M01W03 | 6.56 | 7.33 | 0.65 | 11.77 | 26.31 | 1.8667 | 680.9259 | 240.87 | 0.56291 | 0.40421 | 2
12623 | 09E09G11H11D07M01W01 | 7.38 | 8.53 | 0.65 | 17.9 | 34.46 | 2.1778 | 765.0161 | 335.79 | 0.49135 | 0.21966 | 1
12624 | 09E09G11H11D07M01W02 | 7.38 | 8.53 | 0.65 | 16.56 | 33.12 | 2.1778 | 765.0161 | 317.1 | 0.49135 | 0.25 | 1
12625 | 09E09G11H11D07M01W03 | 7.38 | 8.53 | 0.65 | 11.77 | 28.33 | 2.1778 | 765.0161 | 250.53 | 0.49135 | 0.35847 | 2
12626 | 09E09G11H11D07M01W04 | 7.38 | 8.53 | 0.65 | 8.6 | 25.16 | 2.1778 | 765.0161 | 206.64 | 0.49135 | 0.43025 | 2
12627 | 09E09G11H11D07M02W02 | 7.13 | 7.41 | 0.65 | 16.56 | 31.75 | 2.1 | 689.1298 | 314.16 | 0.55814 | 0.28102 | 1
12628 | 09E09G11H12D02M01W01 | 6.41 | 7.12 | 0.65 | 17.9 | 32.08 | 1.7889 | 641.9572 | 325.5 | 0.57543 | 0.27355 | 1
12629 | 09E09G11H12D05M01W01 | 6.27 | 6.9 | 0.65 | 17.9 | 31.72 | 1.7889 | 629.6513 | 323.82 | 0.58855 | 0.2817 | 1
12630 | 09E09G11H12D05M01W02 | 6.27 | 6.9 | 0.65 | 16.56 | 30.38 | 1.7889 | 629.6513 | 305.13 | 0.58855 | 0.31205 | 1
12631 | 09E09G11H12D05M01W03 | 6.27 | 6.9 | 0.65 | 11.77 | 25.59 | 1.7889 | 629.6513 | 238.56 | 0.58855 | 0.42052 | 2
12632 | 09E09G11H12D07M01W01 | 6.41 | 7.12 | 0.65 | 17.9 | 32.08 | 1.7889 | 641.9572 | 325.5 | 0.57543 | 0.27355 | 1
12633 | 09E09G11H12D07M01W02 | 6.41 | 7.12 | 0.65 | 16.56 | 30.74 | 1.7889 | 641.9572 | 306.81 | 0.57543 | 0.30389 | 1
12634 | 09E09G11H12D07M01W03 | 6.41 | 7.12 | 0.65 | 11.77 | 25.95 | 1.7889 | 641.9572 | 240.24 | 0.57543 | 0.41236 | 2
12635 | 09E09G11H12D07M01W04 | 6.41 | 7.12 | 0.65 | 8.6 | 22.78 | 1.7889 | 641.9572 | 196.35 | 0.57543 | 0.48415 | 2
12636 | 09E09G11H12D07M02W02 | 6.2 | 6.18 | 0.65 | 16.56 | 29.59 | 1.7111 | 578.3768 | 304.29 | 0.63148 | 0.32994 | 1
12637 | 09E09G11H13D02M01W01 | 6.41 | 6.7 | 0.65 | 17.9 | 31.66 | 1.7889 | 605.0396 | 325.5 | 0.60048 | 0.28306 | 1
12638 | 09E09G11H13D05M01W01 | 6.27 | 6.5 | 0.65 | 17.9 | 31.32 | 1.7111 | 592.7337 | 323.82 | 0.6124 | 0.29076 | 1
12639 | 09E09G11H13D05M01W02 | 6.27 | 6.5 | 0.65 | 16.56 | 29.98 | 1.7111 | 592.7337 | 305.13 | 0.6124 | 0.32111 | 1
12640 | 09E09G11H13D05M01W03 | 6.27 | 6.5 | 0.65 | 11.77 | 25.19 | 1.7111 | 592.7337 | 238.56 | 0.6124 | 0.42957 | 2
12641 | 09E09G11H13D07M01W01 | 6.41 | 6.7 | 0.65 | 17.9 | 31.66 | 1.7889 | 605.0396 | 325.5 | 0.60048 | 0.28306 | 1
12642 | 09E09G11H13D07M01W02 | 6.41 | 6.7 | 0.65 | 16.56 | 30.32 | 1.7889 | 605.0396 | 306.81 | 0.60048 | 0.31341 | 1
12643 | 09E09G11H13D07M01W03 | 6.41 | 6.7 | 0.65 | 11.77 | 25.53 | 1.7889 | 605.0396 | 240.24 | 0.60048 | 0.42188 | 2
12644 | 09E09G11H13D07M01W04 | 6.41 | 6.7 | 0.65 | 8.6 | 22.36 | 1.7889 | 605.0396 | 196.35 | 0.60048 | 0.49366 | 2
12645 | 09E09G11H13D07M02W02 | 6.2 | 5.82 | 0.65 | 16.56 | 29.23 | 1.6333 | 545.5611 | 304.29 | 0.65295 | 0.33809 | 1
12646 | 09E09G11H14D02M01W01 | 7.38 | 8.05 | 0.65 | 17.9 | 33.98 | 2.1 | 721.9455 | 335.79 | 0.51998 | 0.23053 | 1
12647 | 09E09G11H14D05M01W01 | 7.21 | 7.81 | 0.65 | 17.9 | 33.57 | 2.0222 | 705.5377 | 333.9 | 0.53429 | 0.23981 | 1
12648 | 09E09G11H14D05M01W02 | 7.21 | 7.81 | 0.65 | 16.56 | 32.23 | 2.0222 | 705.5377 | 315.21 | 0.53429 | 0.27015 | 1
12649 | 09E09G11H14D05M01W03 | 7.21 | 7.81 | 0.65 | 11.77 | 27.44 | 2.0222 | 705.5377 | 248.64 | 0.53429 | 0.37862 | 2
12650 | 09E09G11H14D07M01W01 | 7.38 | 8.05 | 0.65 | 17.9 | 33.98 | 2.1 | 721.9455 | 335.79 | 0.51998 | 0.23053 | 1
12651 | 09E09G11H14D07M01W02 | 7.38 | 8.05 | 0.65 | 16.56 | 32.64 | 2.1 | 721.9455 | 317.1 | 0.51998 | 0.26087 | 1
12652 | 09E09G11H14D07M01W03 | 7.38 | 8.05 | 0.65 | 11.77 | 27.85 | 2.1 | 721.9455 | 250.53 | 0.51998 | 0.36934 | 2
12653 | 09E09G11H14D07M01W04 | 7.38 | 8.05 | 0.65 | 8.6 | 24.68 | 2.1 | 721.9455 | 206.64 | 0.51998 | 0.44112 | 2
12654 | 09E09G11H14D07M02W02 | 7.13 | 6.99 | 0.65 | 16.56 | 31.33 | 2.0222 | 650.1611 | 314.16 | 0.58318 | 0.29053 | 1
12655 | 09E17G10H07D04M01W02 | 6.73 | 21.32 | 0.65 | 16.56 | 45.26 | 3.9667 | 1548.4911 | 309.33 | -0.27132 | -0.024909
12656 | 09E17G10H07D05M01W02 | 5.65 | 17.17 | 0.65 | 16.56 | 40.03 | 3.2667 | 1281.8635 | 296.52 | -0.023852 | 0.093524
12657 | 09E17G10H07D05M01W03 | 5.65 | 17.17 | 0.65 | 11.77 | 35.24 | 3.2667 | 1281.8635 | 229.95 | -0.023852 | 0.20199 | 1
12658 | 09E17G10H07D06M01W02 | 5.09 | 14.79 | 0.65 | 16.56 | 37.09 | 2.8778 | 1130.0908 | 290.01 | 0.11807 | 0.1601 | 1
12659 | 09E17G10H07D06M01W03 | 5.09 | 14.79 | 0.65 | 11.77 | 32.3 | 2.8778 | 1130.0908 | 223.44 | 0.11807 | 0.26857 | 1
12660 | 09E17G10H07D07M01W02 | 5.79 | 17.85 | 0.65 | 16.56 | 40.85 | 3.4222 | 1324.9341 | 298.2 | -0.064401 | 0.074955
12661 | 09E17G10H07D07M01W03 | 5.79 | 17.85 | 0.65 | 11.77 | 36.06 | 3.4222 | 1324.9341 | 231.63 | -0.064401 | 0.18342
12662 | 09E17G10H07D07M01W04 | 5.79 | 17.85 | 0.65 | 8.6 | 32.89 | 3.4222 | 1324.9341 | 187.74 | -0.064401 | 0.25521
12663 | 09E17G10H07D07M02W02 | 5.46 | 15.92 | 0.65 | 16.56 | 38.59 | 3.3444 | 1191.6203 | 294.21 | 0.050686 | 0.12613
12664 | 09E17G10H08D05M01W02 | 4.98 | 17.17 | 0.65 | 16.56 | 39.36 | 3.2667 | 1281.8635 | 287.91 | -0.023852 | 0.1087
12665 | 09E17G10H08D05M01W03 | 4.98 | 17.17 | 0.65 | 11.77 | 34.57 | 3.2667 | 1281.8635 | 221.34 | -0.023852 | 0.21716 | 1
12666 | 09E17G10H08D06M01W02 | 4.48 | 14.79 | 0.65 | 16.56 | 36.48 | 2.8778 | 1130.0908 | 282.03 | 0.11807 | 0.17391 | 1
12667 | 09E17G10H08D06M01W03 | 4.48 | 14.79 | 0.65 | 11.77 | 31.69 | 2.8778 | 1130.0908 | 215.46 | 0.11807 | 0.28238 | 1
12668 | 09E17G10H08D07M01W02 | 5.1 | 17.85 | 0.65 | 16.56 | 40.16 | 3.4222 | 1324.9341 | 289.38 | -0.064401 | 0.09058
12669 | 09E17G10H08D07M01W03 | 5.1 | 17.85 | 0.65 | 11.77 | 35.37 | 3.4222 | 1324.9341 | 222.81 | -0.064401 | 0.19905
12670 | 09E17G10H08D07M01W04 | 5.1 | 17.85 | 0.65 | 8.6 | 32.2 | 3.4222 | 1324.9341 | 178.92 | -0.064401 | 0.27083
12671 | 09E17G10H08D07M02W02 | 4.8 | 15.92 | 0.65 | 16.56 | 37.93 | 3.3444 | 1191.6203 | 285.81 | 0.050686 | 0.14108
12672 | 09E17G10H09D05M01W02 | 4.79 | 17.17 | 0.65 | 16.56 | 39.17 | 3.2667 | 1281.8635 | 285.39 | -0.023852 | 0.113
12673 | 09E17G10H09D05M01W03 | 4.79 | 17.17 | 0.65 | 11.77 | 34.38 | 3.2667 | 1281.8635 | 218.82 | -0.023852 | 0.22147 | 1
12674 | 09E17G10H09D07M01W02 | 4.91 | 17.85 | 0.65 | 16.56 | 39.97 | 3.4222 | 1324.9341 | 286.86 | -0.064401 | 0.094882
12675 | 09E17G10H09D07M01W03 | 4.91 | 17.85 | 0.65 | 11.77 | 35.18 | 3.4222 | 1324.9341 | 220.29 | -0.064401 | 0.20335
12676 | 09E17G10H09D07M01W04 | 4.91 | 17.85 | 0.65 | 8.6 | 32.01 | 3.4222 | 1324.9341 | 176.4 | -0.064401 | 0.27514
12677 | 09E17G10H09D07M02W02 | 4.62 | 15.92 | 0.65 | 16.56 | 37.75 | 3.3444 | 1191.6203 | 283.5 | 0.050686 | 0.14515
12678 | 09E17G10H10D05M01W02 | 5.65 | 15.24 | 0.65 | 16.56 | 38.1 | 2.8778 | 1175.2124 | 296.52 | 0.091234 | 0.13723
12679 | 09E17G10H10D05M01W03 | 5.65 | 15.24 | 0.65 | 11.77 | 33.31 | 2.8778 | 1175.2124 | 229.95 | 0.091234 | 0.2457 | 1
12680 | 09E17G10H10D07M01W02 | 5.79 | 15.85 | 0.65 | 16.56 | 38.85 | 2.9556 | 1214.1811 | 298.2 | 0.05486 | 0.12024
12681 | 09E17G10H10D07M01W03 | 5.79 | 15.85 | 0.65 | 11.77 | 34.06 | 2.9556 | 1214.1811 | 231.63 | 0.05486 | 0.22871 | 1
12682 | 09E17G10H10D07M01W04 | 5.79 | 15.85 | 0.65 | 8.6 | 30.89 | 2.9556 | 1214.1811 | 187.74 | 0.05486 | 0.3005 | 1
12683 | 09E17G10H10D07M02W02 | 5.46 | 14.13 | 0.65 | 16.56 | 36.8 | 2.9556 | 1093.1732 | 294.21 | 0.15742 | 0.16667 | 1
12684 | 09E17G10H11D05M01W02 | 5.65 | 14.58 | 0.65 | 16.56 | 37.44 | 2.7222 | 1146.4987 | 296.52 | 0.13059 | 0.15217 | 1
12685 | 09E17G10H11D05M01W03 | 5.65 | 14.58 | 0.65 | 11.77 | 32.65 | 2.7222 | 1146.4987 | 229.95 | 0.13059 | 0.26064 | 1
12686 | 09E17G10H11D06M01W02 | 5.09 | 12.58 | 0.65 | 16.56 | 34.88 | 2.3333 | 1013.1849 | 290.01 | 0.24985 | 0.21014 | 1
12687 | 09E17G10H11D06M01W03 | 5.09 | 12.58 | 0.65 | 11.77 | 30.09 | 2.3333 | 1013.1849 | 223.44 | 0.24985 | 0.31861 | 1
12688 | 09E17G10H11D07M01W02 | 5.79 | 15.16 | 0.65 | 16.56 | 38.16 | 2.8 | 1183.4163 | 298.2 | 0.096005 | 0.13587
12689 | 09E17G10H11D07M01W03 | 5.79 | 15.16 | 0.65 | 11.77 | 33.37 | 2.8 | 1183.4163 | 231.63 | 0.096005 | 0.24434 | 1
12690 | 09E17G10H11D07M01W04 | 5.79 | 15.16 | 0.65 | 8.6 | 30.2 | 2.8 | 1183.4163 | 187.74 | 0.096005 | 0.31612 | 1
12691 | 09E17G10H11D07M02W02 | 5.46 | 13.51 | 0.65 | 16.56 | 36.18 | 2.7222 | 1066.5104 | 294.21 | 0.19439 | 0.18071 | 1
12692 | 09E17G10H12D05M01W02 | 4.9 | 12.16 | 0.65 | 16.56 | 34.27 | 2.2556 | 961.9103 | 288.75 | 0.2749 | 0.22396 | 1
12693 | 09E17G10H12D05M01W03 | 4.9 | 12.16 | 0.65 | 11.77 | 29.48 | 2.2556 | 961.9103 | 222.18 | 0.2749 | 0.33243 | 1
12694 | 09E17G10H12D07M01W02 | 5.03 | 12.64 | 0.65 | 16.56 | 34.88 | 2.3333 | 992.6751 | 290.22 | 0.24627 | 0.21014 | 1
12695 | 09E17G10H12D07M01W03 | 5.03 | 12.64 | 0.65 | 11.77 | 30.09 | 2.3333 | 992.6751 | 223.65 | 0.24627 | 0.31861 | 1
12696 | 09E17G10H12D07M01W04 | 5.03 | 12.64 | 0.65 | 8.6 | 26.92 | 2.3333 | 992.6751 | 179.76 | 0.24627 | 0.3904 | 1
12697 | 09E17G10H12D07M02W02 | 4.74 | 11.27 | 0.65 | 16.56 | 33.22 | 2.2556 | 896.2789 | 286.65 | 0.32797 | 0.24774 | 1
12698 | 09E17G10H13D05M01W02 | 4.9 | 11.43 | 0.65 | 16.56 | 33.54 | 2.1778 | 896.2789 | 288.75 | 0.31843 | 0.24049 | 1
12699 | 09E17G10H13D05M01W03 | 4.9 | 11.43 | 0.65 | 11.77 | 28.75 | 2.1778 | 896.2789 | 222.18 | 0.31843 | 0.34896 | 1
12700 | 09E17G10H13D07M01W02 | 5.03 | 11.88 | 0.65 | 16.56 | 34.12 | 2.2556 | 924.9927 | 290.22 | 0.29159 | 0.22736 | 1
12701 | 09E17G10H13D07M01W03 | 5.03 | 11.88 | 0.65 | 11.77 | 29.33 | 2.2556 | 924.9927 | 223.65 | 0.29159 | 0.33582 | 1
12702 | 09E17G10H13D07M01W04 | 5.03 | 11.88 | 0.65 | 8.6 | 26.16 | 2.2556 | 924.9927 | 179.76 | 0.29159 | 0.40761 | 1
12703 | 09E17G10H13D07M02W02 | 4.74 | 10.6 | 0.65 | 16.56 | 32.55 | 2.2556 | 836.8005 | 286.65 | 0.36792 | 0.26291 | 1
12704 | 09E17G10H14D05M01W02 | 5.65 | 13.73 | 0.65 | 16.56 | 36.59 | 2.6444 | 1068.5614 | 296.52 | 0.18128 | 0.17142 | 1
12705 | 09E17G10H14D05M01W03 | 5.65 | 13.73 | 0.65 | 11.77 | 31.8 | 2.6444 | 1068.5614 | 229.95 | 0.18128 | 0.27989 | 1
12706 | 09E17G10H14D07M01W02 | 5.79 | 14.27 | 0.65 | 16.56 | 37.27 | 2.7222 | 1103.4281 | 298.2 | 0.14908 | 0.15602 | 1
12707 | 09E17G10H14D07M01W03 | 5.79 | 14.27 | 0.65 | 11.77 | 32.48 | 2.7222 | 1103.4281 | 231.63 | 0.14908 | 0.26449 | 1
12708 | 09E17G10H14D07M01W04 | 5.79 | 14.27 | 0.65 | 8.6 | 29.31 | 2.7222 | 1103.4281 | 187.74 | 0.14908 | 0.33628 | 1
12709 | 09E17G10H14D07M02W02 | 5.46 | 12.73 | 0.65 | 16.56 | 35.4 | 2.6444 | 996.777 | 294.21 | 0.24091 | 0.19837 | 1
12710 | 09E17G11H07D04M01W02 | 7.74 | 17.12 | 0.65 | 16.56 | 42.07 | 3.7333 | 1283.9144 | 321.3 | -0.020871 | 0.047328
12711 | 09E17G11H07D05M01W02 | 6.55 | 13.7 | 0.65 | 16.56 | 37.46 | 3.1111 | 1064.4594 | 307.23 | 0.18306 | 0.15172 | 1
12712 | 09E17G11H07D05M01W03 | 6.55 | 13.7 | 0.65 | 11.77 | 32.67 | 3.1111 | 1064.4594 | 240.66 | 0.18306 | 0.26019 | 1
12713 | 09E17G11H07D06M01W02 | 5.91 | 11.67 | 0.65 | 16.56 | 34.79 | 2.6444 | 935.2476 | 299.67 | 0.30411 | 0.21218 | 1
12714 | 09E17G11H07D06M01W03 | 5.91 | 11.67 | 0.65 | 11.77 | 30 | 2.6444 | 935.2476 | 233.1 | 0.30411 | 0.32065 | 1
12715 | 09E17G11H07D07M01W02 | 6.71 | 14.29 | 0.65 | 16.56 | 38.21 | 3.1889 | 1101.3771 | 309.12 | 0.14788 | 0.13474
12716 | 09E17G11H07D07M01W03 | 6.71 | 14.29 | 0.65 | 11.77 | 33.42 | 3.1889 | 1101.3771 | 242.55 | 0.14788 | 0.24321 | 1
12717 | 09E17G11H07D07M01W04 | 6.71 | 14.29 | 0.65 | 8.6 | 30.25 | 3.1889 | 1101.3771 | 198.66 | 0.14788 | 0.31499 | 1
12718 | 09E17G11H07D07M02W02 | 6.43 | 12.59 | 0.65 | 16.56 | 36.23 | 3.1111 | 986.5221 | 305.76 | 0.24925 | 0.17957 | 1
12719 | 09E17G11H08D05M01W02 | 5.77 | 13.7 | 0.65 | 16.56 | 36.68 | 3.1111 | 1064.4594 | 297.15 | 0.18306 | 0.16938 | 1
12720 | 09E17G11H08D05M01W03 | 5.77 | 13.7 | 0.65 | 11.77 | 31.89 | 3.1111 | 1064.4594 | 230.58 | 0.18306 | 0.27785 | 1
12721 | 09E17G11H08D06M01W02 | 5.21 | 11.67 | 0.65 | 16.56 | 34.09 | 2.6444 | 935.2476 | 290.64 | 0.30411 | 0.22803 | 1
12722 | 09E17G11H08D06M01W03 | 5.21 | 11.67 | 0.65 | 11.77 | 29.3 | 2.6444 | 935.2476 | 224.07 | 0.30411 | 0.3365 | 1
12723 | 09E17G11H08D07M01W02 | 5.9 | 14.29 | 0.65 | 16.56 | 37.4 | 3.1889 | 1101.3771 | 298.83 | 0.14788 | 0.15308 | 1
12724 | 09E17G11H08D07M01W03 | 5.9 | 14.29 | 0.65 | 11.77 | 32.61 | 3.1889 | 1101.3771 | 232.26 | 0.14788 | 0.26155 | 1
12725 | 09E17G11H08D07M01W04 | 5.9 | 14.29 | 0.65 | 8.6 | 29.44 | 3.1889 | 1101.3771 | 188.37 | 0.14788 | 0.33333 | 1
12726 | 09E17G11H08D07M02W02 | 5.66 | 12.59 | 0.65 | 16.56 | 35.46 | 3.1111 | 986.5221 | 295.89 | 0.24925 | 0.19701 | 1
12727 | 09E17G11H09D05M01W02 | 5.55 | 13.7 | 0.65 | 16.56 | 36.46 | 3.1111 | 1064.4594 | 294.42 | 0.18306 | 0.17437 | 1
12728 | 09E17G11H09D05M01W03 | 5.55 | 13.7 | 0.65 | 11.77 | 31.67 | 3.1111 | 1064.4594 | 227.85 | 0.18306 | 0.28284 | 1
12729 | 09E17G11H09D07M01W02 | 5.68 | 14.29 | 0.65 | 16.56 | 37.18 | 3.1889 | 1101.3771 | 295.89 | 0.14788 | 0.15806 | 1
12730 | 09E17G11H09D07M01W03 | 5.68 | 14.29 | 0.65 | 11.77 | 32.39 | 3.1889 | 1101.3771 | 229.32 | 0.14788 | 0.26653 | 1
12731 | 09E17G11H09D07M01W04 | 5.68 | 14.29 | 0.65 | 8.6 | 29.22 | 3.1889 | 1101.3771 | 185.43 | 0.14788 | 0.33832 | 1
12732 | 09E17G11H09D07M02W02 | 5.45 | 12.59 | 0.65 | 16.56 | 35.25 | 3.1111 | 986.5221 | 293.16 | 0.24925 | 0.20177 | 1
12733 | 09E17G11H10D05M01W02 | 6.55 | 12.15 | 0.65 | 16.56 | 35.91 | 2.6444 | 978.3182 | 307.23 | 0.27549 | 0.18682 | 1
12734 | 09E17G11H10D05M01W03 | 6.55 | 12.15 | 0.65 | 11.77 | 31.12 | 2.6444 | 978.3182 | 240.66 | 0.27549 | 0.29529 | 1
12735 | 09E17G11H10D07M01W02 | 6.71 | 12.68 | 0.65 | 16.56 | 36.6 | 2.8 | 1013.1849 | 309.12 | 0.24389 | 0.1712 | 1
12736 | 09E17G11H10D07M01W03 | 6.71 | 12.68 | 0.65 | 11.77 | 31.81 | 2.8 | 1013.1849 | 242.55 | 0.24389 | 0.27966 | 1
12737 | 09E17G11H10D07M01W04 | 6.71 | 12.68 | 0.65 | 8.6 | 28.64 | 2.8 | 1013.1849 | 198.66 | 0.24389 | 0.35145 | 1
12738 | 09E17G11H10D07M02W02 | 6.43 | 11.17 | 0.65 | 16.56 | 34.81 | 2.7222 | 908.5848 | 305.76 | 0.33393 | 0.21173 | 1
12739 | 09E17G11H11D05M01W02 | 6.55 | 11.62 | 0.65 | 16.56 | 35.38 | 2.4889 | 955.7574 | 307.23 | 0.3071 | 0.19882 | 1
12740 | 09E17G11H11D05M01W03 | 6.55 | 11.62 | 0.65 | 11.77 | 30.59 | 2.4889 | 955.7574 | 240.66 | 0.3071 | 0.30729 | 1
12741 | 09E17G11H11D06M01W02 | 5.91 | 9.92 | 0.65 | 16.56 | 33.04 | 2.1778 | 842.9534 | 299.67 | 0.40847 | 0.25181 | 1
12742 | 09E17G11H11D06M01W03 | 5.91 | 9.92 | 0.65 | 11.77 | 28.25 | 2.1778 | 842.9534 | 233.1 | 0.40847 | 0.36028 | 2
12743 | 09E17G11H11D07M01W02 | 6.71 | 12.12 | 0.65 | 16.56 | 36.04 | 2.6444 | 988.5731 | 309.12 | 0.27728 | 0.18388 | 1
12744 | 09E17G11H11D07M01W03 | 6.71 | 12.12 | 0.65 | 11.77 | 31.25 | 2.6444 | 988.5731 | 242.55 | 0.27728 | 0.29235 | 1
12745 | 09E17G11H11D07M01W04 | 6.71 | 12.12 | 0.65 | 8.6 | 28.08 | 2.6444 | 988.5731 | 198.66 | 0.27728 | 0.36413 | 1
12746 | 09E17G11H11D07M02W02 | 6.43 | 10.67 | 0.65 | 16.56 | 34.31 | 2.5667 | 888.075 | 305.76 | 0.36374 | 0.22305 | 1
12747 | 09E17G11H12D05M01W02 | 5.69 | 9.69 | 0.65 | 16.56 | 32.59 | 2.1 | 803.9848 | 298.2 | 0.42218 | 0.262 | 1
12748 | 09E17G11H12D05M01W03 | 5.69 | 9.69 | 0.65 | 11.77 | 27.8 | 2.1 | 803.9848 | 231.63 | 0.42218 | 0.37047 | 2
12749 | 09E17G11H12D07M01W02 | 5.83 | 10.11 | 0.65 | 16.56 | 33.15 | 2.1778 | 830.6475 | 299.88 | 0.39714 | 0.24932 | 1
12750 | 09E17G11H12D07M01W03 | 5.83 | 10.11 | 0.65 | 11.77 | 28.36 | 2.1778 | 830.6475 | 233.31 | 0.39714 | 0.35779 | 1
12751 | 09E17G11H12D07M01W04 | 5.83 | 10.11 | 0.65 | 8.6 | 25.19 | 2.1778 | 830.6475 | 189.42 | 0.39714 | 0.42957 | 1
12752 | 09E17G11H12D07M02W02 | 5.59 | 8.9 | 0.65 | 16.56 | 31.7 | 2.1 | 746.5573 | 296.94 | 0.46929 | 0.28216 | 1
12753 | 09E17G11H13D05M01W02 | 5.69 | 9.12 | 0.65 | 16.56 | 32.02 | 2.0222 | 750.6592 | 298.2 | 0.45617 | 0.27491 | 1
12754 | 09E17G11H13D05M01W03 | 5.69 | 9.12 | 0.65 | 11.77 | 27.23 | 2.0222 | 750.6592 | 231.63 | 0.45617 | 0.38338 | 2
12755 | 09E17G11H13D07M01W02 | 5.83 | 9.51 | 0.65 | 16.56 | 32.55 | 2.1 | 777.322 | 299.88 | 0.43292 | 0.26291 | 1
12756 | 09E17G11H13D07M01W03 | 5.83 | 9.51 | 0.65 | 11.77 | 27.76 | 2.1 | 777.322 | 233.31 | 0.43292 | 0.37138 | 2
12757 | 09E17G11H13D07M01W04 | 5.83 | 9.51 | 0.65 | 8.6 | 24.59 | 2.1 | 777.322 | 189.42 | 0.43292 | 0.44316 | 2
12758 | 09E17G11H13D07M02W02 | 5.59 | 8.38 | 0.65 | 16.56 | 31.18 | 2.0222 | 699.3847 | 296.94 | 0.5003 | 0.29393 | 1
12759 | 09E17G11H14D05M01W02 | 6.55 | 10.95 | 0.65 | 16.56 | 34.71 | 2.4111 | 896.2789 | 307.23 | 0.34705 | 0.21399 | 1
12760 | 09E17G11H14D05M01W03 | 6.55 | 10.95 | 0.65 | 11.77 | 29.92 | 2.4111 | 896.2789 | 240.66 | 0.34705 | 0.32246 | 1
12761 | 09E17G11H14D07M01W02 | 6.71 | 11.42 | 0.65 | 16.56 | 35.34 | 2.5667 | 924.9927 | 309.12 | 0.31902 | 0.19973 | 1
12762 | 09E17G11H14D07M01W03 | 6.71 | 11.42 | 0.65 | 11.77 | 30.55 | 2.5667 | 924.9927 | 242.55 | 0.31902 | 0.3082 | 1
12763 | 09E17G11H14D07M01W04 | 6.71 | 11.42 | 0.65 | 8.6 | 27.38 | 2.5667 | 924.9927 | 198.66 | 0.31902 | 0.37998 | 1
12764 | 09E17G11H14D07M02W02 | 6.43 | 10.07 | 0.65 | 16.56 | 33.71 | 2.4889 | 832.6985 | 305.76 | 0.39952 | 0.23664 | 1
12765 | 09E17G12H07D04M01W02 | 5.09 | 43.49 | 0.65 | 16.56 | 65.79 | 4.9 | 3195.4292 | 290.01 | -1.5933 | -0.48981
12766 | 09E17G12H07D05M01W02 | 4.22 | 35.21 | 0.65 | 16.56 | 56.64 | 4.1222 | 2629.3583 | 279.72 | -1.0996 | -0.28261
12767 | 09E17G12H07D05M01W03 | 4.22 | 35.21 | 0.65 | 11.77 | 51.85 | 4.1222 | 2629.3583 | 213.15 | -1.0996 | -0.17414
12768 | 09E17G12H07D06M01W02 | 3.82 | 31.36 | 0.65 | 16.56 | 52.39 | 3.7333 | 2368.8837 | 274.89 | -0.87001 | -0.18637
12769 | 09E17G12H07D06M01W03 | 3.82 | 31.36 | 0.65 | 11.77 | 47.6 | 3.7333 | 2368.8837 | 208.32 | -0.87001 | -0.077899
12770 | 09E17G12H07D07M01W02 | 4.32 | 36.3 | 0.65 | 16.56 | 57.83 | 4.2 | 2703.1937 | 280.98 | -1.1646 | -0.30956
12771 | 09E17G12H07D07M01W03 | 4.32 | 36.3 | 0.65 | 11.77 | 53.04 | 4.2 | 2703.1937 | 214.41 | -1.1646 | -0.20109
12772 | 09E17G12H07D07M01W04 | 4.32 | 36.3 | 0.65 | 8.6 | 49.87 | 4.2 | 2703.1937 | 170.52 | -1.1646 | -0.1293
12773 | 09E17G12H07D07M02W02 | 3.74 | 33.39 | 0.65 | 16.56 | 54.34 | 4.2 | 2452.9739 | 274.05 | -0.99106 | -0.23053
12774 | 09E17G12H08D05M01W02 | 3.71 | 35.21 | 0.65 | 16.56 | 56.13 | 4.1222 | 2629.3583 | 273.21 | -1.0996 | -0.27106
12775 | 09E17G12H08D05M01W03 | 3.71 | 35.21 | 0.65 | 11.77 | 51.34 | 4.1222 | 2629.3583 | 206.64 | -1.0996 | -0.16259
12776 | 09E17G12H08D06M01W02 | 3.36 | 31.36 | 0.65 | 16.56 | 51.93 | 3.7333 | 2368.8837 | 269.01 | -0.87001 | -0.17595
12777 | 09E17G12H08D06M01W03 | 3.36 | 31.36 | 0.65 | 11.77 | 47.14 | 3.7333 | 2368.8837 | 202.44 | -0.87001 | -0.067482
12778 | 09E17G12H08D07M01W02 | 3.81 | 36.3 | 0.65 | 16.56 | 57.32 | 4.2 | 2703.1937 | 274.26 | -1.1646 | -0.29801
12779 | 09E17G12H08D07M01W03 | 3.81 | 36.3 | 0.65 | 11.77 | 52.53 | 4.2 | 2703.1937 | 207.69 | -1.1646 | -0.18954
12780 | 09E17G12H08D07M01W04 | 3.81 | 36.3 | 0.65 | 8.6 | 49.36 | 4.2 | 2703.1937 | 163.8 | -1.1646 | -0.11775
12781 | 09E17G12H08D07M02W02 | 3.29 | 33.39 | 0.65 | 16.56 | 53.89 | 4.2 | 2452.9739 | 268.17 | -0.99106 | -0.22034
12782 | 09E17G12H09D05M01W02 | 3.57 | 35.21 | 0.65 | 16.56 | 55.99 | 4.1222 | 2629.3583 | 271.32 | -1.0996 | -0.26789
12783 | 09E17G12H09D05M01W03 | 3.57 | 35.21 | 0.65 | 11.77 | 51.2 | 4.1222 | 2629.3583 | 204.75 | -1.0996 | -0.15942
12784 | 09E17G12H09D07M01W02 | 3.66 | 36.3 | 0.65 | 16.56 | 57.17 | 4.2 | 2703.1937 | 272.37 | -1.1646 | -0.29461
12785 | 09E17G12H09D07M01W03 | 3.66 | 36.3 | 0.65 | 11.77 | 52.38 | 4.2 | 2703.1937 | 205.8 | -1.1646 | -0.18614
12786 | 09E17G12H09D07M01W04 | 3.66 | 36.3 | 0.65 | 8.6 | 49.21 | 4.2 | 2703.1937 | 161.91 | -1.1646 | -0.11436
12787 | 09E17G12H09D07M02W02 | 3.17 | 33.39 | 0.65 | 16.56 | 53.77 | 4.2 | 2452.9739 | 266.49 | -0.99106 | -0.21762
12788 | 09E17G12H10D05M01W02 | 4.22 | 31.34 | 0.65 | 16.56 | 52.77 | 3.5778 | 2397.5974 | 279.72 | -0.86881 | -0.19497
12789 | 09E17G12H10D05M01W03 | 4.22 | 31.34 | 0.65 | 11.77 | 47.98 | 3.5778 | 2397.5974 | 213.15 | -0.86881 | -0.086504
12790 | 09E17G12H10D07M01W02 | 4.32 | 32.3 | 0.65 | 16.56 | 53.83 | 3.6556 | 2463.2288 | 280.98 | -0.92606 | -0.21898
12791 | 09E17G12H10D07M01W03 | 4.32 | 32.3 | 0.65 | 11.77 | 49.04 | 3.6556 | 2463.2288 | 214.41 | -0.92606 | -0.11051
12792 | 09E17G12H10D07M01W04 | 4.32 | 32.3 | 0.65 | 8.6 | 45.87 | 3.6556 | 2463.2288 | 170.52 | -0.92606 | -0.038723
12793 | 09E17G12H10D07M02W02 | 3.74 | 29.7 | 0.65 | 16.56 | 50.65 | 3.6556 | 2233.5189 | 274.05 | -0.77102 | -0.14697
12794 | 09E17G12H11D05M01W02 | 4.22 | 30.05 | 0.65 | 16.56 | 51.48 | 3.3444 | 2336.068 | 279.72 | -0.79189 | -0.16576
12795 | 09E17G12H11D05M01W03 | 4.22 | 30.05 | 0.65 | 11.77 | 46.69 | 3.3444 | 2336.068 | 213.15 | -0.79189 | -0.057292
12796 | 09E17G12H11D06M01W02 | 3.82 | 26.8 | 0.65 | 16.56 | 47.83 | 3.0333 | 2108.409 | 274.89 | -0.59809 | -0.083107
12797 | 09E17G12H11D06M01W03 | 3.82 | 26.8 | 0.65 | 11.77 | 43.04 | 3.0333 | 2108.409 | 208.32 | -0.59809 | 0.025362
12798 | 09E17G12H11D07M01W02 | 4.32 | 30.97 | 0.65 | 16.56 | 52.5 | 3.4222 | 2399.6484 | 280.98 | -0.84675 | -0.18886
12799 | 09E17G12H11D07M01W03 | 4.32 | 30.97 | 0.65 | 11.77 | 47.71 | 3.4222 | 2399.6484 | 214.41 | -0.84675 | -0.080389
12800 | 09E17G12H11D07M01W04 | 4.32 | 30.97 | 0.65 | 8.6 | 44.54 | 3.4222 | 2399.6484 | 170.52 | -0.84675 | -0.0086051
12801 | 09E17G12H11D07M02W02 | 3.74 | 28.46 | 0.65 | 16.56 | 49.41 | 3.4222 | 2178.1424 | 274.05 | -0.69708 | -0.11889
12802 | 09E17G12H12D05M01W02 | 3.66 | 25.07 | 0.65 | 16.56 | 45.94 | 2.8 | 1958.6874 | 273.84 | -0.49493 | -0.040308
12803 | 09E17G12H12D05M01W03 | 3.66 | 25.07 | 0.65 | 11.77 | 41.15 | 2.8 | 1958.6874 | 207.27 | -0.49493 | 0.068161
12804 | 09E17G12H12D07M01W02 | 3.76 | 25.83 | 0.65 | 16.56 | 46.8 | 2.8778 | 2012.0129 | 274.89 | -0.54025 | -0.059783
12805 | 09E17G12H12D07M01W03 | 3.76 | 25.83 | 0.65 | 11.77 | 42.01 | 2.8778 | 2012.0129 | 208.32 | -0.54025 | 0.048687
12806 | 09E17G12H12D07M01W04 | 3.76 | 25.83 | 0.65 | 8.6 | 38.84 | 2.8778 | 2012.0129 | 164.43 | -0.54025 | 0.12047
12807 | 09E17G12H12D07M02W02 | 3.25 | 23.74 | 0.65 | 16.56 | 44.2 | 2.8778 | 1825.3736 | 268.8 | -0.41562 | -0.0009058
12808 | 09E17G12H13D05M01W02 | 3.66 | 23.47 | 0.65 | 16.56 | 44.34 | 2.7222 | 1802.8128 | 273.84 | -0.39952 | -0.0040761
12809 | 09E17G12H13D05M01W03 | 3.66 | 23.47 | 0.65 | 11.77 | 39.55 | 2.7222 | 1802.8128 | 207.27 | -0.39952 | 0.10439
12810 | 09E17G12H13D07M01W02 | 3.76 | 24.19 | 0.65 | 16.56 | 45.16 | 2.8 | 1849.9854 | 274.89 | -0.44246 | -0.022645
12811 | 09E17G12H13D07M01W03 | 3.76 | 24.19 | 0.65 | 11.77 | 40.37 | 2.8 | 1849.9854 | 208.32 | -0.44246 | 0.085824
12812 | 09E17G12H13D07M01W04 | 3.76 | 24.19 | 0.65 | 8.6 | 37.2 | 2.8 | 1849.9854 | 164.43 | -0.44246 | 0.15761
12813 | 09E17G12H13D07M02W02 | 3.25 | 22.24 | 0.65 | 16.56 | 42.7 | 2.8 | 1681.8049 | 268.8 | -0.32618 | 0.033062
12814 | 09E17G12H14D05M01W02 | 4.22 | 28.19 | 0.65 | 16.56 | 49.62 | 3.2667 | 2155.5816 | 279.72 | -0.68098 | -0.12364
12815 | 09E17G12H14D05M01W03 | 4.22 | 28.19 | 0.65 | 11.77 | 44.83 | 3.2667 | 2155.5816 | 213.15 | -0.68098 | -0.015172
12816 | 09E17G12H14D07M01W02 | 4.32 | 29.06 | 0.65 | 16.56 | 50.59 | 3.3444 | 2213.0091 | 280.98 | -0.73286 | -0.14561
12817 | 09E17G12H14D07M01W03 | 4.32 | 29.06 | 0.65 | 11.77 | 45.8 | 3.3444 | 2213.0091 | 214.41 | -0.73286 | -0.037138
12818 | 09E17G12H14D07M01W04 | 4.32 | 29.06 | 0.65 | 8.6 | 42.63 | 3.3444 | 2213.0091 | 170.52 | -0.73286 | 0.034647
12819 | 09E17G12H14D07M02W02 | 3.74 | 26.72 | 0.65 | 16.56 | 47.67 | 3.3444 | 2009.9619 | 274.05 | -0.59332 | -0.079484
12820 | 09E18G10H07D04M01W02 | 5.28 | 18.01 | 0.65 | 16.56 | 40.5 | 3.7333 | 1320.8321 | 292.11 | -0.073942 | 0.08288
12821 | 09E18G10H07D05M01W02 | 4.37 | 14.38 | 0.65 | 16.56 | 35.96 | 3.1111 | 1089.0712 | 281.4 | 0.14252 | 0.18569 | 1
12822 | 09E18G10H07D05M01W03 | 4.37 | 14.38 | 0.65 | 11.77 | 31.17 | 3.1111 | 1089.0712 | 214.83 | 0.14252 | 0.29416 | 1
12823 | 09E18G10H07D06M01W02 | 3.91 | 12.31 | 0.65 | 16.56 | 33.43 | 2.6444 | 957.8084 | 275.94 | 0.26595 | 0.24298 | 1
12824 | 09E18G10H07D06M01W03 | 3.91 | 12.31 | 0.65 | 11.77 | 28.64 | 2.6444 | 957.8084 | 209.37 | 0.26595 | 0.35145 | 1
12825 | 09E18G10H07D07M01W02 | 4.49 | 14.99 | 0.65 | 16.56 | 36.69 | 3.1889 | 1128.0398 | 282.87 | 0.10614 | 0.16916 | 1
12826 | 09E18G10H07D07M01W03 | 4.49 | 14.99 | 0.65 | 11.77 | 31.9 | 3.1889 | 1128.0398 | 216.3 | 0.10614 | 0.27763 | 1
12827 | 09E18G10H07D07M01W04 | 4.49 | 14.99 | 0.65 | 8.6 | 28.73 | 3.1889 | 1128.0398 | 172.41 | 0.10614 | 0.34941 | 1
12828 | 09E18G10H07D07M02W02 | 4.23 | 13.31 | 0.65 | 16.56 | 34.75 | 3.1111 | 1013.1849 | 279.72 | 0.20632 | 0.21309 | 1
12829 | 09E18G10H08D05M01W02 | 3.85 | 14.38 | 0.65 | 16.56 | 35.44 | 3.1111 | 1089.0712 | 274.68 | 0.14252 | 0.19746 | 1
12830 | 09E18G10H08D05M01W03 | 3.85 | 14.38 | 0.65 | 11.77 | 30.65 | 3.1111 | 1089.0712 | 208.11 | 0.14252 | 0.30593 | 1
12831 | 09E18G10H08D06M01W02 | 3.44 | 12.31 | 0.65 | 16.56 | 32.96 | 2.6444 | 957.8084 | 269.85 | 0.26595 | 0.25362 | 1
12832 | 09E18G10H08D06M01W03 | 3.44 | 12.31 | 0.65 | 11.77 | 28.17 | 2.6444 | 957.8084 | 203.28 | 0.26595 | 0.36209 | 1
12833 | 09E18G10H08D07M01W02 | 3.96 | 14.99 | 0.65 | 16.56 | 36.16 | 3.1889 | 1128.0398 | 275.94 | 0.10614 | 0.18116 | 1
12834 | 09E18G10H08D07M01W03 | 3.96 | 14.99 | 0.65 | 11.77 | 31.37 | 3.1889 | 1128.0398 | 209.37 | 0.10614 | 0.28963 | 1
12835 | 09E18G10H08D07M01W04 | 3.96 | 14.99 | 0.65 | 8.6 | 28.2 | 3.1889 | 1128.0398 | 165.48 | 0.10614 | 0.36141 | 1
12836 | 09E18G10H08D07M02W02 | 3.72 | 13.31 | 0.65 | 16.56 | 34.24 | 3.1111 | 1013.1849 | 273.21 | 0.20632 | 0.22464 | 1
12837 | 09E18G10H09D05M01W02 | 3.71 | 14.38 | 0.65 | 16.56 | 35.3 | 3.1111 | 1089.0712 | 272.79 | 0.14252 | 0.20063 | 1
12838 | 09E18G10H09D05M01W03 | 3.71 | 14.38 | 0.65 | 11.77 | 30.51 | 3.1111 | 1089.0712 | 206.22 | 0.14252 | 0.3091 | 1
12839 | 09E18G10H09D07M01W02 | 3.81 | 14.99 | 0.65 | 16.56 | 36.01 | 3.1889 | 1128.0398 | 274.05 | 0.10614 | 0.18456 | 1
12840 | 09E18G10H09D07M01W03 | 3.81 | 14.99 | 0.65 | 11.77 | 31.22 | 3.1889 | 1128.0398 | 207.48 | 0.10614 | 0.29303 | 1
12841 | 09E18G10H09D07M01W04 | 3.81 | 14.99 | 0.65 | 8.6 | 28.05 | 3.1889 | 1128.0398 | 163.59 | 0.10614 | 0.36481 | 1
12842 | 09E18G10H09D07M02W02 | 3.58 | 13.31 | 0.65 | 16.56 | 34.1 | 3.1111 | 1013.1849 | 271.32 | 0.20632 | 0.22781 | 1
12843 | 09E18G10H10D05M01W02 | 4.37 | 12.78 | 0.65 | 16.56 | 34.36 | 2.7222 | 1000.879 | 281.4 | 0.23792 | 0.22192 | 1
12844 | 09E18G10H10D05M01W03 | 4.37 | 12.78 | 0.65 | 11.77 | 29.57 | 2.7222 | 1000.879 | 214.83 | 0.23792 | 0.33039 | 1
12845 | 09E18G10H10D07M01W02 | 4.49 | 13.31 | 0.65 | 16.56 | 35.01 | 2.8 | 1035.7457 | 282.87 | 0.20632 | 0.2072 | 1
12846 | 09E18G10H10D07M01W03 | 4.49 | 13.31 | 0.65 | 11.77 | 30.22 | 2.8 | 1035.7457 | 216.3 | 0.20632 | 0.31567 | 1
12847 | 09E18G10H10D07M01W04 | 4.49 | 13.31 | 0.65 | 8.6 | 27.05 | 2.8 | 1035.7457 | 172.41 | 0.20632 | 0.38745 | 1
12848 | 09E18G10H10D07M02W02 | 4.23 | 11.82 | 0.65 | 16.56 | 33.26 | 2.7222 | 931.1456 | 279.72 | 0.29517 | 0.24683 | 1
12849 | 09E18G10H11D05M01W02 | 4.37 | 12.24 | 0.65 | 16.56 | 33.82 | 2.4889 | 976.2672 | 281.4 | 0.27013 | 0.23415 | 1
12850 | 09E18G10H11D05M01W03 | 4.37 | 12.24 | 0.65 | 11.77 | 29.03 | 2.4889 | 976.2672 | 214.83 | 0.27013 | 0.34262 | 1
12851 | 09E18G10H11D06M01W02 | 3.91 | 10.49 | 0.65 | 16.56 | 31.61 | 2.1778 | 861.4122 | 275.94 | 0.37448 | 0.28419 | 1
12852 | 09E18G10H11D06M01W03 | 3.91 | 10.49 | 0.65 | 11.77 | 26.82 | 2.1778 | 861.4122 | 209.37 | 0.37448 | 0.39266 | 1
12853 | 09E18G10H11D07M01W02 | 4.49 | 12.74 | 0.65 | 16.56 | 34.44 | 2.6444 | 1009.0829 | 282.87 | 0.24031 | 0.22011 | 1
12854 | 09E18G10H11D07M01W03 | 4.49 | 12.74 | 0.65 | 11.77 | 29.65 | 2.6444 | 1009.0829 | 216.3 | 0.24031 | 0.32858 | 1
12855 | 09E18G10H11D07M01W04 | 4.49 | 12.74 | 0.65 | 8.6 | 26.48 | 2.6444 | 1009.0829 | 172.41 | 0.24031 | 0.40036 | 1
12856 | 09E18G10H11D07M02W02 | 4.23 | 11.31 | 0.65 | 16.56 | 32.75 | 2.5667 | 908.5848 | 279.72 | 0.32558 | 0.25838 | 1
12857 | 09E18G10H12D05M01W02 | 3.81 | 10.21 | 0.65 | 16.56 | 31.23 | 2.1 | 822.4436 | 275.31 | 0.39117 | 0.2928 | 1
12858 | 09E18G10H12D05M01W03 | 3.81 | 10.21 | 0.65 | 11.77 | 26.44 | 2.1 | 822.4436 | 208.74 | 0.39117 | 0.40127 | 1
12859 | 09E18G10H12D07M01W02 | 3.9 | 10.63 | 0.65 | 16.56 | 31.74 | 2.1778 | 851.1573 | 276.57 | 0.36613 | 0.28125 | 1
12860 | 09E18G10H12D07M01W03 | 3.9 | 10.63 | 0.65 | 11.77 | 26.95 | 2.1778 | 851.1573 | 210 | 0.36613 | 0.38972 | 1
12861 | 09E18G10H12D07M01W04 | 3.9 | 10.63 | 0.65 | 8.6 | 23.78 | 2.1778 | 851.1573 | 166.11 | 0.36613 | 0.4615 | 1
12862 | 09E18G10H12D07M02W02 | 3.67 | 9.44 | 0.65 | 16.56 | 30.32 | 2.1 | 769.1181 | 273.84 | 0.43709 | 0.31341 | 1
12863 | 09E18G10H13D05M01W02 | 3.81 | 9.58 | 0.65 | 16.56 | 30.6 | 2.0222 | 767.0671 | 275.31 | 0.42874 | 0.30707 | 1
12864 | 09E18G10H13D05M01W03 | 3.81 | 9.58 | 0.65 | 11.77 | 25.81 | 2.0222 | 767.0671 | 208.74 | 0.42874 | 0.41553 | 2
12865 | 09E18G10H13D07M01W02 | 3.9 | 9.98 | 0.65 | 16.56 | 31.09 | 2.1 | 793.7299 | 276.57 | 0.40489 | 0.29597 | 1
12866 | 09E18G10H13D07M01W03 | 3.9 | 9.98 | 0.65 | 11.77 | 26.3 | 2.1 | 793.7299 | 210 | 0.40489 | 0.40444 | 2
12867 | 09E18G10H13D07M01W04 | 3.9 | 9.98 | 0.65 | 8.6 | 23.13 | 2.1 | 793.7299 | 166.11 | 0.40489 | 0.47622 | 2
12868 | 09E18G10H13D07M02W02 | 3.67 | 8.87 | 0.65 | 16.56 | 29.75 | 2.0222 | 717.8435 | 273.84 | 0.47108 | 0.32631 | 1
12869 | 09E18G10H14D05M01W02 | 4.37 | 11.51 | 0.65 | 16.56 | 33.09 | 2.4889 | 910.6358 | 281.4 | 0.31366 | 0.25068 | 1
12870 | 09E18G10H14D05M01W03 | 4.37 | 11.51 | 0.65 | 11.77 | 28.3 | 2.4889 | 910.6358 | 214.83 | 0.31366 | 0.35915 | 1
12871 | 09E18G10H14D07M01W02 | 4.49 | 11.99 | 0.65 | 16.56 | 33.69 | 2.5667 | 941.4005 | 282.87 | 0.28503 | 0.23709 | 1
12872 | 09E18G10H14D07M01W03 | 4.49 | 11.99 | 0.65 | 11.77 | 28.9 | 2.5667 | 941.4005 | 216.3 | 0.28503 | 0.34556 | 1
12873 | 09E18G10H14D07M01W04 | 4.49 | 11.99 | 0.65 | 8.6 | 25.73 | 2.5667 | 941.4005 | 172.41 | 0.28503 | 0.41735 | 1
12874 | 09E18G10H14D07M02W02 | 4.23 | 10.65 | 0.65 | 16.56 | 32.09 | 2.4889 | 849.1064 | 279.72 | 0.36494 | 0.27332 | 1
12875 | 09E18G11H07D04M01W02 | 6.3 | 13.81 | 0.65 | 16.56 | 37.32 | 3.4222 | 1064.4594 | 304.29 | 0.17651 | 0.15489 | 1
12876 | 09E18G11H07D05M01W02 | 5.28 | 10.98 | 0.65 | 16.56 | 33.47 | 2.8 | 881.9221 | 292.11 | 0.34526 | 0.24207 | 1
12877 | 09E18G11H07D05M01W03 | 5.28 | 10.98 | 0.65 | 11.77 | 28.68 | 2.8 | 881.9221 | 225.54 | 0.34526 | 0.35054 | 1
12878 | 09E18G11H07D06M01W02 | 4.72 | 9.33 | 0.65 | 16.56 | 31.26 | 2.3333 | 775.271 | 285.6 | 0.44365 | 0.29212 | 1
12879 | 09E18G11H07D06M01W03 | 4.72 | 9.33 | 0.65 | 11.77 | 26.47 | 2.3333 | 775.271 | 219.03 | 0.44365 | 0.40059 | 2
12880 | 09E18G11H07D07M01W02 | 5.42 | 11.47 | 0.65 | 16.56 | 34.1 | 2.8778 | 914.7378 | 293.79 | 0.31604 | 0.22781 | 1
12881 | 09E18G11H07D07M01W03 | 5.42 | 11.47 | 0.65 | 11.77 | 29.31 | 2.8778 | 914.7378 | 227.22 | 0.31604 | 0.33628 | 1
12882 | 09E18G11H07D07M01W04 | 5.42 | 11.47 | 0.65 | 8.6 | 26.14 | 2.8778 | 914.7378 | 183.33 | 0.31604 | 0.40806 | 1
12883 | 09E18G11H07D07M02W02 | 5.19 | 10 | 0.65 | 16.56 | 32.4 | 2.7222 | 812.1887 | 291.06 | 0.4037 | 0.2663 | 1
12884 | 09E18G11H08D05M01W02 | 4.65 | 10.98 | 0.65 | 16.56 | 32.84 | 2.8 | 881.9221 | 283.92 | 0.34526 | 0.25634 | 1
12885 | 09E18G11H08D05M01W03 | 4.65 | 10.98 | 0.65 | 11.77 | 28.05 | 2.8 | 881.9221 | 217.35 | 0.34526 | 0.36481 | 1
12886 | 09E18G11H08D06M01W02 | 4.16 | 9.33 | 0.65 | 16.56 | 30.7 | 2.3333 | 775.271 | 278.25 | 0.44365 | 0.3048 | 1
12887 | 09E18G11H08D06M01W03 | 4.16 | 9.33 | 0.65 | 11.77 | 25.91 | 2.3333 | 775.271 | 211.68 | 0.44365 | 0.41327 | 2
12888 | 09E18G11H08D07M01W02 | 4.77 | 11.47 | 0.65 | 16.56 | 33.45 | 2.8778 | 914.7378 | 285.39 | 0.31604 | 0.24253 | 1
12889 | 09E18G11H08D07M01W03 | 4.77 | 11.47 | 0.65 | 11.77 | 28.66 | 2.8778 | 914.7378 | 218.82 | 0.31604 | 0.351 | 1
12890 | 09E18G11H08D07M01W04 | 4.77 | 11.47 | 0.65 | 8.6 | 25.49 | 2.8778 | 914.7378 | 174.93 | 0.31604 | 0.42278 | 1
12891 | 09E18G11H08D07M02W02 | 4.57 | 10 | 0.65 | 16.56 | 31.78 | 2.7222 | 812.1887 | 283.08 | 0.4037 | 0.28034 | 1
12892 | 09E18G11H09D05M01W02 | 4.47 | 10.98 | 0.65 | 16.56 | 32.66 | 2.8 | 881.9221 | 281.61 | 0.34526 | 0.26042 | 1
12893 | 09E18G11H09D05M01W03 | 4.47 | 10.98 | 0.65 | 11.77 | 27.87 | 2.8 | 881.9221 | 215.04 | 0.34526 | 0.36889 | 1
12894 | 09E18G11H09D07M01W02 | 4.59 | 11.47 | 0.65 | 16.56 | 33.27 | 2.8778 | 914.7378 | 283.08 | 0.31604 | 0.2466 | 1
12895 | 09E18G11H09D07M01W03 | 4.59 | 11.47 | 0.65 | 11.77 | 28.48 | 2.8778 | 914.7378 | 216.51 | 0.31604 | 0.35507 | 1
12896 | 09E18G11H09D07M01W04 | 4.59 | 11.47 | 0.65 | 8.6 | 25.31 | 2.8778 | 914.7378 | 172.62 | 0.31604 | 0.42686 | 1
12897 | 09E18G11H09D07M02W02 | 4.4 | 10 | 0.65 | 16.56 | 31.61 | 2.7222 | 812.1887 | 280.77 | 0.4037 | 0.28419 | 1
12898 | 09E18G11H10D05M01W02 | 5.28 | 9.76 | 0.65 | 16.56 | 32.25 | 2.4111 | 814.2397 | 292.11 | 0.41801 | 0.2697 | 1
12899 | 09E18G11H10D05M01W03 | 5.28 | 9.76 | 0.65 | 11.77 | 27.46 | 2.4111 | 814.2397 | 225.54 | 0.41801 | 0.37817 | 2
12900 | 09E18G11H10D07M01W02 | 5.42 | 10.18 | 0.65 | 16.56 | 32.81 | 2.4889 | 842.9534 | 293.79 | 0.39296 | 0.25702 | 1
12901 | 09E18G11H10D07M01W03 | 5.42 | 10.18 | 0.65 | 11.77 | 28.02 | 2.4889 | 842.9534 | 227.22 | 0.39296 | 0.36549 | 1
12902 | 09E18G11H10D07M01W04 | 5.42 | 10.18 | 0.65 | 8.6 | 24.85 | 2.4889 | 842.9534 | 183.33 | 0.39296 | 0.43727 | 1
12903 | 09E18G11H10D07M02W02 | 5.19 | 8.88 | 0.65 | 16.56 | 31.28 | 2.4111 | 750.6592 | 291.06 | 0.47048 | 0.29167 | 1
12904 | 09E18G11H11D05M01W02 | 5.28 | 9.34 | 0.65 | 16.56 | 31.83 | 2.2556 | 795.7808 | 292.11 | 0.44305 | 0.27921 | 1
12905 | 09E18G11H11D05M01W03 | 5.28 | 9.34 | 0.65 | 11.77 | 27.04 | 2.2556 | 795.7808 | 225.54 | 0.44305 | 0.38768 | 2
12906 | 09E18G11H11D06M01W02 | 4.72 | 7.94 | 0.65 | 16.56 | 29.87 | 1.9444 | 701.4357 | 285.6 | 0.52654 | 0.3236 | 1
12907 | 09E18G11H11D06M01W03 | 4.72 | 7.94 | 0.65 | 11.77 | 25.08 | 1.9444 | 701.4357 | 219.03 | 0.52654 | 0.43207 | 2
12908 | 09E18G11H11D07M01W02 | 5.42 | 9.74 | 0.65 | 16.56 | 32.37 | 2.3333 | 824.4946 | 293.79 | 0.4192 | 0.26698 | 1
12909 | 09E18G11H11D07M01W03 | 5.42 | 9.74 | 0.65 | 11.77 | 27.58 | 2.3333 | 824.4946 | 227.22 | 0.4192 | 0.37545 | 2
12910 | 09E18G11H11D07M01W04 | 5.42 | 9.74 | 0.65 | 8.6 | 24.41 | 2.3333 | 824.4946 | 183.33 | 0.4192 | 0.44724 | 2
12911 | 09E18G11H11D07M02W02 | 5.19 | 8.49 | 0.65 | 16.56 | 30.89 | 2.2556 | 732.2004 | 291.06 | 0.49374 | 0.3005 | 1
12912 | 09E18G11H12D05M01W02 | 4.58 | 7.79 | 0.65 | 16.56 | 29.58 | 1.8667 | 670.671 | 284.76 | 0.53548 | 0.33016 | 1
12913 | 09E18G11H12D05M01W03 | 4.58 | 7.79 | 0.65 | 11.77 | 24.79 | 1.8667 | 670.671 | 218.19 | 0.53548 | 0.43863 | 2
12914 | 09E18G11H12D07M01W02 | 4.7 | 8.13 | 0.65 | 16.56 | 30.04 | 1.9444 | 695.2827 | 286.23 | 0.51521 | 0.31975 | 1
12915 | 09E18G11H12D07M01W03 | 4.7 | 8.13 | 0.65 | 11.77 | 25.25 | 1.9444 | 695.2827 | 219.66 | 0.51521 | 0.42822 | 2
12916 | 09E18G11H12D07M01W04 | 4.7 | 8.13 | 0.65 | 8.6 | 22.08 | 1.9444 | 695.2827 | 175.77 | 0.51521 | 0.5 | 2
12917 | 09E18G11H12D07M02W02 | 4.51 | 7.08 | 0.65 | 16.56 | 28.8 | 1.8667 | 619.3964 | 283.92 | 0.57782 | 0.34783 | 1
12918 | 09E18G11H13D05M01W02 | 4.58 | 7.31 | 0.65 | 16.56 | 29.1 | 1.8667 | 627.6004 | 284.76 | 0.5641 | 0.34103 | 1
12919 | 09E18G11H13D05M01W03 | 4.58 | 7.31 | 0.65 | 11.77 | 24.31 | 1.8667 | 627.6004 | 218.19 | 0.5641 | 0.4495 | 2
12920 | 09E18G11H13D07M01W02 | 4.7 | 7.64 | 0.65 | 16.56 | 29.55 | 1.9444 | 650.1611 | 286.23 | 0.54442 | 0.33084 | 1
12921 | 09E18G11H13D07M01W03 | 4.7 | 7.64 | 0.65 | 11.77 | 24.76 | 1.9444 | 650.1611 | 219.66 | 0.54442 | 0.43931 | 2
12922 | 09E18G11H13D07M01W04 | 4.7 | 7.64 | 0.65 | 8.6 | 21.59 | 1.9444 | 650.1611 | 175.77 | 0.54442 | 0.5111 | 2
12923 | 09E18G11H13D07M02W02 | 4.51 | 6.66 | 0.65 | 16.56 | 28.38 | 1.7889 | 582.4788 | 283.92 | 0.60286 | 0.35734 | 2
12924 | 09E18G11H14D05M01W02 | 5.28 | 8.79 | 0.65 | 16.56 | 31.28 | 2.1778 | 746.5573 | 292.11 | 0.47585 | 0.29167 | 1
12925 | 09E18G11H14D05M01W03 | 5.28 | 8.79 | 0.65 | 11.77 | 26.49 | 2.1778 | 746.5573 | 225.54 | 0.47585 | 0.40014 | 2
12926 | 09E18G11H14D07M01W02 | 5.42 | 9.17 | 0.65 | 16.56 | 31.8 | 2.2556 | 771.1691 | 293.79 | 0.45319 | 0.27989 | 1
12927 | 09E18G11H14D07M01W03 | 5.42 | 9.17 | 0.65 | 11.77 | 27.01 | 2.2556 | 771.1691 | 227.22 | 0.45319 | 0.38836 | 2
12928 | 09E18G11H14D07M01W04 | 5.42 | 9.17 | 0.65 | 8.6 | 23.84 | 2.2556 | 771.1691 | 183.33 | 0.45319 | 0.46014 | 2
12929 | 09E18G11H14D07M02W02 | 5.19 | 8 | 0.65 | 16.56 | 30.4 | 2.1778 | 689.1298 | 291.06 | 0.52296 | 0.31159 | 1
12930 | 09E18G12H07D04M01W02 | 3.69 | 39.92 | 0.65 | 16.56 | 60.82 | 4.6667 | 2918.5467 | 273.42 | -1.3804 | -0.37726
12931 | 09E18G12H07D05M01W02 | 3 | 32.25 | 0.65 | 16.56 | 52.46 | 3.9667 | 2405.8013 | 265.23 | -0.92308 | -0.18795
12932 | 09E18G12H07D05M01W03 | 3 | 32.25 | 0.65 | 11.77 | 47.67 | 3.9667 | 2405.8013 | 198.66 | -0.92308 | -0.079484
12933 | 09E18G12H07D06M01W02 | 2.7 | 28.63 | 0.65 | 16.56 | 48.54 | 3.5778 | 2165.8365 | 261.66 | -0.70722 | -0.099185
12934 | 09E18G12H07D06M01W03 | 2.7 | 28.63 | 0.65 | 11.77 | 43.75 | 3.5778 | 2165.8365 | 195.09 | -0.70722 | 0.0092844
12935 | 09E18G12H07D07M01W02 | 3.09 | 33.29 | 0.65 | 16.56 | 53.59 | 4.0444 | 2477.5857 | 266.28 | -0.98509 | -0.21354
12936 | 09E18G12H07D07M01W03 | 3.09 | 33.29 | 0.65 | 11.77 | 48.8 | 4.0444 | 2477.5857 | 199.71 | -0.98509 | -0.10507
12937 | 09E18G12H07D07M01W04 | 3.09 | 33.29 | 0.65 | 8.6 | 45.63 | 4.0444 | 2477.5857 | 155.82 | -0.98509 | -0.033288
12938 | 09E18G12H07D07M02W02 | 2.64 | 30.58 | 0.65 | 16.56 | 50.43 | 4.0444 | 2251.9777 | 261.03 | -0.82349 | -0.14198
12939 | 09E18G12H08D05M01W02 | 2.65 | 32.25 | 0.65 | 16.56 | 52.11 | 3.9667 | 2405.8013 | 260.61 | -0.92308 | -0.18003
12940 | 09E18G12H08D05M01W03 | 2.65 | 32.25 | 0.65 | 11.77 | 47.32 | 3.9667 | 2405.8013 | 194.04 | -0.92308 | -0.071558
12941 | 09E18G12H08D06M01W02 | 2.38 | 28.63 | 0.65 | 16.56 | 48.22 | 3.5778 | 2165.8365 | 257.46 | -0.70722 | -0.091938
12942 | 09E18G12H08D06M01W03 | 2.38 | 28.63 | 0.65 | 11.77 | 43.43 | 3.5778 | 2165.8365 | 190.89 | -0.70722 | 0.016531
12943 | 09E18G12H08D07M01W02 | 2.72 | 33.29 | 0.65 | 16.56 | 53.22 | 4.0444 | 2477.5857 | 261.45 | -0.98509 | -0.20516
12944 | 09E18G12H08D07M01W03 | 2.72 | 33.29 | 0.65 | 11.77 | 48.43 | 4.0444 | 2477.5857 | 194.88 | -0.98509 | -0.096694
12945 | 09E18G12H08D07M01W04 | 2.72 | 33.29 | 0.65 | 8.6 | 45.26 | 4.0444 | 2477.5857 | 150.99 | -0.98509 | -0.024909
12946 | 09E18G12H08D07M02W02 | 2.33 | 30.58 | 0.65 | 16.56 | 50.12 | 4.0444 | 2251.9777 | 257.04 | -0.82349 | -0.13496
12947 | 09E18G12H09D05M01W02 | 2.55 | 32.25 | 0.65 | 16.56 | 52.01 | 3.9667 | 2405.8013 | 259.35 | -0.92308 | -0.17776
12948 | 09E18G12H09D05M01W03 | 2.55 | 32.25 | 0.65 | 11.77 | 47.22 | 3.9667 | 2405.8013 | 192.78 | -0.92308 | -0.069293
12949 | 09E18G12H09D07M01W02 | 2.62 | 33.29 | 0.65 | 16.56 | 53.12 | 4.0444 | 2477.5857 | 260.19 | -0.98509 | -0.2029
12950 | 09E18G12H09D07M01W03 | 2.62 | 33.29 | 0.65 | 11.77 | 48.33 | 4.0444 | 2477.5857 | 193.62 | -0.98509 | -0.094429
12951 | 09E18G12H09D07M01W04 | 2.62 | 33.29 | 0.65 | 8.6 | 45.16 | 4.0444 | 2477.5857 | 149.73 | -0.98509 | -0.022645
12952 | 09E18G12H09D07M02W02 | 2.24 | 30.58 | 0.65 | 16.56 | 50.03 | 4.0444 | 2251.9777 | 255.78 | -0.82349 | -0.13293
12953 | 09E18G12H10D05M01W02 | 3 | 28.72 | 0.65 | 16.56 | 48.93 | 3.4222 | 2192.4993 | 265.23 | -0.71258 | -0.10802
12954 | 09E18G12H10D05M01W03 | 3 | 28.72 | 0.65 | 11.77 | 44.14 | 3.4222 | 2192.4993 | 198.66 | -0.71258 | 0.0004529
12955 | 09E18G12H10D07M01W02 | 3.09 | 29.64 | 0.65 | 16.56 | 49.94 | 3.5 | 2258.1307 | 266.28 | -0.76744 | -0.13089
12956 | 09E18G12H10D07M01W03 | 3.09 | 29.64 | 0.65 | 11.77 | 45.15 | 3.5 | 2258.1307 | 199.71 | -0.76744 | -0.022418
12957 | 09E18G12H10D07M01W04 | 3.09 | 29.64 | 0.65 | 8.6 | 41.98 | 3.5 | 2258.1307 | 155.82 | -0.76744 | 0.049366
12958 | 09E18G12H10D07M02W02 | 2.64 | 27.22 | 0.65 | 16.56 | 47.07 | 3.5 | 2050.9815 | 261.03 | -0.62314 | -0.065897
12959 | 09E18G12H11D05M01W02 | 3 | 27.55 | 0.65 | 16.56 | 47.76 | 3.1889 | 2139.1737 | 265.23 | -0.64281 | -0.081522
12960 | 09E18G12H11D05M01W03 | 3 | 27.55 | 0.65 | 11.77 | 42.97 | 3.1889 | 2139.1737 | 198.66 | -0.64281 | 0.026947
12961 | 09E18G12H11D06M01W02 | 2.7 | 24.5 | 0.65 | 16.56 | 44.41 | 2.8778 | 1927.9226 | 261.66 | -0.46094 | -0.0056612
12962 | 09E18G12H11D06M01W03 | 2.7 | 24.5 | 0.65 | 11.77 | 39.62 | 2.8778 | 1927.9226 | 195.09 | -0.46094 | 0.10281
12963 | 09E18G12H11D07M01W02 | 3.09 | 28.43 | 0.65 | 16.56 | 48.73 | 3.2667 | 2200.7032 | 266.28 | -0.69529 | -0.10349
12964 | 09E18G12H11D07M01W03 | 3.09 | 28.43 | 0.65 | 11.77 | 43.94 | 3.2667 | 2200.7032 | 199.71 | -0.69529 | 0.0049819
12965 | 09E18G12H11D07M01W04 | 3.09 | 28.43 | 0.65 | 8.6 | 40.77 | 3.2667 | 2200.7032 | 155.82 | -0.69529 | 0.076766
12966 | 09E18G12H11D07M02W02 | 2.64 | 26.1 | 0.65 | 16.56 | 45.95 | 3.2667 | 1999.707 | 261.03 | -0.55635 | -0.040534
12967 | 09E18G12H12D05M01W02 | 2.61 | 22.98 | 0.65 | 16.56 | 42.8 | 2.6444 | 1796.6598 | 261.24 | -0.3703 | 0.030797
12968 | 09E18G12H12D05M01W03 | 2.61 | 22.98 | 0.65 | 11.77 | 38.01 | 2.6444 | 1796.6598 | 194.67 | -0.3703 | 0.13927
12969 | 09E18G12H12D07M01W02 | 2.69 | 23.71 | 0.65 | 16.56 | 43.61 | 2.7222 | 1847.9344 | 262.08 | -0.41383 | 0.012455
12970 | 09E18G12H12D07M01W03 | 2.69 | 23.71 | 0.65 | 11.77 | 38.82 | 2.7222 | 1847.9344 | 195.51 | -0.41383 | 0.12092
12971 | 09E18G12H12D07M01W04 | 2.69 | 23.71 | 0.65 | 8.6 | 35.65 | 2.7222 | 1847.9344 | 151.62 | -0.41383 | 0.19271
12972 | 09E18G12H12D07M02W02 | 2.3 | 21.77 | 0.65 | 16.56 | 41.28 | 2.7222 | 1679.7539 | 257.46 | -0.29815 | 0.065217
12973 | 09E18G12H13D05M01W02 | 2.61 | 21.5 | 0.65 | 16.56 | 41.32 | 2.5667 | 1651.0401 | 261.24 | -0.28205 | 0.064312
12974 | 09E18G12H13D05M01W03 | 2.61 | 21.5 | 0.65 | 11.77 | 36.53 | 2.5667 | 1651.0401 | 194.67 | -0.28205 | 0.17278
12975 | 09E18G12H13D07M01W02 | 2.69 | 22.19 | 0.65 | 16.56 | 42.09 | 2.6444 | 1698.2127 | 262.08 | -0.3232 | 0.046875
12976 | 09E18G12H13D07M01W03 | 2.69 | 22.19 | 0.65 | 11.77 | 37.3 | 2.6444 | 1698.2127 | 195.51 | -0.3232 | 0.15534
12977 | 09E18G12H13D07M01W04 | 2.69 | 22.19 | 0.65 | 8.6 | 34.13 | 2.6444 | 1698.2127 | 151.62 | -0.3232 | 0.22713
12978 | 09E18G12H13D07M02W02 | 2.3 | 20.38 | 0.65 | 16.56 | 39.89 | 2.6444 | 1546.4401 | 257.46 | -0.21527 | 0.096694
12979 | 09E18G12H14D05M01W02 | 3 | 25.83 | 0.65 | 16.56 | 46.04 | 3.1111 | 1970.9933 | 265.23 | -0.54025 | -0.042572
12980 | 09E18G12H14D05M01W03 | 3 | 25.83 | 0.65 | 11.77 | 41.25 | 3.1111 | 1970.9933 | 198.66 | -0.54025 | 0.065897
12981 | 09E18G12H14D07M01W02 | 3.09 | 26.66 | 0.65 | 16.56 | 46.96 | 3.1889 | 2028.4207 | 266.28 | -0.58974 | -0.063406
12982 | 09E18G12H14D07M01W03 | 3.09 | 26.66 | 0.65 | 11.77 | 42.17 | 3.1889 | 2028.4207 | 199.71 | -0.58974 | 0.045063
12983 | 09E18G12H14D07M01W04 | 3.09 | 26.66 | 0.65 | 8.6 | 39 | 3.1889 | 2028.4207 | 155.82 | -0.58974 | 0.11685
12984 | 09E18G12H14D07M02W02 | 2.64 | 24.49 | 0.65 | 16.56 | 44.34 | 3.1889 | 1843.8324 | 261.03 | -0.46035 | -0.0040761
12985 | 09E19G10H07D04M01W02 | 5.66 | 11.6 | 0.65 | 16.56 | 34.47 | 3.0333 | 920.8907 | 296.73 | 0.30829 | 0.21943 | 1
12986 | 09E19G10H07D05M01W02 | 4.72 | 9.59 | 0.65 | 16.56 | 31.52 | 2.4889 | 787.5769 | 285.6 | 0.42815 | 0.28623 | 1
12987 | 09E19G10H07D05M01W03 | 4.72 | 9.59 | 0.65 | 11.77 | 26.73 | 2.4889 | 787.5769 | 219.03 | 0.42815 | 0.3947 | 2
12988 | 09E19G10H07D06M01W02 | 4.24 | 8.5 | 0.65 | 16.56 | 29.95 | 2.2556 | 715.7926 | 279.72 | 0.49314 | 0.32178 | 1
12989 | 09E19G10H07D06M01W03 | 4.24 | 8.5 | 0.65 | 11.77 | 25.16 | 2.2556 | 715.7926 | 213.15 | 0.49314 | 0.43025 | 2
12990 | 09E19G10H07D07M01W02 | 4.84 | 9.9 | 0.65 | 16.56 | 31.95 | 2.5667 | 808.0867 | 287.07 | 0.40966 | 0.27649 | 1
12991 | 09E19G10H07D07M01W03 | 4.84 | 9.9 | 0.65 | 11.77 | 27.16 | 2.5667 | 808.0867 | 220.5 | 0.40966 | 0.38496 | 2
12992 | 09E19G10H07D07M01W04 | 4.84 | 9.9 | 0.65 | 8.6 | 23.99 | 2.5667 | 808.0867 | 176.61 | 0.40966 | 0.45675 | 2
12993 | 09E19G10H07D07M02W02 | 4.61 | 8.57 | 0.65 | 16.56 | 30.39 | 2.4889 | 717.8435 | 284.13 | 0.48897 | 0.31182 | 1
12994 | 09E19G10H08D05M01W02 | 4.16 | 9.59 | 0.65 | 16.56 | 30.96 | 2.4889 | 787.5769 | 278.25 | 0.42815 | 0.29891 | 1
12995 | 09E19G10H08D05M01W03 | 4.16 | 9.59 | 0.65 | 11.77 | 26.17 | 2.4889 | 787.5769 | 211.68 | 0.42815 | 0.40738 | 2
12996 | 09E19G10H08D06M01W02 | 3.73 | 8.5 | 0.65 | 16.56 | 29.44 | 2.2556 | 715.7926 | 273.21 | 0.49314 | 0.33333 | 1
12997 | 09E19G10H08D06M01W03 | 3.73 | 8.5 | 0.65 | 11.77 | 24.65 | 2.2556 | 715.7926 | 206.64 | 0.49314 | 0.4418 | 2
12998 | 09E19G10H08D07M01W02 | 4.27 | 9.9 | 0.65 | 16.56 | 31.38 | 2.5667 | 808.0867 | 279.51 | 0.40966 | 0.2894 | 1
12999 | 09E19G10H08D07M01W03 | 4.27 | 9.9 | 0.65 | 11.77 | 26.59 | 2.5667 | 808.0867 | 212.94 | 0.40966 | 0.39787 | 2
13000 | 09E19G10H08D07M01W04 | 4.27 | 9.9 | 0.65 | 8.6 | 23.42 | 2.5667 | 808.0867 | 169.05 | 0.40966 | 0.46966 | 2
13001 | 09E19G10H08D07M02W02 | 4.06 | 8.57 | 0.65 | 16.56 | 29.84 | 2.4889 | 717.8435 | 277.2 | 0.48897 | 0.32428 | 1
13002 | 09E19G10H09D05M01W02 | 4 | 9.59 | 0.65 | 16.56 | 30.8 | 2.4889 | 787.5769 | 276.36 | 0.42815 | 0.30254 | 1
13003 | 09E19G10H09D05M01W03 | 4 | 9.59 | 0.65 | 11.77 | 26.01 | 2.4889 | 787.5769 | 209.79 | 0.42815 | 0.41101 | 2
13004 | 09E19G10H09D07M01W02 | 4.1 | 9.9 | 0.65 | 16.56 | 31.21 | 2.5667 | 808.0867 | 277.41 | 0.40966 | 0.29325 | 1
13005 | 09E19G10H09D07M01W03 | 4.1 | 9.9 | 0.65 | 11.77 | 26.42 | 2.5667 | 808.0867 | 210.84 | 0.40966 | 0.40172 | 2
13006 | 09E19G10H09D07M01W04 | 4.1 | 9.9 | 0.65 | 8.6 | 23.25 | 2.5667 | 808.0867 | 166.95 | 0.40966 | 0.47351 | 2
13007 | 09E19G10H09D07M02W02 | 3.91 | 8.57 | 0.65 | 16.56 | 29.69 | 2.4889 | 717.8435 | 275.1 | 0.48897 | 0.32767 | 1
13008 | 09E19G10H10D05M01W02 | 4.72 | 8.52 | 0.65 | 16.56 | 30.45 | 2.1778 | 728.0984 | 285.6 | 0.49195 | 0.31046 | 1
13009 | 09E19G10H10D05M01W03 | 4.72 | 8.52 | 0.65 | 11.77 | 25.66 | 2.1778 | 728.0984 | 219.03 | 0.49195 | 0.41893 | 2
13010 | 09E19G10H10D07M01W02 | 4.84 | 8.79 | 0.65 | 16.56 | 30.84 | 2.2556 | 746.5573 | 287.07 | 0.47585 | 0.30163 | 1
13011 | 09E19G10H10D07M01W03 | 4.84 | 8.79 | 0.65 | 11.77 | 26.05 | 2.2556 | 746.5573 | 220.5 | 0.47585 | 0.4101 | 2
13012 | 09E19G10H10D07M01W04 | 4.84 | 8.79 | 0.65 | 8.6 | 22.88 | 2.2556 | 746.5573 | 176.61 | 0.47585 | 0.48188 | 2
13013 | 09E19G10H10D07M02W02 | 4.61 | 7.61 | 0.65 | 16.56 | 29.43 | 2.1778 | 664.518 | 284.13 | 0.54621 | 0.33356 | 1
13014 | 09E19G10H11D05M01W02 | 4.72 | 8.16 | 0.65 | 16.56 | 30.09 | 2.0222 | 711.6906 | 285.6 | 0.51342 | 0.31861 | 1
13015 | 09E19G10H11D05M01W03 | 4.72 | 8.16 | 0.65 | 11.77 | 25.3 | 2.0222 | 711.6906 | 219.03 | 0.51342 | 0.42708 | 2
13016 | 09E19G10H11D06M01W02 | 4.24 | 7.24 | 0.65 | 16.56 | 28.69 | 1.7889 | 648.1102 | 279.72 | 0.56828 | 0.35032 | 2
13017 | 09E19G10H11D06M01W03 | 4.24 | 7.24 | 0.65 | 11.77 | 23.9 | 1.7889 | 648.1102 | 213.15 | 0.56828 | 0.45879 | 2
13018 | 09E19G10H11D07M01W02 | 4.84 | 8.41 | 0.65 | 16.56 | 30.46 | 2.1 | 730.1494 | 287.07 | 0.49851 | 0.31024 | 1
13019 | 09E19G10H11D07M01W03 | 4.84 | 8.41 | 0.65 | 11.77 | 25.67 | 2.1 | 730.1494 | 220.5 | 0.49851 | 0.4187 | 2
13020 | 09E19G10H11D07M01W04 | 4.84 | 8.41 | 0.65 | 8.6 | 22.5 | 2.1 | 730.1494 | 176.61 | 0.49851 | 0.49049 | 2
13021 | 09E19G10H11D07M02W02 | 4.61 | 7.28 | 0.65 | 16.56 | 29.1 | 2.0222 | 650.1611 | 284.13 | 0.56589 | 0.34103 | 1
13022 | 09E19G10H12D05M01W02 | 4.11 | 6.8 | 0.65 | 16.56 | 28.12 | 1.7111 | 602.9886 | 279.09 | 0.59451 | 0.36322 | 2
13023 | 09E19G10H12D05M01W03 | 4.11 | 6.8 | 0.65 | 11.77 | 23.33 | 1.7111 | 602.9886 | 212.52 | 0.59451 | 0.47169 | 2
13024 | 09E19G10H12D07M01W02 | 4.2 | 7.02 | 0.65 | 16.56 | 28.43 | 1.7889 | 617.3454 | 280.35 | 0.5814 | 0.3562 | 2
13025 | 09E19G10H12D07M01W03 | 4.2 | 7.02 | 0.65 | 11.77 | 23.64 | 1.7889 | 617.3454 | 213.78 | 0.5814 | 0.46467 | 2
13026 | 09E19G10H12D07M01W04 | 4.2 | 7.02 | 0.65 | 8.6 | 20.47 | 1.7889 | 617.3454 | 169.89 | 0.5814 | 0.53646 | 2
13027 | 09E19G10H12D07M02W02 | 4 | 6.07 | 0.65 | 16.56 | 27.28 | 1.7111 | 551.714 | 277.83 | 0.63804 | 0.38225 | 2
13028 | 09E19G10H13D05M01W02 | 4.11 | 6.39 | 0.65 | 16.56 | 27.71 | 1.6333 | 564.0199 | 279.09 | 0.61896 | 0.37251 | 2
13029 | 09E19G10H13D05M01W03 | 4.11 | 6.39 | 0.65 | 11.77 | 22.92 | 1.6333 | 564.0199 | 212.52 | 0.61896 | 0.48098 | 2
13030 | 09E19G10H13D07M01W02 | 4.2 | 6.59 | 0.65 | 16.56 | 28 | 1.7111 | 578.3768 | 280.35 | 0.60704 | 0.36594 | 2
13031 | 09E19G10H13D07M01W03 | 4.2 | 6.59 | 0.65 | 11.77 | 23.21 | 1.7111 | 578.3768 | 213.78 | 0.60704 | 0.47441 | 2
13032 | 09E19G10H13D07M01W04 | 4.2 | 6.59 | 0.65 | 8.6 | 20.04 | 1.7111 | 578.3768 | 169.89 | 0.60704 | 0.5462 | 2
13033 | 09E19G10H13D07M02W02 | 4 | 5.71 | 0.65 | 16.56 | 26.92 | 1.6333 | 518.8983 | 277.83 | 0.65951 | 0.3904 | 2
13034 | 09E19G10H14D05M01W02 | 4.72 | 7.68 | 0.65 | 16.56 | 29.61 | 2.0222 | 668.62 | 285.6 | 0.54204 | 0.32948 | 1
13035 | 09E19G10H14D05M01W03 | 4.72 | 7.68 | 0.65 | 11.77 | 24.82 | 2.0222 | 668.62 | 219.03 | 0.54204 | 0.43795 | 2
13036 | 09E19G10H14D07M01W02 | 4.84 | 7.92 | 0.65 | 16.56 | 29.97 | 2.0222 | 685.0278 | 287.07 | 0.52773 | 0.32133 | 1
13037 | 09E19G10H14D07M01W03 | 4.84 | 7.92 | 0.65 | 11.77 | 25.18 | 2.0222 | 685.0278 | 220.5 | 0.52773 | 0.4298 | 2
13038 | 09E19G10H14D07M01W04 | 4.84 | 7.92 | 0.65 | 8.6 | 22.01 | 2.0222 | 685.0278 | 176.61 | 0.52773 | 0.50159 | 2
13039 | 09E19G10H14D07M02W02 | 4.61 | 6.86 | 0.65 | 16.56 | 28.68 | 1.9444 | 611.1925 | 284.13 | 0.59094 | 0.35054 | 2
13040 | 09E19G11H07D04M01W02 | 6.76 | 8.35 | 0.65 | 16.56 | 32.32 | 2.5667 | 723.9965 | 309.75 | 0.50209 | 0.26812 | 1
13041 | 09E19G11H07D05M01W02 | 5.7 | 6.86 | 0.65 | 16.56 | 29.77 | 2.1 | 623.4984 | 297.15 | 0.59094 | 0.32586 | 1
13042 | 09E19G11H07D05M01W03 | 5.7 | 6.86 | 0.65 | 11.77 | 24.98 | 2.1 | 623.4984 | 230.58 | 0.59094 | 0.43433 | 2
13043 | 09E19G11H07D06M01W02 | 5.12 | 6.01 | 0.65 | 16.56 | 28.34 | 1.8667 | 566.0709 | 290.22 | 0.64162 | 0.35824 | 2
13044 | 09E19G11H07D06M01W03 | 5.12 | 6.01 | 0.65 | 11.77 | 23.55 | 1.8667 | 566.0709 | 223.65 | 0.64162 | 0.46671 | 2
13045 | 09E19G11H07D07M01W02 | 5.84 | 7.1 | 0.65 | 16.56 | 30.15 | 2.1778 | 639.9062 | 298.83 | 0.57662 | 0.31726 | 1
13046 | 09E19G11H07D07M01W03 | 5.84 | 7.1 | 0.65 | 11.77 | 25.36 | 2.1778 | 639.9062 | 232.26 | 0.57662 | 0.42572 | 2
13047 | 09E19G11H07D07M01W04 | 5.84 | 7.1 | 0.65 | 8.6 | 22.19 | 2.1778 | 639.9062 | 188.37 | 0.57662 | 0.49751 | 2
13048 | 09E19G11H07D07M02W02 | 5.65 | 6.1 | 0.65 | 16.56 | 28.96 | 2.0222 | 576.3258 | 296.52 | 0.63626 | 0.3442 | 1
13049 | 09E19G11H08D05M01W02 | 5.02 | 6.86 | 0.65 | 16.56 | 29.09 | 2.1 | 623.4984 | 288.33 | 0.59094 | 0.34126 | 1
13050 | 09E19G11H08D05M01W03 | 5.02 | 6.86 | 0.65 | 11.77 | 24.3 | 2.1 | 623.4984 | 221.76 | 0.59094 | 0.44973 | 2
13051 | 09E19G11H08D06M01W02 | 4.51 | 6.01 | 0.65 | 16.56 | 27.73 | 1.8667 | 566.0709 | 282.45 | 0.64162 | 0.37206 | 2
13052 | 09E19G11H08D06M01W03 | 4.51 | 6.01 | 0.65 | 11.77 | 22.94 | 1.8667 | 566.0709 | 215.88 | 0.64162 | 0.48053 | 2
13053 | 09E19G11H08D07M01W02 | 5.14 | 7.1 | 0.65 | 16.56 | 29.45 | 2.1778 | 639.9062 | 289.8 | 0.57662 | 0.33311 | 1
13054 | 09E19G11H08D07M01W03 | 5.14 | 7.1 | 0.65 | 11.77 | 24.66 | 2.1778 | 639.9062 | 223.23 | 0.57662 | 0.44158 | 2
13055 | 09E19G11H08D07M01W04 | 5.14 | 7.1 | 0.65 | 8.6 | 21.49 | 2.1778 | 639.9062 | 179.34 | 0.57662 | 0.51336 | 2
13056 | 09E19G11H08D07M02W02 | 4.98 | 6.1 | 0.65 | 16.56 | 28.29 | 2.0222 | 576.3258 | 287.7 | 0.63626 | 0.35938 | 2
13057 | 09E19G11H09D05M01W02 | 4.83 | 6.86 | 0.65 | 16.56 | 28.9 | 2.1 | 623.4984 | 285.81 | 0.59094 | 0.34556 | 1
13058 | 09E19G11H09D05M01W03 | 4.83 | 6.86 | 0.65 | 11.77 | 24.11 | 2.1 | 623.4984 | 219.24 | 0.59094 | 0.45403 | 2
13059 | 09E19G11H09D07M01W02 | 4.95 | 7.1 | 0.65 | 16.56 | 29.26 | 2.1778 | 639.9062 | 287.28 | 0.57662 | 0.33741 | 1
13060 | 09E19G11H09D07M01W03 | 4.95 | 7.1 | 0.65 | 11.77 | 24.47 | 2.1778 | 639.9062 | 220.71 | 0.57662 | 0.44588 | 2
13061 | 09E19G11H09D07M01W04 | 4.95 | 7.1 | 0.65 | 8.6 | 21.3 | 2.1778 | 639.9062 | 176.82 | 0.57662 | 0.51766 | 2
13062 | 09E19G11H09D07M02W02 | 4.79 | 6.1 | 0.65 | 16.56 | 28.1 | 2.0222 | 576.3258 | 285.39 | 0.63626 | 0.36368 | 2
13063 | 09E19G11H10D05M01W02 | 5.7 | 6.09 | 0.65 | 16.56 | 29 | 1.8667 | 580.4278 | 297.15 | 0.63685 | 0.3433 | 1
13064 | 09E19G11H10D05M01W03 | 5.7 | 6.09 | 0.65 | 11.77 | 24.21 | 1.8667 | 580.4278 | 230.58 | 0.63685 | 0.45177 | 2
13065 | 09E19G11H10D07M01W02 | 5.84 | 6.3 | 0.65 | 16.56 | 29.35 | 1.9444 | 594.7846 | 298.83 | 0.62433 | 0.33537 | 1
13066 | 09E19G11H10D07M01W03 | 5.84 | 6.3 | 0.65 | 11.77 | 24.56 | 1.9444 | 594.7846 | 232.26 | 0.62433 | 0.44384 | 2
13067 | 09E19G11H10D07M01W04 | 5.84 | 6.3 | 0.65 | 8.6 | 21.39 | 1.9444 | 594.7846 | 188.37 | 0.62433 | 0.51562 | 2
13068 | 09E19G11H10D07M02W02 | 5.65 | 5.41 | 0.65 | 16.56 | 28.27 | 1.7889 | 537.3572 | 296.52 | 0.6774 | 0.35983 | 2
13069 | 09E19G11H11D05M01W02 | 5.7 | 5.82 | 0.65 | 16.56 | 28.73 | 1.7111 | 568.1219 | 297.15 | 0.65295 | 0.34941 | 1
13070 | 09E19G11H11D05M01W03 | 5.7 | 5.82 | 0.65 | 11.77 | 23.94 | 1.7111 | 568.1219 | 230.58 | 0.65295 | 0.45788 | 2
13071 | 09E19G11H11D06M01W02 | 5.12 | 5.11 | 0.65 | 16.56 | 27.44 | 1.5556 | 516.8473 | 290.22 | 0.69529 | 0.37862 | 2
13072 | 09E19G11H11D06M01W03 | 5.12 | 5.11 | 0.65 | 11.77 | 22.65 | 1.5556 | 516.8473 | 223.65 | 0.69529 | 0.48709 | 2
13073 | 09E19G11H11D07M01W02 | 5.84 | 6.02 | 0.65 | 16.56 | 29.07 | 1.7889 | 582.4788 | 298.83 | 0.64103 | 0.34171 | 1
13074 | 09E19G11H11D07M01W03 | 5.84 | 6.02 | 0.65 | 11.77 | 24.28 | 1.7889 | 582.4788 | 232.26 | 0.64103 | 0.45018 | 2
13075 | 09E19G11H11D07M01W04 | 5.84 | 6.02 | 0.65 | 8.6 | 21.11 | 1.7889 | 582.4788 | 188.37 | 0.64103 | 0.52197 | 2
13076 | 09E19G11H11D07M02W02 | 5.65 | 5.17 | 0.65 | 16.56 | 28.03 | 1.6333 | 527.1023 | 296.52 | 0.69171 | 0.36526 | 2
13077 | 09E19G11H12D05M01W02 | 4.96 | 4.85 | 0.65 | 16.56 | 27.02 | 1.4778 | 479.9297 | 289.17 | 0.71079 | 0.38813 | 2
13078 | 09E19G11H12D05M01W03 | 4.96 | 4.85 | 0.65 | 11.77 | 22.23 | 1.4778 | 479.9297 | 222.6 | 0.71079 | 0.4966 | 2
13079 | 09E19G11H12D07M01W02 | 5.08 | 5.02 | 0.65 | 16.56 | 27.31 | 1.4778 | 492.2356 | 290.64 | 0.70066 | 0.38157 | 2
13080 | 09E19G11H12D07M01W03 | 5.08 | 5.02 | 0.65 | 11.77 | 22.52 | 1.4778 | 492.2356 | 224.07 | 0.70066 | 0.49004 | 2
13081 | 09E19G11H12D07M01W04 | 5.08 | 5.02 | 0.65 | 8.6 | 19.35 | 1.4778 | 492.2356 | 180.18 | 0.70066 | 0.56182 | 2
13082 | 09E19G11H12D07M02W02 | 4.91 | 4.31 | 0.65 | 16.56 | 26.43 | 1.4 | 445.063 | 288.54 | 0.74299 | 0.40149 | 2
13083 | 09E19G11H13D05M01W02 | 4.96 | 4.57 | 0.65 | 16.56 | 26.74 | 1.4 | 453.2669 | 289.17 | 0.72749 | 0.39447 | 2
13084 | 09E19G11H13D05M01W03 | 4.96 | 4.57 | 0.65 | 11.77 | 21.95 | 1.4 | 453.2669 | 222.6 | 0.72749 | 0.50294 | 2
13085 | 09E19G11H13D07M01W02 | 5.08 | 4.72 | 0.65 | 16.56 | 27.01 | 1.4778 | 465.5728 | 290.64 | 0.71855 | 0.38836 | 2
13086 | 09E19G11H13D07M01W03 | 5.08 | 4.72 | 0.65 | 11.77 | 22.22 | 1.4778 | 465.5728 | 224.07 | 0.71855 | 0.49683 | 2
13087 | 09E19G11H13D07M01W04 | 5.08 | 4.72 | 0.65 | 8.6 | 19.05 | 1.4778 | 465.5728 | 180.18 | 0.71855 | 0.56861 | 2
13088 | 09E19G11H13D07M02W02 | 4.91 | 4.06 | 0.65 | 16.56 | 26.18 | 1.3222 | 422.5022 | 288.54 | 0.7579 | 0.40716 | 2
13089 | 09E19G11H14D05M01W02 | 5.7 | 5.48 | 0.65 | 16.56 | 28.39 | 1.7111 | 537.3572 | 297.15 | 0.67323 | 0.35711 | 2
13090 | 09E19G11H14D05M01W03 | 5.7 | 5.48 | 0.65 | 11.77 | 23.6 | 1.7111 | 537.3572 | 230.58 | 0.67323 | 0.46558 | 2
13091 | 09E19G11H14D07M01W02 | 5.84 | 5.67 | 0.65 | 16.56 | 28.72 | 1.7111 | 551.714 | 298.83 | 0.6619 | 0.34964 | 1
13092 | 09E19G11H14D07M01W03 | 5.84 | 5.67 | 0.65 | 11.77 | 23.93 | 1.7111 | 551.714 | 232.26 | 0.6619 | 0.45811 | 2
13093 | 09E19G11H14D07M01W04 | 5.84 | 5.67 | 0.65 | 8.6 | 20.76 | 1.7111 | 551.714 | 188.37 | 0.6619 | 0.52989 | 2
13094 | 09E19G11H14D07M02W02 | 5.65 | 4.88 | 0.65 | 16.56 | 27.74 | 1.6333 | 500.4395 | 296.52 | 0.709 | 0.37183 | 2
13095 | 09E19G12H07D04M01W02 | 3.74 | 29.55 | 0.65 | 16.56 | 50.5 | 4.1222 | 2155.5816 | 274.05 | -0.76208 | -0.14357
13096 | 09E19G12H07D05M01W02 | 3.06 | 24.84 | 0.65 | 16.56 | 45.11 | 3.5 | 1856.1383 | 265.86 | -0.48122 | -0.021513
13097 | 09E19G12H07D05M01W03 | 3.06 | 24.84 | 0.65 | 11.77 | 40.32 | 3.5 | 1856.1383 | 199.29 | -0.48122 | 0.086957
13098 | 09E19G12H07D06M01W02 | 2.75 | 22.71 | 0.65 | 16.56 | 42.67 | 3.1889 | 1714.6206 | 262.29 | -0.3542 | 0.033741
13099 | 09E19G12H07D06M01W03 | 2.75 | 22.71 | 0.65 | 11.77 | 37.88 | 3.1889 | 1714.6206 | 195.72 | -0.3542 | 0.14221
13100 | 09E19G12H07D07M01W02 | 3.13 | 25.42 | 0.65 | 16.56 | 45.76 | 3.5778 | 1893.056 | 266.91 | -0.5158 | -0.036232
13101 | 09E19G12H07D07M01W03 | 3.13 | 25.42 | 0.65 | 11.77 | 40.97 | 3.5778 | 1893.056 | 200.34 | -0.5158 | 0.072237
13102 | 09E19G12H07D07M01W04 | 3.13 | 25.42 | 0.65 | 8.6 | 37.8 | 3.5778 | 1893.056 | 156.45 | -0.5158 | 0.14402
13103 | 09E19G12H07D07M02W02 | 2.74 | 23.24 | 0.65 | 16.56 | 43.19 | 3.5778 | 1718.7225 | 262.08 | -0.38581 | 0.021966
13104 | 09E19G12H08D05M01W02 | 2.7 | 24.84 | 0.65 | 16.56 | 44.75 | 3.5 | 1856.1383 | 261.24 | -0.48122 | -0.013361
13105 | 09E19G12H08D05M01W03 | 2.7 | 24.84 | 0.65 | 11.77 | 39.96 | 3.5 | 1856.1383 | 194.67 | -0.48122 | 0.095109
13106 | 09E19G12H08D06M01W02 | 2.42 | 22.71 | 0.65 | 16.56 | 42.34 | 3.1889 | 1714.6206 | 258.09 | -0.3542 | 0.041214
13107 | 09E19G12H08D06M01W03 | 2.42 | 22.71 | 0.65 | 11.77 | 37.55 | 3.1889 | 1714.6206 | 191.52 | -0.3542 | 0.14968
13108 | 09E19G12H08D07M01W02 | 2.76 | 25.42 | 0.65 | 16.56 | 45.39 | 3.5778 | 1893.056 | 262.08 | -0.5158 | -0.027853
13109 | 09E19G12H08D07M01W03 | 2.76 | 25.42 | 0.65 | 11.77 | 40.6 | 3.5778 | 1893.056 | 195.51 | -0.5158 | 0.080616
13110 | 09E19G12H08D07M01W04 | 2.76 | 25.42 | 0.65 | 8.6 | 37.43 | 3.5778 | 1893.056 | 151.62 | -0.5158 | 0.1524
13111 | 09E19G12H08D07M02W02 | 2.41 | 23.24 | 0.65 | 16.56 | 42.86 | 3.5778 | 1718.7225 | 257.88 | -0.38581 | 0.029438
13112 | 09E19G12H09D05M01W02 | 2.6 | 24.84 | 0.65 | 16.56 | 44.65 | 3.5 | 1856.1383 | 259.98 | -0.48122 | -0.011096
13113 | 09E19G12H09D05M01W03 | 2.6 | 24.84 | 0.65 | 11.77 | 39.86 | 3.5 | 1856.1383 | 193.41 | -0.48122 | 0.097373
13114 | 09E19G12H09D07M01W02 | 2.66 | 25.42 | 0.65 | 16.56 | 45.29 | 3.5778 | 1893.056 | 260.61 | -0.5158 | -0.025589
13115 | 09E19G12H09D07M01W03 | 2.66 | 25.42 | 0.65 | 11.77 | 40.5 | 3.5778 | 1893.056 | 194.04 | -0.5158 | 0.08288
13116 | 09E19G12H09D07M01W04 | 2.66 | 25.42 | 0.65 | 8.6 | 37.33 | 3.5778 | 1893.056 | 150.15 | -0.5158 | 0.15466
13117 | 09E19G12H09D07M02W02 | 2.32 | 23.24 | 0.65 | 16.56 | 42.77 | 3.5778 | 1718.7225 | 256.83 | -0.38581 | 0.031476
13118 | 09E19G12H10D05M01W02 | 3.06 | 22.11 | 0.65 | 16.56 | 42.38 | 3.0333 | 1694.1108 | 265.86 | -0.31843 | 0.040308
13119 | 09E19G12H10D05M01W03 | 3.06 | 22.11 | 0.65 | 11.77 | 37.59 | 3.0333 | 1694.1108 | 199.29 | -0.31843 | 0.14878
13120 | 09E19G12H10D07M01W02 | 3.13 | 22.63 | 0.65 | 16.56 | 42.97 | 3.1111 | 1726.9265 | 266.91 | -0.34943 | 0.026947
13121 | 09E19G12H10D07M01W03 | 3.13 | 22.63 | 0.65 | 11.77 | 38.18 | 3.1111 | 1726.9265 | 200.34 | -0.34943 | 0.13542
13122 | 09E19G12H10D07M01W04 | 3.13 | 22.63 | 0.65 | 8.6 | 35.01 | 3.1111 | 1726.9265 | 156.45 | -0.34943 | 0.2072
13123 | 09E19G12H10D07M02W02 | 2.74 | 20.68 | 0.65 | 16.56 | 40.63 | 3.1111 | 1569.0009 | 262.08 | -0.23315 | 0.079937
13124 | 09E19G12H11D05M01W02 | 3.06 | 21.21 | 0.65 | 16.56 | 41.48 | 2.8 | 1653.0911 | 265.86 | -0.26476 | 0.060688
13125 | 09E19G12H11D05M01W03 | 3.06 | 21.21 | 0.65 | 11.77 | 36.69 | 2.8 | 1653.0911 | 199.29 | -0.26476 | 0.16916
13126 | 09E19G12H11D06M01W02 | 2.75 | 19.41 | 0.65 | 16.56 | 39.37 | 2.5667 | 1527.9812 | 262.29 | -0.15742 | 0.10847
13127 | 09E19G12H11D06M01W03 | 2.75 | 19.41 | 0.65 | 11.77 | 34.58 | 2.5667 | 1527.9812 | 195.72 | -0.15742 | 0.21694
13128 | 09E19G12H11D07M01W02 | 3.13 | 21.69 | 0.65 | 16.56 | 42.03 | 2.8778 | 1683.8558 | 266.91 | -0.29338 | 0.048234
13129 | 09E19G12H11D07M01W03 | 3.13 | 21.69 | 0.65 | 11.77 | 37.24 | 2.8778 | 1683.8558 | 200.34 | -0.29338 | 0.1567
13130 | 09E19G12H11D07M01W04 | 3.13 | 21.69 | 0.65 | 8.6 | 34.07 | 2.8778 | 1683.8558 | 156.45 | -0.29338 | 0.22849
13131 | 09E19G12H11D07M02W02 | 2.74 | 19.83 | 0.65 | 16.56 | 39.78 | 2.8778 | 1530.0322 | 262.08 | -0.18247 | 0.099185
13132 | 09E19G12H12D05M01W02 | 2.65 | 17.69 | 0.65 | 16.56 | 37.55 | 2.3333 | 1388.5145 | 261.66 | -0.05486 | 0.14968
13133 | 09E19G12H12D05M01W03 | 2.65 | 17.69 | 0.65 | 11.77 | 32.76 | 2.3333 | 1388.5145 | 195.09 | -0.05486 | 0.25815
13134 | 09E19G12H12D07M01W02 | 2.73 | 18.09 | 0.65 | 16.56 | 38.03 | 2.4111 | 1417.2282 | 262.5 | -0.078712 | 0.13881
13135 | 09E19G12H12D07M01W03 | 2.73 | 18.09 | 0.65 | 11.77 | 33.24 | 2.4111 | 1417.2282 | 195.93 | -0.078712 | 0.24728
13136 | 09E19G12H12D07M01W04 | 2.73 | 18.09 | 0.65 | 8.6 | 30.07 | 2.4111 | 1417.2282 | 152.04 | -0.078712 | 0.31907
13137 | 09E19G12H12D07M02W02 | 2.38 | 16.54 | 0.65 | 16.56 | 36.13 | 2.4111 | 1288.0164 | 258.3 | 0.013715 | 0.18184 | 1
13138 | 09E19G12H13D05M01W02 | 2.65 | 16.56 | 0.65 | 16.56 | 36.42 | 2.2556 | 1279.8125 | 261.66 | 0.012522 | 0.17527 | 1
13139 | 09E19G12H13D05M01W03 | 2.65 | 16.56 | 0.65 | 11.77 | 31.63 | 2.2556 | 1279.8125 | 195.09 | 0.012522 | 0.28374 | 1
13140 | 09E19G12H13D07M01W02 | 2.73 | 16.94 | 0.65 | 16.56 | 36.88 | 2.3333 | 1306.4752 | 262.5 | -0.010137 | 0.16486
13141 | 09E19G12H13D07M01W03 | 2.73 | 16.94 | 0.65 | 11.77 | 32.09 | 2.3333 | 1306.4752 | 195.93 | -0.010137 | 0.27332
13142 | 09E19G12H13D07M01W04 | 2.73 | 16.94 | 0.65 | 8.6 | 28.92 | 2.3333 | 1306.4752 | 152.04 | -0.010137 | 0.34511
13143 | 09E19G12H13D07M02W02 | 2.38 | 15.49 | 0.65 | 16.56 | 35.08 | 2.3333 | 1189.5693 | 258.3 | 0.076327 | 0.20562 | 1
13144 | 09E19G12H14D05M01W02 | 3.06 | 19.89 | 0.65 | 16.56 | 40.16 | 2.7222 | 1525.9303 | 265.86 | -0.18605 | 0.09058
13145 | 09E19G12H14D05M01W03 | 3.06 | 19.89 | 0.65 | 11.77 | 35.37 | 2.7222 | 1525.9303 | 199.29 | -0.18605 | 0.19905
13146 | 09E19G12H14D07M01W02 | 3.13 | 20.35 | 0.65 | 16.56 | 40.69 | 2.8 | 1556.695 | 266.91 | -0.21348 | 0.078578
13147 | 09E19G12H14D07M01W03 | 3.13 | 20.35 | 0.65 | 11.77 | 35.9 | 2.8 | 1556.695 | 200.34 | -0.21348 | 0.18705
13148 | 09E19G12H14D07M01W04 | 3.13 | 20.35 | 0.65 | 8.6 | 32.73 | 2.8 | 1556.695 | 156.45 | -0.21348 | 0.25883
13149 | 09E19G12H14D07M02W02 | 2.74 | 18.61 | 0.65 | 16.56 | 38.56 | 2.8 | 1415.1773 | 262.08 | -0.10972 | 0.12681
13150 | 09E20G10H07D04M01W02 | 4.67 | 17.43 | 0.65 | 16.56 | 39.31 | 3.6556 | 1281.8635 | 284.97 | -0.039356 | 0.10983
13151 | 09E20G10H07D05M01W02 | 4.11 | 14.13 | 0.65 | 16.56 | 35.45 | 3.0333 | 1072.6633 | 278.46 | 0.15742 | 0.19724 | 1
13152 | 09E20G10H07D05M01W03 | 4.11 | 14.13 | 0.65 | 11.77 | 30.66 | 3.0333 | 1072.6633 | 211.89 | 0.15742 | 0.30571 | 1
13153 | 09E20G10H07D06M01W02 | 3.66 | 12.08 | 0.65 | 16.56 | 32.95 | 2.6444 | 941.4005 | 273 | 0.27967 | 0.25385 | 1
13154 | 09E20G10H07D06M01W03 | 3.66 | 12.08 | 0.65 | 11.77 | 28.16 | 2.6444 | 941.4005 | 206.43 | 0.27967 | 0.36232 | 1
13155 | 09E20G10H07D07M01W02 | 4.23 | 14.73 | 0.65 | 16.56 | 36.17 | 3.1889 | 1111.632 | 279.72 | 0.12165 | 0.18093 | 1
13156 | 09E20G10H07D07M01W03 | 4.23 | 14.73 | 0.65 | 11.77 | 31.38 | 3.1889 | 1111.632 | 213.15 | 0.12165 | 0.2894 | 1
13157 | 09E20G10H07D07M01W04 | 4.23 | 14.73 | 0.65 | 8.6 | 28.21 | 3.1889 | 1111.632 | 169.26 | 0.12165 | 0.36119 | 1
13158 | 09E20G10H07D07M02W02 | 3.97 | 13.07 | 0.65 | 16.56 | 34.25 | 3.1111 | 998.828 | 276.57 | 0.22063 | 0.22441 | 1
13159 | 09E20G10H08D05M01W02 | 3.62 | 14.13 | 0.65 | 16.56 | 34.96 | 3.0333 | 1072.6633 | 271.95 | 0.15742 | 0.20833 | 1
13160 | 09E20G10H08D05M01W03 | 3.62 | 14.13 | 0.65 | 11.77 | 30.17 | 3.0333 | 1072.6633 | 205.38 | 0.15742 | 0.3168 | 1
13161 | 09E20G10H08D06M01W02 | 3.22 | 12.08 | 0.65 | 16.56 | 32.51 | 2.6444 | 941.4005 | 267.33 | 0.27967 | 0.26381 | 1
13162 | 09E20G10H08D06M01W03 | 3.22 | 12.08 | 0.65 | 11.77 | 27.72 | 2.6444 | 941.4005 | 200.76 | 0.27967 | 0.37228 | 1
13163 | 09E20G10H08D07M01W02 | 3.73 | 14.73 | 0.65 | 16.56 | 35.67 | 3.1889 | 1111.632 | 273.21 | 0.12165 | 0.19226 | 1
13164 | 09E20G10H08D07M01W03 | 3.73 | 14.73 | 0.65 | 11.77 | 30.88 | 3.1889 | 1111.632 | 206.64 | 0.12165 | 0.30072 | 1
13165 | 09E20G10H08D07M01W04 | 3.73 | 14.73 | 0.65 | 8.6 | 27.71 | 3.1889 | 1111.632 | 162.75 | 0.12165 | 0.37251 | 1
13166 | 09E20G10H08D07M02W02 | 3.5 | 13.07 | 0.65 | 16.56 | 33.78 | 3.1111 | 998.828 | 270.48 | 0.22063 | 0.23505 | 1
13167 | 09E20G10H09D05M01W02 | 3.49 | 14.13 | 0.65 | 16.56 | 34.83 | 3.0333 | 1072.6633 | 270.27 | 0.15742 | 0.21128 | 1
13168 | 09E20G10H09D05M01W03 | 3.49 | 14.13 | 0.65 | 11.77 | 30.04 | 3.0333 | 1072.6633 | 203.7 | 0.15742 | 0.31975 | 1
13169 | 09E20G10H09D07M01W02 | 3.59 | 14.73 | 0.65 | 16.56 | 35.53 | 3.1889 | 1111.632 | 271.32 | 0.12165 | 0.19543 | 1
13170 | 09E20G10H09D07M01W03 | 3.59 | 14.73 | 0.65 | 11.77 | 30.74 | 3.1889 | 1111.632 | 204.75 | 0.12165 | 0.30389 | 1
13171 | 09E20G10H09D07M01W04 | 3.59 | 14.73 | 0.65 | 8.6 | 27.57 | 3.1889 | 1111.632 | 160.86 | 0.12165 | 0.37568 | 1
13172 | 09E20G10H09D07M02W02 | 3.36 | 13.07 | 0.65 | 16.56 | 33.64 | 3.1111 | 998.828 | 268.8 | 0.22063 | 0.23822 | 1
13173 | 09E20G10H10D05M01W02 | 4.11 | 12.56 | 0.65 | 16.56 | 33.88 | 2.6444 | 984.4711 | 278.46 | 0.25104 | 0.23279 | 1
13174 | 09E20G10H10D05M01W03 | 4.11 | 12.56 | 0.65 | 11.77 | 29.09 | 2.6444 | 984.4711 | 211.89 | 0.25104 | 0.34126 | 1
13175 | 09E20G10H10D07M01W02 | 4.23 | 13.09 | 0.65 | 16.56 | 34.53 | 2.7222 | 1019.3378 | 279.72 | 0.21944 | 0.21807 | 1
13176 | 09E20G10H10D07M01W03 | 4.23 | 13.09 | 0.65 | 11.77 | 29.74 | 2.7222 | 1019.3378 | 213.15 | 0.21944 | 0.32654 | 1
13177 | 09E20G10H10D07M01W04 | 4.23 | 13.09 | 0.65 | 8.6 | 26.57 | 2.7222 | 1019.3378 | 169.26 | 0.21944 | 0.39832 | 1
13178 | 09E20G10H10D07M02W02 | 3.97 | 11.61 | 0.65 | 16.56 | 32.79 | 2.6444 | 916.7887 | 276.57 | 0.30769 | 0.25747 | 1
13179 | 09E20G10H11D05M01W02 | 4.11 | 12.03 | 0.65 | 16.56 | 33.35 | 2.4889 | 961.9103 | 278.46 | 0.28265 | 0.24479 | 1
13180 | 09E20G10H11D05M01W03 | 4.11 | 12.03 | 0.65 | 11.77 | 28.56 | 2.4889 | 961.9103 | 211.89 | 0.28265 | 0.35326 | 1
13181 | 09E20G10H11D06M01W02 | 3.66 | 10.3 | 0.65 | 16.56 | 31.17 | 2.1778 | 847.0554 | 273 | 0.38581 | 0.29416 | 1
13182 | 09E20G10H11D06M01W03 | 3.66 | 10.3 | 0.65 | 11.77 | 26.38 | 2.1778 | 847.0554 | 206.43 | 0.38581 | 0.40263 | 1
13183 | 09E20G10H11D07M01W02 | 4.23 | 12.53 | 0.65 | 16.56 | 33.97 | 2.5667 | 994.726 | 279.72 | 0.25283 | 0.23075 | 1
13184 | 09E20G10H11D07M01W03 | 4.23 | 12.53 | 0.65 | 11.77 | 29.18 | 2.5667 | 994.726 | 213.15 | 0.25283 | 0.33922 | 1
13185 | 09E20G10H11D07M01W04 | 4.23 | 12.53 | 0.65 | 8.6 | 26.01 | 2.5667 | 994.726 | 169.26 | 0.25283 | 0.41101 | 1
13186 | 09E20G10H11D07M02W02 | 3.97 | 11.11 | 0.65 | 16.56 | 32.29 | 2.4889 | 896.2789 | 276.57 | 0.33751 | 0.2688 | 1
13187 | 09E20G10H12D05M01W02 | 3.57 | 10.03 | 0.65 | 16.56 | 30.81 | 2.1 | 812.1887 | 272.58 | 0.40191 | 0.30231 | 1
13188 | 09E20G10H12D05M01W03 | 3.57 | 10.03 | 0.65 | 11.77 | 26.02 | 2.1 | 812.1887 | 206.01 | 0.40191 | 0.41078 | 2
13189 | 09E20G10H12D07M01W02 | 3.68 | 10.46 | 0.65 | 16.56 | 31.35 | 2.1778 | 840.9024 | 273.84 | 0.37627 | 0.29008 | 1
13190 | 09E20G10H12D07M01W03 | 3.68 | 10.46 | 0.65 | 11.77 | 26.56 | 2.1778 | 840.9024 | 207.27 | 0.37627 | 0.39855 | 1
13191 | 09E20G10H12D07M01W04 | 3.68 | 10.46 | 0.65 | 8.6 | 23.39 | 2.1778 | 840.9024 | 163.38 | 0.37627 | 0.47034 | 1
13192 | 09E20G10H12D07M02W02 | 3.44 | 9.27 | 0.65 | 16.56 | 29.92 | 2.1 | 756.8122 | 271.11 | 0.44723 | 0.32246 | 1
13193 | 09E20G10H13D05M01W02 | 3.57 | 9.41 | 0.65 | 16.56 | 30.19 | 2.0222 | 756.8122 | 272.58 | 0.43888 | 0.31635 | 1
13194 | 09E20G10H13D05M01W03 | 3.57 | 9.41 | 0.65 | 11.77 | 25.4 | 2.0222 | 756.8122 | 206.01 | 0.43888 | 0.42482 | 2
13195 | 09E20G10H13D07M01W02 | 3.68 | 9.81 | 0.65 | 16.56 | 30.7 | 2.1 | 781.424 | 273.84 | 0.41503 | 0.3048 | 1
13196 | 09E20G10H13D07M01W03 | 3.68 | 9.81 | 0.65 | 11.77 | 25.91 | 2.1 | 781.424 | 207.27 | 0.41503 | 0.41327 | 2
13197 | 09E20G10H13D07M01W04 | 3.68 | 9.81 | 0.65 | 8.6 | 22.74 | 2.1 | 781.424 | 163.38 | 0.41503 | 0.48505 | 2
13198 | 09E20G10H13D07M02W02 | 3.44 | 8.7 | 0.65 | 16.56 | 29.35 | 2.0222 | 705.5377 | 271.11 | 0.48122 | 0.33537 | 1
13199 | 09E20G10H14D05M01W02 | 4.11 | 11.31 | 0.65 | 16.56 | 32.63 | 2.4111 | 896.2789 | 278.46 | 0.32558 | 0.2611 | 1
13200 | 09E20G10H14D05M01W03 | 4.11 | 11.31 | 0.65 | 11.77 | 27.84 | 2.4111 | 896.2789 | 211.89 | 0.32558 | 0.36957 | 1
13201 | 09E20G10H14D07M01W02 | 4.23 | 11.79 | 0.65 | 16.56 | 33.23 | 2.4889 | 927.0437 | 279.72 | 0.29696 | 0.24751 | 1
13202 | 09E20G10H14D07M01W03 | 4.23 | 11.79 | 0.65 | 11.77 | 28.44 | 2.4889 | 927.0437 | 213.15 | 0.29696 | 0.35598 | 1
13203 | 09E20G10H14D07M01W04 | 4.23 | 11.79 | 0.65 | 8.6 | 25.27 | 2.4889 | 927.0437 | 169.26 | 0.29696 | 0.42776 | 1
13204 | 09E20G10H14D07M02W02 | 3.97 | 10.46 | 0.65 | 16.56 | 31.64 | 2.4111 | 836.8005 | 276.57 | 0.37627 | 0.28351 | 1
13205 | 09E20G11H07D04M01W02 | 5.65 | 13.23 | 0.65 | 16.56 | 36.09 | 3.3444 | 1025.4908 | 296.52 | 0.21109 | 0.18274 | 1
13206 | 09E20G11H07D05M01W02 | 4.99 | 10.75 | 0.65 | 16.56 | 32.95 | 2.7222 | 867.5652 | 288.75 | 0.35897 | 0.25385 | 1
13207 | 09E20G11H07D05M01W03 | 4.99 | 10.75 | 0.65 | 11.77 | 28.16 | 2.7222 | 867.5652 | 222.18 | 0.35897 | 0.36232 | 1
13208 | 09E20G11H07D06M01W02 | 4.46 | 9.11 | 0.65 | 16.56 | 30.78 | 2.3333 | 758.8632 | 282.45 | 0.45677 | 0.30299 | 1
13209 | 09E20G11H07D06M01W03 | 4.46 | 9.11 | 0.65 | 11.77 | 25.99 | 2.3333 | 758.8632 | 215.88 | 0.45677 | 0.41146 | 2
13210 | 09E20G11H07D07M01W02 | 5.14 | 11.23 | 0.65 | 16.56 | 33.58 | 2.8778 | 896.2789 | 290.43 | 0.33035 | 0.23958 | 1
13211 | 09E20G11H07D07M01W03 | 5.14 | 11.23 | 0.65 | 11.77 | 28.79 | 2.8778 | 896.2789 | 223.86 | 0.33035 | 0.34805 | 1
13212 | 09E20G11H07D07M01W04 | 5.14 | 11.23 | 0.65 | 8.6 | 25.62 | 2.8778 | 896.2789 | 179.97 | 0.33035 | 0.41984 | 1
13213 | 09E20G11H07D07M02W02 | 4.91 | 9.76 | 0.65 | 16.56 | 31.88 | 2.7222 | 795.7808 | 287.7 | 0.41801 | 0.27808 | 1
13214 | 09E20G11H08D05M01W02 | 4.4 | 10.75 | 0.65 | 16.56 | 32.36 | 2.7222 | 867.5652 | 281.19 | 0.35897 | 0.26721 | 1
13215 | 09E20G11H08D05M01W03 | 4.4 | 10.75 | 0.65 | 11.77 | 27.57 | 2.7222 | 867.5652 | 214.62 | 0.35897 | 0.37568 | 1
13216 | 09E20G11H08D06M01W02 | 3.93 | 9.11 | 0.65 | 16.56 | 30.25 | 2.3333 | 758.8632 | 275.52 | 0.45677 | 0.31499 | 1
13217 | 09E20G11H08D06M01W03 | 3.93 | 9.11 | 0.65 | 11.77 | 25.46 | 2.3333 | 758.8632 | 208.95 | 0.45677 | 0.42346 | 2
13218 | 09E20G11H08D07M01W02 | 4.53 | 11.23 | 0.65 | 16.56 | 32.97 | 2.8778 | 896.2789 | 282.45 | 0.33035 | 0.2534 | 1
13219 | 09E20G11H08D07M01W03 | 4.53 | 11.23 | 0.65 | 11.77 | 28.18 | 2.8778 | 896.2789 | 215.88 | 0.33035 | 0.36187 | 1
13220 | 09E20G11H08D07M01W04 | 4.53 | 11.23 | 0.65 | 8.6 | 25.01 | 2.8778 | 896.2789 | 171.99 | 0.33035 | 0.43365 | 1
13221 | 09E20G11H08D07M02W02 | 4.33 | 9.76 | 0.65 | 16.56 | 31.3 | 2.7222 | 795.7808 | 280.14 | 0.41801 | 0.29121 | 1
13222 | 09E20G11H09D05M01W02 | 4.23 | 10.75 | 0.65 | 16.56 | 32.19 | 2.7222 | 867.5652 | 278.88 | 0.35897 | 0.27106 | 1
13223 | 09E20G11H09D05M01W03 | 4.23 | 10.75 | 0.65 | 11.77 | 27.4 | 2.7222 | 867.5652 | 212.31 | 0.35897 | 0.37953 | 1
13224 | 09E20G11H09D07M01W02 | 4.36 | 11.23 | 0.65 | 16.56 | 32.8 | 2.8778 | 896.2789 | 280.35 | 0.33035 | 0.25725 | 1
13225 | 09E20G11H09D07M01W03 | 4.36 | 11.23 | 0.65 | 11.77 | 28.01 | 2.8778 | 896.2789 | 213.78 | 0.33035 | 0.36572 | 1
13226 | 09E20G11H09D07M01W04 | 4.36 | 11.23 | 0.65 | 8.6 | 24.84 | 2.8778 | 896.2789 | 169.89 | 0.33035 | 0.4375 | 1
13227 | 09E20G11H09D07M02W02 | 4.17 | 9.76 | 0.65 | 16.56 | 31.14 | 2.7222 | 795.7808 | 278.04 | 0.41801 | 0.29484 | 1
13228 | 09E20G11H10D05M01W02 | 4.99 | 9.55 | 0.65 | 16.56 | 31.75 | 2.4111 | 799.8828 | 288.75 | 0.43053 | 0.28102 | 1
13229 | 09E20G11H10D05M01W03 | 4.99 | 9.55 | 0.65 | 11.77 | 26.96 | 2.4111 | 799.8828 | 222.18 | 0.43053 | 0.38949 | 2
13230 | 09E20G11H10D07M01W02 | 5.14 | 9.97 | 0.65 | 16.56 | 32.32 | 2.4889 | 828.5965 | 290.43 | 0.40549 | 0.26812 | 1
13231 | 09E20G11H10D07M01W03 | 5.14 | 9.97 | 0.65 | 11.77 | 27.53 | 2.4889 | 828.5965 | 223.86 | 0.40549 | 0.37659 | 2
13232 | 09E20G11H10D07M01W04 | 5.14 | 9.97 | 0.65 | 8.6 | 24.36 | 2.4889 | 828.5965 | 179.97 | 0.40549 | 0.44837 | 2
13233 | 09E20G11H10D07M02W02 | 4.91 | 8.66 | 0.65 | 16.56 | 30.78 | 2.3333 | 734.2514 | 287.7 | 0.4836 | 0.30299 | 1
13234 | 09E20G11H11D05M01W02 | 4.99 | 9.15 | 0.65 | 16.56 | 31.35 | 2.2556 | 781.424 | 288.75 | 0.45438 | 0.29008 | 1
13235 | 09E20G11H11D05M01W03 | 4.99 | 9.15 | 0.65 | 11.77 | 26.56 | 2.2556 | 781.424 | 222.18 | 0.45438 | 0.39855 | 2
13236 | 09E20G11H11D06M01W02 | 4.46 | 7.76 | 0.65 | 16.56 | 29.43 | 1.8667 | 687.0788 | 282.45 | 0.53727 | 0.33356 | 1
13237 | 09E20G11H11D06M01W03 | 4.46 | 7.76 | 0.65 | 11.77 | 24.64 | 1.8667 | 687.0788 | 215.88 | 0.53727 | 0.44203 | 2
13238 | 09E20G11H11D07M01W02 | 5.14 | 9.55 | 0.65 | 16.56 | 31.9 | 2.3333 | 808.0867 | 290.43 | 0.43053 | 0.27763 | 1
13239 | 09E20G11H11D07M01W03 | 5.14 | 9.55 | 0.65 | 11.77 | 27.11 | 2.3333 | 808.0867 | 223.86 | 0.43053 | 0.3861 | 2
13240 | 09E20G11H11D07M01W04 | 5.14 | 9.55 | 0.65 | 8.6 | 23.94 | 2.3333 | 808.0867 | 179.97 | 0.43053 | 0.45788 | 2
13241 | 09E20G11H11D07M02W02 | 4.91 | 8.29 | 0.65 | 16.56 | 30.41 | 2.1778 | 717.8435 | 287.7 | 0.50566 | 0.31137 | 1
13242 | 09E20G11H12D05M01W02 | 4.34 | 7.63 | 0.65 | 16.56 | 29.18 | 1.8667 | 660.4161 | 281.82 | 0.54502 | 0.33922 | 1
13243 | 09E20G11H12D05M01W03 | 4.34 | 7.63 | 0.65 | 11.77 | 24.39 | 1.8667 | 660.4161 | 215.25 | 0.54502 | 0.44769 | 2
13244 | 09E20G11H12D07M01W02 | 4.46 | 7.96 | 0.65 | 16.56 | 29.63 | 1.9444 | 680.9259 | 283.29 | 0.52534 | 0.32903 | 1
13245 | 09E20G11H12D07M01W03 | 4.46 | 7.96 | 0.65 | 11.77 | 24.84 | 1.9444 | 680.9259 | 216.72 | 0.52534 | 0.4375 | 2
13246 | 09E20G11H12D07M01W04 | 4.46 | 7.96 | 0.65 | 8.6 | 21.67 | 1.9444 | 680.9259 | 172.83 | 0.52534 | 0.50928 | 2
13247 | 09E20G11H12D07M02W02 | 4.27 | 6.91 | 0.65 | 16.56 | 28.39 | 1.8667 | 607.0905 | 280.98 | 0.58795 | 0.35711 | 2
13248 | 09E20G11H13D05M01W02 | 4.34 | 7.16 | 0.65 | 16.56 | 28.71 | 1.7889 | 619.3964 | 281.82 | 0.57305 | 0.34986 | 1
13249 | 09E20G11H13D05M01W03 | 4.34 | 7.16 | 0.65 | 11.77 | 23.92 | 1.7889 | 619.3964 | 215.25 | 0.57305 | 0.45833 | 2
13250 | 09E20G11H13D07M01W02 | 4.46 | 7.48 | 0.65 | 16.56 | 29.15 | 1.8667 | 637.8553 | 283.29 | 0.55397 | 0.3399 | 1
13251 | 09E20G11H13D07M01W03 | 4.46 | 7.48 | 0.65 | 11.77 | 24.36 | 1.8667 | 637.8553 | 216.72 | 0.55397 | 0.44837 | 2
13252 | 09E20G11H13D07M01W04 | 4.46 | 7.48 | 0.65 | 8.6 | 21.19 | 1.8667 | 637.8553 | 172.83 | 0.55397 | 0.52015 | 2
13253 | 09E20G11H13D07M02W02 | 4.27 | 6.5 | 0.65 | 16.56 | 27.98 | 1.7889 | 570.1729 | 280.98 | 0.6124 | 0.36639 | 2
13254 | 09E20G11H14D05M01W02 | 4.99 | 8.6 | 0.65 | 16.56 | 30.8 | 2.1778 | 732.2004 | 288.75 | 0.48718 | 0.30254 | 1
13255 | 09E20G11H14D05M01W03 | 4.99 | 8.6 | 0.65 | 11.77 | 26.01 | 2.1778 | 732.2004 | 222.18 | 0.48718 | 0.41101 | 2
13256 | 09E20G11H14D07M01W02 | 5.14 | 8.98 | 0.65 | 16.56 | 31.33 | 2.2556 | 756.8122 | 290.43 | 0.46452 | 0.29053 | 1
13257 | 09E20G11H14D07M01W03 | 5.14 | 8.98 | 0.65 | 11.77 | 26.54 | 2.2556 | 756.8122 | 223.86 | 0.46452 | 0.399 | 2
13258 | 09E20G11H14D07M01W04 | 5.14 | 8.98 | 0.65 | 8.6 | 23.37 | 2.2556 | 756.8122 | 179.97 | 0.46452 | 0.47079 | 2
13259 | 09E20G11H14D07M02W02 | 4.91 | 7.8 | 0.65 | 16.56 | 29.92 | 2.1 | 674.7729 | 287.7 | 0.53488 | 0.32246 | 1
13260 | 09E20G12H07D04M01W02 | 3.21 | 39.37 | 0.65 | 16.56 | 59.79 | 4.5889 | 2904.1899 | 267.75 | -1.3476 | -0.35394
13261 | 09E20G12H07D05M01W02 | 2.81 | 32.01 | 0.65 | 16.56 | 52.03 | 3.8889 | 2399.6484 | 262.92 | -0.90877 | -0.17822
13262 | 09E20G12H07D05M01W03 | 2.81 | 32.01 | 0.65 | 11.77 | 47.24 | 3.8889 | 2399.6484 | 196.35 | -0.90877 | -0.069746
13263 | 09E20G12H07D06M01W02 | 2.5 | 28.37 | 0.65 | 16.56 | 48.08 | 3.5 | 2153.5306 | 259.35 | -0.69171 | -0.088768
13264 | 09E20G12H07D06M01W03 | 2.5 | 28.37 | 0.65 | 11.77 | 43.29 | 3.5 | 2153.5306 | 192.78 | -0.69171 | 0.019701
13265 | 09E20G12H07D07M01W02 | 2.88 | 33.04 | 0.65 | 16.56 | 53.13 | 4.0444 | 2469.3818 | 263.76 | -0.97018 | -0.20312
13266 | 09E20G12H07D07M01W03 | 2.88 | 33.04 | 0.65 | 11.77 | 48.34 | 4.0444 | 2469.3818 | 197.19 | -0.97018 | -0.094656
13267 | 09E20G12H07D07M01W04 | 2.88 | 33.04 | 0.65 | 8.6 | 45.17 | 4.0444 | 2469.3818 | 153.3 | -0.97018 | -0.022871
13268 | 09E20G12H07D07M02W02 | 2.46 | 30.34 | 0.65 | 16.56 | 50.01 | 4.0444 | 2239.6718 | 258.72 | -0.80918 | -0.13247
13269 | 09E20G12H08D05M01W02 | 2.47 | 32.01 | 0.65 | 16.56 | 51.69 | 3.8889 | 2399.6484 | 258.51 | -0.90877 | -0.17052
13270 | 09E20G12H08D05M01W03 | 2.47 | 32.01 | 0.65 | 11.77 | 46.9 | 3.8889 | 2399.6484 | 191.94 | -0.90877 | -0.062047
13271 | 09E20G12H08D06M01W02 | 2.2 | 28.37 | 0.65 | 16.56 | 47.78 | 3.5 | 2153.5306 | 255.36 | -0.69171 | -0.081975
13272 | 09E20G12H08D06M01W03 | 2.2 | 28.37 | 0.65 | 11.77 | 42.99 | 3.5 | 2153.5306 | 188.79 | -0.69171 | 0.026495
13273 | 09E20G12H08D07M01W02 | 2.53 | 33.04 | 0.65 | 16.56 | 52.78 | 4.0444 | 2469.3818 | 259.35 | -0.97018 | -0.1952
13274 | 09E20G12H08D07M01W03 | 2.53 | 33.04 | 0.65 | 11.77 | 47.99 | 4.0444 | 2469.3818 | 192.78 | -0.97018 | -0.08673
13275 | 09E20G12H08D07M01W04 | 2.53 | 33.04 | 0.65 | 8.6 | 44.82 | 4.0444 | 2469.3818 | 148.89 | -0.97018 | -0.014946
13276 | 09E20G12H08D07M02W02 | 2.17 | 30.34 | 0.65 | 16.56 | 49.72 | 4.0444 | 2239.6718 | 254.94 | -0.80918 | -0.12591
13277 | 09E20G12H09D05M01W02 | 2.38 | 32.01 | 0.65 | 16.56 | 51.6 | 3.8889 | 2399.6484 | 257.25 | -0.90877 | -0.16848
13278 | 09E20G12H09D05M01W03 | 2.38 | 32.01 | 0.65 | 11.77 | 46.81 | 3.8889 | 2399.6484 | 190.68 | -0.90877 | -0.060009
13279 | 09E20G12H09D07M01W02 | 2.44 | 33.04 | 0.65 | 16.56 | 52.69 | 4.0444 | 2469.3818 | 258.09 | -0.97018 | -0.19316
13280 | 09E20G12H09D07M01W03 | 2.44 | 33.04 | 0.65 | 11.77 | 47.9 | 4.0444 | 2469.3818 | 191.52 | -0.97018 | -0.084692
13281 | 09E20G12H09D07M01W04 | 2.44 | 33.04 | 0.65 | 8.6 | 44.73 | 4.0444 | 2469.3818 | 147.63 | -0.97018 | -0.012908
13282 | 09E20G12H09D07M02W02 | 2.08 | 30.34 | 0.65 | 16.56 | 49.63 | 4.0444 | 2239.6718 | 253.89 | -0.80918 | -0.12387
13283 | 09E20G12H10D05M01W02 | 2.81 | 28.51 | 0.65 | 16.56 | 48.53 | 3.4222 | 2188.3973 | 262.92 | -0.70006 | -0.098958
13284 | 09E20G12H10D05M01W03 | 2.81 | 28.51 | 0.65 | 11.77 | 43.74 | 3.4222 | 2188.3973 | 196.35 | -0.70006 | 0.0095109
13285 | 09E20G12H10D07M01W02 | 2.88 | 29.42 | 0.65 | 16.56 | 49.51 | 3.5 | 2249.9268 | 263.76 | -0.75432 | -0.12115
13286 | 09E20G12H10D07M01W03 | 2.88 | 29.42 | 0.65 | 11.77 | 44.72 | 3.5 | 2249.9268 | 197.19 | -0.75432 | -0.012681
13287 | 09E20G12H10D07M01W04 | 2.88 | 29.42 | 0.65 | 8.6 | 41.55 | 3.5 | 2249.9268 | 153.3 | -0.75432 | 0.059103
13288 | 09E20G12H10D07M02W02 | 2.46 | 27.01 | 0.65 | 16.56 | 46.68 | 3.5 | 2040.7266 | 258.72 | -0.61061 | -0.057065
13289 | 09E20G12H11D05M01W02 | 2.81 | 27.36 | 0.65 | 16.56 | 47.38 | 3.1889 | 2135.0718 | 262.92 | -0.63148 | -0.072917
13290 | 09E20G12H11D05M01W03 | 2.81 | 27.36 | 0.65 | 11.77 | 42.59 | 3.1889 | 2135.0718 | 196.35 | -0.63148 | 0.035553
13291 | 09E20G12H11D06M01W02 | 2.5 | 24.28 | 0.65 | 16.56 | 43.99 | 2.8778 | 1917.6677 | 259.35 | -0.44782 | 0.0038496
13292 | 09E20G12H11D06M01W03 | 2.5 | 24.28 | 0.65 | 11.77 | 39.2 | 2.8778 | 1917.6677 | 192.78 | -0.44782 | 0.11232
13293 | 09E20G12H11D07M01W02 | 2.88 | 28.23 | 0.65 | 16.56 | 48.32 | 3.2667 | 2194.5502 | 263.76 | -0.68336 | -0.094203
13294 | 09E20G12H11D07M01W03 | 2.88 | 28.23 | 0.65 | 11.77 | 43.53 | 3.2667 | 2194.5502 | 197.19 | -0.68336 | 0.014266
13295 | 09E20G12H11D07M01W04 | 2.88 | 28.23 | 0.65 | 8.6 | 40.36 | 3.2667 | 2194.5502 | 153.3 | -0.68336 | 0.086051
13296 | 09E20G12H11D07M02W02 | 2.46 | 25.9 | 0.65 | 16.56 | 45.57 | 3.2667 | 1991.5031 | 258.72 | -0.54442 | -0.031929
13297 | 09E20G12H12D05M01W02 | 2.44 | 22.82 | 0.65 | 16.56 | 42.47 | 2.6444 | 1790.5069 | 258.93 | -0.36076 | 0.03827
13298 | 09E20G12H12D05M01W03 | 2.44 | 22.82 | 0.65 | 11.77 | 37.68 | 2.6444 | 1790.5069 | 192.36 | -0.36076 | 0.14674
13299 | 09E20G12H12D07M01W02 | 2.5 | 23.54 | 0.65 | 16.56 | 43.25 | 2.7222 | 1841.7814 | 259.77 | -0.4037 | 0.020607
13300 | 09E20G12H12D07M01W03 | 2.5 | 23.54 | 0.65 | 11.77 | 38.46 | 2.7222 | 1841.7814 | 193.2 | -0.4037 | 0.12908
13301 | 09E20G12H12D07M01W04 | 2.5 | 23.54 | 0.65 | 8.6 | 35.29 | 2.7222 | 1841.7814 | 149.31 | -0.4037 | 0.20086
13302 | 09E20G12H12D07M02W02 | 2.14 | 21.61 | 0.65 | 16.56 | 40.96 | 2.7222 | 1673.6009 | 255.36 | -0.28861 | 0.072464
13303 | 09E20G12H13D05M01W02 | 2.44 | 21.34 | 0.65 | 16.56 | 40.99 | 2.5667 | 1646.9382 | 258.93 | -0.27251 | 0.071784
13304 | 09E20G12H13D05M01W03 | 2.44 | 21.34 | 0.65 | 11.77 | 36.2 | 2.5667 | 1646.9382 | 192.36 | -0.27251 | 0.18025
13305 | 09E20G12H13D07M01W02 | 2.5 | 22.02 | 0.65 | 16.56 | 41.73 | 2.6444 | 1692.0598 | 259.77 | -0.31306 | 0.055027
13306 | 09E20G12H13D07M01W03 | 2.5 | 22.02 | 0.65 | 11.77 | 36.94 | 2.6444 | 1692.0598 | 193.2 | -0.31306 | 0.1635
13307 | 09E20G12H13D07M01W04 | 2.5 | 22.02 | 0.65 | 8.6 | 33.77 | 2.6444 | 1692.0598 | 149.31 | -0.31306 | 0.23528
13308 | 09E20G12H13D07M02W02 | 2.14 | 20.22 | 0.65 | 16.56 | 39.57 | 2.6444 | 1538.2362 | 255.36 | -0.20572 | 0.10394
13309 | 09E20G12H14D05M01W02 | 2.81 | 25.64 | 0.65 | 16.56 | 45.66 | 3.1111 | 1964.8403 | 262.92 | -0.52892 | -0.033967
13310 | 09E20G12H14D05M01W03 | 2.81 | 25.64 | 0.65 | 11.77 | 40.87 | 3.1111 | 1964.8403 | 196.35 | -0.52892 | 0.074502
13311 | 09E20G12H14D07M01W02 | 2.88 | 26.46 | 0.65 | 16.56 | 46.55 | 3.1889 | 2020.2168 | 263.76 | -0.57782 | -0.054121
13312 | 09E20G12H14D07M01W03 | 2.88 | 26.46 | 0.65 | 11.77 | 41.76 | 3.1889 | 2020.2168 | 197.19 | -0.57782 | 0.054348
13313 | 09E20G12H14D07M01W04 | 2.88 | 26.46 | 0.65 | 8.6 | 38.59 | 3.1889 | 2020.2168 | 153.3 | -0.57782 | 0.12613
13314 | 09E20G12H14D07M02W02 | 2.46 | 24.29 | 0.65 | 16.56 | 43.96 | 3.1889 | 1835.6285 | 258.72 | -0.44842 | 0.004529
13315 | 09E21G10H07D04M01W02 | 3.82 | 16.05 | 0.65 | 16.56 | 37.08 | 3.5778 | 1183.4163 | 274.89 | 0.042934 | 0.16033 | 1
13316 | 09E21G10H07D05M01W02 | 3.34 | 12.96 | 0.65 | 16.56 | 33.51 | 2.9556 | 988.5731 | 269.22 | 0.22719 | 0.24117 | 1
13317 | 09E21G10H07D05M01W03 | 3.34 | 12.96 | 0.65 | 11.77 | 28.72 | 2.9556 | 988.5731 | 202.65 | 0.22719 | 0.34964 | 1
13318 | 09E21G10H07D06M01W02 | 2.95 | 11.02 | 0.65 | 16.56 | 31.18 | 2.4889 | 865.5142 | 264.6 | 0.34287 | 0.29393 | 1
13319 | 09E21G10H07D06M01W03 | 2.95 | 11.02 | 0.65 | 11.77 | 26.39 | 2.4889 | 865.5142 | 198.03 | 0.34287 | 0.4024 | 1
13320 | 09E21G10H07D07M01W02 | 3.45 | 13.53 | 0.65 | 16.56 | 34.19 | 3.0333 | 1023.4398 | 270.48 | 0.1932 | 0.22577 | 1
13321 | 09E21G10H07D07M01W03 | 3.45 | 13.53 | 0.65 | 11.77 | 29.4 | 3.0333 | 1023.4398 | 203.91 | 0.1932 | 0.33424 | 1
13322 | 09E21G10H07D07M01W04 | 3.45 | 13.53 | 0.65 | 8.6 | 26.23 | 3.0333 | 1023.4398 | 160.02 | 0.1932 | 0.40602 | 1
13323 | 09E21G10H07D07M02W02 | 3.25 | 11.88 | 0.65 | 16.56 | 32.34 | 2.9556 | 916.7887 | 268.17 | 0.29159 | 0.26766 | 1
13324 | 09E21G10H08D05M01W02 | 2.94 | 12.96 | 0.65 | 16.56 | 33.11 | 2.9556 | 988.5731 | 264.18 | 0.22719 | 0.25023 | 1
13325 | 09E21G10H08D05M01W03 | 2.94 | 12.96 | 0.65 | 11.77 | 28.32 | 2.9556 | 988.5731 | 197.61 | 0.22719 | 0.3587 | 1
13326 | 09E21G10H08D06M01W02 | 2.6 | 11.02 | 0.65 | 16.56 | 30.83 | 2.4889 | 865.5142 | 259.98 | 0.34287 | 0.30186 | 1
13327 | 09E21G10H08D06M01W03 | 2.6 | 11.02 | 0.65 | 11.77 | 26.04 | 2.4889 | 865.5142 | 193.41 | 0.34287 | 0.41033 | 1
13328 | 09E21G10H08D07M01W02 | 3.04 | 13.53 | 0.65 | 16.56 | 33.78 | 3.0333 | 1023.4398 | 265.23 | 0.1932 | 0.23505 | 1
13329 | 09E21G10H08D07M01W03 | 3.04 | 13.53 | 0.65 | 11.77 | 28.99 | 3.0333 | 1023.4398 | 198.66 | 0.1932 | 0.34352 | 1
13330 | 09E21G10H08D07M01W04 | 3.04 | 13.53 | 0.65 | 8.6 | 25.82 | 3.0333 | 1023.4398 | 154.77 | 0.1932 | 0.41531 | 1
13331 | 09E21G10H08D07M02W02 | 2.86 | 11.88 | 0.65 | 16.56 | 31.95 | 2.9556 | 916.7887 | 263.13 | 0.29159 | 0.27649 | 1
13332 | 09E21G10H09D05M01W02 | 2.83 | 12.96 | 0.65 | 16.56 | 33 | 2.9556 | 988.5731 | 262.71 | 0.22719 | 0.25272 | 1
13333 | 09E21G10H09D05M01W03 | 2.83 | 12.96 | 0.65 | 11.77 | 28.21 | 2.9556 | 988.5731 | 196.14 | 0.22719 | 0.36119 | 1
13334 | 09E21G10H09D07M01W02 | 2.92 | 13.53 | 0.65 | 16.56 | 33.66 | 3.0333 | 1023.4398 | 263.76 | 0.1932 | 0.23777 | 1
13335 | 09E21G10H09D07M01W03 | 2.92 | 13.53 | 0.65 | 11.77 | 28.87 | 3.0333 | 1023.4398 | 197.19 | 0.1932 | 0.34624 | 1
13336 | 09E21G10H09D07M01W04 | 2.92 | 13.53 | 0.65 | 8.6 | 25.7 | 3.0333 | 1023.4398 | 153.3 | 0.1932 | 0.41803 | 1
13337 | 09E21G10H09D07M02W02 | 2.76 | 11.88 | 0.65 | 16.56 | 31.85 | 2.9556 | 916.7887 | 261.66 | 0.29159 | 0.27876 | 1
13338 | 09E21G10H10D05M01W02 | 3.34 | 11.52 | 0.65 | 16.56 | 32.07 | 2.5667 | 908.5848 | 269.22 | 0.31306 | 0.27378 | 1
13339 | 09E21G10H10D05M01W03 | 3.34 | 11.52 | 0.65 | 11.77 | 27.28 | 2.5667 | 908.5848 | 202.65 | 0.31306 | 0.38225 | 1
13340 | 09E21G10H10D07M01W02 | 3.45 | 12.02 | 0.65 | 16.56 | 32.68 | 2.6444 | 939.3495 | 270.48 | 0.28324 | 0.25996 | 1
13341 | 09E21G10H10D07M01W03 | 3.45 | 12.02 | 0.65 | 11.77 | 27.89 | 2.6444 | 939.3495 | 203.91 | 0.28324 | 0.36843 | 1
13342 | 09E21G10H10D07M01W04 | 3.45 | 12.02 | 0.65 | 8.6 | 24.72 | 2.6444 | 939.3495 | 160.02 | 0.28324 | 0.44022 | 1
13343 | 09E21G10H10D07M02W02 | 3.25 | 10.56 | 0.65 | 16.56 | 31.02 | 2.5667 | 842.9534 | 268.17 | 0.3703 | 0.29755 | 1
13344 | 09E21G10H11D05M01W02 | 3.34 | 11.03 | 0.65 | 16.56 | 31.58 | 2.4111 | 886.024 | 269.22 | 0.34228 | 0.28487 | 1
13345 | 09E21G10H11D05M01W03 | 3.34 | 11.03 | 0.65 | 11.77 | 26.79 | 2.4111 | 886.024 | 202.65 | 0.34228 | 0.39334 | 1
13346 | 09E21G10H11D06M01W02 | 2.95 | 9.4 | 0.65 | 16.56 | 29.56 | 2.0222 | 779.373 | 264.6 | 0.43948 | 0.33062 | 1
13347 | 09E21G10H11D06M01W03 | 2.95 | 9.4 | 0.65 | 11.77 | 24.77 | 2.0222 | 779.373 | 198.03 | 0.43948 | 0.43909 | 2
13348 | 09E21G10H11D07M01W02 | 3.45 | 11.51 | 0.65 | 16.56 | 32.17 | 2.4889 | 916.7887 | 270.48 | 0.31366 | 0.27151 | 1
13349 | 09E21G10H11D07M01W03 | 3.45 | 11.51 | 0.65 | 11.77 | 27.38 | 2.4889 | 916.7887 | 203.91 | 0.31366 | 0.37998 | 1
13350 | 09E21G10H11D07M01W04 | 3.45 | 11.51 | 0.65 | 8.6 | 24.21 | 2.4889 | 916.7887 | 160.02 | 0.31366 | 0.45177 | 1
13351 | 09E21G10H11D07M02W02 | 3.25 | 10.11 | 0.65 | 16.56 | 30.57 | 2.4111 | 822.4436 | 268.17 | 0.39714 | 0.30774 | 1
13352 | 09E21G10H12D05M01W02 | 2.9 | 9.2 | 0.65 | 16.56 | 29.31 | 2.0222 | 750.6592 | 264.6 | 0.4514 | 0.33628 | 1
13353 | 09E21G10H12D05M01W03 | 2.9 | 9.2 | 0.65 | 11.77 | 24.52 | 2.0222 | 750.6592 | 198.03 | 0.4514 | 0.44475 | 2
13354 | 09E21G10H12D07M01W02 | 3 | 9.6 | 0.65 | 16.56 | 29.81 | 2.1 | 775.271 | 265.65 | 0.42755 | 0.32495 | 1
13355 | 09E21G10H12D07M01W03 | 3 | 9.6 | 0.65 | 11.77 | 25.02 | 2.1 | 775.271 | 199.08 | 0.42755 | 0.43342 | 2
13356 | 09E21G10H12D07M01W04 | 3 | 9.6 | 0.65 | 8.6 | 21.85 | 2.1 | 775.271 | 155.19 | 0.42755 | 0.50521 | 2
13357 | 09E21G10H12D07M02W02 | 2.82 | 8.43 | 0.65 | 16.56 | 28.46 | 2.0222 | 695.2827 | 263.55 | 0.49732 | 0.35553 | 2
13358 | 09E21G10H13D05M01W02 | 2.9 | 8.63 | 0.65 | 16.56 | 28.74 | 1.9444 | 699.3847 | 264.6 | 0.48539 | 0.34918 | 1
13359 | 09E21G10H13D05M01W03 | 2.9 | 8.63 | 0.65 | 11.77 | 23.95 | 1.9444 | 699.3847 | 198.03 | 0.48539 | 0.45765 | 2
13360 | 09E21G10H13D07M01W02 | 3 | 9.01 | 0.65 | 16.56 | 29.22 | 2.0222 | 721.9455 | 265.65 | 0.46273 | 0.33832 | 1
13361 | 09E21G10H13D07M01W03 | 3 | 9.01 | 0.65 | 11.77 | 24.43 | 2.0222 | 721.9455 | 199.08 | 0.46273 | 0.44678 | 2
13362 | 09E21G10H13D07M01W04 | 3 | 9.01 | 0.65 | 8.6 | 21.26 | 2.0222 | 721.9455 | 155.19 | 0.46273 | 0.51857 | 2
13363 | 09E21G10H13D07M02W02 | 2.82 | 7.91 | 0.65 | 16.56 | 27.94 | 1.9444 | 648.1102 | 263.55 | 0.52832 | 0.3673 | 2
13364 | 09E21G10H14D05M01W02 | 3.34 | 10.37 | 0.65 | 16.56 | 30.92 | 2.3333 | 826.5456 | 269.22 | 0.38163 | 0.29982 | 1
13365 | 09E21G10H14D05M01W03 | 3.34 | 10.37 | 0.65 | 11.77 | 26.13 | 2.3333 | 826.5456 | 202.65 | 0.38163 | 0.40829 | 1
13366 | 09E21G10H14D07M01W02 | 3.45 | 10.82 | 0.65 | 16.56 | 31.48 | 2.4111 | 855.2593 | 270.48 | 0.3548 | 0.28714 | 1
13367 | 09E21G10H14D07M01W03 | 3.45 | 10.82 | 0.65 | 11.77 | 26.69 | 2.4111 | 855.2593 | 203.91 | 0.3548 | 0.39561 | 1
13368 | 09E21G10H14D07M01W04 | 3.45 | 10.82 | 0.65 | 8.6 | 23.52 | 2.4111 | 855.2593 | 160.02 | 0.3548 | 0.46739 | 1
13369 | 09E21G10H14D07M02W02 | 3.25 | 9.5 | 0.65 | 16.56 | 29.96 | 2.3333 | 767.0671 | 268.17 | 0.43351 | 0.32156 | 1
13370 | 09E21G11H07D04M01W02 | 4.77 | 11.88 | 0.65 | 16.56 | 33.86 | 3.1889 | 922.9417 | 286.02 | 0.29159 | 0.23324 | 1
13371 | 09E21G11H07D05M01W02 | 4.2 | 9.63 | 0.65 | 16.56 | 31.04 | 2.5667 | 781.424 | 279.3 | 0.42576 | 0.2971 | 1
13372 | 09E21G11H07D05M01W03 | 4.2 | 9.63 | 0.65 | 11.77 | 26.25 | 2.5667 | 781.424 | 212.73 | 0.42576 | 0.40557 | 2
13373 | 09E21G11H07D06M01W02 | 3.7 | 8.11 | 0.65 | 16.56 | 29.02 | 2.1778 | 680.9259 | 273.63 | 0.5164 | 0.34284 | 1
13374 | 09E21G11H07D06M01W03 | 3.7 | 8.11 | 0.65 | 11.77 | 24.23 | 2.1778 | 680.9259 | 207.06 | 0.5164 | 0.45131 | 2
13375 | 09E21G11H07D07M01W02 | 4.32 | 10.08 | 0.65 | 16.56 | 31.61 | 2.7222 | 810.1377 | 280.77 | 0.39893 | 0.28419 | 1
13376 | 09E21G11H07D07M01W03 | 4.32 | 10.08 | 0.65 | 11.77 | 26.82 | 2.7222 | 810.1377 | 214.2 | 0.39893 | 0.39266 | 1
13377 | 09E21G11H07D07M01W04 | 4.32 | 10.08 | 0.65 | 8.6 | 23.65 | 2.7222 | 810.1377 | 170.31 | 0.39893 | 0.46445 | 1
13378 | 09E21G11H07D07M02W02 | 4.12 | 8.63 | 0.65 | 16.56 | 29.96 | 2.5667 | 713.7416 | 278.46 | 0.48539 | 0.32156 | 1
13379 | 09E21G11H08D05M01W02 | 3.7 | 9.63 | 0.65 | 16.56 | 30.54 | 2.5667 | 781.424 | 272.79 | 0.42576 | 0.30842 | 1
13380 | 09E21G11H08D05M01W03 | 3.7 | 9.63 | 0.65 | 11.77 | 25.75 | 2.5667 | 781.424 | 206.22 | 0.42576 | 0.41689 | 2
13381 | 09E21G11H08D06M01W02 | 3.26 | 8.11 | 0.65 | 16.56 | 28.58 | 2.1778 | 680.9259 | 267.75 | 0.5164 | 0.35281 | 2
13382 | 09E21G11H08D06M01W03 | 3.26 | 8.11 | 0.65 | 11.77 | 23.79 | 2.1778 | 680.9259 | 201.18 | 0.5164 | 0.46128 | 2
13383 | 09E21G11H08D07M01W02 | 3.81 | 10.08 | 0.65 | 16.56 | 31.1 | 2.7222 | 810.1377 | 274.05 | 0.39893 | 0.29574 | 1
13384 | 09E21G11H08D07M01W03 | 3.81 | 10.08 | 0.65 | 11.77 | 26.31 | 2.7222 | 810.1377 | 207.48 | 0.39893 | 0.40421 | 1
13385 | 09E21G11H08D07M01W04 | 3.81 | 10.08 | 0.65 | 8.6 | 23.14 | 2.7222 | 810.1377 | 163.59 | 0.39893 | 0.476 | 1
13386 | 09E21G11H08D07M02W02 | 3.63 | 8.63 | 0.65 | 16.56 | 29.47 | 2.5667 | 713.7416 | 272.16 | 0.48539 | 0.33265 | 1
13387 | 09E21G11H09D05M01W02 | 3.56 | 9.63 | 0.65 | 16.56 | 30.4 | 2.5667 | 781.424 | 271.11 | 0.42576 | 0.31159 | 1
13388 | 09E21G11H09D05M01W03 | 3.56 | 9.63 | 0.65 | 11.77 | 25.61 | 2.5667 | 781.424 | 204.54 | 0.42576 | 0.42006 | 2
13389 | 09E21G11H09D07M01W02 | 3.66 | 10.08 | 0.65 | 16.56 | 30.95 | 2.7222 | 810.1377 | 272.16 | 0.39893 | 0.29914 | 1
13390 | 09E21G11H09D07M01W03 | 3.66 | 10.08 | 0.65 | 11.77 | 26.16 | 2.7222 | 810.1377 | 205.59 | 0.39893 | 0.40761 | 1
13391 | 09E21G11H09D07M01W04 | 3.66 | 10.08 | 0.65 | 8.6 | 22.99 | 2.7222 | 810.1377 | 161.7 | 0.39893 | 0.47939 | 1
13392 | 09E21G11H09D07M02W02 | 3.49 | 8.63 | 0.65 | 16.56 | 29.33 | 2.5667 | 713.7416 | 270.27 | 0.48539 | 0.33582 | 1
13393 | 09E21G11H10D05M01W02 | 4.2 | 8.56 | 0.65 | 16.56 | 29.97 | 2.2556 | 721.9455 | 279.3 | 0.48956 | 0.32133 | 1
13394 | 09E21G11H10D05M01W03 | 4.2 | 8.56 | 0.65 | 11.77 | 25.18 | 2.2556 | 721.9455 | 212.73 | 0.48956 | 0.4298 | 2
13395 | 09E21G11H10D07M01W02 | 4.32 | 8.95 | 0.65 | 16.56 | 30.48 | 2.3333 | 746.5573 | 280.77 | 0.46631 | 0.30978 | 1
13396 | 09E21G11H10D07M01W03 | 4.32 | 8.95 | 0.65 | 11.77 | 25.69 | 2.3333 | 746.5573 | 214.2 | 0.46631 | 0.41825 | 2
13397 | 09E21G11H10D07M01W04 | 4.32 | 8.95 | 0.65 | 8.6 | 22.52 | 2.3333 | 746.5573 | 170.31 | 0.46631 | 0.49004 | 2
13398 | 09E21G11H10D07M02W02 | 4.12 | 7.67 | 0.65 | 16.56 | 29 | 2.1778 | 660.4161 | 278.46 | 0.54264 | 0.3433 | 1
13399 | 09E21G11H11D05M01W02 | 4.2 | 8.19 | 0.65 | 16.56 | 29.6 | 2.1 | 705.5377 | 279.3 | 0.51163 | 0.32971 | 1
13400 | 09E21G11H11D05M01W03 | 4.2 | 8.19 | 0.65 | 11.77 | 24.81 | 2.1 | 705.5377 | 212.73 | 0.51163 | 0.43818 | 2
13401 | 09E21G11H11D06M01W02 | 3.7 | 6.92 | 0.65 | 16.56 | 27.83 | 1.7889 | 619.3964 | 273.63 | 0.58736 | 0.36979 | 2
13402 | 09E21G11H11D06M01W03 | 3.7 | 6.92 | 0.65 | 11.77 | 23.04 | 1.7889 | 619.3964 | 207.06 | 0.58736 | 0.47826 | 2
13403 | 09E21G11H11D07M01W02 | 4.32 | 8.57 | 0.65 | 16.56 | 30.1 | 2.1778 | 730.1494 | 280.77 | 0.48897 | 0.31839 | 1
13404 | 09E21G11H11D07M01W03 | 4.32 | 8.57 | 0.65 | 11.77 | 25.31 | 2.1778 | 730.1494 | 214.2 | 0.48897 | 0.42686 | 2
13405 | 09E21G11H11D07M01W04 | 4.32 | 8.57 | 0.65 | 8.6 | 22.14 | 2.1778 | 730.1494 | 170.31 | 0.48897 | 0.49864 | 2
13406 | 09E21G11H11D07M02W02 | 4.12 | 7.33 | 0.65 | 16.56 | 28.66 | 2.1 | 646.0592 | 278.46 | 0.56291 | 0.351 | 2
13407 | 09E21G11H12D05M01W02 | 3.65 | 6.84 | 0.65 | 16.56 | 27.7 | 1.7111 | 596.8356 | 273.42 | 0.59213 | 0.37274 | 2
13408 | 09E21G11H12D05M01W03 | 3.65 | 6.84 | 0.65 | 11.77 | 22.91 | 1.7111 | 596.8356 | 206.85 | 0.59213 | 0.4812 | 2
13409 | 09E21G11H12D07M01W02 | 3.75 | 7.15 | 0.65 | 16.56 | 28.11 | 1.8667 | 617.3454 | 274.68 | 0.57364 | 0.36345 | 2
13410 | 09E21G11H12D07M01W03 | 3.75 | 7.15 | 0.65 | 11.77 | 23.32 | 1.8667 | 617.3454 | 208.11 | 0.57364 | 0.47192 | 2
13411 | 09E21G11H12D07M01W04 | 3.75 | 7.15 | 0.65 | 8.6 | 20.15 | 1.8667 | 617.3454 | 164.22 | 0.57364 | 0.5437 | 2
13412 | 09E21G11H12D07M02W02 | 3.58 | 6.12 | 0.65 | 16.56 | 26.91 | 1.7111 | 549.6631 | 272.79 | 0.63506 | 0.39062 | 2
13413 | 09E21G11H13D05M01W02 | 3.65 | 6.42 | 0.65 | 16.56 | 27.28 | 1.7111 | 557.867 | 273.42 | 0.61717 | 0.38225 | 2
13414 | 09E21G11H13D05M01W03 | 3.65 | 6.42 | 0.65 | 11.77 | 22.49 | 1.7111 | 557.867 | 206.85 | 0.61717 | 0.49072 | 2
13415 | 09E21G11H13D07M01W02 | 3.75 | 6.71 | 0.65 | 16.56 | 27.67 | 1.7889 | 578.3768 | 274.68 | 0.59988 | 0.37341 | 2
13416 | 09E21G11H13D07M01W03 | 3.75 | 6.71 | 0.65 | 11.77 | 22.88 | 1.7889 | 578.3768 | 208.11 | 0.59988 | 0.48188 | 2
13417 | 09E21G11H13D07M01W04 | 3.75 | 6.71 | 0.65 | 8.6 | 19.71 | 1.7889 | 578.3768 | 164.22 | 0.59988 | 0.55367 | 2
13418 | 09E21G11H13D07M02W02 | 3.58 | 5.75 | 0.65 | 16.56 | 26.54 | 1.6333 | 514.7964 | 272.79 | 0.65713 | 0.399 | 2
13419 | 09E21G11H14D05M01W02 | 4.2 | 7.71 | 0.65 | 16.56 | 29.12 | 2.0222 | 660.4161 | 279.3 | 0.54025 | 0.34058 | 1
13420 | 09E21G11H14D05M01W03 | 4.2 | 7.71 | 0.65 | 11.77 | 24.33 | 2.0222 | 660.4161 | 212.73 | 0.54025 | 0.44905 | 2
13421 | 09E21G11H14D07M01W02 | 4.32 | 8.06 | 0.65 | 16.56 | 29.59 | 2.1 | 685.0278 | 280.77 | 0.51938 | 0.32994 | 1
13422 | 09E21G11H14D07M01W03 | 4.32 | 8.06 | 0.65 | 11.77 | 24.8 | 2.1 | 685.0278 | 214.2 | 0.51938 | 0.43841 | 2
13423 | 09E21G11H14D07M01W04 | 4.32 | 8.06 | 0.65 | 8.6 | 21.63 | 2.1 | 685.0278 | 170.31 | 0.51938 | 0.51019 | 2
13424 | 09E21G11H14D07M02W02 | 4.12 | 6.9 | 0.65 | 16.56 | 28.23 | 2.0222 | 607.0905 | 278.46 | 0.58855 | 0.36073 | 2
13425 | 09E21G12H07D04M01W02 | 2.49 | 37.87 | 0.65 | 16.56 | 57.57 | 4.5111 | 2791.3859 | 259.14 | -1.2582 | -0.30367
13426 | 09E21G12H07D05M01W02 | 2.16 | 30.7 | 0.65 | 16.56 | 50.07 | 3.8111 | 2301.2013 | 255.36 | -0.83065 | -0.13383
13427 | 09E21G12H07D05M01W03 | 2.16 | 30.7 | 0.65 | 11.77 | 45.28 | 3.8111 | 2301.2013 | 188.79 | -0.83065 | -0.025362
13428 | 09E21G12H07D06M01W02 | 1.91 | 27.13 | 0.65 | 16.56 | 46.25 | 3.4222 | 2059.1855 | 252.42 | -0.61777 | -0.047328
13429 | 09E21G12H07D06M01W03 | 1.91 | 27.13 | 0.65 | 11.77 | 41.46 | 3.4222 | 2059.1855 | 185.85 | -0.61777 | 0.061141
13430 | 09E21G12H07D07M01W02 | 2.23 | 31.72 | 0.65 | 16.56 | 51.16 | 3.9667 | 2368.8837 | 255.99 | -0.89147 | -0.15851
13431 | 09E21G12H07D07M01W03 | 2.23 | 31.72 | 0.65 | 11.77 | 46.37 | 3.9667 | 2368.8837 | 189.42 | -0.89147 | -0.050045
13432 | 09E21G12H07D07M01W04 | 2.23 | 31.72 | 0.65 | 8.6 | 43.2 | 3.9667 | 2368.8837 | 145.53 | -0.89147 | 0.021739
13433 | 09E21G12H07D07M02W02 | 1.87 | 29.18 | 0.65 | 16.56 | 48.26 | 3.9667 | 2157.6326 | 251.79 | -0.74001 | -0.092844
13434 | 09E21G12H08D05M01W02 | 1.9 | 30.7 | 0.65 | 16.56 | 49.81 | 3.8111 | 2301.2013 | 252 | -0.83065 | -0.12794
13435 | 09E21G12H08D05M01W03 | 1.9 | 30.7 | 0.65 | 11.77 | 45.02 | 3.8111 | 2301.2013 | 185.43 | -0.83065 | -0.019475
13436 | 09E21G12H08D06M01W02 | 1.68 | 27.13 | 0.65 | 16.56 | 46.02 | 3.4222 | 2059.1855 | 249.27 | -0.61777 | -0.04212
13437 | 09E21G12H08D06M01W03 | 1.68 | 27.13 | 0.65 | 11.77 | 41.23 | 3.4222 | 2059.1855 | 182.7 | -0.61777 | 0.06635
13438 | 09E21G12H08D07M01W02 | 1.96 | 31.72 | 0.65 | 16.56 | 50.89 | 3.9667 | 2368.8837 | 252.63 | -0.89147 | -0.1524
13439 | 09E21G12H08D07M01W03 | 1.96 | 31.72 | 0.65 | 11.77 | 46.1 | 3.9667 | 2368.8837 | 186.06 | -0.89147 | -0.043931
13440 | 09E21G12H08D07M01W04 | 1.96 | 31.72 | 0.65 | 8.6 | 42.93 | 3.9667 | 2368.8837 | 142.17 | -0.89147 | 0.027853
13441 | 09E21G12H08D07M02W02 | 1.65 | 29.18 | 0.65 | 16.56 | 48.04 | 3.9667 | 2157.6326 | 249.06 | -0.74001 | -0.087862
13442 | 09E21G12H09D05M01W02 | 1.83 | 30.7 | 0.65 | 16.56 | 49.74 | 3.8111 | 2301.2013 | 250.95 | -0.83065 | -0.12636
13443 | 09E21G12H09D05M01W03 | 1.83 | 30.7 | 0.65 | 11.77 | 44.95 | 3.8111 | 2301.2013 | 184.38 | -0.83065 | -0.017889
13444 | 09E21G12H09D07M01W02 | 1.89 | 31.72 | 0.65 | 16.56 | 50.82 | 3.9667 | 2368.8837 | 251.58 | -0.89147 | -0.15082
13445 | 09E21G12H09D07M01W03 | 1.89 | 31.72 | 0.65 | 11.77 | 46.03 | 3.9667 | 2368.8837 | 185.01 | -0.89147 | -0.042346
13446 | 09E21G12H09D07M01W04 | 1.89 | 31.72 | 0.65 | 8.6 | 42.86 | 3.9667 | 2368.8837 | 141.12 | -0.89147 | 0.029438
13447 | 09E21G12H09D07M02W02 | 1.59 | 29.18 | 0.65 | 16.56 | 47.98 | 3.9667 | 2157.6326 | 248.22 | -0.74001 | -0.086504
13448 | 09E21G12H10D05M01W02 | 2.16 | 27.35 | 0.65 | 16.56 | 46.72 | 3.3444 | 2098.1541 | 255.36 | -0.63089 | -0.057971
13449 | 09E21G12H10D05M01W03 | 2.16 | 27.35 | 0.65 | 11.77 | 41.93 | 3.3444 | 2098.1541 | 188.79 | -0.63089 | 0.050498
13450 | 09E21G12H10D07M01W02 | 2.23 | 28.26 | 0.65 | 16.56 | 47.7 | 3.4222 | 2159.6836 | 255.99 | -0.68515 | -0.080163
13451 | 09E21G12H10D07M01W03 | 2.23 | 28.26 | 0.65 | 11.77 | 42.91 | 3.4222 | 2159.6836 | 189.42 | -0.68515 | 0.028306
13452 | 09E21G12H10D07M01W04 | 2.23 | 28.26 | 0.65 | 8.6 | 39.74 | 3.4222 | 2159.6836 | 145.53 | -0.68515 | 0.10009
13453 | 09E21G12H10D07M02W02 | 1.87 | 25.98 | 0.65 | 16.56 | 45.06 | 3.4222 | 1964.8403 | 251.79 | -0.54919 | -0.02038
13454 | 09E21G12H11D05M01W02 | 2.16 | 26.25 | 0.65 | 16.56 | 45.62 | 3.1111 | 2046.8796 | 255.36 | -0.5653 | -0.033062
13455 | 09E21G12H11D05M01W03 | 2.16 | 26.25 | 0.65 | 11.77 | 40.83 | 3.1111 | 2046.8796 | 188.79 | -0.5653 | 0.075408
13456 | 09E21G12H11D06M01W02 | 1.91 | 23.22 | 0.65 | 16.56 | 42.34 | 2.8 | 1835.6285 | 252.42 | -0.38462 | 0.041214
13457 | 09E21G12H11D06M01W03 | 1.91 | 23.22 | 0.65 | 11.77 | 37.55 | 2.8 | 1835.6285 | 185.85 | -0.38462 | 0.14968
13458 | 09E21G12H11D07M01W02 | 2.23 | 27.11 | 0.65 | 16.56 | 46.55 | 3.1889 | 2106.358 | 255.99 | -0.61658 | -0.054121
13459 | 09E21G12H11D07M01W03 | 2.23 | 27.11 | 0.65 | 11.77 | 41.76 | 3.1889 | 2106.358 | 189.42 | -0.61658 | 0.054348
13460 | 09E21G12H11D07M01W04 | 2.23 | 27.11 | 0.65 | 8.6 | 38.59 | 3.1889 | 2106.358 | 145.53 | -0.61658 | 0.12613
13461 | 09E21G12H11D07M02W02 | 1.87 | 24.92 | 0.65 | 16.56 | 44 | 3.1889 | 1917.6677 | 251.79 | -0.48599 | 0.0036232
13462 | 09E21G12H12D05M01W02 | 1.88 | 21.89 | 0.65 | 16.56 | 40.98 | 2.5667 | 1720.7735 | 252.21 | -0.30531 | 0.072011
13463 | 09E21G12H12D05M01W03 | 1.88 | 21.89 | 0.65 | 11.77 | 36.19 | 2.5667 | 1720.7735 | 185.64 | -0.30531 | 0.18048
13464 | 09E21G12H12D07M01W02 | 1.93 | 22.61 | 0.65 | 16.56 | 41.75 | 2.6444 | 1769.9971 | 253.05 | -0.34824 | 0.054574
13465 | 09E21G12H12D07M01W03 | 1.93 | 22.61 | 0.65 | 11.77 | 36.96 | 2.6444 | 1769.9971 | 186.48 | -0.34824 | 0.16304
13466 | 09E21G12H12D07M01W04 | 1.93 | 22.61 | 0.65 | 8.6 | 33.79 | 2.6444 | 1769.9971 | 142.59 | -0.34824 | 0.23483
13467 | 09E21G12H12D07M02W02 | 1.62 | 20.78 | 0.65 | 16.56 | 39.61 | 2.6444 | 1612.0715 | 249.27 | -0.23912 | 0.10303
13468 | 09E21G12H13D05M01W02 | 1.88 | 20.47 | 0.65 | 16.56 | 39.56 | 2.4889 | 1581.3068 | 252.21 | -0.22063 | 0.10417
13469 | 09E21G12H13D05M01W03 | 1.88 | 20.47 | 0.65 | 11.77 | 34.77 | 2.4889 | 1581.3068 | 185.64 | -0.22063 | 0.21264
13470 | 09E21G12H13D07M01W02 | 1.93 | 21.15 | 0.65 | 16.56 | 40.29 | 2.5667 | 1626.4284 | 253.05 | -0.26118 | 0.087636
13471 | 09E21G12H13D07M01W03 | 1.93 | 21.15 | 0.65 | 11.77 | 35.5 | 2.5667 | 1626.4284 | 186.48 | -0.26118 | 0.19611
13472 | 09E21G12H13D07M01W04 | 1.93 | 21.15 | 0.65 | 8.6 | 32.33 | 2.5667 | 1626.4284 | 142.59 | -0.26118 | 0.26789
13473 | 09E21G12H13D07M02W02 | 1.62 | 19.45 | 0.65 | 16.56 | 38.28 | 2.5667 | 1482.8597 | 249.27 | -0.15981 | 0.13315
13474 | 09E21G12H14D05M01W02 | 2.16 | 24.59 | 0.65 | 16.56 | 43.96 | 3.0333 | 1884.852 | 255.36 | -0.46631 | 0.004529
13475 | 09E21G12H14D05M01W03 | 2.16 | 24.59 | 0.65 | 11.77 | 39.17 | 3.0333 | 1884.852 | 188.79 | -0.46631 | 0.113
13476 | 09E21G12H14D07M01W02 | 2.23 | 25.41 | 0.65 | 16.56 | 44.85 | 3.1111 | 1938.1776 | 255.99 | -0.51521 | -0.015625
13477 | 09E21G12H14D07M01W03 | 2.23 | 25.41 | 0.65 | 11.77 | 40.06 | 3.1111 | 1938.1776 | 189.42 | -0.51521 | 0.092844
13478 | 09E21G12H14D07M01W04 | 2.23 | 25.41 | 0.65 | 8.6 | 36.89 | 3.1111 | 1938.1776 | 145.53 | -0.51521 | 0.16463
13479 | 09E21G12H14D07M02W02 | 1.87 | 23.36 | 0.65 | 16.56 | 42.44 | 3.1111 | 1765.8951 | 251.79 | -0.39296 | 0.038949
13480 | 09E22G10H07D04M01W02 | 4.01 | 9.03 | 0.65 | 16.56 | 30.25 | 2.6444 | 736.3024 | 276.99 | 0.46154 | 0.31499 | 1
13481 | 09E22G10H07D05M01W02 | 3.52 | 7.62 | 0.65 | 16.56 | 28.35 | 2.2556 | 646.0592 | 271.32 | 0.54562 | 0.35802 | 2
13482 | 09E22G10H07D05M01W03 | 3.52 | 7.62 | 0.65 | 11.77 | 23.56 | 2.2556 | 646.0592 | 204.75 | 0.54562 | 0.46649 | 2
13483 | 09E22G10H07D06M01W02 | 3.1 | 6.72 | 0.65 | 16.56 | 27.03 | 1.9444 | 586.5807 | 266.49 | 0.59928 | 0.38791 | 2
13484 | 09E22G10H07D06M01W03 | 3.1 | 6.72 | 0.65 | 11.77 | 22.24 | 1.9444 | 586.5807 | 199.92 | 0.59928 | 0.49638 | 2
13485 | 09E22G10H07D07M01W02 | 3.63 | 7.87 | 0.65 | 16.56 | 28.71 | 2.3333 | 662.467 | 272.58 | 0.53071 | 0.34986 | 1
13486 | 09E22G10H07D07M01W03 | 3.63 | 7.87 | 0.65 | 11.77 | 23.92 | 2.3333 | 662.467 | 206.01 | 0.53071 | 0.45833 | 2
13487 | 09E22G10H07D07M01W04 | 3.63 | 7.87 | 0.65 | 8.6 | 20.75 | 2.3333 | 662.467 | 162.12 | 0.53071 | 0.53012 | 2
13488 | 09E22G10H07D07M02W02 | 3.44 | 6.78 | 0.65 | 16.56 | 27.43 | 2.1778 | 588.6317 | 270.27 | 0.59571 | 0.37885 | 2
13489 | 09E22G10H08D05M01W02 | 3.1 | 7.62 | 0.65 | 16.56 | 27.93 | 2.2556 | 646.0592 | 265.86 | 0.54562 | 0.36753 | 2
13490 | 09E22G10H08D05M01W03 | 3.1 | 7.62 | 0.65 | 11.77 | 23.14 | 2.2556 | 646.0592 | 199.29 | 0.54562 | 0.476 | 2
13491 | 09E22G10H08D06M01W02 | 2.73 | 6.72 | 0.65 | 16.56 | 26.66 | 1.9444 | 586.5807 | 261.66 | 0.59928 | 0.39629 | 2
13492 | 09E22G10H08D06M01W03 | 2.73 | 6.72 | 0.65 | 11.77 | 21.87 | 1.9444 | 586.5807 | 195.09 | 0.59928 | 0.50476 | 2
13493 | 09E22G10H08D07M01W02 | 3.2 | 7.87 | 0.65 | 16.56 | 28.28 | 2.3333 | 662.467 | 266.91 | 0.53071 | 0.3596 | 2
13494 | 09E22G10H08D07M01W03 | 3.2 | 7.87 | 0.65 | 11.77 | 23.49 | 2.3333 | 662.467 | 200.34 | 0.53071 | 0.46807 | 2
13495 | 09E22G10H08D07M01W04 | 3.2 | 7.87 | 0.65 | 8.6 | 20.32 | 2.3333 | 662.467 | 156.45 | 0.53071 | 0.53986 | 2
13496 | 09E22G10H08D07M02W02 | 3.03 | 6.78 | 0.65 | 16.56 | 27.02 | 2.1778 | 588.6317 | 265.02 | 0.59571 | 0.38813 | 2
13497 | 09E22G10H09D05M01W02 | 2.99 | 7.62 | 0.65 | 16.56 | 27.82 | 2.2556 | 646.0592 | 264.39 | 0.54562 | 0.37002 | 2
13498 | 09E22G10H09D05M01W03 | 2.99 | 7.62 | 0.65 | 11.77 | 23.03 | 2.2556 | 646.0592 | 197.82 | 0.54562 | 0.47849 | 2
13499 | 09E22G10H09D07M01W02 | 3.08 | 7.87 | 0.65 | 16.56 | 28.16 | 2.3333 | 662.467 | 265.44 | 0.53071 | 0.36232 | 2
13500 | 09E22G10H09D07M01W03 | 3.08 | 7.87 | 0.65 | 11.77 | 23.37 | 2.3333 | 662.467 | 198.87 | 0.53071 | 0.47079 | 2
13501 | 09E22G10H09D07M01W04 | 3.08 | 7.87 | 0.65 | 8.6 | 20.2 | 2.3333 | 662.467 | 154.98 | 0.53071 | 0.54257 | 2
13502 | 09E22G10H09D07M02W02 | 2.91 | 6.78 | 0.65 | 16.56 | 26.9 | 2.1778 | 588.6317 | 263.55 | 0.59571 | 0.39085 | 2
13503 | 09E22G10H10D05M01W02 | 3.52 | 6.77 | 0.65 | 16.56 | 27.5 | 1.9444 | 598.8866 | 271.32 | 0.5963 | 0.37726 | 2
13504 | 09E22G10H10D05M01W03 | 3.52 | 6.77 | 0.65 | 11.77 | 22.71 | 1.9444 | 598.8866 | 204.75 | 0.5963 | 0.48573 | 2
13505 | 09E22G10H10D07M01W02 | 3.63 | 6.99 | 0.65 | 16.56 | 27.83 | 2.0222 | 613.2435 | 272.58 | 0.58318 | 0.36979 | 2
13506 | 09E22G10H10D07M01W03 | 3.63 | 6.99 | 0.65 | 11.77 | 23.04 | 2.0222 | 613.2435 | 206.01 | 0.58318 | 0.47826 | 2
13507 | 09E22G10H10D07M01W04 | 3.63 | 6.99 | 0.65 | 8.6 | 19.87 | 2.0222 | 613.2435 | 162.12 | 0.58318 | 0.55005 | 2
13508 | 09E22G10H10D07M02W02 | 3.44 | 6.02 | 0.65 | 16.56 | 26.67 | 1.8667 | 547.6121 | 270.27 | 0.64103 | 0.39606 | 2
13509 | 09E22G10H11D05M01W02 | 3.52 | 6.48 | 0.65 | 16.56 | 27.21 | 1.7889 | 586.5807 | 271.32 | 0.6136 | 0.38383 | 2
13510 | 09E22G10H11D05M01W03 | 3.52 | 6.48 | 0.65 | 11.77 | 22.42 | 1.7889 | 586.5807 | 204.75 | 0.6136 | 0.4923 | 2
13511 | 09E22G10H11D06M01W02 | 3.1 | 5.72 | 0.65 | 16.56 | 26.03 | 1.6333 | 533.2552 | 266.49 | 0.65891 | 0.41055 | 2
13512 | 09E22G10H11D06M01W03 | 3.1 | 5.72 | 0.65 | 11.77 | 21.24 | 1.6333 | 533.2552 | 199.92 | 0.65891 | 0.51902 | 2
13513 | 09E22G10H11D07M01W02 | 3.63 | 6.69 | 0.65 | 16.56 | 27.53 | 1.8667 | 600.9376 | 272.58 | 0.60107 | 0.37659 | 2
13514 | 09E22G10H11D07M01W03 | 3.63 | 6.69 | 0.65 | 11.77 | 22.74 | 1.8667 | 600.9376 | 206.01 | 0.60107 | 0.48505 | 2
13515 | 09E22G10H11D07M01W04 | 3.63 | 6.69 | 0.65 | 8.6 | 19.57 | 1.8667 | 600.9376 | 162.12 | 0.60107 | 0.55684 | 2
13516 | 09E22G10H11D07M02W02 | 3.44 | 5.76 | 0.65 | 16.56 | 26.41 | 1.7889 | 535.3062 | 270.27 | 0.65653 | 0.40195 | 2
13517 | 09E22G10H12D05M01W02 | 3.06 | 5.41 | 0.65 | 16.56 | 25.68 | 1.5556 | 498.3885 | 266.49 | 0.6774 | 0.41848 | 2
13518 | 09E22G10H12D05M01W03 | 3.06 | 5.41 | 0.65 | 11.77 | 20.89 | 1.5556 | 498.3885 | 199.92 | 0.6774 | 0.52695 | 2
13519 | 09E22G10H12D07M01W02 | 3.15 | 5.58 | 0.65 | 16.56 | 25.94 | 1.5556 | 510.6944 | 267.54 | 0.66726 | 0.41259 | 2
13520 | 09E22G10H12D07M01W03 | 3.15 | 5.58 | 0.65 | 11.77 | 21.15 | 1.5556 | 510.6944 | 200.97 | 0.66726 | 0.52106 | 2
13521 | 09E22G10H12D07M01W04 | 3.15 | 5.58 | 0.65 | 8.6 | 17.98 | 1.5556 | 510.6944 | 157.08 | 0.66726 | 0.59284 | 2
13522 | 09E22G10H12D07M02W02 | 2.99 | 4.8 | 0.65 | 16.56 | 25 | 1.4778 | 457.3689 | 265.65 | 0.71377 | 0.43388 | 2
13523 | 09E22G10H13D05M01W02 | 3.06 | 5.08 | 0.65 | 16.56 | 25.35 | 1.4778 | 469.6748 | 266.49 | 0.69708 | 0.42595 | 2
13524 | 09E22G10H13D05M01W03 | 3.06 | 5.08 | 0.65 | 11.77 | 20.56 | 1.4778 | 469.6748 | 199.92 | 0.69708 | 0.53442 | 2
13525 | 09E22G10H13D07M01W02 | 3.15 | 5.24 | 0.65 | 16.56 | 25.6 | 1.5556 | 477.8787 | 267.54 | 0.68754 | 0.42029 | 2
13526 | 09E22G10H13D07M01W03 | 3.15 | 5.24 | 0.65 | 11.77 | 20.81 | 1.5556 | 477.8787 | 200.97 | 0.68754 | 0.52876 | 2
13527 | 09E22G10H13D07M01W04 | 3.15 | 5.24 | 0.65 | 8.6 | 17.64 | 1.5556 | 477.8787 | 157.08 | 0.68754 | 0.60054 | 2
13528 | 09E22G10H13D07M02W02 | 2.99 | 4.51 | 0.65 | 16.56 | 24.71 | 1.4 | 430.7061 | 265.65 | 0.73107 | 0.44044 | 2
13529 | 09E22G10H14D05M01W02 | 3.52 | 6.1 | 0.65 | 16.56 | 26.83 | 1.7889 | 549.6631 | 271.32 | 0.63626 | 0.39244 | 2
13530 | 09E22G10H14D05M01W03 | 3.52 | 6.1 | 0.65 | 11.77 | 22.04 | 1.7889 | 549.6631 | 204.75 | 0.63626 | 0.50091 | 2
13531 | 09E22G10H14D07M01W02 | 3.63 | 6.3 | 0.65 | 16.56 | 27.14 | 1.7889 | 564.0199 | 272.58 | 0.62433 | 0.38542 | 2
13532 | 09E22G10H14D07M01W03 | 3.63 | 6.3 | 0.65 | 11.77 | 22.35 | 1.7889 | 564.0199 | 206.01 | 0.62433 | 0.49389 | 2
13533 | 09E22G10H14D07M01W04 | 3.63 | 6.3 | 0.65 | 8.6 | 19.18 | 1.7889 | 564.0199 | 162.12 | 0.62433 | 0.56567 | 2
13534 | 09E22G10H14D07M02W02 | 3.44 | 5.42 | 0.65 | 16.56 | 26.07 | 1.7111 | 504.5415 | 270.27 | 0.6768 | 0.40965 | 2
13535 | 09E22G11H07D04M01W02 | 5.06 | 6.19 | 0.65 | 16.56 | 28.46 | 2.1 | 570.1729 | 289.38 | 0.63089 | 0.35553 | 2
13536 | 09E22G11H07D05M01W02 | 4.46 | 5.23 | 0.65 | 16.56 | 26.9 | 1.7889 | 504.5415 | 282.45 | 0.68813 | 0.39085 | 2
13537 | 09E22G11H07D05M01W03 | 4.46 | 5.23 | 0.65 | 11.77 | 22.11 | 1.7889 | 504.5415 | 215.88 | 0.68813 | 0.49932 | 2
13538 | 09E22G11H07D06M01W02 | 3.94 | 4.56 | 0.65 | 16.56 | 25.71 | 1.5556 | 455.3179 | 276.36 | 0.72809 | 0.4178 | 2
13539 | 09E22G11H07D06M01W03 | 3.94 | 4.56 | 0.65 | 11.77 | 20.92 | 1.5556 | 455.3179 | 209.79 | 0.72809 | 0.52627 | 2
13540 | 09E22G11H07D07M01W02 | 4.59 | 5.41 | 0.65 | 16.56 | 27.21 | 1.8667 | 516.8473 | 283.92 | 0.6774 | 0.38383 | 2
13541 | 09E22G11H07D07M01W03 | 4.59 | 5.41 | 0.65 | 11.77 | 22.42 | 1.8667 | 516.8473 | 217.35 | 0.6774 | 0.4923 | 2
13542 | 09E22G11H07D07M01W04 | 4.59 | 5.41 | 0.65 | 8.6 | 19.25 | 1.8667 | 516.8473 | 173.46 | 0.6774 | 0.56409 | 2
13543 | 09E22G11H07D07M02W02 | 4.43 | 4.58 | 0.65 | 16.56 | 26.22 | 1.7111 | 467.6238 | 282.03 | 0.72689 | 0.40625 | 2
13544 | 09E22G11H08D05M01W02 | 3.93 | 5.23 | 0.65 | 16.56 | 26.37 | 1.7889 | 504.5415 | 275.52 | 0.68813 | 0.40285 | 2
13545 | 09E22G11H08D05M01W03 | 3.93 | 5.23 | 0.65 | 11.77 | 21.58 | 1.7889 | 504.5415 | 208.95 | 0.68813 | 0.51132 | 2
13546 | 09E22G11H08D06M01W02 | 3.47 | 4.56 | 0.65 | 16.56 | 25.24 | 1.5556 | 455.3179 | 270.27 | 0.72809 | 0.42844 | 2
13547 | 09E22G11H08D06M01W03 | 3.47 | 4.56 | 0.65 | 11.77 | 20.45 | 1.5556 | 455.3179 | 203.7 | 0.72809 | 0.53691 | 2
13548 | 09E22G11H08D07M01W02 | 4.04 | 5.41 | 0.65 | 16.56 | 26.66 | 1.8667 | 516.8473 | 276.78 | 0.6774 | 0.39629 | 2
13549 | 09E22G11H08D07M01W03 | 4.04 | 5.41 | 0.65 | 11.77 | 21.87 | 1.8667 | 516.8473 | 210.21 | 0.6774 | 0.50476 | 2
13550 | 09E22G11H08D07M01W04 | 4.04 | 5.41 | 0.65 | 8.6 | 18.7 | 1.8667 | 516.8473 | 166.32 | 0.6774 | 0.57654 | 2
13551 | 09E22G11H08D07M02W02 | 3.91 | 4.58 | 0.65 | 16.56 | 25.7 | 1.7111 | 467.6238 | 275.1 | 0.72689 | 0.41803 | 2
13552 | 09E22G11H09D05M01W02 | 3.78 | 5.23 | 0.65 | 16.56 | 26.22 | 1.7889 | 504.5415 | 273.63 | 0.68813 | 0.40625 | 2
13553 | 09E22G11H09D05M01W03 | 3.78 | 5.23 | 0.65 | 11.77 | 21.43 | 1.7889 | 504.5415 | 207.06 | 0.68813 | 0.51472 | 2
13554 | 09E22G11H09D07M01W02 | 3.89 | 5.41 | 0.65 | 16.56 | 26.51 | 1.8667 | 516.8473 | 274.89 | 0.6774 | 0.39968 | 2
13555 | 09E22G11H09D07M01W03 | 3.89 | 5.41 | 0.65 | 11.77 | 21.72 | 1.8667 | 516.8473 | 208.32 | 0.6774 | 0.50815 | 2
13556 | 09E22G11H09D07M01W04 | 3.89 | 5.41 | 0.65 | 8.6 | 18.55 | 1.8667 | 516.8473 | 164.43 | 0.6774 | 0.57994 | 2
13557 | 09E22G11H09D07M02W02 | 3.76 | 4.58 | 0.65 | 16.56 | 25.55 | 1.7111 | 467.6238 | 273.21 | 0.72689 | 0.42142 | 2
13558 | 09E22G11H10D05M01W02 | 4.46 | 4.64 | 0.65 | 16.56 | 26.31 | 1.5556 | 471.7258 | 282.45 | 0.72332 | 0.40421 | 2
13559 | 09E22G11H10D05M01W03 | 4.46 | 4.64 | 0.65 | 11.77 | 21.52 | 1.5556 | 471.7258 | 215.88 | 0.72332 | 0.51268 | 2
13560 | 09E22G11H10D07M01W02 | 4.59 | 4.8 | 0.65 | 16.56 | 26.6 | 1.6333 | 481.9807 | 283.92 | 0.71377 | 0.39764 | 2
13561 | 09E22G11H10D07M01W03 | 4.59 | 4.8 | 0.65 | 11.77 | 21.81 | 1.6333 | 481.9807 | 217.35 | 0.71377 | 0.50611 | 2
13562 | 09E22G11H10D07M01W04 | 4.59 | 4.8 | 0.65 | 8.6 | 18.64 | 1.6333 | 481.9807 | 173.46 | 0.71377 | 0.5779 | 2
13563 | 09E22G11H10D07M02W02 | 4.43 | 4.06 | 0.65 | 16.56 | 25.7 | 1.4778 | 436.8591 | 282.03 | 0.7579 | 0.41803 | 2
13564 | 09E22G11H11D05M01W02 | 4.46 | 4.44 | 0.65 | 16.56 | 26.11 | 1.4778 | 461.4708 | 282.45 | 0.73524 | 0.40874 | 2
13565 | 09E22G11H11D05M01W03 | 4.46 | 4.44 | 0.65 | 11.77 | 21.32 | 1.4778 | 461.4708 | 215.88 | 0.73524 | 0.51721 | 2
13566 | 09E22G11H11D06M01W02 | 3.94 | 3.87 | 0.65 | 16.56 | 25.02 | 1.2444 | 420.4512 | 276.36 | 0.76923 | 0.43342 | 2
13567 | 09E22G11H11D06M01W03 | 3.94 | 3.87 | 0.65 | 11.77 | 20.23 | 1.2444 | 420.4512 | 209.79 | 0.76923 | 0.54189 | 2
13568 | 09E22G11H11D07M01W02 | 4.59 | 4.59 | 0.65 | 16.56 | 26.39 | 1.4778 | 473.7767 | 283.92 | 0.7263 | 0.4024 | 2
13569 | 09E22G11H11D07M01W03 | 4.59 | 4.59 | 0.65 | 11.77 | 21.6 | 1.4778 | 473.7767 | 217.35 | 0.7263 | 0.51087 | 2
13570 | 09E22G11H11D07M01W04 | 4.59 | 4.59 | 0.65 | 8.6 | 18.43 | 1.4778 | 473.7767 | 173.46 | 0.7263 | 0.58265 | 2
13571 | 09E22G11H11D07M02W02 | 4.43 | 3.88 | 0.65 | 16.56 | 25.52 | 1.4 | 428.6551 | 282.03 | 0.76863 | 0.4221 | 2
13572 | 09E22G11H12D05M01W02 | 3.87 | 3.7 | 0.65 | 16.56 | 24.78 | 1.2444 | 393.7885 | 276.15 | 0.77937 | 0.43886 | 2
13573 | 09E22G11H12D05M01W03 | 3.87 | 3.7 | 0.65 | 11.77 | 19.99 | 1.2444 | 393.7885 | 209.58 | 0.77937 | 0.54733 | 2
13574 | 09E22G11H12D07M01W02 | 3.99 | 3.83 | 0.65 | 16.56 | 25.03 | 1.2444 | 401.9924 | 277.62 | 0.77162 | 0.4332 | 2
13575 | 09E22G11H12D07M01W03 | 3.99 | 3.83 | 0.65 | 11.77 | 20.24 | 1.2444 | 401.9924 | 211.05 | 0.77162 | 0.54167 | 2
13576 | 09E22G11H12D07M01W04 | 3.99 | 3.83 | 0.65 | 8.6 | 17.07 | 1.2444 | 401.9924 | 167.16 | 0.77162 | 0.61345 | 2
13577 | 09E22G11H12D07M02W02 | 3.85 | 3.24 | 0.65 | 16.56 | 24.3 | 1.1667 | 367.1257 | 275.94 | 0.8068 | 0.44973 | 2
13578 | 09E22G11H13D05M01W02 | 3.87 | 3.48 | 0.65 | 16.56 | 24.56 | 1.1667 | 373.2786 | 276.15 | 0.79249 | 0.44384 | 2
13579 | 09E22G11H13D05M01W03 | 3.87 | 3.48 | 0.65 | 11.77 | 19.77 | 1.1667 | 373.2786 | 209.58 | 0.79249 | 0.55231 | 2
13580 | 09E22G11H13D07M01W02 | 3.99 | 3.6 | 0.65 | 16.56 | 24.8 | 1.2444 | 381.4826 | 277.62 | 0.78533 | 0.43841 | 2
13581 | 09E22G11H13D07M01W03 | 3.99 | 3.6 | 0.65 | 11.77 | 20.01 | 1.2444 | 381.4826 | 211.05 | 0.78533 | 0.54688 | 2
13582 | 09E22G11H13D07M01W04 | 3.99 | 3.6 | 0.65 | 8.6 | 16.84 | 1.2444 | 381.4826 | 167.16 | 0.78533 | 0.61866 | 2
13583 | 09E22G11H13D07M02W02 | 3.85 | 3.05 | 0.65 | 16.56 | 24.11 | 1.0889 | 348.6669 | 275.94 | 0.81813 | 0.45403 | 2
13584 | 09E22G11H14D05M01W02 | 4.46 | 4.18 | 0.65 | 16.56 | 25.85 | 1.4 | 438.91 | 282.45 | 0.75075 | 0.41463 | 2
13585 | 09E22G11H14D05M01W03 | 4.46 | 4.18 | 0.65 | 11.77 | 21.06 | 1.4 | 438.91 | 215.88 | 0.75075 | 0.5231 | 2
13586 | 09E22G11H14D07M01W02 | 4.59 | 4.33 | 0.65 | 16.56 | 26.13 | 1.4778 | 449.165 | 283.92 | 0.7418 | 0.40829 | 2
13587 | 09E22G11H14D07M01W03 | 4.59 | 4.33 | 0.65 | 11.77 | 21.34 | 1.4778 | 449.165 | 217.35 | 0.7418 | 0.51676 | 2
13588 | 09E22G11H14D07M01W04 | 4.59 | 4.33 | 0.65 | 8.6 | 18.17 | 1.4778 | 449.165 | 173.46 | 0.7418 | 0.58854 | 2
13589 | 09E22G11H14D07M02W02 | 4.43 | 3.66 | 0.65 | 16.56 | 25.3 | 1.3222 | 408.1453 | 282.03 | 0.78175 | 0.42708 | 2
13590 | 09E22G12H07D04M01W02 | 2.38 | 26.43 | 0.65 | 16.56 | 46.02 | 3.8111 | 1944.3305 | 257.88 | -0.57603 | -0.04212
13591 | 09E22G12H07D05M01W02 | 2.07 | 22.46 | 0.65 | 16.56 | 41.74 | 3.2667 | 1685.9068 | 254.31 | -0.3393 | 0.054801
13592 | 09E22G12H07D05M01W03 | 2.07 | 22.46 | 0.65 | 11.77 | 36.95 | 3.2667 | 1685.9068 | 187.74 | -0.3393 | 0.16327
13593 | 09E22G12H07D06M01W02 | 1.83 | 20.52 | 0.65 | 16.56 | 39.56 | 3.0333 | 1558.746 | 251.37 | -0.22361 | 0.10417
13594 | 09E22G12H07D06M01W03 | 1.83 | 20.52 | 0.65 | 11.77 | 34.77 | 3.0333 | 1558.746 | 184.8 | -0.22361 | 0.21264
13595 | 09E22G12H07D07M01W02 | 2.14 | 22.99 | 0.65 | 16.56 | 42.34 | 3.3444 | 1720.7735 | 254.94 | -0.3709 | 0.041214
13596 | 09E22G12H07D07M01W03 | 2.14 | 22.99 | 0.65 | 11.77 | 37.55 | 3.3444 | 1720.7735 | 188.37 | -0.3709 | 0.14968
13597 | 09E22G12H07D07M01W04 | 2.14 | 22.99 | 0.65 | 8.6 | 34.38 | 3.3444 | 1720.7735 | 144.48 | -0.3709 | 0.22147
13598 | 09E22G12H07D07M02W02 | 1.82 | 21.01 | 0.65 | 16.56 | 40.04 | 3.3444 | 1564.8989 | 251.37 | -0.25283 | 0.093297
13599 | 09E22G12H08D05M01W02 | 1.82 | 22.46 | 0.65 | 16.56 | 41.49 | 3.2667 | 1685.9068 | 251.16 | -0.3393 | 0.060462
13600 | 09E22G12H08D05M01W03 | 1.82 | 22.46 | 0.65 | 11.77 | 36.7 | 3.2667 | 1685.9068 | 184.59 | -0.3393 | 0.16893
13601 | 09E22G12H08D06M01W02 | 1.61 | 20.52 | 0.65 | 16.56 | 39.34 | 3.0333 | 1558.746 | 248.64 | -0.22361 | 0.10915
13602 | 09E22G12H08D06M01W03 | 1.61 | 20.52 | 0.65 | 11.77 | 34.55 | 3.0333 | 1558.746 | 182.07 | -0.22361 | 0.21762
13603 | 09E22G12H08D07M01W02 | 1.88 | 22.99 | 0.65 | 16.56 | 42.08 | 3.3444 | 1720.7735 | 251.79 | -0.3709 | 0.047101
13604 | 09E22G12H08D07M01W03 | 1.88 | 22.99 | 0.65 | 11.77 | 37.29 | 3.3444 | 1720.7735 | 185.22 | -0.3709 | 0.15557
13605 | 09E22G12H08D07M01W04 | 1.88 | 22.99 | 0.65 | 8.6 | 34.12 | 3.3444 | 1720.7735 | 141.33 | -0.3709 | 0.22736
13606 | 09E22G12H08D07M02W02 | 1.61 | 21.01 | 0.65 | 16.56 | 39.83 | 3.3444 | 1564.8989 | 248.64 | -0.25283 | 0.098053
13607 | 09E22G12H09D05M01W02 | 1.75 | 22.46 | 0.65 | 16.56 | 41.42 | 3.2667 | 1685.9068 | 250.11 | -0.3393 | 0.062047
13608 | 09E22G12H09D05M01W03 | 1.75 | 22.46 | 0.65 | 11.77 | 36.63 | 3.2667 | 1685.9068 | 183.54 | -0.3393 | 0.17052
13609 | 09E22G12H09D07M01W02 | 1.81 | 22.99 | 0.65 | 16.56 | 42.01 | 3.3444 | 1720.7735 | 250.74 | -0.3709 | 0.048687
13610 | 09E22G12H09D07M01W03 | 1.81 | 22.99 | 0.65 | 11.77 | 37.22 | 3.3444 | 1720.7735 | 184.17 | -0.3709 | 0.15716
13611 | 09E22G12H09D07M01W04 | 1.81 | 22.99 | 0.65 | 8.6 | 34.05 | 3.3444 | 1720.7735 | 140.28 | -0.3709 | 0.22894
13612 | 09E22G12H09D07M02W02 | 1.55 | 21.01 | 0.65 | 16.56 | 39.77 | 3.3444 | 1564.8989 | 247.8 | -0.25283 | 0.099411
13613 | 09E22G12H10D05M01W02 | 2.07 | 20 | 0.65 | 16.56 | 39.28 | 2.8778 | 1538.2362 | 254.31 | -0.19261 | 0.11051
13614 | 09E22G12H10D05M01W03 | 2.07 | 20 | 0.65 | 11.77 | 34.49 | 2.8778 | 1538.2362 | 187.74 | -0.19261 | 0.21898
13615 | 09E22G12H10D07M01W02 | 2.14 | 20.47 | 0.65 | 16.56 | 39.82 | 2.9556 | 1571.0519 | 254.94 | -0.22063 | 0.098279
13616 | 09E22G12H10D07M01W03 | 2.14 | 20.47 | 0.65 | 11.77 | 35.03 | 2.9556 | 1571.0519 | 188.37 | -0.22063 | 0.20675
13617 | 09E22G12H10D07M01W04 | 2.14 | 20.47 | 0.65 | 8.6 | 31.86 | 2.9556 | 1571.0519 | 144.48 | -0.22063 | 0.27853
13618 | 09E22G12H10D07M02W02 | 1.82 | 18.71 | 0.65 | 16.56 | 37.74 | 2.9556 | 1429.5341 | 251.37 | -0.11568 | 0.14538
13619 | 09E22G12H11D05M01W02 | 2.07 | 19.19 | 0.65 | 16.56 | 38.47 | 2.7222 | 1501.3185 | 254.31 | -0.14431 | 0.12885
13620 | 09E22G12H11D05M01W03 | 2.07 | 19.19 | 0.65 | 11.77 | 33.68 | 2.7222 | 1501.3185 | 187.74 | -0.14431 | 0.23732
13621 | 09E22G12H11D06M01W02 | 1.83 | 17.55 | 0.65 | 16.56 | 36.59 | 2.4889 | 1390.5655 | 251.37 | -0.046512 | 0.17142
13622 | 09E22G12H11D06M01W03 | 1.83 | 17.55 | 0.65 | 11.77 | 31.8 | 2.4889 | 1390.5655 | 184.8 | -0.046512 | 0.27989
13623 | 09E22G12H11D07M01W02 | 2.14 | 19.63 | 0.65 | 16.56 | 38.98 | 2.7222 | 1532.0832 | 254.94 | -0.17054 | 0.1173
13624 | 09E22G12H11D07M01W03 | 2.14 | 19.63 | 0.65 | 11.77 | 34.19 | 2.7222 | 1532.0832 | 188.37 | -0.17054 | 0.22577
13625 | 09E22G12H11D07M01W04 | 2.14 | 19.63 | 0.65 | 8.6 | 31.02 | 2.7222 | 1532.0832 | 144.48 | -0.17054 | 0.29755
13626 | 09E22G12H11D07M02W02 | 1.82 | 17.94 | 0.65 | 16.56 | 36.97 | 2.7222 | 1394.6674 | 251.37 | -0.069767 | 0.16282
13627 | 09E22G12H12D05M01W02 | 1.8 | 16.01 | 0.65 | 16.56 | 35.02 | 2.2556 | 1265.4556 | 251.37 | 0.045319 | 0.20697 | 1
13628 | 09E22G12H12D05M01W03 | 1.8 | 16.01 | 0.65 | 11.77 | 30.23 | 2.2556 | 1265.4556 | 184.8 | 0.045319 | 0.31544 | 1
13629 | 09E22G12H12D07M01W02 | 1.86 | 16.38 | 0.65 | 16.56 | 35.45 | 2.2556 | 1290.0674 | 252 | 0.023256 | 0.19724
13630 | 09E22G12H12D07M01W03 | 1.86 | 16.38 | 0.65 | 11.77 | 30.66 | 2.2556 | 1290.0674 | 185.43 | 0.023256 | 0.30571
13631 | 09E22G12H12D07M01W04 | 1.86 | 16.38 | 0.65 | 8.6 | 27.49 | 2.2556 | 1290.0674 | 141.54 | 0.023256 | 0.37749
13632 | 09E22G12H12D07M02W02 | 1.59 | 14.96 | 0.65 | 16.56 | 33.76 | 2.2556 | 1177.2634 | 248.85 | 0.10793 | 0.23551 | 1
13633 | 09E22G12H13D05M01W02 | 1.8 | 14.97 | 0.65 | 16.56 | 33.98 | 2.1778 | 1167.0085 | 251.37 | 0.10733 | 0.23053 | 1
13634 | 09E22G12H13D05M01W03 | 1.8 | 14.97 | 0.65 | 11.77 | 29.19 | 2.1778 | 1167.0085 | 184.8 | 0.10733 | 0.33899 | 1
13635 | 09E22G12H13D07M01W02 | 1.86 | 15.32 | 0.65 | 16.56 | 34.39 | 2.2556 | 1187.5183 | 252 | 0.086464 | 0.22124 | 1
13636 | 09E22G12H13D07M01W03 | 1.86 | 15.32 | 0.65 | 11.77 | 29.6 | 2.2556 | 1187.5183 | 185.43 | 0.086464 | 0.32971 | 1
13637 | 09E22G12H13D07M01W04 | 1.86 | 15.32 | 0.65 | 8.6 | 26.43 | 2.2556 | 1187.5183 | 141.54 | 0.086464 | 0.40149 | 1
13638 | 09E22G12H13D07M02W02 | 1.59 | 14 | 0.65 | 16.56 | 32.8 | 2.2556 | 1087.0202 | 248.85 | 0.16518 | 0.25725 | 1
13639 | 09E22G12H14D05M01W02 | 2.07 | 17.99 | 0.65 | 16.56 | 37.27 | 2.5667 | 1386.4635 | 254.31 | -0.072749 | 0.15602
13640 | 09E22G12H14D05M01W03 | 2.07 | 17.99 | 0.65 | 11.77 | 32.48 | 2.5667 | 1386.4635 | 187.74 | -0.072749 | 0.26449
13641 | 09E22G12H14D07M01W02 | 2.14 | 18.41 | 0.65 | 16.56 | 37.76 | 2.6444 | 1415.1773 | 254.94 | -0.097794 | 0.14493
13642 | 09E22G12H14D07M01W03 | 2.14 | 18.41 | 0.65 | 11.77 | 32.97 | 2.6444 | 1415.1773 | 188.37 | -0.097794 | 0.2534
13643 | 09E22G12H14D07M01W04 | 2.14 | 18.41 | 0.65 | 8.6 | 29.8 | 2.6444 | 1415.1773 | 144.48 | -0.097794 | 0.32518
13644 | 09E22G12H14D07M02W02 | 1.82 | 16.82 | 0.65 | 16.56 | 35.85 | 2.6444 | 1288.0164 | 251.37 | -0.0029815 | 0.18818 | 1
13645 | 09E23G10H07D04M01W02 | 2.79 | 8.42 | 0.65 | 16.56 | 28.42 | 2.5667 | 689.1298 | 262.71 | 0.49791 | 0.35643 | 2
13646 | 09E23G10H07D05M01W02 | 2.45 | 7.11 | 0.65 | 16.56 | 26.77 | 2.1778 | 605.0396 | 258.72 | 0.57603 | 0.3938 | 2
13647 | 09E23G10H07D05M01W03 | 2.45 | 7.11 | 0.65 | 11.77 | 21.98 | 2.1778 | 605.0396 | 192.15 | 0.57603 | 0.50226 | 2
13648 | 09E23G10H07D06M01W02 | 2.13 | 6.26 | 0.65 | 16.56 | 25.6 | 1.9444 | 549.6631 | 254.94 | 0.62671 | 0.42029 | 2
13649 | 09E23G10H07D06M01W03 | 2.13 | 6.26 | 0.65 | 11.77 | 20.81 | 1.9444 | 549.6631 | 188.37 | 0.62671 | 0.52876 | 2
13650 | 09E23G10H07D07M01W02 | 2.52 | 7.35 | 0.65 | 16.56 | 27.08 | 2.2556 | 621.4474 | 259.56 | 0.56172 | 0.38678 | 2
13651 | 09E23G10H07D07M01W03 | 2.52 | 7.35 | 0.65 | 11.77 | 22.29 | 2.2556 | 621.4474 | 192.99 | 0.56172 | 0.49524 | 2
13652 | 09E23G10H07D07M01W04 | 2.52 | 7.35 | 0.65 | 8.6 | 19.12 | 2.2556 | 621.4474 | 149.1 | 0.56172 | 0.56703 | 2
13653 | 09E23G10H07D07M02W02 | 2.38 | 6.38 | 0.65 | 16.56 | 25.97 | 2.1 | 555.816 | 257.88 | 0.61956 | 0.41191 | 2
13654 | 09E23G10H08D05M01W02 | 2.16 | 7.11 | 0.65 | 16.56 | 26.48 | 2.1778 | 605.0396 | 254.94 | 0.57603 | 0.40036 | 2
13655 | 09E23G10H08D05M01W03 | 2.16 | 7.11 | 0.65 | 11.77 | 21.69 | 2.1778 | 605.0396 | 188.37 | 0.57603 | 0.50883 | 2
13656 | 09E23G10H08D06M01W02 | 1.87 | 6.26 | 0.65 | 16.56 | 25.34 | 1.9444 | 549.6631 | 251.58 | 0.62671 | 0.42618 | 2
13657 | 09E23G10H08D06M01W03 | 1.87 | 6.26 | 0.65 | 11.77 | 20.55 | 1.9444 | 549.6631 | 185.01 | 0.62671 | 0.53465 | 2
13658 | 09E23G10H08D07M01W02 | 2.22 | 7.35 | 0.65 | 16.56 | 26.78 | 2.2556 | 621.4474 | 255.78 | 0.56172 | 0.39357 | 2
13659 | 09E23G10H08D07M01W03 | 2.22 | 7.35 | 0.65 | 11.77 | 21.99 | 2.2556 | 621.4474 | 189.21 | 0.56172 | 0.50204 | 2
13660 | 09E23G10H08D07M01W04 | 2.22 | 7.35 | 0.65 | 8.6 | 18.82 | 2.2556 | 621.4474 | 145.32 | 0.56172 | 0.57382 | 2
13661 | 09E23G10H08D07M02W02 | 2.1 | 6.38 | 0.65 | 16.56 | 25.69 | 2.1 | 555.816 | 254.1 | 0.61956 | 0.41825 | 2
13662 | 09E23G10H09D05M01W02 | 2.08 | 7.11 | 0.65 | 16.56 | 26.4 | 2.1778 | 605.0396 | 253.89 | 0.57603 | 0.40217 | 2
13663 | 09E23G10H09D05M01W03 | 2.08 | 7.11 | 0.65 | 11.77 | 21.61 | 2.1778 | 605.0396 | 187.32 | 0.57603 | 0.51064 | 2
13664 | 09E23G10H09D07M01W02 | 2.14 | 7.35 | 0.65 | 16.56 | 26.7 | 2.2556 | 621.4474 | 254.52 | 0.56172 | 0.39538 | 2
13665 | 09E23G10H09D07M01W03 | 2.14 | 7.35 | 0.65 | 11.77 | 21.91 | 2.2556 | 621.4474 | 187.95 | 0.56172 | 0.50385 | 2
13666 | 09E23G10H09D07M01W04 | 2.14 | 7.35 | 0.65 | 8.6 | 18.74 | 2.2556 | 621.4474 | 144.06 | 0.56172 | 0.57563 | 2
13667 | 09E23G10H09D07M02W02 | 2.02 | 6.38 | 0.65 | 16.56 | 25.61 | 2.1 | 555.816 | 253.26 | 0.61956 | 0.42006 | 2
13668 | 09E23G10H10D05M01W02 | 2.45 | 6.32 | 0.65 | 16.56 | 25.98 | 1.8667 | 559.918 | 258.72 | 0.62314 | 0.41168 | 2
13669 | 09E23G10H10D05M01W03 | 2.45 | 6.32 | 0.65 | 11.77 | 21.19 | 1.8667 | 559.918 | 192.15 | 0.62314 | 0.52015 | 2
13670 | 09E23G10H10D07M01W02 | 2.52 | 6.53 | 0.65 | 16.56 | 26.26 | 1.9444 | 574.2748 | 259.56 | 0.61061 | 0.40534 | 2
13671 | 09E23G10H10D07M01W03 | 2.52 | 6.53 | 0.65 | 11.77 | 21.47 | 1.9444 | 574.2748 | 192.99 | 0.61061 | 0.51381 | 2
13672 | 09E23G10H10D07M01W04 | 2.52 | 6.53 | 0.65 | 8.6 | 18.3 | 1.9444 | 574.2748 | 149.1 | 0.61061 | 0.5856 | 2
13673 | 09E23G10H10D07M02W02 | 2.38 | 5.67 | 0.65 | 16.56 | 25.26 | 1.8667 | 514.7964 | 257.88 | 0.6619 | 0.42799 | 2
13674 | 09E23G10H11D05M01W02 | 2.45 | 6.05 | 0.65 | 16.56 | 25.71 | 1.7889 | 547.6121 | 258.72 | 0.63924 | 0.4178 | 2
13675 | 09E23G10H11D05M01W03 | 2.45 | 6.05 | 0.65 | 11.77 | 20.92 | 1.7889 | 547.6121 | 192.15 | 0.63924 | 0.52627 | 2
13676 | 09E23G10H11D06M01W02 | 2.13 | 5.34 | 0.65 | 16.56 | 24.68 | 1.5556 | 498.3885 | 254.94 | 0.68157 | 0.44112 | 2
13677 | 09E23G10H11D06M01W03 | 2.13 | 5.34 | 0.65 | 11.77 | 19.89 | 1.5556 | 498.3885 | 188.37 | 0.68157 | 0.54959 | 2
13678 | 09E23G10H11D07M01W02 | 2.52 | 6.25 | 0.65 | 16.56 | 25.98 | 1.8667 | 561.9689 | 259.56 | 0.62731 | 0.41168 | 2
13679 | 09E23G10H11D07M01W03 | 2.52 | 6.25 | 0.65 | 11.77 | 21.19 | 1.8667 | 561.9689 | 192.99 | 0.62731 | 0.52015 | 2
13680 | 09E23G10H11D07M01W04 | 2.52 | 6.25 | 0.65 | 8.6 | 18.02 | 1.8667 | 561.9689 | 149.1 | 0.62731 | 0.59194 | 2
13681 | 09E23G10H11D07M02W02 | 2.38 | 5.42 | 0.65 | 16.56 | 25.01 | 1.7111 | 504.5415 | 257.88 | 0.6768 | 0.43365 | 2
13682 | 09E23G10H12D05M01W02 | 2.13 | 5.05 | 0.65 | 16.56 | 24.39 | 1.4778 | 469.6748 | 255.15 | 0.69887 | 0.44769 | 2
13683 | 09E23G10H12D05M01W03 | 2.13 | 5.05 | 0.65 | 11.77 | 19.6 | 1.4778 | 469.6748 | 188.58 | 0.69887 | 0.55616 | 2
13684 | 09E23G10H12D07M01W02 | 2.19 | 5.21 | 0.65 | 16.56 | 24.61 | 1.5556 | 479.9297 | 255.99 | 0.68933 | 0.44271 | 2
13685 | 09E23G10H12D07M01W03 | 2.19 | 5.21 | 0.65 | 11.77 | 19.82 | 1.5556 | 479.9297 | 189.42 | 0.68933 | 0.55118 | 2
13686 | 09E23G10H12D07M01W04 | 2.19 | 5.21 | 0.65 | 8.6 | 16.65 | 1.5556 | 479.9297 | 145.53 | 0.68933 | 0.62296 | 2
13687 | 09E23G10H12D07M02W02 | 2.06 | 4.52 | 0.65 | 16.56 | 23.79 | 1.4778 | 432.7571 | 254.52 | 0.73047 | 0.46128 | 2
13688 | 09E23G10H13D05M01W02 | 2.13 | 4.74 | 0.65 | 16.56 | 24.08 | 1.4 | 440.961 | 255.15 | 0.71735 | 0.45471 | 2
13689 | 09E23G10H13D05M01W03 | 2.13 | 4.74 | 0.65 | 11.77 | 19.29 | 1.4 | 440.961 | 188.58 | 0.71735 | 0.56318 | 2
13690 | 09E23G10H13D07M01W02 | 2.19 | 4.89 | 0.65 | 16.56 | 24.29 | 1.4778 | 449.165 | 255.99 | 0.70841 | 0.44995 | 2
13691 | 09E23G10H13D07M01W03 | 2.19 | 4.89 | 0.65 | 11.77 | 19.5 | 1.4778 | 449.165 | 189.42 | 0.70841 | 0.55842 | 2
13692 | 09E23G10H13D07M01W04 | 2.19 | 4.89 | 0.65 | 8.6 | 16.33 | 1.4778 | 449.165 | 145.53 | 0.70841 | 0.63021 | 2
13693 | 09E23G10H13D07M02W02 | 2.06 | 4.25 | 0.65 | 16.56 | 23.52 | 1.4 | 408.1453 | 254.52 | 0.74657 | 0.46739 | 2
13694 | 09E23G10H14D05M01W02 | 2.45 | 5.69 | 0.65 | 16.56 | 25.35 | 1.7111 | 514.7964 | 258.72 | 0.6607 | 0.42595 | 2
13695 | 09E23G10H14D05M01W03 | 2.45 | 5.69 | 0.65 | 11.77 | 20.56 | 1.7111 | 514.7964 | 192.15 | 0.6607 | 0.53442 | 2
13696 | 09E23G10H14D07M01W02 | 2.52 | 5.88 | 0.65 | 16.56 | 25.61 | 1.7889 | 527.1023 | 259.56 | 0.64937 | 0.42006 | 2
13697 | 09E23G10H14D07M01W03 | 2.52 | 5.88 | 0.65 | 11.77 | 20.82 | 1.7889 | 527.1023 | 192.99 | 0.64937 | 0.52853 | 2
13698 | 09E23G10H14D07M01W04 | 2.52 | 5.88 | 0.65 | 8.6 | 17.65 | 1.7889 | 527.1023 | 149.1 | 0.64937 | 0.60032 | 2
13699 | 09E23G10H14D07M02W02 | 2.38 | 5.1 | 0.65 | 16.56 | 24.69 | 1.6333 | 473.7767 | 257.88 | 0.69589 | 0.4409 | 2
13700 | 09E23G11H07D04M01W02 | 3.66 | 5.65 | 0.65 | 16.56 | 26.52 | 2.0222 | 520.9493 | 273 | 0.66309 | 0.39946 | 2
13701 | 09E23G11H07D05M01W02 | 3.22 | 4.77 | 0.65 | 16.56 | 25.2 | 1.7111 | 461.4708 | 267.75 | 0.71556 | 0.42935 | 2
13702 | 09E23G11H07D05M01W03 | 3.22 | 4.77 | 0.65 | 11.77 | 20.41 | 1.7111 | 461.4708 | 201.18 | 0.71556 | 0.53782 | 2
13703 | 09E23G11H07D06M01W02 | 2.81 | 4.15 | 0.65 | 16.56 | 24.17 | 1.4778 | 418.4002 | 262.92 | 0.75253 | 0.45267 | 2
13704 | 09E23G11H07D06M01W03 | 2.81 | 4.15 | 0.65 | 11.77 | 19.38 | 1.4778 | 418.4002 | 196.35 | 0.75253 | 0.56114 | 2
13705 | 09E23G11H07D07M01W02 | 3.32 | 4.94 | 0.65 | 16.56 | 25.47 | 1.7889 | 471.7258 | 269.01 | 0.70543 | 0.42323 | 2
13706 | 09E23G11H07D07M01W03 | 3.32 | 4.94 | 0.65 | 11.77 | 20.68 | 1.7889 | 471.7258 | 202.44 | 0.70543 | 0.5317 | 2
13707 | 09E23G11H07D07M01W04 | 3.32 | 4.94 | 0.65 | 8.6 | 17.51 | 1.7889 | 471.7258 | 158.55 | 0.70543 | 0.60349 | 2
13708 | 09E23G11H07D07M02W02 | 3.18 | 4.17 | 0.65 | 16.56 | 24.56 | 1.6333 | 422.5022 | 267.33 | 0.75134 | 0.44384 | 2
13709 | 09E23G11H08D05M01W02 | 2.83 | 4.77 | 0.65 | 16.56 | 24.81 | 1.7111 | 461.4708 | 262.71 | 0.71556 | 0.43818 | 2
13710 | 09E23G11H08D05M01W03 | 2.83 | 4.77 | 0.65 | 11.77 | 20.02 | 1.7111 | 461.4708 | 196.14 | 0.71556 | 0.54665 | 2
13711 | 09E23G11H08D06M01W02 | 2.48 | 4.15 | 0.65 | 16.56 | 23.84 | 1.4778 | 418.4002 | 258.51 | 0.75253 | 0.46014 | 2
13712 | 09E23G11H08D06M01W03 | 2.48 | 4.15 | 0.65 | 11.77 | 19.05 | 1.4778 | 418.4002 | 191.94 | 0.75253 | 0.56861 | 2
13713 | 09E23G11H08D07M01W02 | 2.93 | 4.94 | 0.65 | 16.56 | 25.08 | 1.7889 | 471.7258 | 263.76 | 0.70543 | 0.43207 | 2
13714 | 09E23G11H08D07M01W03 | 2.93 | 4.94 | 0.65 | 11.77 | 20.29 | 1.7889 | 471.7258 | 197.19 | 0.70543 | 0.54053 | 2
13715 | 09E23G11H08D07M01W04 | 2.93 | 4.94 | 0.65 | 8.6 | 17.12 | 1.7889 | 471.7258 | 153.3 | 0.70543 | 0.61232 | 2
13716 | 09E23G11H08D07M02W02 | 2.8 | 4.17 | 0.65 | 16.56 | 24.18 | 1.6333 | 422.5022 | 262.29 | 0.75134 | 0.45245 | 2
13717 | 09E23G11H09D05M01W02 | 2.73 | 4.77 | 0.65 | 16.56 | 24.71 | 1.7111 | 461.4708 | 261.45 | 0.71556 | 0.44044 | 2
13718 | 09E23G11H09D05M01W03 | 2.73 | 4.77 | 0.65 | 11.77 | 19.92 | 1.7111 | 461.4708 | 194.88 | 0.71556 | 0.54891 | 2
13719 | 09E23G11H09D07M01W02 | 2.82 | 4.94 | 0.65 | 16.56 | 24.97 | 1.7889 | 471.7258 | 262.5 | 0.70543 | 0.43456 | 2
13720 | 09E23G11H09D07M01W03 | 2.82 | 4.94 | 0.65 | 11.77 | 20.18 | 1.7889 | 471.7258 | 195.93 | 0.70543 | 0.54303 | 2
13721 | 09E23G11H09D07M01W04 | 2.82 | 4.94 | 0.65 | 8.6 | 17.01 | 1.7889 | 471.7258 | 152.04 | 0.70543 | 0.61481 | 2
13722 | 09E23G11H09D07M02W02 | 2.69 | 4.17 | 0.65 | 16.56 | 24.07 | 1.6333 | 422.5022 | 261.03 | 0.75134 | 0.45494 | 2
13723 | 09E23G11H10D05M01W02 | 3.22 | 4.23 | 0.65 | 16.56 | 24.66 | 1.4778 | 430.7061 | 267.75 | 0.74776 | 0.44158 | 2
13724 | 09E23G11H10D05M01W03 | 3.22 | 4.23 | 0.65 | 11.77 | 19.87 | 1.4778 | 430.7061 | 201.18 | 0.74776 | 0.55005 | 2
13725 | 09E23G11H10D07M01W02 | 3.32 | 4.39 | 0.65 | 16.56 | 24.92 | 1.5556 | 440.961 | 269.01 | 0.73822 | 0.43569 | 2
13726 | 09E23G11H10D07M01W03 | 3.32 | 4.39 | 0.65 | 11.77 | 20.13 | 1.5556 | 440.961 | 202.44 | 0.73822 | 0.54416 | 2
13727 | 09E23G11H10D07M01W04 | 3.32 | 4.39 | 0.65 | 8.6 | 16.96 | 1.5556 | 440.961 | 158.55 | 0.73822 | 0.61594 | 2
13728 | 09E23G11H10D07M02W02 | 3.18 | 3.7 | 0.65 | 16.56 | 24.09 | 1.4 | 395.8394 | 267.33 | 0.77937 | 0.45448 | 2
13729 | 09E23G11H11D05M01W02 | 3.22 | 4.05 | 0.65 | 16.56 | 24.48 | 1.4 | 422.5022 | 267.75 | 0.7585 | 0.44565 | 2
13730 | 09E23G11H11D05M01W03 | 3.22 | 4.05 | 0.65 | 11.77 | 19.69 | 1.4 | 422.5022 | 201.18 | 0.7585 | 0.55412 | 2
13731 | 09E23G11H11D06M01W02 | 2.81 | 3.53 | 0.65 | 16.56 | 23.55 | 1.2444 | 383.5335 | 262.92 | 0.78951 | 0.46671 | 2
13732 | 09E23G11H11D06M01W03 | 2.81 | 3.53 | 0.65 | 11.77 | 18.76 | 1.2444 | 383.5335 | 196.35 | 0.78951 | 0.57518 | 2
13733 | 09E23G11H11D07M01W02 | 3.32 | 4.19 | 0.65 | 16.56 | 24.72 | 1.4778 | 432.7571 | 269.01 | 0.75015 | 0.44022 | 2
13734 | 09E23G11H11D07M01W03 | 3.32 | 4.19 | 0.65 | 11.77 | 19.93 | 1.4778 | 432.7571 | 202.44 | 0.75015 | 0.54869 | 2
13735 | 09E23G11H11D07M01W04 | 3.32 | 4.19 | 0.65 | 8.6 | 16.76 | 1.4778 | 432.7571 | 158.55 | 0.75015 | 0.62047 | 2
13736 | 09E23G11H11D07M02W02 | 3.18 | 3.53 | 0.65 | 16.56 | 23.92 | 1.3222 | 389.6865 | 267.33 | 0.78951 | 0.45833 | 2
13737 | 09E23G11H12D05M01W02 | 2.8 | 3.38 | 0.65 | 16.56 | 23.39 | 1.1667 | 363.0237 | 263.34 | 0.79845 | 0.47034 | 2
13738 | 09E23G11H12D05M01W03 | 2.8 | 3.38 | 0.65 | 11.77 | 18.6 | 1.1667 | 363.0237 | 196.77 | 0.79845 | 0.5788 | 2
13739 | 09E23G11H12D07M01W02 | 2.88 | 3.5 | 0.65 | 16.56 | 23.59 | 1.2444 | 373.2786 | 264.39 | 0.79129 | 0.46581 | 2
13740 | 09E23G11H12D07M01W03 | 2.88 | 3.5 | 0.65 | 11.77 | 18.8 | 1.2444 | 373.2786 | 197.82 | 0.79129 | 0.57428 | 2
13741 | 09E23G11H12D07M01W04 | 2.88 | 3.5 | 0.65 | 8.6 | 15.63 | 1.2444 | 373.2786 | 153.93 | 0.79129 | 0.64606 | 2
13742 | 09E23G11H12D07M02W02 | 2.76 | 2.95 | 0.65 | 16.56 | 22.92 | 1.0889 | 336.361 | 262.92 | 0.82409 | 0.48098 | 2
13743 | 09E23G11H13D05M01W02 | 2.8 | 3.17 | 0.65 | 16.56 | 23.18 | 1.1667 | 344.5649 | 263.34 | 0.81097 | 0.47509 | 2
13744 | 09E23G11H13D05M01W03 | 2.8 | 3.17 | 0.65 | 11.77 | 18.39 | 1.1667 | 344.5649 | 196.77 | 0.81097 | 0.58356 | 2
13745 | 09E23G11H13D07M01W02 | 2.88 | 3.29 | 0.65 | 16.56 | 23.38 | 1.1667 | 352.7688 | 264.39 | 0.80382 | 0.47056 | 2
13746 | 09E23G11H13D07M01W03 | 2.88 | 3.29 | 0.65 | 11.77 | 18.59 | 1.1667 | 352.7688 | 197.82 | 0.80382 | 0.57903 | 2
13747 | 09E23G11H13D07M01W04 | 2.88 | 3.29 | 0.65 | 8.6 | 15.42 | 1.1667 | 352.7688 | 153.93 | 0.80382 | 0.65082 | 2
13748 | 09E23G11H13D07M02W02 | 2.76 | 2.77 | 0.65 | 16.56 | 22.74 | 1.0889 | 319.9531 | 262.92 | 0.83482 | 0.48505 | 2
13749 | 09E23G11H14D05M01W02 | 3.22 | 3.81 | 0.65 | 16.56 | 24.24 | 1.3222 | 399.9414 | 267.75 | 0.77281 | 0.45109 | 2
13750 | 09E23G11H14D05M01W03 | 3.22 | 3.81 | 0.65 | 11.77 | 19.45 | 1.3222 | 399.9414 | 201.18 | 0.77281 | 0.55956 | 2
13751 | 09E23G11H14D07M01W02 | 3.32 | 3.95 | 0.65 | 16.56 | 24.48 | 1.4 | 408.1453 | 269.01 | 0.76446 | 0.44565 | 2
13752 | 09E23G11H14D07M01W03 | 3.32 | 3.95 | 0.65 | 11.77 | 19.69 | 1.4 | 408.1453 | 202.44 | 0.76446 | 0.55412 | 2
13753 | 09E23G11H14D07M01W04 | 3.32 | 3.95 | 0.65 | 8.6 | 16.52 | 1.4 | 408.1453 | 158.55 | 0.76446 | 0.62591 | 2
13754 | 09E23G11H14D07M02W02 | 3.18 | 3.33 | 0.65 | 16.56 | 23.72 | 1.2444 | 369.1767 | 267.33 | 0.80143 | 0.46286 | 2
13755 | 09E23G12H07D04M01W02 | 1.49 | 26.08 | 0.65 | 16.56 | 44.78 | 3.8111 | 1942.2795 | 247.38 | -0.55516 | -0.01404
13756 | 09E23G12H07D05M01W02 | 1.3 | 22.16 | 0.65 | 16.56 | 40.67 | 3.2667 | 1685.9068 | 245.07 | -0.32141 | 0.079031
13757 | 09E23G12H07D05M01W03 | 1.3 | 22.16 | 0.65 | 11.77 | 35.88 | 3.2667 | 1685.9068 | 178.5 | -0.32141 | 0.1875
13758 | 09E23G12H07D06M01W02 | 1.13 | 20.24 | 0.65 | 16.56 | 38.58 | 2.9556 | 1556.695 | 243.18 | -0.20692 | 0.12636
13759 | 09E23G12H07D06M01W03 | 1.13 | 20.24 | 0.65 | 11.77 | 33.79 | 2.9556 | 1556.695 | 176.61 | -0.20692 | 0.23483
13760 | 09E23G12H07D07M01W02 | 1.34 | 22.68 | 0.65 | 16.56 | 41.23 | 3.3444 | 1718.7225 | 245.49 | -0.35242 | 0.06635
13761 | 09E23G12H07D07M01W03 | 1.34 | 22.68 | 0.65 | 11.77 | 36.44 | 3.3444 | 1718.7225 | 178.92 | -0.35242 | 0.17482
13762 | 09E23G12H07D07M01W04 | 1.34 | 22.68 | 0.65 | 8.6 | 33.27 | 3.3444 | 1718.7225 | 135.03 | -0.35242 | 0.2466
13763 | 09E23G12H07D07M02W02 | 1.11 | 20.82 | 0.65 | 16.56 | 39.14 | 3.3444 | 1575.1538 | 242.97 | -0.2415 | 0.11368
13764 | 09E23G12H08D05M01W02 | 1.15 | 22.16 | 0.65 | 16.56 | 40.52 | 3.2667 | 1685.9068 | 243.18 | -0.32141 | 0.082428
13765 | 09E23G12H08D05M01W03 | 1.15 | 22.16 | 0.65 | 11.77 | 35.73 | 3.2667 | 1685.9068 | 176.61 | -0.32141 | 0.1909
13766 | 09E23G12H08D06M01W02 | 1 | 20.24 | 0.65 | 16.56 | 38.45 | 2.9556 | 1556.695 | 241.5 | -0.20692 | 0.1293
13767 | 09E23G12H08D06M01W03 | 1 | 20.24 | 0.65 | 11.77 | 33.66 | 2.9556 | 1556.695 | 174.93 | -0.20692 | 0.23777
13768 | 09E23G12H08D07M01W02 | 1.18 | 22.68 | 0.65 | 16.56 | 41.07 | 3.3444 | 1718.7225 | 243.6 | -0.35242 | 0.069973
13769 | 09E23G12H08D07M01W03 | 1.18 | 22.68 | 0.65 | 11.77 | 36.28 | 3.3444 | 1718.7225 | 177.03 | -0.35242 | 0.17844
13770 | 09E23G12H08D07M01W04 | 1.18 | 22.68 | 0.65 | 8.6 | 33.11 | 3.3444 | 1718.7225 | 133.14 | -0.35242 | 0.25023
13771 | 09E23G12H08D07M02W02 | 0.98 | 20.82 | 0.65 | 16.56 | 39.01 | 3.3444 | 1575.1538 | 241.08 | -0.2415 | 0.11662
13772 | 09E23G12H09D05M01W02 | 1.1 | 22.16 | 0.65 | 16.56 | 40.47 | 3.2667 | 1685.9068 | 242.55 | -0.32141 | 0.08356
13773 | 09E23G12H09D05M01W03 | 1.1 | 22.16 | 0.65 | 11.77 | 35.68 | 3.2667 | 1685.9068 | 175.98 | -0.32141 | 0.19203
13774 | 09E23G12H09D07M01W02 | 1.14 | 22.68 | 0.65 | 16.56 | 41.03 | 3.3444 | 1718.7225 | 242.97 | -0.35242 | 0.070879
13775 | 09E23G12H09D07M01W03 | 1.14 | 22.68 | 0.65 | 11.77 | 36.24 | 3.3444 | 1718.7225 | 176.4 | -0.35242 | 0.17935
13776 | 09E23G12H09D07M01W04 | 1.14 | 22.68 | 0.65 | 8.6 | 33.07 | 3.3444 | 1718.7225 | 132.51 | -0.35242 | 0.25113
13777 | 09E23G12H09D07M02W02 | 0.94 | 20.82 | 0.65 | 16.56 | 38.97 | 3.3444 | 1575.1538 | 240.66 | -0.2415 | 0.11753
13778 | 09E23G12H10D05M01W02 | 1.3 | 19.75 | 0.65 | 16.56 | 38.26 | 2.8 | 1540.2871 | 245.07 | -0.1777 | 0.13361
13779 | 09E23G12H10D05M01W03 | 1.3 | 19.75 | 0.65 | 11.77 | 33.47 | 2.8 | 1540.2871 | 178.5 | -0.1777 | 0.24207
13780 | 09E23G12H10D07M01W02 | 1.34 | 20.21 | 0.65 | 16.56 | 38.76 | 2.8778 | 1569.0009 | 245.49 | -0.20513 | 0.12228
13781 | 09E23G12H10D07M01W03 | 1.34 | 20.21 | 0.65 | 11.77 | 33.97 | 2.8778 | 1569.0009 | 178.92 | -0.20513 | 0.23075
13782 | 09E23G12H10D07M01W04 | 1.34 | 20.21 | 0.65 | 8.6 | 30.8 | 2.8778 | 1569.0009 | 135.03 | -0.20513 | 0.30254
13783 | 09E23G12H10D07M02W02 | 1.11 | 18.55 | 0.65 | 16.56 | 36.87 | 2.8778 | 1439.789 | 242.97 | -0.10614 | 0.16508
13784 | 09E23G12H11D05M01W02 | 1.3 | 18.96 | 0.65 | 16.56 | 37.47 | 2.6444 | 1503.3695 | 245.07 | -0.13059 | 0.15149
13785 | 09E23G12H11D05M01W03 | 1.3 | 18.96 | 0.65 | 11.77 | 32.68 | 2.6444 | 1503.3695 | 178.5 | -0.13059 | 0.25996
13786 | 09E23G12H11D06M01W02 | 1.13 | 17.34 | 0.65 | 16.56 | 35.68 | 2.4111 | 1390.5655 | 243.18 | -0.033989 | 0.19203
13787 | 09E23G12H11D06M01W03 | 1.13 | 17.34 | 0.65 | 11.77 | 30.89 | 2.4111 | 1390.5655 | 176.61 | -0.033989 | 0.3005
13788 | 09E23G12H11D07M01W02 | 1.34 | 19.4 | 0.65 | 16.56 | 37.95 | 2.7222 | 1532.0832 | 245.49 | -0.15683 | 0.14062
13789 | 09E23G12H11D07M01W03 | 1.34 | 19.4 | 0.65 | 11.77 | 33.16 | 2.7222 | 1532.0832 | 178.92 | -0.15683 | 0.24909
13790 | 09E23G12H11D07M01W04 | 1.34 | 19.4 | 0.65 | 8.6 | 29.99 | 2.7222 | 1532.0832 | 135.03 | -0.15683 | 0.32088
13791 | 09E23G12H11D07M02W02 | 1.11 | 17.8 | 0.65 | 16.56 | 36.12 | 2.7222 | 1404.9224 | 242.97 | -0.061419 | 0.18207
13792 | 09E23G12H12D05M01W02 | 1.12 | 15.81 | 0.65 | 16.56 | 34.14 | 2.2556 | 1267.5066 | 243.39 | 0.057245 | 0.2269 | 1
13793 | 09E23G12H12D05M01W03 | 1.12 | 15.81 | 0.65 | 11.77 | 29.35 | 2.2556 | 1267.5066 | 176.82 | 0.057245 | 0.33537 | 1
13794 | 09E23G12H12D07M01W02 | 1.17 | 16.18 | 0.65 | 16.56 | 34.56 | 2.2556 | 1292.1184 | 243.81 | 0.035182 | 0.21739
13795 | 09E23G12H12D07M01W03 | 1.17 | 16.18 | 0.65 | 11.77 | 29.77 | 2.2556 | 1292.1184 | 177.24 | 0.035182 | 0.32586
13796 | 09E23G12H12D07M01W04 | 1.17 | 16.18 | 0.65 | 8.6 | 26.6 | 2.2556 | 1292.1184 | 133.35 | 0.035182 | 0.39764
13797 | 09E23G12H12D07M02W02 | 0.96 | 14.85 | 0.65 | 16.56 | 33.02 | 2.2556 | 1187.5183 | 241.29 | 0.11449 | 0.25226 | 1
13798 | 09E23G12H13D05M01W02 | 1.12 | 14.78 | 0.65 | 16.56 | 33.11 | 2.1778 | 1164.9575 | 243.39 | 0.11866 | 0.25023 | 1
13799 | 09E23G12H13D05M01W03 | 1.12 | 14.78 | 0.65 | 11.77 | 28.32 | 2.1778 | 1164.9575 | 176.82 | 0.11866 | 0.3587 | 1
13800 | 09E23G12H13D07M01W02 | 1.17 | 15.12 | 0.65 | 16.56 | 33.5 | 2.1778 | 1187.5183 | 243.81 | 0.09839 | 0.24139 | 1
13801 | 09E23G12H13D07M01W03 | 1.17 | 15.12 | 0.65 | 11.77 | 28.71 | 2.1778 | 1187.5183 | 177.24 | 0.09839 | 0.34986 | 1
13802 | 09E23G12H13D07M01W04 | 1.17 | 15.12 | 0.65 | 8.6 | 25.54 | 2.1778 | 1187.5183 | 133.35 | 0.09839 | 0.42165 | 1
13803 | 09E23G12H13D07M02W02 | 0.96 | 13.88 | 0.65 | 16.56 | 32.05 | 2.1778 | 1093.1732 | 241.29 | 0.17233 | 0.27423 | 1
13804 | 09E23G12H14D05M01W02 | 1.3 | 17.75 | 0.65 | 16.56 | 36.26 | 2.5667 | 1384.4125 | 245.07 | -0.058438 | 0.17889
13805 | 09E23G12H14D05M01W03 | 1.3 | 17.75 | 0.65 | 11.77 | 31.47 | 2.5667 | 1384.4125 | 178.5 | -0.058438 | 0.28736
13806 | 09E23G12H14D07M01W02 | 1.34 | 18.17 | 0.65 | 16.56 | 36.72 | 2.6444 | 1411.0753 | 245.49 | -0.083482 | 0.16848
13807 | 09E23G12H14D07M01W03 | 1.34 | 18.17 | 0.65 | 11.77 | 31.93 | 2.6444 | 1411.0753 | 178.92 | -0.083482 | 0.27695
13808 | 09E23G12H14D07M01W04 | 1.34 | 18.17 | 0.65 | 8.6 | 28.76 | 2.6444 | 1411.0753 | 135.03 | -0.083482 | 0.34873
13809 | 09E23G12H14D07M02W02 | 1.11 | 16.67 | 0.65 | 16.56 | 34.99 | 2.6444 | 1296.2203 | 242.97 | 0.005963 | 0.20765
13810 | 09E24G10H07D04M01W02 | 3.38 | 9.73 | 0.65 | 16.56 | 30.32 | 2.8 | 775.271 | 269.64 | 0.4198 | 0.31341 | 1
13811 | 09E24G10H07D05M01W02 | 2.96 | 8.22 | 0.65 | 16.56 | 28.39 | 2.3333 | 678.8749 | 264.81 | 0.50984 | 0.35711 | 2
13812 | 09E24G10H07D05M01W03 | 2.96 | 8.22 | 0.65 | 11.77 | 23.6 | 2.3333 | 678.8749 | 198.24 | 0.50984 | 0.46558 | 2
13813 | 09E24G10H07D06M01W02 | 2.6 | 7.26 | 0.65 | 16.56 | 27.07 | 2.1 | 615.2945 | 260.4 | 0.56708 | 0.387 | 2
13814 | 09E24G10H07D06M01W03 | 2.6 | 7.26 | 0.65 | 11.77 | 22.28 | 2.1 | 615.2945 | 193.83 | 0.56708 | 0.49547 | 2
13815 | 09E24G10H07D07M01W02 | 3.06 | 8.49 | 0.65 | 16.56 | 28.76 | 2.4111 | 697.3337 | 265.86 | 0.49374 | 0.34873 | 1
13816 | 09E24G10H07D07M01W03 | 3.06 | 8.49 | 0.65 | 11.77 | 23.97 | 2.4111 | 697.3337 | 199.29 | 0.49374 | 0.4572 | 2
13817 | 09E24G10H07D07M01W04 | 3.06 | 8.49 | 0.65 | 8.6 | 20.8 | 2.4111 | 697.3337 | 155.4 | 0.49374 | 0.52899 | 2
13818 | 09E24G10H07D07M02W02 | 2.89 | 7.34 | 0.65 | 16.56 | 27.44 | 2.3333 | 619.3964 | 263.97 | 0.56231 | 0.37862 | 2
13819 | 09E24G10H08D05M01W02 | 2.61 | 8.22 | 0.65 | 16.56 | 28.04 | 2.3333 | 678.8749 | 260.19 | 0.50984 | 0.36504 | 2
13820 | 09E24G10H08D05M01W03 | 2.61 | 8.22 | 0.65 | 11.77 | 23.25 | 2.3333 | 678.8749 | 193.62 | 0.50984 | 0.47351 | 2
13821 | 09E24G10H08D06M01W02 | 2.29 | 7.26 | 0.65 | 16.56 | 26.76 | 2.1 | 615.2945 | 256.41 | 0.56708 | 0.39402 | 2
13822 | 09E24G10H08D06M01W03 | 2.29 | 7.26 | 0.65 | 11.77 | 21.97 | 2.1 | 615.2945 | 189.84 | 0.56708 | 0.50249 | 2
13823 | 09E24G10H08D07M01W02 | 2.7 | 8.49 | 0.65 | 16.56 | 28.4 | 2.4111 | 697.3337 | 261.24 | 0.49374 | 0.35688 | 2
13824 | 09E24G10H08D07M01W03 | 2.7 | 8.49 | 0.65 | 11.77 | 23.61 | 2.4111 | 697.3337 | 194.67 | 0.49374 | 0.46535 | 2
13825 | 09E24G10H08D07M01W04 | 2.7 | 8.49 | 0.65 | 8.6 | 20.44 | 2.4111 | 697.3337 | 150.78 | 0.49374 | 0.53714 | 2
13826 | 09E24G10H08D07M02W02 | 2.55 | 7.34 | 0.65 | 16.56 | 27.1 | 2.3333 | 619.3964 | 259.35 | 0.56231 | 0.38632 | 2
13827 | 09E24G10H09D05M01W02 | 2.51 | 8.22 | 0.65 | 16.56 | 27.94 | 2.3333 | 678.8749 | 258.93 | 0.50984 | 0.3673 | 2
13828 | 09E24G10H09D05M01W03 | 2.51 | 8.22 | 0.65 | 11.77 | 23.15 | 2.3333 | 678.8749 | 192.36 | 0.50984 | 0.47577 | 2
13829 | 09E24G10H09D07M01W02 | 2.59 | 8.49 | 0.65 | 16.56 | 28.29 | 2.4111 | 697.3337 | 259.77 | 0.49374 | 0.35938 | 2
13830 | 09E24G10H09D07M01W03 | 2.59 | 8.49 | 0.65 | 11.77 | 23.5 | 2.4111 | 697.3337 | 193.2 | 0.49374 | 0.46784 | 2
13831 | 09E24G10H09D07M01W04 | 2.59 | 8.49 | 0.65 | 8.6 | 20.33 | 2.4111 | 697.3337 | 149.31 | 0.49374 | 0.53963 | 2
13832 | 09E24G10H09D07M02W02 | 2.45 | 7.34 | 0.65 | 16.56 | 27 | 2.3333 | 619.3964 | 258.09 | 0.56231 | 0.38859 | 2
13833 | 09E24G10H10D05M01W02 | 2.96 | 7.3 | 0.65 | 16.56 | 27.47 | 2.0222 | 627.6004 | 264.81 | 0.5647 | 0.37794 | 2
13834 | 09E24G10H10D05M01W03 | 2.96 | 7.3 | 0.65 | 11.77 | 22.68 | 2.0222 | 627.6004 | 198.24 | 0.5647 | 0.48641 | 2
13835 | 09E24G10H10D07M01W02 | 3.06 | 7.54 | 0.65 | 16.56 | 27.81 | 2.1 | 644.0082 | 265.86 | 0.55039 | 0.37024 | 2
13836 | 09E24G10H10D07M01W03 | 3.06 | 7.54 | 0.65 | 11.77 | 23.02 | 2.1 | 644.0082 | 199.29 | 0.55039 | 0.47871 | 2
13837 | 09E24G10H10D07M01W04 | 3.06 | 7.54 | 0.65 | 8.6 | 19.85 | 2.1 | 644.0082 | 155.4 | 0.55039 | 0.5505 | 2
13838 | 09E24G10H10D07M02W02 | 2.89 | 6.52 | 0.65 | 16.56 | 26.62 | 2.0222 | 574.2748 | 263.97 | 0.61121 | 0.39719 | 2
13839 | 09E24G10H11D05M01W02 | 2.96 | 6.99 | 0.65 | 16.56 | 27.16 | 1.9444 | 615.2945 | 264.81 | 0.58318 | 0.38496 | 2
13840 | 09E24G10H11D05M01W03 | 2.96 | 6.99 | 0.65 | 11.77 | 22.37 | 1.9444 | 615.2945 | 198.24 | 0.58318 | 0.49343 | 2
13841 | 09E24G10H11D06M01W02 | 2.6 | 6.18 | 0.65 | 16.56 | 25.99 | 1.7111 | 557.867 | 260.4 | 0.63148 | 0.41146 | 2
13842 | 09E24G10H11D06M01W03 | 2.6 | 6.18 | 0.65 | 11.77 | 21.2 | 1.7111 | 557.867 | 193.83 | 0.63148 | 0.51993 | 2
13843 | 09E24G10H11D07M01W02 | 3.06 | 7.21 | 0.65 | 16.56 | 27.48 | 2.0222 | 629.6513 | 265.86 | 0.57007 | 0.37772 | 2
13844 | 09E24G10H11D07M01W03 | 3.06 | 7.21 | 0.65 | 11.77 | 22.69 | 2.0222 | 629.6513 | 199.29 | 0.57007 | 0.48619 | 2
13845 | 09E24G10H11D07M01W04 | 3.06 | 7.21 | 0.65 | 8.6 | 19.52 | 2.0222 | 629.6513 | 155.4 | 0.57007 | 0.55797 | 2
13846 | 09E24G10H11D07M02W02 | 2.89 | 6.23 | 0.65 | 16.56 | 26.33 | 1.8667 | 561.9689 | 263.97 | 0.6285 | 0.40376 | 2
13847 | 09E24G10H12D05M01W02 | 2.58 | 5.83 | 0.65 | 16.56 | 25.62 | 1.6333 | 525.0513 | 260.61 | 0.65236 | 0.41984 | 2
13848 | 09E24G10H12D05M01W03 | 2.58 | 5.83 | 0.65 | 11.77 | 20.83 | 1.6333 | 525.0513 | 194.04 | 0.65236 | 0.52831 | 2
13849 | 09E24G10H12D07M01W02 | 2.66 | 6.02 | 0.65 | 16.56 | 25.89 | 1.6333 | 535.3062 | 261.66 | 0.64103 | 0.41372 | 2
13850 | 09E24G10H12D07M01W03 | 2.66 | 6.02 | 0.65 | 11.77 | 21.1 | 1.6333 | 535.3062 | 195.09 | 0.64103 | 0.52219 | 2
13851 | 09E24G10H12D07M01W04 | 2.66 | 6.02 | 0.65 | 8.6 | 17.93 | 1.6333 | 535.3062 | 151.2 | 0.64103 | 0.59398 | 2
13852 | 09E24G10H12D07M02W02 | 2.51 | 5.2 | 0.65 | 16.56 | 24.92 | 1.5556 | 479.9297 | 259.77 | 0.68992 | 0.43569 | 2
13853 | 09E24G10H13D05M01W02 | 2.58 | 5.48 | 0.65 | 16.56 | 25.27 | 1.5556 | 490.1846 | 260.61 | 0.67323 | 0.42776 | 2
13854 | 09E24G10H13D05M01W03 | 2.58 | 5.48 | 0.65 | 11.77 | 20.48 | 1.5556 | 490.1846 | 194.04 | 0.67323 | 0.53623 | 2
13855 | 09E24G10H13D07M01W02 | 2.66 | 5.65 | 0.65 | 16.56 | 25.52 | 1.6333 | 502.4905 | 261.66 | 0.66309 | 0.4221 | 2
13856 | 09E24G10H13D07M01W03 | 2.66 | 5.65 | 0.65 | 11.77 | 20.73 | 1.6333 | 502.4905 | 195.09 | 0.66309 | 0.53057 | 2
13857 | 09E24G10H13D07M01W04 | 2.66 | 5.65 | 0.65 | 8.6 | 17.56 | 1.6333 | 502.4905 | 151.2 | 0.66309 | 0.60236 | 2
13858 | 09E24G10H13D07M02W02 | 2.51 | 4.89 | 0.65 | 16.56 | 24.61 | 1.5556 | 451.2159 | 259.77 | 0.70841 | 0.44271 | 2
13859 | 09E24G10H14D05M01W02 | 2.96 | 6.58 | 0.65 | 16.56 | 26.75 | 1.8667 | 576.3258 | 264.81 | 0.60763 | 0.39425 | 2
13860 | 09E24G10H14D05M01W03 | 2.96 | 6.58 | 0.65 | 11.77 | 21.96 | 1.8667 | 576.3258 | 198.24 | 0.60763 | 0.50272 | 2
13861 | 09E24G10H14D07M01W02 | 3.06 | 6.79 | 0.65 | 16.56 | 27.06 | 1.9444 | 590.6827 | 265.86 | 0.59511 | 0.38723 | 2
13862 | 09E24G10H14D07M01W03 | 3.06 | 6.79 | 0.65 | 11.77 | 22.27 | 1.9444 | 590.6827 | 199.29 | 0.59511 | 0.4957 | 2
13863 | 09E24G10H14D07M01W04 | 3.06 | 6.79 | 0.65 | 8.6 | 19.1 | 1.9444 | 590.6827 | 155.4 | 0.59511 | 0.56748 | 2
13864 | 09E24G10H14D07M02W02 | 2.89 | 5.87 | 0.65 | 16.56 | 25.97 | 1.7889 | 527.1023 | 263.97 | 0.64997 | 0.41191 | 2
13865 | 09E24G11H07D04M01W02 | 4.33 | 6.74 | 0.65 | 16.56 | 28.28 | 2.2556 | 594.7846 | 280.98 | 0.59809 | 0.3596 | 2
13866 | 09E24G11H07D05M01W02 | 3.81 | 5.7 | 0.65 | 16.56 | 26.72 | 1.9444 | 525.0513 | 274.68 | 0.66011 | 0.39493 | 2
13867 | 09E24G11H07D05M01W03 | 3.81 | 5.7 | 0.65 | 11.77 | 21.93 | 1.9444 | 525.0513 | 208.11 | 0.66011 | 0.5034 | 2
13868 | 09E24G11H07D06M01W02 | 3.35 | 4.97 | 0.65 | 16.56 | 25.53 | 1.7111 | 475.8277 | 269.22 | 0.70364 | 0.42188 | 2
13869 | 09E24G11H07D06M01W03 | 3.35 | 4.97 | 0.65 | 11.77 | 20.74 | 1.7111 | 475.8277 | 202.65 | 0.70364 | 0.53034 | 2
13870 | 09E24G11H07D07M01W02 | 3.92 | 5.9 | 0.65 | 16.56 | 27.03 | 2.0222 | 539.4081 | 276.15 | 0.64818 | 0.38791 | 2
13871 | 09E24G11H07D07M01W03 | 3.92 | 5.9 | 0.65 | 11.77 | 22.24 | 2.0222 | 539.4081 | 209.58 | 0.64818 | 0.49638 | 2
13872 | 09E24G11H07D07M01W04 | 3.92 | 5.9 | 0.65 | 8.6 | 19.07 | 2.0222 | 539.4081 | 165.69 | 0.64818 | 0.56816 | 2
13873 | 09E24G11H07D07M02W02 | 3.75 | 5.03 | 0.65 | 16.56 | 25.99 | 1.8667 | 484.0316 | 274.05 | 0.70006 | 0.41146 | 2
13874 | 09E24G11H08D05M01W02 | 3.35 | 5.7 | 0.65 | 16.56 | 26.26 | 1.9444 | 525.0513 | 268.8 | 0.66011 | 0.40534 | 2
13875 | 09E24G11H08D05M01W03 | 3.35 | 5.7 | 0.65 | 11.77 | 21.47 | 1.9444 | 525.0513 | 202.23 | 0.66011 | 0.51381 | 2
13876 | 09E24G11H08D06M01W02 | 2.95 | 4.97 | 0.65 | 16.56 | 25.13 | 1.7111 | 475.8277 | 264.18 | 0.70364 | 0.43093 | 2
13877 | 09E24G11H08D06M01W03 | 2.95 | 4.97 | 0.65 | 11.77 | 20.34 | 1.7111 | 475.8277 | 197.61 | 0.70364 | 0.5394 | 2
13878 | 09E24G11H08D07M01W02 | 3.46 | 5.9 | 0.65 | 16.56 | 26.57 | 2.0222 | 539.4081 | 270.06 | 0.64818 | 0.39832 | 2
13879 | 09E24G11H08D07M01W03 | 3.46 | 5.9 | 0.65 | 11.77 | 21.78 | 2.0222 | 539.4081 | 203.49 | 0.64818 | 0.50679 | 2
13880 | 09E24G11H08D07M01W04 | 3.46 | 5.9 | 0.65 | 8.6 | 18.61 | 2.0222 | 539.4081 | 159.6 | 0.64818 | 0.57858 | 2
13881 | 09E24G11H08D07M02W02 | 3.31 | 5.03 | 0.65 | 16.56 | 25.55 | 1.8667 | 484.0316 | 268.17 | 0.70006 | 0.42142 | 2
13882 | 09E24G11H09D05M01W02 | 3.23 | 5.7 | 0.65 | 16.56 | 26.14 | 1.9444 | 525.0513 | 267.33 | 0.66011 | 0.40806 | 2
13883 | 09E24G11H09D05M01W03 | 3.23 | 5.7 | 0.65 | 11.77 | 21.35 | 1.9444 | 525.0513 | 200.76 | 0.66011 | 0.51653 | 2
13884 | 09E24G11H09D07M01W02 | 3.33 | 5.9 | 0.65 | 16.56 | 26.44 | 2.0222 | 539.4081 | 268.38 | 0.64818 | 0.40127 | 2
13885 | 09E24G11H09D07M01W03 | 3.33 | 5.9 | 0.65 | 11.77 | 21.65 | 2.0222 | 539.4081 | 201.81 | 0.64818 | 0.50974 | 2
13886 | 09E24G11H09D07M01W04 | 3.33 | 5.9 | 0.65 | 8.6 | 18.48 | 2.0222 | 539.4081 | 157.92 | 0.64818 | 0.58152 | 2
13887 | 09E24G11H09D07M02W02 | 3.18 | 5.03 | 0.65 | 16.56 | 25.42 | 1.8667 | 484.0316 | 266.7 | 0.70006 | 0.42437 | 2
13888 | 09E24G11H10D05M01W02 | 3.81 | 5.06 | 0.65 | 16.56 | 26.08 | 1.7111 | 490.1846 | 274.68 | 0.69827 | 0.40942 | 2
13889 | 09E24G11H10D05M01W03 | 3.81 | 5.06 | 0.65 | 11.77 | 21.29 | 1.7111 | 490.1846 | 208.11 | 0.69827 | 0.51789 | 2
13890 | 09E24G11H10D07M01W02 | 3.92 | 5.23 | 0.65 | 16.56 | 26.36 | 1.7111 | 502.4905 | 276.15 | 0.68813 | 0.40308 | 2
13891 | 09E24G11H10D07M01W03 | 3.92 | 5.23 | 0.65 | 11.77 | 21.57 | 1.7111 | 502.4905 | 209.58 | 0.68813 | 0.51155 | 2
13892 | 09E24G11H10D07M01W04 | 3.92 | 5.23 | 0.65 | 8.6 | 18.4 | 1.7111 | 502.4905 | 165.69 | 0.68813 | 0.58333 | 2
13893 | 09E24G11H10D07M02W02 | 3.75 | 4.46 | 0.65 | 16.56 | 25.42 | 1.6333 | 451.2159 | 274.05 | 0.73405 | 0.42437 | 2
13894 | 09E24G11H11D05M01W02 | 3.81 | 4.83 | 0.65 | 16.56 | 25.85 | 1.5556 | 479.9297 | 274.68 | 0.71199 | 0.41463 | 2
13895 | 09E24G11H11D05M01W03 | 3.81 | 4.83 | 0.65 | 11.77 | 21.06 | 1.5556 | 479.9297 | 208.11 | 0.71199 | 0.5231 | 2
13896 | 09E24G11H11D06M01W02 | 3.35 | 4.23 | 0.65 | 16.56 | 24.79 | 1.4 | 436.8591 | 269.22 | 0.74776 | 0.43863 | 2
13897 | 09E24G11H11D06M01W03 | 3.35 | 4.23 | 0.65 | 11.77 | 20 | 1.4 | 436.8591 | 202.65 | 0.74776 | 0.5471 | 2
13898 | 09E24G11H11D07M01W02 | 3.92 | 5 | 0.65 | 16.56 | 26.13 | 1.6333 | 492.2356 | 276.15 | 0.70185 | 0.40829 | 2
13899 | 09E24G11H11D07M01W03 | 3.92 | 5 | 0.65 | 11.77 | 21.34 | 1.6333 | 492.2356 | 209.58 | 0.70185 | 0.51676 | 2
13900 | 09E24G11H11D07M01W04 | 3.92 | 5 | 0.65 | 8.6 | 18.17 | 1.6333 | 492.2356 | 165.69 | 0.70185 | 0.58854 | 2
13901 | 09E24G11H11D07M02W02 | 3.75 | 4.26 | 0.65 | 16.56 | 25.22 | 1.4778 | 443.012 | 274.05 | 0.74597 | 0.42889 | 2
13902 | 09E24G11H12D05M01W02 | 3.31 | 4.03 | 0.65 | 16.56 | 24.55 | 1.3222 | 410.1963 | 269.43 | 0.75969 | 0.44407 | 2
13903 | 09E24G11H12D05M01W03 | 3.31 | 4.03 | 0.65 | 11.77 | 19.76 | 1.3222 | 410.1963 | 202.86 | 0.75969 | 0.55254 | 2
13904 | 09E24G11H12D07M01W02 | 3.41 | 4.17 | 0.65 | 16.56 | 24.79 | 1.4 | 420.4512 | 270.69 | 0.75134 | 0.43863 | 2
13905 | 09E24G11H12D07M01W03 | 3.41 | 4.17 | 0.65 | 11.77 | 20 | 1.4 | 420.4512 | 204.12 | 0.75134 | 0.5471 | 2
13906 | 09E24G11H12D07M01W04 | 3.41 | 4.17 | 0.65 | 8.6 | 16.83 | 1.4 | 420.4512 | 160.23 | 0.75134 | 0.61889 | 2
13907 | 09E24G11H12D07M02W02 | 3.26 | 3.56 | 0.65 | 16.56 | 24.03 | 1.2444 | 379.4316 | 268.8 | 0.78772 | 0.45584 | 2
13908 | 09E24G11H13D05M01W02 | 3.31 | 3.79 | 0.65 | 16.56 | 24.31 | 1.2444 | 387.6355 | 269.43 | 0.774 | 0.4495 | 2
13909 | 09E24G11H13D05M01W03 | 3.31 | 3.79 | 0.65 | 11.77 | 19.52 | 1.2444 | 387.6355 | 202.86 | 0.774 | 0.55797 | 2
13910 | 09E24G11H13D07M01W02 | 3.41 | 3.92 | 0.65 | 16.56 | 24.54 | 1.3222 | 397.8904 | 270.69 | 0.76625 | 0.44429 | 2
13911 | 09E24G11H13D07M01W03 | 3.41 | 3.92 | 0.65 | 11.77 | 19.75 | 1.3222 | 397.8904 | 204.12 | 0.76625 | 0.55276 | 2
13912 | 09E24G11H13D07M01W04 | 3.41 | 3.92 | 0.65 | 8.6 | 16.58 | 1.3222 | 397.8904 | 160.23 | 0.76625 | 0.62455 | 2
13913 | 09E24G11H13D07M02W02 | 3.26 | 3.35 | 0.65 | 16.56 | 23.82 | 1.2444 | 358.9218 | 268.8 | 0.80024 | 0.4606 | 2
13914 | 09E24G11H14D05M01W02 | 3.81 | 4.56 | 0.65 | 16.56 | 25.58 | 1.5556 | 453.2669 | 274.68 | 0.72809 | 0.42074 | 2
13915 | 09E24G11H14D05M01W03 | 3.81 | 4.56 | 0.65 | 11.77 | 20.79 | 1.5556 | 453.2669 | 208.11 | 0.72809 | 0.52921 | 2
13916 | 09E24G11H14D07M01W02 | 3.92 | 4.71 | 0.65 | 16.56 | 25.84 | 1.5556 | 465.5728 | 276.15 | 0.71914 | 0.41486 | 2
13917 | 09E24G11H14D07M01W03 | 3.92 | 4.71 | 0.65 | 11.77 | 21.05 | 1.5556 | 465.5728 | 209.58 | 0.71914 | 0.52332 | 2
13918 | 09E24G11H14D07M01W04 | 3.92 | 4.71 | 0.65 | 8.6 | 17.88 | 1.5556 | 465.5728 | 165.69 | 0.71914 | 0.59511 | 2
13919 | 09E24G11H14D07M02W02 | 3.75 | 4.02 | 0.65 | 16.56 | 24.98 | 1.4778 | 420.4512 | 274.05 | 0.76029 | 0.43433 | 2
13920 | 09E24G12H07D04M01W02 | 2 | 27.58 | 0.65 | 16.56 | 46.79 | 3.8889 | 2048.9306 | 253.47 | -0.6446 | -0.059556
13921 | 09E24G12H07D05M01W02 | 1.73 | 23.46 | 0.65 | 16.56 | 42.4 | 3.3444 | 1776.15 | 250.32 | -0.39893 | 0.039855
13922 | 09E24G12H07D05M01W03 | 1.73 | 23.46 | 0.65 | 11.77 | 37.61 | 3.3444 | 1776.15 | 183.75 | -0.39893 | 0.14832
13923 | 09E24G12H07D06M01W02 | 1.53 | 21.44 | 0.65 | 16.56 | 40.18 | 3.0333 | 1640.7852 | 247.8 | -0.27847 | 0.090127
13924 | 09E24G12H07D06M01W03 | 1.53 | 21.44 | 0.65 | 11.77 | 35.39 | 3.0333 | 1640.7852 | 181.23 | -0.27847 | 0.1986
13925 | 09E24G12H07D07M01W02 | 1.79 | 24 | 0.65 | 16.56 | 43 | 3.4222 | 1811.0167 | 250.95 | -0.43113 | 0.026268
13926 | 09E24G12H07D07M01W03 | 1.79 | 24 | 0.65 | 11.77 | 38.21 | 3.4222 | 1811.0167 | 184.38 | -0.43113 | 0.13474
13927 | 09E24G12H07D07M01W04 | 1.79 | 24 | 0.65 | 8.6 | 35.04 | 3.4222 | 1811.0167 | 140.49 | -0.43113 | 0.20652
13928 | 09E24G12H07D07M02W02 | 1.5 | 22.03 | 0.65 | 16.56 | 40.74 | 3.4222 | 1657.1931 | 247.59 | -0.31366 | 0.077446
13929 | 09E24G12H08D05M01W02 | 1.53 | 23.46 | 0.65 | 16.56 | 42.2 | 3.3444 | 1776.15 | 247.59 | -0.39893 | 0.044384
13930 | 09E24G12H08D05M01W03 | 1.53 | 23.46 | 0.65 | 11.77 | 37.41 | 3.3444 | 1776.15 | 181.02 | -0.39893 | 0.15285
13931 | 09E24G12H08D06M01W02 | 1.35 | 21.44 | 0.65 | 16.56 | 40 | 3.0333 | 1640.7852 | 245.49 | -0.27847 | 0.094203
13932 | 09E24G12H08D06M01W03 | 1.35 | 21.44 | 0.65 | 11.77 | 35.21 | 3.0333 | 1640.7852 | 178.92 | -0.27847 | 0.20267
13933 | 09E24G12H08D07M01W02 | 1.58 | 24 | 0.65 | 16.56 | 42.79 | 3.4222 | 1811.0167 | 248.22 | -0.43113 | 0.031024
13934 | 09E24G12H08D07M01W03 | 1.58 | 24 | 0.65 | 11.77 | 38 | 3.4222 | 1811.0167 | 181.65 | -0.43113 | 0.13949
13935 | 09E24G12H08D07M01W04 | 1.58 | 24 | 0.65 | 8.6 | 34.83 | 3.4222 | 1811.0167 | 137.76 | -0.43113 | 0.21128
13936 | 09E24G12H08D07M02W02 | 1.32 | 22.03 | 0.65 | 16.56 | 40.56 | 3.4222 | 1657.1931 | 245.28 | -0.31366 | 0.081522
13937 | 09E24G12H09D05M01W02 | 1.47 | 23.46 | 0.65 | 16.56 | 42.14 | 3.3444 | 1776.15 | 246.96 | -0.39893 | 0.045743
13938 | 09E24G12H09D05M01W03 | 1.47 | 23.46 | 0.65 | 11.77 | 37.35 | 3.3444 | 1776.15 | 180.39 | -0.39893 | 0.15421
13939 | 09E24G12H09D07M01W02 | 1.52 | 24 | 0.65 | 16.56 | 42.73 | 3.4222 | 1811.0167 | 247.38 | -0.43113 | 0.032382
13940 | 09E24G12H09D07M01W03 | 1.52 | 24 | 0.65 | 11.77 | 37.94 | 3.4222 | 1811.0167 | 180.81 | -0.43113 | 0.14085
13941 | 09E24G12H09D07M01W04 | 1.52 | 24 | 0.65 | 8.6 | 34.77 | 3.4222 | 1811.0167 | 136.92 | -0.43113 | 0.21264
13942 | 09E24G12H09D07M02W02 | 1.27 | 22.03 | 0.65 | 16.56 | 40.51 | 3.4222 | 1657.1931 | 244.65 | -0.31366 | 0.082654
13943 | 09E24G12H10D05M01W02 | 1.73 | 20.9 | 0.65 | 16.56 | 39.84 | 2.8778 | 1622.3264 | 250.32 | -0.24627 | 0.097826
13944 | 09E24G12H10D05M01W03 | 1.73 | 20.9 | 0.65 | 11.77 | 35.05 | 2.8778 | 1622.3264 | 183.75 | -0.24627 | 0.2063
13945 | 09E24G12H10D07M01W02 | 1.79 | 21.38 | 0.65 | 16.56 | 40.38 | 2.9556 | 1653.0911 | 250.95 | -0.2749 | 0.085598
13946 | 09E24G12H10D07M01W03 | 1.79 | 21.38 | 0.65 | 11.77 | 35.59 | 2.9556 | 1653.0911 | 184.38 | -0.2749 | 0.19407
13947 | 09E24G12H10D07M01W04 | 1.79 | 21.38 | 0.65 | 8.6 | 32.42 | 2.9556 | 1653.0911 | 140.49 | -0.2749 | 0.26585
13948 | 09E24G12H10D07M02W02 | 1.5 | 19.61 | 0.65 | 16.56 | 38.32 | 2.9556 | 1511.5734 | 247.59 | -0.16935 | 0.13225
13949 | 09E24G12H11D05M01W02 | 1.73 | 20.05 | 0.65 | 16.56 | 38.99 | 2.7222 | 1583.3577 | 250.32 | -0.19559 | 0.11707
13950 | 09E24G12H11D05M01W03 | 1.73 | 20.05 | 0.65 | 11.77 | 34.2 | 2.7222 | 1583.3577 | 183.75 | -0.19559 | 0.22554
13951 | 09E24G12H11D06M01W02 | 1.53 | 18.35 | 0.65 | 16.56 | 37.09 | 2.4889 | 1464.4008 | 247.8 | -0.094216 | 0.1601
13952 | 09E24G12H11D06M01W03 | 1.53 | 18.35 | 0.65 | 11.77 | 32.3 | 2.4889 | 1464.4008 | 181.23 | -0.094216 | 0.26857
13953 | 09E24G12H11D07M01W02 | 1.79 | 20.51 | 0.65 | 16.56 | 39.51 | 2.8 | 1612.0715 | 250.95 | -0.22302 | 0.1053
13954 | 09E24G12H11D07M01W03 | 1.79 | 20.51 | 0.65 | 11.77 | 34.72 | 2.8 | 1612.0715 | 184.38 | -0.22302 | 0.21377
13955 | 09E24G12H11D07M01W04 | 1.79 | 20.51 | 0.65 | 8.6 | 31.55 | 2.8 | 1612.0715 | 140.49 | -0.22302 | 0.28555
13956 | 09E24G12H11D07M02W02 | 1.5 | 18.82 | 0.65 | 16.56 | 37.53 | 2.8 | 1474.6557 | 247.59 | -0.12224 | 0.15014
13957 | 09E24G12H12D05M01W02 | 1.51 | 16.73 | 0.65 | 16.56 | 35.45 | 2.2556 | 1333.138 | 248.01 | 0.0023852 | 0.19724
13958 | 09E24G12H12D05M01W03 | 1.51 | 16.73 | 0.65 | 11.77 | 30.66 | 2.2556 | 1333.138 | 181.44 | 0.0023852 | 0.30571
13959 | 09E24G12H12D07M01W02 | 1.56 | 17.11 | 0.65 | 16.56 | 35.88 | 2.3333 | 1359.8008 | 248.43 | -0.020274 | 0.1875
13960 | 09E24G12H12D07M01W03 | 1.56 | 17.11 | 0.65 | 11.77 | 31.09 | 2.3333 | 1359.8008 | 181.86 | -0.020274 | 0.29597
13961 | 09E24G12H12D07M01W04 | 1.56 | 17.11 | 0.65 | 8.6 | 27.92 | 2.3333 | 1359.8008 | 137.97 | -0.020274 | 0.36775
13962 | 09E24G12H12D07M02W02 | 1.31 | 15.69 | 0.65 | 16.56 | 34.21 | 2.3333 | 1244.9458 | 245.49 | 0.064401 | 0.22532 | 1
13963 | 09E24G12H13D05M01W02 | 1.51 | 15.64 | 0.65 | 16.56 | 34.36 | 2.1778 | 1226.487 | 248.01 | 0.067382 | 0.22192 | 1
13964 | 09E24G12H13D05M01W03 | 1.51 | 15.64 | 0.65 | 11.77 | 29.57 | 2.1778 | 1226.487 | 181.44 | 0.067382 | 0.33039 | 1
13965 | 09E24G12H13D07M01W02 | 1.56 | 16 | 0.65 | 16.56 | 34.77 | 2.2556 | 1251.0987 | 248.43 | 0.045915 | 0.21264 | 1
13966 | 09E24G12H13D07M01W03 | 1.56 | 16 | 0.65 | 11.77 | 29.98 | 2.2556 | 1251.0987 | 181.86 | 0.045915 | 0.32111 | 1
13967 | 09E24G12H13D07M01W04 | 1.56 | 16 | 0.65 | 8.6 | 26.81 | 2.2556 | 1251.0987 | 137.97 | 0.045915 | 0.39289 | 1
13968 | 09E24G12H13D07M02W02 | 1.31 | 14.68 | 0.65 | 16.56 | 33.2 | 2.2556 | 1146.4987 | 245.49 | 0.12463 | 0.24819 | 1
13969 | 09E24G12H14D05M01W02 | 1.73 | 18.79 | 0.65 | 16.56 | 37.73 | 2.6444 | 1458.2479 | 250.32 | -0.12045 | 0.14561
13970 | 09E24G12H14D05M01W03 | 1.73 | 18.79 | 0.65 | 11.77 | 32.94 | 2.6444 | 1458.2479 | 183.75 | -0.12045 | 0.25408
13971 | 09E24G12H14D07M01W02 | 1.79 | 19.22 | 0.65 | 16.56 | 38.22 | 2.7222 | 1486.9616 | 250.95 | -0.14609 | 0.13451
13972 | 09E24G12H14D07M01W03 | 1.79 | 19.22 | 0.65 | 11.77 | 33.43 | 2.7222 | 1486.9616 | 184.38 | -0.14609 | 0.24298
13973 | 09E24G12H14D07M01W04 | 1.79 | 19.22 | 0.65 | 8.6 | 30.26 | 2.7222 | 1486.9616 | 140.49 | -0.14609 | 0.31476
13974 | 09E24G12H14D07M02W02 | 1.5 | 17.64 | 0.65 | 16.56 | 36.35 | 2.7222 | 1361.8517 | 247.59 | -0.051878 | 0.17686
13975 | 09E25G10H07D04M01W02 | 6.91 | 23.16 | 0.65 | 16.56 | 47.28 | 4.0444 | 1675.6519 | 311.64 | -0.38104 | -0.070652
13976 | 09E25G10H07D05M01W02 | 5.83 | 18.79 | 0.65 | 16.56 | 41.83 | 3.4222 | 1392.6165 | 298.62 | -0.12045 | 0.052763
13977 | 09E25G10H07D05M01W03 | 5.83 | 18.79 | 0.65 | 11.77 | 37.04 | 3.4222 | 1392.6165 | 232.05 | -0.12045 | 0.16123
13978 | 09E25G10H07D06M01W02 | 5.26 | 16.29 | 0.65 | 16.56 | 38.76 | 2.9556 | 1234.6909 | 292.11 | 0.028623 | 0.12228
13979 | 09E25G10H07D06M01W03 | 5.26 | 16.29 | 0.65 | 11.77 | 33.97 | 2.9556 | 1234.6909 | 225.54 | 0.028623 | 0.23075 | 1
13980 | 09E25G10H07D07M01W02 | 5.97 | 19.49 | 0.65 | 16.56 | 42.67 | 3.5 | 1437.7381 | 300.3 | -0.16219 | 0.033741
13981 | 09E25G10H07D07M01W03 | 5.97 | 19.49 | 0.65 | 11.77 | 37.88 | 3.5 | 1437.7381 | 233.73 | -0.16219 | 0.14221
13982 | 09E25G10H07D07M01W04 | 5.97 | 19.49 | 0.65 | 8.6 | 34.71 | 3.5 | 1437.7381 | 189.84 | -0.16219 | 0.21399
13983 | 09E25G10H07D07M02W02 | 5.63 | 17.56 | 0.65 | 16.56 | 40.4 | 3.5 | 1306.4752 | 296.31 | -0.047108 | 0.085145
13984 | 09E25G10H08D05M01W02 | 5.13 | 18.79 | 0.65 | 16.56 | 41.13 | 3.4222 | 1392.6165 | 289.8 | -0.12045 | 0.068614
13985 | 09E25G10H08D05M01W03 | 5.13 | 18.79 | 0.65 | 11.77 | 36.34 | 3.4222 | 1392.6165 | 223.23 | -0.12045 | 0.17708
13986 | 09E25G10H08D06M01W02 | 4.63 | 16.29 | 0.65 | 16.56 | 38.13 | 2.9556 | 1234.6909 | 283.92 | 0.028623 | 0.13655
13987 | 09E25G10H08D06M01W03 | 4.63 | 16.29 | 0.65 | 11.77 | 33.34 | 2.9556 | 1234.6909 | 217.35 | 0.028623 | 0.24502 | 1
13988 | 09E25G10H08D07M01W02 | 5.25 | 19.49 | 0.65 | 16.56 | 41.95 | 3.5 | 1437.7381 | 291.27 | -0.16219 | 0.050045
13989 | 09E25G10H08D07M01W03 | 5.25 | 19.49 | 0.65 | 11.77 | 37.16 | 3.5 | 1437.7381 | 224.7 | -0.16219 | 0.15851
13990 | 09E25G10H08D07M01W04 | 5.25 | 19.49 | 0.65 | 8.6 | 33.99 | 3.5 | 1437.7381 | 180.81 | -0.16219 | 0.2303
13991 | 09E25G10H08D07M02W02 | 4.96 | 17.56 | 0.65 | 16.56 | 39.73 | 3.5 | 1306.4752 | 287.7 | -0.047108 | 0.10032
13992 | 09E25G10H09D05M01W02 | 4.94 | 18.79 | 0.65 | 16.56 | 40.94 | 3.4222 | 1392.6165 | 287.28 | -0.12045 | 0.072917
13993 | 09E25G10H09D05M01W03 | 4.94 | 18.79 | 0.65 | 11.77 | 36.15 | 3.4222 | 1392.6165 | 220.71 | -0.12045 | 0.18139
13994 | 09E25G10H09D07M01W02 | 5.06 | 19.49 | 0.65 | 16.56 | 41.76 | 3.5 | 1437.7381 | 288.54 | -0.16219 | 0.054348
13995 | 09E25G10H09D07M01W03 | 5.06 | 19.49 | 0.65 | 11.77 | 36.97 | 3.5 | 1437.7381 | 221.97 | -0.16219 | 0.16282
13996 | 09E25G10H09D07M01W04 | 5.06 | 19.49 | 0.65 | 8.6 | 33.8 | 3.5 | 1437.7381 | 178.08 | -0.16219 | 0.2346
13997 | 09E25G10H09D07M02W02 | 4.77 | 17.56 | 0.65 | 16.56 | 39.54 | 3.5 | 1306.4752 | 285.18 | -0.047108 | 0.10462
13998 | 09E25G10H10D05M01W02 | 5.83 | 16.69 | 0.65 | 16.56 | 39.73 | 2.9556 | 1275.7105 | 298.62 | 0.0047704 | 0.10032
13999 | 09E25G10H10D05M01W03 | 5.83 | 16.69 | 0.65 | 11.77 | 34.94 | 2.9556 | 1275.7105 | 232.05 | 0.0047704 | 0.20879 | 1
14000 | 09E25G10H10D07M01W02 | 5.97 | 17.31 | 0.65 | 16.56 | 40.49 | 3.0333 | 1316.7301 | 300.3 | -0.0322 | 0.083107
14001 | 09E25G10H10D07M01W03 | 5.97 | 17.31 | 0.65 | 11.77 | 35.7 | 3.0333 | 1316.7301 | 233.73 | -0.0322 | 0.19158
14002 | 09E25G10H10D07M01W04 | 5.97 | 17.31 | 0.65 | 8.6 | 32.53 | 3.0333 | 1316.7301 | 189.84 | -0.0322 | 0.26336
14003 | 09E25G10H10D07M02W02 | 5.63 | 15.59 | 0.65 | 16.56 | 38.43 | 3.0333 | 1195.7222 | 296.31 | 0.070364 | 0.12976
14004 | 09E25G10H11D05M01W02 | 5.83 | 15.97 | 0.65 | 16.56 | 39.01 | 2.8 | 1244.9458 | 298.62 | 0.047704 | 0.11662
14005 | 09E25G10H11D05M01W03 | 5.83 | 15.97 | 0.65 | 11.77 | 34.22 | 2.8 | 1244.9458 | 232.05 | 0.047704 | 0.22509 | 1
14006 | 09E25G10H11D06M01W02 | 5.26 | 13.86 | 0.65 | 16.56 | 36.33 | 2.4111 | 1105.4791 | 292.11 | 0.17352 | 0.17731 | 1
14007 | 09E25G10H11D06M01W03 | 5.26 | 13.86 | 0.65 | 11.77 | 31.54 | 2.4111 | 1105.4791 | 225.54 | 0.17352 | 0.28578 | 1
14008 | 09E25G10H11D07M01W02 | 5.97 | 16.56 | 0.65 | 16.56 | 39.74 | 2.8778 | 1283.9144 | 300.3 | 0.012522 | 0.10009
14009 | 09E25G10H11D07M01W03 | 5.97 | 16.56 | 0.65 | 11.77 | 34.95 | 2.8778 | 1283.9144 | 233.73 | 0.012522 | 0.20856 | 1
14010 | 09E25G10H11D07M01W04 | 5.97 | 16.56 | 0.65 | 8.6 | 31.78 | 2.8778 | 1283.9144 | 189.84 | 0.012522 | 0.28034 | 1
14011 | 09E25G10H11D07M02W02 | 5.63 | 14.92 | 0.65 | 16.56 | 37.76 | 2.8 | 1167.0085 | 296.31 | 0.11032 | 0.14493
14012 | 09E25G10H12D05M01W02 | 5.06 | 13.32 | 0.65 | 16.56 | 35.59 | 2.3333 | 1043.9496 | 290.64 | 0.20572 | 0.19407 | 1
14013 | 09E25G10H12D05M01W03 | 5.06 | 13.32 | 0.65 | 11.77 | 30.8 | 2.3333 | 1043.9496 | 224.07 | 0.20572 | 0.30254 | 1
14014 | 09E25G10H12D07M01W02 | 5.18 | 13.81 | 0.65 | 16.56 | 36.2 | 2.4111 | 1076.7653 | 292.11 | 0.17651 | 0.18025 | 1
14015 | 09E25G10H12D07M01W03 | 5.18 | 13.81 | 0.65 | 11.77 | 31.41 | 2.4111 | 1076.7653 | 225.54 | 0.17651 | 0.28872 | 1
14016 | 09E25G10H12D07M01W04 | 5.18 | 13.81 | 0.65 | 8.6 | 28.24 | 2.4111 | 1076.7653 | 181.65 | 0.17651 | 0.36051 | 1
14017 | 09E25G10H12D07M02W02 | 4.88 | 12.44 | 0.65 | 16.56 | 34.53 | 2.3333 | 980.3692 | 288.54 | 0.2582 | 0.21807 | 1
14018 | 09E25G10H13D05M01W02 | 5.06 | 12.51 | 0.65 | 16.56 | 34.78 | 2.2556 | 972.1653 | 290.64 | 0.25403 | 0.21241 | 1
14019 | 09E25G10H13D05M01W03 | 5.06 | 12.51 | 0.65 | 11.77 | 29.99 | 2.2556 | 972.1653 | 224.07 | 0.25403 | 0.32088 | 1
14020 | 09E25G10H13D07M01W02 | 5.18 | 12.98 | 0.65 | 16.56 | 35.37 | 2.3333 | 1002.93 | 292.11 | 0.226 | 0.19905 | 1
14021 | 09E25G10H13D07M01W03 | 5.18 | 12.98 | 0.65 | 11.77 | 30.58 | 2.3333 | 1002.93 | 225.54 | 0.226 | 0.30752 | 1
14022 | 09E25G10H13D07M01W04 | 5.18 | 12.98 | 0.65 | 8.6 | 27.41 | 2.3333 | 1002.93 | 181.65 | 0.226 | 0.3793 | 1
14023 | 09E25G10H13D07M02W02 | 4.88 | 11.69 | 0.65 | 16.56 | 33.78 | 2.2556 | 912.6868 | 288.54 | 0.30292 | 0.23505 | 1
14024 | 09E25G10H14D05M01W02 | 5.83 | 15.03 | 0.65 | 16.56 | 38.07 | 2.7222 | 1158.8046 | 298.62 | 0.10376 | 0.13791
14025 | 09E25G10H14D05M01W03 | 5.83 | 15.03 | 0.65 | 11.77 | 33.28 | 2.7222 | 1158.8046 | 232.05 | 0.10376 | 0.24638 | 1
14026 | 09E25G10H14D07M01W02 | 5.97 | 15.59 | 0.65 | 16.56 | 38.77 | 2.8 | 1195.7222 | 300.3 | 0.070364 | 0.12206
14027 | 09E25G10H14D07M01W03 | 5.97 | 15.59 | 0.65 | 11.77 | 33.98 | 2.8 | 1195.7222 | 233.73 | 0.070364 | 0.23053 | 1
14028 | 09E25G10H14D07M01W04 | 5.97 | 15.59 | 0.65 | 8.6 | 30.81 | 2.8 | 1195.7222 | 189.84 | 0.070364 | 0.30231 | 1
14029 | 09E25G10H14D07M02W02 | 5.63 | 14.04 | 0.65 | 16.56 | 36.88 | 2.7222 | 1089.0712 | 296.31 | 0.16279 | 0.16486 | 1
14030 | 09E25G11H07D04M01W02 | 7.91 | 18.96 | 0.65 | 16.56 | 44.08 | 3.8111 | 1409.0243 | 323.4 | -0.13059 | 0.0018116
14031 | 09E25G11H07D05M01W02 | 6.71 | 15.3 | 0.65 | 16.56 | 39.22 | 3.1889 | 1173.1614 | 309.12 | 0.087657 | 0.11187
14032 | 09E25G11H07D05M01W03 | 6.71 | 15.3 | 0.65 | 11.77 | 34.43 | 3.1889 | 1173.1614 | 242.55 | 0.087657 | 0.22034 | 1
14033 | 09E25G11H07D06M01W02 | 6.08 | 13.12 | 0.65 | 16.56 | 36.41 | 2.8 | 1033.6947 | 301.77 | 0.21765 | 0.1755 | 1
14034 | 09E25G11H07D06M01W03 | 6.08 | 13.12 | 0.65 | 11.77 | 31.62 | 2.8 | 1033.6947 | 235.2 | 0.21765 | 0.28397 | 1
14035 | 09E25G11H07D07M01W02 | 6.88 | 15.93 | 0.65 | 16.56 | 40.02 | 3.3444 | 1214.1811 | 311.22 | 0.050089 | 0.09375
14036 | 09E25G11H07D07M01W03 | 6.88 | 15.93 | 0.65 | 11.77 | 35.23 | 3.3444 | 1214.1811 | 244.65 | 0.050089 | 0.20222 | 1
14037 | 09E25G11H07D07M01W04 | 6.88 | 15.93 | 0.65 | 8.6 | 32.06 | 3.3444 | 1214.1811 | 200.76 | 0.050089 | 0.274 | 1
14038 | 09E25G11H07D07M02W02 | 6.59 | 14.17 | 0.65 | 16.56 | 37.97 | 3.2667 | 1093.1732 | 307.65 | 0.15504 | 0.14017
14039 | 09E25G11H08D05M01W02 | 5.91 | 15.3 | 0.65 | 16.56 | 38.42 | 3.1889 | 1173.1614 | 298.83 | 0.087657 | 0.12998
14040 | 09E25G11H08D05M01W03 | 5.91 | 15.3 | 0.65 | 11.77 | 33.63 | 3.1889 | 1173.1614 | 232.26 | 0.087657 | 0.23845 | 1
14041 | 09E25G11H08D06M01W02 | 5.35 | 13.12 | 0.65 | 16.56 | 35.68 | 2.8 | 1033.6947 | 292.32 | 0.21765 | 0.19203 | 1
14042 | 09E25G11H08D06M01W03 | 5.35 | 13.12 | 0.65 | 11.77 | 30.89 | 2.8 | 1033.6947 | 225.75 | 0.21765 | 0.3005 | 1
14043 | 09E25G11H08D07M01W02 | 6.06 | 15.93 | 0.65 | 16.56 | 39.2 | 3.3444 | 1214.1811 | 300.51 | 0.050089 | 0.11232
14044 | 09E25G11H08D07M01W03 | 6.06 | 15.93 | 0.65 | 11.77 | 34.41 | 3.3444 | 1214.1811 | 233.94 | 0.050089 | 0.22079 | 1
14045 | 09E25G11H08D07M01W04 | 6.06 | 15.93 | 0.65 | 8.6 | 31.24 | 3.3444 | 1214.1811 | 190.05 | 0.050089 | 0.29257 | 1
14046 | 09E25G11H08D07M02W02 | 5.8 | 14.17 | 0.65 | 16.56 | 37.18 | 3.2667 | 1093.1732 | 297.57 | 0.15504 | 0.15806 | 1
14047 | 09E25G11H09D05M01W02 | 5.69 | 15.3 | 0.65 | 16.56 | 38.2 | 3.1889 | 1173.1614 | 295.89 | 0.087657 | 0.13496
14048 | 09E25G11H09D05M01W03 | 5.69 | 15.3 | 0.65 | 11.77 | 33.41 | 3.1889 | 1173.1614 | 229.32 | 0.087657 | 0.24343 | 1
14049 | 09E25G11H09D07M01W02 | 5.83 | 15.93 | 0.65 | 16.56 | 38.97 | 3.3444 | 1214.1811 | 297.57 | 0.050089 | 0.11753
14050 | 09E25G11H09D07M01W03 | 5.83 | 15.93 | 0.65 | 11.77 | 34.18 | 3.3444 | 1214.1811 | 231 | 0.050089 | 0.226 | 1
14051 | 09E25G11H09D07M01W04 | 5.83 | 15.93 | 0.65 | 8.6 | 31.01 | 3.3444 | 1214.1811 | 187.11 | 0.050089 | 0.29778 | 1
14052 | 09E25G11H09D07M02W02 | 5.58 | 14.17 | 0.65 | 16.56 | 36.96 | 3.2667 | 1093.1732 | 294.63 | 0.15504 | 0.16304 | 1
14053 | 09E25G11H10D05M01W02 | 6.71 | 13.58 | 0.65 | 16.56 | 37.5 | 2.8 | 1078.8163 | 309.12 | 0.19022 | 0.15082 | 1
14054 | 09E25G11H10D05M01W03 | 6.71 | 13.58 | 0.65 | 11.77 | 32.71 | 2.8 | 1078.8163 | 242.55 | 0.19022 | 0.25928 | 1
14055 | 09E25G11H10D07M01W02 | 6.88 | 14.14 | 0.65 | 16.56 | 38.23 | 2.8778 | 1115.734 | 311.22 | 0.15683 | 0.13428
14056 | 09E25G11H10D07M01W03 | 6.88 | 14.14 | 0.65 | 11.77 | 33.44 | 2.8778 | 1115.734 | 244.65 | 0.15683 | 0.24275 | 1
14057 | 09E25G11H10D07M01W04 | 6.88 | 14.14 | 0.65 | 8.6 | 30.27 | 2.8778 | 1115.734 | 200.76 | 0.15683 | 0.31454 | 1
14058 | 09E25G11H10D07M02W02 | 6.59 | 12.57 | 0.65 | 16.56 | 36.37 | 2.8 | 1007.0319 | 307.65 | 0.25045 | 0.1764 | 1
14059 | 09E25G11H11D05M01W02 | 6.71 | 12.99 | 0.65 | 16.56 | 36.91 | 2.6444 | 1054.2045 | 309.12 | 0.2254 | 0.16418 | 1
14060 | 09E25G11H11D05M01W03 | 6.71 | 12.99 | 0.65 | 11.77 | 32.12 | 2.6444 | 1054.2045 | 242.55 | 0.2254 | 0.27264 | 1
14061 | 09E25G11H11D06M01W02 | 6.08 | 11.16 | 0.65 | 16.56 | 34.45 | 2.2556 | 931.1456 | 301.77 | 0.33453 | 0.21988 | 1
14062 | 09E25G11H11D06M01W03 | 6.08 | 11.16 | 0.65 | 11.77 | 29.66 | 2.2556 | 931.1456 | 235.2 | 0.33453 | 0.32835 | 1
14063 | 09E25G11H11D07M01W02 | 6.88 | 13.52 | 0.65 | 16.56 | 37.61 | 2.7222 | 1089.0712 | 311.22 | 0.1938 | 0.14832
14064 | 09E25G11H11D07M01W03 | 6.88 | 13.52 | 0.65 | 11.77 | 32.82 | 2.7222 | 1089.0712 | 244.65 | 0.1938 | 0.25679 | 1
14065 | 09E25G11H11D07M01W04 | 6.88 | 13.52 | 0.65 | 8.6 | 29.65 | 2.7222 | 1089.0712 | 200.76 | 0.1938 | 0.32858 | 1
14066 | 09E25G11H11D07M02W02 | 6.59 | 12.02 | 0.65 | 16.56 | 35.82 | 2.6444 | 982.4202 | 307.65 | 0.28324 | 0.18886 | 1
14067 | 09E25G11H12D05M01W02 | 5.84 | 10.84 | 0.65 | 16.56 | 33.89 | 2.1778 | 883.973 | 299.88 | 0.35361 | 0.23256 | 1
14068 | 09E25G11H12D05M01W03 | 5.84 | 10.84 | 0.65 | 11.77 | 29.1 | 2.1778 | 883.973 | 233.31 | 0.35361 | 0.34103 | 1
14069 | 09E25G11H12D07M01W02 | 5.98 | 11.28 | 0.65 | 16.56 | 34.47 | 2.2556 | 912.6868 | 301.56 | 0.32737 | 0.21943 | 1
14070 | 09E25G11H12D07M01W03 | 5.98 | 11.28 | 0.65 | 11.77 | 29.68 | 2.2556 | 912.6868 | 234.99 | 0.32737 | 0.3279 | 1
14071 | 09E25G11H12D07M01W04 | 5.98 | 11.28 | 0.65 | 8.6 | 26.51 | 2.2556 | 912.6868 | 191.1 | 0.32737 | 0.39968 | 1
14072 | 09E25G11H12D07M02W02 | 5.72 | 10.02 | 0.65 | 16.56 | 32.95 | 2.1778 | 824.4946 | 298.41 | 0.4025 | 0.25385 | 1
14073 | 09E25G11H13D05M01W02 | 5.84 | 10.18 | 0.65 | 16.56 | 33.23 | 2.1 | 824.4946 | 299.88 | 0.39296 | 0.24751 | 1
14074 | 09E25G11H13D05M01W03 | 5.84 | 10.18 | 0.65 | 11.77 | 28.44 | 2.1 | 824.4946 | 233.31 | 0.39296 | 0.35598 | 1
14075 | 09E25G11H13D07M01W02 | 5.98 | 10.6 | 0.65 | 16.56 | 33.79 | 2.1778 | 851.1573 | 301.56 | 0.36792 | 0.23483 | 1
14076 | 09E25G11H13D07M01W03 | 5.98 | 10.6 | 0.65 | 11.77 | 29 | 2.1778 | 851.1573 | 234.99 | 0.36792 | 0.3433 | 1
14077 | 09E25G11H13D07M01W04 | 5.98 | 10.6 | 0.65 | 8.6 | 25.83 | 2.1778 | 851.1573 | 191.1 | 0.36792 | 0.41508 | 1
14078 | 09E25G11H13D07M02W02 | 5.72 | 9.43 | 0.65 | 16.56 | 32.36 | 2.1 | 771.1691 | 298.41 | 0.43769 | 0.26721 | 1
14079 | 09E25G11H14D05M01W02 | 6.71 | 12.23 | 0.65 | 16.56 | 36.15 | 2.5667 | 984.4711 | 309.12 | 0.27072 | 0.18139 | 1
14080 | 09E25G11H14D05M01W03 | 6.71 | 12.23 | 0.65 | 11.77 | 31.36 | 2.5667 | 984.4711 | 242.55 | 0.27072 | 0.28986 | 1
14081 | 09E25G11H14D07M01W02 | 6.88 | 12.74 | 0.65 | 16.56 | 36.83 | 2.6444 | 1017.2868 | 311.22 | 0.24031 | 0.16599 | 1
14082 | 09E25G11H14D07M01W03 | 6.88 | 12.74 | 0.65 | 11.77 | 32.04 | 2.6444 | 1017.2868 | 244.65 | 0.24031 | 0.27446 | 1
14083 | 09E25G11H14D07M01W04 | 6.88 | 12.74 | 0.65 | 8.6 | 28.87 | 2.6444 | 1017.2868 | 200.76 | 0.24031 | 0.34624 | 1
14084 | 09E25G11H14D07M02W02 | 6.59 | 11.33 | 0.65 | 16.56 | 35.13 | 2.5667 | 920.8907 | 307.65 | 0.32439 | 0.20448 | 1
14085 | 09E25G12H07D04M01W02 | 5.37 | 45.48 | 0.65 | 16.56 | 68.06 | 4.9778 | 3355.4058 | 293.37 | -1.712 | -0.54121
14086 | 09E25G12H07D05M01W02 | 4.46 | 37.01 | 0.65 | 16.56 | 58.68 | 4.2 | 2772.927 | 282.66 | -1.2069 | -0.3288
14087 | 09E25G12H07D05M01W03 | 4.46 | 37.01 | 0.65 | 11.77 | 53.89 | 4.2 | 2772.927 | 216.09 | -1.2069 | -0.22034
14088 | 09E25G12H07D06M01W02 | 4.05 | 33.09 | 0.65 | 16.56 | 54.35 | 3.8111 | 2506.2994 | 277.62 | -0.97317 | -0.23075
14089 | 09E25G12H07D06M01W03 | 4.05 | 33.09 | 0.65 | 11.77 | 49.56 | 3.8111 | 2506.2994 | 211.05 | -0.97317 | -0.12228
14090 | 09E25G12H07D07M01W02 | 4.57 | 38.12 | 0.65 | 16.56 | 59.9 | 4.2778 | 2848.8134 | 283.92 | -1.2731 | -0.35643
14091 | 09E25G12H07D07M01W03 | 4.57 | 38.12 | 0.65 | 11.77 | 55.11 | 4.2778 | 2848.8134 | 217.35 | -1.2731 | -0.24796
14092 | 09E25G12H07D07M01W04 | 4.57 | 38.12 | 0.65 | 8.6 | 51.94 | 4.2778 | 2848.8134 | 173.46 | -1.2731 | -0.17618
14093 | 09E25G12H07D07M02W02 | 3.94 | 35.22 | 0.65 | 16.56 | 56.37 | 4.2778 | 2594.4916 | 276.36 | -1.1002 | -0.27649
14094 | 09E25G12H08D05M01W02 | 3.93 | 37.01 | 0.65 | 16.56 | 58.15 | 4.2 | 2772.927 | 275.73 | -1.2069 | -0.3168
14095 | 09E25G12H08D05M01W03 | 3.93 | 37.01 | 0.65 | 11.77 | 53.36 | 4.2 | 2772.927 | 209.16 | -1.2069 | -0.20833
14096 | 09E25G12H08D06M01W02 | 3.57 | 33.09 | 0.65 | 16.56 | 53.87 | 3.8111 | 2506.2994 | 271.53 | -0.97317 | -0.21988
14097 | 09E25G12H08D06M01W03 | 3.57 | 33.09 | 0.65 | 11.77 | 49.08 | 3.8111 | 2506.2994 | 204.96 | -0.97317 | -0.11141
14098 | 09E25G12H08D07M01W02 | 4.03 | 38.12 | 0.65 | 16.56 | 59.36 | 4.2778 | 2848.8134 | 276.78 | -1.2731 | -0.3442
14099 | 09E25G12H08D07M01W03 | 4.03 | 38.12 | 0.65 | 11.77 | 54.57 | 4.2778 | 2848.8134 | 210.21 | -1.2731 | -0.23573
14100 | 09E25G12H08D07M01W04 | 4.03 | 38.12 | 0.65 | 8.6 | 51.4 | 4.2778 | 2848.8134 | 166.32 | -1.2731 | -0.16395
14101 | 09E25G12H08D07M02W02 | 3.47 | 35.22 | 0.65 | 16.56 | 55.9 | 4.2778 | 2594.4916 | 270.27 | -1.1002 | -0.26585
14102 | 09E25G12H09D05M01W02 | 3.78 | 37.01 | 0.65 | 16.56 | 58 | 4.2 | 2772.927 | 273.84 | -1.2069 | -0.31341
14103 | 09E25G12H09D05M01W03 | 3.78 | 37.01 | 0.65 | 11.77 | 53.21 | 4.2 | 2772.927 | 207.27 | -1.2069 | -0.20494
14104 | 09E25G12H09D07M01W02 | 3.87 | 38.12 | 0.65 | 16.56 | 59.2 | 4.2778 | 2848.8134 | 274.89 | -1.2731 | -0.34058
14105 | 09E25G12H09D07M01W03 | 3.87 | 38.12 | 0.65 | 11.77 | 54.41 | 4.2778 | 2848.8134 | 208.32 | -1.2731 | -0.23211
14106 | 09E25G12H09D07M01W04 | 3.87 | 38.12 | 0.65 | 8.6 | 51.24 | 4.2778 | 2848.8134 | 164.43 | -1.2731 | -0.16033
14107 | 09E25G12H09D07M02W02 | 3.34 | 35.22 | 0.65 | 16.56 | 55.77 | 4.2778 | 2594.4916 | 268.59 | -1.1002 | -0.26291
14108 | 09E25G12H10D05M01W02 | 4.46 | 32.95 | 0.65 | 16.56 | 54.62 | 3.6556 | 2526.8093 | 282.66 | -0.96482 | -0.23687
14109 | 09E25G12H10D05M01W03 | 4.46 | 32.95 | 0.65 | 11.77 | 49.83 | 3.6556 | 2526.8093 | 216.09 | -0.96482 | -0.1284
14110 | 09E25G12H10D07M01W02 | 4.57 | 33.94 | 0.65 | 16.56 | 55.72 | 3.7333 | 2596.5426 | 283.92 | -1.0239 | -0.26178
14111 | 09E25G12H10D07M01W03 | 4.57 | 33.94 | 0.65 | 11.77 | 50.93 | 3.7333 | 2596.5426 | 217.35 | -1.0239 | -0.15331
14112 | 09E25G12H10D07M01W04 | 4.57 | 33.94 | 0.65 | 8.6 | 47.76 | 3.7333 | 2596.5426 | 173.46 | -1.0239 | -0.081522
14113 | 09E25G12H10D07M02W02 | 3.94 | 31.34 | 0.65 | 16.56 | 52.49 | 3.7333 | 2362.7307 | 276.36 | -0.86881 | -0.18863
14114 | 09E25G12H11D05M01W02 | 4.46 | 31.6 | 0.65 | 16.56 | 53.27 | 3.4222 | 2465.2798 | 282.66 | -0.88432 | -0.2063
14115 | 09E25G12H11D05M01W03 | 4.46 | 31.6 | 0.65 | 11.77 | 48.48 | 3.4222 | 2465.2798 | 216.09 | -0.88432 | -0.097826
14116 | 09E25G12H11D06M01W02 | 4.05 | 28.29 | 0.65 | 16.56 | 49.55 | 3.1111 | 2229.4169 | 277.62 | -0.68694 | -0.12206
14117 | 09E25G12H11D06M01W03 | 4.05 | 28.29 | 0.65 | 11.77 | 44.76 | 3.1111 | 2229.4169 | 211.05 | -0.68694 | -0.013587
14118 | 09E25G12H11D07M01W02 | 4.57 | 32.54 | 0.65 | 16.56 | 54.32 | 3.5 | 2530.9112 | 283.92 | -0.94037 | -0.23007
14119 | 09E25G12H11D07M01W03 | 4.57 | 32.54 | 0.65 | 11.77 | 49.53 | 3.5 | 2530.9112 | 217.35 | -0.94037 | -0.1216
14120 | 09E25G12H11D07M01W04 | 4.57 | 32.54 | 0.65 | 8.6 | 46.36 | 3.5 | 2530.9112 | 173.46 | -0.94037 | -0.049819
14121 | 09E25G12H11D07M02W02 | 3.94 | 30.04 | 0.65 | 16.56 | 51.19 | 3.5 | 2303.2523 | 276.36 | -0.79129 | -0.15919
14122 | 09E25G12H12D05M01W02 | 3.88 | 26.36 | 0.65 | 16.56 | 47.45 | 2.8778 | 2065.3384 | 276.36 | -0.57185 | -0.074502
14123 | 09E25G12H12D05M01W03 | 3.88 | 26.36 | 0.65 | 11.77 | 42.66 | 2.8778 | 2065.3384 | 209.79 | -0.57185 | 0.033967
14124 | 09E25G12H12D07M01W02 | 3.97 | 27.14 | 0.65 | 16.56 | 48.32 | 2.9556 | 2118.6639 | 277.41 | -0.61837 | -0.094203
14125 | 09E25G12H12D07M01W03 | 3.97 | 27.14 | 0.65 | 11.77 | 43.53 | 2.9556 | 2118.6639 | 210.84 | -0.61837 | 0.014266
14126 | 09E25G12H12D07M01W04 | 3.97 | 27.14 | 0.65 | 8.6 | 40.36 | 2.9556 | 2118.6639 | 166.95 | -0.61837 | 0.086051
14127 | 09E25G12H12D07M02W02 | 3.43 | 25.06 | 0.65 | 16.56 | 45.7 | 2.9556 | 1929.9736 | 270.9 | -0.49434 | -0.034873
14128 | 09E25G12H13D05M01W02 | 3.88 | 24.66 | 0.65 | 16.56 | 45.75 | 2.8 | 1899.2089 | 276.36 | -0.47048 | -0.036005
14129 | 09E25G12H13D05M01W03 | 3.88 | 24.66 | 0.65 | 11.77 | 40.96 | 2.8 | 1899.2089 | 209.79 | -0.47048 | 0.072464
14130 | 09E25G12H13D07M01W02 | 3.97 | 25.41 | 0.65 | 16.56 | 46.59 | 2.8 | 1948.4325 | 277.41 | -0.51521 | -0.055027
14131 | 09E25G12H13D07M01W03 | 3.97 | 25.41 | 0.65 | 11.77 | 41.8 | 2.8 | 1948.4325 | 210.84 | -0.51521 | 0.053442
14132 | 09E25G12H13D07M01W04 | 3.97 | 25.41 | 0.65 | 8.6 | 38.63 | 2.8 | 1948.4325 | 166.95 | -0.51521 | 0.12523
14133 | 09E25G12H13D07M02W02 | 3.43 | 23.47 | 0.65 | 16.56 | 44.11 | 2.8 | 1778.201 | 270.9 | -0.39952 | 0.0011322
14134 | 09E25G12H14D05M01W02 | 4.46 | 29.63 | 0.65 | 16.56 | 51.3 | 3.3444 | 2270.4366 | 282.66 | -0.76685 | -0.16168
14135 | 09E25G12H14D05M01W03 | 4.46 | 29.63 | 0.65 | 11.77 | 46.51 | 3.3444 | 2270.4366 | 216.09 | -0.76685 | -0.053216
14136 | 09E25G12H14D07M01W02 | 4.57 | 30.52 | 0.65 | 16.56 | 52.3 | 3.4222 | 2334.017 | 283.92 | -0.81992 | -0.18433
14137 | 09E25G12H14D07M01W03 | 4.57 | 30.52 | 0.65 | 11.77 | 47.51 | 3.4222 | 2334.017 | 217.35 | -0.81992 | -0.075861
14138 | 09E25G12H14D07M01W04 | 4.57 | 30.52 | 0.65 | 8.6 | 44.34 | 3.4222 | 2334.017 | 173.46 | -0.81992 | -0.0040761
14139 | 09E25G12H14D07M02W02 | 3.94 | 28.2 | 0.65 | 16.56 | 49.35 | 3.4222 | 2124.8169 | 276.36 | -0.68157 | -0.11753
14140 | 10E10G05H03D02M01W01 | 11.59 | 29.26 | 0.64 | 17.91 | 59.4 | 4.0444 | 2110.46 | 386.82 | 0 | 0 |  | 3.6722 | 1812.4892 | 300.9533 | 2.6339 | 1122.7232 | 289.115
14141 | 10E10G11H03D02M01W01 | 11.11 | 20.13 | 0.64 | 17.91 | 49.79 | 3.5 | 1519.7773 | 380.94 | 0.31203 | 0.16178 | 1
14142 | 10E10G11H06D02M01W01 | 11.02 | 17.78 | 0.64 | 17.91 | 47.35 | 3.1111 | 1324.9341 | 382.83 | 0.39234 | 0.20286 | 1
14143 | 10E10G11H07D02M01W01 | 10.85 | 21.6 | 0.64 | 17.91 | 51 | 3.7333 | 1610.0205 | 377.58 | 0.26179 | 0.14141
14144 | 10E10G11H07D04M01W01 | 12.43 | 25.05 | 0.64 | 17.91 | 56.03 | 4.3556 | 1831.5265 | 396.48 | 0.14388 | 0.056734
14145 | 10E10G11H07D04M01W02 | 12.43 | 25.05 | 0.64 | 16.57 | 54.69 | 4.3556 | 1833.5775 | 377.79 | 0.14388 | 0.079293
14146 | 10E10G11H07D05M01W01 | 10.6 | 20.99 | 0.64 | 17.91 | 50.14 | 3.6556 | 1571.0519 | 374.64 | 0.28264 | 0.15589 | 1
14147 | 10E10G11H07D05M01W02 | 10.6 | 20.99 | 0.64 | 16.57 | 48.8 | 3.6556 | 1571.0519 | 355.95 | 0.28264 | 0.17845 | 1
14148 | 10E10G11H07D05M01W03 | 10.6 | 20.99 | 0.64 | 11.78 | 44.01 | 3.6556 | 1571.0519 | 289.38 | 0.28264 | 0.25909 | 1
14149 | 10E10G11H07D06M01W01 | 9.61 | 18.73 | 0.64 | 17.91 | 46.89 | 3.2667 | 1423.3812 | 362.88 | 0.35988 | 0.21061 | 1
14150 | 10E10G11H07D06M01W02 | 9.61 | 18.73 | 0.64 | 16.57 | 45.55 | 3.2667 | 1423.3812 | 344.19 | 0.35988 | 0.23316 | 1
14151 | 10E10G11H07D06M01W03 | 9.61 | 18.73 | 0.64 | 11.78 | 40.76 | 3.2667 | 1423.3812 | 277.62 | 0.35988 | 0.3138 | 1
14152 | 10E10G11H07D07M01W01 | 10.84 | 21.6 | 0.64 | 17.91 | 50.99 | 3.7333 | 1607.9695 | 377.58 | 0.26179 | 0.14158
14153 | 10E10G11H07D07M01W02 | 10.84 | 21.6 | 0.64 | 16.57 | 49.65 | 3.7333 | 1607.9695 | 358.89 | 0.26179 | 0.16414 | 1
14154 | 10E10G11H07D07M01W03 | 10.84 | 21.6 | 0.64 | 11.78 | 44.86 | 3.7333 | 1607.9695 | 292.32 | 0.26179 | 0.24478 | 1
14155 | 10E10G11H07D07M01W04 | 10.84 | 21.6 | 0.64 | 8.61 | 41.69 | 3.7333 | 1607.9695 | 248.43 | 0.26179 | 0.29815 | 1
14156 | 10E10G11H07D07M02W02 | 10.59 | 20.14 | 0.64 | 16.57 | 47.94 | 3.6556 | 1523.8793 | 355.74 | 0.31169 | 0.19293 | 1
14157 | 10E10G11H08D02M01W01 | 9.55 | 21.6 | 0.64 | 17.91 | 49.7 | 3.7333 | 1607.9695 | 360.57 | 0.26179 | 0.1633 | 1
14158 | 10E10G11H08D05M01W01 | 9.33 | 21 | 0.64 | 17.91 | 48.88 | 3.6556 | 1571.0519 | 358.05 | 0.2823 | 0.1771 | 1
14159 | 10E10G11H08D05M01W02 | 9.33 | 21 | 0.64 | 16.57 | 47.54 | 3.6556 | 1571.0519 | 339.36 | 0.2823 | 0.19966 | 1
14160 | 10E10G11H08D05M01W03 | 9.33 | 21 | 0.64 | 11.78 | 42.75 | 3.6556 | 1571.0519 | 272.79 | 0.2823 | 0.2803 | 1
14161 | 10E10G11H08D06M01W01 | 8.46 | 18.73 | 0.64 | 17.91 | 45.74 | 3.2667 | 1425.4322 | 347.97 | 0.35988 | 0.22997 | 1
14162 | 10E10G11H08D06M01W02 | 8.46 | 18.73 | 0.64 | 16.57 | 44.4 | 3.2667 | 1425.4322 | 329.28 | 0.35988 | 0.25253 | 1
14163 | 10E10G11H08D06M01W03 | 8.46 | 18.73 | 0.64 | 11.78 | 39.61 | 3.2667 | 1425.4322 | 262.71 | 0.35988 | 0.33316 | 1
14164 | 10E10G11H08D07M01W01 | 9.54 | 21.6 | 0.64 | 17.91 | 49.69 | 3.7333 | 1610.0205 | 360.57 | 0.26179 | 0.16347 | 1
14165 | 10E10G11H08D07M01W02 | 9.54 | 21.6 | 0.64 | 16.57 | 48.35 | 3.7333 | 1610.0205 | 341.88 | 0.26179 | 0.18603 | 1
14166 | 10E10G11H08D07M01W03 | 9.54 | 21.6 | 0.64 | 11.78 | 43.56 | 3.7333 | 1610.0205 | 275.31 | 0.26179 | 0.26667 | 1
14167 | 10E10G11H08D07M01W04 | 9.54 | 21.6 | 0.64 | 8.61 | 40.39 | 3.7333 | 1610.0205 | 231.42 | 0.26179 | 0.32003 | 1
14168 | 10E10G11H08D07M02W02 | 9.32 | 20.14 | 0.64 | 16.57 | 46.67 | 3.6556 | 1523.8793 | 339.15 | 0.31169 | 0.21431 | 1
14169 | 10E10G11H09D02M01W01 | 9.18 | 21.6 | 0.64 | 17.91 | 49.33 | 3.7333 | 1610.0205 | 355.95 | 0.26179 | 0.16953 | 1
14170 | 10E10G11H09D05M01W01 | 8.97 | 21 | 0.64 | 17.91 | 48.52 | 3.6556 | 1573.1028 | 353.43 | 0.2823 | 0.18316 | 1
14171 | 10E10G11H09D05M01W02 | 8.97 | 21 | 0.64 | 16.57 | 47.18 | 3.6556 | 1573.1028 | 334.74 | 0.2823 | 0.20572 | 1
14172 | 10E10G11H09D05M01W03 | 8.97 | 21 | 0.64 | 11.78 | 42.39 | 3.6556 | 1573.1028 | 268.17 | 0.2823 | 0.28636 | 1
14173 | 10E10G11H09D07M01W01 | 9.18 | 21.6 | 0.64 | 17.91 | 49.33 | 3.7333 | 1610.0205 | 355.95 | 0.26179 | 0.16953 | 1
14174 | 10E10G11H09D07M01W02 | 9.18 | 21.6 | 0.64 | 16.57 | 47.99 | 3.7333 | 1610.0205 | 337.26 | 0.26179 | 0.19209 | 1
14175 | 10E10G11H09D07M01W03 | 9.18 | 21.6 | 0.64 | 11.78 | 43.2 | 3.7333 | 1610.0205 | 270.69 | 0.26179 | 0.27273 | 1
14176 | 10E10G11H09D07M01W04 | 9.18 | 21.6 | 0.64 | 8.61 | 40.03 | 3.7333 | 1610.0205 | 226.8 | 0.26179 | 0.32609 | 1
14177 | 10E10G11H09D07M02W02 | 8.97 | 20.14 | 0.64 | 16.57 | 46.32 | 3.6556 | 1523.8793 | 334.53 | 0.31169 | 0.2202 | 1
14178 | 10E10G11H10D02M01W01 | 10.84 | 18.88 | 0.64 | 17.91 | 48.27 | 3.1889 | 1454.1459 | 377.37 | 0.35475 | 0.18737 | 1
14179 | 10E10G11H10D05M01W01 | 10.59 | 18.36 | 0.64 | 17.91 | 47.5 | 3.1111 | 1421.3302 | 374.43 | 0.37252 | 0.20034 | 1
14180 | 10E10G11H10D05M01W02 | 10.59 | 18.36 | 0.64 | 16.57 | 46.16 | 3.1111 | 1421.3302 | 355.74 | 0.37252 | 0.2229 | 1
14181 | 10E10G11H10D05M01W03 | 10.59 | 18.36 | 0.64 | 11.78 | 41.37 | 3.1111 | 1421.3302 | 289.17 | 0.37252 | 0.30354 | 1
14182 | 10E10G11H10D07M01W01 | 10.84 | 18.88 | 0.64 | 17.91 | 48.27 | 3.1889 | 1454.1459 | 377.37 | 0.35475 | 0.18737 | 1
14183 | 10E10G11H10D07M01W02 | 10.84 | 18.88 | 0.64 | 16.57 | 46.93 | 3.1889 | 1454.1459 | 358.68 | 0.35475 | 0.20993 | 1
14184 | 10E10G11H10D07M01W03 | 10.84 | 18.88 | 0.64 | 11.78 | 42.14 | 3.1889 | 1454.1459 | 292.11 | 0.35475 | 0.29057 | 1
14185 | 10E10G11H10D07M01W04 | 10.84 | 18.88 | 0.64 | 8.61 | 38.97 | 3.1889 | 1454.1459 | 248.22 | 0.35475 | 0.34394 | 1
14186 | 10E10G11H10D07M02W02 | 10.58 | 17.61 | 0.64 | 16.57 | 45.4 | 3.1111 | 1378.2596 | 355.53 | 0.39815 | 0.23569 | 1
14187 | 10E10G11H11D02M01W01 | 10.83 | 17.82 | 0.64 | 17.91 | 47.2 | 2.9556 | 1396.7184 | 377.37 | 0.39098 | 0.20539 | 1
14188 | 10E10G11H11D05M01W01 | 10.59 | 17.32 | 0.64 | 17.91 | 46.46 | 2.8778 | 1365.9537 | 374.43 | 0.40807 | 0.21785 | 1
14189 | 10E10G11H11D05M01W02 | 10.59 | 17.32 | 0.64 | 16.57 | 45.12 | 2.8778 | 1365.9537 | 355.74 | 0.40807 | 0.2404 | 1
14190 | 10E10G11H11D05M01W03 | 10.59 | 17.32 | 0.64 | 11.78 | 40.33 | 2.8778 | 1365.9537 | 289.17 | 0.40807 | 0.32104 | 1
14191 | 10E10G11H11D06M01W01 | 9.6 | 15.48 | 0.64 | 17.91 | 43.63 | 2.5667 | 1240.8438 | 362.67 | 0.47095 | 0.26549 | 1
14192 | 10E10G11H11D06M01W02 | 9.6 | 15.48 | 0.64 | 16.57 | 42.29 | 2.5667 | 1240.8438 | 343.98 | 0.47095 | 0.28805 | 1
14193 | 10E10G11H11D06M01W03 | 9.6 | 15.48 | 0.64 | 11.78 | 37.5 | 2.5667 | 1240.8438 | 277.41 | 0.47095 | 0.36869 | 2
14194 | 10E10G11H11D07M01W01 | 10.83 | 17.82 | 0.64 | 17.91 | 47.2 | 2.9556 | 1396.7184 | 377.37 | 0.39098 | 0.20539 | 1
14195 | 10E10G11H11D07M01W02 | 10.83 | 17.82 | 0.64 | 16.57 | 45.86 | 2.9556 | 1396.7184 | 358.68 | 0.39098 | 0.22795 | 1
14196 | 10E10G11H11D07M01W03 | 10.83 | 17.82 | 0.64 | 11.78 | 41.07 | 2.9556 | 1396.7184 | 292.11 | 0.39098 | 0.30859 | 1
14197 | 10E10G11H11D07M01W04 | 10.83 | 17.82 | 0.64 | 8.61 | 37.9 | 2.9556 | 1396.7184 | 248.22 | 0.39098 | 0.36195 | 1
14198 | 10E10G11H11D07M02W02 | 10.58 | 16.62 | 0.64 | 16.57 | 44.41 | 2.8778 | 1326.9851 | 355.53 | 0.43199 | 0.25236 | 1
14199 | 10E10G11H12D02M01W01 | 9.42 | 14.85 | 0.64 | 17.91 | 42.82 | 2.4111 | 1164.9575 | 362.25 | 0.49248 | 0.27912 | 1
14200 | 10E10G11H12D05M01W01 | 9.21 | 14.44 | 0.64 | 17.91 | 42.2 | 2.3333 | 1138.2948 | 359.73 | 0.50649 | 0.28956 | 1
14201 | 10E10G11H12D05M01W02 | 9.21 | 14.44 | 0.64 | 16.57 | 40.86 | 2.3333 | 1138.2948 | 341.04 | 0.50649 | 0.31212 | 1
14202 | 10E10G11H12D05M01W03 | 9.21 | 14.44 | 0.64 | 11.78 | 36.07 | 2.3333 | 1138.2948 | 274.47 | 0.50649 | 0.39276 | 2
14203 | 10E10G11H12D07M01W01 | 9.42 | 14.85 | 0.64 | 17.91 | 42.82 | 2.4111 | 1164.9575 | 362.25 | 0.49248 | 0.27912 | 1
14204 | 10E10G11H12D07M01W02 | 9.42 | 14.85 | 0.64 | 16.57 | 41.48 | 2.4111 | 1164.9575 | 343.56 | 0.49248 | 0.30168 | 1
14205 | 10E10G11H12D07M01W03 | 9.42 | 14.85 | 0.64 | 11.78 | 36.69 | 2.4111 | 1164.9575 | 276.99 | 0.49248 | 0.38232 | 2
14206 | 10E10G11H12D07M01W04 | 9.42 | 14.85 | 0.64 | 8.61 | 33.52 | 2.4111 | 1164.9575 | 233.1 | 0.49248 | 0.43569 | 2
14207 | 10E10G11H12D07M02W02 | 9.19 | 13.85 | 0.64 | 16.57 | 40.25 | 2.4111 | 1105.4791 | 340.83 | 0.52666 | 0.32239 | 1
14208 | 10E10G11H13D02M01W01 | 9.42 | 14.26 | 0.64 | 17.91 | 42.23 | 2.4111 | 1111.632 | 362.25 | 0.51265 | 0.28906 | 1
14209 | 10E10G11H13D05M01W01 | 9.21 | 13.86 | 0.64 | 17.91 | 41.62 | 2.3333 | 1087.0202 | 359.73 | 0.52632 | 0.29933 | 1
14210 | 10E10G11H13D05M01W02 | 9.21 | 13.86 | 0.64 | 16.57 | 40.28 | 2.3333 | 1087.0202 | 341.04 | 0.52632 | 0.32189 | 1
14211 | 10E10G11H13D05M01W03 | 9.21 | 13.86 | 0.64 | 11.78 | 35.49 | 2.3333 | 1087.0202 | 274.47 | 0.52632 | 0.40253 | 2
14212 | 10E10G11H13D07M01W01 | 9.42 | 14.26 | 0.64 | 17.91 | 42.23 | 2.4111 | 1111.632 | 362.25 | 0.51265 | 0.28906 | 1
14213 | 10E10G11H13D07M01W02 | 9.42 | 14.26 | 0.64 | 16.57 | 40.89 | 2.4111 | 1111.632 | 343.56 | 0.51265 | 0.31162 | 1
14214 | 10E10G11H13D07M01W03 | 9.42 | 14.26 | 0.64 | 11.78 | 36.1 | 2.4111 | 1111.632 | 276.99 | 0.51265 | 0.39226 | 2
14215 | 10E10G11H13D07M01W04 | 9.42 | 14.26 | 0.64 | 8.61 | 32.93 | 2.4111 | 1111.632 | 233.1 | 0.51265 | 0.44562 | 2
14216 | 10E10G11H13D07M02W02 | 9.19 | 13.29 | 0.64 | 16.57 | 39.69 | 2.4111 | 1056.2555 | 340.83 | 0.5458 | 0.33182 | 1
14217 | 10E10G11H14D02M01W01 | 10.83 | 17.13 | 0.64 | 17.91 | 46.51 | 2.8778 | 1337.24 | 377.37 | 0.41456 | 0.217 | 1
14218 | 10E10G11H14D05M01W01 | 10.59 | 16.65 | 0.64 | 17.91 | 45.79 | 2.8 | 1308.5262 | 374.43 | 0.43096 | 0.22912 | 1
14219 | 10E10G11H14D05M01W02 | 10.59 | 16.65 | 0.64 | 16.57 | 44.45 | 2.8 | 1308.5262 | 355.74 | 0.43096 | 0.25168 | 1
14220 | 10E10G11H14D05M01W03 | 10.59 | 16.65 | 0.64 | 11.78 | 39.66 | 2.8 | 1308.5262 | 289.17 | 0.43096 | 0.33232 | 1
14221 | 10E10G11H14D07M01W01 | 10.83 | 17.13 | 0.64 | 17.91 | 46.51 | 2.8778 | 1337.24 | 377.37 | 0.41456 | 0.217 | 1
14222 | 10E10G11H14D07M01W02 | 10.83 | 17.13 | 0.64 | 16.57 | 45.17 | 2.8778 | 1337.24 | 358.68 | 0.41456 | 0.23956 | 1
14223 | 10E10G11H14D07M01W03 | 10.83 | 17.13 | 0.64 | 11.78 | 40.38 | 2.8778 | 1337.24 | 292.11 | 0.41456 | 0.3202 | 1
14224 | 10E10G11H14D07M01W04 | 10.83 | 17.13 | 0.64 | 8.61 | 37.21 | 2.8778 | 1337.24 | 248.22 | 0.41456 | 0.37357 | 2
14225 | 10E10G11H14D07M02W02 | 10.58 | 15.97 | 0.64 | 16.57 | 43.76 | 2.8778 | 1269.5576 | 355.53 | 0.4542 | 0.2633 | 1
14226 | 10E17G10H07D04M01W02 | 9.91 | 41.6 | 0.64 | 16.57 | 68.72 | 5.3667 | 2824.2016 | 347.55 | -0.42174 | -0.1569
14227 | 10E17G10H07D05M01W02 | 8.33 | 33.51 | 0.64 | 16.57 | 59.05 | 4.5111 | 2323.7621 | 328.86 | -0.14525 | 0.0058923
14228 | 10E17G10H07D05M01W03 | 8.33 | 33.51 | 0.64 | 11.78 | 54.26 | 4.5111 | 2323.7621 | 262.29 | -0.14525 | 0.086532
14229 | 10E17G10H07D06M01W02 | 7.48 | 28.94 | 0.64 | 16.57 | 53.63 | 3.9667 | 2040.7266 | 318.78 | 0.010936 | 0.097138
14230 | 10E17G10H07D06M01W03 | 7.48 | 28.94 | 0.64 | 11.78 | 48.84 | 3.9667 | 2040.7266 | 252.21 | 0.010936 | 0.17778 | 1
14231 | 10E17G10H07D07M01W02 | 8.55 | 34.8 | 0.64 | 16.57 | 60.56 | 4.6667 | 2399.6484 | 331.38 | -0.18934 | -0.019529
14232 | 10E17G10H07D07M01W03 | 8.55 | 34.8 | 0.64 | 11.78 | 55.77 | 4.6667 | 2399.6484 | 264.81 | -0.18934 | 0.061111
14233 | 10E17G10H07D07M01W04 | 8.55 | 34.8 | 0.64 | 8.61 | 52.6 | 4.6667 | 2399.6484 | 220.92 | -0.18934 | 0.11448
14234 | 10E17G10H07D07M02W02 | 8.18 | 32.71 | 0.64 | 16.57 | 58.1 | 4.6667 | 2258.1307 | 326.97 | -0.11791 | 0.021886
14235 | 10E17G10H08D05M01W02 | 7.33 | 33.51 | 0.64 | 16.57 | 58.05 | 4.5111 | 2323.7621 | 315.84 | -0.14525 | 0.022727
14236 | 10E17G10H08D05M01W03 | 7.33 | 33.51 | 0.64 | 11.78 | 53.26 | 4.5111 | 2323.7621 | 249.27 | -0.14525 | 0.10337
14237 | 10E17G10H08D06M01W02 | 6.58 | 28.94 | 0.64 | 16.57 | 52.73 | 3.9667 | 2040.7266 | 307.02 | 0.010936 | 0.11229
14238 | 10E17G10H08D06M01W03 | 6.58 | 28.94 | 0.64 | 11.78 | 47.94 | 3.9667 | 2040.7266 | 240.45 | 0.010936 | 0.19293 | 1
14239 | 10E17G10H08D07M01W02 | 7.53 | 34.8 | 0.64 | 16.57 | 59.54 | 4.6667 | 2399.6484 | 318.15 | -0.18934 | -0.0023569
14240 | 10E17G10H08D07M01W03 | 7.53 | 34.8 | 0.64 | 11.78 | 54.75 | 4.6667 | 2399.6484 | 251.58 | -0.18934 | 0.078283
14241 | 10E17G10H08D07M01W04 | 7.53 | 34.8 | 0.64 | 8.61 | 51.58 | 4.6667 | 2399.6484 | 207.69 | -0.18934 | 0.13165
14242 | 10E17G10H08D07M02W02 | 7.2 | 32.71 | 0.64 | 16.57 | 57.12 | 4.6667 | 2258.1307 | 314.37 | -0.11791 | 0.038384
14243 | 10E17G10H09D05M01W02 | 7.05 | 33.51 | 0.64 | 16.57 | 57.77 | 4.5111 | 2323.7621 | 312.27 | -0.14525 | 0.027441
14244 | 10E17G10H09D05M01W03 | 7.05 | 33.51 | 0.64 | 11.78 | 52.98 | 4.5111 | 2323.7621 | 245.7 | -0.14525 | 0.10808
14245 | 10E17G10H09D07M01W02 | 7.24 | 34.8 | 0.64 | 16.57 | 59.25 | 4.6667 | 2399.6484 | 314.37 | -0.18934 | 0.0025253
14246 | 10E17G10H09D07M01W03 | 7.24 | 34.8 | 0.64 | 11.78 | 54.46 | 4.6667 | 2399.6484 | 247.8 | -0.18934 | 0.083165
14247 | 10E17G10H09D07M01W04 | 7.24 | 34.8 | 0.64 | 8.61 | 51.29 | 4.6667 | 2399.6484 | 203.91 | -0.18934 | 0.13653
14248 | 10E17G10H09D07M02W02 | 6.93 | 32.71 | 0.64 | 16.57 | 56.85 | 4.6667 | 2258.1307 | 310.8 | -0.11791 | 0.042929
14249 | 10E17G10H10D05M01W02 | 8.33 | 29.29 | 0.64 | 16.57 | 54.83 | 3.8111 | 2079.6953 | 328.86 | -0.0010253 | 0.076936
14250 | 10E17G10H10D05M01W03 | 8.33 | 29.29 | 0.64 | 11.78 | 50.04 | 3.8111 | 2079.6953 | 262.29 | -0.0010253 | 0.15758 | 1
14251 | 10E17G10H10D07M01W02 | 8.55 | 30.42 | 0.64 | 16.57 | 56.18 | 3.9667 | 2147.3777 | 331.38 | -0.039645 | 0.054209
14252 | 10E17G10H10D07M01W03 | 8.55 | 30.42 | 0.64 | 11.78 | 51.39 | 3.9667 | 2147.3777 | 264.81 | -0.039645 | 0.13485
14253 | 10E17G10H10D07M01W04 | 8.55 | 30.42 | 0.64 | 8.61 | 48.22 | 3.9667 | 2147.3777 | 220.92 | -0.039645 | 0.18822
14254 | 10E17G10H10D07M02W02 | 8.18 | 28.59 | 0.64 | 16.57 | 53.98 | 3.9667 | 2020.2168 | 326.97 | 0.022898 | 0.091246
14255 | 10E17G10H11D05M01W02 | 8.33 | 27.64 | 0.64 | 16.57 | 53.18 | 3.5 | 1991.5031 | 328.86 | 0.055366 | 0.10471
14256 | 10E17G10H11D05M01W03 | 8.33 | 27.64 | 0.64 | 11.78 | 48.39 | 3.5 | 1991.5031 | 262.29 | 0.055366 | 0.18535 | 1
14257 | 10E17G10H11D06M01W02 | 7.48 | 23.91 | 0.64 | 16.57 | 48.6 | 3.1111 | 1753.5892 | 318.78 | 0.18284 | 0.18182 | 1
14258 | 10E17G10H11D06M01W03 | 7.48 | 23.91 | 0.64 | 11.78 | 43.81 | 3.1111 | 1753.5892 | 252.21 | 0.18284 | 0.26246 | 1
14259 | 10E17G10H11D07M01W02 | 8.55 | 28.7 | 0.64 | 16.57 | 54.46 | 3.6556 | 2057.1345 | 331.38 | 0.019139 | 0.083165
14260 | 10E17G10H11D07M01W03 | 8.55 | 28.7 | 0.64 | 11.78 | 49.67 | 3.6556 | 2057.1345 | 264.81 | 0.019139 | 0.1638 | 1
14261 | 10E17G10H11D07M01W04 | 8.55 | 28.7 | 0.64 | 8.61 | 46.5 | 3.6556 | 2057.1345 | 220.92 | 0.019139 | 0.21717 | 1
14262 | 10E17G10H11D07M02W02 | 8.18 | 26.97 | 0.64 | 16.57 | 52.36 | 3.6556 | 1934.0756 | 326.97 | 0.078264 | 0.11852
14263 | 10E17G10H12D05M01W02 | 7.24 | 23.05 | 0.64 | 16.57 | 47.5 | 2.9556 | 1663.346 | 317.1 | 0.21224 | 0.20034 | 1
14264 | 10E17G10H12D05M01W03 | 7.24 | 23.05 | 0.64 | 11.78 | 42.71 | 2.9556 | 1663.346 | 250.53 | 0.21224 | 0.28098 | 1
14265 | 10E17G10H12D07M01W02 | 7.43 | 23.93 | 0.64 | 16.57 | 48.57 | 3.0333 | 1718.7225 | 319.41 | 0.18216 | 0.18232 | 1
14266 | 10E17G10H12D07M01W03 | 7.43 | 23.93 | 0.64 | 11.78 | 43.78 | 3.0333 | 1718.7225 | 252.84 | 0.18216 | 0.26296 | 1
14267 | 10E17G10H12D07M01W04 | 7.43 | 23.93 | 0.64 | 8.61 | 40.61 | 3.0333 | 1718.7225 | 208.95 | 0.18216 | 0.31633 | 1
14268 | 10E17G10H12D07M02W02 | 7.12 | 22.49 | 0.64 | 16.57 | 46.82 | 3.0333 | 1616.1735 | 315.63 | 0.23137 | 0.21178 | 1
14269 | 10E17G10H13D05M01W02 | 7.24 | 22.12 | 0.64 | 16.57 | 46.57 | 2.8778 | 1583.3577 | 317.1 | 0.24402 | 0.21599 | 1
14270 | 10E17G10H13D05M01W03 | 7.24 | 22.12 | 0.64 | 11.78 | 41.78 | 2.8778 | 1583.3577 | 250.53 | 0.24402 | 0.29663 | 1
14271 | 10E17G10H13D07M01W02 | 7.43 | 22.98 | 0.64 | 16.57 | 47.62 | 3.0333 | 1636.6833 | 319.41 | 0.21463 | 0.19832 | 1
14272 | 10E17G10H13D07M01W03 | 7.43 | 22.98 | 0.64 | 11.78 | 42.83 | 3.0333 | 1636.6833 | 252.84 | 0.21463 | 0.27896 | 1
14273 | 10E17G10H13D07M01W04 | 7.43 | 22.98 | 0.64 | 8.61 | 39.66 | 3.0333 | 1636.6833 | 208.95 | 0.21463 | 0.33232 | 1
14274 | 10E17G10H13D07M02W02 | 7.12 | 21.6 | 0.64 | 16.57 | 45.93 | 3.0333 | 1540.2871 | 315.63 | 0.26179 | 0.22677 | 1
14275 | 10E17G10H14D05M01W02 | 8.33 | 26.57 | 0.64 | 16.57 | 52.11 | 3.5 | 1899.2089 | 328.86 | 0.091934 | 0.12273
14276 | 10E17G10H14D05M01W03 | 8.33 | 26.57 | 0.64 | 11.78 | 47.32 | 3.5 | 1899.2089 | 262.29 | 0.091934 | 0.20337 | 1
14277 | 10E17G10H14D07M01W02 | 8.55 | 27.59 | 0.64 | 16.57 | 53.35 | 3.5778 | 1960.7384 | 331.38 | 0.057075 | 0.10185
14278 | 10E17G10H14D07M01W03 | 8.55 | 27.59 | 0.64 | 11.78 | 48.56 | 3.5778 | 1960.7384 | 264.81 | 0.057075 | 0.18249 | 1
14279 | 10E17G10H14D07M01W04 | 8.55 | 27.59 | 0.64 | 8.61 | 45.39 | 3.5778 | 1960.7384 | 220.92 | 0.057075 | 0.23586 | 1
14280 | 10E17G10H14D07M02W02 | 8.18 | 25.94 | 0.64 | 16.57 | 51.33 | 3.5778 | 1845.8834 | 326.97 | 0.11347 | 0.13586
14281 | 10E17G11H07D04M01W02 | 11.11 | 36.02 | 0.64 | 16.57 | 64.34 | 5.1333 | 2469.3818 | 361.83 | -0.23103 | -0.083165
14282 | 10E17G11H07D05M01W02 | 9.39 | 28.97 | 0.64 | 16.57 | 55.57 | 4.2778 | 2034.5737 | 341.46 | 0.0099111 | 0.064478
14283 | 10E17G11H07D05M01W03 | 9.39 | 28.97 | 0.64 | 11.78 | 50.78 | 4.2778 | 2034.5737 | 274.89 | 0.0099111 | 0.14512
14284 | 10E17G11H07D06M01W02 | 8.44 | 24.8 | 0.64 | 16.57 | 50.45 | 3.7333 | 1780.252 | 330.12 | 0.15243 | 0.15067 | 1
14285 | 10E17G11H07D06M01W03 | 8.44 | 24.8 | 0.64 | 11.78 | 45.66 | 3.7333 | 1780.252 | 263.55 | 0.15243 | 0.23131 | 1
14286 | 10E17G11H07D07M01W02 | 9.63 | 30.15 | 0.64 | 16.57 | 56.99 | 4.4333 | 2106.358 | 344.19 | -0.030417 | 0.040572
14287 | 10E17G11H07D07M01W03 | 9.63 | 30.15 | 0.64 | 11.78 | 52.2 | 4.4333 | 2106.358 | 277.62 | -0.030417 | 0.12121
14288 | 10E17G11H07D07M01W04 | 9.63 | 30.15 | 0.64 | 8.61 | 49.03 | 4.4333 | 2104.3071 | 233.73 | -0.030417 | 0.17458 | 1
14289 | 10E17G11H07D07M02W02 | 9.32 | 28.27 | 0.64 | 16.57 | 54.8 | 4.4333 | 1987.4011 | 340.62 | 0.033835 | 0.077441
14290 | 10E17G11H08D05M01W02 | 8.26 | 28.97 | 0.64 | 16.57 | 54.44 | 4.2778 | 2034.5737 | 326.76 | 0.0099111 | 0.083502
14291 | 10E17G11H08D05M01W03 | 8.26 | 28.97 | 0.64 | 11.78 | 49.65 | 4.2778 | 2034.5737 | 260.19 | 0.0099111 | 0.16414 | 1
14292 | 10E17G11H08D06M01W02 | 7.43 | 24.8 | 0.64 | 16.57 | 49.44 | 3.7333 | 1780.252 | 317.1 | 0.15243 | 0.16768 | 1
14293 | 10E17G11H08D06M01W03 | 7.43 | 24.8 | 0.64 | 11.78 | 44.65 | 3.7333 | 1780.252 | 250.53 | 0.15243 | 0.24832 | 1
14294 | 10E17G11H08D07M01W02 | 8.48 | 30.15 | 0.64 | 16.57 | 55.84 | 4.4333 | 2104.3071 | 329.28 | -0.030417 | 0.059933
14295 | 10E17G11H08D07M01W03 | 8.48 | 30.15 | 0.64 | 11.78 | 51.05 | 4.4333 | 2104.3071 | 262.71 | -0.030417 | 0.14057
14296 | 10E17G11H08D07M01W04 | 8.48 | 30.15 | 0.64 | 8.61 | 47.88 | 4.4333 | 2104.3071 | 218.82 | -0.030417 | 0.19394 | 1
14297 | 10E17G11H08D07M02W02 | 8.21 | 28.27 | 0.64 | 16.57 | 53.69 | 4.4333 | 1987.4011 | 326.13 | 0.033835 | 0.096128
14298 | 10E17G11H09D05M01W02 | 7.95 | 28.97 | 0.64 | 16.57 | 54.13 | 4.2778 | 2034.5737 | 322.77 | 0.0099111 | 0.088721
14299 | 10E17G11H09D05M01W03 | 7.95 | 28.97 | 0.64 | 11.78 | 49.34 | 4.2778 | 2034.5737 | 256.2 | 0.0099111 | 0.16936 | 1
14300 | 10E17G11H09D07M01W02 | 8.16 | 30.15 | 0.64 | 16.57 | 55.52 | 4.4333 | 2104.3071 | 325.29 | -0.030417 | 0.06532
14301 | 10E17G11H09D07M01W03 | 8.16 | 30.15 | 0.64 | 11.78 | 50.73 | 4.4333 | 2104.3071 | 258.72 | -0.030417 | 0.14596
14302 | 10E17G11H09D07M01W04 | 8.16 | 30.15 | 0.64 | 8.61 | 47.56 | 4.4333 | 2104.3071 | 214.83 | -0.030417 | 0.19933 | 1
14303 | 10E17G11H09D07M02W02 | 7.9 | 28.27 | 0.64 | 16.57 | 53.38 | 4.4333 | 1987.4011 | 322.14 | 0.033835 | 0.10135
14304 | 10E17G11H10D05M01W02 | 9.39 | 25.32 | 0.64 | 16.57 | 51.92 | 3.6556 | 1827.4246 | 341.46 | 0.13465 | 0.12593
14305 | 10E17G11H10D05M01W03 | 9.39 | 25.32 | 0.64 | 11.78 | 47.13 | 3.6556 | 1827.4246 | 274.89 | 0.13465 | 0.20657 | 1
14306 | 10E17G11H10D07M01W02 | 9.63 | 26.34 | 0.64 | 16.57 | 53.18 | 3.8111 | 1888.954 | 344.19 | 0.099795 | 0.10471
14307 | 10E17G11H10D07M01W03 | 9.63 | 26.34 | 0.64 | 11.78 | 48.39 | 3.8111 | 1888.954 | 277.62 | 0.099795 | 0.18535 | 1
14308 | 10E17G11H10D07M01W04 | 9.63 | 26.34 | 0.64 | 8.61 | 45.22 | 3.8111 | 1888.954 | 233.73 | 0.099795 | 0.23872 | 1
14309 | 10E17G11H10D07M02W02 | 9.32 | 24.71 | 0.64 | 16.57 | 51.24 | 3.7333 | 1784.3539 | 340.62 | 0.1555 | 0.13737
14310 | 10E17G11H11D05M01W02 | 9.39 | 23.89 | 0.64 | 16.57 | 50.49 | 3.3444 | 1751.5382 | 341.46 | 0.18353 | 0.15 | 1
14311 | 10E17G11H11D05M01W03 | 9.39 | 23.89 | 0.64 | 11.78 | 45.7 | 3.3444 | 1751.5382 | 274.89 | 0.18353 | 0.23064 | 1
14312 | 10E17G11H11D06M01W02 | 8.44 | 20.48 | 0.64 | 16.57 | 46.13 | 2.9556 | 1536.1852 | 330.12 | 0.30007 | 0.2234 | 1
14313 | 10E17G11H11D06M01W03 | 8.44 | 20.48 | 0.64 | 11.78 | 41.34 | 2.9556 | 1536.1852 | 263.55 | 0.30007 | 0.30404 | 1
14314 | 10E17G11H11D07M01W02 | 9.63 | 24.85 | 0.64 | 16.57 | 51.69 | 3.5 | 1808.9657 | 344.19 | 0.15072 | 0.1298
14315 | 10E17G11H11D07M01W03 | 9.63 | 24.85 | 0.64 | 11.78 | 46.9 | 3.5 | 1808.9657 | 277.62 | 0.15072 | 0.21044 | 1
14316 | 10E17G11H11D07M01W04 | 9.63 | 24.85 | 0.64 | 8.61 | 43.73 | 3.5 | 1808.9657 | 233.73 | 0.15072 | 0.2638 | 1
14317 | 10E17G11H11D07M02W02 | 9.32 | 23.31 | 0.64 | 16.57 | 49.84 | 3.5 | 1710.5186 | 340.62 | 0.20335 | 0.16094 | 1
14318 | 10E17G11H12D05M01W02 | 8.17 | 19.91 | 0.64 | 16.57 | 45.29 | 2.8 | 1460.2989 | 328.23 | 0.31955 | 0.23754 | 1
14319 | 10E17G11H12D05M01W03 | 8.17 | 19.91 | 0.64 | 11.78 | 40.5 | 2.8 | 1460.2989 | 261.66 | 0.31955 | 0.31818 | 1
14320 | 10E17G11H12D07M01W02 | 8.37 | 20.72 | 0.64 | 16.57 | 46.3 | 2.8778 | 1511.5734 | 330.75 | 0.29187 | 0.22054 | 1
14321 | 10E17G11H12D07M01W03 | 8.37 | 20.72 | 0.64 | 11.78 | 41.51 | 2.8778 | 1511.5734 | 264.18 | 0.29187 | 0.30118 | 1
14322 | 10E17G11H12D07M01W04 | 8.37 | 20.72 | 0.64 | 8.61 | 38.34 | 2.8778 | 1511.5734 | 220.29 | 0.29187 | 0.35455 | 1
14323 | 10E17G11H12D07M02W02 | 8.11 | 19.44 | 0.64 | 16.57 | 44.76 | 2.8778 | 1427.4832 | 327.6 | 0.33561 | 0.24646 | 1
14324 | 10E17G11H13D05M01W02 | 8.17 | 19.12 | 0.64 | 16.57 | 44.5 | 2.8 | 1392.6165 | 328.23 | 0.34655 | 0.25084 | 1
14325 | 10E17G11H13D05M01W03 | 8.17 | 19.12 | 0.64 | 11.78 | 39.71 | 2.8 | 1392.6165 | 261.66 | 0.34655 | 0.33148 | 1
14326 | 10E17G11H13D07M01W02 | 8.37 | 19.9 | 0.64 | 16.57 | 45.48 | 2.8778 | 1441.84 | 330.75 | 0.31989 | 0.23434 | 1
14327 | 10E17G11H13D07M01W03 | 8.37 | 19.9 | 0.64 | 11.78 | 40.69 | 2.8778 | 1441.84 | 264.18 | 0.31989 | 0.31498 | 1
14328 | 10E17G11H13D07M01W04 | 8.37 | 19.9 | 0.64 | 8.61 | 37.52 | 2.8778 | 1441.84 | 220.29 | 0.31989 | 0.36835 | 1
14329 | 10E17G11H13D07M02W02 | 8.11 | 18.66 | 0.64 | 16.57 | 43.98 | 2.8778 | 1361.8517 | 327.6 | 0.36227 | 0.2596 | 1
14330 | 10E17G11H14D05M01W02 | 9.39 | 22.97 | 0.64 | 16.57 | 49.57 | 3.3444 | 1671.55 | 341.46 | 0.21497 | 0.16549 | 1
14331 | 10E17G11H14D05M01W03 | 9.39 | 22.97 | 0.64 | 11.78 | 44.78 | 3.3444 | 1671.55 | 274.89 | 0.21497 | 0.24613 | 1
14332 | 10E17G11H14D07M01W02 | 9.63 | 23.9 | 0.64 | 16.57 | 50.74 | 3.5 | 1728.9774 | 344.19 | 0.18319 | 0.14579
14333 | 10E17G11H14D07M01W03 | 9.63 | 23.9 | 0.64 | 11.78 | 45.95 | 3.5 | 1728.9774 | 277.62 | 0.18319 | 0.22643 | 1
14334 | 10E17G11H14D07M01W04 | 9.63 | 23.9 | 0.64 | 8.61 | 42.78 | 3.5 | 1728.9774 | 233.73 | 0.18319 | 0.2798 | 1
14335 | 10E17G11H14D07M02W02 | 9.32 | 22.41 | 0.64 | 16.57 | 48.94 | 3.4222 | 1632.5813 | 340.62 | 0.23411 | 0.17609 | 1
14336 | 10E17G12H07D04M01W02 | 7.87 | 68.04 | 0.64 | 16.57 | 93.12 | 6.4556 | 4887.489 | 323.4 | -1.3254 | -0.56768
14337 | 10E17G12H07D05M01W02 | 6.54 | 54.82 | 0.64 | 16.57 | 78.57 | 5.3667 | 3987.1081 | 307.44 | -0.87355 | -0.32273
14338 | 10E17G12H07D05M01W03 | 6.54 | 54.82 | 0.64 | 11.78 | 73.78 | 5.3667 | 3987.1081 | 240.87 | -0.87355 | -0.24209
14339 | 10E17G12H07D06M01W02 | 5.89 | 48.84 | 0.64 | 16.57 | 71.94 | 4.9 | 3587.1667 | 299.88 | -0.66917 | -0.21111
14340 | 10E17G12H07D06M01W03 | 5.89 | 48.84 | 0.64 | 11.78 | 67.15 | 4.9 | 3587.1667 | 233.31 | -0.66917 | -0.13047
14341 | 10E17G12H07D07M01W02 | 6.71 | 56.51 | 0.64 | 16.57 | 80.43 | 5.5222 | 4101.9631 | 309.54 | -0.93131 | -0.35404
14342 | 10E17G12H07D07M01W03 | 6.71 | 56.51 | 0.64 | 11.78 | 75.64 | 5.5222 | 4101.9631 | 242.97 | -0.93131 | -0.2734
14343 | 10E17G12H07D07M01W04 | 6.71 | 56.51 | 0.64 | 8.61 | 72.47 | 5.5222 | 4101.9631 | 199.08 | -0.93131 | -0.22003
14344 | 10E17G12H07D07M02W02 | 6.03 | 53.95 | 0.64 | 16.57 | 77.19 | 5.5222 | 3849.6924 | 301.56 | -0.84381 | -0.29949
14345 | 10E17G12H08D05M01W02 | 5.76 | 54.82 | 0.64 | 16.57 | 77.79 | 5.3667 | 3987.1081 | 297.36 | -0.87355 | -0.3096
14346 | 10E17G12H08D05M01W03 | 5.76 | 54.82 | 0.64 | 11.78 | 73 | 5.3667 | 3987.1081 | 230.79 | -0.87355 | -0.22896
14347 | 10E17G12H08D06M01W02 | 5.18 | 48.84 | 0.64 | 16.57 | 71.23 | 4.9 | 3587.1667 | 290.64 | -0.66917 | -0.19916
14348 | 10E17G12H08D06M01W03 | 5.18 | 48.84 | 0.64 | 11.78 | 66.44 | 4.9 | 3587.1667 | 224.07 | -0.66917 | -0.11852
14349 | 10E17G12H08D07M01W02 | 5.9 | 56.51 | 0.64 | 16.57 | 79.62 | 5.5222 | 4101.9631 | 299.04 | -0.93131 | -0.3404
14350 | 10E17G12H08D07M01W03 | 5.9 | 56.51 | 0.64 | 11.78 | 74.83 | 5.5222 | 4101.9631 | 232.47 | -0.93131 | -0.25976
14351 | 10E17G12H08D07M01W04 | 5.9 | 56.51 | 0.64 | 8.61 | 71.66 | 5.5222 | 4101.9631 | 188.58 | -0.93131 | -0.2064
14352 | 10E17G12H08D07M02W02 | 5.31 | 53.95 | 0.64 | 16.57 | 76.47 | 5.5222 | 3849.6924 | 292.11 | -0.84381 | -0.28737
14353 | 10E17G12H09D05M01W02 | 5.54 | 54.82 | 0.64 | 16.57 | 77.57 | 5.3667 | 3987.1081 | 294.63 | -0.87355 | -0.30589
14354 | 10E17G12H09D05M01W03 | 5.54 | 54.82 | 0.64 | 11.78 | 72.78 | 5.3667 | 3987.1081 | 228.06 | -0.87355 | -0.22525
14355 | 10E17G12H09D07M01W02 | 5.68 | 56.51 | 0.64 | 16.57 | 79.4 | 5.5222 | 4101.9631 | 296.31 | -0.93131 | -0.3367
14356 | 10E17G12H09D07M01W03 | 5.68 | 56.51 | 0.64 | 11.78 | 74.61 | 5.5222 | 4101.9631 | 229.74 | -0.93131 | -0.25606
14357 | 10E17G12H09D07M01W04 | 5.68 | 56.51 | 0.64 | 8.61 | 71.44 | 5.5222 | 4101.9631 | 185.85 | -0.93131 | -0.20269
14358 | 10E17G12H09D07M02W02 | 5.11 | 53.95 | 0.64 | 16.57 | 76.27 | 5.5222 | 3849.6924 | 289.59 | -0.84381 | -0.28401
14359 | 10E17G12H10D05M01W02 | 6.54 | 48.08 | 0.64 | 16.57 | 71.83 | 4.5889 | 3566.6569 | 307.44 | -0.6432 | -0.20926
14360 | 10E17G12H10D05M01W03 | 6.54 | 48.08 | 0.64 | 11.78 | 67.04 | 4.5889 | 3566.6569 | 240.87 | -0.6432 | -0.12862
14361 | 10E17G12H10D07M01W02 | 6.71 | 49.55 | 0.64 | 16.57 | 73.47 | 4.6667 | 3667.155 | 309.54 | -0.69344 | -0.23687
14362 | 10E17G12H10D07M01W03 | 6.71 | 49.55 | 0.64 | 11.78 | 68.68 | 4.6667 | 3667.155 | 242.97 | -0.69344 | -0.15623
14363 | 10E17G12H10D07M01W04 | 6.71 | 49.55 | 0.64 | 8.61 | 65.51 | 4.6667 | 3667.155 | 199.08 | -0.69344 | -0.10286
14364 | 10E17G12H10D07M02W02 | 6.03 | 47.27 | 0.64 | 16.57 | 70.51 | 4.7444 | 3439.496 | 301.56 | -0.61552 | -0.18704
14365 | 10E17G12H11D05M01W02 | 6.54 | 45.5 | 0.64 | 16.57 | 69.25 | 4.2 | 3421.0372 | 307.44 | -0.55502 | -0.16582
14366 | 10E17G12H11D05M01W03 | 6.54 | 45.5 | 0.64 | 11.78 | 64.46 | 4.2 | 3421.0372 | 240.87 | -0.55502 | -0.085185
14367 | 10E17G12H11D06M01W02 | 5.89 | 40.58 | 0.64 | 16.57 | 63.68 | 3.8111 | 3084.6762 | 299.88 | -0.38688 | -0.072054
14368 | 10E17G12H11D06M01W03 | 5.89 | 40.58 | 0.64 | 11.78 | 58.89 | 3.8111 | 3084.6762 | 233.31 | -0.38688 | 0.0085859
14369 | 10E17G12H11D07M01W02 | 6.71 | 46.88 | 0.64 | 16.57 | 70.8 | 4.2778 | 3519.4843 | 309.54 | -0.60219 | -0.19192
14370 | 10E17G12H11D07M01W03 | 6.71 | 46.88 | 0.64 | 11.78 | 66.01 | 4.2778 | 3519.4843 | 242.97 | -0.60219 | -0.11128
14371 | 10E17G12H11D07M01W04 | 6.71 | 46.88 | 0.64 | 8.61 | 62.84 | 4.2778 | 3519.4843 | 199.08 | -0.60219 | -0.057912
14372 | 10E17G12H11D07M02W02 | 6.03 | 44.7 | 0.64 | 16.57 | 67.94 | 4.3556 | 3295.9273 | 301.56 | -0.52768 | -0.14377
14373 | 10E17G12H12D05M01W02 | 5.69 | 37.94 | 0.64 | 16.57 | 60.84 | 3.5 | 2861.1192 | 298.41 | -0.29665 | -0.024242
14374 | 10E17G12H12D05M01W03 | 5.69 | 37.94 | 0.64 | 11.78 | 56.05 | 3.5 | 2861.1192 | 231.84 | -0.29665 | 0.056397
14375 | 10E17G12H12D07M01W02 | 5.83 | 39.09 | 0.64 | 16.57 | 62.13 | 3.5778 | 2939.0565 | 300.09 | -0.33595 | -0.04596
14376 | 10E17G12H12D07M01W03 | 5.83 | 39.09 | 0.64 | 11.78 | 57.34 | 3.5778 | 2939.0565 | 233.52 | -0.33595 | 0.03468
14377 | 10E17G12H12D07M01W04 | 5.83 | 39.09 | 0.64 | 8.61 | 54.17 | 3.5778 | 2939.0565 | 189.63 | -0.33595 | 0.088047
14378 | 10E17G12H12D07M02W02 | 5.24 | 37.27 | 0.64 | 16.57 | 59.72 | 3.5778 | 2754.4682 | 292.95 | -0.27375 | -0.0053872
14379 | 10E17G12H13D05M01W02 | 5.69 | 36.27 | 0.64 | 16.57 | 59.17 | 3.5 | 2694.9897 | 298.41 | -0.23958 | 0.0038721
14380 | 10E17G12H13D05M01W03 | 5.69 | 36.27 | 0.64 | 11.78 | 54.38 | 3.5 | 2694.9897 | 231.84 | -0.23958 | 0.084512
14381 | 10E17G12H13D07M01W02 | 5.83 | 37.38 | 0.64 | 16.57 | 60.42 | 3.5778 | 2770.8761 | 300.09 | -0.27751 | -0.017172
14382 | 10E17G12H13D07M01W03 | 5.83 | 37.38 | 0.64 | 11.78 | 55.63 | 3.5778 | 2770.8761 | 233.52 | -0.27751 | 0.063468
14383 | 10E17G12H13D07M01W04 | 5.83 | 37.38 | 0.64 | 8.61 | 52.46 | 3.5778 | 2770.8761 | 189.63 | -0.27751 | 0.11684
14384 | 10E17G12H13D07M02W02 | 5.24 | 35.67 | 0.64 | 16.57 | 58.12 | 3.5778 | 2600.6446 | 292.95 | -0.21907 | 0.021549
14385 | 10E17G12H14D05M01W02 | 6.54 | 43.55 | 0.64 | 16.57 | 67.3 | 4.2 | 3230.2959 | 307.44 | -0.48838 | -0.133
14386 | 10E17G12H14D05M01W03 | 6.54 | 43.55 | 0.64 | 11.78 | 62.51 | 4.2 | 3230.2959 | 240.87 | -0.48838 | -0.052357
14387 | 10E17G12H14D07M01W02 | 6.71 | 44.89 | 0.64 | 16.57 | 68.81 | 4.2778 | 3322.5901 | 309.54 | -0.53418 | -0.15842
14388 | 10E17G12H14D07M01W03 | 6.71 | 44.89 | 0.64 | 11.78 | 64.02 | 4.2778 | 3322.5901 | 242.97 | -0.53418 | -0.077778
14389 | 10E17G12H14D07M01W04 | 6.71 | 44.89 | 0.64 | 8.61 | 60.85 | 4.2778 | 3322.5901 | 199.08 | -0.53418 | -0.024411
14390 | 10E17G12H14D07M02W02 | 6.03 | 42.84 | 0.64 | 16.57 | 66.08 | 4.3556 | 3117.4919 | 301.56 | -0.46411 | -0.11246
14391 | 10E18G10H07D04M01W02 | 8.02 | 37.19 | 0.64 | 16.57 | 62.42 | 5.1333 | 2514.5034 | 324.87 | -0.27102 | -0.050842
14392 | 10E18G10H07D05M01W02 | 6.66 | 29.84 | 0.64 | 16.57 | 53.71 | 4.2778 | 2063.2874 | 308.91 | -0.019822 | 0.095791
14393 | 10E18G10H07D05M01W03 | 6.66 | 29.84 | 0.64 | 11.78 | 48.92 | 4.2778 | 2063.2874 | 242.34 | -0.019822 | 0.17643 | 1
14394 | 10E18G10H07D06M01W02 | 5.93 | 25.6 | 0.64 | 16.57 | 48.74 | 3.7333 | 1804.8638 | 300.09 | 0.12509 | 0.17946 | 1
14395 | 10E18G10H07D06M01W03 | 5.93 | 25.6 | 0.64 | 11.78 | 43.95 | 3.7333 | 1804.8638 | 233.52 | 0.12509 | 0.2601 | 1
14396 | 10E18G10H07D07M01W02 | 6.85 | 31.04 | 0.64 | 16.57 | 55.1 | 4.4333 | 2137.1228 | 311.01 | -0.060834 | 0.072391
14397 | 10E18G10H07D07M01W03 | 6.85 | 31.04 | 0.64 | 11.78 | 50.31 | 4.4333 | 2137.1228 | 244.44 | -0.060834 | 0.15303
14398 | 10E18G10H07D07M01W04 | 6.85 | 31.04 | 0.64 | 8.61 | 47.14 | 4.4333 | 2137.1228 | 200.55 | -0.060834 | 0.2064
14399 | 10E18G10H07D07M02W02 | 6.57 | 29.11 | 0.64 | 16.57 | 52.89 | 4.4333 | 2012.0129 | 307.65 | 0.0051265 | 0.1096
14400 | 10E18G10H08D05M01W02 | 5.87 | 29.84 | 0.64 | 16.57 | 52.92 | 4.2778 | 2063.2874 | 298.62 | -0.019822 | 0.10909
14401 | 10E18G10H08D05M01W03 | 5.87 | 29.84 | 0.64 | 11.78 | 48.13 | 4.2778 | 2063.2874 | 232.05 | -0.019822 | 0.18973 | 1
14402 | 10E18G10H08D06M01W02 | 5.22 | 25.6 | 0.64 | 16.57 | 48.03 | 3.7333 | 1804.8638 | 290.85 | 0.12509 | 0.19141 | 1
14403 | 10E18G10H08D06M01W03 | 5.22 | 25.6 | 0.64 | 11.78 | 43.24 | 3.7333 | 1804.8638 | 224.28 | 0.12509 | 0.27205 | 1
14404 | 10E18G10H08D07M01W02 | 6.03 | 31.04 | 0.64 | 16.57 | 54.28 | 4.4333 | 2137.1228 | 300.51 | -0.060834 | 0.086195
14405 | 10E18G10H08D07M01W03 | 6.03 | 31.04 | 0.64 | 11.78 | 49.49 | 4.4333 | 2137.1228 | 233.94 | -0.060834 | 0.16684
14406 | 10E18G10H08D07M01W04 | 6.03 | 31.04 | 0.64 | 8.61 | 46.32 | 4.4333 | 2137.1228 | 190.05 | -0.060834 | 0.2202
14407 | 10E18G10H08D07M02W02 | 5.78 | 29.11 | 0.64 | 16.57 | 52.1 | 4.4333 | 2012.0129 | 297.57 | 0.0051265 | 0.1229
14408 | 10E18G10H09D05M01W02 | 5.65 | 29.83 | 0.64 | 16.57 | 52.69 | 4.2778 | 2063.2874 | 295.68 | -0.019481 | 0.11296
14409 | 10E18G10H09D05M01W03 | 5.65 | 29.83 | 0.64 | 11.78 | 47.9 | 4.2778 | 2063.2874 | 229.11 | -0.019481 | 0.1936 | 1
14410 | 10E18G10H09D07M01W02 | 5.8 | 31.04 | 0.64 | 16.57 | 54.05 | 4.4333 | 2137.1228 | 297.57 | -0.060834 | 0.090067
14411 | 10E18G10H09D07M01W03 | 5.8 | 31.04 | 0.64 | 11.78 | 49.26 | 4.4333 | 2137.1228 | 231 | -0.060834 | 0.17071
14412 | 10E18G10H09D07M01W04 | 5.8 | 31.04 | 0.64 | 8.61 | 46.09 | 4.4333 | 2137.1228 | 187.11 | -0.060834 | 0.22407
14413 | 10E18G10H09D07M02W02 | 5.56 | 29.11 | 0.64 | 16.57 | 51.88 | 4.4333 | 2012.0129 | 294.63 | 0.0051265 | 0.1266
14414 | 10E18G10H10D05M01W02 | 6.66 | 26.09 | 0.64 | 16.57 | 49.96 | 3.5778 | 1847.9344 | 308.91 | 0.10834 | 0.15892 | 1
14415 | 10E18G10H10D05M01W03 | 6.66 | 26.09 | 0.64 | 11.78 | 45.17 | 3.5778 | 1847.9344 | 242.34 | 0.10834 | 0.23956 | 1
14416 | 10E18G10H10D07M01W02 | 6.85 | 27.14 | 0.64 | 16.57 | 51.2 | 3.7333 | 1913.5658 | 311.01 | 0.072454 | 0.13805
14417 | 10E18G10H10D07M01W03 | 6.85 | 27.14 | 0.64 | 11.78 | 46.41 | 3.7333 | 1913.5658 | 244.44 | 0.072454 | 0.21869 | 1
14418 | 10E18G10H10D07M01W04 | 6.85 | 27.14 | 0.64 | 8.61 | 43.24 | 3.7333 | 1913.5658 | 200.55 | 0.072454 | 0.27205 | 1
14419 | 10E18G10H10D07M02W02 | 6.57 | 25.46 | 0.64 | 16.57 | 49.24 | 3.7333 | 1800.7618 | 307.65 | 0.12987 | 0.17104 | 1
14420 | 10E18G10H11D05M01W02 | 6.66 | 24.64 | 0.64 | 16.57 | 48.51 | 3.3444 | 1769.9971 | 308.91 | 0.15789 | 0.18333 | 1
14421 | 10E18G10H11D05M01W03 | 6.66 | 24.64 | 0.64 | 11.78 | 43.72 | 3.3444 | 1769.9971 | 242.34 | 0.15789 | 0.26397 | 1
14422 | 10E18G10H11D06M01W02 | 5.93 | 21.17 | 0.64 | 16.57 | 44.31 | 2.8778 | 1552.593 | 300.09 | 0.27649 | 0.25404 | 1
14423 | 10E18G10H11D06M01W03 | 5.93 | 21.17 | 0.64 | 11.78 | 39.52 | 2.8778 | 1552.593 | 233.52 | 0.27649 | 0.33468 | 1
14424 | 10E18G10H11D07M01W02 | 6.85 | 25.62 | 0.64 | 16.57 | 49.68 | 3.4222 | 1831.5265 | 311.01 | 0.1244 | 0.16364 | 1
14425 | 10E18G10H11D07M01W03 | 6.85 | 25.62 | 0.64 | 11.78 | 44.89 | 3.4222 | 1831.5265 | 244.44 | 0.1244 | 0.24428 | 1
14426 | 10E18G10H11D07M01W04 | 6.85 | 25.62 | 0.64 | 8.61 | 41.72 | 3.4222 | 1831.5265 | 200.55 | 0.1244 | 0.29764 | 1
14427 | 10E18G10H11D07M02W02 | 6.57 | 24.03 | 0.64 | 16.57 | 47.81 | 3.4222 | 1724.8755 | 307.65 | 0.17874 | 0.19512 | 1
14428 | 10E18G10H12D05M01W02 | 5.79 | 20.54 | 0.64 | 16.57 | 43.54 | 2.8 | 1482.8597 | 299.46 | 0.29802 | 0.267 | 1
14429 | 10E18G10H12D05M01W03 | 5.79 | 20.54 | 0.64 | 11.78 | 38.75 | 2.8 | 1482.8597 | 232.89 | 0.29802 | 0.34764 | 1
14430 | 10E18G10H12D07M01W02 | 5.95 | 21.36 | 0.64 | 16.57 | 44.52 | 2.8778 | 1532.0832 | 301.56 | 0.26999 | 0.25051 | 1
14431 | 10E18G10H12D07M01W03 | 5.95 | 21.36 | 0.64 | 11.78 | 39.73 | 2.8778 | 1532.0832 | 234.99 | 0.26999 | 0.33114 | 1
14432 | 10E18G10H12D07M01W04 | 5.95 | 21.36 | 0.64 | 8.61 | 36.56 | 2.8778 | 1532.0832 | 191.1 | 0.26999 | 0.38451 | 1
14433 | 10E18G10H12D07M02W02 | 5.71 | 20.04 | 0.64 | 16.57 | 42.96 | 2.8778 | 1443.891 | 298.62 | 0.31511 | 0.27677 | 1
14434 | 10E18G10H13D05M01W02 | 5.79 | 19.7 | 0.64 | 16.57 | 42.7 | 2.7222 | 1411.0753 | 299.46 | 0.32673 | 0.28114 | 1
14435 | 10E18G10H13D05M01W03 | 5.79 | 19.7 | 0.64 | 11.78 | 37.91 | 2.7222 | 1411.0753 | 232.89 | 0.32673 | 0.36178 | 1
14436 | 10E18G10H13D07M01W02 | 5.95 | 20.5 | 0.64 | 16.57 | 43.66 | 2.8778 | 1458.2479 | 301.56 | 0.29938 | 0.26498 | 1
14437 | 10E18G10H13D07M01W03 | 5.95 | 20.5 | 0.64 | 11.78 | 38.87 | 2.8778 | 1458.2479 | 234.99 | 0.29938 | 0.34562 | 1
14438 | 10E18G10H13D07M01W04 | 5.95 | 20.5 | 0.64 | 8.61 | 35.7 | 2.8778 | 1458.2479 | 191.1 | 0.29938 | 0.39899 | 1
14439 | 10E18G10H13D07M02W02 | 5.71 | 19.22 | 0.64 | 16.57 | 42.14 | 2.8778 | 1374.1576 | 298.62 | 0.34313 | 0.29057 | 1
14440 | 10E18G10H14D05M01W02 | 6.66 | 23.66 | 0.64 | 16.57 | 47.53 | 3.3444 | 1685.9068 | 308.91 | 0.19139 | 0.19983 | 1
14441 | 10E18G10H14D05M01W03 | 6.66 | 23.66 | 0.64 | 11.78 | 42.74 | 3.3444 | 1685.9068 | 242.34 | 0.19139 | 0.28047 | 1
14442 | 10E18G10H14D07M01W02 | 6.85 | 24.62 | 0.64 | 16.57 | 48.68 | 3.4222 | 1745.3853 | 311.01 | 0.15858 | 0.18047 | 1
14443 | 10E18G10H14D07M01W03 | 6.85 | 24.62 | 0.64 | 11.78 | 43.89 | 3.4222 | 1745.3853 | 244.44 | 0.15858 | 0.26111 | 1
14444 | 10E18G10H14D07M01W04 | 6.85 | 24.62 | 0.64 | 8.61 | 40.72 | 3.4222 | 1745.3853 | 200.55 | 0.15858 | 0.31448 | 1
14445 | 10E18G10H14D07M02W02 | 6.57 | 23.09 | 0.64 | 16.57 | 46.87 | 3.4222 | 1644.8872 | 307.65 | 0.21087 | 0.21094 | 1
14446 | 10E18G11H07D04M01W02 | 9.21 | 31.65 | 0.64 | 16.57 | 58.07 | 4.9 | 2171.9895 | 339.15 | -0.081681 | 0.022391
14447 | 10E18G11H07D05M01W02 | 7.72 | 25.35 | 0.64 | 16.57 | 50.28 | 4.0444 | 1788.4559 | 321.3 | 0.13363 | 0.15354 | 1
14448 | 10E18G11H07D05M01W03 | 7.72 | 25.35 | 0.64 | 11.78 | 45.49 | 4.0444 | 1788.4559 | 254.73 | 0.13363 | 0.23418 | 1
14449 | 10E18G11H07D06M01W02 | 6.88 | 21.58 | 0.64 | 16.57 | 45.67 | 3.5 | 1556.695 | 311.43 | 0.26247 | 0.23114 | 1
14450 | 10E18G11H07D06M01W03 | 6.88 | 21.58 | 0.64 | 11.78 | 40.88 | 3.5 | 1556.695 | 244.86 | 0.26247 | 0.31178 | 1
14451 | 10E18G11H07D07M01W02 | 7.93 | 26.42 | 0.64 | 16.57 | 51.56 | 4.2 | 1854.0873 | 324.03 | 0.097061 | 0.13199
14452 | 10E18G11H07D07M01W03 | 7.93 | 26.42 | 0.64 | 11.78 | 46.77 | 4.2 | 1854.0873 | 257.46 | 0.097061 | 0.21263 | 1
14453 | 10E18G11H07D07M01W04 | 7.93 | 26.42 | 0.64 | 8.61 | 43.6 | 4.2 | 1854.0873 | 213.57 | 0.097061 | 0.26599 | 1
14454 | 10E18G11H07D07M02W02 | 7.69 | 24.68 | 0.64 | 16.57 | 49.58 | 4.1222 | 1749.4873 | 321.09 | 0.15653 | 0.16532 | 1
14455 | 10E18G11H08D05M01W02 | 6.8 | 25.35 | 0.64 | 16.57 | 49.36 | 4.0444 | 1788.4559 | 309.33 | 0.13363 | 0.16902 | 1
14456 | 10E18G11H08D05M01W03 | 6.8 | 25.35 | 0.64 | 11.78 | 44.57 | 4.0444 | 1788.4559 | 242.76 | 0.13363 | 0.24966 | 1
14457 | 10E18G11H08D06M01W02 | 6.06 | 21.58 | 0.64 | 16.57 | 44.85 | 3.5 | 1556.695 | 300.72 | 0.26247 | 0.24495 | 1
14458 | 10E18G11H08D06M01W03 | 6.06 | 21.58 | 0.64 | 11.78 | 40.06 | 3.5 | 1556.695 | 234.15 | 0.26247 | 0.32559 | 1
14459 | 10E18G11H08D07M01W02 | 6.98 | 26.42 | 0.64 | 16.57 | 50.61 | 4.2 | 1854.0873 | 311.64 | 0.097061 | 0.14798
14460 | 10E18G11H08D07M01W03 | 6.98 | 26.42 | 0.64 | 11.78 | 45.82 | 4.2 | 1854.0873 | 245.07 | 0.097061 | 0.22862 | 1
14461 | 10E18G11H08D07M01W04 | 6.98 | 26.42 | 0.64 | 8.61 | 42.65 | 4.2 | 1854.0873 | 201.18 | 0.097061 | 0.28199 | 1
14462 | 10E18G11H08D07M02W02 | 6.77 | 24.68 | 0.64 | 16.57 | 48.66 | 4.1222 | 1749.4873 | 309.12 | 0.15653 | 0.18081 | 1
14463 | 10E18G11H09D05M01W02 | 6.54 | 25.35 | 0.64 | 16.57 | 49.1 | 4.0444 | 1788.4559 | 306.18 | 0.13363 | 0.1734 | 1
14464 | 10E18G11H09D05M01W03 | 6.54 | 25.35 | 0.64 | 11.78 | 44.31 | 4.0444 | 1788.4559 | 239.61 | 0.13363 | 0.25404 | 1
14465 | 10E18G11H09D07M01W02 | 6.72 | 26.42 | 0.64 | 16.57 | 50.35 | 4.2 | 1854.0873 | 308.28 | 0.097061 | 0.15236 | 1
14466 | 10E18G11H09D07M01W03 | 6.72 | 26.42 | 0.64 | 11.78 | 45.56 | 4.2 | 1854.0873 | 241.71 | 0.097061 | 0.233 | 1
14467 | 10E18G11H09D07M01W04 | 6.72 | 26.42 | 0.64 | 8.61 | 42.39 | 4.2 | 1854.0873 | 197.82 | 0.097061 | 0.28636 | 1
14468 | 10E18G11H09D07M02W02 | 6.52 | 24.68 | 0.64 | 16.57 | 48.41 | 4.1222 | 1749.4873 | 305.76 | 0.15653 | 0.18502 | 1
14469 | 10E18G11H10D05M01W02 | 7.72 | 22.17 | 0.64 | 16.57 | 47.1 | 3.4222 | 1605.9185 | 321.3 | 0.24231 | 0.20707 | 1
14470 | 10E18G11H10D05M01W03 | 7.72 | 22.17 | 0.64 | 11.78 | 42.31 | 3.4222 | 1605.9185 | 254.73 | 0.24231 | 0.28771 | 1
14471 | 10E18G11H10D07M01W02 | 7.93 | 23.11 | 0.64 | 16.57 | 48.25 | 3.5778 | 1665.397 | 324.03 | 0.21018 | 0.18771 | 1
14472 | 10E18G11H10D07M01W03 | 7.93 | 23.11 | 0.64 | 11.78 | 43.46 | 3.5778 | 1665.397 | 257.46 | 0.21018 | 0.26835 | 1
14473 | 10E18G11H10D07M01W04 | 7.93 | 23.11 | 0.64 | 8.61 | 40.29 | 3.5778 | 1665.397 | 213.57 | 0.21018 | 0.32172 | 1
14474 | 10E18G11H10D07M02W02 | 7.69 | 21.59 | 0.64 | 16.57 | 46.49 | 3.5 | 1573.1028 | 321.09 | 0.26213 | 0.21734 | 1
14475 | 10E18G11H11D05M01W02 | 7.72 | 20.93 | 0.64 | 16.57 | 45.86 | 3.1111 | 1540.2871 | 321.3 | 0.28469 | 0.22795 | 1
14476 | 10E18G11H11D05M01W03 | 7.72 | 20.93 | 0.64 | 11.78 | 41.07 | 3.1111 | 1540.2871 | 254.73 | 0.28469 | 0.30859 | 1
14477 | 10E18G11H11D06M01W02 | 6.88 | 17.85 | 0.64 | 16.57 | 41.94 | 2.7222 | 1347.4949 | 311.43 | 0.38995 | 0.29394 | 1
14478 | 10E18G11H11D06M01W03 | 6.88 | 17.85 | 0.64 | 11.78 | 37.15 | 2.7222 | 1347.4949 | 244.86 | 0.38995 | 0.37458 | 1
14479 | 10E18G11H11D07M01W02 | 7.93 | 21.81 | 0.64 | 16.57 | 46.95 | 3.2667 | 1595.6636 | 324.03 | 0.25461 | 0.2096 | 1
14480 | 10E18G11H11D07M01W03 | 7.93 | 21.81 | 0.64 | 11.78 | 42.16 | 3.2667 | 1595.6636 | 257.46 | 0.25461 | 0.29024 | 1
14481 | 10E18G11H11D07M01W04 | 7.93 | 21.81 | 0.64 | 8.61 | 38.99 | 3.2667 | 1595.6636 | 213.57 | 0.25461 | 0.3436 | 1
14482 | 10E18G11H11D07M02W02 | 7.69 | 20.38 | 0.64 | 16.57 | 45.28 | 3.1889 | 1509.5224 | 321.09 | 0.30349 | 0.23771 | 1
14483 | 10E18G11H12D05M01W02 | 6.71 | 17.45 | 0.64 | 16.57 | 41.37 | 2.6444 | 1288.0164 | 310.59 | 0.40362 | 0.30354 | 1
14484 | 10E18G11H12D05M01W03 | 6.71 | 17.45 | 0.64 | 11.78 | 36.58 | 2.6444 | 1288.0164 | 244.02 | 0.40362 | 0.38418 | 2
14485 | 10E18G11H12D07M01W02 | 6.89 | 18.18 | 0.64 | 16.57 | 42.28 | 2.7222 | 1335.189 | 312.9 | 0.37867 | 0.28822 | 1
14486 | 10E18G11H12D07M01W03 | 6.89 | 18.18 | 0.64 | 11.78 | 37.49 | 2.7222 | 1335.189 | 246.33 | 0.37867 | 0.36886 | 1
14487 | 10E18G11H12D07M01W04 | 6.89 | 18.18 | 0.64 | 8.61 | 34.32 | 2.7222 | 1335.189 | 202.44 | 0.37867 | 0.42222 | 1
14488 | 10E18G11H12D07M02W02 | 6.69 | 16.99 | 0.64 | 16.57 | 40.89 | 2.6444 | 1261.3536 | 310.38 | 0.41934 | 0.31162 | 1
14489 | 10E18G11H13D05M01W02 | 6.71 | 16.74 | 0.64 | 16.57 | 40.66 | 2.6444 | 1226.487 | 310.59 | 0.42789 | 0.31549 | 1
14490 | 10E18G11H13D05M01W03 | 6.71 | 16.74 | 0.64 | 11.78 | 35.87 | 2.6444 | 1226.487 | 244.02 | 0.42789 | 0.39613 | 2
14491 | 10E18G11H13D07M01W02 | 6.89 | 17.45 | 0.64 | 16.57 | 41.55 | 2.7222 | 1271.6086 | 312.9 | 0.40362 | 0.30051 | 1
14492 | 10E18G11H13D07M01W03 | 6.89 | 17.45 | 0.64 | 11.78 | 36.76 | 2.7222 | 1271.6086 | 246.33 | 0.40362 | 0.38114 | 2
14493 | 10E18G11H13D07M01W04 | 6.89 | 17.45 | 0.64 | 8.61 | 33.59 | 2.7222 | 1271.6086 | 202.44 | 0.40362 | 0.43451 | 2
14494 | 10E18G11H13D07M02W02 | 6.69 | 16.3 | 0.64 | 16.57 | 40.2 | 2.6444 | 1201.8752 | 310.38 | 0.44293 | 0.32323 | 1
14495 | 10E18G11H14D05M01W02 | 7.72 | 20.1 | 0.64 | 16.57 | 45.03 | 3.1111 | 1470.5538 | 321.3 | 0.31306 | 0.24192 | 1
14496 | 10E18G11H14D05M01W03 | 7.72 | 20.1 | 0.64 | 11.78 | 40.24 | 3.1111 | 1470.5538 | 254.73 | 0.31306 | 0.32256 | 1
14497 | 10E18G11H14D07M01W02 | 7.93 | 20.95 | 0.64 | 16.57 | 46.09 | 3.2667 | 1523.8793 | 324.03 | 0.28401 | 0.22407 | 1
14498 | 10E18G11H14D07M01W03 | 7.93 | 20.95 | 0.64 | 11.78 | 41.3 | 3.2667 | 1523.8793 | 257.46 | 0.28401 | 0.30471 | 1
14499 | 10E18G11H14D07M01W04 | 7.93 | 20.95 | 0.64 | 8.61 | 38.13 | 3.2667 | 1523.8793 | 213.57 | 0.28401 | 0.35808 | 1
14500 | 10E18G11H14D07M02W02 | 7.69 | 19.57 | 0.64 | 16.57 | 44.47 | 3.1889 | 1439.789 | 321.09 | 0.33117 | 0.25135 | 1
14501 | 10E18G12H07D04M01W02 | 6.02 | 63.93 | 0.64 | 16.57 | 87.16 | 6.2222 | 4551.128 | 301.14 | -1.1849 | -0.46734
14502 | 10E18G12H07D05M01W02 | 4.92 | 51.38 | 0.64 | 16.57 | 73.51 | 5.1333 | 3708.1746 | 288.12 | -0.75598 | -0.23754
14503 | 10E18G12H07D05M01W03 | 4.92 | 51.38 | 0.64 | 11.78 | 68.72 | 5.1333 | 3708.1746 | 221.55 | -0.75598 | -0.1569
14504 | 10E18G12H07D06M01W02 | 4.38 | 45.58 | 0.64 | 16.57 | 67.17 | 4.6667 | 3322.5901 | 281.82 | -0.55776 | -0.13081
14505 | 10E18G12H07D06M01W03 | 4.38 | 45.58 | 0.64 | 11.78 | 62.38 | 4.6667 | 3322.5901 | 215.25 | -0.55776 | -0.050168
14506 | 10E18G12H07D07M01W02 | 5.06 | 53.02 | 0.64 | 16.57 | 75.29 | 5.2889 | 3816.8766 | 289.8 | -0.81203 | -0.26751
14507 | 10E18G12H07D07M01W03 | 5.06 | 53.02 | 0.64 | 11.78 | 70.5 | 5.2889 | 3816.8766 | 223.23 | -0.81203 | -0.18687
14508 | 10E18G12H07D07M01W04 | 5.06 | 53.02 | 0.64 | 8.61 | 67.33 | 5.2889 | 3816.8766 | 179.34 | -0.81203 | -0.1335
14509 | 10E18G12H07D07M02W02 | 4.5 | 50.56 | 0.64 | 16.57 | 72.27 | 5.2889 | 3585.1157 | 283.29 | -0.72796 | -0.21667
14510 | 10E18G12H08D05M01W02 | 4.33 | 51.38 | 0.64 | 16.57 | 72.92 | 5.1333 | 3708.1746 | 280.56 | -0.75598 | -0.22761
14511 | 10E18G12H08D05M01W03 | 4.33 | 51.38 | 0.64 | 11.78 | 68.13 | 5.1333 | 3708.1746 | 213.99 | -0.75598 | -0.14697
14512 | 10E18G12H08D06M01W02 | 3.86 | 45.58 | 0.64 | 16.57 | 66.65 | 4.6667 | 3322.5901 | 275.1 | -0.55776 | -0.12205
14513 | 10E18G12H08D06M01W03 | 3.86 | 45.58 | 0.64 | 11.78 | 61.86 | 4.6667 | 3322.5901 | 208.53 | -0.55776 | -0.041414
14514 | 10E18G12H08D07M01W02 | 4.45 | 53.02 | 0.64 | 16.57 | 74.68 | 5.2889 | 3816.8766 | 282.03 | -0.81203 | -0.25724
14515 | 10E18G12H08D07M01W03 | 4.45 | 53.02 | 0.64 | 11.78 | 69.89 | 5.2889 | 3816.8766 | 215.46 | -0.81203 | -0.1766
14516 | 10E18G12H08D07M01W04 | 4.45 | 53.02 | 0.64 | 8.61 | 66.72 | 5.2889 | 3816.8766 | 171.57 | -0.81203 | -0.12323
14517 | 10E18G12H08D07M02W02 | 3.97 | 50.56 | 0.64 | 16.57 | 71.74 | 5.2889 | 3585.1157 | 276.15 | -0.72796 | -0.20774
14518 | 10E18G12H09D05M01W02 | 4.17 | 51.38 | 0.64 | 16.57 | 72.76 | 5.1333 | 3708.1746 | 278.46 | -0.75598 | -0.22492
14519 | 10E18G12H09D05M01W03 | 4.17 | 51.38 | 0.64 | 11.78 | 67.97 | 5.1333 | 3708.1746 | 211.89 | -0.75598 | -0.14428
14520 | 10E18G12H09D07M01W02 | 4.28 | 53.02 | 0.64 | 16.57 | 74.51 | 5.2889 | 3816.8766 | 279.72 | -0.81203 | -0.25438
14521 | 10E18G12H09D07M01W03 | 4.28 | 53.02 | 0.64 | 11.78 | 69.72 | 5.2889 | 3816.8766 | 213.15 | -0.81203 | -0.17374
14522 | 10E18G12H09D07M01W04 | 4.28 | 53.02 | 0.64 | 8.61 | 66.55 | 5.2889 | 3816.8766 | 169.26 | -0.81203 | -0.12037
14523 | 10E18G12H09D07M02W02 | 3.82 | 50.56 | 0.64 | 16.57 | 71.59 | 5.2889 | 3585.1157 | 274.26 | -0.72796 | -0.20522
14524 | 10E18G12H10D05M01W02 | 4.92 | 45.06 | 0.64 | 16.57 | 67.19 | 4.3556 | 3314.3862 | 288.12 | -0.53999 | -0.13114
14525 | 10E18G12H10D05M01W03 | 4.92 | 45.06 | 0.64 | 11.78 | 62.4 | 4.3556 | 3314.3862 | 221.55 | -0.53999 | -0.050505
14526 | 10E18G12H10D07M01W02 | 5.06 | 46.49 | 0.64 | 16.57 | 68.76 | 4.5111 | 3410.7823 | 289.8 | -0.58886 | -0.15758
14527 | 10E18G12H10D07M01W03 | 5.06 | 46.49 | 0.64 | 11.78 | 63.97 | 4.5111 | 3410.7823 | 223.23 | -0.58886 | -0.076936
14528 | 10E18G12H10D07M01W04 | 5.06 | 46.49 | 0.64 | 8.61 | 60.8 | 4.5111 | 3410.7823 | 179.34 | -0.58886 | -0.023569
14529 | 10E18G12H10D07M02W02 | 4.5 | 44.31 | 0.64 | 16.57 | 66.02 | 4.5111 | 3203.6332 | 283.29 | -0.51435 | -0.11145
14530 | 10E18G12H11D05M01W02 | 4.92 | 42.65 | 0.64 | 16.57 | 64.78 | 4.0444 | 3181.0724 | 288.12 | -0.45762 | -0.090572
14531 | 10E18G12H11D05M01W03 | 4.92 | 42.65 | 0.64 | 11.78 | 59.99 | 4.0444 | 3181.0724 | 221.55 | -0.45762 | -0.0099327
14532 | 10E18G12H11D06M01W02 | 4.38 | 37.88 | 0.64 | 16.57 | 59.47 | 3.6556 | 2854.9663 | 281.82 | -0.2946 | -0.0011785
14533 | 10E18G12H11D06M01W03 | 4.38 | 37.88 | 0.64 | 11.78 | 54.68 | 3.6556 | 2854.9663 | 215.25 | -0.2946 | 0.079461
14534 | 10E18G12H11D07M01W02 | 5.06 | 43.99 | 0.64 | 16.57 | 66.26 | 4.1222 | 3273.3665 | 289.8 | -0.50342 | -0.11549
14535 | 10E18G12H11D07M01W03 | 5.06 | 43.99 | 0.64 | 11.78 | 61.47 | 4.1222 | 3273.3665 | 223.23 | -0.50342 | -0.034848
14536 | 10E18G12H11D07M01W04 | 5.06 | 43.99 | 0.64 | 8.61 | 58.3 | 4.1222 | 3273.3665 | 179.34 | -0.50342 | 0.018519
14537 | 10E18G12H11D07M02W02 | 4.5 | 41.91 | 0.64 | 16.57 | 63.62 | 4.1222 | 3070.3194 | 283.29 | -0.43233 | -0.071044
14538 | 10E18G12H12D05M01W02 | 4.28 | 35.56 | 0.64 | 16.57 | 57.05 | 3.3444 | 2662.174 | 281.19 | -0.21531 | 0.039562
14539 | 10E18G12H12D05M01W03 | 4.28 | 35.56 | 0.64 | 11.78 | 52.26 | 3.3444 | 2662.174 | 214.62 | -0.21531 | 0.1202
14540 | 10E18G12H12D07M01W02 | 4.39 | 36.68 | 0.64 | 16.57 | 58.28 | 3.4222 | 2738.0604 | 282.66 | -0.25359 | 0.018855
14541 | 10E18G12H12D07M01W03 | 4.39 | 36.68 | 0.64 | 11.78 | 53.49 | 3.4222 | 2738.0604 | 216.09 | -0.25359 | 0.099495
14542 | 10E18G12H12D07M01W04 | 4.39 | 36.68 | 0.64 | 8.61 | 50.32 | 3.4222 | 2738.0604 | 172.2 | -0.25359 | 0.15286
14543 | 10E18G12H12D07M02W02 | 3.91 | 34.94 | 0.64 | 16.57 | 56.06 | 3.4222 | 2569.8799 | 276.99 | -0.19412 | 0.056229
14544 | 10E18G12H13D05M01W02 | 4.28 | 33.99 | 0.64 | 16.57 | 55.48 | 3.3444 | 2506.2994 | 281.19 | -0.16165 | 0.065993
14545 | 10E18G12H13D05M01W03 | 4.28 | 33.99 | 0.64 | 11.78 | 50.69 | 3.3444 | 2506.2994 | 214.62 | -0.16165 | 0.14663
14546 | 10E18G12H13D07M01W02 | 4.39 | 35.07 | 0.64 | 16.57 | 56.67 | 3.4222 | 2580.1348 | 282.66 | -0.19856 | 0.04596
14547 | 10E18G12H13D07M01W03 | 4.39 | 35.07 | 0.64 | 11.78 | 51.88 | 3.4222 | 2580.1348 | 216.09 | -0.19856 | 0.1266
14548 | 10E18G12H13D07M01W04 | 4.39 | 35.07 | 0.64 | 8.61 | 48.71 | 3.4222 | 2580.1348 | 172.2 | -0.19856 | 0.17997
14549 | 10E18G12H13D07M02W02 | 3.91 | 33.43 | 0.64 | 16.57 | 54.55 | 3.4222 | 2424.2602 | 276.99 | -0.14252 | 0.08165
14550 | 10E18G12H14D05M01W02 | 4.92 | 40.82 | 0.64 | 16.57 | 62.95 | 4.0444 | 3000.586 | 288.12 | -0.39508 | -0.059764
14551 | 10E18G12H14D05M01W03 | 4.92 | 40.82 | 0.64 | 11.78 | 58.16 | 4.0444 | 3000.586 | 221.55 | -0.39508 | 0.020875
14552 | 10E18G12H14D07M01W02 | 5.06 | 42.12 | 0.64 | 16.57 | 64.39 | 4.1222 | 3088.7782 | 289.8 | -0.43951 | -0.084007
14553 | 10E18G12H14D07M01W03 | 5.06 | 42.12 | 0.64 | 11.78 | 59.6 | 4.1222 | 3088.7782 | 223.23 | -0.43951 | -0.003367
14554 | 10E18G12H14D07M01W04 | 5.06 | 42.12 | 0.64 | 8.61 | 56.43 | 4.1222 | 3088.7782 | 179.34 | -0.43951 | 0.05
14555 | 10E18G12H14D07M02W02 | 4.5 | 40.15 | 0.64 | 16.57 | 61.86 | 4.1222 | 2900.0879 | 283.29 | -0.37218 | -0.041414
14556 | 10E19G10H07D04M01W02 | 8.68 | 26.2 | 0.64 | 16.57 | 52.09 | 4.3556 | 1849.9854 | 332.85 | 0.10458 | 0.12306
14557 | 10E19G10H07D05M01W02 | 7.27 | 21.73 | 0.64 | 16.57 | 46.21 | 3.6556 | 1569.0009 | 316.05 | 0.25735 | 0.22205 | 1
14558 | 10E19G10H07D05M01W03 | 7.27 | 21.73 | 0.64 | 11.78 | 41.42 | 3.6556 | 1569.0009 | 249.48 | 0.25735 | 0.30269 | 1
14559 | 10E19G10H07D06M01W02 | 6.5 | 19.26 | 0.64 | 16.57 | 42.97 | 3.1889 | 1413.1263 | 307.02 | 0.34176 | 0.2766 | 1
14560 | 10E19G10H07D06M01W03 | 6.5 | 19.26 | 0.64 | 11.78 | 38.18 | 3.1889 | 1413.1263 | 240.45 | 0.34176 | 0.35724 | 1
14561 | 10E19G10H07D07M01W02 | 7.46 | 22.4 | 0.64 | 16.57 | 47.07 | 3.7333 | 1610.0205 | 318.36 | 0.23445 | 0.20758 | 1
14562 | 10E19G10H07D07M01W03 | 7.46 | 22.4 | 0.64 | 11.78 | 42.28 | 3.7333 | 1610.0205 | 251.79 | 0.23445 | 0.28822 | 1
14563 | 10E19G10H07D07M01W04 | 7.46 | 22.4 | 0.64 | 8.61 | 39.11 | 3.7333 | 1610.0205 | 207.9 | 0.23445 | 0.34158 | 1
14564 | 10E19G10H07D07M02W02 | 7.23 | 20.93 | 0.64 | 16.57 | 45.37 | 3.6556 | 1523.8793 | 315.42 | 0.28469 | 0.2362 | 1
14565 | 10E19G10H08D05M01W02 | 6.4 | 21.73 | 0.64 | 16.57 | 45.34 | 3.6556 | 1569.0009 | 304.92 | 0.25735 | 0.2367 | 1
14566 | 10E19G10H08D05M01W03 | 6.4 | 21.73 | 0.64 | 11.78 | 40.55 | 3.6556 | 1569.0009 | 238.35 | 0.25735 | 0.31734 | 1
14567 | 10E19G10H08D06M01W02 | 5.72 | 19.26 | 0.64 | 16.57 | 42.19 | 3.1889 | 1413.1263 | 296.94 | 0.34176 | 0.28973 | 1
14568 | 10E19G10H08D06M01W03 | 5.72 | 19.26 | 0.64 | 11.78 | 37.4 | 3.1889 | 1413.1263 | 230.37 | 0.34176 | 0.37037 | 1
14569 | 10E19G10H08D07M01W02 | 6.57 | 22.4 | 0.64 | 16.57 | 46.18 | 3.7333 | 1610.0205 | 306.81 | 0.23445 | 0.22256 | 1
14570 | 10E19G10H08D07M01W03 | 6.57 | 22.4 | 0.64 | 11.78 | 41.39 | 3.7333 | 1610.0205 | 240.24 | 0.23445 | 0.3032 | 1
14571 | 10E19G10H08D07M01W04 | 6.57 | 22.4 | 0.64 | 8.61 | 38.22 | 3.7333 | 1610.0205 | 196.35 | 0.23445 | 0.35657 | 1
14572 | 10E19G10H08D07M02W02 | 6.36 | 20.93 | 0.64 | 16.57 | 44.5 | 3.6556 | 1523.8793 | 304.29 | 0.28469 | 0.25084 | 1
14573 | 10E19G10H09D05M01W02 | 6.16 | 21.73 | 0.64 | 16.57 | 45.1 | 3.6556 | 1569.0009 | 301.77 | 0.25735 | 0.24074 | 1
14574 | 10E19G10H09D05M01W03 | 6.16 | 21.73 | 0.64 | 11.78 | 40.31 | 3.6556 | 1569.0009 | 235.2 | 0.25735 | 0.32138 | 1
14575 | 10E19G10H09D07M01W02 | 6.32 | 22.4 | 0.64 | 16.57 | 45.93 | 3.7333 | 1610.0205 | 303.66 | 0.23445 | 0.22677 | 1
14576 | 10E19G10H09D07M01W03 | 6.32 | 22.4 | 0.64 | 11.78 | 41.14 | 3.7333 | 1610.0205 | 237.09 | 0.23445 | 0.30741 | 1
14577 | 10E19G10H09D07M01W04 | 6.32 | 22.4 | 0.64 | 8.61 | 37.97 | 3.7333 | 1610.0205 | 193.2 | 0.23445 | 0.36077 | 1
14578 | 10E19G10H09D07M02W02 | 6.12 | 20.93 | 0.64 | 16.57 | 44.26 | 3.6556 | 1523.8793 | 301.14 | 0.28469 | 0.25488 | 1
14579 | 10E19G10H10D05M01W02 | 7.27 | 19.01 | 0.64 | 16.57 | 43.49 | 3.1111 | 1413.1263 | 316.05 | 0.35031 | 0.26785 | 1
14580 | 10E19G10H10D05M01W03 | 7.27 | 19.01 | 0.64 | 11.78 | 38.7 | 3.1111 | 1413.1263 | 249.48 | 0.35031 | 0.34848 | 1
14581 | 10E19G10H10D07M01W02 | 7.46 | 19.59 | 0.64 | 16.57 | 44.26 | 3.1889 | 1450.0439 | 318.36 | 0.33049 | 0.25488 | 1
14582 | 10E19G10H10D07M01W03 | 7.46 | 19.59 | 0.64 | 11.78 | 39.47 | 3.1889 | 1450.0439 | 251.79 | 0.33049 | 0.33552 | 1
14583 | 10E19G10H10D07M01W04 | 7.46 | 19.59 | 0.64 | 8.61 | 36.3 | 3.1889 | 1450.0439 | 207.9 | 0.33049 | 0.38889 | 1
14584 | 10E19G10H10D07M02W02 | 7.23 | 18.31 | 0.64 | 16.57 | 42.75 | 3.1111 | 1374.1576 | 315.42 | 0.37423 | 0.2803 | 1
14585 | 10E19G10H11D05M01W02 | 7.27 | 17.94 | 0.64 | 16.57 | 42.42 | 2.8 | 1357.7498 | 316.05 | 0.38688 | 0.28586 | 1
14586 | 10E19G10H11D05M01W03 | 7.27 | 17.94 | 0.64 | 11.78 | 37.63 | 2.8 | 1357.7498 | 249.48 | 0.38688 | 0.3665 | 1
14587 | 10E19G10H11D06M01W02 | 6.5 | 15.92 | 0.64 | 16.57 | 39.63 | 2.4889 | 1224.436 | 307.02 | 0.45591 | 0.33283 | 1
14588 | 10E19G10H11D06M01W03 | 6.5 | 15.92 | 0.64 | 11.78 | 34.84 | 2.4889 | 1224.436 | 240.45 | 0.45591 | 0.41347 | 2
14589 | 10E19G10H11D07M01W02 | 7.46 | 18.49 | 0.64 | 16.57 | 43.16 | 2.9556 | 1390.5655 | 318.36 | 0.36808 | 0.2734 | 1
14590 | 10E19G10H11D07M01W03 | 7.46 | 18.49 | 0.64 | 11.78 | 38.37 | 2.9556 | 1390.5655 | 251.79 | 0.36808 | 0.35404 | 1
14591 | 10E19G10H11D07M01W04 | 7.46 | 18.49 | 0.64 | 8.61 | 35.2 | 2.9556 | 1390.5655 | 207.9 | 0.36808 | 0.40741 | 1
14592 | 10E19G10H11D07M02W02 | 7.23 | 17.29 | 0.64 | 16.57 | 41.73 | 2.8778 | 1318.7811 | 315.42 | 0.40909 | 0.29747 | 1
14593 | 10E19G10H12D05M01W02 | 6.32 | 14.96 | 0.64 | 16.57 | 38.49 | 2.3333 | 1136.2438 | 305.97 | 0.48872 | 0.35202 | 2
14594 | 10E19G10H12D05M01W03 | 6.32 | 14.96 | 0.64 | 11.78 | 33.7 | 2.3333 | 1136.2438 | 239.4 | 0.48872 | 0.43266 | 2
14595 | 10E19G10H12D07M01W02 | 6.49 | 15.42 | 0.64 | 16.57 | 39.12 | 2.4111 | 1164.9575 | 308.07 | 0.473 | 0.34141 | 1
14596 | 10E19G10H12D07M01W03 | 6.49 | 15.42 | 0.64 | 11.78 | 34.33 | 2.4111 | 1164.9575 | 241.5 | 0.473 | 0.42205 | 2
14597 | 10E19G10H12D07M01W04 | 6.49 | 15.42 | 0.64 | 8.61 | 31.16 | 2.4111 | 1164.9575 | 197.61 | 0.473 | 0.47542 | 2
14598 | 10E19G10H12D07M02W02 | 6.28 | 14.41 | 0.64 | 16.57 | 37.9 | 2.4111 | 1105.4791 | 305.34 | 0.50752 | 0.36195 | 2
14599 | 10E19G10H13D05M01W02 | 6.32 | 14.35 | 0.64 | 16.57 | 37.88 | 2.3333 | 1082.9183 | 305.97 | 0.50957 | 0.36229 | 2
14600 | 10E19G10H13D05M01W03 | 6.32 | 14.35 | 0.64 | 11.78 | 33.09 | 2.3333 | 1082.9183 | 239.4 | 0.50957 | 0.44293 | 2
14601 | 10E19G10H13D07M01W02 | 6.49 | 14.79 | 0.64 | 16.57 | 38.49 | 2.4111 | 1109.581 | 308.07 | 0.49453 | 0.35202 | 2
14602 | 10E19G10H13D07M01W03 | 6.49 | 14.79 | 0.64 | 11.78 | 33.7 | 2.4111 | 1109.581 | 241.5 | 0.49453 | 0.43266 | 2
14603 | 10E19G10H13D07M01W04 | 6.49 | 14.79 | 0.64 | 8.61 | 30.53 | 2.4111 | 1109.581 | 197.61 | 0.49453 | 0.48603 | 2
14604 | 10E19G10H13D07M02W02 | 6.28 | 13.82 | 0.64 | 16.57 | 37.31 | 2.4111 | 1054.2045 | 305.34 | 0.52768 | 0.37189 | 2
14605 | 10E19G10H14D05M01W02 | 7.27 | 17.23 | 0.64 | 16.57 | 41.71 | 2.8 | 1296.2203 | 316.05 | 0.41114 | 0.29781 | 1
14606 | 10E19G10H14D05M01W03 | 7.27 | 17.23 | 0.64 | 11.78 | 36.92 | 2.8 | 1296.2203 | 249.48 | 0.41114 | 0.37845 | 2
14607 | 10E19G10H14D07M01W02 | 7.46 | 17.77 | 0.64 | 16.57 | 42.44 | 2.8778 | 1329.036 | 318.36 | 0.39269 | 0.28552 | 1
14608 | 10E19G10H14D07M01W03 | 7.46 | 17.77 | 0.64 | 11.78 | 37.65 | 2.8778 | 1329.036 | 251.79 | 0.39269 | 0.36616 | 1
14609 | 10E19G10H14D07M01W04 | 7.46 | 17.77 | 0.64 | 8.61 | 34.48 | 2.8778 | 1329.036 | 207.9 | 0.39269 | 0.41953 | 1
14610 | 10E19G10H14D07M02W02 | 7.23 | 16.6 | 0.64 | 16.57 | 41.04 | 2.8778 | 1259.3027 | 315.42 | 0.43267 | 0.30909 | 1
14611 | 10E19G11H07D04M01W02 | 10.01 | 21.59 | 0.64 | 16.57 | 48.81 | 3.9667 | 1593.6127 | 348.6 | 0.26213 | 0.17828 | 1
14612 | 10E19G11H07D05M01W02 | 8.44 | 17.86 | 0.64 | 16.57 | 43.51 | 3.3444 | 1353.6478 | 329.91 | 0.38961 | 0.26751 | 1
14613 | 10E19G11H07D05M01W03 | 8.44 | 17.86 | 0.64 | 11.78 | 38.72 | 3.3444 | 1353.6478 | 263.34 | 0.38961 | 0.34815 | 1
14614 | 10E19G11H07D06M01W02 | 7.55 | 15.69 | 0.64 | 16.57 | 40.45 | 2.9556 | 1214.1811 | 319.41 | 0.46377 | 0.31902 | 1
14615 | 10E19G11H07D06M01W03 | 7.55 | 15.69 | 0.64 | 11.78 | 35.66 | 2.9556 | 1214.1811 | 252.84 | 0.46377 | 0.39966 | 2
14616 | 10E19G11H07D07M01W02 | 8.66 | 18.45 | 0.64 | 16.57 | 44.32 | 3.4222 | 1390.5655 | 332.64 | 0.36945 | 0.25387 | 1
14617 | 10E19G11H07D07M01W03 | 8.66 | 18.45 | 0.64 | 11.78 | 39.53 | 3.4222 | 1390.5655 | 266.07 | 0.36945 | 0.33451 | 1
14618 | 10E19G11H07D07M01W04 | 8.66 | 18.45 | 0.64 | 8.61 | 36.36 | 3.4222 | 1390.5655 | 222.18 | 0.36945 | 0.38788 | 1
14619 | 10E19G11H07D07M02W02 | 8.45 | 17.1 | 0.64 | 16.57 | 42.76 | 3.3444 | 1314.6792 | 330.12 | 0.41558 | 0.28013 | 1
14620 | 10E19G11H08D05M01W02 | 7.43 | 17.86 | 0.64 | 16.57 | 42.5 | 3.3444 | 1353.6478 | 316.89 | 0.38961 | 0.28451 | 1
14621 | 10E19G11H08D05M01W03 | 7.43 | 17.86 | 0.64 | 11.78 | 37.71 | 3.3444 | 1353.6478 | 250.32 | 0.38961 | 0.36515 | 1
14622 | 10E19G11H08D06M01W02 | 6.65 | 15.69 | 0.64 | 16.57 | 39.55 | 2.9556 | 1214.1811 | 307.86 | 0.46377 | 0.33418 | 1
14623 | 10E19G11H08D06M01W03 | 6.65 | 15.69 | 0.64 | 11.78 | 34.76 | 2.9556 | 1214.1811 | 241.29 | 0.46377 | 0.41481 | 2
14624 | 10E19G11H08D07M01W02 | 7.62 | 18.45 | 0.64 | 16.57 | 43.28 | 3.4222 | 1390.5655 | 319.2 | 0.36945 | 0.27138 | 1
14625 | 10E19G11H08D07M01W03 | 7.62 | 18.45 | 0.64 | 11.78 | 38.49 | 3.4222 | 1390.5655 | 252.63 | 0.36945 | 0.35202 | 1
14626 | 10E19G11H08D07M01W04 | 7.62 | 18.45 | 0.64 | 8.61 | 35.32 | 3.4222 | 1390.5655 | 208.74 | 0.36945 | 0.40539 | 1
14627 | 10E19G11H08D07M02W02 | 7.44 | 17.1 | 0.64 | 16.57 | 41.75 | 3.3444 | 1314.6792 | 316.89 | 0.41558 | 0.29714 | 1
14628 | 10E19G11H09D05M01W02 | 7.15 | 17.86 | 0.64 | 16.57 | 42.22 | 3.3444 | 1353.6478 | 313.32 | 0.38961 | 0.28923 | 1
14629 | 10E19G11H09D05M01W03 | 7.15 | 17.86 | 0.64 | 11.78 | 37.43 | 3.3444 | 1353.6478 | 246.75 | 0.38961 | 0.36987 | 1
14630 | 10E19G11H09D07M01W02 | 7.34 | 18.45 | 0.64 | 16.57 | 43 | 3.4222 | 1390.5655 | 315.42 | 0.36945 | 0.27609 | 1
14631 | 10E19G11H09D07M01W03 | 7.34 | 18.45 | 0.64 | 11.78 | 38.21 | 3.4222 | 1390.5655 | 248.85 | 0.36945 | 0.35673 | 1
14632 | 10E19G11H09D07M01W04 | 7.34 | 18.45 | 0.64 | 8.61 | 35.04 | 3.4222 | 1390.5655 | 204.96 | 0.36945 | 0.4101 | 1
14633 | 10E19G11H09D07M02W02 | 7.16 | 17.1 | 0.64 | 16.57 | 41.47 | 3.3444 | 1314.6792 | 313.32 | 0.41558 | 0.30185 | 1
14634 | 10E19G11H10D05M01W02 | 8.44 | 15.62 | 0.64 | 16.57 | 41.27 | 2.8 | 1224.436 | 329.91 | 0.46617 | 0.30522 | 1
14635 | 10E19G11H10D05M01W03 | 8.44 | 15.62 | 0.64 | 11.78 | 36.48 | 2.8 | 1224.436 | 263.34 | 0.46617 | 0.38586 | 2
14636 | 10E19G11H10D07M01W02 | 8.66 | 16.14 | 0.64 | 16.57 | 42.01 | 2.8778 | 1257.2517 | 332.64 | 0.44839 | 0.29276 | 1
14637 | 10E19G11H10D07M01W03 | 8.66 | 16.14 | 0.64 | 11.78 | 37.22 | 2.8778 | 1257.2517 | 266.07 | 0.44839 | 0.3734 | 2
14638 | 10E19G11H10D07M01W04 | 8.66 | 16.14 | 0.64 | 8.61 | 34.05 | 2.8778 | 1257.2517 | 222.18 | 0.44839 | 0.42677 | 2
14639 | 10E19G11H10D07M02W02 | 8.45 | 14.96 | 0.64 | 16.57 | 40.62 | 2.8778 | 1191.6203 | 330.12 | 0.48872 | 0.31616 | 1
14640 | 10E19G11H11D05M01W02 | 8.44 | 14.75 | 0.64 | 16.57 | 40.4 | 2.5667 | 1177.2634 | 329.91 | 0.4959 | 0.31987 | 1
14641 | 10E19G11H11D05M01W03 | 8.44 | 14.75 | 0.64 | 11.78 | 35.61 | 2.5667 | 1177.2634 | 263.34 | 0.4959 | 0.40051 | 2
14642 | 10E19G11H11D06M01W02 | 7.55 | 12.98 | 0.64 | 16.57 | 37.74 | 2.2556 | 1060.3575 | 319.41 | 0.55639 | 0.36465 | 2
14643 | 10E19G11H11D06M01W03 | 7.55 | 12.98 | 0.64 | 11.78 | 32.95 | 2.2556 | 1060.3575 | 252.84 | 0.55639 | 0.44529 | 2
14644 | 10E19G11H11D07M01W02 | 8.66 | 15.24 | 0.64 | 16.57 | 41.11 | 2.6444 | 1210.0791 | 332.64 | 0.47915 | 0.30791 | 1
14645 | 10E19G11H11D07M01W03 | 8.66 | 15.24 | 0.64 | 11.78 | 36.32 | 2.6444 | 1210.0791 | 266.07 | 0.47915 | 0.38855 | 2
14646 | 10E19G11H11D07M01W04 | 8.66 | 15.24 | 0.64 | 8.61 | 33.15 | 2.6444 | 1210.0791 | 222.18 | 0.47915 | 0.44192 | 2
14647 | 10E19G11H11D07M02W02 | 8.45 | 14.13 | 0.64 | 16.57 | 39.79 | 2.6444 | 1146.4987 | 330.12 | 0.51709 | 0.33013 | 1
14648 | 10E19G11H12D05M01W02 | 7.33 | 12.3 | 0.64 | 16.57 | 36.84 | 2.1778 | 984.4711 | 318.15 | 0.57963 | 0.3798 | 2
14649 | 10E19G11H12D05M01W03 | 7.33 | 12.3 | 0.64 | 11.78 | 32.05 | 2.1778 | 984.4711 | 251.58 | 0.57963 | 0.46044 | 2
14650 | 10E19G11H12D07M01W02 | 7.53 | 12.7 | 0.64 | 16.57 | 37.44 | 2.2556 | 1011.1339 | 320.46 | 0.56596 | 0.3697 | 2
14651 | 10E19G11H12D07M01W03 | 7.53 | 12.7 | 0.64 | 11.78 | 32.65 | 2.2556 | 1011.1339 | 253.89 | 0.56596 | 0.45034 | 2
14652 | 10E19G11H12D07M01W04 | 7.53 | 12.7 | 0.64 | 8.61 | 29.48 | 2.2556 | 1011.1339 | 210 | 0.56596 | 0.5037 | 2
14653 | 10E19G11H12D07M02W02 | 7.35 | 11.78 | 0.64 | 16.57 | 36.34 | 2.1778 | 957.8084 | 318.36 | 0.5974 | 0.38822 | 2
14654 | 10E19G11H13D05M01W02 | 7.33 | 11.79 | 0.64 | 16.57 | 36.33 | 2.1778 | 939.3495 | 318.15 | 0.59706 | 0.38838 | 2
14655 | 10E19G11H13D05M01W03 | 7.33 | 11.79 | 0.64 | 11.78 | 31.54 | 2.1778 | 939.3495 | 251.58 | 0.59706 | 0.46902 | 2
14656 | 10E19G11H13D07M01W02 | 7.53 | 12.18 | 0.64 | 16.57 | 36.92 | 2.2556 | 963.9613 | 320.46 | 0.58373 | 0.37845 | 2
14657 | 10E19G11H13D07M01W03 | 7.53 | 12.18 | 0.64 | 11.78 | 32.13 | 2.2556 | 963.9613 | 253.89 | 0.58373 | 0.45909 | 2
14658 | 10E19G11H13D07M01W04 | 7.53 | 12.18 | 0.64 | 8.61 | 28.96 | 2.2556 | 963.9613 | 210 | 0.58373 | 0.51246 | 2
14659 | 10E19G11H13D07M02W02 | 7.35 | 11.29 | 0.64 | 16.57 | 35.85 | 2.1778 | 914.7378 | 318.36 | 0.61415 | 0.39646 | 2
14660 | 10E19G11H14D05M01W02 | 8.44 | 14.16 | 0.64 | 16.57 | 39.81 | 2.5667 | 1125.9889 | 329.91 | 0.51606 | 0.3298 | 1
14661 | 10E19G11H14D05M01W03 | 8.44 | 14.16 | 0.64 | 11.78 | 35.02 | 2.5667 | 1125.9889 | 263.34 | 0.51606 | 0.41044 | 2
14662 | 10E19G11H14D07M01W02 | 8.66 | 14.63 | 0.64 | 16.57 | 40.5 | 2.6444 | 1156.7536 | 332.64 | 0.5 | 0.31818 | 1
14663 | 10E19G11H14D07M01W03 | 8.66 | 14.63 | 0.64 | 11.78 | 35.71 | 2.6444 | 1156.7536 | 266.07 | 0.5 | 0.39882 | 2
14664 | 10E19G11H14D07M01W04 | 8.66 | 14.63 | 0.64 | 8.61 | 32.54 | 2.6444 | 1156.7536 | 222.18 | 0.5 | 0.45219 | 2
14665 | 10E19G11H14D07M02W02 | 8.45 | 13.56 | 0.64 | 16.57 | 39.22 | 2.6444 | 1097.2751 | 330.12 | 0.53657 | 0.33973 | 1
14666 | 10E19G12H07D04M01W02 | 6.24 | 48.85 | 0.64 | 16.57 | 72.3 | 5.4444 | 3453.8529 | 303.87 | -0.66951 | -0.21717
14667 | 10E19G12H07D05M01W02 | 5.13 | 40.83 | 0.64 | 16.57 | 63.17 | 4.5889 | 2937.0056 | 290.64 | -0.39542 | -0.063468
14668 | 10E19G12H07D05M01W03 | 5.13 | 40.83 | 0.64 | 11.78 | 58.38 | 4.5889 | 2937.0056 | 224.07 | -0.39542 | 0.017172
14669 | 10E19G12H07D06M01W02 | 4.59 | 37.3 | 0.64 | 16.57 | 59.1 | 4.2 | 2705.2447 | 284.34 | -0.27478 | 0.0050505
14670 | 10E19G12H07D06M01W03 | 4.59 | 37.3 | 0.64 | 11.78 | 54.31 | 4.2 | 2705.2447 | 217.77 | -0.27478 | 0.08569
14671 | 10E19G12H07D07M01W02 | 5.26 | 41.78 | 0.64 | 16.57 | 64.25 | 4.6667 | 2998.535 | 292.32 | -0.42789 | -0.08165
14672 | 10E19G12H07D07M01W03 | 5.26 | 41.78 | 0.64 | 11.78 | 59.46 | 4.6667 | 2998.535 | 225.75 | -0.42789 | -0.0010101
14673 | 10E19G12H07D07M01W04 | 5.26 | 41.78 | 0.64 | 8.61 | 56.29 | 4.6667 | 2998.535 | 181.86 | -0.42789 | 0.052357
14674 | 10E19G12H07D07M02W02 | 4.78 | 39.68 | 0.64 | 16.57 | 61.67 | 4.6667 | 2811.8957 | 286.65 | -0.35612 | -0.038215
14675 | 10E19G12H08D05M01W02 | 4.52 | 40.83 | 0.64 | 16.57 | 62.56 | 4.5889 | 2937.0056 | 282.66 | -0.39542 | -0.053199
14676 | 10E19G12H08D05M01W03 | 4.52 | 40.83 | 0.64 | 11.78 | 57.77 | 4.5889 | 2937.0056 | 216.09 | -0.39542 | 0.027441
14677 | 10E19G12H08D06M01W02 | 4.04 | 37.3 | 0.64 | 16.57 | 58.55 | 4.2 | 2705.2447 | 277.2 | -0.27478 | 0.01431
14678 | 10E19G12H08D06M01W03 | 4.04 | 37.3 | 0.64 | 11.78 | 53.76 | 4.2 | 2705.2447 | 210.63 | -0.27478 | 0.094949
14679 | 10E19G12H08D07M01W02 | 4.63 | 41.78 | 0.64 | 16.57 | 63.62 | 4.6667 | 2998.535 | 284.13 | -0.42789 | -0.071044
14680 | 10E19G12H08D07M01W03 | 4.63 | 41.78 | 0.64 | 11.78 | 58.83 | 4.6667 | 2998.535 | 217.56 | -0.42789 | 0.009596
14681 | 10E19G12H08D07M01W04 | 4.63 | 41.78 | 0.64 | 8.61 | 55.66 | 4.6667 | 2998.535 | 173.67 | -0.42789 | 0.062963
14682 | 10E19G12H08D07M02W02 | 4.21 | 39.68 | 0.64 | 16.57 | 61.1 | 4.6667 | 2811.8957 | 279.09 | -0.35612 | -0.02862
14683 | 10E19G12H09D05M01W02 | 4.35 | 40.83 | 0.64 | 16.57 | 62.39 | 4.5889 | 2937.0056 | 280.56 | -0.39542 | -0.050337
14684 | 10E19G12H09D05M01W03 | 4.35 | 40.83 | 0.64 | 11.78 | 57.6 | 4.5889 | 2937.0056 | 213.99 | -0.39542 | 0.030303
14685 | 10E19G12H09D07M01W02 | 4.46 | 41.78 | 0.64 | 16.57 | 63.45 | 4.6667 | 2998.535 | 281.82 | -0.42789 | -0.068182
14686 | 10E19G12H09D07M01W03 | 4.46 | 41.78 | 0.64 | 11.78 | 58.66 | 4.6667 | 2998.535 | 215.25 | -0.42789 | 0.012458
14687 | 10E19G12H09D07M01W04 | 4.46 | 41.78 | 0.64 | 8.61 | 55.49 | 4.6667 | 2998.535 | 171.36 | -0.42789 | 0.065825
14688 | 10E19G12H09D07M02W02 | 4.05 | 39.68 | 0.64 | 16.57 | 60.94 | 4.6667 | 2811.8957 | 277.2 | -0.35612 | -0.025926
14689 | 10E19G12H10D05M01W02 | 5.13 | 35.79 | 0.64 | 16.57 | 58.13 | 3.8889 | 2627.3074 | 290.64 | -0.22317 | 0.02138
14690 | 10E19G12H10D05M01W03 | 5.13 | 35.79 | 0.64 | 11.78 | 53.34 | 3.8889 | 2627.3074 | 224.07 | -0.22317 | 0.10202
14691 | 10E19G12H10D07M01W02 | 5.26 | 36.61 | 0.64 | 16.57 | 59.08 | 3.9667 | 2682.6839 | 292.32 | -0.2512 | 0.0053872
14692 | 10E19G12H10D07M01W03 | 5.26 | 36.61 | 0.64 | 11.78 | 54.29 | 3.9667 | 2682.6839 | 225.75 | -0.2512 | 0.086027
14693 | 10E19G12H10D07M01W04 | 5.26 | 36.61 | 0.64 | 8.61 | 51.12 | 3.9667 | 2682.6839 | 181.86 | -0.2512 | 0.13939
14694 | 10E19G12H10D07M02W02 | 4.78 | 34.76 | 0.64 | 16.57 | 56.75 | 3.9667 | 2512.4524 | 286.65 | -0.18797 | 0.044613
14695 | 10E19G12H11D05M01W02 | 5.13 | 33.85 | 0.64 | 16.57 | 56.19 | 3.5778 | 2520.6563 | 290.64 | -0.15687 | 0.05404
14696 | 10E19G12H11D05M01W03 | 5.13 | 33.85 | 0.64 | 11.78 | 51.4 | 3.5778 | 2520.6563 | 224.07 | -0.15687 | 0.13468
14697 | 10E19G12H11D06M01W02 | 4.59 | 30.96 | 0.64 | 16.57 | 52.76 | 3.2667 | 2325.8131 | 284.34 | -0.0581 | 0.11178
14698 | 10E19G12H11D06M01W03 | 4.59 | 30.96 | 0.64 | 11.78 | 47.97 | 3.2667 | 2325.8131 | 217.77 | -0.0581 | 0.19242
14699 | 10E19G12H11D07M01W02 | 5.26 | 34.63 | 0.64 | 16.57 | 57.1 | 3.6556 | 2571.9309 | 292.32 | -0.18353 | 0.038721
14700 | 10E19G12H11D07M01W03 | 5.26 | 34.63 | 0.64 | 11.78 | 52.31 | 3.6556 | 2571.9309 | 225.75 | -0.18353 | 0.11936
14701 | 10E19G12H11D07M01W04 | 5.26 | 34.63 | 0.64 | 8.61 | 49.14 | 3.6556 | 2571.9309 | 181.86 | -0.18353 | 0.17273
14702 | 10E19G12H11D07M02W02 | 4.78 | 32.86 | 0.64 | 16.57 | 54.85 | 3.6556 | 2409.9033 | 286.65 | -0.12303 | 0.076599
14703 | 10E19G12H12D05M01W02 | 4.46 | 28.22 | 0.64 | 16.57 | 49.89 | 2.9556 | 2110.46 | 283.5 | 0.035543 | 0.1601 | 1
14704 | 10E19G12H12D05M01W03 | 4.46 | 28.22 | 0.64 | 11.78 | 45.1 | 2.9556 | 2110.46 | 216.93 | 0.035543 | 0.24074 | 1
14705 | 10E19G12H12D07M01W02 | 4.58 | 28.87 | 0.64 | 16.57 | 50.66 | 3.0333 | 2153.5306 | 284.97 | 0.013329 | 0.14714
14706 | 10E19G12H12D07M01W03 | 4.58 | 28.87 | 0.64 | 11.78 | 45.87 | 3.0333 | 2153.5306 | 218.4 | 0.013329 | 0.22778
14707 | 10E19G12H12D07M01W04 | 4.58 | 28.87 | 0.64 | 8.61 | 42.7 | 3.0333 | 2153.5306 | 174.51 | 0.013329 | 0.28114
14708 | 10E19G12H12D07M02W02 | 4.16 | 27.4 | 0.64 | 16.57 | 48.77 | 3.0333 | 2020.2168 | 279.93 | 0.063568 | 0.17896 | 1
14709 | 10E19G12H13D05M01W02 | 4.46 | 27 | 0.64 | 16.57 | 48.67 | 2.9556 | 1993.5541 | 283.5 | 0.077239 | 0.18064 | 1
14710 | 10E19G12H13D05M01W03 | 4.46 | 27 | 0.64 | 11.78 | 43.88 | 2.9556 | 1993.5541 | 216.93 | 0.077239 | 0.26128 | 1
14711 | 10E19G12H13D07M01W02 | 4.58 | 27.63 | 0.64 | 16.57 | 49.42 | 3.0333 | 2032.5227 | 284.97 | 0.055707 | 0.16801 | 1
14712 | 10E19G12H13D07M01W03 | 4.58 | 27.63 | 0.64 | 11.78 | 44.63 | 3.0333 | 2032.5227 | 218.4 | 0.055707 | 0.24865 | 1
14713 | 10E19G12H13D07M01W04 | 4.58 | 27.63 | 0.64 | 8.61 | 41.46 | 3.0333 | 2032.5227 | 174.51 | 0.055707 | 0.30202 | 1
14714 | 10E19G12H13D07M02W02 | 4.16 | 26.23 | 0.64 | 16.57 | 47.6 | 3.0333 | 1909.4638 | 279.93 | 0.10355 | 0.19865 | 1
14715 | 10E19G12H14D05M01W02 | 5.13 | 32.42 | 0.64 | 16.57 | 54.76 | 3.5778 | 2383.2406 | 290.64 | -0.108 | 0.078114
14716 | 10E19G12H14D05M01W03 | 5.13 | 32.42 | 0.64 | 11.78 | 49.97 | 3.5778 | 2383.2406 | 224.07 | -0.108 | 0.15875
14717 | 10E19G12H14D07M01W02 | 5.26 | 33.18 | 0.64 | 16.57 | 55.65 | 3.6556 | 2432.4641 | 292.32 | -0.13397 | 0.063131
14718 | 10E19G12H14D07M01W03 | 5.26 | 33.18 | 0.64 | 11.78 | 50.86 | 3.6556 | 2432.4641 | 225.75 | -0.13397 | 0.14377
14719 | 10E19G12H14D07M01W04 | 5.26 | 33.18 | 0.64 | 8.61 | 47.69 | 3.6556 | 2432.4641 | 181.86 | -0.13397 | 0.19714
14720 | 10E19G12H14D07M02W02 | 4.78 | 31.51 | 0.64 | 16.57 | 53.5 | 3.6556 | 2280.6915 | 286.65 | -0.076897 | 0.099327
14721 | 10E20G10H07D04M01W02 | 7.25 | 36.25 | 0.64 | 16.57 | 60.71 | 5.0556 | 2450.9229 | 315.84 | -0.23889 | -0.022054
14722 | 10E20G10H07D05M01W02 | 6.33 | 29.43 | 0.64 | 16.57 | 52.97 | 4.2 | 2036.6247 | 304.92 | -0.00581 | 0.10825
14723 | 10E20G10H07D05M01W03 | 6.33 | 29.43 | 0.64 | 11.78 | 48.18 | 4.2 | 2036.6247 | 238.35 | -0.00581 | 0.18889 | 1
14724 | 10E20G10H07D06M01W02 | 5.61 | 25.2 | 0.64 | 16.57 | 48.02 | 3.6556 | 1778.201 | 296.31 | 0.13876 | 0.19158 | 1
14725 | 10E20G10H07D06M01W03 | 5.61 | 25.2 | 0.64 | 11.78 | 43.23 | 3.6556 | 1778.201 | 229.74 | 0.13876 | 0.27222 | 1
14726 | 10E20G10H07D07M01W02 | 6.52 | 30.63 | 0.64 | 16.57 | 54.36 | 4.3556 | 2108.409 | 307.23 | -0.046822 | 0.084848
14727 | 10E20G10H07D07M01W03 | 6.52 | 30.63 | 0.64 | 11.78 | 49.57 | 4.3556 | 2108.409 | 240.66 | -0.046822 | 0.16549 | 1
14728 | 10E20G10H07D07M01W04 | 6.52 | 30.63 | 0.64 | 8.61 | 46.4 | 4.3556 | 2108.409 | 196.77 | -0.046822 | 0.21886 | 1
14729 | 10E20G10H07D07M02W02 | 6.25 | 28.72 | 0.64 | 16.57 | 52.18 | 4.3556 | 1983.2992 | 303.87 | 0.018455 | 0.12155
14730 | 10E20G10H08D05M01W02 | 5.57 | 29.43 | 0.64 | 16.57 | 52.21 | 4.2 | 2036.6247 | 295.05 | -0.00581 | 0.12104
14731 | 10E20G10H08D05M01W03 | 5.57 | 29.43 | 0.64 | 11.78 | 47.42 | 4.2 | 2036.6247 | 228.48 | -0.00581 | 0.20168 | 1
14732 | 10E20G10H08D06M01W02 | 4.94 | 25.2 | 0.64 | 16.57 | 47.35 | 3.6556 | 1778.201 | 287.7 | 0.13876 | 0.20286 | 1
14733 | 10E20G10H08D06M01W03 | 4.94 | 25.2 | 0.64 | 11.78 | 42.56 | 3.6556 | 1778.201 | 221.13 | 0.13876 | 0.2835 | 1
14734 | 10E20G10H08D07M01W02 | 5.74 | 30.63 | 0.64 | 16.57 | 53.58 | 4.3556 | 2108.409 | 297.15 | -0.046822 | 0.09798
14735 | 10E20G10H08D07M01W03 | 5.74 | 30.63 | 0.64 | 11.78 | 48.79 | 4.3556 | 2108.409 | 230.58 | -0.046822 | 0.17862 | 1
14736 | 10E20G10H08D07M01W04 | 5.74 | 30.63 | 0.64 | 8.61 | 45.62 | 4.3556 | 2108.409 | 186.69 | -0.046822 | 0.23199 | 1
14737 | 10E20G10H08D07M02W02 | 5.5 | 28.72 | 0.64 | 16.57 | 51.43 | 4.3556 | 1983.2992 | 294.21 | 0.018455 | 0.13418
14738 | 10E20G10H09D05M01W02 | 5.36 | 29.43 | 0.64 | 16.57 | 52 | 4.2 | 2036.6247 | 292.32 | -0.00581 | 0.12458
14739 | 10E20G10H09D05M01W03 | 5.36 | 29.43 | 0.64 | 11.78 | 47.21 | 4.2 | 2036.6247 | 225.75 | -0.00581 | 0.20522 | 1
14740 | 10E20G10H09D07M01W02 | 5.53 | 30.63 | 0.64 | 16.57 | 53.37 | 4.3556 | 2108.409 | 294.21 | -0.046822 | 0.10152
14741 | 10E20G10H09D07M01W03 | 5.53 | 30.63 | 0.64 | 11.78 | 48.58 | 4.3556 | 2108.409 | 227.64 | -0.046822 | 0.18215 | 1
14742 | 10E20G10H09D07M01W04 | 5.53 | 30.63 | 0.64 | 8.61 | 45.41 | 4.3556 | 2108.409 | 183.75 | -0.046822 | 0.23552 | 1
14743 | 10E20G10H09D07M02W02 | 5.3 | 28.72 | 0.64 | 16.57 | 51.23 | 4.3556 | 1983.2992 | 291.48 | 0.018455 | 0.13754
14744 | 10E20G10H10D05M01W02 | 6.33 | 25.74 | 0.64 | 16.57 | 49.28 | 3.5778 | 1823.3226 | 304.92 | 0.1203 | 0.17037 | 1
14745 | 10E20G10H10D05M01W03 | 6.33 | 25.74 | 0.64 | 11.78 | 44.49 | 3.5778 | 1823.3226 | 238.35 | 0.1203 | 0.25101 | 1
14746 | 10E20G10H10D07M01W02 | 6.52 | 26.79 | 0.64 | 16.57 | 50.52 | 3.6556 | 1886.903 | 307.23 | 0.084416 | 0.14949
14747 | 10E20G10H10D07M01W03 | 6.52 | 26.79 | 0.64 | 11.78 | 45.73 | 3.6556 | 1886.903 | 240.66 | 0.084416 | 0.23013 | 1
14748 | 10E20G10H10D07M01W04 | 6.52 | 26.79 | 0.64 | 8.61 | 42.56 | 3.6556 | 1886.903 | 196.77 | 0.084416 | 0.2835 | 1
14749 | 10E20G10H10D07M02W02 | 6.25 | 25.12 | 0.64 | 16.57 | 48.58 | 3.6556 | 1776.15 | 303.87 | 0.14149 | 0.18215 | 1
14750 | 10E20G10H11D05M01W02 | 6.33 | 24.31 | 0.64 | 16.57 | 47.85 | 3.2667 | 1747.4363 | 304.92 | 0.16917 | 0.19444 | 1
14751 | 10E20G10H11D05M01W03 | 6.33 | 24.31 | 0.64 | 11.78 | 43.06 | 3.2667 | 1747.4363 | 238.35 | 0.16917 | 0.27508 | 1
14752 | 10E20G10H11D06M01W02 | 5.61 | 20.85 | 0.64 | 16.57 | 43.67 | 2.8778 | 1530.0322 | 296.31 | 0.28742 | 0.26481 | 1
14753 | 10E20G10H11D06M01W03 | 5.61 | 20.85 | 0.64 | 11.78 | 38.88 | 2.8778 | 1530.0322 | 229.74 | 0.28742 | 0.34545 | 1
14754 | 10E20G10H11D07M01W02 | 6.52 | 25.29 | 0.64 | 16.57 | 49.02 | 3.4222 | 1806.9147 | 307.23 | 0.13568 | 0.17475 | 1
14755 | 10E20G10H11D07M01W03 | 6.52 | 25.29 | 0.64 | 11.78 | 44.23 | 3.4222 | 1806.9147 | 240.66 | 0.13568 | 0.25539 | 1
14756 | 10E20G10H11D07M01W04 | 6.52 | 25.29 | 0.64 | 8.61 | 41.06 | 3.4222 | 1806.9147 | 196.77 | 0.13568 | 0.30875 | 1
14757 | 10E20G10H11D07M02W02 | 6.25 | 23.72 | 0.64 | 16.57 | 47.18 | 3.4222 | 1702.3147 | 303.87 | 0.18934 | 0.20572 | 1
14758 | 10E20G10H12D05M01W02 | 5.5 | 20.27 | 0.64 | 16.57 | 42.98 | 2.7222 | 1462.3498 | 296.1 | 0.30725 | 0.27643 | 1
14759 | 10E20G10H12D05M01W03 | 5.5 | 20.27 | 0.64 | 11.78 | 38.19 | 2.7222 | 1462.3498 | 229.53 | 0.30725 | 0.35707 | 1
14760 | 10E20G10H12D07M01W02 | 5.67 | 21.09 | 0.64 | 16.57 | 43.97 | 2.8 | 1513.6244 | 297.99 | 0.27922 | 0.25976 | 1
14761 | 10E20G10H12D07M01W03 | 5.67 | 21.09 | 0.64 | 11.78 | 39.18 | 2.8 | 1513.6244 | 231.42 | 0.27922 | 0.3404 | 1
14762 | 10E20G10H12D07M01W04 | 5.67 | 21.09 | 0.64 | 8.61 | 36.01 | 2.8 | 1513.6244 | 187.53 | 0.27922 | 0.39377 | 1
14763 | 10E20G10H12D07M02W02 | 5.43 | 19.78 | 0.64 | 16.57 | 42.42 | 2.8 | 1425.4322 | 295.05 | 0.32399 | 0.28586 | 1
14764 | 10E20G10H13D05M01W02 | 5.5 | 19.44 | 0.64 | 16.57 | 42.15 | 2.7222 | 1390.5655 | 296.1 | 0.33561 | 0.2904 | 1
14765 | 10E20G10H13D05M01W03 | 5.5 | 19.44 | 0.64 | 11.78 | 37.36 | 2.7222 | 1390.5655 | 229.53 | 0.33561 | 0.37104 | 1
14766 | 10E20G10H13D07M01W02 | 5.67 | 20.23 | 0.64 | 16.57 | 43.11 | 2.8 | 1439.789 | 297.99 | 0.30861 | 0.27424 | 1
14767 | 10E20G10H13D07M01W03 | 5.67 | 20.23 | 0.64 | 11.78 | 38.32 | 2.8 | 1439.789 | 231.42 | 0.30861 | 0.35488 | 1
14768 | 10E20G10H13D07M01W04 | 5.67 | 20.23 | 0.64 | 8.61 | 35.15 | 2.8 | 1439.789 | 187.53 | 0.30861 | 0.40825 | 1
14769 | 10E20G10H13D07M02W02 | 5.43 | 18.97 | 0.64 | 16.57 | 41.61 | 2.8 | 1355.6988 | 295.05 | 0.35167 | 0.29949 | 1
14770 | 10E20G10H14D05M01W02 | 6.33 | 23.34 | 0.64 | 16.57 | 46.88 | 3.2667 | 1663.346 | 304.92 | 0.20232 | 0.21077 | 1
14771 | 10E20G10H14D05M01W03 | 6.33 | 23.34 | 0.64 | 11.78 | 42.09 | 3.2667 | 1663.346 | 238.35 | 0.20232 | 0.29141 | 1
14772 | 10E20G10H14D07M01W02 | 6.52 | 24.29 | 0.64 | 16.57 | 48.02 | 3.4222 | 1720.7735 | 307.23 | 0.16986 | 0.19158 | 1
14773 | 10E20G10H14D07M01W03 | 6.52 | 24.29 | 0.64 | 11.78 | 43.23 | 3.4222 | 1720.7735 | 240.66 | 0.16986 | 0.27222 | 1
14774 | 10E20G10H14D07M01W04 | 6.52 | 24.29 | 0.64 | 8.61 | 40.06 | 3.4222 | 1720.7735 | 196.77 | 0.16986 | 0.32559 | 1
14775 | 10E20G10H14D07M02W02 | 6.25 | 22.78 | 0.64 | 16.57 | 46.24 | 3.3444 | 1622.3264 | 303.87 | 0.22146 | 0.22155 | 1
14776 | 10E20G11H07D04M01W02 | 8.43 | 30.73 | 0.64 | 16.57 | 56.37 | 4.7444 | 2110.46 | 329.7 | -0.050239 | 0.05101
14777 | 10E20G11H07D05M01W02 | 7.38 | 24.96 | 0.64 | 16.57 | 49.55 | 3.9667 | 1761.7931 | 317.31 | 0.14696 | 0.16582 | 1
14778 | 10E20G11H07D05M01W03 | 7.38 | 24.96 | 0.64 | 11.78 | 44.76 | 3.9667 | 1761.7931 | 250.74 | 0.14696 | 0.24646 | 1
14779 | 10E20G11H07D06M01W02 | 6.55 | 21.2 | 0.64 | 16.57 | 44.96 | 3.4222 | 1530.0322 | 307.44 | 0.27546 | 0.2431 | 1
14780 | 10E20G11H07D06M01W03 | 6.55 | 21.2 | 0.64 | 11.78 | 40.17 | 3.4222 | 1530.0322 | 240.87 | 0.27546 | 0.32374 | 1
14781 | 10E20G11H07D07M01W02 | 7.59 | 26.03 | 0.64 | 16.57 | 50.83 | 4.1222 | 1825.3736 | 319.83 | 0.11039 | 0.14428
14782 | 10E20G11H07D07M01W03 | 7.59 | 26.03 | 0.64 | 11.78 | 46.04 | 4.1222 | 1825.3736 | 253.26 | 0.11039 | 0.22492 | 1
14783 | 10E20G11H07D07M01W04 | 7.59 | 26.03 | 0.64 | 8.61 | 42.87 | 4.1222 | 1825.3736 | 209.37 | 0.11039 | 0.27828 | 1
14784 | 10E20G11H07D07M02W02 | 7.35 | 24.29 | 0.64 | 16.57 | 48.85 | 4.0444 | 1722.8245 | 316.89 | 0.16986 | 0.17761 | 1
14785 | 10E20G11H08D05M01W02 | 6.5 | 24.96 | 0.64 | 16.57 | 48.67 | 3.9667 | 1761.7931 | 305.97 | 0.14696 | 0.18064 | 1
14786 | 10E20G11H08D05M01W03 | 6.5 | 24.96 | 0.64 | 11.78 | 43.88 | 3.9667 | 1761.7931 | 239.4 | 0.14696 | 0.26128 | 1
14787 | 10E20G11H08D06M01W02 | 5.76 | 21.2 | 0.64 | 16.57 | 44.17 | 3.4222 | 1530.0322 | 297.36 | 0.27546 | 0.2564 | 1
14788 | 10E20G11H08D06M01W03 | 5.76 | 21.2 | 0.64 | 11.78 | 39.38 | 3.4222 | 1530.0322 | 230.79 | 0.27546 | 0.33704 | 1
14789 | 10E20G11H08D07M01W02 | 6.69 | 26.03 | 0.64 | 16.57 | 49.93 | 4.1222 | 1825.3736 | 308.07 | 0.11039 | 0.15943 | 1
14790 | 10E20G11H08D07M01W03 | 6.69 | 26.03 | 0.64 | 11.78 | 45.14 | 4.1222 | 1825.3736 | 241.5 | 0.11039 | 0.24007 | 1
14791 | 10E20G11H08D07M01W04 | 6.69 | 26.03 | 0.64 | 8.61 | 41.97 | 4.1222 | 1825.3736 | 197.61 | 0.11039 | 0.29343 | 1
14792 | 10E20G11H08D07M02W02 | 6.47 | 24.29 | 0.64 | 16.57 | 47.97 | 4.0444 | 1722.8245 | 305.55 | 0.16986 | 0.19242 | 1
14793 | 10E20G11H09D05M01W02 | 6.25 | 24.96 | 0.64 | 16.57 | 48.42 | 3.9667 | 1761.7931 | 302.82 | 0.14696 | 0.18485 | 1
14794 | 10E20G11H09D05M01W03 | 6.25 | 24.96 | 0.64 | 11.78 | 43.63 | 3.9667 | 1761.7931 | 236.25 | 0.14696 | 0.26549 | 1
14795 | 10E20G11H09D07M01W02 | 6.44 | 26.03 | 0.64 | 16.57 | 49.68 | 4.1222 | 1825.3736 | 304.92 | 0.11039 | 0.16364 | 1
14796 | 10E20G11H09D07M01W03 | 6.44 | 26.03 | 0.64 | 11.78 | 44.89 | 4.1222 | 1825.3736 | 238.35 | 0.11039 | 0.24428 | 1
14797 | 10E20G11H09D07M01W04 | 6.44 | 26.03 | 0.64 | 8.61 | 41.72 | 4.1222 | 1825.3736 | 194.46 | 0.11039 | 0.29764 | 1
14798 | 10E20G11H09D07M02W02 | 6.23 | 24.29 | 0.64 | 16.57 | 47.73 | 4.0444 | 1722.8245 | 302.4 | 0.16986 | 0.19646 | 1
14799 | 10E20G11H10D05M01W02 | 7.38 | 21.83 | 0.64 | 16.57 | 46.42 | 3.3444 | 1583.3577 | 317.31 | 0.25393 | 0.21852 | 1
14800 | 10E20G11H10D05M01W03 | 7.38 | 21.83 | 0.64 | 11.78 | 41.63 | 3.3444 | 1583.3577 | 250.74 | 0.25393 | 0.29916 | 1
14801 | 10E20G11H10D07M01W02 | 7.59 | 22.77 | 0.64 | 16.57 | 47.57 | 3.5 | 1638.7343 | 319.83 | 0.2218 | 0.19916 | 1
14802 | 10E20G11H10D07M01W03 | 7.59 | 22.77 | 0.64 | 11.78 | 42.78 | 3.5 | 1638.7343 | 253.26 | 0.2218 | 0.2798 | 1
14803 | 10E20G11H10D07M01W04 | 7.59 | 22.77 | 0.64 | 8.61 | 39.61 | 3.5 | 1638.7343 | 209.37 | 0.2218 | 0.33316 | 1
14804 | 10E20G11H10D07M02W02 | 7.35 | 21.25 | 0.64 | 16.57 | 45.81 | 3.4222 | 1548.4911 | 316.89 | 0.27375 | 0.22879 | 1
14805 | 10E20G11H11D05M01W02 | 7.38 | 20.62 | 0.64 | 16.57 | 45.21 | 3.1111 | 1519.7773 | 317.31 | 0.29528 | 0.23889 | 1
14806 | 10E20G11H11D05M01W03 | 7.38 | 20.62 | 0.64 | 11.78 | 40.42 | 3.1111 | 1519.7773 | 250.74 | 0.29528 | 0.31953 | 1
14807 | 10E20G11H11D06M01W02 | 6.55 | 17.54 | 0.64 | 16.57 | 41.3 | 2.6444 | 1322.8831 | 307.44 | 0.40055 | 0.30471 | 1
14808 | 10E20G11H11D06M01W03 | 6.55 | 17.54 | 0.64 | 11.78 | 36.51 | 2.6444 | 1322.8831 | 240.87 | 0.40055 | 0.38535 | 2
14809 | 10E20G11H11D07M01W02 | 7.59 | 21.49 | 0.64 | 16.57 | 46.29 | 3.1889 | 1573.1028 | 319.83 | 0.26555 | 0.22071 | 1
14810 | 10E20G11H11D07M01W03 | 7.59 | 21.49 | 0.64 | 11.78 | 41.5 | 3.1889 | 1573.1028 | 253.26 | 0.26555 | 0.30135 | 1
14811 | 10E20G11H11D07M01W04 | 7.59 | 21.49 | 0.64 | 8.61 | 38.33 | 3.1889 | 1573.1028 | 209.37 | 0.26555 | 0.35471 | 1
14812 | 10E20G11H11D07M02W02 | 7.35 | 20.07 | 0.64 | 16.57 | 44.63 | 3.1889 | 1484.9106 | 316.89 | 0.31408 | 0.24865 | 1
14813 | 10E20G11H12D05M01W02 | 6.41 | 17.19 | 0.64 | 16.57 | 40.81 | 2.5667 | 1271.6086 | 307.02 | 0.41251 | 0.31296 | 1
14814 | 10E20G11H12D05M01W03 | 6.41 | 17.19 | 0.64 | 11.78 | 36.02 | 2.5667 | 1271.6086 | 240.45 | 0.41251 | 0.3936 | 2
14815 | 10E20G11H12D07M01W02 | 6.6 | 17.92 | 0.64 | 16.57 | 41.73 | 2.6444 | 1316.7301 | 309.33 | 0.38756 | 0.29747 | 1
14816 | 10E20G11H12D07M01W03 | 6.6 | 17.92 | 0.64 | 11.78 | 36.94 | 2.6444 | 1316.7301 | 242.76 | 0.38756 | 0.37811 | 1
14817 | 10E20G11H12D07M01W04 | 6.6 | 17.92 | 0.64 | 8.61 | 33.77 | 2.6444 | 1316.7301 | 198.87 | 0.38756 | 0.43148 | 1
14818 | 10E20G11H12D07M02W02 | 6.39 | 16.73 | 0.64 | 16.57 | 40.33 | 2.6444 | 1242.8948 | 306.81 | 0.42823 | 0.32104 | 1
14819 | 10E20G11H13D05M01W02 | 6.41 | 16.48 | 0.64 | 16.57 | 40.1 | 2.5667 | 1210.0791 | 307.02 | 0.43677 | 0.32492 | 1
14820 | 10E20G11H13D05M01W03 | 6.41 | 16.48 | 0.64 | 11.78 | 35.31 | 2.5667 | 1210.0791 | 240.45 | 0.43677 | 0.40556 | 2
14821 | 10E20G11H13D07M01W02 | 6.6 | 17.19 | 0.64 | 16.57 | 41 | 2.6444 | 1253.1497 | 309.33 | 0.41251 | 0.30976 | 1
14822 | 10E20G11H13D07M01W03 | 6.6 | 17.19 | 0.64 | 11.78 | 36.21 | 2.6444 | 1253.1497 | 242.76 | 0.41251 | 0.3904 | 2
14823 | 10E20G11H13D07M01W04 | 6.6 | 17.19 | 0.64 | 8.61 | 33.04 | 2.6444 | 1253.1497 | 198.87 | 0.41251 | 0.44377 | 2
14824 | 10E20G11H13D07M02W02 | 6.39 | 16.04 | 0.64 | 16.57 | 39.64 | 2.6444 | 1183.4163 | 306.81 | 0.45181 | 0.33266 | 1
14825 | 10E20G11H14D05M01W02 | 7.38 | 19.79 | 0.64 | 16.57 | 44.38 | 3.1111 | 1450.0439 | 317.31 | 0.32365 | 0.25286 | 1
14826 | 10E20G11H14D05M01W03 | 7.38 | 19.79 | 0.64 | 11.78 | 39.59 | 3.1111 | 1450.0439 | 250.74 | 0.32365 | 0.3335 | 1
14827 | 10E20G11H14D07M01W02 | 7.59 | 20.64 | 0.64 | 16.57 | 45.44 | 3.1889 | 1499.2675 | 319.83 | 0.2946 | 0.23502 | 1
14828 | 10E20G11H14D07M01W03 | 7.59 | 20.64 | 0.64 | 11.78 | 40.65 | 3.1889 | 1499.2675 | 253.26 | 0.2946 | 0.31566 | 1
14829 | 10E20G11H14D07M01W04 | 7.59 | 20.64 | 0.64 | 8.61 | 37.48 | 3.1889 | 1499.2675 | 209.37 | 0.2946 | 0.36902 | 1
14830 | 10E20G11H14D07M02W02 | 7.35 | 19.27 | 0.64 | 16.57 | 43.83 | 3.1889 | 1417.2282 | 316.89 | 0.34142 | 0.26212 | 1
14831 | 10E20G12H07D04M01W02 | 5.36 | 63.03 | 0.64 | 16.57 | 85.6 | 6.0667 | 4497.8025 | 293.37 | -1.1541 | -0.44108
14832 | 10E20G12H07D05M01W02 | 4.64 | 50.97 | 0.64 | 16.57 | 72.82 | 5.1333 | 3683.5628 | 284.76 | -0.74197 | -0.22593
14833 | 10E20G12H07D05M01W03 | 4.64 | 50.97 | 0.64 | 11.78 | 68.03 | 5.1333 | 3683.5628 | 218.19 | -0.74197 | -0.14529
14834 | 10E20G12H07D06M01W02 | 4.12 | 45.15 | 0.64 | 16.57 | 66.48 | 4.5889 | 3297.9783 | 278.67 | -0.54306 | -0.11919
14835 | 10E20G12H07D06M01W03 | 4.12 | 45.15 | 0.64 | 11.78 | 61.69 | 4.5889 | 3297.9783 | 212.1 | -0.54306 | -0.038552
14836 | 10E20G12H07D07M01W02 | 4.78 | 52.61 | 0.64 | 16.57 | 74.6 | 5.2889 | 3792.2649 | 286.44 | -0.79802 | -0.25589
14837 | 10E20G12H07D07M01W03 | 4.78 | 52.61 | 0.64 | 11.78 | 69.81 | 5.2889 | 3792.2649 | 219.87 | -0.79802 | -0.17525
14838 | 10E20G12H07D07M01W04 | 4.78 | 52.61 | 0.64 | 8.61 | 66.64 | 5.2889 | 3792.2649 | 175.98 | -0.79802 | -0.12189
14839 | 10E20G12H07D07M02W02 | 4.24 | 50.17 | 0.64 | 16.57 | 71.62 | 5.2889 | 3562.5549 | 279.93 | -0.71463 | -0.20572
14840 | 10E20G12H08D05M01W02 | 4.09 | 50.97 | 0.64 | 16.57 | 72.27 | 5.1333 | 3683.5628 | 277.62 | -0.74197 | -0.21667
14841 | 10E20G12H08D05M01W03 | 4.09 | 50.97 | 0.64 | 11.78 | 67.48 | 5.1333 | 3683.5628 | 211.05 | -0.74197 | -0.13603
14842 | 10E20G12H08D06M01W02 | 3.62 | 45.15 | 0.64 | 16.57 | 65.98 | 4.5889 | 3297.9783 | 272.37 | -0.54306 | -0.11077
14843 | 10E20G12H08D06M01W03 | 3.62 | 45.15 | 0.64 | 11.78 | 61.19 | 4.5889 | 3297.9783 | 205.8 | -0.54306 | -0.030135
14844 | 10E20G12H08D07M01W02 | 4.21 | 52.61 | 0.64 | 16.57 | 74.03 | 5.2889 | 3792.2649 | 279.09 | -0.79802 | -0.2463
14845 | 10E20G12H08D07M01W03 | 4.21 | 52.61 | 0.64 | 11.78 | 69.24 | 5.2889 | 3792.2649 | 212.52 | -0.79802 | -0.16566
14846 | 10E20G12H08D07M01W04 | 4.21 | 52.61 | 0.64 | 8.61 | 66.07 | 5.2889 | 3792.2649 | 168.63 | -0.79802 | -0.11229
14847 | 10E20G12H08D07M02W02 | 3.73 | 50.17 | 0.64 | 16.57 | 71.11 | 5.2889 | 3562.5549 | 273.42 | -0.71463 | -0.19714
14848 | 10E20G12H09D05M01W02 | 3.93 | 50.97 | 0.64 | 16.57 | 72.11 | 5.1333 | 3683.5628 | 275.73 | -0.74197 | -0.21397
14849 | 10E20G12H09D05M01W03 | 3.93 | 50.97 | 0.64 | 11.78 | 67.32 | 5.1333 | 3683.5628 | 209.16 | -0.74197 | -0.13333
14850 | 10E20G12H09D07M01W02 | 4.05 | 52.61 | 0.64 | 16.57 | 73.87 | 5.2889 | 3792.2649 | 276.99 | -0.79802 | -0.2436
14851 | 10E20G12H09D07M01W03 | 4.05 | 52.61 | 0.64 | 11.78 | 69.08 | 5.2889 | 3792.2649 | 210.42 | -0.79802 | -0.16296
14852 | 10E20G12H09D07M01W04 | 4.05 | 52.61 | 0.64 | 8.61 | 65.91 | 5.2889 | 3792.2649 | 166.53 | -0.79802 | -0.1096
14853 | 10E20G12H09D07M02W02 | 3.59 | 50.17 | 0.64 | 16.57 | 70.97 | 5.2889 | 3562.5549 | 271.53 | -0.71463 | -0.19478
14854 | 10E20G12H10D05M01W02 | 4.64 | 44.71 | 0.64 | 16.57 | 66.56 | 4.3556 | 3293.8764 | 284.76 | -0.52802 | -0.12054
14855 | 10E20G12H10D05M01W03 | 4.64 | 44.71 | 0.64 | 11.78 | 61.77 | 4.3556 | 3293.8764 | 218.19 | -0.52802 | -0.039899
14856 | 10E20G12H10D07M01W02 | 4.78 | 46.14 | 0.64 | 16.57 | 68.13 | 4.4333 | 3390.2725 | 286.44 | -0.5769 | -0.14697
14857 | 10E20G12H10D07M01W03 | 4.78 | 46.14 | 0.64 | 11.78 | 63.34 | 4.4333 | 3390.2725 | 219.87 | -0.5769 | -0.06633
14858 | 10E20G12H10D07M01W04 | 4.78 | 46.14 | 0.64 | 8.61 | 60.17 | 4.4333 | 3390.2725 | 175.98 | -0.5769 | -0.012963
14859 | 10E20G12H10D07M02W02 | 4.24 | 43.98 | 0.64 | 16.57 | 65.43 | 4.5111 | 3183.1234 | 279.93 | -0.50308 | -0.10152
14860 | 10E20G12H11D05M01W02 | 4.64 | 42.32 | 0.64 | 16.57 | 64.17 | 3.9667 | 3160.5626 | 284.76 | -0.44634 | -0.080303
14861 | 10E20G12H11D05M01W03 | 4.64 | 42.32 | 0.64 | 11.78 | 59.38 | 3.9667 | 3160.5626 | 218.19 | -0.44634 | 0.0003367
14862 | 10E20G12H11D06M01W02 | 4.12 | 37.53 | 0.64 | 16.57 | 58.86 | 3.5778 | 2834.4565 | 278.67 | -0.28264 | 0.0090909
14863 | 10E20G12H11D06M01W03 | 4.12 | 37.53 | 0.64 | 11.78 | 54.07 | 3.5778 | 2834.4565 | 212.1 | -0.28264 | 0.089731
14864 | 10E20G12H11D07M01W02 | 4.78 | 43.67 | 0.64 | 16.57 | 65.66 | 4.1222 | 3252.8567 | 286.44 | -0.49248 | -0.10539
14865 | 10E20G12H11D07M01W03 | 4.78 | 43.67 | 0.64 | 11.78 | 60.87 | 4.1222 | 3252.8567 | 219.87 | -0.49248 | -0.024747
14866 | 10E20G12H11D07M01W04 | 4.78 | 43.67 | 0.64 | 8.61 | 57.7 | 4.1222 | 3252.8567 | 175.98 | -0.49248 | 0.02862
14867 | 10E20G12H11D07M02W02 | 4.24 | 41.6 | 0.64 | 16.57 | 63.05 | 4.1222 | 3051.8605 | 279.93 | -0.42174 | -0.061448
14868 | 10E20G12H12D05M01W02 | 4.03 | 35.29 | 0.64 | 16.57 | 56.53 | 3.3444 | 2645.7662 | 278.25 | -0.20608 | 0.048316
14869 | 10E20G12H12D05M01W03 | 4.03 | 35.29 | 0.64 | 11.78 | 51.74 | 3.3444 | 2645.7662 | 211.68 | -0.20608 | 0.12896
14870 | 10E20G12H12D07M01W02 | 4.15 | 36.41 | 0.64 | 16.57 | 57.77 | 3.4222 | 2723.7035 | 279.72 | -0.24436 | 0.027441
14871 | 10E20G12H12D07M01W03 | 4.15 | 36.41 | 0.64 | 11.78 | 52.98 | 3.4222 | 2723.7035 | 213.15 | -0.24436 | 0.10808
14872 | 10E20G12H12D07M01W04 | 4.15 | 36.41 | 0.64 | 8.61 | 49.81 | 3.4222 | 2723.7035 | 169.26 | -0.24436 | 0.16145
14873 | 10E20G12H12D07M02W02 | 3.68 | 34.69 | 0.64 | 16.57 | 55.58 | 3.4222 | 2555.523 | 274.05 | -0.18558 | 0.06431
14874 | 10E20G12H13D05M01W02 | 4.03 | 33.72 | 0.64 | 16.57 | 54.96 | 3.3444 | 2491.9426 | 278.25 | -0.15243 | 0.074747
14875 | 10E20G12H13D05M01W03 | 4.03 | 33.72 | 0.64 | 11.78 | 50.17 | 3.3444 | 2491.9426 | 211.68 | -0.15243 | 0.15539
14876 | 10E20G12H13D07M01W02 | 4.15 | 34.8 | 0.64 | 16.57 | 56.16 | 3.4222 | 2563.7269 | 279.72 | -0.18934 | 0.054545
14877 | 10E20G12H13D07M01W03 | 4.15 | 34.8 | 0.64 | 11.78 | 51.37 | 3.4222 | 2563.7269 | 213.15 | -0.18934 | 0.13519
14878 | 10E20G12H13D07M01W04 | 4.15 | 34.8 | 0.64 | 8.61 | 48.2 | 3.4222 | 2563.7269 | 169.26 | -0.18934 | 0.18855
14879 | 10E20G12H13D07M02W02 | 3.68 | 33.18 | 0.64 | 16.57 | 54.07 | 3.4222 | 2409.9033 | 274.05 | -0.13397 | 0.089731
14880 | 10E20G12H14D05M01W02 | 4.64 | 40.5 | 0.64 | 16.57 | 62.35 | 3.9667 | 2980.0762 | 284.76 | -0.38414 | -0.049663
14881 | 10E20G12H14D05M01W03 | 4.64 | 40.5 | 0.64 | 11.78 | 57.56 | 3.9667 | 2980.0762 | 218.19 | -0.38414 | 0.030976
14882 | 10E20G12H14D07M01W02 | 4.78 | 41.8 | 0.64 | 16.57 | 63.79 | 4.1222 | 3068.2684 | 286.44 | -0.42857 | -0.073906
14883 | 10E20G12H14D07M01W03 | 4.78 | 41.8 | 0.64 | 11.78 | 59 | 4.1222 | 3068.2684 | 219.87 | -0.42857 | 0.006734
14884 | 10E20G12H14D07M01W04 | 4.78 | 41.8 | 0.64 | 8.61 | 55.83 | 4.1222 | 3068.2684 | 175.98 | -0.42857 | 0.060101
14885 | 10E20G12H14D07M02W02 | 4.24 | 39.85 | 0.64 | 16.57 | 61.3 | 4.1222 | 2881.6291 | 279.93 | -0.36193 | -0.031987
14886 | 10E21G10H07D04M01W02 | 6.19 | 34.32 | 0.64 | 16.57 | 57.72 | 4.9 | 2313.5072 | 303.24 | -0.17293 | 0.028283
14887 | 10E21G10H07D05M01W02 | 5.37 | 27.79 | 0.64 | 16.57 | 50.37 | 4.1222 | 1917.6677 | 293.58 | 0.050239 | 0.15202 | 1
14888 | 10E21G10H07D05M01W03 | 5.37 | 27.79 | 0.64 | 11.78 | 45.58 | 4.1222 | 1917.6677 | 227.01 | 0.050239 | 0.23266 | 1
14889 | 10E21G10H07D06M01W02 | 4.72 | 23.69 | 0.64 | 16.57 | 45.62 | 3.5778 | 1667.448 | 285.6 | 0.19036 | 0.23199 | 1
14890 | 10E21G10H07D06M01W03 | 4.72 | 23.69 | 0.64 | 11.78 | 40.83 | 3.5778 | 1667.448 | 219.03 | 0.19036 | 0.31263 | 1
14891 | 10E21G10H07D07M01W02 | 5.55 | 28.96 | 0.64 | 16.57 | 51.72 | 4.2778 | 1987.4011 | 295.68 | 0.010253 | 0.12929
14892 | 10E21G10H07D07M01W03 | 5.55 | 28.96 | 0.64 | 11.78 | 46.93 | 4.2778 | 1987.4011 | 229.11 | 0.010253 | 0.20993 | 1
14893 | 10E21G10H07D07M01W04 | 5.55 | 28.96 | 0.64 | 8.61 | 43.76 | 4.2778 | 1987.4011 | 185.22 | 0.010253 | 0.2633 | 1
14894 | 10E21G10H07D07M02W02 | 5.31 | 27.14 | 0.64 | 16.57 | 49.66 | 4.2 | 1870.4952 | 292.74 | 0.072454 | 0.16397 | 1
14895 | 10E21G10H08D05M01W02 | 4.73 | 27.79 | 0.64 | 16.57 | 49.73 | 4.1222 | 1917.6677 | 285.18 | 0.050239 | 0.16279 | 1
14896 | 10E21G10H08D05M01W03 | 4.73 | 27.79 | 0.64 | 11.78 | 44.94 | 4.1222 | 1917.6677 | 218.61 | 0.050239 | 0.24343 | 1
14897 | 10E21G10H08D06M01W02 | 4.15 | 23.69 | 0.64 | 16.57 | 45.05 | 3.5778 | 1667.448 | 278.46 | 0.19036 | 0.24158 | 1
14898 | 10E21G10H08D06M01W03 | 4.15 | 23.69 | 0.64 | 11.78 | 40.26 | 3.5778 | 1667.448 | 211.89 | 0.19036 | 0.32222 | 1
14899 | 10E21G10H08D07M01W02 | 4.89 | 28.96 | 0.64 | 16.57 | 51.06 | 4.2778 | 1987.4011 | 287.07 | 0.010253 | 0.1404
14900 | 10E21G10H08D07M01W03 | 4.89 | 28.96 | 0.64 | 11.78 | 46.27 | 4.2778 | 1987.4011 | 220.5 | 0.010253 | 0.22104 | 1
14901 | 10E21G10H08D07M01W04 | 4.89 | 28.96 | 0.64 | 8.61 | 43.1 | 4.2778 | 1987.4011 | 176.61 | 0.010253 | 0.27441 | 1
14902 | 10E21G10H08D07M02W02 | 4.68 | 27.14 | 0.64 | 16.57 | 49.03 | 4.2 | 1870.4952 | 284.55 | 0.072454 | 0.17458 | 1
14903 | 10E21G10H09D05M01W02 | 4.55 | 27.79 | 0.64 | 16.57 | 49.55 | 4.1222 | 1917.6677 | 282.87 | 0.050239 | 0.16582 | 1
14904 | 10E21G10H09D05M01W03 | 4.55 | 27.79 | 0.64 | 11.78 | 44.76 | 4.1222 | 1917.6677 | 216.3 | 0.050239 | 0.24646 | 1
14905 | 10E21G10H09D07M01W02 | 4.71 | 28.96 | 0.64 | 16.57 | 50.88 | 4.2778 | 1987.4011 | 284.55 | 0.010253 | 0.14343
14906 | 10E21G10H09D07M01W03 | 4.71 | 28.96 | 0.64 | 11.78 | 46.09 | 4.2778 | 1987.4011 | 217.98 | 0.010253 | 0.22407 | 1
14907 | 10E21G10H09D07M01W04 | 4.71 | 28.96 | 0.64 | 8.61 | 42.92 | 4.2778 | 1987.4011 | 174.09 | 0.010253 | 0.27744 | 1
14908 | 10E21G10H09D07M02W02 | 4.5 | 27.14 | 0.64 | 16.57 | 48.85 | 4.2 | 1870.4952 | 282.24 | 0.072454 | 0.17761 | 1
14909 | 10E21G10H10D05M01W02 | 5.37 | 24.31 | 0.64 | 16.57 | 46.89 | 3.5 | 1718.7225 | 293.58 | 0.16917 | 0.21061 | 1
14910 | 10E21G10H10D05M01W03 | 5.37 | 24.31 | 0.64 | 11.78 | 42.1 | 3.5 | 1718.7225 | 227.01 | 0.16917 | 0.29125 | 1
14911 | 10E21G10H10D07M01W02 | 5.55 | 25.33 | 0.64 | 16.57 | 48.09 | 3.5778 | 1780.252 | 295.68 | 0.13431 | 0.1904 | 1
14912 | 10E21G10H10D07M01W03 | 5.55 | 25.33 | 0.64 | 11.78 | 43.3 | 3.5778 | 1780.252 | 229.11 | 0.13431 | 0.27104 | 1
14913 | 10E21G10H10D07M01W04 | 5.55 | 25.33 | 0.64 | 8.61 | 40.13 | 3.5778 | 1780.252 | 185.22 | 0.13431 | 0.32441 | 1
14914 | 10E21G10H10D07M02W02 | 5.31 | 23.74 | 0.64 | 16.57 | 46.26 | 3.5778 | 1675.6519 | 292.74 | 0.18865 | 0.22121 | 1
14915 | 10E21G10H11D05M01W02 | 5.37 | 22.96 | 0.64 | 16.57 | 45.54 | 3.1889 | 1646.9382 | 293.58 | 0.21531 | 0.23333 | 1
14916 | 10E21G10H11D05M01W03 | 5.37 | 22.96 | 0.64 | 11.78 | 40.75 | 3.1889 | 1646.9382 | 227.01 | 0.21531 | 0.31397 | 1
14917 | 10E21G10H11D06M01W02 | 4.72 | 19.6 | 0.64 | 16.57 | 41.53 | 2.8 | 1435.6871 | 285.6 | 0.33014 | 0.30084 | 1
14918 | 10E21G10H11D06M01W03 | 4.72 | 19.6 | 0.64 | 11.78 | 36.74 | 2.8 | 1435.6871 | 219.03 | 0.33014 | 0.38148 | 1
14919 | 10E21G10H11D07M01W02 | 5.55 | 23.91 | 0.64 | 16.57 | 46.67 | 3.3444 | 1704.3657 | 295.68 | 0.18284 | 0.21431 | 1
14920 | 10E21G10H11D07M01W03 | 5.55 | 23.91 | 0.64 | 11.78 | 41.88 | 3.3444 | 1704.3657 | 229.11 | 0.18284 | 0.29495 | 1
14921 | 10E21G10H11D07M01W04 | 5.55 | 23.91 | 0.64 | 8.61 | 38.71 | 3.3444 | 1704.3657 | 185.22 | 0.18284 | 0.34832 | 1
14922 | 10E21G10H11D07M02W02 | 5.31 | 22.42 | 0.64 | 16.57 | 44.94 | 3.2667 | 1605.9185 | 292.74 | 0.23377 | 0.24343 | 1
14923 | 10E21G10H12D05M01W02 | 4.68 | 19.14 | 0.64 | 16.57 | 41.03 | 2.6444 | 1380.3106 | 286.02 | 0.34586 | 0.30926 | 1
14924 | 10E21G10H12D05M01W03 | 4.68 | 19.14 | 0.64 | 11.78 | 36.24 | 2.6444 | 1380.3106 | 219.45 | 0.34586 | 0.3899 | 1
14925 | 10E21G10H12D07M01W02 | 4.83 | 19.94 | 0.64 | 16.57 | 41.98 | 2.7222 | 1429.5341 | 287.91 | 0.31852 | 0.29327 | 1
14926 | 10E21G10H12D07M01W03 | 4.83 | 19.94 | 0.64 | 11.78 | 37.19 | 2.7222 | 1429.5341 | 221.34 | 0.31852 | 0.37391 | 1
14927 | 10E21G10H12D07M01W04 | 4.83 | 19.94 | 0.64 | 8.61 | 34.02 | 2.7222 | 1429.5341 | 177.45 | 0.31852 | 0.42727 | 1
14928 | 10E21G10H12D07M02W02 | 4.62 | 18.69 | 0.64 | 16.57 | 40.52 | 2.7222 | 1345.4439 | 285.39 | 0.36124 | 0.31785 | 1
14929 | 10E21G10H13D05M01W02 | 4.68 | 18.36 | 0.64 | 16.57 | 40.25 | 2.6444 | 1312.6282 | 286.02 | 0.37252 | 0.32239 | 1
14930 | 10E21G10H13D05M01W03 | 4.68 | 18.36 | 0.64 | 11.78 | 35.46 | 2.6444 | 1312.6282 | 219.45 | 0.37252 | 0.40303 | 1
14931 | 10E21G10H13D07M01W02 | 4.83 | 19.13 | 0.64 | 16.57 | 41.17 | 2.7222 | 1359.8008 | 287.91 | 0.34621 | 0.3069 | 1
14932 | 10E21G10H13D07M01W03 | 4.83 | 19.13 | 0.64 | 11.78 | 36.38 | 2.7222 | 1359.8008 | 221.34 | 0.34621 | 0.38754 | 1
14933 | 10E21G10H13D07M01W04 | 4.83 | 19.13 | 0.64 | 8.61 | 33.21 | 2.7222 | 1359.8008 | 177.45 | 0.34621 | 0.44091 | 1
14934 | 10E21G10H13D07M02W02 | 4.62 | 17.92 | 0.64 | 16.57 | 39.75 | 2.7222 | 1281.8635 | 285.39 | 0.38756 | 0.33081 | 1
14935 | 10E21G10H14D05M01W02 | 5.37 | 22.05 | 0.64 | 16.57 | 44.63 | 3.1889 | 1566.9499 | 293.58 | 0.24641 | 0.24865 | 1
14936 | 10E21G10H14D05M01W03 | 5.37 | 22.05 | 0.64 | 11.78 | 39.84 | 3.1889 | 1566.9499 | 227.01 | 0.24641 | 0.32929 | 1
14937 | 10E21G10H14D07M01W02 | 5.55 | 22.97 | 0.64 | 16.57 | 45.73 | 3.2667 | 1624.3774 | 295.68 | 0.21497 | 0.23013 | 1
14938 | 10E21G10H14D07M01W03 | 5.55 | 22.97 | 0.64 | 11.78 | 40.94 | 3.2667 | 1624.3774 | 229.11 | 0.21497 | 0.31077 | 1
14939 | 10E21G10H14D07M01W04 | 5.55 | 22.97 | 0.64 | 8.61 | 37.77 | 3.2667 | 1624.3774 | 185.22 | 0.21497 | 0.36414 | 1
14940 | 10E21G10H14D07M02W02 | 5.31 | 21.53 | 0.64 | 16.57 | 44.05 | 3.2667 | 1530.0322 | 292.74 | 0.26418 | 0.25842 | 1
14941 | 10E21G11H07D04M01W02 | 7.33 | 28.75 | 0.64 | 16.57 | 53.29 | 4.5889 | 1975.0952 | 316.68 | 0.01743 | 0.10286
14942 | 10E21G11H07D05M01W02 | 6.39 | 23.32 | 0.64 | 16.57 | 46.92 | 3.8111 | 1646.9382 | 305.55 | 0.20301 | 0.2101 | 1
14943 | 10E21G11H07D05M01W03 | 6.39 | 23.32 | 0.64 | 11.78 | 42.13 | 3.8111 | 1646.9382 | 238.98 | 0.20301 | 0.29074 | 1
14944 | 10E21G11H07D06M01W02 | 5.61 | 19.71 | 0.64 | 16.57 | 42.53 | 3.2667 | 1427.4832 | 296.31 | 0.32638 | 0.28401 | 1
14945 | 10E21G11H07D06M01W03 | 5.61 | 19.71 | 0.64 | 11.78 | 37.74 | 3.2667 | 1427.4832 | 229.74 | 0.32638 | 0.36465 | 1
14946 | 10E21G11H07D07M01W02 | 6.59 | 24.35 | 0.64 | 16.57 | 48.15 | 3.9667 | 1710.5186 | 307.86 | 0.16781 | 0.18939 | 1
14947 | 10E21G11H07D07M01W03 | 6.59 | 24.35 | 0.64 | 11.78 | 43.36 | 3.9667 | 1710.5186 | 241.29 | 0.16781 | 0.27003 | 1
14948 | 10E21G11H07D07M01W04 | 6.59 | 24.35 | 0.64 | 8.61 | 40.19 | 3.9667 | 1710.5186 | 197.4 | 0.16781 | 0.3234 | 1
14949 | 10E21G11H07D07M02W02 | 6.38 | 22.72 | 0.64 | 16.57 | 46.31 | 3.8889 | 1614.1225 | 305.34 | 0.22351 | 0.22037 | 1
14950 | 10E21G11H08D05M01W02 | 5.63 | 23.32 | 0.64 | 16.57 | 46.16 | 3.8111 | 1646.9382 | 295.68 | 0.20301 | 0.2229 | 1
14951 | 10E21G11H08D05M01W03 | 5.63 | 23.32 | 0.64 | 11.78 | 41.37 | 3.8111 | 1646.9382 | 229.11 | 0.20301 | 0.30354 | 1
14952 | 10E21G11H08D06M01W02 | 4.94 | 19.71 | 0.64 | 16.57 | 41.86 | 3.2667 | 1427.4832 | 287.7 | 0.32638 | 0.29529 | 1
14953 | 10E21G11H08D06M01W03 | 4.94 | 19.71 | 0.64 | 11.78 | 37.07 | 3.2667 | 1427.4832 | 221.13 | 0.32638 | 0.37593 | 1
14954 | 10E21G11H08D07M01W02 | 5.81 | 24.35 | 0.64 | 16.57 | 47.37 | 3.9667 | 1710.5186 | 297.78 | 0.16781 | 0.20253 | 1
14955 | 10E21G11H08D07M01W03 | 5.81 | 24.35 | 0.64 | 11.78 | 42.58 | 3.9667 | 1710.5186 | 231.21 | 0.16781 | 0.28316 | 1
14956 | 10E21G11H08D07M01W04 | 5.81 | 24.35 | 0.64 | 8.61 | 39.41 | 3.9667 | 1710.5186 | 187.32 | 0.16781 | 0.33653 | 1
14957 | 10E21G11H08D07M02W02 | 5.61 | 22.72 | 0.64 | 16.57 | 45.54 | 3.8889 | 1614.1225 | 295.47 | 0.22351 | 0.23333 | 1
14958 | 10E21G11H09D05M01W02 | 5.41 | 23.32 | 0.64 | 16.57 | 45.94 | 3.8111 | 1646.9382 | 292.95 | 0.20301 | 0.2266 | 1
14959 | 10E21G11H09D05M01W03 | 5.41 | 23.32 | 0.64 | 11.78 | 41.15 | 3.8111 | 1646.9382 | 226.38 | 0.20301 | 0.30724 | 1
14960 | 10E21G11H09D07M01W02 | 5.59 | 24.35 | 0.64 | 16.57 | 47.15 | 3.9667 | 1710.5186 | 294.84 | 0.16781 | 0.20623 | 1
14961 | 10E21G11H09D07M01W03 | 5.59 | 24.35 | 0.64 | 11.78 | 42.36 | 3.9667 | 1710.5186 | 228.27 | 0.16781 | 0.28687 | 1
14962 | 10E21G11H09D07M01W04 | 5.59 | 24.35 | 0.64 | 8.61 | 39.19 | 3.9667 | 1710.5186 | 184.38 | 0.16781 | 0.34024 | 1
14963 | 10E21G11H09D07M02W02 | 5.4 | 22.72 | 0.64 | 16.57 | 45.33 | 3.8889 | 1614.1225 | 292.74 | 0.22351 | 0.23687 | 1
14964 | 10E21G11H10D05M01W02 | 6.39 | 20.4 | 0.64 | 16.57 | 44 | 3.2667 | 1478.7577 | 305.55 | 0.3028 | 0.25926 | 1
14965 | 10E21G11H10D05M01W03 | 6.39 | 20.4 | 0.64 | 11.78 | 39.21 | 3.2667 | 1478.7577 | 238.98 | 0.3028 | 0.3399 | 1
14966 | 10E21G11H10D07M01W02 | 6.59 | 21.3 | 0.64 | 16.57 | 45.1 | 3.3444 | 1536.1852 | 307.86 | 0.27204 | 0.24074 | 1
14967 | 10E21G11H10D07M01W03 | 6.59 | 21.3 | 0.64 | 11.78 | 40.31 | 3.3444 | 1536.1852 | 241.29 | 0.27204 | 0.32138 | 1
14968 | 10E21G11H10D07M01W04 | 6.59 | 21.3 | 0.64 | 8.61 | 37.14 | 3.3444 | 1536.1852 | 197.4 | 0.27204 | 0.37475 | 1
14969 | 10E21G11H10D07M02W02 | 6.38 | 19.88 | 0.64 | 16.57 | 43.47 | 3.3444 | 1452.0949 | 305.34 | 0.32057 | 0.26818 | 1
14970 | 10E21G11H11D05M01W02 | 6.39 | 19.27 | 0.64 | 16.57 | 42.87 | 2.9556 | 1419.2792 | 305.55 | 0.34142 | 0.27828 | 1
14971 | 10E21G11H11D05M01W03 | 6.39 | 19.27 | 0.64 | 11.78 | 38.08 | 2.9556 | 1419.2792 | 238.98 | 0.34142 | 0.35892 | 1
14972 | 10E21G11H11D06M01W02 | 5.61 | 16.32 | 0.64 | 16.57 | 39.14 | 2.5667 | 1234.6909 | 296.31 | 0.44224 | 0.34108 | 1
14973 | 10E21G11H11D06M01W03 | 5.61 | 16.32 | 0.64 | 11.78 | 34.35 | 2.5667 | 1234.6909 | 229.74 | 0.44224 | 0.42172 | 2
14974 | 10E21G11H11D07M01W02 | 6.59 | 20.11 | 0.64 | 16.57 | 43.91 | 3.1111 | 1472.6047 | 307.86 | 0.31271 | 0.26077 | 1
14975 | 10E21G11H11D07M01W03 | 6.59 | 20.11 | 0.64 | 11.78 | 39.12 | 3.1111 | 1472.6047 | 241.29 | 0.31271 | 0.34141 | 1
14976 | 10E21G11H11D07M01W04 | 6.59 | 20.11 | 0.64 | 8.61 | 35.95 | 3.1111 | 1472.6047 | 197.4 | 0.31271 | 0.39478 | 1
14977 | 10E21G11H11D07M02W02 | 6.38 | 18.78 | 0.64 | 16.57 | 42.37 | 3.0333 | 1394.6674 | 305.34 | 0.35817 | 0.2867 | 1
14978 | 10E21G11H12D05M01W02 | 5.55 | 16.07 | 0.64 | 16.57 | 38.83 | 2.4889 | 1189.5693 | 296.73 | 0.45079 | 0.3463 | 1
14979 | 10E21G11H12D05M01W03 | 5.55 | 16.07 | 0.64 | 11.78 | 34.04 | 2.4889 | 1189.5693 | 230.16 | 0.45079 | 0.42694 | 2
14980 | 10E21G11H12D07M01W02 | 5.73 | 16.77 | 0.64 | 16.57 | 39.71 | 2.5667 | 1232.6399 | 298.83 | 0.42686 | 0.33148 | 1
14981 | 10E21G11H12D07M01W03 | 5.73 | 16.77 | 0.64 | 11.78 | 34.92 | 2.5667 | 1232.6399 | 232.26 | 0.42686 | 0.41212 | 2
14982 | 10E21G11H12D07M01W04 | 5.73 | 16.77 | 0.64 | 8.61 | 31.75 | 2.5667 | 1232.6399 | 188.37 | 0.42686 | 0.46549 | 2
14983 | 10E21G11H12D07M02W02 | 5.54 | 15.66 | 0.64 | 16.57 | 38.41 | 2.5667 | 1169.0595 | 296.52 | 0.4648 | 0.35337 | 2
14984 | 10E21G11H13D05M01W02 | 5.55 | 15.4 | 0.64 | 16.57 | 38.16 | 2.4889 | 1132.1418 | 296.73 | 0.47368 | 0.35758 | 2
14985 | 10E21G11H13D05M01W03 | 5.55 | 15.4 | 0.64 | 11.78 | 33.37 | 2.4889 | 1132.1418 | 230.16 | 0.47368 | 0.43822 | 2
14986 | 10E21G11H13D07M01W02 | 5.73 | 16.08 | 0.64 | 16.57 | 39.02 | 2.5667 | 1175.2124 | 298.83 | 0.45044 | 0.3431 | 1
14987 | 10E21G11H13D07M01W03 | 5.73 | 16.08 | 0.64 | 11.78 | 34.23 | 2.5667 | 1175.2124 | 232.26 | 0.45044 | 0.42374 | 2
14988 | 10E21G11H13D07M01W04 | 5.73 | 16.08 | 0.64 | 8.61 | 31.06 | 2.5667 | 1175.2124 | 188.37 | 0.45044 | 0.4771 | 2
14989 | 10E21G11H13D07M02W02 | 5.54 | 15.01 | 0.64 | 16.57 | 37.76 | 2.5667 | 1111.632 | 296.52 | 0.48701 | 0.36431 | 2
14990 | 10E21G11H14D05M01W02 | 6.39 | 18.5 | 0.64 | 16.57 | 42.1 | 2.9556 | 1353.6478 | 305.55 | 0.36774 | 0.29125 | 1
14991 | 10E21G11H14D05M01W03 | 6.39 | 18.5 | 0.64 | 11.78 | 37.31 | 2.9556 | 1353.6478 | 238.98 | 0.36774 | 0.37189 | 1
14992 | 10E21G11H14D07M01W02 | 6.59 | 19.31 | 0.64 | 16.57 | 43.11 | 3.1111 | 1404.9224 | 307.86 | 0.34005 | 0.27424 | 1
14993 | 10E21G11H14D07M01W03 | 6.59 | 19.31 | 0.64 | 11.78 | 38.32 | 3.1111 | 1404.9224 | 241.29 | 0.34005 | 0.35488 | 1
14994 | 10E21G11H14D07M01W04 | 6.59 | 19.31 | 0.64 | 8.61 | 35.15 | 3.1111 | 1404.9224 | 197.4 | 0.34005 | 0.40825 | 1
14995 | 10E21G11H14D07M02W02 | 6.38 | 18.02 | 0.64 | 16.57 | 41.61 | 3.0333 | 1329.036 | 305.34 | 0.38414 | 0.29949 | 1
14996 | 10E21G12H07D04M01W02 | 4.37 | 61.34 | 0.64 | 16.57 | 82.92 | 5.9889 | 4360.3868 | 281.4 | -1.0964 | -0.39596
14997 | 10E21G12H07D05M01W02 | 3.76 | 49.46 | 0.64 | 16.57 | 70.43 | 4.9778 | 3564.6059 | 274.26 | -0.69036 | -0.18569
14998 | 10E21G12H07D05M01W03 | 3.76 | 49.46 | 0.64 | 11.78 | 65.64 | 4.9778 | 3564.6059 | 207.69 | -0.69036 | -0.10505
14999 | 10E21G12H07D06M01W02 | 3.3 | 43.65 | 0.64 | 16.57 | 64.16 | 4.5111 | 3176.9704 | 268.8 | -0.4918 | -0.080135
15000 | 10E21G12H07D06M01W03 | 3.3 | 43.65 | 0.64 | 11.78 | 59.37 | 4.5111 | 3176.9704 | 202.23 | -0.4918 | 0.00050505
15001 | 10E21G12H07D07M01W02 | 3.88 | 51.1 | 0.64 | 16.57 | 72.19 | 5.1333 | 3673.3079 | 275.73 | -0.74641 | -0.21532
15002 | 10E21G12H07D07M01W03 | 3.88 | 51.1 | 0.64 | 11.78 | 67.4 | 5.1333 | 3673.3079 | 209.16 | -0.74641 | -0.13468
15003 | 10E21G12H07D07M01W04 | 3.88 | 51.1 | 0.64 | 8.61 | 64.23 | 5.1333 | 3673.3079 | 165.27 | -0.74641 | -0.081313
15004 | 10E21G12H07D07M02W02 | 3.41 | 48.72 | 0.64 | 16.57 | 69.34 | 5.1333 | 3453.8529 | 270.27 | -0.66507 | -0.16734
15005 | 10E21G12H08D05M01W02 | 3.31 | 49.46 | 0.64 | 16.57 | 69.98 | 4.9778 | 3564.6059 | 268.38 | -0.69036 | -0.17811
15006 | 10E21G12H08D05M01W03 | 3.31 | 49.46 | 0.64 | 11.78 | 65.19 | 4.9778 | 3564.6059 | 201.81 | -0.69036 | -0.097475
15007 | 10E21G12H08D06M01W02 | 2.91 | 43.65 | 0.64 | 16.57 | 63.77 | 4.5111 | 3176.9704 | 263.76 | -0.4918 | -0.073569
15008 | 10E21G12H08D06M01W03 | 2.91 | 43.65 | 0.64 | 11.78 | 58.98 | 4.5111 | 3176.9704 | 197.19 | -0.4918 | 0.0070707
15009 | 10E21G12H08D07M01W02 | 3.42 | 51.1 | 0.64 | 16.57 | 71.73 | 5.1333 | 3673.3079 | 269.64 | -0.74641 | -0.20758
15010 | 10E21G12H08D07M01W03 | 3.42 | 51.1 | 0.64 | 11.78 | 66.94 | 5.1333 | 3673.3079 | 203.07 | -0.74641 | -0.12694
15011 | 10E21G12H08D07M01W04 | 3.42 | 51.1 | 0.64 | 8.61 | 63.77 | 5.1333 | 3673.3079 | 159.18 | -0.74641 | -0.073569
15012 | 10E21G12H08D07M02W02 | 3.01 | 48.72 | 0.64 | 16.57 | 68.94 | 5.1333 | 3453.8529 | 265.02 | -0.66507 | -0.16061
15013 | 10E21G12H09D05M01W02 | 3.19 | 49.46 | 0.64 | 16.57 | 69.86 | 4.9778 | 3564.6059 | 266.91 | -0.69036 | -0.17609
15014 | 10E21G12H09D05M01W03 | 3.19 | 49.46 | 0.64 | 11.78 | 65.07 | 4.9778 | 3564.6059 | 200.34 | -0.69036 | -0.095455
15015 | 10E21G12H09D07M01W02 | 3.29 | 51.1 | 0.64 | 16.57 | 71.6 | 5.1333 | 3673.3079 | 267.96 | -0.74641 | -0.20539
15016 | 10E21G12H09D07M01W03 | 3.29 | 51.1 | 0.64 | 11.78 | 66.81 | 5.1333 | 3673.3079 | 201.39 | -0.74641 | -0.12475
15017 | 10E21G12H09D07M01W04 | 3.29 | 51.1 | 0.64 | 8.61 | 63.64 | 5.1333 | 3673.3079 | 157.5 | -0.74641 | -0.07138
15018 | 10E21G12H09D07M02W02 | 2.89 | 48.72 | 0.64 | 16.57 | 68.82 | 5.1333 | 3453.8529 | 263.55 | -0.66507 | -0.15859
15019 | 10E21G12H10D05M01W02 | 3.76 | 43.38 | 0.64 | 16.57 | 64.35 | 4.2778 | 3185.1743 | 274.26 | -0.48257 | -0.083333
15020 | 10E21G12H10D05M01W03 | 3.76 | 43.38 | 0.64 | 11.78 | 59.56 | 4.2778 | 3185.1743 | 207.69 | -0.48257 | -0.0026936
15021 | 10E21G12H10D07M01W02 | 3.88 | 44.82 | 0.64 | 16.57 | 65.91 | 4.3556 | 3283.6214 | 275.73 | -0.53178 | -0.1096
15022 | 10E21G12H10D07M01W03 | 3.88 | 44.82 | 0.64 | 11.78 | 61.12 | 4.3556 | 3283.6214 | 209.16 | -0.53178 | -0.028956
15023 | 10E21G12H10D07M01W04 | 3.88 | 44.82 | 0.64 | 8.61 | 57.95 | 4.3556 | 3283.6214 | 165.27 | -0.53178 | 0.024411
15024 | 10E21G12H10D07M02W02 | 3.41 | 42.71 | 0.64 | 16.57 | 63.33 | 4.3556 | 3084.6762 | 270.27 | -0.45967 | -0.066162
15025 | 10E21G12H11D05M01W02 | 3.76 | 41.06 | 0.64 | 16.57 | 62.03 | 3.8889 | 3058.0135 | 274.26 | -0.40328 | -0.044276
15026 | 10E21G12H11D05M01W03 | 3.76 | 41.06 | 0.64 | 11.78 | 57.24 | 3.8889 | 3058.0135 | 207.69 | -0.40328 | 0.036364
15027 | 10E21G12H11D06M01W02 | 3.3 | 36.29 | 0.64 | 16.57 | 56.8 | 3.5 | 2729.8564 | 268.8 | -0.24026 | 0.043771
15028 | 10E21G12H11D06M01W03 | 3.3 | 36.29 | 0.64 | 11.78 | 52.01 | 3.5 | 2729.8564 | 202.23 | -0.24026 | 0.12441
15029 | 10E21G12H11D07M01W02 | 3.88 | 42.41 | 0.64 | 16.57 | 63.5 | 4.0444 | 3150.3076 | 275.73 | -0.44942 | -0.069024
15030 | 10E21G12H11D07M01W03 | 3.88 | 42.41 | 0.64 | 11.78 | 58.71 | 4.0444 | 3150.3076 | 209.16 | -0.44942 | 0.011616
15031 | 10E21G12H11D07M01W04 | 3.88 | 42.41 | 0.64 | 8.61 | 55.54 | 4.0444 | 3150.3076 | 165.27 | -0.44942 | 0.064983
15032 | 10E21G12H11D07M02W02 | 3.41 | 40.4 | 0.64 | 16.57 | 61.02 | 4.0444 | 2957.5154 | 270.27 | -0.38072 | -0.027273
15033 | 10E21G12H12D05M01W02 | 3.26 | 34.24 | 0.64 | 16.57 | 54.71 | 3.2667 | 2559.625 | 269.01 | -0.1702 | 0.078956
15034 | 10E21G12H12D05M01W03 | 3.26 | 34.24 | 0.64 | 11.78 | 49.92 | 3.2667 | 2559.625 | 202.44 | -0.1702 | 0.1596
15035 | 10E21G12H12D07M01W02 | 3.37 | 35.36 | 0.64 | 16.57 | 55.94 | 3.3444 | 2637.5623 | 270.27 | -0.20848 | 0.058249
15036 | 10E21G12H12D07M01W03 | 3.37 | 35.36 | 0.64 | 11.78 | 51.15 | 3.3444 | 2637.5623 | 203.7 | -0.20848 | 0.13889
15037 | 10E21G12H12D07M01W04 | 3.37 | 35.36 | 0.64 | 8.61 | 47.98 | 3.3444 | 2637.5623 | 159.81 | -0.20848 | 0.19226
15038 | 10E21G12H12D07M02W02 | 2.97 | 33.69 | 0.64 | 16.57 | 53.87 | 3.3444 | 2477.5857 | 265.44 | -0.1514 | 0.093098
15039 | 10E21G12H13D05M01W02 | 3.26 | 32.72 | 0.64 | 16.57 | 53.19 | 3.2667 | 2409.9033 | 269.01 | -0.11825 | 0.10455
15040 | 10E21G12H13D05M01W03 | 3.26 | 32.72 | 0.64 | 11.78 | 48.4 | 3.2667 | 2409.9033 | 202.44 | -0.11825 | 0.18519
15041 | 10E21G12H13D07M01W02 | 3.37 | 33.8 | 0.64 | 16.57 | 54.38 | 3.3444 | 2483.7386 | 270.27 | -0.15516 | 0.084512
15042 | 10E21G12H13D07M01W03 | 3.37 | 33.8 | 0.64 | 11.78 | 49.59 | 3.3444 | 2483.7386 | 203.7 | -0.15516 | 0.16515
15043 | 10E21G12H13D07M01W04 | 3.37 | 33.8 | 0.64 | 8.61 | 46.42 | 3.3444 | 2483.7386 | 159.81 | -0.15516 | 0.21852
15044 | 10E21G12H13D07M02W02 | 2.97 | 32.22 | 0.64 | 16.57 | 52.4 | 3.3444 | 2336.068 | 265.44 | -0.10116 | 0.11785
15045 | 10E21G12H14D05M01W02 | 3.76 | 39.3 | 0.64 | 16.57 | 60.27 | 3.8889 | 2883.68 | 274.26 | -0.34313 | -0.014646
15046 | 10E21G12H14D05M01W03 | 3.76 | 39.3 | 0.64 | 11.78 | 55.48 | 3.8889 | 2883.68 | 207.69 | -0.34313 | 0.065993
15047 | 10E21G12H14D07M01W02 | 3.88 | 40.6 | 0.64 | 16.57 | 61.69 | 4.0444 | 2969.8213 | 275.73 | -0.38756 | -0.038552
15048 | 10E21G12H14D07M01W03 | 3.88 | 40.6 | 0.64 | 11.78 | 56.9 | 4.0444 | 2969.8213 | 209.16 | -0.38756 | 0.042088
15049 | 10E21G12H14D07M01W04 | 3.88 | 40.6 | 0.64 | 8.61 | 53.73 | 4.0444 | 2969.8213 | 165.27 | -0.38756 | 0.095455
15050 | 10E21G12H14D07M02W02 | 3.41 | 38.69 | 0.64 | 16.57 | 59.31 | 4.0444 | 2793.4369 | 270.27 | -0.32228 | 0.0015152
15051 | 10E22G10H07D04M01W02 | 6.62 | 22.33 | 0.64 | 16.57 | 46.16 | 3.8889 | 1591.5617 | 308.28 | 0.23684 | 0.2229 | 1
15052 | 10E22G10H07D05M01W02 | 5.77 | 18.81 | 0.64 | 16.57 | 41.79 | 3.3444 | 1372.1067 | 298.2 | 0.35714 | 0.29646 | 1
15053 | 10E22G10H07D05M01W03 | 5.77 | 18.81 | 0.64 | 11.78 | 37 | 3.3444 | 1372.1067 | 231.63 | 0.35714 | 0.3771 | 1
15054 | 10E22G10H07D06M01W02 | 5.06 | 16.59 | 0.64 | 16.57 | 38.86 | 2.8778 | 1230.5889 | 289.8 | 0.43301 | 0.34579 | 1
15055 | 10E22G10H07D06M01W03 | 5.06 | 16.59 | 0.64 | 11.78 | 34.07 | 2.8778 | 1230.5889 | 223.23 | 0.43301 | 0.42643 | 2
15056 | 10E22G10H07D07M01W02 | 5.94 | 19.42 | 0.64 | 16.57 | 42.57 | 3.4222 | 1409.0243 | 300.3 | 0.3363 | 0.28333 | 1
15057 | 10E22G10H07D07M01W03 | 5.94 | 19.42 | 0.64 | 11.78 | 37.78 | 3.4222 | 1409.0243 | 233.73 | 0.3363 | 0.36397 | 1
15058 | 10E22G10H07D07M01W04 | 5.94 | 19.42 | 0.64 | 8.61 | 34.61 | 3.4222 | 1409.0243 | 189.84 | 0.3363 | 0.41734 | 1
15059 | 10E22G10H07D07M02W02 | 5.75 | 18.03 | 0.64 | 16.57 | 40.99 | 3.3444 | 1331.087 | 297.78 | 0.3838 | 0.30993 | 1
15060 | 10E22G10H08D05M01W02 | 5.08 | 18.81 | 0.64 | 16.57 | 41.1 | 3.3444 | 1372.1067 | 289.17 | 0.35714 | 0.30808 | 1
15061 | 10E22G10H08D05M01W03 | 5.08 | 18.81 | 0.64 | 11.78 | 36.31 | 3.3444 | 1372.1067 | 222.6 | 0.35714 | 0.38872 | 1
15062 | 10E22G10H08D06M01W02 | 4.46 | 16.59 | 0.64 | 16.57 | 38.26 | 2.8778 | 1230.5889 | 282.03 | 0.43301 | 0.35589 | 2
15063 | 10E22G10H08D06M01W03 | 4.46 | 16.59 | 0.64 | 11.78 | 33.47 | 2.8778 | 1230.5889 | 215.46 | 0.43301 | 0.43653 | 2
15064 | 10E22G10H08D07M01W02 | 5.23 | 19.42 | 0.64 | 16.57 | 41.86 | 3.4222 | 1409.0243 | 291.06 | 0.3363 | 0.29529 | 1
15065 | 10E22G10H08D07M01W03 | 5.23 | 19.42 | 0.64 | 11.78 | 37.07 | 3.4222 | 1409.0243 | 224.49 | 0.3363 | 0.37593 | 1
15066 | 10E22G10H08D07M01W04 | 5.23 | 19.42 | 0.64 | 8.61 | 33.9 | 3.4222 | 1409.0243 | 180.6 | 0.3363 | 0.42929 | 1
15067 | 10E22G10H08D07M02W02 | 5.06 | 18.03 | 0.64 | 16.57 | 40.3 | 3.3444 | 1331.087 | 288.96 | 0.3838 | 0.32155 | 1
15068 | 10E22G10H09D05M01W02 | 4.89 | 18.81 | 0.64 | 16.57 | 40.91 | 3.3444 | 1372.1067 | 286.65 | 0.35714 | 0.31128 | 1
15069 | 10E22G10H09D05M01W03 | 4.89 | 18.81 | 0.64 | 11.78 | 36.12 | 3.3444 | 1372.1067 | 220.08 | 0.35714 | 0.39192 | 1
15070 | 10E22G10H09D07M01W02 | 5.04 | 19.42 | 0.64 | 16.57 | 41.67 | 3.4222 | 1409.0243 | 288.54 | 0.3363 | 0.29848 | 1
15071 | 10E22G10H09D07M01W03 | 5.04 | 19.42 | 0.64 | 11.78 | 36.88 | 3.4222 | 1409.0243 | 221.97 | 0.3363 | 0.37912 | 1
15072 | 10E22G10H09D07M01W04 | 5.04 | 19.42 | 0.64 | 8.61 | 33.71 | 3.4222 | 1409.0243 | 178.08 | 0.3363 | 0.43249 | 1
15073 | 10E22G10H09D07M02W02 | 4.87 | 18.03 | 0.64 | 16.57 | 40.11 | 3.3444 | 1331.087 | 286.44 | 0.3838 | 0.32475 | 1
15074 | 10E22G10H10D05M01W02 | 5.77 | 16.46 | 0.64 | 16.57 | 39.44 | 2.8 | 1236.7419 | 298.2 | 0.43746 | 0.33603 | 1
15075 | 10E22G10H10D05M01W03 | 5.77 | 16.46 | 0.64 | 11.78 | 34.65 | 2.8 | 1236.7419 | 231.63 | 0.43746 | 0.41667 | 2
15076 | 10E22G10H10D07M01W02 | 5.94 | 16.98 | 0.64 | 16.57 | 40.13 | 2.8778 | 1269.5576 | 300.3 | 0.41969 | 0.32441 | 1
15077 | 10E22G10H10D07M01W03 | 5.94 | 16.98 | 0.64 | 11.78 | 35.34 | 2.8778 | 1269.5576 | 233.73 | 0.41969 | 0.40505 | 2
15078 | 10E22G10H10D07M01W04 | 5.94 | 16.98 | 0.64 | 8.61 | 32.17 | 2.8778 | 1269.5576 | 189.84 | 0.41969 | 0.45842 | 2
15079 | 10E22G10H10D07M02W02 | 5.75 | 15.78 | 0.64 | 16.57 | 38.74 | 2.8 | 1199.8242 | 297.78 | 0.4607 | 0.34781 | 1
15080 | 10E22G10H11D05M01W02 | 5.77 | 15.54 | 0.64 | 16.57 | 38.52 | 2.5667 | 1187.5183 | 298.2 | 0.4689 | 0.35152 | 2
15081 | 10E22G10H11D05M01W03 | 5.77 | 15.54 | 0.64 | 11.78 | 33.73 | 2.5667 | 1187.5183 | 231.63 | 0.4689 | 0.43215 | 2
15082 | 10E22G10H11D06M01W02 | 5.06 | 13.73 | 0.64 | 16.57 | 36 | 2.2556 | 1066.5104 | 289.8 | 0.53076 | 0.39394 | 2
15083 | 10E22G10H11D06M01W03 | 5.06 | 13.73 | 0.64 | 11.78 | 31.21 | 2.2556 | 1066.5104 | 223.23 | 0.53076 | 0.47458 | 2
15084 | 10E22G10H11D07M01W02 | 5.94 | 16.04 | 0.64 | 16.57 | 39.19 | 2.6444 | 1218.283 | 300.3 | 0.45181 | 0.34024 | 1
15085 | 10E22G10H11D07M01W03 | 5.94 | 16.04 | 0.64 | 11.78 | 34.4 | 2.6444 | 1218.283 | 233.73 | 0.45181 | 0.42088 | 2
15086 | 10E22G10H11D07M01W04 | 5.94 | 16.04 | 0.64 | 8.61 | 31.23 | 2.6444 | 1218.283 | 189.84 | 0.45181 | 0.47424 | 2
15087 | 10E22G10H11D07M02W02 | 5.75 | 14.9 | 0.64 | 16.57 | 37.86 | 2.6444 | 1152.6516 | 297.78 | 0.49077 | 0.36263 | 2
15088 | 10E22G10H12D05M01W02 | 5.01 | 12.96 | 0.64 | 16.57 | 35.18 | 2.1778 | 996.777 | 290.22 | 0.55707 | 0.40774 | 2
15089 | 10E22G10H12D05M01W03 | 5.01 | 12.96 | 0.64 | 11.78 | 30.39 | 2.1778 | 996.777 | 223.65 | 0.55707 | 0.48838 | 2
15090 | 10E22G10H12D07M01W02 | 5.16 | 13.37 | 0.64 | 16.57 | 35.74 | 2.2556 | 1023.4398 | 292.11 | 0.54306 | 0.39832 | 2
15091 | 10E22G10H12D07M01W03 | 5.16 | 13.37 | 0.64 | 11.78 | 30.95 | 2.2556 | 1023.4398 | 225.54 | 0.54306 | 0.47896 | 2
15092 | 10E22G10H12D07M01W04 | 5.16 | 13.37 | 0.64 | 8.61 | 27.78 | 2.2556 | 1023.4398 | 181.65 | 0.54306 | 0.53232 | 2
15093 | 10E22G10H12D07M02W02 | 4.99 | 12.43 | 0.64 | 16.57 | 34.63 | 2.1778 | 970.1143 | 289.8 | 0.57519 | 0.417 | 2
15094 | 10E22G10H13D05M01W02 | 5.01 | 12.42 | 0.64 | 16.57 | 34.64 | 2.1778 | 949.6045 | 290.22 | 0.57553 | 0.41684 | 2
15095 | 10E22G10H13D05M01W03 | 5.01 | 12.42 | 0.64 | 11.78 | 29.85 | 2.1778 | 949.6045 | 223.65 | 0.57553 | 0.49747 | 2
15096 | 10E22G10H13D07M01W02 | 5.16 | 12.82 | 0.64 | 16.57 | 35.19 | 2.1778 | 974.2162 | 292.11 | 0.56186 | 0.40758 | 2
15097 | 10E22G10H13D07M01W03 | 5.16 | 12.82 | 0.64 | 11.78 | 30.4 | 2.1778 | 974.2162 | 225.54 | 0.56186 | 0.48822 | 2
15098 | 10E22G10H13D07M01W04 | 5.16 | 12.82 | 0.64 | 8.61 | 27.23 | 2.1778 | 974.2162 | 181.65 | 0.56186 | 0.54158 | 2
15099 | 10E22G10H13D07M02W02 | 4.99 | 11.91 | 0.64 | 16.57 | 34.11 | 2.1778 | 922.9417 | 289.8 | 0.59296 | 0.42576 | 2
15100 | 10E22G10H14D05M01W02 | 5.77 | 14.92 | 0.64 | 16.57 | 37.9 | 2.5667 | 1132.1418 | 298.2 | 0.49009 | 0.36195 | 2
15101 | 10E22G10H14D05M01W03 | 5.77 | 14.92 | 0.64 | 11.78 | 33.11 | 2.5667 | 1132.1418 | 231.63 | 0.49009 | 0.44259 | 2
15102 | 10E22G10H14D07M01W02 | 5.94 | 15.4 | 0.64 | 16.57 | 38.55 | 2.6444 | 1162.9065 | 300.3 | 0.47368 | 0.35101 | 2
15103 | 10E22G10H14D07M01W03 | 5.94 | 15.4 | 0.64 | 11.78 | 33.76 | 2.6444 | 1162.9065 | 233.73 | 0.47368 | 0.43165 | 2
15104 | 10E22G10H14D07M01W04 | 5.94 | 15.4 | 0.64 | 8.61 | 30.59 | 2.6444 | 1162.9065 | 189.84 | 0.47368 | 0.48502 | 2
15105 | 10E22G10H14D07M02W02 | 5.75 | 14.3 | 0.64 | 16.57 | 37.26 | 2.5667 | 1099.3261 | 297.78 | 0.51128 | 0.37273 | 2
15106 | 10E22G11H07D04M01W02 | 7.9 | 17.88 | 0.64 | 16.57 | 42.99 | 3.5778 | 1341.3419 | 323.4 | 0.38893 | 0.27626 | 1
15107 | 10E22G11H07D05M01W02 | 6.89 | 15.05 | 0.64 | 16.57 | 39.15 | 2.9556 | 1160.8556 | 311.64 | 0.48565 | 0.34091 | 1
15108 | 10E22G11H07D05M01W03 | 6.89 | 15.05 | 0.64 | 11.78 | 34.36 | 2.9556 | 1160.8556 | 245.07 | 0.48565 | 0.42155 | 2
15109 | 10E22G11H07D06M01W02 | 6.06 | 13.14 | 0.64 | 16.57 | 36.41 | 2.6444 | 1035.7457 | 301.77 | 0.55092 | 0.38704 | 2
15110 | 10E22G11H07D06M01W03 | 6.06 | 13.14 | 0.64 | 11.78 | 31.62 | 2.6444 | 1035.7457 | 235.2 | 0.55092 | 0.46768 | 2
15111 | 10E22G11H07D07M01W02 | 7.11 | 15.57 | 0.64 | 16.57 | 39.89 | 3.1111 | 1195.7222 | 314.16 | 0.46787 | 0.32845 | 1
15112 | 10E22G11H07D07M01W03 | 7.11 | 15.57 | 0.64 | 11.78 | 35.1 | 3.1111 | 1195.7222 | 247.59 | 0.46787 | 0.40909 | 2
15113 | 10E22G11H07D07M01W04 | 7.11 | 15.57 | 0.64 | 8.61 | 31.93 | 3.1111 | 1195.7222 | 203.7 | 0.46787 | 0.46246 | 2
15114 | 10E22G11H07D07M02W02 | 6.94 | 14.4 | 0.64 | 16.57 | 38.55 | 3.0333 | 1128.0398 | 312.06 | 0.50786 | 0.35101 | 2
15115 | 10E22G11H08D05M01W02 | 6.07 | 15.05 | 0.64 | 16.57 | 38.33 | 2.9556 | 1160.8556 | 300.93 | 0.48565 | 0.35471 | 2
15116 | 10E22G11H08D05M01W03 | 6.07 | 15.05 | 0.64 | 11.78 | 33.54 | 2.9556 | 1160.8556 | 234.36 | 0.48565 | 0.43535 | 2
15117 | 10E22G11H08D06M01W02 | 5.34 | 13.14 | 0.64 | 16.57 | 35.69 | 2.6444 | 1035.7457 | 292.32 | 0.55092 | 0.39916 | 2
15118 | 10E22G11H08D06M01W03 | 5.34 | 13.14 | 0.64 | 11.78 | 30.9 | 2.6444 | 1035.7457 | 225.75 | 0.55092 | 0.4798 | 2
15119 | 10E22G11H08D07M01W02 | 6.26 | 15.57 | 0.64 | 16.57 | 39.04 | 3.1111 | 1195.7222 | 303.03 | 0.46787 | 0.34276 | 1
15120 | 10E22G11H08D07M01W03 | 6.26 | 15.57 | 0.64 | 11.78 | 34.25 | 3.1111 | 1195.7222 | 236.46 | 0.46787 | 0.4234 | 2
15121 | 10E22G11H08D07M01W04 | 6.26 | 15.57 | 0.64 | 8.61 | 31.08 | 3.1111 | 1195.7222 | 192.57 | 0.46787 | 0.47677 | 2
15122 | 10E22G11H08D07M02W02 | 6.11 | 14.4 | 0.64 | 16.57 | 37.72 | 3.0333 | 1128.0398 | 301.35 | 0.50786 | 0.36498 | 2
15123 | 10E22G11H09D05M01W02 | 5.84 | 15.05 | 0.64 | 16.57 | 38.1 | 2.9556 | 1160.8556 | 297.99 | 0.48565 | 0.35859 | 2
15124 | 10E22G11H09D05M01W03 | 5.84 | 15.05 | 0.64 | 11.78 | 33.31 | 2.9556 | 1160.8556 | 231.42 | 0.48565 | 0.43923 | 2
15125 | 10E22G11H09D07M01W02 | 6.02 | 15.57 | 0.64 | 16.57 | 38.8 | 3.1111 | 1195.7222 | 300.09 | 0.46787 | 0.3468 | 1
15126 | 10E22G11H09D07M01W03 | 6.02 | 15.57 | 0.64 | 11.78 | 34.01 | 3.1111 | 1195.7222 | 233.52 | 0.46787 | 0.42744 | 2
15127 | 10E22G11H09D07M01W04 | 6.02 | 15.57 | 0.64 | 8.61 | 30.84 | 3.1111 | 1195.7222 | 189.63 | 0.46787 | 0.48081 | 2
15128 | 10E22G11H09D07M02W02 | 5.88 | 14.4 | 0.64 | 16.57 | 37.49 | 3.0333 | 1128.0398 | 298.41 | 0.50786 | 0.36886 | 2
15129 | 10E22G11H10D05M01W02 | 6.89 | 13.17 | 0.64 | 16.57 | 37.27 | 2.5667 | 1052.1535 | 311.64 | 0.5499 | 0.37256 | 2
15130 | 10E22G11H10D05M01W03 | 6.89 | 13.17 | 0.64 | 11.78 | 32.48 | 2.5667 | 1052.1535 | 245.07 | 0.5499 | 0.4532 | 2
15131 | 10E22G11H10D07M01W02 | 7.11 | 13.62 | 0.64 | 16.57 | 37.94 | 2.6444 | 1082.9183 | 314.16 | 0.53452 | 0.36128 | 2
15132 | 10E22G11H10D07M01W03 | 7.11 | 13.62 | 0.64 | 11.78 | 33.15 | 2.6444 | 1082.9183 | 247.59 | 0.53452 | 0.44192 | 2
15133 | 10E22G11H10D07M01W04 | 7.11 | 13.62 | 0.64 | 8.61 | 29.98 | 2.6444 | 1082.9183 | 203.7 | 0.53452 | 0.49529 | 2
15134 | 10E22G11H10D07M02W02 | 6.94 | 12.6 | 0.64 | 16.57 | 36.75 | 2.5667 | 1023.4398 | 312.06 | 0.56938 | 0.38131 | 2
15135 | 10E22G11H11D05M01W02 | 6.89 | 12.44 | 0.64 | 16.57 | 36.54 | 2.3333 | 1013.1849 | 311.64 | 0.57485 | 0.38485 | 2
15136 | 10E22G11H11D05M01W03 | 6.89 | 12.44 | 0.64 | 11.78 | 31.75 | 2.3333 | 1013.1849 | 245.07 | 0.57485 | 0.46549 | 2
15137 | 10E22G11H11D06M01W02 | 6.06 | 10.88 | 0.64 | 16.57 | 34.15 | 2.0222 | 906.5338 | 301.77 | 0.62816 | 0.42508 | 2
15138 | 10E22G11H11D06M01W03 | 6.06 | 10.88 | 0.64 | 11.78 | 29.36 | 2.0222 | 906.5338 | 235.2 | 0.62816 | 0.50572 | 2
15139 | 10E22G11H11D07M01W02 | 7.11 | 12.86 | 0.64 | 16.57 | 37.18 | 2.4111 | 1041.8986 | 314.16 | 0.56049 | 0.37407 | 2
15140 | 10E22G11H11D07M01W03 | 7.11 | 12.86 | 0.64 | 11.78 | 32.39 | 2.4111 | 1041.8986 | 247.59 | 0.56049 | 0.45471 | 2
15141 | 10E22G11H11D07M01W04 | 7.11 | 12.86 | 0.64 | 8.61 | 29.22 | 2.4111 | 1041.8986 | 203.7 | 0.56049 | 0.50808 | 2
15142 | 10E22G11H11D07M02W02 | 6.94 | 11.9 | 0.64 | 16.57 | 36.05 | 2.3333 | 986.5221 | 312.06 | 0.5933 | 0.3931 | 2
15143 | 10E22G11H12D05M01W02 | 5.99 | 10.37 | 0.64 | 16.57 | 33.57 | 1.9444 | 851.1573 | 301.98 | 0.64559 | 0.43485 | 2
15144 | 10E22G11H12D05M01W03 | 5.99 | 10.37 | 0.64 | 11.78 | 28.78 | 1.9444 | 851.1573 | 235.41 | 0.64559 | 0.51549 | 2
15145 | 10E22G11H12D07M01W02 | 6.18 | 10.72 | 0.64 | 16.57 | 34.11 | 2.0222 | 873.7181 | 304.08 | 0.63363 | 0.42576 | 2
15146 | 10E22G11H12D07M01W03 | 6.18 | 10.72 | 0.64 | 11.78 | 29.32 | 2.0222 | 873.7181 | 237.51 | 0.63363 | 0.5064 | 2
15147 | 10E22G11H12D07M01W04 | 6.18 | 10.72 | 0.64 | 8.61 | 26.15 | 2.0222 | 873.7181 | 193.62 | 0.63363 | 0.55976 | 2
15148 | 10E22G11H12D07M02W02 | 6.03 | 9.92 | 0.64 | 16.57 | 33.16 | 1.9444 | 826.5456 | 302.4 | 0.66097 | 0.44175 | 2
15149 | 10E22G11H13D05M01W02 | 5.99 | 9.94 | 0.64 | 16.57 | 33.14 | 1.9444 | 812.1887 | 301.98 | 0.66029 | 0.44209 | 2
15150 | 10E22G11H13D05M01W03 | 5.99 | 9.94 | 0.64 | 11.78 | 28.35 | 1.9444 | 812.1887 | 235.41 | 0.66029 | 0.52273 | 2
15151 | 10E22G11H13D07M01W02 | 6.18 | 10.28 | 0.64 | 16.57 | 33.67 | 2.0222 | 832.6985 | 304.08 | 0.64867 | 0.43316 | 2
15152 | 10E22G11H13D07M01W03 | 6.18 | 10.28 | 0.64 | 11.78 | 28.88 | 2.0222 | 832.6985 | 237.51 | 0.64867 | 0.5138 | 2
15153 | 10E22G11H13D07M01W04 | 6.18 | 10.28 | 0.64 | 8.61 | 25.71 | 2.0222 | 832.6985 | 193.62 | 0.64867 | 0.56717 | 2
15154 | 10E22G11H13D07M02W02 | 6.03 | 9.51 | 0.64 | 16.57 | 32.75 | 1.9444 | 789.6279 | 302.4 | 0.67498 | 0.44865 | 2
15155 | 10E22G11H14D05M01W02 | 6.89 | 11.94 | 0.64 | 16.57 | 36.04 | 2.3333 | 968.0633 | 311.64 | 0.59193 | 0.39327 | 2
15156 | 10E22G11H14D05M01W03 | 6.89 | 11.94 | 0.64 | 11.78 | 31.25 | 2.3333 | 968.0633 | 245.07 | 0.59193 | 0.47391 | 2
15157 | 10E22G11H14D07M01W02 | 7.11 | 12.35 | 0.64 | 16.57 | 36.67 | 2.4111 | 996.777 | 314.16 | 0.57792 | 0.38266 | 2
15158 | 10E22G11H14D07M01W03 | 7.11 | 12.35 | 0.64 | 11.78 | 31.88 | 2.4111 | 996.777 | 247.59 | 0.57792 | 0.4633 | 2
15159 | 10E22G11H14D07M01W04 | 7.11 | 12.35 | 0.64 | 8.61 | 28.71 | 2.4111 | 996.777 | 203.7 | 0.57792 | 0.51667 | 2
15160 | 10E22G11H14D07M02W02 | 6.94 | 11.42 | 0.64 | 16.57 | 35.57 | 2.3333 | 941.4005 | 312.06 | 0.60971 | 0.40118 | 2
15161 | 10E22G12H07D04M01W02 | 4.34 | 44.62 | 0.64 | 16.57 | 66.17 | 5.0556 | 3152.3586 | 281.19 | -0.52495 | -0.11397
15162 | 10E22G12H07D05M01W02 | 3.75 | 37.68 | 0.64 | 16.57 | 58.64 | 4.2778 | 2705.2447 | 274.26 | -0.28776 | 0.012795
15163 | 10E22G12H07D05M01W03 | 3.75 | 37.68 | 0.64 | 11.78 | 53.85 | 4.2778 | 2705.2447 | 207.69 | -0.28776 | 0.093434
15164 | 10E22G12H07D06M01W02 | 3.3 | 34.37 | 0.64 | 16.57 | 54.88 | 3.8889 | 2487.8406 | 269.01 | -0.17464 | 0.076094
15165 | 10E22G12H07D06M01W03 | 3.3 | 34.37 | 0.64 | 11.78 | 50.09 | 3.8889 | 2487.8406 | 202.44 | -0.17464 | 0.15673
15166 | 10E22G12H07D07M01W02 | 3.86 | 38.57 | 0.64 | 16.57 | 59.64 | 4.4333 | 2762.6721 | 275.52 | -0.31818 | -0.0040404
15167 | 10E22G12H07D07M01W03 | 3.86 | 38.57 | 0.64 | 11.78 | 54.85 | 4.4333 | 2762.6721 | 208.95 | -0.31818 | 0.076599
15168 | 10E22G12H07D07M01W04 | 3.86 | 38.57 | 0.64 | 8.61 | 51.68 | 4.4333 | 2762.6721 | 165.06 | -0.31818 | 0.12997
15169 | 10E22G12H07D07M02W02 | 3.48 | 36.59 | 0.64 | 16.57 | 57.28 | 4.4333 | 2592.4407 | 270.9 | -0.25051 | 0.03569
15170 | 10E22G12H08D05M01W02 | 3.3 | 37.68 | 0.64 | 16.57 | 58.19 | 4.2778 | 2705.2447 | 268.38 | -0.28776 | 0.02037
15171 | 10E22G12H08D05M01W03 | 3.3 | 37.68 | 0.64 | 11.78 | 53.4 | 4.2778 | 2705.2447 | 201.81 | -0.28776 | 0.10101
15172 | 10E22G12H08D06M01W02 | 2.91 | 34.37 | 0.64 | 16.57 | 54.49 | 3.8889 | 2487.8406 | 263.76 | -0.17464 | 0.08266
15173 | 10E22G12H08D06M01W03 | 2.91 | 34.37 | 0.64 | 11.78 | 49.7 | 3.8889 | 2487.8406 | 197.19 | -0.17464 | 0.1633
15174 | 10E22G12H08D07M01W02 | 3.4 | 38.57 | 0.64 | 16.57 | 59.18 | 4.4333 | 2762.6721 | 269.64 | -0.31818 | 0.0037037
15175 | 10E22G12H08D07M01W03 | 3.4 | 38.57 | 0.64 | 11.78 | 54.39 | 4.4333 | 2762.6721 | 203.07 | -0.31818 | 0.084343
15176 | 10E22G12H08D07M01W04 | 3.4 | 38.57 | 0.64 | 8.61 | 51.22 | 4.4333 | 2762.6721 | 159.18 | -0.31818 | 0.13771
15177 | 10E22G12H08D07M02W02 | 3.07 | 36.59 | 0.64 | 16.57 | 56.87 | 4.4333 | 2592.4407 | 265.65 | -0.25051 | 0.042593
15178 | 10E22G12H09D05M01W02 | 3.18 | 37.68 | 0.64 | 16.57 | 58.07 | 4.2778 | 2705.2447 | 266.7 | -0.28776 | 0.022391
15179 | 10E22G12H09D05M01W03 | 3.18 | 37.68 | 0.64 | 11.78 | 53.28 | 4.2778 | 2705.2447 | 200.13 | -0.28776 | 0.10303
15180 | 10E22G12H09D07M01W02 | 3.27 | 38.57 | 0.64 | 16.57 | 59.05 | 4.4333 | 2762.6721 | 267.96 | -0.31818 | 0.0058923
15181 | 10E22G12H09D07M01W03 | 3.27 | 38.57 | 0.64 | 11.78 | 54.26 | 4.4333 | 2762.6721 | 201.39 | -0.31818 | 0.086532
15182 | 10E22G12H09D07M01W04 | 3.27 | 38.57 | 0.64 | 8.61 | 51.09 | 4.4333 | 2762.6721 | 157.5 | -0.31818 | 0.1399
15183 | 10E22G12H09D07M02W02 | 2.95 | 36.59 | 0.64 | 16.57 | 56.75 | 4.4333 | 2592.4407 | 264.18 | -0.25051 | 0.044613
15184 | 10E22G12H10D05M01W02 | 3.75 | 33.03 | 0.64 | 16.57 | 53.99 | 3.6556 | 2420.1582 | 274.26 | -0.12884 | 0.091077
15185 | 10E22G12H10D05M01W03 | 3.75 | 33.03 | 0.64 | 11.78 | 49.2 | 3.6556 | 2420.1582 | 207.69 | -0.12884 | 0.17172
15186 | 10E22G12H10D07M01W02 | 3.86 | 33.81 | 0.64 | 16.57 | 54.88 | 3.7333 | 2471.4328 | 275.52 | -0.1555 | 0.076094
15187 | 10E22G12H10D07M01W03 | 3.86 | 33.81 | 0.64 | 11.78 | 50.09 | 3.7333 | 2471.4328 | 208.95 | -0.1555 | 0.15673
15188 | 10E22G12H10D07M01W04 | 3.86 | 33.81 | 0.64 | 8.61 | 46.92 | 3.7333 | 2471.4328 | 165.06 | -0.1555 | 0.2101
15189 | 10E22G12H10D07M02W02 | 3.48 | 32.05 | 0.64 | 16.57 | 52.74 | 3.7333 | 2317.6091 | 270.9 | -0.095352 | 0.11212
15190 | 10E22G12H11D05M01W02 | 3.75 | 31.25 | 0.64 | 16.57 | 52.21 | 3.3444 | 2321.7111 | 274.26 | -0.068011 | 0.12104
15191 | 10E22G12H11D05M01W03 | 3.75 | 31.25 | 0.64 | 11.78 | 47.42 | 3.3444 | 2321.7111 | 207.69 | -0.068011 | 0.20168
15192 | 10E22G12H11D06M01W02 | 3.3 | 28.53 | 0.64 | 16.57 | 49.04 | 3.0333 | 2137.1228 | 269.01 | 0.024949 | 0.17441
15193 | 10E22G12H11D06M01W03 | 3.3 | 28.53 | 0.64 | 11.78 | 44.25 | 3.0333 | 2137.1228 | 202.44 | 0.024949 | 0.25505
15194 | 10E22G12H11D07M01W02 | 3.86 | 31.97 | 0.64 | 16.57 | 53.04 | 3.4222 | 2370.9347 | 275.52 | -0.092618 | 0.10707
15195 | 10E22G12H11D07M01W03 | 3.86 | 31.97 | 0.64 | 11.78 | 48.25 | 3.4222 | 2370.9347 | 208.95 | -0.092618 | 0.18771
15196 | 10E22G12H11D07M01W04 | 3.86 | 31.97 | 0.64 | 8.61 | 45.08 | 3.4222 | 2370.9347 | 165.06 | -0.092618 | 0.24108
15197 | 10E22G12H11D07M02W02 | 3.48 | 30.31 | 0.64 | 16.57 | 51 | 3.4222 | 2221.213 | 270.9 | -0.035885 | 0.14141
15198 | 10E22G12H12D05M01W02 | 3.26 | 26.05 | 0.64 | 16.57 | 46.52 | 2.8 | 1946.3815 | 269.01 | 0.10971 | 0.21684 | 1
15199 | 10E22G12H12D05M01W03 | 3.26 | 26.05 | 0.64 | 11.78 | 41.73 | 2.8 | 1946.3815 | 202.44 | 0.10971 | 0.29747 | 1
15200 | 10E22G12H12D07M01W02 | 3.36 | 26.66 | 0.64 | 16.57 | 47.23 | 2.8778 | 1987.4011 | 270.27 | 0.088859 | 0.20488 | 1
15201 | 10E22G12H12D07M01W03 | 3.36 | 26.66 | 0.64 | 11.78 | 42.44 | 2.8778 | 1987.4011 | 203.7 | 0.088859 | 0.28552 | 1
15202 | 10E22G12H12D07M01W04 | 3.36 | 26.66 | 0.64 | 8.61 | 39.27 | 2.8778 | 1987.4011 | 159.81 | 0.088859 | 0.33889 | 1
15203 | 10E22G12H12D07M02W02 | 3.02 | 25.27 | 0.64 | 16.57 | 45.5 | 2.8778 | 1864.3422 | 266.07 | 0.13636 | 0.23401 | 1
15204 | 10E22G12H13D05M01W02 | 3.26 | 24.92 | 0.64 | 16.57 | 45.39 | 2.8 | 1835.6285 | 269.01 | 0.14833 | 0.23586 | 1
15205 | 10E22G12H13D05M01W03 | 3.26 | 24.92 | 0.64 | 11.78 | 40.6 | 2.8 | 1835.6285 | 202.44 | 0.14833 | 0.3165 | 1
15206 | 10E22G12H13D07M01W02 | 3.36 | 25.51 | 0.64 | 16.57 | 46.08 | 2.8778 | 1874.5971 | 270.27 | 0.12816 | 0.22424 | 1
15207 | 10E22G12H13D07M01W03 | 3.36 | 25.51 | 0.64 | 11.78 | 41.29 | 2.8778 | 1874.5971 | 203.7 | 0.12816 | 0.30488 | 1
15208 | 10E22G12H13D07M01W04 | 3.36 | 25.51 | 0.64 | 8.61 | 38.12 | 2.8778 | 1874.5971 | 159.81 | 0.12816 | 0.35825 | 1
15209 | 10E22G12H13D07M02W02 | 3.02 | 24.19 | 0.64 | 16.57 | 44.42 | 2.8778 | 1761.7931 | 266.07 | 0.17327 | 0.25219 | 1
15210 | 10E22G12H14D05M01W02 | 3.75 | 29.93 | 0.64 | 16.57 | 50.89 | 3.3444 | 2194.5502 | 274.26 | -0.022898 | 0.14327
15211 | 10E22G12H14D05M01W03 | 3.75 | 29.93 | 0.64 | 11.78 | 46.1 | 3.3444 | 2194.5502 | 207.69 | -0.022898 | 0.22391
15212 | 10E22G12H14D07M01W02 | 3.86 | 30.63 | 0.64 | 16.57 | 51.7 | 3.4222 | 2239.6718 | 275.52 | -0.046822 | 0.12963
15213 | 10E22G12H14D07M01W03 | 3.86 | 30.63 | 0.64 | 11.78 | 46.91 | 3.4222 | 2239.6718 | 208.95 | -0.046822 | 0.21027
15214 | 10E22G12H14D07M01W04 | 3.86 | 30.63 | 0.64 | 8.61 | 43.74 | 3.4222 | 2239.6718 | 165.06 | -0.046822 | 0.26364
15215 | 10E22G12H14D07M02W02 | 3.48 | 29.05 | 0.64 | 16.57 | 49.74 | 3.4222 | 2102.2561 | 270.9 | 0.007177 | 0.16263 | 1
15216 | 10E23G10H07D04M01W02 | 4.85 | 21.24 | 0.64 | 16.57 | 43.3 | 3.8111 | 1511.5734 | 287.28 | 0.27409 | 0.27104 | 1
15217 | 10E23G10H07D05M01W02 | 4.21 | 17.88 | 0.64 | 16.57 | 39.3 | 3.1889 | 1302.3733 | 279.72 | 0.38893 | 0.33838 | 1
15218 | 10E23G10H07D05M01W03 | 4.21 | 17.88 | 0.64 | 11.78 | 34.51 | 3.1889 | 1302.3733 | 213.15 | 0.38893 | 0.41902 | 1
15219 | 10E23G10H07D06M01W02 | 3.65 | 15.74 | 0.64 | 16.57 | 36.6 | 2.8 | 1167.0085 | 273 | 0.46206 | 0.38384 | 2
15220 | 10E23G10H07D06M01W03 | 3.65 | 15.74 | 0.64 | 11.78 | 31.81 | 2.8 | 1167.0085 | 206.43 | 0.46206 | 0.46448 | 2
15221 | 10E23G10H07D07M01W02 | 4.36 | 18.46 | 0.64 | 16.57 | 40.03 | 3.2667 | 1339.2909 | 281.4 | 0.3691 | 0.32609 | 1
15222 | 10E23G10H07D07M01W03 | 4.36 | 18.46 | 0.64 | 11.78 | 35.24 | 3.2667 | 1339.2909 | 214.83 | 0.3691 | 0.40673 | 1
15223 | 10E23G10H07D07M01W04 | 4.36 | 18.46 | 0.64 | 8.61 | 32.07 | 3.2667 | 1339.2909 | 170.94 | 0.3691 | 0.4601 | 1
15224 | 10E23G10H07D07M02W02 | 4.17 | 17.17 | 0.64 | 16.57 | 38.55 | 3.2667 | 1267.5066 | 279.09 | 0.41319 | 0.35101 | 2
15225 | 10E23G10H08D05M01W02 | 3.71 | 17.88 | 0.64 | 16.57 | 38.8 | 3.1889 | 1302.3733 | 273.21 | 0.38893 | 0.3468 | 1
15226 | 10E23G10H08D05M01W03 | 3.71 | 17.88 | 0.64 | 11.78 | 34.01 | 3.1889 | 1302.3733 | 206.64 | 0.38893 | 0.42744 | 1
15227 | 10E23G10H08D06M01W02 | 3.21 | 15.74 | 0.64 | 16.57 | 36.16 | 2.8 | 1167.0085 | 267.33 | 0.46206 | 0.39125 | 2
15228 | 10E23G10H08D06M01W03 | 3.21 | 15.74 | 0.64 | 11.78 | 31.37 | 2.8 | 1167.0085 | 200.76 | 0.46206 | 0.47189 | 2
15229 | 10E23G10H08D07M01W02 | 3.84 | 18.46 | 0.64 | 16.57 | 39.51 | 3.2667 | 1339.2909 | 274.68 | 0.3691 | 0.33485 | 1
15230 | 10E23G10H08D07M01W03 | 3.84 | 18.46 | 0.64 | 11.78 | 34.72 | 3.2667 | 1339.2909 | 208.11 | 0.3691 | 0.41549 | 1
15231 | 10E23G10H08D07M01W04 | 3.84 | 18.46 | 0.64 | 8.61 | 31.55 | 3.2667 | 1339.2909 | 164.22 | 0.3691 | 0.46886 | 1
15232 | 10E23G10H08D07M02W02 | 3.67 | 17.17 | 0.64 | 16.57 | 38.05 | 3.2667 | 1267.5066 | 272.58 | 0.41319 | 0.35943 | 2
15233 | 10E23G10H09D05M01W02 | 3.57 | 17.88 | 0.64 | 16.57 | 38.66 | 3.1889 | 1302.3733 | 271.32 | 0.38893 | 0.34916 | 1
15234 | 10E23G10H09D05M01W03 | 3.57 | 17.88 | 0.64 | 11.78 | 33.87 | 3.1889 | 1302.3733 | 204.75 | 0.38893 | 0.4298 | 1
15235 | 10E23G10H09D07M01W02 | 3.69 | 18.46 | 0.64 | 16.57 | 39.36 | 3.2667 | 1339.2909 | 272.79 | 0.3691 | 0.33737 | 1
15236 | 10E23G10H09D07M01W03 | 3.69 | 18.46 | 0.64 | 11.78 | 34.57 | 3.2667 | 1339.2909 | 206.22 | 0.3691 | 0.41801 | 1
15237 | 10E23G10H09D07M01W04 | 3.69 | 18.46 | 0.64 | 8.61 | 31.4 | 3.2667 | 1339.2909 | 162.33 | 0.3691 | 0.47138 | 1
15238 | 10E23G10H09D07M02W02 | 3.53 | 17.17 | 0.64 | 16.57 | 37.91 | 3.2667 | 1267.5066 | 270.9 | 0.41319 | 0.36178 | 2
15239 | 10E23G10H10D05M01W02 | 4.21 | 15.65 | 0.64 | 16.57 | 37.07 | 2.7222 | 1173.1614 | 279.72 | 0.46514 | 0.37593 | 2
15240 | 10E23G10H10D05M01W03 | 4.21 | 15.65 | 0.64 | 11.78 | 32.28 | 2.7222 | 1173.1614 | 213.15 | 0.46514 | 0.45657 | 2
15241 | 10E23G10H10D07M01W02 | 4.36 | 16.15 | 0.64 | 16.57 | 37.72 | 2.8 | 1203.9262 | 281.4 | 0.44805 | 0.36498 | 2
15242 | 10E23G10H10D07M01W03 | 4.36 | 16.15 | 0.64 | 11.78 | 32.93 | 2.8 | 1203.9262 | 214.83 | 0.44805 | 0.44562 | 2
15243 | 10E23G10H10D07M01W04 | 4.36 | 16.15 | 0.64 | 8.61 | 29.76 | 2.8 | 1203.9262 | 170.94 | 0.44805 | 0.49899 | 2
15244 | 10E23G10H10D07M02W02 | 4.17 | 15.03 | 0.64 | 16.57 | 36.41 | 2.7222 | 1140.3457 | 279.09 | 0.48633 | 0.38704 | 2
15245 | 10E23G10H11D05M01W02 | 4.21 | 14.78 | 0.64 | 16.57 | 36.2 | 2.4889 | 1125.9889 | 279.72 | 0.49487 | 0.39057 | 2
15246 | 10E23G10H11D05M01W03 | 4.21 | 14.78 | 0.64 | 11.78 | 31.41 | 2.4889 | 1125.9889 | 213.15 | 0.49487 | 0.47121 | 2
15247 | 10E23G10H11D06M01W02 | 3.65 | 13.03 | 0.64 | 16.57 | 33.89 | 2.1778 | 1011.1339 | 273 | 0.55468 | 0.42946 | 2
15248 | 10E23G10H11D06M01W03 | 3.65 | 13.03 | 0.64 | 11.78 | 29.1 | 2.1778 | 1011.1339 | 206.43 | 0.55468 | 0.5101 | 2
15249 | 10E23G10H11D07M01W02 | 4.36 | 15.25 | 0.64 | 16.57 | 36.82 | 2.5667 | 1156.7536 | 281.4 | 0.47881 | 0.38013 | 2
15250 | 10E23G10H11D07M01W03 | 4.36 | 15.25 | 0.64 | 11.78 | 32.03 | 2.5667 | 1156.7536 | 214.83 | 0.47881 | 0.46077 | 2
15251 | 10E23G10H11D07M01W04 | 4.36 | 15.25 | 0.64 | 8.61 | 28.86 | 2.5667 | 1156.7536 | 170.94 | 0.47881 | 0.51414 | 2
15252 | 10E23G10H11D07M02W02 | 4.17 | 14.2 | 0.64 | 16.57 | 35.58 | 2.4889 | 1097.2751 | 279.09 | 0.5147 | 0.40101 | 2
15253 | 10E23G10H12D05M01W02 | 3.66 | 12.32 | 0.64 | 16.57 | 33.19 | 2.1 | 949.6045 | 273.84 | 0.57895 | 0.44125 | 2
15254 | 10E23G10H12D05M01W03 | 3.66 | 12.32 | 0.64 | 11.78 | 28.4 | 2.1 | 949.6045 | 207.27 | 0.57895 | 0.52189 | 2
15255 | 10E23G10H12D07M01W02 | 3.79 | 12.72 | 0.64 | 16.57 | 33.72 | 2.1778 | 974.2162 | 275.31 | 0.56528 | 0.43232 | 2
15256 | 10E23G10H12D07M01W03 | 3.79 | 12.72 | 0.64 | 11.78 | 28.93 | 2.1778 | 974.2162 | 208.74 | 0.56528 | 0.51296 | 2
15257 | 10E23G10H12D07M01W04 | 3.79 | 12.72 | 0.64 | 8.61 | 25.76 | 2.1778 | 974.2162 | 164.85 | 0.56528 | 0.56633 | 2
15258 | 10E23G10H12D07M02W02 | 3.62 | 11.84 | 0.64 | 16.57 | 32.67 | 2.1 | 922.9417 | 273.21 | 0.59535 | 0.45 | 2
15259 | 10E23G10H13D05M01W02 | 3.66 | 11.81 | 0.64 | 16.57 | 32.68 | 2.1 | 904.4829 | 273.84 | 0.59638 | 0.44983 | 2
15260 | 10E23G10H13D05M01W03 | 3.66 | 11.81 | 0.64 | 11.78 | 27.89 | 2.1 | 904.4829 | 207.27 | 0.59638 | 0.53047 | 2
15261 | 10E23G10H13D07M01W02 | 3.79 | 12.19 | 0.64 | 16.57 | 33.19 | 2.1778 | 927.0437 | 275.31 | 0.58339 | 0.44125 | 2
15262 | 10E23G10H13D07M01W03 | 3.79 | 12.19 | 0.64 | 11.78 | 28.4 | 2.1778 | 927.0437 | 208.74 | 0.58339 | 0.52189 | 2
15263 | 10E23G10H13D07M01W04 | 3.79 | 12.19 | 0.64 | 8.61 | 25.23 | 2.1778 | 927.0437 | 164.85 | 0.58339 | 0.57525 | 2
15264 | 10E23G10H13D07M02W02 | 3.62 | 11.34 | 0.64 | 16.57 | 32.17 | 2.1 | 877.8201 | 273.21 | 0.61244 | 0.45842 | 2
15265 | 10E23G10H14D05M01W02 | 4.21 | 14.18 | 0.64 | 16.57 | 35.6 | 2.4889 | 1072.6633 | 279.72 | 0.51538 | 0.40067 | 2
15266 | 10E23G10H14D05M01W03 | 4.21 | 14.18 | 0.64 | 11.78 | 30.81 | 2.4889 | 1072.6633 | 213.15 | 0.51538 | 0.48131 | 2
15267 | 10E23G10H14D07M01W02 | 4.36 | 14.64 | 0.64 | 16.57 | 36.21 | 2.5667 | 1101.3771 | 281.4 | 0.49966 | 0.3904 | 2
15268 | 10E23G10H14D07M01W03 | 4.36 | 14.64 | 0.64 | 11.78 | 31.42 | 2.5667 | 1101.3771 | 214.83 | 0.49966 | 0.47104 | 2
15269 | 10E23G10H14D07M01W04 | 4.36 | 14.64 | 0.64 | 8.61 | 28.25 | 2.5667 | 1101.3771 | 170.94 | 0.49966 | 0.52441 | 2
15270 | 10E23G10H14D07M02W02 | 4.17 | 13.62 | 0.64 | 16.57 | 35 | 2.4889 | 1043.9496 | 279.09 | 0.53452 | 0.41077 | 2
15271 | 10E23G11H07D04M01W02 | 6 | 16.79 | 0.64 | 16.57 | 40 | 3.4222 | 1255.2007 | 300.93 | 0.42618 | 0.3266 | 1
15272 | 10E23G11H07D05M01W02 | 5.22 | 14.12 | 0.64 | 16.57 | 36.55 | 2.8778 | 1087.0202 | 291.69 | 0.51743 | 0.38468 | 2
15273 | 10E23G11H07D05M01W03 | 5.22 | 14.12 | 0.64 | 11.78 | 31.76 | 2.8778 | 1087.0202 | 225.12 | 0.51743 | 0.46532 | 2
15274 | 10E23G11H07D06M01W02 | 4.54 | 12.31 | 0.64 | 16.57 | 34.06 | 2.4889 | 968.0633 | 283.5 | 0.57929 | 0.4266 | 2
15275 | 10E23G11H07D06M01W03 | 4.54 | 12.31 | 0.64 | 11.78 | 29.27 | 2.4889 | 968.0633 | 216.93 | 0.57929 | 0.50724 | 2
15276 | 10E23G11H07D07M01W02 | 5.4 | 14.62 | 0.64 | 16.57 | 37.23 | 2.9556 | 1117.7849 | 293.79 | 0.50034 | 0.37323 | 2
15277 | 10E23G11H07D07M01W03 | 5.4 | 14.62 | 0.64 | 11.78 | 32.44 | 2.9556 | 1117.7849 | 227.22 | 0.50034 | 0.45387 | 2
15278 | 10E23G11H07D07M01W04 | 5.4 | 14.62 | 0.64 | 8.61 | 29.27 | 2.9556 | 1117.7849 | 183.33 | 0.50034 | 0.50724 | 2
15279 | 10E23G11H07D07M02W02 | 5.24 | 13.5 | 0.64 | 16.57 | 35.95 | 2.8778 | 1056.2555 | 291.9 | 0.53862 | 0.39478 | 2
15280 | 10E23G11H08D05M01W02 | 4.6 | 14.12 | 0.64 | 16.57 | 35.93 | 2.8778 | 1087.0202 | 283.71 | 0.51743 | 0.39512 | 2
15281 | 10E23G11H08D05M01W03 | 4.6 | 14.12 | 0.64 | 11.78 | 31.14 | 2.8778 | 1087.0202 | 217.14 | 0.51743 | 0.47576 | 2
15282 | 10E23G11H08D06M01W02 | 4 | 12.31 | 0.64 | 16.57 | 33.52 | 2.4889 | 968.0633 | 276.57 | 0.57929 | 0.43569 | 2
15283 | 10E23G11H08D06M01W03 | 4 | 12.31 | 0.64 | 11.78 | 28.73 | 2.4889 | 968.0633 | 210 | 0.57929 | 0.51633 | 2
15284 | 10E23G11H08D07M01W02 | 4.76 | 14.62 | 0.64 | 16.57 | 36.59 | 2.9556 | 1117.7849 | 285.39 | 0.50034 | 0.38401 | 2
15285 | 10E23G11H08D07M01W03 | 4.76 | 14.62 | 0.64 | 11.78 | 31.8 | 2.9556 | 1117.7849 | 218.82 | 0.50034 | 0.46465 | 2
15286 | 10E23G11H08D07M01W04 | 4.76 | 14.62 | 0.64 | 8.61 | 28.63 | 2.9556 | 1117.7849 | 174.93 | 0.50034 | 0.51801 | 2
15287 | 10E23G11H08D07M02W02 | 4.62 | 13.5 | 0.64 | 16.57 | 35.33 | 2.8778 | 1056.2555 | 283.71 | 0.53862 | 0.40522 | 2
15288 | 10E23G11H09D05M01W02 | 4.42 | 14.12 | 0.64 | 16.57 | 35.75 | 2.8778 | 1087.0202 | 281.4 | 0.51743 | 0.39815 | 2
15289 | 10E23G11H09D05M01W03 | 4.42 | 14.12 | 0.64 | 11.78 | 30.96 | 2.8778 | 1087.0202 | 214.83 | 0.51743 | 0.47879 | 2
15290 | 10E23G11H09D07M01W02 | 4.58 | 14.62 | 0.64 | 16.57 | 36.41 | 2.9556 | 1117.7849 | 283.08 | 0.50034 | 0.38704 | 2
15291 | 10E23G11H09D07M01W03 | 4.58 | 14.62 | 0.64 | 11.78 | 31.62 | 2.9556 | 1117.7849 | 216.51 | 0.50034 | 0.46768 | 2
15292 | 10E23G11H09D07M01W04 | 4.58 | 14.62 | 0.64 | 8.61 | 28.45 | 2.9556 | 1117.7849 | 172.62 | 0.50034 | 0.52104 | 2
15293 | 10E23G11H09D07M02W02 | 4.44 | 13.5 | 0.64 | 16.57 | 35.15 | 2.8778 | 1056.2555 | 281.4 | 0.53862 | 0.40825 | 2
15294 | 10E23G11H10D05M01W02 | 5.22 | 12.36 | 0.64 | 16.57 | 34.79 | 2.4111 | 984.4711 | 291.69 | 0.57758 | 0.41431 | 2
15295 | 10E23G11H10D05M01W03 | 5.22 | 12.36 | 0.64 | 11.78 | 30 | 2.4111 | 984.4711 | 225.12 | 0.57758 | 0.49495 | 2
15296 | 10E23G11H10D07M01W02 | 5.4 | 12.79 | 0.64 | 16.57 | 35.4 | 2.4889 | 1013.1849 | 293.79 | 0.56288 | 0.40404 | 2
15297 | 10E23G11H10D07M01W03 | 5.4 | 12.79 | 0.64 | 11.78 | 30.61 | 2.4889 | 1013.1849 | 227.22 | 0.56288 | 0.48468 | 2
15298 | 10E23G11H10D07M01W04 | 5.4 | 12.79 | 0.64 | 8.61 | 27.44 | 2.4889 | 1013.1849 | 183.33 | 0.56288 | 0.53805 | 2
15299 | 10E23G11H10D07M02W02 | 5.24 | 11.82 | 0.64 | 16.57 | 34.27 | 2.4889 | 957.8084 | 291.9 | 0.59604 | 0.42306 | 2
15300 | 10E23G11H11D05M01W02 | 5.22 | 11.68 | 0.64 | 16.57 | 34.11 | 2.2556 | 947.5535 | 291.69 | 0.60082 | 0.42576 | 2
15301 | 10E23G11H11D05M01W03 | 5.22 | 11.68 | 0.64 | 11.78 | 29.32 | 2.2556 | 947.5535 | 225.12 | 0.60082 | 0.5064 | 2
15302 | 10E23G11H11D06M01W02 | 4.54 | 10.19 | 0.64 | 16.57 | 31.94 | 1.9444 | 847.0554 | 283.5 | 0.65174 | 0.46229 | 2
15303 | 10E23G11H11D06M01W03 | 4.54 | 10.19 | 0.64 | 11.78 | 27.15 | 1.9444 | 847.0554 | 216.93 | 0.65174 | 0.54293 | 2
15304 | 10E23G11H11D07M01W02 | 5.4 | 12.08 | 0.64 | 16.57 | 34.69 | 2.3333 | 974.2162 | 293.79 | 0.58715 | 0.41599 | 2
15305 | 10E23G11H11D07M01W03 | 5.4 | 12.08 | 0.64 | 11.78 | 29.9 | 2.3333 | 974.2162 | 227.22 | 0.58715 | 0.49663 | 2
15306 | 10E23G11H11D07M01W04 | 5.4 | 12.08 | 0.64 | 8.61 | 26.73 | 2.3333 | 974.2162 | 183.33 | 0.58715 | 0.55 | 2
15307 | 10E23G11H11D07M02W02 | 5.24 | 11.17 | 0.64 | 16.57 | 33.62 | 2.2556 | 922.9417 | 291.9 | 0.61825 | 0.43401 | 2
15308 | 10E23G11H12D05M01W02 | 4.54 | 9.74 | 0.64 | 16.57 | 31.49 | 1.8667 | 797.8318 | 284.34 | 0.66712 | 0.46987 | 2
15309 | 10E23G11H12D05M01W03 | 4.54 | 9.74 | 0.64 | 11.78 | 26.7 | 1.8667 | 797.8318 | 217.77 | 0.66712 | 0.55051 | 2
15310 | 10E23G11H12D07M01W02 | 4.69 | 10.07 | 0.64 | 16.57 | 31.97 | 1.9444 | 820.3926 | 286.23 | 0.65584 | 0.46178 | 2
15311 | 10E23G11H12D07M01W03 | 4.69 | 10.07 | 0.64 | 11.78 | 27.18 | 1.9444 | 820.3926 | 219.66 | 0.65584 | 0.54242 | 2
15312 | 10E23G11H12D07M01W04 | 4.69 | 10.07 | 0.64 | 8.61 | 24.01 | 1.9444 | 820.3926 | 175.77 | 0.65584 | 0.59579 | 2
15313 | 10E23G11H12D07M02W02 | 4.56 | 9.31 | 0.64 | 16.57 | 31.08 | 1.8667 | 777.322 | 284.55 | 0.68182 | 0.47677 | 2
15314 | 10E23G11H13D05M01W02 | 4.54 | 9.33 | 0.64 | 16.57 | 31.08 | 1.8667 | 760.9142 | 284.34 | 0.68113 | 0.47677 | 2
15315 | 10E23G11H13D05M01W03 | 4.54 | 9.33 | 0.64 | 11.78 | 26.29 | 1.8667 | 760.9142 | 217.77 | 0.68113 | 0.55741 | 2
15316 | 10E23G11H13D07M01W02 | 4.69 | 9.65 | 0.64 | 16.57 | 31.55 | 1.9444 | 781.424 | 286.23 | 0.6702 | 0.46886 | 2
15317 | 10E23G11H13D07M01W03 | 4.69 | 9.65 | 0.64 | 11.78 | 26.76 | 1.9444 | 781.424 | 219.66 | 0.6702 | 0.54949 | 2
15318 | 10E23G11H13D07M01W04 | 4.69 | 9.65 | 0.64 | 8.61 | 23.59 | 1.9444 | 781.424 | 175.77 | 0.6702 | 0.60286 | 2
15319 | 10E23G11H13D07M02W02 | 4.56 | 8.92 | 0.64 | 16.57 | 30.69 | 1.8667 | 740.4043 | 284.55 | 0.69515 | 0.48333 | 2
15320 | 10E23G11H14D05M01W02 | 5.22 | 11.2 | 0.64 | 16.57 | 33.63 | 2.2556 | 904.4829 | 291.69 | 0.61722 | 0.43384 | 2
15321 | 10E23G11H14D05M01W03 | 5.22 | 11.2 | 0.64 | 11.78 | 28.84 | 2.2556 | 904.4829 | 225.12 | 0.61722 | 0.51448 | 2
15322 | 10E23G11H14D07M01W02 | 5.4 | 11.6 | 0.64 | 16.57 | 34.21 | 2.3333 | 929.0946 | 293.79 | 0.60355 | 0.42407 | 2
15323 | 10E23G11H14D07M01W03 | 5.4 | 11.6 | 0.64 | 11.78 | 29.42 | 2.3333 | 929.0946 | 227.22 | 0.60355 | 0.50471 | 2
15324 | 10E23G11H14D07M01W04 | 5.4 | 11.6 | 0.64 | 8.61 | 26.25 | 2.3333 | 929.0946 | 183.33 | 0.60355 | 0.55808 | 2
15325 | 10E23G11H14D07M02W02 | 5.24 | 10.71 | 0.64 | 16.57 | 33.16 | 2.2556 | 879.8711 | 291.9 | 0.63397 | 0.44175 | 2
15326 | 10E23G12H07D04M01W02 | 3.01 | 43.98 | 0.64 | 16.57 | 64.2 | 4.9778 | 3135.9508 | 265.23 | -0.50308 | -0.080808
15327 | 10E23G12H07D05M01W02 | 2.58 | 37.12 | 0.64 | 16.57 | 56.91 | 4.2 | 2688.8368 | 260.4 | -0.26863 | 0.041919
15328 | 10E23G12H07D05M01W03 | 2.58 | 37.12 | 0.64 | 11.78 | 52.12 | 4.2 | 2688.8368 | 193.83 | -0.26863 | 0.12256
15329 | 10E23G12H07D06M01W02 | 2.24 | 33.83 | 0.64 | 16.57 | 53.28 | 3.8111 | 2473.4837 | 256.41 | -0.15619 | 0.10303
15330 | 10E23G12H07D06M01W03 | 2.24 | 33.83 | 0.64 | 11.78 | 48.49 | 3.8111 | 2473.4837 | 189.84 | -0.15619 | 0.18367
15331 | 10E23G12H07D07M01W02 | 2.67 | 38.01 | 0.64 | 16.57 | 57.89 | 4.3556 | 2748.3153 | 261.45 | -0.29904 | 0.025421
15332 | 10E23G12H07D07M01W03 | 2.67 | 38.01 | 0.64 | 11.78 | 53.1 | 4.3556 | 2748.3153 | 194.88 | -0.29904 | 0.10606
15333 | 10E23G12H07D07M01W04 | 2.67 | 38.01 | 0.64 | 8.61 | 49.93 | 4.3556 | 2748.3153 | 150.99 | -0.29904 | 0.15943
15334 | 10E23G12H07D07M02W02 | 2.35 | 36.12 | 0.64 | 16.57 | 55.68 | 4.3556 | 2586.2877 | 257.46 | -0.23445 | 0.062626
15335 | 10E23G12H08D05M01W02 | 2.27 | 37.12 | 0.64 | 16.57 | 56.6 | 4.2 | 2688.8368 | 256.41 | -0.26863 | 0.047138
15336 | 10E23G12H08D05M01W03 | 2.27 | 37.12 | 0.64 | 11.78 | 51.81 | 4.2 | 2688.8368 | 189.84 | -0.26863 | 0.12778
15337 | 10E23G12H08D06M01W02 | 1.97 | 33.83 | 0.64 | 16.57 | 53.01 | 3.8111 | 2473.4837 | 252.84 | -0.15619 | 0.10758
15338 | 10E23G12H08D06M01W03 | 1.97 | 33.83 | 0.64 | 11.78 | 48.22 | 3.8111 | 2473.4837 | 186.27 | -0.15619 | 0.18822
15339 | 10E23G12H08D07M01W02 | 2.36 | 38.01 | 0.64 | 16.57 | 57.58 | 4.3556 | 2748.3153 | 257.25 | -0.29904 | 0.03064
15340 | 10E23G12H08D07M01W03 | 2.36 | 38.01 | 0.64 | 11.78 | 52.79 | 4.3556 | 2748.3153 | 190.68 | -0.29904 | 0.11128
15341 | 10E23G12H08D07M01W04 | 2.36 | 38.01 | 0.64 | 8.61 | 49.62 | 4.3556 | 2748.3153 | 146.79 | -0.29904 | 0.16465
15342 | 10E23G12H08D07M02W02 | 2.07 | 36.12 | 0.64 | 16.57 | 55.4 | 4.3556 | 2586.2877 | 253.89 | -0.23445 | 0.06734
15343 | 10E23G12H09D05M01W02 | 2.19 | 37.12 | 0.64 | 16.57 | 56.52 | 4.2 | 2688.8368 | 255.15 | -0.26863 | 0.048485
15344 | 10E23G12H09D05M01W03 | 2.19 | 37.12 | 0.64 | 11.78 | 51.73 | 4.2 | 2688.8368 | 188.58 | -0.26863 | 0.12912
15345 | 10E23G12H09D07M01W02 | 2.27 | 38.01 | 0.64 | 16.57 | 57.49 | 4.3556 | 2748.3153 | 256.2 | -0.29904 | 0.032155
15346 | 10E23G12H09D07M01W03 | 2.27 | 38.01 | 0.64 | 11.78 | 52.7 | 4.3556 | 2748.3153 | 189.63 | -0.29904 | 0.11279
15347 | 10E23G12H09D07M01W04 | 2.27 | 38.01 | 0.64 | 8.61 | 49.53 | 4.3556 | 2748.3153 | 145.74 | -0.29904 | 0.16616
15348 | 10E23G12H09D07M02W02 | 1.99 | 36.12 | 0.64 | 16.57 | 55.32 | 4.3556 | 2586.2877 | 252.84 | -0.23445 | 0.068687
15349 | 10E23G12H10D05M01W02 | 2.58 | 32.56 | 0.64 | 16.57 | 52.35 | 3.5778 | 2405.8013 | 260.4 | -0.11278 | 0.11869
15350 | 10E23G12H10D05M01W03 | 2.58 | 32.56 | 0.64 | 11.78 | 47.56 | 3.5778 | 2405.8013 | 193.83 | -0.11278 | 0.19933
15351 | 10E23G12H10D07M01W02 | 2.67 | 33.33 | 0.64 | 16.57 | 53.21 | 3.6556 | 2459.1269 | 261.45 | -0.1391 | 0.10421
15352 | 10E23G12H10D07M01W03 | 2.67 | 33.33 | 0.64 | 11.78 | 48.42 | 3.6556 | 2459.1269 | 194.88 | -0.1391 | 0.18485
15353 | 10E23G12H10D07M01W04 | 2.67 | 33.33 | 0.64 | 8.61 | 45.25 | 3.6556 | 2459.1269 | 150.99 | -0.1391 | 0.23822
15354 | 10E23G12H10D07M02W02 | 2.35 | 31.66 | 0.64 | 16.57 | 51.22 | 3.6556 | 2313.5072 | 257.46 | -0.082023 | 0.13771
15355 | 10E23G12H11D05M01W02 | 2.58 | 30.81 | 0.64 | 16.57 | 50.6 | 3.2667 | 2309.4052 | 260.4 | -0.052973 | 0.14815
15356 | 10E23G12H11D05M01W03 | 2.58 | 30.81 | 0.64 | 11.78 | 45.81 | 3.2667 | 2309.4052 | 193.83 | -0.052973 | 0.22879
15357 | 10E23G12H11D06M01W02 | 2.24 | 28.11 | 0.64 | 16.57 | 47.56 | 3.0333 | 2128.9188 | 256.41 | 0.039303 | 0.19933
15358 | 10E23G12H11D06M01W03 | 2.24 | 28.11 | 0.64 | 11.78 | 42.77 | 3.0333 | 2128.9188 | 189.84 | 0.039303 | 0.27997
15359 | 10E23G12H11D07M01W02 | 2.67 | 31.54 | 0.64 | 16.57 | 51.42 | 3.4222 | 2360.6798 | 261.45 | -0.077922 | 0.13434
15360 | 10E23G12H11D07M01W03 | 2.67 | 31.54 | 0.64 | 11.78 | 46.63 | 3.4222 | 2360.6798 | 194.88 | -0.077922 | 0.21498
15361 | 10E23G12H11D07M01W04 | 2.67 | 31.54 | 0.64 | 8.61 | 43.46 | 3.4222 | 2360.6798 | 150.99 | -0.077922 | 0.26835
15362 | 10E23G12H11D07M02W02 | 2.35 | 29.95 | 0.64 | 16.57 | 49.51 | 3.4222 | 2219.162 | 257.46 | -0.023582 | 0.1665
15363 | 10E23G12H12D05M01W02 | 2.25 | 25.69 | 0.64 | 16.57 | 45.15 | 2.7222 | 1940.2285 | 256.83 | 0.12201 | 0.2399 | 1
15364 | 10E23G12H12D05M01W03 | 2.25 | 25.69 | 0.64 | 11.78 | 40.36 | 2.7222 | 1940.2285 | 190.26 | 0.12201 | 0.32054 | 1
15365 | 10E23G12H12D07M01W02 | 2.33 | 26.3 | 0.64 | 16.57 | 45.84 | 2.8 | 1979.1972 | 257.67 | 0.10116 | 0.22828 | 1
15366 | 10E23G12H12D07M01W03 | 2.33 | 26.3 | 0.64 | 11.78 | 41.05 | 2.8 | 1979.1972 | 191.1 | 0.10116 | 0.30892 | 1
15367 | 10E23G12H12D07M01W04 | 2.33 | 26.3 | 0.64 | 8.61 | 37.88 | 2.8 | 1979.1972 | 147.21 | 0.10116 | 0.36229 | 1
15368 | 10E23G12H12D07M02W02 | 2.04 | 24.98 | 0.64 | 16.57 | 44.23 | 2.8 | 1866.3932 | 254.31 | 0.14627 | 0.25539 | 1
15369 | 10E23G12H13D05M01W02 | 2.25 | 24.55 | 0.64 | 16.57 | 44.01 | 2.7222 | 1827.4246 | 256.83 | 0.16097 | 0.25909 | 1
15370 | 10E23G12H13D05M01W03 | 2.25 | 24.55 | 0.64 | 11.78 | 39.22 | 2.7222 | 1827.4246 | 190.26 | 0.16097 | 0.33973 | 1
15371 | 10E23G12H13D07M01W02 | 2.33 | 25.14 | 0.64 | 16.57 | 44.68 | 2.8 | 1864.3422 | 257.67 | 0.14081 | 0.24781 | 1
15372 | 10E23G12H13D07M01W03 | 2.33 | 25.14 | 0.64 | 11.78 | 39.89 | 2.8 | 1864.3422 | 191.1 | 0.14081 | 0.32845 | 1
15373 | 10E23G12H13D07M01W04 | 2.33 | 25.14 | 0.64 | 8.61 | 36.72 | 2.8 | 1864.3422 | 147.21 | 0.14081 | 0.38182 | 1
15374 | 10E23G12H13D07M02W02 | 2.04 | 23.88 | 0.64 | 16.57 | 43.13 | 2.8 | 1759.7422 | 254.31 | 0.18387 | 0.27391 | 1
15375 | 10E23G12H14D05M01W02 | 2.58 | 29.49 | 0.64 | 16.57 | 49.28 | 3.2667 | 2180.1934 | 260.4 | -0.0078606 | 0.17037
15376 | 10E23G12H14D05M01W03 | 2.58 | 29.49 | 0.64 | 11.78 | 44.49 | 3.2667 | 2180.1934 | 193.83 | -0.0078606 | 0.25101
15377 | 10E23G12H14D07M01W02 | 2.67 | 30.19 | 0.64 | 16.57 | 50.07 | 3.3444 | 2227.366 | 261.45 | -0.031784 | 0.15707
15378 | 10E23G12H14D07M01W03 | 2.67 | 30.19 | 0.64 | 11.78 | 45.28 | 3.3444 | 2227.366 | 194.88 | -0.031784 | 0.23771
15379 | 10E23G12H14D07M01W04 | 2.67 | 30.19 | 0.64 | 8.61 | 42.11 | 3.3444 | 2227.366 | 150.99 | -0.031784 | 0.29108
15380 | 10E23G12H14D07M02W02 | 2.35 | 28.68 | 0.64 | 16.57 | 48.24 | 3.4222 | 2096.1031 | 257.46 | 0.019822 | 0.18788 | 1
15381 | 10E24G10H07D04M01W02 | 5.72 | 23.11 | 0.64 | 16.57 | 46.04 | 3.9667 | 1634.6323 | 297.57 | 0.21018 | 0.22492 | 1
15382 | 10E24G10H07D05M01W02 | 4.97 | 19.49 | 0.64 | 16.57 | 41.67 | 3.3444 | 1409.0243 | 288.75 | 0.3339 | 0.29848 | 1
15383 | 10E24G10H07D05M01W03 | 4.97 | 19.49 | 0.64 | 11.78 | 36.88 | 3.3444 | 1409.0243 | 222.18 | 0.3339 | 0.37912 | 1
15384 | 10E24G10H07D06M01W02 | 4.34 | 17.21 | 0.64 | 16.57 | 38.76 | 2.9556 | 1263.4046 | 281.19 | 0.41183 | 0.34747 | 1
15385 | 10E24G10H07D06M01W03 | 4.34 | 17.21 | 0.64 | 11.78 | 33.97 | 2.9556 | 1263.4046 | 214.62 | 0.41183 | 0.42811 | 2
15386 | 10E24G10H07D07M01W02 | 5.13 | 20.11 | 0.64 | 16.57 | 42.45 | 3.5 | 1447.993 | 290.64 | 0.31271 | 0.28535 | 1
15387 | 10E24G10H07D07M01W03 | 5.13 | 20.11 | 0.64 | 11.78 | 37.66 | 3.5 | 1447.993 | 224.07 | 0.31271 | 0.36599 | 1
15388 | 10E24G10H07D07M01W04 | 5.13 | 20.11 | 0.64 | 8.61 | 34.49 | 3.5 | 1447.993 | 180.18 | 0.31271 | 0.41936 | 1
15389 | 10E24G10H07D07M02W02 | 4.93 | 18.74 | 0.64 | 16.57 | 40.88 | 3.4222 | 1368.0047 | 288.12 | 0.35954 | 0.31178 | 1
15390 | 10E24G10H08D05M01W02 | 4.38 | 19.49 | 0.64 | 16.57 | 41.08 | 3.3444 | 1409.0243 | 280.98 | 0.3339 | 0.30842 | 1
15391 | 10E24G10H08D05M01W03 | 4.38 | 19.49 | 0.64 | 11.78 | 36.29 | 3.3444 | 1409.0243 | 214.41 | 0.3339 | 0.38906 | 1
15392 | 10E24G10H08D06M01W02 | 3.82 | 17.21 | 0.64 | 16.57 | 38.24 | 2.9556 | 1263.4046 | 274.47 | 0.41183 | 0.35623 | 2
15393 | 10E24G10H08D06M01W03 | 3.82 | 17.21 | 0.64 | 11.78 | 33.45 | 2.9556 | 1263.4046 | 207.9 | 0.41183 | 0.43687 | 2
15394 | 10E24G10H08D07M01W02 | 4.52 | 20.11 | 0.64 | 16.57 | 41.84 | 3.5 | 1447.993 | 282.66 | 0.31271 | 0.29562 | 1
15395 | 10E24G10H08D07M01W03 | 4.52 | 20.11 | 0.64 | 11.78 | 37.05 | 3.5 | 1447.993 | 216.09 | 0.31271 | 0.37626 | 1
15396 | 10E24G10H08D07M01W04 | 4.52 | 20.11 | 0.64 | 8.61 | 33.88 | 3.5 | 1447.993 | 172.2 | 0.31271 | 0.42963 | 1
15397 | 10E24G10H08D07M02W02 | 4.34 | 18.74 | 0.64 | 16.57 | 40.29 | 3.4222 | 1368.0047 | 280.56 | 0.35954 | 0.32172 | 1
15398 | 10E24G10H09D05M01W02 | 4.21 | 19.49 | 0.64 | 16.57 | 40.91 | 3.3444 | 1409.0243 | 278.88 | 0.3339 | 0.31128 | 1
15399 | 10E24G10H09D05M01W03 | 4.21 | 19.49 | 0.64 | 11.78 | 36.12 | 3.3444 | 1409.0243 | 212.31 | 0.3339 | 0.39192 | 1
15400 | 10E24G10H09D07M01W02 | 4.35 | 20.11 | 0.64 | 16.57 | 41.67 | 3.5 | 1447.993 | 280.56 | 0.31271 | 0.29848 | 1
15401 | 10E24G10H09D07M01W03 | 4.35 | 20.11 | 0.64 | 11.78 | 36.88 | 3.5 | 1447.993 | 213.99 | 0.31271 | 0.37912 | 1
15402 | 10E24G10H09D07M01W04 | 4.35 | 20.11 | 0.64 | 8.61 | 33.71 | 3.5 | 1447.993 | 170.1 | 0.31271 | 0.43249 | 1
15403 | 10E24G10H09D07M02W02 | 4.18 | 18.74 | 0.64 | 16.57 | 40.13 | 3.4222 | 1368.0047 | 278.46 | 0.35954 | 0.32441 | 1
15404 | 10E24G10H10D05M01W02 | 4.97 | 17.05 | 0.64 | 16.57 | 39.23 | 2.8778 | 1267.5066 | 288.75 | 0.41729 | 0.33956 | 1
15405 | 10E24G10H10D05M01W03 | 4.97 | 17.05 | 0.64 | 11.78 | 34.44 | 2.8778 | 1267.5066 | 222.18 | 0.41729 | 0.4202 | 2
15406 | 10E24G10H10D07M01W02 | 5.13 | 17.58 | 0.64 | 16.57 | 39.92 | 2.9556 | 1302.3733 | 290.64 | 0.39918 | 0.32795 | 1
15407 | 10E24G10H10D07M01W03 | 5.13 | 17.58 | 0.64 | 11.78 | 35.13 | 2.9556 | 1302.3733 | 224.07 | 0.39918 | 0.40859 | 1
15408 | 10E24G10H10D07M01W04 | 5.13 | 17.58 | 0.64 | 8.61 | 31.96 | 2.9556 | 1302.3733 | 180.18 | 0.39918 | 0.46195 | 1
15409 | 10E24G10H10D07M02W02 | 4.93 | 16.39 | 0.64 | 16.57 | 38.53 | 2.8778 | 1232.6399 | 288.12 | 0.43985 | 0.35135 | 2
15410 | 10E24G10H11D05M01W02 | 4.97 | 16.09 | 0.64 | 16.57 | 38.27 | 2.6444 | 1216.2321 | 288.75 | 0.4501 | 0.35572 | 2
15411 | 10E24G10H11D05M01W03 | 4.97 | 16.09 | 0.64 | 11.78 | 33.48 | 2.6444 | 1216.2321 | 222.18 | 0.4501 | 0.43636 | 2
15412 | 10E24G10H11D06M01W02 | 4.34 | 14.23 | 0.64 | 16.57 | 35.78 | 2.3333 | 1095.2241 | 281.19 | 0.51367 | 0.39764 | 2
15413 | 10E24G10H11D06M01W03 | 4.34 | 14.23 | 0.64 | 11.78 | 30.99 | 2.3333 | 1095.2241 | 214.62 | 0.51367 | 0.47828 | 2
15414 | 10E24G10H11D07M01W02 | 5.13 | 16.6 | 0.64 | 16.57 | 38.94 | 2.7222 | 1249.0478 | 290.64 | 0.43267 | 0.34444 | 1
15415 | 10E24G10H11D07M01W03 | 5.13 | 16.6 | 0.64 | 11.78 | 34.15 | 2.7222 | 1249.0478 | 224.07 | 0.43267 | 0.42508 | 2
15416 | 10E24G10H11D07M01W04 | 5.13 | 16.6 | 0.64 | 8.61 | 30.98 | 2.7222 | 1249.0478 | 180.18 | 0.43267 | 0.47845 | 2
15417 | 10E24G10H11D07M02W02 | 4.93 | 15.48 | 0.64 | 16.57 | 37.62 | 2.6444 | 1183.4163 | 288.12 | 0.47095 | 0.36667 | 2
15418 | 10E24G10H12D05M01W02 | 4.33 | 13.42 | 0.64 | 16.57 | 34.96 | 2.1778 | 1023.4398 | 281.82 | 0.54135 | 0.41145 | 2
15419 | 10E24G10H12D05M01W03 | 4.33 | 13.42 | 0.64 | 11.78 | 30.17 | 2.1778 | 1023.4398 | 215.25 | 0.54135 | 0.49209 | 2
15420 | 10E24G10H12D07M01W02 | 4.47 | 13.84 | 0.64 | 16.57 | 35.52 | 2.2556 | 1050.1025 | 283.5 | 0.527 | 0.40202 | 2
15421 | 10E24G10H12D07M01W03 | 4.47 | 13.84 | 0.64 | 11.78 | 30.73 | 2.2556 | 1050.1025 | 216.93 | 0.527 | 0.48266 | 2
15422 | 10E24G10H12D07M01W04 | 4.47 | 13.84 | 0.64 | 8.61 | 27.56 | 2.2556 | 1050.1025 | 173.04 | 0.527 | 0.53603 | 2
15423 | 10E24G10H12D07M02W02 | 4.28 | 12.91 | 0.64 | 16.57 | 34.4 | 2.1778 | 994.726 | 281.4 | 0.55878 | 0.42088 | 2
15424 | 10E24G10H13D05M01W02 | 4.33 | 12.87 | 0.64 | 16.57 | 34.41 | 2.1778 | 974.2162 | 281.82 | 0.56015 | 0.42071 | 2
15425 | 10E24G10H13D05M01W03 | 4.33 | 12.87 | 0.64 | 11.78 | 29.62 | 2.1778 | 974.2162 | 215.25 | 0.56015 | 0.50135 | 2
15426 | 10E24G10H13D07M01W02 | 4.47 | 13.28 | 0.64 | 16.57 | 34.96 | 2.2556 | 1000.879 | 283.5 | 0.54614 | 0.41145 | 2
15427 | 10E24G10H13D07M01W03 | 4.47 | 13.28 | 0.64 | 11.78 | 30.17 | 2.2556 | 1000.879 | 216.93 | 0.54614 | 0.49209 | 2
15428 | 10E24G10H13D07M01W04 | 4.47 | 13.28 | 0.64 | 8.61 | 27 | 2.2556 | 1000.879 | 173.04 | 0.54614 | 0.54545 | 2
15429 | 10E24G10H13D07M02W02 | 4.28 | 12.37 | 0.64 | 16.57 | 33.86 | 2.1778 | 947.5535 | 281.4 | 0.57724 | 0.42997 | 2
15430 | 10E24G10H14D05M01W02 | 4.97 | 15.46 | 0.64 | 16.57 | 37.64 | 2.6444 | 1160.8556 | 288.75 | 0.47163 | 0.36633 | 2
15431 | 10E24G10H14D05M01W03 | 4.97 | 15.46 | 0.64 | 11.78 | 32.85 | 2.6444 | 1160.8556 | 222.18 | 0.47163 | 0.44697 | 2
15432 | 10E24G10H14D07M01W02 | 5.13 | 15.94 | 0.64 | 16.57 | 38.28 | 2.7222 | 1191.6203 | 290.64 | 0.45523 | 0.35556 | 2
15433 | 10E24G10H14D07M01W03 | 5.13 | 15.94 | 0.64 | 11.78 | 33.49 | 2.7222 | 1191.6203 | 224.07 | 0.45523 | 0.4362 | 2
15434 | 10E24G10H14D07M01W04 | 5.13 | 15.94 | 0.64 | 8.61 | 30.32 | 2.7222 | 1191.6203 | 180.18 | 0.45523 | 0.48956 | 2
15435 | 10E24G10H14D07M02W02 | 4.93 | 14.86 | 0.64 | 16.57 | 37 | 2.6444 | 1128.0398 | 288.12 | 0.49214 | 0.3771 | 2
15436 | 10E24G11H07D04M01W02 | 6.89 | 18.59 | 0.64 | 16.57 | 42.69 | 3.5778 | 1376.2086 | 311.64 | 0.36466 | 0.28131 | 1
15437 | 10E24G11H07D05M01W02 | 6.01 | 15.65 | 0.64 | 16.57 | 38.87 | 3.0333 | 1187.5183 | 301.14 | 0.46514 | 0.34562 | 1
15438 | 10E24G11H07D05M01W03 | 6.01 | 15.65 | 0.64 | 11.78 | 34.08 | 3.0333 | 1187.5183 | 234.57 | 0.46514 | 0.42626 | 2
15439 | 10E24G11H07D06M01W02 | 5.25 | 13.69 | 0.64 | 16.57 | 36.15 | 2.6444 | 1062.4084 | 292.11 | 0.53213 | 0.39141 | 2
15440 | 10E24G11H07D06M01W03 | 5.25 | 13.69 | 0.64 | 11.78 | 31.36 | 2.6444 | 1062.4084 | 225.54 | 0.53213 | 0.47205 | 2
15441 | 10E24G11H07D07M01W02 | 6.21 | 16.19 | 0.64 | 16.57 | 39.61 | 3.1889 | 1224.436 | 303.45 | 0.44668 | 0.33316 | 1
15442 | 10E24G11H07D07M01W03 | 6.21 | 16.19 | 0.64 | 11.78 | 34.82 | 3.1889 | 1224.436 | 236.88 | 0.44668 | 0.4138 | 2
15443 | 10E24G11H07D07M01W04 | 6.21 | 16.19 | 0.64 | 8.61 | 31.65 | 3.1889 | 1224.436 | 192.99 | 0.44668 | 0.46717 | 2
15444 | 10E24G11H07D07M02W02 | 6.02 | 15.01 | 0.64 | 16.57 | 38.24 | 3.1111 | 1156.7536 | 301.14 | 0.48701 | 0.35623 | 2
15445 | 10E24G11H08D05M01W02 | 5.29 | 15.65 | 0.64 | 16.57 | 38.15 | 3.0333 | 1187.5183 | 291.69 | 0.46514 | 0.35774 | 2
15446 | 10E24G11H08D05M01W03 | 5.29 | 15.65 | 0.64 | 11.78 | 33.36 | 3.0333 | 1187.5183 | 225.12 | 0.46514 | 0.43838 | 2
15447 | 10E24G11H08D06M01W02 | 4.62 | 13.69 | 0.64 | 16.57 | 35.52 | 2.6444 | 1062.4084 | 283.92 | 0.53213 | 0.40202 | 2
15448 | 10E24G11H08D06M01W03 | 4.62 | 13.69 | 0.64 | 11.78 | 30.73 | 2.6444 | 1062.4084 | 217.35 | 0.53213 | 0.48266 | 2
15449 | 10E24G11H08D07M01W02 | 5.47 | 16.19 | 0.64 | 16.57 | 38.87 | 3.1889 | 1224.436 | 293.79 | 0.44668 | 0.34562 | 1
15450 | 10E24G11H08D07M01W03 | 5.47 | 16.19 | 0.64 | 11.78 | 34.08 | 3.1889 | 1224.436 | 227.22 | 0.44668 | 0.42626 | 2
15451 | 10E24G11H08D07M01W04 | 5.47 | 16.19 | 0.64 | 8.61 | 30.91 | 3.1889 | 1224.436 | 183.33 | 0.44668 | 0.47963 | 2
15452 | 10E24G11H08D07M02W02 | 5.3 | 15.01 | 0.64 | 16.57 | 37.52 | 3.1111 | 1156.7536 | 291.9 | 0.48701 | 0.36835 | 2
15453 | 10E24G11H09D05M01W02 | 5.09 | 15.65 | 0.64 | 16.57 | 37.95 | 3.0333 | 1187.5183 | 289.17 | 0.46514 | 0.36111 | 2
15454 | 10E24G11H09D05M01W03 | 5.09 | 15.65 | 0.64 | 11.78 | 33.16 | 3.0333 | 1187.5183 | 222.6 | 0.46514 | 0.44175 | 2
15455 | 10E24G11H09D07M01W02 | 5.26 | 16.19 | 0.64 | 16.57 | 38.66 | 3.1889 | 1224.436 | 291.06 | 0.44668 | 0.34916 | 1
15456 | 10E24G11H09D07M01W03 | 5.26 | 16.19 | 0.64 | 11.78 | 33.87 | 3.1889 | 1224.436 | 224.49 | 0.44668 | 0.4298 | 2
15457 | 10E24G11H09D07M01W04 | 5.26 | 16.19 | 0.64 | 8.61 | 30.7 | 3.1889 | 1224.436 | 180.6 | 0.44668 | 0.48316 | 2
15458 | 10E24G11H09D07M02W02 | 5.1 | 15.01 | 0.64 | 16.57 | 37.32 | 3.1111 | 1156.7536 | 289.38 | 0.48701 | 0.37172 | 2
15459 | 10E24G11H10D05M01W02 | 6.01 | 13.69 | 0.64 | 16.57 | 36.91 | 2.5667 | 1074.7143 | 301.14 | 0.53213 | 0.37862 | 2
15460 | 10E24G11H10D05M01W03 | 6.01 | 13.69 | 0.64 | 11.78 | 32.12 | 2.5667 | 1074.7143 | 234.57 | 0.53213 | 0.45926 | 2
15461 | 10E24G11H10D07M01W02 | 6.21 | 14.16 | 0.64 | 16.57 | 37.58 | 2.6444 | 1105.4791 | 303.45 | 0.51606 | 0.36734 | 2
15462 | 10E24G11H10D07M01W03 | 6.21 | 14.16 | 0.64 | 11.78 | 32.79 | 2.6444 | 1105.4791 | 236.88 | 0.51606 | 0.44798 | 2
15463 | 10E24G11H10D07M01W04 | 6.21 | 14.16 | 0.64 | 8.61 | 29.62 | 2.6444 | 1105.4791 | 192.99 | 0.51606 | 0.50135 | 2
15464 | 10E24G11H10D07M02W02 | 6.02 | 13.13 | 0.64 | 16.57 | 36.36 | 2.6444 | 1046.0006 | 301.14 | 0.55126 | 0.38788 | 2
15465 | 10E24G11H11D05M01W02 | 6.01 | 12.93 | 0.64 | 16.57 | 36.15 | 2.4111 | 1033.6947 | 301.14 | 0.5581 | 0.39141 | 2
15466 | 10E24G11H11D05M01W03 | 6.01 | 12.93 | 0.64 | 11.78 | 31.36 | 2.4111 | 1033.6947 | 234.57 | 0.5581 | 0.47205 | 2
15467 | 10E24G11H11D06M01W02 | 5.25 | 11.33 | 0.64 | 16.57 | 33.79 | 2.1 | 927.0437 | 292.11 | 0.61278 | 0.43114 | 2
15468 | 10E24G11H11D06M01W03 | 5.25 | 11.33 | 0.64 | 11.78 | 29 | 2.1 | 927.0437 | 225.54 | 0.61278 | 0.51178 | 2
15469 | 10E24G11H11D07M01W02 | 6.21 | 13.37 | 0.64 | 16.57 | 36.79 | 2.4889 | 1064.4594 | 303.45 | 0.54306 | 0.38064 | 2
15470 | 10E24G11H11D07M01W03 | 6.21 | 13.37 | 0.64 | 11.78 | 32 | 2.4889 | 1064.4594 | 236.88 | 0.54306 | 0.46128 | 2
15471 | 10E24G11H11D07M01W04 | 6.21 | 13.37 | 0.64 | 8.61 | 28.83 | 2.4889 | 1064.4594 | 192.99 | 0.54306 | 0.51465 | 2
15472 | 10E24G11H11D07M02W02 | 6.02 | 12.4 | 0.64 | 16.57 | 35.63 | 2.4111 | 1009.0829 | 301.14 | 0.57621 | 0.40017 | 2
15473 | 10E24G11H12D05M01W02 | 5.23 | 10.78 | 0.64 | 16.57 | 33.22 | 1.9444 | 869.6162 | 292.74 | 0.63158 | 0.44074 | 2
15474 | 10E24G11H12D05M01W03 | 5.23 | 10.78 | 0.64 | 11.78 | 28.43 | 1.9444 | 869.6162 | 226.17 | 0.63158 | 0.52138 | 2
15475 | 10E24G11H12D07M01W02 | 5.39 | 11.14 | 0.64 | 16.57 | 33.74 | 2.0222 | 892.177 | 294.63 | 0.61928 | 0.43199 | 2
15476 | 10E24G11H12D07M01W03 | 5.39 | 11.14 | 0.64 | 11.78 | 28.95 | 2.0222 | 892.177 | 228.06 | 0.61928 | 0.51263 | 2
15477 | 10E24G11H12D07M01W04 | 5.39 | 11.14 | 0.64 | 8.61 | 25.78 | 2.0222 | 892.177 | 184.17 | 0.61928 | 0.56599 | 2
15478 | 10E24G11H12D07M02W02 | 5.23 | 10.34 | 0.64 | 16.57 | 32.78 | 2.0222 | 845.0044 | 292.74 | 0.64662 | 0.44815 | 2
15479 | 10E24G11H13D05M01W02 | 5.23 | 10.34 | 0.64 | 16.57 | 32.78 | 1.9444 | 828.5965 | 292.74 | 0.64662 | 0.44815 | 2
15480 | 10E24G11H13D05M01W03 | 5.23 | 10.34 | 0.64 | 11.78 | 27.99 | 1.9444 | 828.5965 | 226.17 | 0.64662 | 0.52879 | 2
15481 | 10E24G11H13D07M01W02 | 5.39 | 10.69 | 0.64 | 16.57 | 33.29 | 2.0222 | 851.1573 | 294.63 | 0.63465 | 0.43956 | 2
15482 | 10E24G11H13D07M01W03 | 5.39 | 10.69 | 0.64 | 11.78 | 28.5 | 2.0222 | 851.1573 | 228.06 | 0.63465 | 0.5202 | 2
15483 | 10E24G11H13D07M01W04 | 5.39 | 10.69 | 0.64 | 8.61 | 25.33 | 2.0222 | 851.1573 | 184.17 | 0.63465 | 0.57357 | 2
15484 | 10E24G11H13D07M02W02 | 5.23 | 9.91 | 0.64 | 16.57 | 32.35 | 2.0222 | 806.0357 | 292.74 | 0.66131 | 0.45539 | 2
15485 | 10E24G11H14D05M01W02 | 6.01 | 12.42 | 0.64 | 16.57 | 35.64 | 2.4111 | 986.5221 | 301.14 | 0.57553 | 0.4 | 2
15486 | 10E24G11H14D05M01W03 | 6.01 | 12.42 | 0.64 | 11.78 | 30.85 | 2.4111 | 986.5221 | 234.57 | 0.57553 | 0.48064 | 2
15487 | 10E24G11H14D07M01W02 | 6.21 | 12.84 | 0.64 | 16.57 | 36.26 | 2.4889 | 1015.2359 | 303.45 | 0.56118 | 0.38956 | 2
15488 | 10E24G11H14D07M01W03 | 6.21 | 12.84 | 0.64 | 11.78 | 31.47 | 2.4889 | 1015.2359 | 236.88 | 0.56118 | 0.4702 | 2
15489 | 10E24G11H14D07M01W04 | 6.21 | 12.84 | 0.64 | 8.61 | 28.3 | 2.4889 | 1015.2359 | 192.99 | 0.56118 | 0.52357 | 2
15490 | 10E24G11H14D07M02W02 | 6.02 | 11.91 | 0.64 | 16.57 | 35.14 | 2.4111 | 961.9103 | 301.14 | 0.59296 | 0.40842 | 2
15491 | 10E24G12H07D04M01W02 | 3.75 | 45.82 | 0.64 | 16.57 | 66.78 | 5.1333 | 3271.3156 | 274.26 | -0.56596 | -0.12424
15492 | 10E24G12H07D05M01W02 | 3.23 | 38.72 | 0.64 | 16.57 | 59.16 | 4.3556 | 2807.7937 | 268.17 | -0.32331 | 0.0040404
15493 | 10E24G12H07D05M01W03 | 3.23 | 38.72 | 0.64 | 11.78 | 54.37 | 4.3556 | 2807.7937 | 201.6 | -0.32331 | 0.08468
15494 | 10E24G12H07D06M01W02 | 2.83 | 35.34 | 0.64 | 16.57 | 55.38 | 3.9667 | 2584.2367 | 263.34 | -0.20779 | 0.067677
15495 | 10E24G12H07D06M01W03 | 2.83 | 35.34 | 0.64 | 11.78 | 50.59 | 3.9667 | 2584.2367 | 196.77 | -0.20779 | 0.14832
15496 | 10E24G12H07D07M01W02 | 3.33 | 39.62 | 0.64 | 16.57 | 60.16 | 4.4333 | 2867.2722 | 269.43 | -0.35407 | -0.012795
15497 | 10E24G12H07D07M01W03 | 3.33 | 39.62 | 0.64 | 11.78 | 55.37 | 4.4333 | 2867.2722 | 202.86 | -0.35407 | 0.067845
15498 | 10E24G12H07D07M01W04 | 3.33 | 39.62 | 0.64 | 8.61 | 52.2 | 4.4333 | 2867.2722 | 158.97 | -0.35407 | 0.12121
15499 | 10E24G12H07D07M02W02 | 2.95 | 37.66 | 0.64 | 16.57 | 57.82 | 4.4333 | 2697.0407 | 264.81 | -0.28708 | 0.026599
15500 | 10E24G12H08D05M01W02 | 2.84 | 38.72 | 0.64 | 16.57 | 58.77 | 4.3556 | 2807.7937 | 263.13 | -0.32331 | 0.010606
15501 | 10E24G12H08D05M01W03 | 2.84 | 38.72 | 0.64 | 11.78 | 53.98 | 4.3556 | 2807.7937 | 196.56 | -0.32331 | 0.091246
15502 | 10E24G12H08D06M01W02 | 2.49 | 35.34 | 0.64 | 16.57 | 55.04 | 3.9667 | 2584.2367 | 258.93 | -0.20779 | 0.073401
15503 | 10E24G12H08D06M01W03 | 2.49 | 35.34 | 0.64 | 11.78 | 50.25 | 3.9667 | 2584.2367 | 192.36 | -0.20779 | 0.15404
15504 | 10E24G12H08D07M01W02 | 2.94 | 39.62 | 0.64 | 16.57 | 59.77 | 4.4333 | 2867.2722 | 264.18 | -0.35407 | -0.006229
15505 | 10E24G12H08D07M01W03 | 2.94 | 39.62 | 0.64 | 11.78 | 54.98 | 4.4333 | 2867.2722 | 197.61 | -0.35407 | 0.074411
15506 | 10E24G12H08D07M01W04 | 2.94 | 39.62 | 0.64 | 8.61 | 51.81 | 4.4333 | 2867.2722 | 153.72 | -0.35407 | 0.12778
15507 | 10E24G12H08D07M02W02 | 2.6 | 37.66 | 0.64 | 16.57 | 57.47 | 4.4333 | 2697.0407 | 260.19 | -0.28708 | 0.032492
15508 | 10E24G12H09D05M01W02 | 2.73 | 38.72 | 0.64 | 16.57 | 58.66 | 4.3556 | 2807.7937 | 261.66 | -0.32331 | 0.012458
15509 | 10E24G12H09D05M01W03 | 2.73 | 38.72 | 0.64 | 11.78 | 53.87 | 4.3556 | 2807.7937 | 195.09 | -0.32331 | 0.093098
15510 | 10E24G12H09D07M01W02 | 2.83 | 39.62 | 0.64 | 16.57 | 59.66 | 4.4333 | 2867.2722 | 262.71 | -0.35407 | -0.0043771
15511 | 10E24G12H09D07M01W03 | 2.83 | 39.62 | 0.64 | 11.78 | 54.87 | 4.4333 | 2867.2722 | 196.14 | -0.35407 | 0.076263
15512 | 10E24G12H09D07M01W04 | 2.83 | 39.62 | 0.64 | 8.61 | 51.7 | 4.4333 | 2867.2722 | 152.25 | -0.35407 | 0.12963
15513 | 10E24G12H09D07M02W02 | 2.5 | 37.66 | 0.64 | 16.57 | 57.37 | 4.4333 | 2697.0407 | 258.93 | -0.28708 | 0.034175
15514 | 10E24G12H10D05M01W02 | 3.23 | 33.95 | 0.64 | 16.57 | 54.39 | 3.6556 | 2512.4524 | 268.17 | -0.16029 | 0.084343
15515 | 10E24G12H10D05M01W03 | 3.23 | 33.95 | 0.64 | 11.78 | 49.6 | 3.6556 | 2512.4524 | 201.6 | -0.16029 | 0.16498
15516 | 10E24G12H10D07M01W02 | 3.33 | 34.74 | 0.64 | 16.57 | 55.28 | 3.8111 | 2565.7779 | 269.43 | -0.18729 | 0.06936
15517 | 10E24G12H10D07M01W03 | 3.33 | 34.74 | 0.64 | 11.78 | 50.49 | 3.8111 | 2565.7779 | 202.86 | -0.18729 | 0.15
15518 | 10E24G12H10D07M01W04 | 3.33 | 34.74 | 0.64 | 8.61 | 47.32 | 3.8111 | 2565.7779 | 158.97 | -0.18729 | 0.20337
15519 | 10E24G12H10D07M02W02 | 2.95 | 33.01 | 0.64 | 16.57 | 53.17 | 3.8111 | 2411.9543 | 264.81 | -0.12816 | 0.10488
15520 | 10E24G12H11D05M01W02 | 3.23 | 32.13 | 0.64 | 16.57 | 52.57 | 3.4222 | 2411.9543 | 268.17 | -0.098086 | 0.11498
15521 | 10E24G12H11D05M01W03 | 3.23 | 32.13 | 0.64 | 11.78 | 47.78 | 3.4222 | 2411.9543 | 201.6 | -0.098086 | 0.19562
15522 | 10E24G12H11D06M01W02 | 2.83 | 29.36 | 0.64 | 16.57 | 49.4 | 3.1111 | 2223.264 | 263.34 | -0.0034176 | 0.16835
15523 | 10E24G12H11D06M01W03 | 2.83 | 29.36 | 0.64 | 11.78 | 44.61 | 3.1111 | 2223.264 | 196.77 | -0.0034176 | 0.24899
15524 | 10E24G12H11D07M01W02 | 3.33 | 32.87 | 0.64 | 16.57 | 53.41 | 3.5 | 2463.2288 | 269.43 | -0.12338 | 0.10084
15525 | 10E24G12H11D07M01W03 | 3.33 | 32.87 | 0.64 | 11.78 | 48.62 | 3.5 | 2463.2288 | 202.86 | -0.12338 | 0.18148
15526 | 10E24G12H11D07M01W04 | 3.33 | 32.87 | 0.64 | 8.61 | 45.45 | 3.5 | 2463.2288 | 158.97 | -0.12338 | 0.23485
15527 | 10E24G12H11D07M02W02 | 2.95 | 31.22 | 0.64 | 16.57 | 51.38 | 3.5 | 2313.5072 | 264.81 | -0.066986 | 0.13502
15528 | 10E24G12H12D05M01W02 | 2.81 | 26.79 | 0.64 | 16.57 | 46.81 | 2.8 | 2022.2678 | 263.55 | 0.084416 | 0.21195 | 1
15529 | 10E24G12H12D05M01W03 | 2.81 | 26.79 | 0.64 | 11.78 | 42.02 | 2.8 | 2022.2678 | 196.98 | 0.084416 | 0.29259 | 1
15530 | 10E24G12H12D07M01W02 | 2.9 | 27.41 | 0.64 | 16.57 | 47.52 | 2.8778 | 2063.2874 | 264.6 | 0.063226 | 0.2 | 1
15531 | 10E24G12H12D07M01W03 | 2.9 | 27.41 | 0.64 | 11.78 | 42.73 | 2.8778 | 2063.2874 | 198.03 | 0.063226 | 0.28064 | 1
15532 | 10E24G12H12D07M01W04 | 2.9 | 27.41 | 0.64 | 8.61 | 39.56 | 2.8778 | 2063.2874 | 154.14 | 0.063226 | 0.33401 | 1
15533 | 10E24G12H12D07M02W02 | 2.57 | 26.03 | 0.64 | 16.57 | 45.81 | 2.8778 | 1942.2795 | 260.61 | 0.11039 | 0.22879 | 1
15534 | 10E24G12H13D05M01W02 | 2.81 | 25.61 | 0.64 | 16.57 | 45.63 | 2.8 | 1905.3619 | 263.55 | 0.12474 | 0.23182 | 1
15535 | 10E24G12H13D05M01W03 | 2.81 | 25.61 | 0.64 | 11.78 | 40.84 | 2.8 | 1905.3619 | 196.98 | 0.12474 | 0.31246 | 1
15536 | 10E24G12H13D07M01W02 | 2.9 | 26.21 | 0.64 | 16.57 | 46.32 | 2.8778 | 1946.3815 | 264.6 | 0.10424 | 0.2202 | 1
15537 | 10E24G12H13D07M01W03 | 2.9 | 26.21 | 0.64 | 11.78 | 41.53 | 2.8778 | 1946.3815 | 198.03 | 0.10424 | 0.30084 | 1
15538 | 10E24G12H13D07M01W04 | 2.9 | 26.21 | 0.64 | 8.61 | 38.36 | 2.8778 | 1946.3815 | 154.14 | 0.10424 | 0.35421 | 1
15539 | 10E24G12H13D07M02W02 | 2.57 | 24.9 | 0.64 | 16.57 | 44.68 | 2.8778 | 1831.5265 | 260.61 | 0.14901 | 0.24781 | 1
15540 | 10E24G12H14D05M01W02 | 3.23 | 30.76 | 0.64 | 16.57 | 51.2 | 3.4222 | 2276.5895 | 268.17 | -0.051265 | 0.13805
15541 | 10E24G12H14D05M01W03 | 3.23 | 30.76 | 0.64 | 11.78 | 46.41 | 3.4222 | 2276.5895 | 201.6 | -0.051265 | 0.21869
15542 | 10E24G12H14D07M01W02 | 3.33 | 31.47 | 0.64 | 16.57 | 52.01 | 3.5 | 2323.7621 | 269.43 | -0.07553 | 0.12441
15543 | 10E24G12H14D07M01W03 | 3.33 | 31.47 | 0.64 | 11.78 | 47.22 | 3.5 | 2323.7621 | 202.86 | -0.07553 | 0.20505
15544 | 10E24G12H14D07M01W04 | 3.33 | 31.47 | 0.64 | 8.61 | 44.05 | 3.5 | 2323.7621 | 158.97 | -0.07553 | 0.25842
15545 | 10E24G12H14D07M02W02 | 2.95 | 29.91 | 0.64 | 16.57 | 50.07 | 3.5 | 2186.3463 | 264.81 | -0.022215 | 0.15707
15546 | 10E25G10H07D04M01W02 | 10.11 | 44.12 | 0.64 | 16.57 | 71.44 | 5.5222 | 3006.7389 | 349.86 | -0.50786 | -0.20269
15547 | 10E25G10H07D05M01W02 | 8.52 | 35.76 | 0.64 | 16.57 | 61.49 | 4.5889 | 2483.7386 | 331.17 | -0.22215 | -0.035185
15548 | 10E25G10H07D05M01W03 | 8.52 | 35.76 | 0.64 | 11.78 | 56.7 | 4.5889 | 2483.7386 | 264.6 | -0.22215 | 0.045455
15549 | 10E25G10H07D06M01W02 | 7.68 | 31.07 | 0.64 | 16.57 | 55.96 | 4.0444 | 2194.5502 | 321.09 | -0.061859 | 0.057912
15550 | 10E25G10H07D06M01W03 | 7.68 | 31.07 | 0.64 | 11.78 | 51.17 | 4.0444 | 2194.5502 | 254.52 | -0.061859 | 0.13855
15551 | 10E25G10H07D07M01W02 | 8.73 | 37.08 | 0.64 | 16.57 | 63.02 | 4.7444 | 2565.7779 | 333.69 | -0.26726 | -0.060943
15552 | 10E25G10H07D07M01W03 | 8.73 | 37.08 | 0.64 | 11.78 | 58.23 | 4.7444 | 2565.7779 | 267.12 | -0.26726 | 0.019697
15553 | 10E25G10H07D07M01W04 | 8.73 | 37.08 | 0.64 | 8.61 | 55.06 | 4.7444 | 2565.7779 | 223.23 | -0.26726 | 0.073064
15554 | 10E25G10H07D07M02W02 | 8.35 | 34.98 | 0.64 | 16.57 | 60.54 | 4.7444 | 2414.0053 | 329.07 | -0.19549 | -0.019192
15555 | 10E25G10H08D05M01W02 | 7.5 | 35.76 | 0.64 | 16.57 | 60.47 | 4.5889 | 2483.7386 | 317.94 | -0.22215 | -0.018013
15556 | 10E25G10H08D05M01W03 | 7.5 | 35.76 | 0.64 | 11.78 | 55.68 | 4.5889 | 2483.7386 | 251.37 | -0.22215 | 0.062626
15557 | 10E25G10H08D06M01W02 | 6.76 | 31.07 | 0.64 | 16.57 | 55.04 | 4.0444 | 2194.5502 | 309.12 | -0.061859 | 0.073401
15558 | 10E25G10H08D06M01W03 | 6.76 | 31.07 | 0.64 | 11.78 | 50.25 | 4.0444 | 2194.5502 | 242.55 | -0.061859 | 0.15404
15559 | 10E25G10H08D07M01W02 | 7.69 | 37.08 | 0.64 | 16.57 | 61.98 | 4.7444 | 2565.7779 | 320.04 | -0.26726 | -0.043434
15560 | 10E25G10H08D07M01W03 | 7.69 | 37.08 | 0.64 | 11.78 | 57.19 | 4.7444 | 2565.7779 | 253.47 | -0.26726 | 0.037205
15561 | 10E25G10H08D07M01W04 | 7.69 | 37.08 | 0.64 | 8.61 | 54.02 | 4.7444 | 2565.7779 | 209.58 | -0.26726 | 0.090572
15562 | 10E25G10H08D07M02W02 | 7.35 | 34.98 | 0.64 | 16.57 | 59.54 | 4.7444 | 2414.0053 | 316.05 | -0.19549 | -0.0023569
15563 | 10E25G10H09D05M01W02 | 7.22 | 35.76 | 0.64 | 16.57 | 60.19 | 4.5889 | 2483.7386 | 314.16 | -0.22215 | -0.0133
15564 | 10E25G10H09D05M01W03 | 7.22 | 35.76 | 0.64 | 11.78 | 55.4 | 4.5889 | 2483.7386 | 247.59 | -0.22215 | 0.06734
15565 | 10E25G10H09D07M01W02 | 7.4 | 37.08 | 0.64 | 16.57 | 61.69 | 4.7444 | 2565.7779 | 316.26 | -0.26726 | -0.038552
15566 | 10E25G10H09D07M01W03 | 7.4 | 37.08 | 0.64 | 11.78 | 56.9 | 4.7444 | 2565.7779 | 249.69 | -0.26726 | 0.042088
15567 | 10E25G10H09D07M01W04 | 7.4 | 37.08 | 0.64 | 8.61 | 53.73 | 4.7444 | 2565.7779 | 205.8 | -0.26726 | 0.095455
15568 | 10E25G10H09D07M02W02 | 7.08 | 34.98 | 0.64 | 16.57 | 59.27 | 4.7444 | 2414.0053 | 312.48 | -0.19549 | 0.0021886
15569 | 10E25G10H10D05M01W02 | 8.52 | 31.28 | 0.64 | 16.57 | 57.01 | 3.8889 | 2223.264 | 331.17 | -0.069036 | 0.040236
15570 | 10E25G10H10D05M01W03 | 8.52 | 31.28 | 0.64 | 11.78 | 52.22 | 3.8889 | 2223.264 | 264.6 | -0.069036 | 0.12088
15571 | 10E25G10H10D07M01W02 | 8.73 | 32.43 | 0.64 | 16.57 | 58.37 | 4.0444 | 2297.0993 | 333.69 | -0.10834 | 0.01734
15572 | 10E25G10H10D07M01W03 | 8.73 | 32.43 | 0.64 | 11.78 | 53.58 | 4.0444 | 2297.0993 | 267.12 | -0.10834 | 0.09798
15573 | 10E25G10H10D07M01W04 | 8.73 | 32.43 | 0.64 | 8.61 | 50.41 | 4.0444 | 2297.0993 | 223.23 | -0.10834 | 0.15135
15574 | 10E25G10H10D07M02W02 | 8.35 | 30.58 | 0.64 | 16.57 | 56.14 | 4.0444 | 2159.6836 | 329.07 | -0.045113 | 0.054882
15575 | 10E25G10H11D05M01W02 | 8.52 | 29.52 | 0.64 | 16.57 | 55.25 | 3.5778 | 2128.9188 | 331.17 | -0.0088859 | 0.069865
15576 | 10E25G10H11D05M01W03 | 8.52 | 29.52 | 0.64 | 11.78 | 50.46 | 3.5778 | 2128.9188 | 264.6 | -0.0088859 | 0.15051
15577 | 10E25G10H11D06M01W02 | 7.68 | 25.69 | 0.64 | 16.57 | 50.58 | 3.1889 | 1886.903 | 321.09 | 0.12201 | 0.14848
15578 | 10E25G10H11D06M01W03 | 7.68 | 25.69 | 0.64 | 11.78 | 45.79 | 3.1889 | 1886.903 | 254.52 | 0.12201 | 0.22912 | 1
15579 | 10E25G10H11D07M01W02 | 8.73 | 30.61 | 0.64 | 16.57 | 56.55 | 3.7333 | 2198.6522 | 333.69 | -0.046138 | 0.04798
15580 | 10E25G10H11D07M01W03 | 8.73 | 30.61 | 0.64 | 11.78 | 51.76 | 3.7333 | 2198.6522 | 267.12 | -0.046138 | 0.12862
15581 | 10E25G10H11D07M01W04 | 8.73 | 30.61 | 0.64 | 8.61 | 48.59 | 3.7333 | 2198.6522 | 223.23 | -0.046138 | 0.18199
15582 | 10E25G10H11D07M02W02 | 8.35 | 28.86 | 0.64 | 16.57 | 54.42 | 3.7333 | 2067.3894 | 329.07 | 0.013671 | 0.083838
15583 | 10E25G10H12D05M01W02 | 7.41 | 24.62 | 0.64 | 16.57 | 49.24 | 3.0333 | 1780.252 | 319.2 | 0.15858 | 0.17104 | 1
15584 | 10E25G10H12D05M01W03 | 7.41 | 24.62 | 0.64 | 11.78 | 44.45 | 3.0333 | 1780.252 | 252.63 | 0.15858 | 0.25168 | 1
15585 | 10E25G10H12D07M01W02 | 7.59 | 25.52 | 0.64 | 16.57 | 50.32 | 3.1111 | 1835.6285 | 321.51 | 0.12782 | 0.15286 | 1
15586 | 10E25G10H12D07M01W03 | 7.59 | 25.52 | 0.64 | 11.78 | 45.53 | 3.1111 | 1835.6285 | 254.94 | 0.12782 | 0.2335 | 1
15587 | 10E25G10H12D07M01W04 | 7.59 | 25.52 | 0.64 | 8.61 | 42.36 | 3.1111 | 1835.6285 | 211.05 | 0.12782 | 0.28687 | 1
15588 | 10E25G10H12D07M02W02 | 7.26 | 24.06 | 0.64 | 16.57 | 48.53 | 3.1111 | 1726.9265 | 317.31 | 0.17772 | 0.183 | 1
15589 | 10E25G10H13D05M01W02 | 7.41 | 23.62 | 0.64 | 16.57 | 48.24 | 2.9556 | 1692.0598 | 319.2 | 0.19275 | 0.18788 | 1
15590 | 10E25G10H13D05M01W03 | 7.41 | 23.62 | 0.64 | 11.78 | 43.45 | 2.9556 | 1692.0598 | 252.63 | 0.19275 | 0.26852 | 1
15591 | 10E25G10H13D07M01W02 | 7.59 | 24.49 | 0.64 | 16.57 | 49.29 | 3.1111 | 1745.3853 | 321.51 | 0.16302 | 0.1702 | 1
15592 | 10E25G10H13D07M01W03 | 7.59 | 24.49 | 0.64 | 11.78 | 44.5 | 3.1111 | 1745.3853 | 254.94 | 0.16302 | 0.25084 | 1
15593 | 10E25G10H13D07M01W04 | 7.59 | 24.49 | 0.64 | 8.61 | 41.33 | 3.1111 | 1745.3853 | 211.05 | 0.16302 | 0.30421 | 1
15594 | 10E25G10H13D07M02W02 | 7.26 | 23.1 | 0.64 | 16.57 | 47.57 | 3.1111 | 1644.8872 | 317.31 | 0.21053 | 0.19916 | 1
15595 | 10E25G10H14D05M01W02 | 8.52 | 28.36 | 0.64 | 16.57 | 54.09 | 3.5778 | 2028.4207 | 331.17 | 0.030759 | 0.089394
15596 | 10E25G10H14D05M01W03 | 8.52 | 28.36 | 0.64 | 11.78 | 49.3 | 3.5778 | 2028.4207 | 264.6 | 0.030759 | 0.17003 | 1
15597 | 10E25G10H14D07M01W02 | 8.73 | 29.41 | 0.64 | 16.57 | 55.35 | 3.7333 | 2094.0522 | 333.69 | -0.0051265 | 0.068182
15598 | 10E25G10H14D07M01W03 | 8.73 | 29.41 | 0.64 | 11.78 | 50.56 | 3.7333 | 2094.0522 | 267.12 | -0.0051265 | 0.14882
15599 | 10E25G10H14D07M01W04 | 8.73 | 29.41 | 0.64 | 8.61 | 47.39 | 3.7333 | 2094.0522 | 223.23 | -0.0051265 | 0.20219 | 1
15600 | 10E25G10H14D07M02W02 | 8.35 | 27.74 | 0.64 | 16.57 | 53.3 | 3.7333 | 1970.9933 | 329.07 | 0.051948 | 0.10269
15601 | 10E25G11H07D04M01W02 | 11.26 | 38.57 | 0.64 | 16.57 | 67.04 | 5.2889 | 2645.7662 | 363.72 | -0.31818 | -0.12862
15602 | 10E25G11H07D05M01W02 | 9.54 | 31.22 | 0.64 | 16.57 | 57.97 | 4.4333 | 2186.3463 | 343.35 | -0.066986 | 0.024074
15603 | 10E25G11H07D05M01W03 | 9.54 | 31.22 | 0.64 | 11.78 | 53.18 | 4.4333 | 2186.3463 | 276.78 | -0.066986 | 0.10471
15604 | 10E25G11H07D06M01W02 | 8.62 | 26.91 | 0.64 | 16.57 | 52.74 | 3.8889 | 1921.7697 | 332.22 | 0.080314 | 0.11212
15605 | 10E25G11H07D06M01W03 | 8.62 | 26.91 | 0.64 | 11.78 | 47.95 | 3.8889 | 1921.7697 | 265.65 | 0.080314 | 0.19276 | 1
15606 | 10E25G11H07D07M01W02 | 9.78 | 32.44 | 0.64 | 16.57 | 59.43 | 4.5889 | 2262.2326 | 346.08 | -0.10868 | -0.00050505
15607 | 10E25G11H07D07M01W03 | 9.78 | 32.44 | 0.64 | 11.78 | 54.64 | 4.5889 | 2262.2326 | 279.51 | -0.10868 | 0.080135
15608 | 10E25G11H07D07M01W04 | 9.78 | 32.44 | 0.64 | 8.61 | 51.47 | 4.5889 | 2262.2326 | 235.62 | -0.10868 | 0.1335
15609 | 10E25G11H07D07M02W02 | 9.46 | 30.48 | 0.64 | 16.57 | 57.15 | 4.5889 | 2133.0208 | 342.09 | -0.041695 | 0.037879
15610 | 10E25G11H08D05M01W02 | 8.4 | 31.22 | 0.64 | 16.57 | 56.83 | 4.4333 | 2186.3463 | 328.44 | -0.066986 | 0.043266
15611 | 10E25G11H08D05M01W03 | 8.4 | 31.22 | 0.64 | 11.78 | 52.04 | 4.4333 | 2186.3463 | 261.87 | -0.066986 | 0.12391
15612 | 10E25G11H08D06M01W02 | 7.59 | 26.91 | 0.64 | 16.57 | 51.71 | 3.8889 | 1921.7697 | 318.78 | 0.080314 | 0.12946
15613 | 10E25G11H08D06M01W03 | 7.59 | 26.91 | 0.64 | 11.78 | 46.92 | 3.8889 | 1921.7697 | 252.21 | 0.080314 | 0.2101 | 1
15614 | 10E25G11H08D07M01W02 | 8.61 | 32.44 | 0.64 | 16.57 | 58.26 | 4.5889 | 2262.2326 | 330.96 | -0.10868 | 0.019192
15615 | 10E25G11H08D07M01W03 | 8.61 | 32.44 | 0.64 | 11.78 | 53.47 | 4.5889 | 2262.2326 | 264.39 | -0.10868 | 0.099832
15616 | 10E25G11H08D07M01W04 | 8.61 | 32.44 | 0.64 | 8.61 | 50.3 | 4.5889 | 2262.2326 | 220.5 | -0.10868 | 0.1532
15617 | 10E25G11H08D07M02W02 | 8.33 | 30.48 | 0.64 | 16.57 | 56.02 | 4.5889 | 2133.0208 | 327.6 | -0.041695 | 0.056902
15618 | 10E25G11H09D05M01W02 | 8.08 | 31.22 | 0.64 | 16.57 | 56.51 | 4.4333 | 2186.3463 | 324.45 | -0.066986 | 0.048653
15619 | 10E25G11H09D05M01W03 | 8.08 | 31.22 | 0.64 | 11.78 | 51.72 | 4.4333 | 2186.3463 | 257.88 | -0.066986 | 0.12929
15620 | 10E25G11H09D07M01W02 | 8.29 | 32.44 | 0.64 | 16.57 | 57.94 | 4.5889 | 2262.2326 | 326.76 | -0.10868 | 0.024579
15621 | 10E25G11H09D07M01W03 | 8.29 | 32.44 | 0.64 | 11.78 | 53.15 | 4.5889 | 2262.2326 | 260.19 | -0.10868 | 0.10522
15622 | 10E25G11H09D07M01W04 | 8.29 | 32.44 | 0.64 | 8.61 | 49.98 | 4.5889 | 2262.2326 | 216.3 | -0.10868 | 0.15859
15623 | 10E25G11H09D07M02W02 | 8.01 | 30.48 | 0.64 | 16.57 | 55.7 | 4.5889 | 2133.0208 | 323.4 | -0.041695 | 0.06229
15624 | 10E25G11H10D05M01W02 | 9.54 | 27.3 | 0.64 | 16.57 | 54.05 | 3.7333 | 1960.7384 | 343.35 | 0.066986 | 0.090067
15625 | 10E25G11H10D05M01W03 | 9.54 | 27.3 | 0.64 | 11.78 | 49.26 | 3.7333 | 1960.7384 | 276.78 | 0.066986 | 0.17071 | 1
15626 | 10E25G11H10D07M01W02 | 9.78 | 28.36 | 0.64 | 16.57 | 55.35 | 3.8889 | 2028.4207 | 346.08 | 0.030759 | 0.068182
15627 | 10E25G11H10D07M01W03 | 9.78 | 28.36 | 0.64 | 11.78 | 50.56 | 3.8889 | 2028.4207 | 279.51 | 0.030759 | 0.14882
15628 | 10E25G11H10D07M01W04 | 9.78 | 28.36 | 0.64 | 8.61 | 47.39 | 3.8889 | 2028.4207 | 235.62 | 0.030759 | 0.20219 | 1
15629 | 10E25G11H10D07M02W02 | 9.46 | 26.65 | 0.64 | 16.57 | 53.32 | 3.8889 | 1913.5658 | 342.09 | 0.0892 | 0.10236
15630 | 10E25G11H11D05M01W02 | 9.54 | 25.77 | 0.64 | 16.57 | 52.52 | 3.4222 | 1880.7501 | 343.35 | 0.11928 | 0.11582
15631 | 10E25G11H11D05M01W03 | 9.54 | 25.77 | 0.64 | 11.78 | 47.73 | 3.4222 | 1880.7501 | 276.78 | 0.11928 | 0.19646 | 1
15632 | 10E25G11H11D06M01W02 | 8.62 | 22.24 | 0.64 | 16.57 | 48.07 | 3.0333 | 1657.1931 | 332.22 | 0.23992 | 0.19074 | 1
15633 | 10E25G11H11D06M01W03 | 8.62 | 22.24 | 0.64 | 11.78 | 43.28 | 3.0333 | 1657.1931 | 265.65 | 0.23992 | 0.27138 | 1
15634 | 10E25G11H11D07M01W02 | 9.78 | 26.76 | 0.64 | 16.57 | 53.75 | 3.5778 | 1942.2795 | 346.08 | 0.085441 | 0.095118
15635 | 10E25G11H11D07M01W03 | 9.78 | 26.76 | 0.64 | 11.78 | 48.96 | 3.5778 | 1942.2795 | 279.51 | 0.085441 | 0.17576 | 1
15636 | 10E25G11H11D07M01W04 | 9.78 | 26.76 | 0.64 | 8.61 | 45.79 | 3.5778 | 1942.2795 | 235.62 | 0.085441 | 0.22912 | 1
15637 | 10E25G11H11D07M02W02 | 9.46 | 25.15 | 0.64 | 16.57 | 51.82 | 3.5778 | 1833.5775 | 342.09 | 0.14046 | 0.12761
15638 | 10E25G11H12D05M01W02 | 8.3 | 21.48 | 0.64 | 16.57 | 46.99 | 2.8778 | 1566.9499 | 329.91 | 0.26589 | 0.20892 | 1
15639 | 10E25G11H12D05M01W03 | 8.3 | 21.48 | 0.64 | 11.78 | 42.2 | 2.8778 | 1566.9499 | 263.34 | 0.26589 | 0.28956 | 1
15640 | 10E25G11H12D07M01W02 | 8.51 | 22.31 | 0.64 | 16.57 | 48.03 | 2.9556 | 1620.2754 | 332.43 | 0.23753 | 0.19141 | 1
15641 | 10E25G11H12D07M01W03 | 8.51 | 22.31 | 0.64 | 11.78 | 43.24 | 2.9556 | 1620.2754 | 265.86 | 0.23753 | 0.27205 | 1
15642 | 10E25G11H12D07M01W04 | 8.51 | 22.31 | 0.64 | 8.61 | 40.07 | 2.9556 | 1620.2754 | 221.97 | 0.23753 | 0.32542 | 1
15643 | 10E25G11H12D07M02W02 | 8.22 | 20.97 | 0.64 | 16.57 | 46.4 | 2.9556 | 1530.0322 | 329.07 | 0.28332 | 0.21886 | 1
15644 | 10E25G11H13D05M01W02 | 8.3 | 20.62 | 0.64 | 16.57 | 46.13 | 2.8778 | 1493.1146 | 329.91 | 0.29528 | 0.2234 | 1
15645 | 10E25G11H13D05M01W03 | 8.3 | 20.62 | 0.64 | 11.78 | 41.34 | 2.8778 | 1493.1146 | 263.34 | 0.29528 | 0.30404 | 1
15646 | 10E25G11H13D07M01W02 | 8.51 | 21.42 | 0.64 | 16.57 | 47.14 | 2.9556 | 1544.3891 | 332.43 | 0.26794 | 0.2064 | 1
15647 | 10E25G11H13D07M01W03 | 8.51 | 21.42 | 0.64 | 11.78 | 42.35 | 2.9556 | 1544.3891 | 265.86 | 0.26794 | 0.28704 | 1
15648 | 10E25G11H13D07M01W04 | 8.51 | 21.42 | 0.64 | 8.61 | 39.18 | 2.9556 | 1544.3891 | 221.97 | 0.26794 | 0.3404 | 1
15649 | 10E25G11H13D07M02W02 | 8.22 | 20.12 | 0.64 | 16.57 | 45.55 | 2.9556 | 1458.2479 | 329.07 | 0.31237 | 0.23316 | 1
15650 | 10E25G11H14D05M01W02 | 9.54 | 24.76 | 0.64 | 16.57 | 51.51 | 3.4222 | 1794.6088 | 343.35 | 0.15379 | 0.13283
15651 | 10E25G11H14D05M01W03 | 9.54 | 24.76 | 0.64 | 11.78 | 46.72 | 3.4222 | 1794.6088 | 276.78 | 0.15379 | 0.21347 | 1
15652 | 10E25G11H14D07M01W02 | 9.78 | 25.72 | 0.64 | 16.57 | 52.71 | 3.5778 | 1854.0873 | 346.08 | 0.12098 | 0.11263
15653 | 10E25G11H14D07M01W03 | 9.78 | 25.72 | 0.64 | 11.78 | 47.92 | 3.5778 | 1854.0873 | 279.51 | 0.12098 | 0.19327 | 1
15654 | 10E25G11H14D07M01W04 | 9.78 | 25.72 | 0.64 | 8.61 | 44.75 | 3.5778 | 1854.0873 | 235.62 | 0.12098 | 0.24663 | 1
15655 | 10E25G11H14D07M02W02 | 9.46 | 24.17 | 0.64 | 16.57 | 50.84 | 3.5778 | 1749.4873 | 342.09 | 0.17396 | 0.14411
15656 | 10E25G12H07D04M01W02 | 8.2 | 70.42 | 0.64 | 16.57 | 95.83 | 6.5333 | 5092.5872 | 327.18 | -1.4067 | -0.6133
15657 | 10E25G12H07D05M01W02 | 6.83 | 57.06 | 0.64 | 16.57 | 81.1 | 5.5222 | 4177.8494 | 311.01 | -0.9501 | -0.36532
15658 | 10E25G12H07D05M01W03 | 6.83 | 57.06 | 0.64 | 11.78 | 76.31 | 5.5222 | 4177.8494 | 244.44 | -0.9501 | -0.28468
15659 | 10E25G12H07D06M01W02 | 6.18 | 51.06 | 0.64 | 16.57 | 74.45 | 4.9778 | 3771.7551 | 303.24 | -0.74504 | -0.25337
15660 | 10E25G12H07D06M01W03 | 6.18 | 51.06 | 0.64 | 11.78 | 69.66 | 4.9778 | 3771.7551 | 236.67 | -0.74504 | -0.17273
15661 | 10E25G12H07D07M01W02 | 7 | 58.74 | 0.64 | 16.57 | 82.95 | 5.6778 | 4290.6534 | 313.11 | -1.0075 | -0.39646
15662 | 10E25G12H07D07M01W03 | 7 | 58.74 | 0.64 | 11.78 | 78.16 | 5.6778 | 4290.6534 | 246.54 | -1.0075 | -0.31582
15663 | 10E25G12H07D07M01W04 | 7 | 58.74 | 0.64 | 8.61 | 74.99 | 5.6778 | 4290.6534 | 202.65 | -1.0075 | -0.26246
15664 | 10E25G12H07D07M02W02 | 6.28 | 56.17 | 0.64 | 16.57 | 79.66 | 5.6778 | 4034.2807 | 304.29 | -0.91969 | -0.34108
15665 | 10E25G12H08D05M01W02 | 6.01 | 57.06 | 0.64 | 16.57 | 80.28 | 5.5222 | 4177.8494 | 300.3 | -0.9501 | -0.35152
15666 | 10E25G12H08D05M01W03 | 6.01 | 57.06 | 0.64 | 11.78 | 75.49 | 5.5222 | 4177.8494 | 233.73 | -0.9501 | -0.27088
15667 | 10E25G12H08D06M01W02 | 5.44 | 51.06 | 0.64 | 16.57 | 73.71 | 4.9778 | 3771.7551 | 293.58 | -0.74504 | -0.24091
15668 | 10E25G12H08D06M01W03 | 5.44 | 51.06 | 0.64 | 11.78 | 68.92 | 4.9778 | 3771.7551 | 227.01 | -0.74504 | -0.16027
15669 | 10E25G12H08D07M01W02 | 6.16 | 58.74 | 0.64 | 16.57 | 82.11 | 5.6778 | 4290.6534 | 302.19 | -1.0075 | -0.38232
15670 | 10E25G12H08D07M01W03 | 6.16 | 58.74 | 0.64 | 11.78 | 77.32 | 5.6778 | 4290.6534 | 235.62 | -1.0075 | -0.30168
15671 | 10E25G12H08D07M01W04 | 6.16 | 58.74 | 0.64 | 8.61 | 74.15 | 5.6778 | 4290.6534 | 191.73 | -1.0075 | -0.24832
15672 | 10E25G12H08D07M02W02 | 5.53 | 56.17 | 0.64 | 16.57 | 78.91 | 5.6778 | 4034.2807 | 294.63 | -0.91969 | -0.32845
15673 | 10E25G12H09D05M01W02 | 5.79 | 57.06 | 0.64 | 16.57 | 80.06 | 5.5222 | 4177.8494 | 297.36 | -0.9501 | -0.34781
15674 | 10E25G12H09D05M01W03 | 5.79 | 57.06 | 0.64 | 11.78 | 75.27 | 5.5222 | 4177.8494 | 230.79 | -0.9501 | -0.26717
15675 | 10E25G12H09D07M01W02 | 5.93 | 58.74 | 0.64 | 16.57 | 81.88 | 5.6778 | 4290.6534 | 299.04 | -1.0075 | -0.37845
15676 | 10E25G12H09D07M01W03 | 5.93 | 58.74 | 0.64 | 11.78 | 77.09 | 5.6778 | 4290.6534 | 232.47 | -1.0075 | -0.29781
15677 | 10E25G12H09D07M01W04 | 5.93 | 58.74 | 0.64 | 8.61 | 73.92 | 5.6778 | 4290.6534 | 188.58 | -1.0075 | -0.24444
15678 | 10E25G12H09D07M02W02 | 5.32 | 56.17 | 0.64 | 16.57 | 78.7 | 5.6778 | 4034.2807 | 291.9 | -0.91969 | -0.32492
15679 | 10E25G12H10D05M01W02 | 6.83 | 50.06 | 0.64 | 16.57 | 74.1 | 4.6667 | 3736.8884 | 311.01 | -0.71087 | -0.24747
15680 | 10E25G12H10D05M01W03 | 6.83 | 50.06 | 0.64 | 11.78 | 69.31 | 4.6667 | 3736.8884 | 244.44 | -0.71087 | -0.16684
15681 | 10E25G12H10D07M01W02 | 7 | 51.53 | 0.64 | 16.57 | 75.74 | 4.8222 | 3837.3865 | 313.11 | -0.76111 | -0.27508
15682 | 10E25G12H10D07M01W03 | 7 | 51.53 | 0.64 | 11.78 | 70.95 | 4.8222 | 3837.3865 | 246.54 | -0.76111 | -0.19444
15683 | 10E25G12H10D07M01W04 | 7 | 51.53 | 0.64 | 8.61 | 67.78 | 4.8222 | 3837.3865 | 202.65 | -0.76111 | -0.14108
15684 | 10E25G12H10D07M02W02 | 6.28 | 49.25 | 0.64 | 16.57 | 72.74 | 4.8222 | 3605.6255 | 304.29 | -0.68319 | -0.22458
15685 | 10E25G12H11D05M01W02 | 6.83 | 47.39 | 0.64 | 16.57 | 71.43 | 4.2778 | 3587.1667 | 311.01 | -0.61962 | -0.20253
15686 | 10E25G12H11D05M01W03 | 6.83 | 47.39 | 0.64 | 11.78 | 66.64 | 4.2778 | 3587.1667 | 244.44 | -0.61962 | -0.12189
15687 | 10E25G12H11D06M01W02 | 6.18 | 42.46 | 0.64 | 16.57 | 65.85 | 3.8889 | 3244.6528 | 303.24 | -0.45113 | -0.10859
15688 | 10E25G12H11D06M01W03 | 6.18 | 42.46 | 0.64 | 11.78 | 61.06 | 3.8889 | 3244.6528 | 236.67 | -0.45113 | -0.027946
15689 | 10E25G12H11D07M01W02 | 7 | 48.77 | 0.64 | 16.57 | 72.98 | 4.4333 | 3683.5628 | 313.11 | -0.66678 | -0.22862
15690 | 10E25G12H11D07M01W03 | 7 | 48.77 | 0.64 | 11.78 | 68.19 | 4.4333 | 3683.5628 | 246.54 | -0.66678 | -0.14798
15691 | 10E25G12H11D07M01W04 | 7 | 48.77 | 0.64 | 8.61 | 65.02 | 4.4333 | 3683.5628 | 202.65 | -0.66678 | -0.094613
15692 | 10E25G12H11D07M02W02 | 6.28 | 46.58 | 0.64 | 16.57 | 70.07 | 4.4333 | 3457.9549 | 304.29 | -0.59193 | -0.17963
15693 | 10E25G12H12D05M01W02 | 5.94 | 39.52 | 0.64 | 16.57 | 62.67 | 3.5778 | 2996.484 | 301.35 | -0.35065 | -0.055051
15694 | 10E25G12H12D05M01W03 | 5.94 | 39.52 | 0.64 | 11.78 | 57.88 | 3.5778 | 2996.484 | 234.78 | -0.35065 | 0.025589
15695 | 10E25G12H12D07M01W02 | 6.09 | 40.67 | 0.64 | 16.57 | 63.97 | 3.6556 | 3078.5233 | 303.24 | -0.38995 | -0.076936
15696 | 10E25G12H12D07M01W03 | 6.09 | 40.67 | 0.64 | 11.78 | 59.18 | 3.6556 | 3078.5233 | 236.67 | -0.38995 | 0.0037037
15697 | 10E25G12H12D07M01W04 | 6.09 | 40.67 | 0.64 | 8.61 | 56.01 | 3.6556 | 3078.5233 | 192.78 | -0.38995 | 0.057071
15698 | 10E25G12H12D07M02W02 | 5.46 | 38.84 | 0.64 | 16.57 | 61.51 | 3.6556 | 2889.833 | 295.68 | -0.32741 | -0.035522
15699 | 10E25G12H13D05M01W02 | 5.94 | 37.75 | 0.64 | 16.57 | 60.9 | 3.5778 | 2822.1506 | 301.35 | -0.29016 | -0.025253
15700 | 10E25G12H13D05M01W03 | 5.94 | 37.75 | 0.64 | 11.78 | 56.11 | 3.5778 | 2822.1506 | 234.78 | -0.29016 | 0.055387
15701 | 10E25G12H13D07M01W02 | 6.09 | 38.87 | 0.64 | 16.57 | 62.17 | 3.6556 | 2898.0369 | 303.24 | -0.32843 | -0.046633
15702 | 10E25G12H13D07M01W03 | 6.09 | 38.87 | 0.64 | 11.78 | 57.38 | 3.6556 | 2898.0369 | 236.67 | -0.32843 | 0.034007
15703 | 10E25G12H13D07M01W04 | 6.09 | 38.87 | 0.64 | 8.61 | 54.21 | 3.6556 | 2898.0369 | 192.78 | -0.32843 | 0.087374
15704 | 10E25G12H13D07M02W02 | 5.46 | 37.15 | 0.64 | 16.57 | 59.82 | 3.6556 | 2725.7545 | 295.68 | -0.26965 | -0.0070707
15705 | 10E25G12H14D05M01W02 | 6.83 | 45.34 | 0.64 | 16.57 | 69.38 | 4.2778 | 3384.1195 | 311.01 | -0.54956 | -0.16801
15706 | 10E25G12H14D05M01W03 | 6.83 | 45.34 | 0.64 | 11.78 | 64.59 | 4.2778 | 3384.1195 | 244.44 | -0.54956 | -0.087374
15707 | 10E25G12H14D07M01W02 | 7 | 46.68 | 0.64 | 16.57 | 70.89 | 4.4333 | 3474.3627 | 313.11 | -0.59535 | -0.19343
15708 | 10E25G12H14D07M01W03 | 7 | 46.68 | 0.64 | 11.78 | 66.1 | 4.4333 | 3474.3627 | 246.54 | -0.59535 | -0.11279
15709 | 10E25G12H14D07M01W04 | 7 | 46.68 | 0.64 | 8.61 | 62.93 | 4.4333 | 3474.3627 | 202.65 | -0.59535 | -0.059428
15710 | 10E25G12H14D07M02W02 | 6.28 | 44.62 | 0.64 | 16.57 | 68.11 | 4.4333 | 3265.1626 | 304.29 | -0.52495 | -0.14663
15711 | 11E11G05H03D02M01W01 | 28.75 | 38.22 | 0.65 | 18.38 | 86 | 3.4222 | 2586.2877 | 595.77 | 0 | 0 |  | 2.8139 | 2168.3684 | 474.8419 | 1.5834 | 1397.4274 | 424.6433
15712 | 11E11G11H03D02M01W01 | 26.5 | 26.06 | 0.65 | 18.38 | 71.59 | 2.1778 | 1841.7814 | 569.1 | 0.31816 | 0.16756 | 1
15713 | 11E11G11H06D02M01W01 | 26.26 | 23.02 | 0.65 | 18.38 | 68.31 | 1.9444 | 1577.2048 | 573.72 | 0.3977 | 0.2057 | 1
15714 | 11E11G11H07D02M01W01 | 25.9 | 27.97 | 0.65 | 18.38 | 72.9 | 2.3333 | 1940.2285 | 561.12 | 0.26818 | 0.15233 | 1
15715 | 11E11G11H07D04M01W01 | 29.76 | 32.61 | 0.65 | 18.38 | 81.4 | 2.8 | 2227.366 | 607.11 | 0.14678 | 0.053488
15716 | 11E11G11H07D04M01W02 | 29.76 | 32.61 | 0.65 | 17.03 | 80.05 | 2.8 | 2227.366 | 588.42 | 0.14678 | 0.069186
15717 | 11E11G11H07D05M01W01 | 25.31 | 27.13 | 0.65 | 18.38 | 71.47 | 2.2556 | 1891.005 | 554.19 | 0.29016 | 0.16895 | 1
15718 | 11E11G11H07D05M01W02 | 25.31 | 27.13 | 0.65 | 17.03 | 70.12 | 2.2556 | 1891.005 | 535.5 | 0.29016 | 0.18465 | 1
15719 | 11E11G11H07D05M01W03 | 25.31 | 27.13 | 0.65 | 12.25 | 65.34 | 2.2556 | 1891.005 | 468.93 | 0.29016 | 0.24023 | 1
15720 | 11E11G11H07D06M01W01 | 22.94 | 23.98 | 0.65 | 18.38 | 65.95 | 1.9444 | 1702.3147 | 526.26 | 0.37258 | 0.23314 | 1
15721 | 11E11G11H07D06M01W02 | 22.94 | 23.98 | 0.65 | 17.03 | 64.6 | 1.9444 | 1702.3147 | 507.57 | 0.37258 | 0.24884 | 1
15722 | 11E11G11H07D06M01W03 | 22.94 | 23.98 | 0.65 | 12.25 | 59.82 | 1.9444 | 1702.3147 | 441 | 0.37258 | 0.30442 | 1
15723 | 11E11G11H07D07M01W01 | 25.9 | 27.97 | 0.65 | 18.38 | 72.9 | 2.3333 | 1940.2285 | 561.12 | 0.26818 | 0.15233 | 1
15724 | 11E11G11H07D07M01W02 | 25.9 | 27.97 | 0.65 | 17.03 | 71.55 | 2.3333 | 1940.2285 | 542.43 | 0.26818 | 0.16802 | 1
15725 | 11E11G11H07D07M01W03 | 25.9 | 27.97 | 0.65 | 12.25 | 66.77 | 2.3333 | 1940.2285 | 475.86 | 0.26818 | 0.2236 | 1
15726 | 11E11G11H07D07M01W04 | 25.9 | 27.97 | 0.65 | 8.91 | 63.43 | 2.3333 | 1940.2285 | 429.87 | 0.26818 | 0.26244 | 1
15727 | 11E11G11H07D07M02W02 | 25.9 | 26.46 | 0.65 | 17.03 | 70.04 | 2.1 | 1854.0873 | 542.22 | 0.30769 | 0.18558 | 1
15728 | 11E11G11H08D02M01W01 | 22.81 | 27.97 | 0.65 | 18.38 | 69.81 | 2.3333 | 1940.2285 | 521.22 | 0.26818 | 0.18826 | 1
15729 | 11E11G11H08D05M01W01 | 22.28 | 27.13 | 0.65 | 18.38 | 68.44 | 2.2556 | 1891.005 | 515.13 | 0.29016 | 0.20419 | 1
15730 | 11E11G11H08D05M01W02 | 22.28 | 27.13 | 0.65 | 17.03 | 67.09 | 2.2556 | 1891.005 | 496.44 | 0.29016 | 0.21988 | 1
15731 | 11E11G11H08D05M01W03 | 22.28 | 27.13 | 0.65 | 12.25 | 62.31 | 2.2556 | 1891.005 | 429.87 | 0.29016 | 0.27547 | 1
15732 | 11E11G11H08D06M01W01 | 20.2 | 23.98 | 0.65 | 18.38 | 63.21 | 1.9444 | 1702.3147 | 490.77 | 0.37258 | 0.265 | 1
15733 | 11E11G11H08D06M01W02 | 20.2 | 23.98 | 0.65 | 17.03 | 61.86 | 1.9444 | 1702.3147 | 472.08 | 0.37258 | 0.2807 | 1
15734 | 11E11G11H08D06M01W03 | 20.2 | 23.98 | 0.65 | 12.25 | 57.08 | 1.9444 | 1702.3147 | 405.51 | 0.37258 | 0.33628 | 1
15735 | 11E11G11H08D07M01W01 | 22.81 | 27.97 | 0.65 | 18.38 | 69.81 | 2.3333 | 1940.2285 | 521.22 | 0.26818 | 0.18826 | 1
15736 | 11E11G11H08D07M01W02 | 22.81 | 27.97 | 0.65 | 17.03 | 68.46 | 2.3333 | 1940.2285 | 502.53 | 0.26818 | 0.20395 | 1
15737 | 11E11G11H08D07M01W03 | 22.81 | 27.97 | 0.65 | 12.25 | 63.68 | 2.3333 | 1940.2285 | 435.96 | 0.26818 | 0.25953 | 1
15738 | 11E11G11H08D07M01W04 | 22.81 | 27.97 | 0.65 | 8.91 | 60.34 | 2.3333 | 1940.2285 | 389.97 | 0.26818 | 0.29837 | 1
15739 | 11E11G11H08D07M02W02 | 22.81 | 26.46 | 0.65 | 17.03 | 66.95 | 2.1 | 1854.0873 | 502.32 | 0.30769 | 0.22151 | 1
15740 | 11E11G11H09D02M01W01 | 21.95 | 27.97 | 0.65 | 18.38 | 68.95 | 2.3333 | 1940.2285 | 510.09 | 0.26818 | 0.19826 | 1
15741 | 11E11G11H09D05M01W01 | 21.45 | 27.13 | 0.65 | 18.38 | 67.61 | 2.2556 | 1891.005 | 504.21 | 0.29016 | 0.21384 | 1
15742 | 11E11G11H09D05M01W02 | 21.45 | 27.13 | 0.65 | 17.03 | 66.26 | 2.2556 | 1891.005 | 485.52 | 0.29016 | 0.22953 | 1
15743 | 11E11G11H09D05M01W03 | 21.45 | 27.13 | 0.65 | 12.25 | 61.48 | 2.2556 | 1891.005 | 418.95 | 0.29016 | 0.28512 | 1
15744 | 11E11G11H09D07M01W01 | 21.95 | 27.97 | 0.65 | 18.38 | 68.95 | 2.3333 | 1940.2285 | 510.09 | 0.26818 | 0.19826 | 1
15745 | 11E11G11H09D07M01W02 | 21.95 | 27.97 | 0.65 | 17.03 | 67.6 | 2.3333 | 1940.2285 | 491.4 | 0.26818 | 0.21395 | 1
15746 | 11E11G11H09D07M01W03 | 21.95 | 27.97 | 0.65 | 12.25 | 62.82 | 2.3333 | 1940.2285 | 424.83 | 0.26818 | 0.26953 | 1
15747 | 11E11G11H09D07M01W04 | 21.95 | 27.97 | 0.65 | 8.91 | 59.48 | 2.3333 | 1940.2285 | 378.84 | 0.26818 | 0.30837 | 1
15748 | 11E11G11H09D07M02W02 | 21.95 | 26.46 | 0.65 | 17.03 | 66.09 | 2.1 | 1854.0873 | 491.19 | 0.30769 | 0.23151 | 1
15749 | 11E11G11H10D02M01W01 | 25.9 | 24.13 | 0.65 | 18.38 | 69.06 | 2.0222 | 1757.6912 | 561.12 | 0.36866 | 0.19698 | 1
15750 | 11E11G11H10D05M01W01 | 25.31 | 23.41 | 0.65 | 18.38 | 67.75 | 1.9444 | 1714.6206 | 554.19 | 0.38749 | 0.21221 | 1
15751 | 11E11G11H10D05M01W02 | 25.31 | 23.41 | 0.65 | 17.03 | 66.4 | 1.9444 | 1714.6206 | 535.5 | 0.38749 | 0.22791 | 1
15752 | 11E11G11H10D05M01W03 | 25.31 | 23.41 | 0.65 | 12.25 | 61.62 | 1.9444 | 1714.6206 | 468.93 | 0.38749 | 0.28349 | 1
15753 | 11E11G11H10D07M01W01 | 25.9 | 24.13 | 0.65 | 18.38 | 69.06 | 2.0222 | 1757.6912 | 561.12 | 0.36866 | 0.19698 | 1
15754 | 11E11G11H10D07M01W02 | 25.9 | 24.13 | 0.65 | 17.03 | 67.71 | 2.0222 | 1757.6912 | 542.43 | 0.36866 | 0.21267 | 1
15755 | 11E11G11H10D07M01W03 | 25.9 | 24.13 | 0.65 | 12.25 | 62.93 | 2.0222 | 1757.6912 | 475.86 | 0.36866 | 0.26826 | 1
15756 | 11E11G11H10D07M01W04 | 25.9 | 24.13 | 0.65 | 8.91 | 59.59 | 2.0222 | 1757.6912 | 429.87 | 0.36866 | 0.30709 | 1
15757 | 11E11G11H10D07M02W02 | 25.9 | 22.83 | 0.65 | 17.03 | 66.41 | 1.7889 | 1681.8049 | 542.22 | 0.40267 | 0.22779 | 1
15758 | 11E11G11H11D02M01W01 | 25.9 | 22.51 | 0.65 | 18.38 | 67.44 | 1.8667 | 1685.9068 | 561.12 | 0.41104 | 0.21581 | 1
15759 | 11E11G11H11D05M01W01 | 25.31 | 21.83 | 0.65 | 18.38 | 66.17 | 1.7889 | 1644.8872 | 554.19 | 0.42883 | 0.23058 | 1
15760 | 11E11G11H11D05M01W02 | 25.31 | 21.83 | 0.65 | 17.03 | 64.82 | 1.7889 | 1644.8872 | 535.5 | 0.42883 | 0.24628 | 1
15761 | 11E11G11H11D05M01W03 | 25.31 | 21.83 | 0.65 | 12.25 | 60.04 | 1.7889 | 1644.8872 | 468.93 | 0.42883 | 0.30186 | 1
15762 | 11E11G11H11D06M01W01 | 22.94 | 19.32 | 0.65 | 18.38 | 61.29 | 1.5556 | 1484.9106 | 526.26 | 0.49451 | 0.28733 | 1
15763 | 11E11G11H11D06M01W02 | 22.94 | 19.32 | 0.65 | 17.03 | 59.94 | 1.5556 | 1484.9106 | 507.57 | 0.49451 | 0.30302 | 1
15764 | 11E11G11H11D06M01W03 | 22.94 | 19.32 | 0.65 | 12.25 | 55.16 | 1.5556 | 1484.9106 | 441 | 0.49451 | 0.3586 | 2
15765 | 11E11G11H11D07M01W01 | 25.9 | 22.51 | 0.65 | 18.38 | 67.44 | 1.8667 | 1685.9068 | 561.12 | 0.41104 | 0.21581 | 1
15766 | 11E11G11H11D07M01W02 | 25.9 | 22.51 | 0.65 | 17.03 | 66.09 | 1.8667 | 1685.9068 | 542.43 | 0.41104 | 0.23151 | 1
15767 | 11E11G11H11D07M01W03 | 25.9 | 22.51 | 0.65 | 12.25 | 61.31 | 1.8667 | 1685.9068 | 475.86 | 0.41104 | 0.28709 | 1
15768 | 11E11G11H11D07M01W04 | 25.9 | 22.51 | 0.65 | 8.91 | 57.97 | 1.8667 | 1685.9068 | 429.87 | 0.41104 | 0.32593 | 1
15769 | 11E11G11H11D07M02W02 | 25.9 | 21.29 | 0.65 | 17.03 | 64.87 | 1.6333 | 1614.1225 | 542.22 | 0.44296 | 0.2457 | 1
15770 | 11E11G11H12D02M01W01 | 22.5 | 18.76 | 0.65 | 18.38 | 60.29 | 1.5556 | 1380.3106 | 525.21 | 0.50916 | 0.29895 | 1
15771 | 11E11G11H12D05M01W01 | 22 | 18.2 | 0.65 | 18.38 | 59.23 | 1.4778 | 1345.4439 | 519.12 | 0.52381 | 0.31128 | 1
15772 | 11E11G11H12D05M01W02 | 22 | 18.2 | 0.65 | 17.03 | 57.88 | 1.4778 | 1345.4439 | 500.43 | 0.52381 | 0.32698 | 1
15773 | 11E11G11H12D05M01W03 | 22 | 18.2 | 0.65 | 12.25 | 53.1 | 1.4778 | 1345.4439 | 433.86 | 0.52381 | 0.38256 | 2
15774 | 11E11G11H12D07M01W01 | 22.5 | 18.76 | 0.65 | 18.38 | 60.29 | 1.5556 | 1380.3106 | 525.21 | 0.50916 | 0.29895 | 1
15775 | 11E11G11H12D07M01W02 | 22.5 | 18.76 | 0.65 | 17.03 | 58.94 | 1.5556 | 1380.3106 | 506.52 | 0.50916 | 0.31465 | 1
15776 | 11E11G11H12D07M01W03 | 22.5 | 18.76 | 0.65 | 12.25 | 54.16 | 1.5556 | 1380.3106 | 439.95 | 0.50916 | 0.37023 | 2
15777 | 11E11G11H12D07M01W04 | 22.5 | 18.76 | 0.65 | 8.91 | 50.82 | 1.5556 | 1380.3106 | 393.96 | 0.50916 | 0.40907 | 2
15778 | 11E11G11H12D07M02W02 | 22.51 | 17.74 | 0.65 | 17.03 | 57.93 | 1.4 | 1318.7811 | 506.31 | 0.53585 | 0.3264 | 1
15779 | 11E11G11H13D02M01W01 | 22.5 | 18.33 | 0.65 | 18.38 | 59.86 | 1.5556 | 1341.3419 | 525.21 | 0.52041 | 0.30395 | 1
15780 | 11E11G11H13D05M01W01 | 22 | 17.78 | 0.65 | 18.38 | 58.81 | 1.4778 | 1306.4752 | 519.12 | 0.5348 | 0.31616 | 1
15781 | 11E11G11H13D05M01W02 | 22 | 17.78 | 0.65 | 17.03 | 57.46 | 1.4778 | 1306.4752 | 500.43 | 0.5348 | 0.33186 | 1
15782 | 11E11G11H13D05M01W03 | 22 | 17.78 | 0.65 | 12.25 | 52.68 | 1.4778 | 1306.4752 | 433.86 | 0.5348 | 0.38744 | 2
15783 | 11E11G11H13D07M01W01 | 22.5 | 18.33 | 0.65 | 18.38 | 59.86 | 1.5556 | 1341.3419 | 525.21 | 0.52041 | 0.30395 | 1
15784 | 11E11G11H13D07M01W02 | 22.5 | 18.33 | 0.65 | 17.03 | 58.51 | 1.5556 | 1341.3419 | 506.52 | 0.52041 | 0.31965 | 1
15785 | 11E11G11H13D07M01W03 | 22.5 | 18.33 | 0.65 | 12.25 | 53.73 | 1.5556 | 1341.3419 | 439.95 | 0.52041 | 0.37523 | 2
15786 | 11E11G11H13D07M01W04 | 22.5 | 18.33 | 0.65 | 8.91 | 50.39 | 1.5556 | 1341.3419 | 393.96 | 0.52041 | 0.41407 | 2
15787 | 11E11G11H13D07M02W02 | 22.51 | 17.34 | 0.65 | 17.03 | 57.53 | 1.4 | 1281.8635 | 506.31 | 0.54631 | 0.33105 | 1
15788 | 11E11G11H14D02M01W01 | 25.9 | 22.01 | 0.65 | 18.38 | 66.94 | 1.8667 | 1640.7852 | 561.12 | 0.42412 | 0.22163 | 1
15789 | 11E11G11H14D05M01W01 | 25.31 | 21.35 | 0.65 | 18.38 | 65.69 | 1.7889 | 1599.7656 | 554.19 | 0.44139 | 0.23616 | 1
15790 | 11E11G11H14D05M01W02 | 25.31 | 21.35 | 0.65 | 17.03 | 64.34 | 1.7889 | 1599.7656 | 535.5 | 0.44139 | 0.25186 | 1
15791 | 11E11G11H14D05M01W03 | 25.31 | 21.35 | 0.65 | 12.25 | 59.56 | 1.7889 | 1599.7656 | 468.93 | 0.44139 | 0.30744 | 1
15792 | 11E11G11H14D07M01W01 | 25.9 | 22.01 | 0.65 | 18.38 | 66.94 | 1.8667 | 1640.7852 | 561.12 | 0.42412 | 0.22163 | 1
15793 | 11E11G11H14D07M01W02 | 25.9 | 22.01 | 0.65 | 17.03 | 65.59 | 1.8667 | 1640.7852 | 542.43 | 0.42412 | 0.23733 | 1
15794 | 11E11G11H14D07M01W03 | 25.9 | 22.01 | 0.65 | 12.25 | 60.81 | 1.8667 | 1640.7852 | 475.86 | 0.42412 | 0.29291 | 1
15795 | 11E11G11H14D07M01W04 | 25.9 | 22.01 | 0.65 | 8.91 | 57.47 | 1.8667 | 1640.7852 | 429.87 | 0.42412 | 0.33174 | 1
15796 | 11E11G11H14D07M02W02 | 25.9 | 20.83 | 0.65 | 17.03 | 64.41 | 1.6333 | 1571.0519 | 542.22 | 0.455 | 0.25105 | 1
15797 | 11E17G10H07D04M01W02 | 30.69 | 57.74 | 0.65 | 17.03 | 106.11 | 5.2111 | 3658.9511 | 599.13 | -0.51073 | -0.23384
15798 | 11E17G10H07D05M01W02 | 26.12 | 46.86 | 0.65 | 17.03 | 90.66 | 4.2 | 3029.2997 | 545.16 | -0.22606 | -0.054186
15799 | 11E17G10H07D05M01W03 | 26.12 | 46.86 | 0.65 | 12.25 | 85.88 | 4.2 | 3029.2997 | 478.59 | -0.22606 | 0.0013953
15800 | 11E17G10H07D06M01W02 | 23.76 | 40.73 | 0.65 | 17.03 | 82.17 | 3.5778 | 2680.6329 | 517.02 | -0.065672 | 0.044535
15801 | 11E17G10H07D06M01W03 | 23.76 | 40.73 | 0.65 | 12.25 | 77.39 | 3.5778 | 2680.6329 | 450.45 | -0.065672 | 0.10012
15802 | 11E17G10H07D07M01W02 | 26.72 | 48.56 | 0.65 | 17.03 | 92.96 | 4.3556 | 3125.6959 | 552.3 | -0.27054 | -0.08093
15803 | 11E17G10H07D07M01W03 | 26.72 | 48.56 | 0.65 | 12.25 | 88.18 | 4.3556 | 3125.6959 | 485.73 | -0.27054 | -0.025349
15804 | 11E17G10H07D07M01W04 | 26.72 | 48.56 | 0.65 | 8.91 | 84.84 | 4.3556 | 3125.6959 | 439.74 | -0.27054 | 0.013488
15805 | 11E17G10H07D07M02W02 | 26.62 | 46.5 | 0.65 | 17.03 | 90.8 | 4.1222 | 2984.1781 | 550.62 | -0.21664 | -0.055814
15806 | 11E17G10H08D05M01W02 | 23 | 46.86 | 0.65 | 17.03 | 87.54 | 4.2 | 3029.2997 | 504.84 | -0.22606 | -0.017907
15807 | 11E17G10H08D05M01W03 | 23 | 46.86 | 0.65 | 12.25 | 82.76 | 4.2 | 3029.2997 | 438.27 | -0.22606 | 0.037674
15808 | 11E17G10H08D06M01W02 | 20.93 | 40.73 | 0.65 | 17.03 | 79.34 | 3.5778 | 2680.6329 | 480.48 | -0.065672 | 0.077442
15809 | 11E17G10H08D06M01W03 | 20.93 | 40.73 | 0.65 | 12.25 | 74.56 | 3.5778 | 2680.6329 | 413.91 | -0.065672 | 0.13302
15810 | 11E17G10H08D07M01W02 | 23.53 | 48.56 | 0.65 | 17.03 | 89.77 | 4.3556 | 3125.6959 | 510.93 | -0.27054 | -0.043837
15811 | 11E17G10H08D07M01W03 | 23.53 | 48.56 | 0.65 | 12.25 | 84.99 | 4.3556 | 3125.6959 | 444.36 | -0.27054 | 0.011744
15812 | 11E17G10H08D07M01W04 | 23.53 | 48.56 | 0.65 | 8.91 | 81.65 | 4.3556 | 3125.6959 | 398.37 | -0.27054 | 0.050581
15813 | 11E17G10H08D07M02W02 | 23.45 | 46.5 | 0.65 | 17.03 | 87.63 | 4.1222 | 2984.1781 | 509.67 | -0.21664 | -0.018953
15814 | 11E17G10H09D05M01W02 | 22.14 | 46.86 | 0.65 | 17.03 | 86.68 | 4.2 | 3029.2997 | 493.71 | -0.22606 | -0.007907
15815 | 11E17G10H09D05M01W03 | 22.14 | 46.86 | 0.65 | 12.25 | 81.9 | 4.2 | 3029.2997 | 427.14 | -0.22606 | 0.047674
15816 | 11E17G10H09D07M01W02 | 22.64 | 48.56 | 0.65 | 17.03 | 88.88 | 4.3556 | 3125.6959 | 499.59 | -0.27054 | -0.033488
15817 | 11E17G10H09D07M01W03 | 22.64 | 48.56 | 0.65 | 12.25 | 84.1 | 4.3556 | 3125.6959 | 433.02 | -0.27054 | 0.022093
15818 | 11E17G10H09D07M01W04 | 22.64 | 48.56 | 0.65 | 8.91 | 80.76 | 4.3556 | 3125.6959 | 387.03 | -0.27054 | 0.06093
15819 | 11E17G10H09D07M02W02 | 22.56 | 46.5 | 0.65 | 17.03 | 86.74 | 4.1222 | 2984.1781 | 498.33 | -0.21664 | -0.0086047
15820 | 11E17G10H10D05M01W02 | 26.12 | 40.48 | 0.65 | 17.03 | 84.28 | 3.5778 | 2715.4996 | 545.16 | -0.059131 | 0.02
15821 | 11E17G10H10D05M01W03 | 26.12 | 40.48 | 0.65 | 12.25 | 79.5 | 3.5778 | 2715.4996 | 478.59 | -0.059131 | 0.075581
15822 | 11E17G10H10D07M01W02 | 26.72 | 41.95 | 0.65 | 17.03 | 86.35 | 3.6556 | 2799.5898 | 552.3 | -0.097593 | -0.0040698
15823 | 11E17G10H10D07M01W03 | 26.72 | 41.95 | 0.65 | 12.25 | 81.57 | 3.6556 | 2799.5898 | 485.73 | -0.097593 | 0.051512
15824 | 11E17G10H10D07M01W04 | 26.72 | 41.95 | 0.65 | 8.91 | 78.23 | 3.6556 | 2799.5898 | 439.74 | -0.097593 | 0.090349
15825 | 11E17G10H10D07M02W02 | 26.62 | 40.15 | 0.65 | 17.03 | 84.45 | 3.5 | 2674.4799 | 550.62 | -0.050497 | 0.018023
15826 | 11E17G10H11D05M01W02 | 26.12 | 37.79 | 0.65 | 17.03 | 81.59 | 3.2667 | 2592.4407 | 545.16 | 0.011251 | 0.051279
15827 | 11E17G10H11D05M01W03 | 26.12 | 37.79 | 0.65 | 12.25 | 76.81 | 3.2667 | 2592.4407 | 478.59 | 0.011251 | 0.10686
15828 | 11E17G10H11D06M01W02 | 23.76 | 32.88 | 0.65 | 17.03 | 74.32 | 2.8 | 2301.2013 | 517.02 | 0.13972 | 0.13581
15829 | 11E17G10H11D06M01W03 | 23.76 | 32.88 | 0.65 | 12.25 | 69.54 | 2.8 | 2301.2013 | 450.45 | 0.13972 | 0.1914 | 1
15830 | 11E17G10H11D07M01W02 | 26.72 | 39.16 | 0.65 | 17.03 | 83.56 | 3.4222 | 2672.4289 | 552.3 | -0.024594 | 0.028372
15831 | 11E17G10H11D07M01W03 | 26.72 | 39.16 | 0.65 | 12.25 | 78.78 | 3.4222 | 2672.4289 | 485.73 | -0.024594 | 0.083953
15832 | 11E17G10H11D07M01W04 | 26.72 | 39.16 | 0.65 | 8.91 | 75.44 | 3.4222 | 2672.4289 | 439.74 | -0.024594 | 0.12279
15833 | 11E17G10H11D07M02W02 | 26.62 | 37.48 | 0.65 | 17.03 | 81.78 | 3.2667 | 2553.472 | 550.62 | 0.019362 | 0.04907
15834 | 11E17G10H12D05M01W02 | 22.71 | 31.5 | 0.65 | 17.03 | 71.89 | 2.7222 | 2135.0718 | 508.83 | 0.17582 | 0.16407 | 1
15835 | 11E17G10H12D05M01W03 | 22.71 | 31.5 | 0.65 | 12.25 | 67.11 | 2.7222 | 2135.0718 | 442.26 | 0.17582 | 0.21965 | 1
15836 | 11E17G10H12D07M01W02 | 23.23 | 32.64 | 0.65 | 17.03 | 73.55 | 2.8 | 2200.7032 | 515.13 | 0.146 | 0.14477
15837 | 11E17G10H12D07M01W03 | 23.23 | 32.64 | 0.65 | 12.25 | 68.77 | 2.8 | 2200.7032 | 448.56 | 0.146 | 0.20035 | 1
15838 | 11E17G10H12D07M01W04 | 23.23 | 32.64 | 0.65 | 8.91 | 65.43 | 2.8 | 2200.7032 | 402.57 | 0.146 | 0.23919 | 1
15839 | 11E17G10H12D07M02W02 | 23.14 | 31.23 | 0.65 | 17.03 | 72.05 | 2.7222 | 2100.2051 | 513.66 | 0.18289 | 0.16221 | 1
15840 | 11E17G10H13D05M01W02 | 22.71 | 30.75 | 0.65 | 17.03 | 71.14 | 2.7222 | 2063.2874 | 508.83 | 0.19545 | 0.17279 | 1
15841 | 11E17G10H13D05M01W03 | 22.71 | 30.75 | 0.65 | 12.25 | 66.36 | 2.7222 | 2063.2874 | 442.26 | 0.19545 | 0.22837 | 1
15842 | 11E17G10H13D07M01W02 | 23.23 | 31.87 | 0.65 | 17.03 | 72.78 | 2.8 | 2124.8169 | 515.13 | 0.16614 | 0.15372 | 1
15843 | 11E17G10H13D07M01W03 | 23.23 | 31.87 | 0.65 | 12.25 | 68 | 2.8 | 2124.8169 | 448.56 | 0.16614 | 0.2093 | 1
15844 | 11E17G10H13D07M01W04 | 23.23 | 31.87 | 0.65 | 8.91 | 64.66 | 2.8 | 2124.8169 | 402.57 | 0.16614 | 0.24814 | 1
15845 | 11E17G10H13D07M02W02 | 23.14 | 30.51 | 0.65 | 17.03 | 71.33 | 2.7222 | 2030.4717 | 513.66 | 0.20173 | 0.17058 | 1
15846 | 11E17G10H14D05M01W02 | 26.12 | 36.92 | 0.65 | 17.03 | 80.72 | 3.2667 | 2508.3504 | 545.16 | 0.034014 | 0.061395
15847 | 11E17G10H14D05M01W03 | 26.12 | 36.92 | 0.65 | 12.25 | 75.94 | 3.2667 | 2508.3504 | 478.59 | 0.034014 | 0.11698
15848 | 11E17G10H14D07M01W02 | 26.72 | 38.26 | 0.65 | 17.03 | 82.66 | 3.4222 | 2584.2367 | 552.3 | -0.0010466 | 0.038837
15849 | 11E17G10H14D07M01W03 | 26.72 | 38.26 | 0.65 | 12.25 | 77.88 | 3.4222 | 2584.2367 | 485.73 | -0.0010466 | 0.094419
15850 | 11E17G10H14D07M01W04 | 26.72 | 38.26 | 0.65 | 8.91 | 74.54 | 3.4222 | 2584.2367 | 439.74 | -0.0010466 | 0.13326
15851 | 11E17G10H14D07M02W02 | 26.62 | 36.63 | 0.65 | 17.03 | 80.93 | 3.2667 | 2471.4328 | 550.62 | 0.041601 | 0.058953
15852 | 11E17G11H07D04M01W02 | 32.08 | 51.13 | 0.65 | 17.03 | 100.89 | 4.5889 | 3267.2136 | 615.93 | -0.33778 | -0.17314
15853 | 11E17G11H07D05M01W02 | 27.36 | 41.35 | 0.65 | 17.03 | 86.39 | 3.7333 | 2705.2447 | 560.07 | -0.081894 | -0.0045349
15854 | 11E17G11H07D05M01W03 | 27.36 | 41.35 | 0.65 | 12.25 | 81.61 | 3.7333 | 2705.2447 | 493.5 | -0.081894 | 0.051047
15855 | 11E17G11H07D06M01W02 | 24.89 | 35.6 | 0.65 | 17.03 | 78.17 | 3.1889 | 2383.2406 | 530.67 | 0.06855 | 0.091047
15856 | 11E17G11H07D06M01W03 | 24.89 | 35.6 | 0.65 | 12.25 | 73.39 | 3.1889 | 2383.2406 | 464.1 | 0.06855 | 0.14663
15857 | 11E17G11H07D07M01W02 | 27.98 | 42.96 | 0.65 | 17.03 | 88.62 | 3.8889 | 2795.4878 | 567.42 | -0.12402 | -0.030465
15858 | 11E17G11H07D07M01W03 | 27.98 | 42.96 | 0.65 | 12.25 | 83.84 | 3.8889 | 2795.4878 | 500.85 | -0.12402 | 0.025116
15859 | 11E17G11H07D07M01W04 | 27.98 | 42.96 | 0.65 | 8.91 | 80.5 | 3.8889 | 2795.4878 | 454.86 | -0.12402 | 0.063953
15860 | 11E17G11H07D07M02W02 | 27.93 | 40.95 | 0.65 | 17.03 | 86.56 | 3.6556 | 2664.225 | 566.37 | -0.071429 | -0.0065116
15861 | 11E17G11H08D05M01W02 | 24.09 | 41.35 | 0.65 | 17.03 | 83.12 | 3.7333 | 2705.2447 | 517.65 | -0.081894 | 0.033488
15862 | 11E17G11H08D05M01W03 | 24.09 | 41.35 | 0.65 | 12.25 | 78.34 | 3.7333 | 2705.2447 | 451.08 | -0.081894 | 0.08907
15863 | 11E17G11H08D06M01W02 | 21.91 | 35.6 | 0.65 | 17.03 | 75.19 | 3.1889 | 2383.2406 | 492.24 | 0.06855 | 0.1257
15864 | 11E17G11H08D06M01W03 | 21.91 | 35.6 | 0.65 | 12.25 | 70.41 | 3.1889 | 2383.2406 | 425.67 | 0.06855 | 0.18128 | 1
15865 | 11E17G11H08D07M01W02 | 24.64 | 42.96 | 0.65 | 17.03 | 85.28 | 3.8889 | 2795.4878 | 524.16 | -0.12402 | 0.0083721
15866 | 11E17G11H08D07M01W03 | 24.64 | 42.96 | 0.65 | 12.25 | 80.5 | 3.8889 | 2795.4878 | 457.59 | -0.12402 | 0.063953
15867 | 11E17G11H08D07M01W04 | 24.64 | 42.96 | 0.65 | 8.91 | 77.16 | 3.8889 | 2795.4878 | 411.6 | -0.12402 | 0.10279
15868 | 11E17G11H08D07M02W02 | 24.59 | 40.95 | 0.65 | 17.03 | 83.22 | 3.6556 | 2664.225 | 523.32 | -0.071429 | 0.032326
15869 | 11E17G11H09D05M01W02 | 23.19 | 41.35 | 0.65 | 17.03 | 82.22 | 3.7333 | 2705.2447 | 505.89 | -0.081894 | 0.043953
15870 | 11E17G11H09D05M01W03 | 23.19 | 41.35 | 0.65 | 12.25 | 77.44 | 3.7333 | 2705.2447 | 439.32 | -0.081894 | 0.099535
15871 | 11E17G11H09D07M01W02 | 23.71 | 42.96 | 0.65 | 17.03 | 84.35 | 3.8889 | 2795.4878 | 512.19 | -0.12402 | 0.019186
15872 | 11E17G11H09D07M01W03 | 23.71 | 42.96 | 0.65 | 12.25 | 79.57 | 3.8889 | 2795.4878 | 445.62 | -0.12402 | 0.074767
15873 | 11E17G11H09D07M01W04 | 23.71 | 42.96 | 0.65 | 8.91 | 76.23 | 3.8889 | 2795.4878 | 399.63 | -0.12402 | 0.1136
15874 | 11E17G11H09D07M02W02 | 23.67 | 40.95 | 0.65 | 17.03 | 82.3 | 3.6556 | 2664.225 | 511.35 | -0.071429 | 0.043023
15875 | 11E17G11H10D05M01W02 | 27.36 | 35.69 | 0.65 | 17.03 | 80.73 | 3.1889 | 2432.4641 | 560.07 | 0.066196 | 0.061279
15876 | 11E17G11H10D05M01W03 | 27.36 | 35.69 | 0.65 | 12.25 | 75.95 | 3.1889 | 2432.4641 | 493.5 | 0.066196 | 0.11686
15877 | 11E17G11H10D07M01W02 | 27.98 | 37.08 | 0.65 | 17.03 | 82.74 | 3.2667 | 2510.4014 | 567.42 | 0.029827 | 0.037907
15878 | 11E17G11H10D07M01W03 | 27.98 | 37.08 | 0.65 | 12.25 | 77.96 | 3.2667 | 2510.4014 | 500.85 | 0.029827 | 0.093488
15879 | 11E17G11H10D07M01W04 | 27.98 | 37.08 | 0.65 | 8.91 | 74.62 | 3.2667 | 2510.4014 | 454.86 | 0.029827 | 0.13233
15880 | 11E17G11H10D07M02W02 | 27.93 | 35.33 | 0.65 | 17.03 | 80.94 | 3.1111 | 2395.5464 | 566.37 | 0.075615 | 0.058837
15881 | 11E17G11H11D05M01W02 | 27.36 | 33.31 | 0.65 | 17.03 | 78.35 | 2.8778 | 2323.7621 | 560.07 | 0.12847 | 0.088953
15882 | 11E17G11H11D05M01W03 | 27.36 | 33.31 | 0.65 | 12.25 | 73.57 | 2.8778 | 2323.7621 | 493.5 | 0.12847 | 0.14453
15883 | 11E17G11H11D06M01W02 | 24.89 | 28.71 | 0.65 | 17.03 | 71.28 | 2.4889 | 2053.0325 | 530.67 | 0.24882 | 0.17116 | 1
15884 | 11E17G11H11D06M01W03 | 24.89 | 28.71 | 0.65 | 12.25 | 66.5 | 2.4889 | 2053.0325 | 464.1 | 0.24882 | 0.22674 | 1
15885 | 11E17G11H11D07M01W02 | 27.98 | 34.59 | 0.65 | 17.03 | 80.25 | 3.0333 | 2399.6484 | 567.42 | 0.094976 | 0.06686
15886 | 11E17G11H11D07M01W03 | 27.98 | 34.59 | 0.65 | 12.25 | 75.47 | 3.0333 | 2399.6484 | 500.85 | 0.094976 | 0.12244
15887 | 11E17G11H11D07M01W04 | 27.98 | 34.59 | 0.65 | 8.91 | 72.13 | 3.0333 | 2399.6484 | 454.86 | 0.094976 | 0.16128 | 1
15888 | 11E17G11H11D07M02W02 | 27.93 | 32.96 | 0.65 | 17.03 | 78.57 | 2.8778 | 2288.8954 | 566.37 | 0.13762 | 0.086395
15889 | 11E17G11H12D05M01W02 | 23.79 | 27.76 | 0.65 | 17.03 | 69.23 | 2.4111 | 1909.4638 | 521.85 | 0.27368 | 0.195 | 1
15890 | 11E17G11H12D05M01W03 | 23.79 | 27.76 | 0.65 | 12.25 | 64.45 | 2.4111 | 1909.4638 | 455.28 | 0.27368 | 0.25058 | 1
15891 | 11E17G11H12D07M01W02 | 24.33 | 28.83 | 0.65 | 17.03 | 70.84 | 2.4889 | 1970.9933 | 528.57 | 0.24568 | 0.17628 | 1
15892 | 11E17G11H12D07M01W03 | 24.33 | 28.83 | 0.65 | 12.25 | 66.06 | 2.4889 | 1970.9933 | 462 | 0.24568 | 0.23186 | 1
15893 | 11E17G11H12D07M01W04 | 24.33 | 28.83 | 0.65 | 8.91 | 62.72 | 2.4889 | 1970.9933 | 416.01 | 0.24568 | 0.2707 | 1
15894 | 11E17G11H12D07M02W02 | 24.28 | 27.47 | 0.65 | 17.03 | 69.43 | 2.4111 | 1878.6991 | 527.52 | 0.28127 | 0.19267 | 1
15895 | 11E17G11H13D05M01W02 | 23.79 | 27.12 | 0.65 | 17.03 | 68.59 | 2.4111 | 1847.9344 | 521.85 | 0.29042 | 0.20244 | 1
15896 | 11E17G11H13D05M01W03 | 23.79 | 27.12 | 0.65 | 12.25 | 63.81 | 2.4111 | 1847.9344 | 455.28 | 0.29042 | 0.25802 | 1
15897 | 11E17G11H13D07M01W02 | 24.33 | 28.17 | 0.65 | 17.03 | 70.18 | 2.4889 | 1907.4128 | 528.57 | 0.26295 | 0.18395 | 1
15898 | 11E17G11H13D07M01W03 | 24.33 | 28.17 | 0.65 | 12.25 | 65.4 | 2.4889 | 1907.4128 | 462 | 0.26295 | 0.23953 | 1
15899 | 11E17G11H13D07M01W04 | 24.33 | 28.17 | 0.65 | 8.91 | 62.06 | 2.4889 | 1907.4128 | 416.01 | 0.26295 | 0.27837 | 1
15900 | 11E17G11H13D07M02W02 | 24.28 | 26.85 | 0.65 | 17.03 | 68.81 | 2.4111 | 1819.2206 | 527.52 | 0.29749 | 0.19988 | 1
15901 | 11E17G11H14D05M01W02 | 27.36 | 32.56 | 0.65 | 17.03 | 77.6 | 2.8778 | 2251.9777 | 560.07 | 0.14809 | 0.097674
15902 | 11E17G11H14D05M01W03 | 27.36 | 32.56 | 0.65 | 12.25 | 72.82 | 2.8778 | 2251.9777 | 493.5 | 0.14809 | 0.15326 | 1
15903 | 11E17G11H14D07M01W02 | 27.98 | 33.83 | 0.65 | 17.03 | 79.49 | 3.0333 | 2325.8131 | 567.42 | 0.11486 | 0.075698
15904 | 11E17G11H14D07M01W03 | 27.98 | 33.83 | 0.65 | 12.25 | 74.71 | 3.0333 | 2325.8131 | 500.85 | 0.11486 | 0.13128
15905 | 11E17G11H14D07M01W04 | 27.98 | 33.83 | 0.65 | 8.91 | 71.37 | 3.0333 | 2325.8131 | 454.86 | 0.11486 | 0.17012 | 1
15906 | 11E17G11H14D07M02W02 | 27.93 | 32.24 | 0.65 | 17.03 | 77.85 | 2.8778 | 2221.213 | 566.37 | 0.15646 | 0.094767
15907 | 11E17G12H07D04M01W02 | 28.52 | 87.11 | 0.65 | 17.03 | 133.31 | 6.9222 | 5683.2699 | 573.09 | -1.2792 | -0.55012
15908 | 11E17G12H07D05M01W02 | 24.21 | 71.15 | 0.65 | 17.03 | 113.04 | 5.6778 | 4700.8497 | 522.06 | -0.86159 | -0.31442
15909 | 11E17G12H07D05M01W03 | 24.21 | 71.15 | 0.65 | 12.25 | 108.26 | 5.6778 | 4700.8497 | 455.49 | -0.86159 | -0.25884
15910 | 11E17G12H07D06M01W02 | 22.14 | 63.8 | 0.65 | 17.03 | 103.62 | 5.0556 | 4257.8377 | 497.7 | -0.66928 | -0.20488
15911 | 11E17G12H07D06M01W03 | 22.14 | 63.8 | 0.65 | 12.25 | 98.84 | 5.0556 | 4257.8377 | 431.13 | -0.66928 | -0.1493
15912 | 11E17G12H07D07M01W02 | 24.75 | 73.17 | 0.65 | 17.03 | 115.6 | 5.8333 | 4823.9086 | 528.36 | -0.91444 | -0.34419
15913 | 11E17G12H07D07M01W03 | 24.75 | 73.17 | 0.65 | 12.25 | 110.82 | 5.8333 | 4823.9086 | 461.79 | -0.91444 | -0.2886
15914 | 11E17G12H07D07M01W04 | 24.75 | 73.17 | 0.65 | 8.91 | 107.48 | 5.8333 | 4823.9086 | 415.8 | -0.91444 | -0.24977
15915 | 11E17G12H07D07M02W02 | 24.39 | 71.04 | 0.65 | 17.03 | 113.11 | 5.8333 | 4618.8104 | 523.95 | -0.85871 | -0.31523
15916 | 11E17G12H08D05M01W02 | 21.32 | 71.15 | 0.65 | 17.03 | 110.15 | 5.6778 | 4700.8497 | 484.89 | -0.86159 | -0.28081
15917 | 11E17G12H08D05M01W03 | 21.32 | 71.15 | 0.65 | 12.25 | 105.37 | 5.6778 | 4700.8497 | 418.32 | -0.86159 | -0.22523
15918 | 11E17G12H08D06M01W02 | 19.5 | 63.8 | 0.65 | 17.03 | 100.98 | 5.0556 | 4257.8377 | 463.47 | -0.66928 | -0.17419
15919 | 11E17G12H08D06M01W03 | 19.5 | 63.8 | 0.65 | 12.25 | 96.2 | 5.0556 | 4257.8377 | 396.9 | -0.66928 | -0.1186
15920 | 11E17G12H08D07M01W02 | 21.79 | 73.17 | 0.65 | 17.03 | 112.64 | 5.8333 | 4823.9086 | 490.35 | -0.91444 | -0.30977
15921 | 11E17G12H08D07M01W03 | 21.79 | 73.17 | 0.65 | 12.25 | 107.86 | 5.8333 | 4823.9086 | 423.78 | -0.91444 | -0.25419
15922 | 11E17G12H08D07M01W04 | 21.79 | 73.17 | 0.65 | 8.91 | 104.52 | 5.8333 | 4823.9086 | 377.79 | -0.91444 | -0.21535
15923 | 11E17G12H08D07M02W02 | 21.48 | 71.04 | 0.65 | 17.03 | 110.2 | 5.8333 | 4618.8104 | 486.36 | -0.85871 | -0.2814
15924 | 11E17G12H09D05M01W02 | 20.52 | 71.15 | 0.65 | 17.03 | 109.35 | 5.6778 | 4700.8497 | 474.39 | -0.86159 | -0.27151
15925 | 11E17G12H09D05M01W03 | 20.52 | 71.15 | 0.65 | 12.25 | 104.57 | 5.6778 | 4700.8497 | 407.82 | -0.86159 | -0.21593
15926 | 11E17G12H09D07M01W02 | 20.97 | 73.17 | 0.65 | 17.03 | 111.82 | 5.8333 | 4823.9086 | 479.64 | -0.91444 | -0.30023
15927 | 11E17G12H09D07M01W03 | 20.97 | 73.17 | 0.65 | 12.25 | 107.04 | 5.8333 | 4823.9086 | 413.07 | -0.91444 | -0.24465
15928 | 11E17G12H09D07M01W04 | 20.97 | 73.17 | 0.65 | 8.91 | 103.7 | 5.8333 | 4823.9086 | 367.08 | -0.91444 | -0.20581
15929 | 11E17G12H09D07M02W02 | 20.67 | 71.04 | 0.65 | 17.03 | 109.39 | 5.8333 | 4618.8104 | 475.86 | -0.85871 | -0.27198
15930 | 11E17G12H10D05M01W02 | 24.21 | 61.69 | 0.65 | 17.03 | 103.58 | 4.8222 | 4194.2573 | 522.06 | -0.61408 | -0.20442
15931 | 11E17G12H10D05M01W03 | 24.21 | 61.69 | 0.65 | 12.25 | 98.8 | 4.8222 | 4194.2573 | 455.49 | -0.61408 | -0.14884
15932 | 11E17G12H10D07M01W02 | 24.75 | 63.43 | 0.65 | 17.03 | 105.86 | 4.9778 | 4302.9593 | 528.36 | -0.6596 | -0.23093
15933 | 11E17G12H10D07M01W03 | 24.75 | 63.43 | 0.65 | 12.25 | 101.08 | 4.9778 | 4302.9593 | 461.79 | -0.6596 | -0.17535
15934 | 11E17G12H10D07M01W04 | 24.75 | 63.43 | 0.65 | 8.91 | 97.74 | 4.9778 | 4302.9593 | 415.8 | -0.6596 | -0.13651
15935 | 11E17G12H10D07M02W02 | 24.39 | 61.55 | 0.65 | 17.03 | 103.62 | 4.9 | 4118.3709 | 523.95 | -0.61041 | -0.20488
15936 | 11E17G12H11D05M01W02 | 24.21 | 57.78 | 0.65 | 17.03 | 99.67 | 4.4333 | 4005.5669 | 522.06 | -0.51177 | -0.15895
15937 | 11E17G12H11D05M01W03 | 24.21 | 57.78 | 0.65 | 12.25 | 94.89 | 4.4333 | 4005.5669 | 455.49 | -0.51177 | -0.10337
15938 | 11E17G12H11D06M01W02 | 22.14 | 51.85 | 0.65 | 17.03 | 91.67 | 3.9667 | 3632.2883 | 497.7 | -0.35662 | -0.06593
15939 | 11E17G12H11D06M01W03 | 22.14 | 51.85 | 0.65 | 12.25 | 86.89 | 3.9667 | 3632.2883 | 431.13 | -0.35662 | -0.010349
15940 | 11E17G12H11D07M01W02 | 24.75 | 59.41 | 0.65 | 17.03 | 101.84 | 4.5889 | 4108.116 | 528.36 | -0.55442 | -0.18419
15941 | 11E17G12H11D07M01W03 | 24.75 | 59.41 | 0.65 | 12.25 | 97.06 | 4.5889 | 4108.116 | 461.79 | -0.55442 | -0.1286
15942 | 11E17G12H11D07M01W04 | 24.75 | 59.41 | 0.65 | 8.91 | 93.72 | 4.5889 | 4108.116 | 415.8 | -0.55442 | -0.089767
15943 | 11E17G12H11D07M02W02 | 24.39 | 57.61 | 0.65 | 17.03 | 99.68 | 4.5111 | 3927.6297 | 523.95 | -0.50733 | -0.15907
15944 | 11E17G12H12D05M01W02 | 21.06 | 48.17 | 0.65 | 17.03 | 86.91 | 3.7333 | 3316.4372 | 488.67 | -0.26033 | -0.010581
15945 | 11E17G12H12D05M01W03 | 21.06 | 48.17 | 0.65 | 12.25 | 82.13 | 3.7333 | 3316.4372 | 422.1 | -0.26033 | 0.045
15946 | 11E17G12H12D07M01W02 | 21.52 | 49.53 | 0.65 | 17.03 | 88.73 | 3.8111 | 3400.5274 | 494.13 | -0.29592 | -0.031744
15947 | 11E17G12H12D07M01W03 | 21.52 | 49.53 | 0.65 | 12.25 | 83.95 | 3.8111 | 3400.5274 | 427.56 | -0.29592 | 0.023837
15948 | 11E17G12H12D07M01W04 | 21.52 | 49.53 | 0.65 | 8.91 | 80.61 | 3.8111 | 3400.5274 | 381.57 | -0.29592 | 0.062674
15949 | 11E17G12H12D07M02W02 | 21.2 | 48.03 | 0.65 | 17.03 | 86.91 | 3.8111 | 3252.8567 | 490.14 | -0.25667 | -0.010581
15950 | 11E17G12H13D05M01W02 | 21.06 | 46.8 | 0.65 | 17.03 | 85.54 | 3.7333 | 3172.8684 | 488.67 | -0.22449 | 0.0053488
15951 | 11E17G12H13D05M01W03 | 21.06 | 46.8 | 0.65 | 12.25 | 80.76 | 3.7333 | 3172.8684 | 422.1 | -0.22449 | 0.06093
15952 | 11E17G12H13D07M01W02 | 21.52 | 48.12 | 0.65 | 17.03 | 87.32 | 3.8111 | 3254.9077 | 494.13 | -0.25903 | -0.015349
15953 | 11E17G12H13D07M01W03 | 21.52 | 48.12 | 0.65 | 12.25 | 82.54 | 3.8111 | 3254.9077 | 427.56 | -0.25903 | 0.040233
15954 | 11E17G12H13D07M01W04 | 21.52 | 48.12 | 0.65 | 8.91 | 79.2 | 3.8111 | 3254.9077 | 381.57 | -0.25903 | 0.07907
15955 | 11E17G12H13D07M02W02 | 21.2 | 46.71 | 0.65 | 17.03 | 85.59 | 3.8111 | 3117.4919 | 490.14 | -0.22214 | 0.0047674
15956 | 11E17G12H14D05M01W02 | 24.21 | 56.19 | 0.65 | 17.03 | 98.08 | 4.4333 | 3837.3865 | 522.06 | -0.47017 | -0.14047
15957 | 11E17G12H14D05M01W03 | 24.21 | 56.19 | 0.65 | 12.25 | 93.3 | 4.4333 | 3837.3865 | 455.49 | -0.47017 | -0.084884
15958 | 11E17G12H14D07M01W02 | 24.75 | 57.78 | 0.65 | 17.03 | 100.21 | 4.5889 | 3937.8846 | 528.36 | -0.51177 | -0.16523
15959 | 11E17G12H14D07M01W03 | 24.75 | 57.78 | 0.65 | 12.25 | 95.43 | 4.5889 | 3937.8846 | 461.79 | -0.51177 | -0.10965
15960 | 11E17G12H14D07M01W04 | 24.75 | 57.78 | 0.65 | 8.91 | 92.09 | 4.5889 | 3937.8846 | 415.8 | -0.51177 | -0.070814
15961 | 11E17G12H14D07M02W02 | 24.39 | 56.08 | 0.65 | 17.03 | 98.15 | 4.5111 | 3769.7041 | 523.95 | -0.46729 | -0.14128
15962 | 11E18G10H07D04M01W02 | 27 | 52.12 | 0.65 | 17.03 | 96.8 | 4.6667 | 3267.2136 | 555.24 | -0.36368 | -0.12558
15963 | 11E18G10H07D05M01W02 | 22.84 | 42.02 | 0.65 | 17.03 | 82.54 | 3.7333 | 2694.9897 | 505.89 | -0.099424 | 0.040233
15964 | 11E18G10H07D05M01W03 | 22.84 | 42.02 | 0.65 | 12.25 | 77.76 | 3.7333 | 2694.9897 | 439.32 | -0.099424 | 0.095814
15965 | 11E18G10H07D06M01W02 | 20.59 | 36.27 | 0.65 | 17.03 | 74.54 | 3.1889 | 2372.9856 | 479.43 | 0.05102 | 0.13326
15966 | 11E18G10H07D06M01W03 | 20.59 | 36.27 | 0.65 | 12.25 | 69.76 | 3.1889 | 2372.9856 | 412.86 | 0.05102 | 0.18884 | 1
15967 | 11E18G10H07D07M01W02 | 23.41 | 43.64 | 0.65 | 17.03 | 84.73 | 3.8889 | 2783.182 | 512.61 | -0.14181 | 0.014767
15968 | 11E18G10H07D07M01W03 | 23.41 | 43.64 | 0.65 | 12.25 | 79.95 | 3.8889 | 2783.182 | 446.04 | -0.14181 | 0.070349
15969 | 11E18G10H07D07M01W04 | 23.41 | 43.64 | 0.65 | 8.91 | 76.61 | 3.8889 | 2783.182 | 400.05 | -0.14181 | 0.10919
15970 | 11E18G10H07D07M02W02 | 23.35 | 41.68 | 0.65 | 17.03 | 82.71 | 3.7333 | 2656.0211 | 511.56 | -0.090529 | 0.038256
15971 | 11E18G10H08D05M01W02 | 20.11 | 42.02 | 0.65 | 17.03 | 79.81 | 3.7333 | 2694.9897 | 470.82 | -0.099424 | 0.071977
15972 | 11E18G10H08D05M01W03 | 20.11 | 42.02 | 0.65 | 12.25 | 75.03 | 3.7333 | 2694.9897 | 404.25 | -0.099424 | 0.12756
15973 | 11E18G10H08D06M01W02 | 18.13 | 36.27 | 0.65 | 17.03 | 72.08 | 3.1889 | 2372.9856 | 447.72 | 0.05102 | 0.16186 | 1
15974 | 11E18G10H08D06M01W03 | 18.13 | 36.27 | 0.65 | 12.25 | 67.3 | 3.1889 | 2372.9856 | 381.15 | 0.05102 | 0.21744 | 1
15975 | 11E18G10H08D07M01W02 | 20.62 | 43.64 | 0.65 | 17.03 | 81.94 | 3.8889 | 2783.182 | 476.49 | -0.14181 | 0.047209
15976 | 11E18G10H08D07M01W03 | 20.62 | 43.64 | 0.65 | 12.25 | 77.16 | 3.8889 | 2783.182 | 409.92 | -0.14181 | 0.10279
15977 | 11E18G10H08D07M01W04 | 20.62 | 43.64 | 0.65 | 8.91 | 73.82 | 3.8889 | 2783.182 | 363.93 | -0.14181 | 0.14163
15978 | 11E18G10H08D07M02W02 | 20.56 | 41.68 | 0.65 | 17.03 | 79.92 | 3.7333 | 2656.0211 | 475.65 | -0.090529 | 0.070698
15979 | 11E18G10H09D05M01W02 | 19.35 | 42.02 | 0.65 | 17.03 | 79.05 | 3.7333 | 2694.9897 | 460.95 | -0.099424 | 0.080814
15980 | 11E18G10H09D05M01W03 | 19.35 | 42.02 | 0.65 | 12.25 | 74.27 | 3.7333 | 2694.9897 | 394.38 | -0.099424 | 0.1364
15981 | 11E18G10H09D07M01W02 | 19.84 | 43.64 | 0.65 | 17.03 | 81.16 | 3.8889 | 2783.182 | 466.62 | -0.14181 | 0.056279
15982 | 11E18G10H09D07M01W03 | 19.84 | 43.64 | 0.65 | 12.25 | 76.38 | 3.8889 | 2783.182 | 400.05 | -0.14181 | 0.11186
15983 | 11E18G10H09D07M01W04 | 19.84 | 43.64 | 0.65 | 8.91 | 73.04 | 3.8889 | 2783.182 | 354.06 | -0.14181 | 0.1507
15984 | 11E18G10H09D07M02W02 | 19.79 | 41.68 | 0.65 | 17.03 | 79.15 | 3.7333 | 2656.0211 | 465.57 | -0.090529 | 0.079651
15985 | 11E18G10H10D05M01W02 | 22.84 | 36.29 | 0.65 | 17.03 | 76.81 | 3.1889 | 2414.0053 | 505.89 | 0.050497 | 0.10686
15986 | 11E18G10H10D05M01W03 | 22.84 | 36.29 | 0.65 | 12.25 | 72.03 | 3.1889 | 2414.0053 | 439.32 | 0.050497 | 0.16244 | 1
15987 | 11E18G10H10D07M01W02 | 23.41 | 37.68 | 0.65 | 17.03 | 78.77 | 3.3444 | 2491.9426 | 512.61 | 0.014129 | 0.08407
15988 | 11E18G10H10D07M01W03 | 23.41 | 37.68 | 0.65 | 12.25 | 73.99 | 3.3444 | 2491.9426 | 446.04 | 0.014129 | 0.13965
15989 | 11E18G10H10D07M01W04 | 23.41 | 37.68 | 0.65 | 8.91 | 70.65 | 3.3444 | 2491.9426 | 400.05 | 0.014129 | 0.17849 | 1
15990 | 11E18G10H10D07M02W02 | 23.35 | 35.98 | 0.65 | 17.03 | 77.01 | 3.1889 | 2381.1896 | 511.56 | 0.058608 | 0.10453
15991 | 11E18G10H11D05M01W02 | 22.84 | 33.88 | 0.65 | 17.03 | 74.4 | 2.9556 | 2305.3033 | 505.89 | 0.11355 | 0.13488
15992 | 11E18G10H11D05M01W03 | 22.84 | 33.88 | 0.65 | 12.25 | 69.62 | 2.9556 | 2305.3033 | 439.32 | 0.11355 | 0.19047 | 1
15993 | 11E18G10H11D06M01W02 | 20.59 | 29.28 | 0.65 | 17.03 | 67.55 | 2.4889 | 2036.6247 | 479.43 | 0.23391 | 0.21453 | 1
15994 | 11E18G10H11D06M01W03 | 20.59 | 29.28 | 0.65 | 12.25 | 62.77 | 2.4889 | 2036.6247 | 412.86 | 0.23391 | 0.27012 | 1
15995 | 11E18G10H11D07M01W02 | 23.41 | 35.17 | 0.65 | 17.03 | 76.26 | 3.0333 | 2379.1386 | 512.61 | 0.079801 | 0.11326
15996 | 11E18G10H11D07M01W03 | 23.41 | 35.17 | 0.65 | 12.25 | 71.48 | 3.0333 | 2379.1386 | 446.04 | 0.079801 | 0.16884 | 1
15997 | 11E18G10H11D07M01W04 | 23.41 | 35.17 | 0.65 | 8.91 | 68.14 | 3.0333 | 2379.1386 | 400.05 | 0.079801 | 0.20767 | 1
15998 | 11E18G10H11D07M02W02 | 23.35 | 33.58 | 0.65 | 17.03 | 74.61 | 2.9556 | 2274.5385 | 511.56 | 0.1214 | 0.13244
15999 | 11E18G10H12D05M01W02 | 19.85 | 28.24 | 0.65 | 17.03 | 65.77 | 2.4111 | 1901.2599 | 474.18 | 0.26112 | 0.23523 | 1
16000 | 11E18G10H12D05M01W03 | 19.85 | 28.24 | 0.65 | 12.25 | 60.99 | 2.4111 | 1901.2599 | 407.61 | 0.26112 | 0.29081 | 1
16001 | 11E18G10H12D07M01W02 | 20.36 | 29.32 | 0.65 | 17.03 | 67.36 | 2.5667 | 1962.7893 | 480.27 | 0.23286 | 0.21674 | 1
16002 | 11E18G10H12D07M01W03 | 20.36 | 29.32 | 0.65 | 12.25 | 62.58 | 2.5667 | 1962.7893 | 413.7 | 0.23286 | 0.27233 | 1
16003 | 11E18G10H12D07M01W04 | 20.36 | 29.32 | 0.65 | 8.91 | 59.24 | 2.5667 | 1962.7893 | 367.71 | 0.23286 | 0.31116 | 1
16004 | 11E18G10H12D07M02W02 | 20.29 | 27.99 | 0.65 | 17.03 | 65.96 | 2.4111 | 1874.5971 | 479.22 | 0.26766 | 0.23302 | 1
16005 | 11E18G10H13D05M01W02 | 19.85 | 27.57 | 0.65 | 17.03 | 65.1 | 2.4111 | 1837.6795 | 474.18 | 0.27865 | 0.24302 | 1
16006 | 11E18G10H13D05M01W03 | 19.85 | 27.57 | 0.65 | 12.25 | 60.32 | 2.4111 | 1837.6795 | 407.61 | 0.27865 | 0.2986 | 1
16007 | 11E18G10H13D07M01W02 | 20.36 | 28.63 | 0.65 | 17.03 | 66.67 | 2.5667 | 1897.1579 | 480.27 | 0.25092 | 0.22477 | 1
16008 | 11E18G10H13D07M01W03 | 20.36 | 28.63 | 0.65 | 12.25 | 61.89 | 2.5667 | 1897.1579 | 413.7 | 0.25092 | 0.28035 | 1
16009 | 11E18G10H13D07M01W04 | 20.36 | 28.63 | 0.65 | 8.91 | 58.55 | 2.5667 | 1897.1579 | 367.71 | 0.25092 | 0.31919 | 1
16010 | 11E18G10H13D07M02W02 | 20.29 | 27.34 | 0.65 | 17.03 | 65.31 | 2.4111 | 1813.0677 | 479.22 | 0.28467 | 0.24058 | 1
16011 | 11E18G10H14D05M01W02 | 22.84 | 33.11 | 0.65 | 17.03 | 73.63 | 2.9556 | 2229.4169 | 505.89 | 0.1337 | 0.14384
16012 | 11E18G10H14D05M01W03 | 22.84 | 33.11 | 0.65 | 12.25 | 68.85 | 2.9556 | 2229.4169 | 439.32 | 0.1337 | 0.19942 | 1
16013 | 11E18G10H14D07M01W02 | 23.41 | 34.37 | 0.65 | 17.03 | 75.46 | 3.0333 | 2301.2013 | 512.61 | 0.10073 | 0.12256
16014 | 11E18G10H14D07M01W03 | 23.41 | 34.37 | 0.65 | 12.25 | 70.68 | 3.0333 | 2301.2013 | 446.04 | 0.10073 | 0.17814 | 1
16015 | 11E18G10H14D07M01W04 | 23.41 | 34.37 | 0.65 | 8.91 | 67.34 | 3.0333 | 2301.2013 | 400.05 | 0.10073 | 0.21698 | 1
16016 | 11E18G10H14D07M02W02 | 23.35 | 32.83 | 0.65 | 17.03 | 73.86 | 2.8778 | 2200.7032 | 511.56 | 0.14103 | 0.14116
16017 | 11E18G11H07D04M01W02 | 28.4 | 45.28 | 0.65 | 17.03 | 91.36 | 4.2 | 2875.4761 | 572.04 | -0.18472 | -0.062326
16018 | 11E18G11H07D05M01W02 | 24.09 | 36.39 | 0.65 | 17.03 | 78.16 | 3.2667 | 2372.9856 | 521.01 | 0.047881 | 0.091163
16019 | 11E18G11H07D05M01W03 | 24.09 | 36.39 | 0.65 | 12.25 | 73.38 | 3.2667 | 2372.9856 | 454.44 | 0.047881 | 0.14674
16020 | 11E18G11H07D06M01W02 | 21.73 | 31.13 | 0.65 | 17.03 | 70.54 | 2.7222 | 2077.6443 | 493.08 | 0.1855 | 0.17977 | 1
16021 | 11E18G11H07D06M01W03 | 21.73 | 31.13 | 0.65 | 12.25 | 65.76 | 2.7222 | 2077.6443 | 426.51 | 0.1855 | 0.23535 | 1
16022 | 11E18G11H07D07M01W02 | 24.69 | 37.88 | 0.65 | 17.03 | 80.25 | 3.4222 | 2455.0249 | 528.15 | 0.0088959 | 0.06686
16023 | 11E18G11H07D07M01W03 | 24.69 | 37.88 | 0.65 | 12.25 | 75.47 | 3.4222 | 2455.0249 | 461.58 | 0.0088959 | 0.12244
16024 | 11E18G11H07D07M01W04 | 24.69 | 37.88 | 0.65 | 8.91 | 72.13 | 3.4222 | 2455.0249 | 415.59 | 0.0088959 | 0.16128 | 1
16025 | 11E18G11H07D07M02W02 | 24.66 | 35.9 | 0.65 | 17.03 | 78.24 | 3.1889 | 2336.068 | 527.31 | 0.060701 | 0.090233
16026 | 11E18G11H08D05M01W02 | 21.21 | 36.39 | 0.65 | 17.03 | 75.28 | 3.2667 | 2372.9856 | 483.84 | 0.047881 | 0.12465
16027 | 11E18G11H08D05M01W03 | 21.21 | 36.39 | 0.65 | 12.25 | 70.5 | 3.2667 | 2372.9856 | 417.27 | 0.047881 | 0.18023 | 1
16028 | 11E18G11H08D06M01W02 | 19.14 | 31.13 | 0.65 | 17.03 | 67.95 | 2.7222 | 2077.6443 | 459.48 | 0.1855 | 0.20988 | 1
16029 | 11E18G11H08D06M01W03 | 19.14 | 31.13 | 0.65 | 12.25 | 63.17 | 2.7222 | 2077.6443 | 392.91 | 0.1855 | 0.26547 | 1
16030 | 11E18G11H08D07M01W02 | 21.74 | 37.88 | 0.65 | 17.03 | 77.3 | 3.4222 | 2455.0249 | 489.93 | 0.0088959 | 0.10116
16031 | 11E18G11H08D07M01W03 | 21.74 | 37.88 | 0.65 | 12.25 | 72.52 | 3.4222 | 2455.0249 | 423.36 | 0.0088959 | 0.15674 | 1
16032 | 11E18G11H08D07M01W04 | 21.74 | 37.88 | 0.65 | 8.91 | 69.18 | 3.4222 | 2455.0249 | 377.37 | 0.0088959 | 0.19558 | 1
16033 | 11E18G11H08D07M02W02 | 21.72 | 35.9 | 0.65 | 17.03 | 75.3 | 3.1889 | 2336.068 | 489.3 | 0.060701 | 0.12442
16034 | 11E18G11H09D05M01W02 | 20.42 | 36.39 | 0.65 | 17.03 | 74.49 | 3.2667 | 2372.9856 | 473.55 | 0.047881 | 0.13384
16035 | 11E18G11H09D05M01W03 | 20.42 | 36.39 | 0.65 | 12.25 | 69.71 | 3.2667 | 2372.9856 | 406.98 | 0.047881 | 0.18942 | 1
16036 | 11E18G11H09D07M01W02 | 20.92 | 37.88 | 0.65 | 17.03 | 76.48 | 3.4222 | 2455.0249 | 479.43 | 0.0088959 | 0.1107
16037 | 11E18G11H09D07M01W03 | 20.92 | 37.88 | 0.65 | 12.25 | 71.7 | 3.4222 | 2455.0249 | 412.86 | 0.0088959 | 0.16628 | 1
16038 | 11E18G11H09D07M01W04 | 20.92 | 37.88 | 0.65 | 8.91 | 68.36 | 3.4222 | 2455.0249 | 366.87 | 0.0088959 | 0.20512 | 1
16039 | 11E18G11H09D07M02W02 | 20.9 | 35.9 | 0.65 | 17.03 | 74.48 | 3.1889 | 2336.068 | 478.8 | 0.060701 | 0.13395
16040 | 11E18G11H10D05M01W02 | 24.09 | 31.41 | 0.65 | 17.03 | 73.18 | 2.8 | 2135.0718 | 521.01 | 0.17818 | 0.14907
16041 | 11E18G11H10D05M01W03 | 24.09 | 31.41 | 0.65 | 12.25 | 68.4 | 2.8 | 2135.0718 | 454.44 | 0.17818 | 0.20465 | 1
16042 | 11E18G11H10D07M01W02 | 24.69 | 32.69 | 0.65 | 17.03 | 75.06 | 2.8778 | 2206.8561 | 528.15 | 0.14469 | 0.12721
16043 | 11E18G11H10D07M01W03 | 24.69 | 32.69 | 0.65 | 12.25 | 70.28 | 2.8778 | 2206.8561 | 461.58 | 0.14469 | 0.18279 | 1
16044 | 11E18G11H10D07M01W04 | 24.69 | 32.69 | 0.65 | 8.91 | 66.94 | 2.8778 | 2206.8561 | 415.59 | 0.14469 | 0.22163 | 1
16045 | 11E18G11H10D07M02W02 | 24.66 | 30.97 | 0.65 | 17.03 | 73.31 | 2.7222 | 2102.2561 | 527.31 | 0.18969 | 0.14756
16046 | 11E18G11H11D05M01W02 | 24.09 | 29.3 | 0.65 | 17.03 | 71.07 | 2.5667 | 2040.7266 | 521.01 | 0.23339 | 0.1736 | 1
16047 | 11E18G11H11D05M01W03 | 24.09 | 29.3 | 0.65 | 12.25 | 66.29 | 2.5667 | 2040.7266 | 454.44 | 0.23339 | 0.22919 | 1
16048 | 11E18G11H11D06M01W02 | 21.73 | 25.09 | 0.65 | 17.03 | 64.5 | 2.1 | 1792.5579 | 493.08 | 0.34354 | 0.25 | 1
16049 | 11E18G11H11D06M01W03 | 21.73 | 25.09 | 0.65 | 12.25 | 59.72 | 2.1 | 1792.5579 | 426.51 | 0.34354 | 0.30558 | 1
16050 | 11E18G11H11D07M01W02 | 24.69 | 30.49 | 0.65 | 17.03 | 72.86 | 2.6444 | 2108.409 | 528.15 | 0.20225 | 0.15279 | 1
16051 | 11E18G11H11D07M01W03 | 24.69 | 30.49 | 0.65 | 12.25 | 68.08 | 2.6444 | 2108.409 | 461.58 | 0.20225 | 0.20837 | 1
16052 | 11E18G11H11D07M01W04 | 24.69 | 30.49 | 0.65 | 8.91 | 64.74 | 2.6444 | 2108.409 | 415.59 | 0.20225 | 0.24721 | 1
16053 | 11E18G11H11D07M02W02 | 24.66 | 28.89 | 0.65 | 17.03 | 71.23 | 2.4889 | 2009.9619 | 527.31 | 0.24411 | 0.17174 | 1
16054 | 11E18G11H12D05M01W02 | 20.94 | 24.42 | 0.65 | 17.03 | 63.04 | 2.1 | 1677.7029 | 487.41 | 0.36107 | 0.26698 | 1
16055 | 11E18G11H12D05M01W03 | 20.94 | 24.42 | 0.65 | 12.25 | 58.26 | 2.1 | 1677.7029 | 420.84 | 0.36107 | 0.32256 | 1
16056 | 11E18G11H12D07M01W02 | 21.47 | 25.41 | 0.65 | 17.03 | 64.56 | 2.2556 | 1733.0794 | 493.71 | 0.33516 | 0.2493 | 1
16057 | 11E18G11H12D07M01W03 | 21.47 | 25.41 | 0.65 | 12.25 | 59.78 | 2.2556 | 1733.0794 | 427.14 | 0.33516 | 0.30488 | 1
16058 | 11E18G11H12D07M01W04 | 21.47 | 25.41 | 0.65 | 8.91 | 56.44 | 2.2556 | 1733.0794 | 381.15 | 0.33516 | 0.34372 | 1
16059 | 11E18G11H12D07M02W02 | 21.43 | 24.07 | 0.65 | 17.03 | 63.18 | 2.1 | 1651.0401 | 493.29 | 0.37023 | 0.26535 | 1
16060 | 11E18G11H13D05M01W02 | 20.94 | 23.86 | 0.65 | 17.03 | 62.48 | 2.1 | 1624.3774 | 487.41 | 0.37572 | 0.27349 | 1
16061 | 11E18G11H13D05M01W03 | 20.94 | 23.86 | 0.65 | 12.25 | 57.7 | 2.1 | 1624.3774 | 420.84 | 0.37572 | 0.32907 | 1
16062 | 11E18G11H13D07M01W02 | 21.47 | 24.84 | 0.65 | 17.03 | 63.99 | 2.2556 | 1679.7539 | 493.71 | 0.35008 | 0.25593 | 1
16063 | 11E18G11H13D07M01W03 | 21.47 | 24.84 | 0.65 | 12.25 | 59.21 | 2.2556 | 1679.7539 | 427.14 | 0.35008 | 0.31151 | 1
16064 | 11E18G11H13D07M01W04 | 21.47 | 24.84 | 0.65 | 8.91 | 55.87 | 2.2556 | 1679.7539 | 381.15 | 0.35008 | 0.35035 | 1
16065 | 11E18G11H13D07M02W02 | 21.43 | 23.53 | 0.65 | 17.03 | 62.64 | 2.1 | 1599.7656 | 493.29 | 0.38435 | 0.27163 | 1
16066 | 11E18G11H14D05M01W02 | 24.09 | 28.65 | 0.65 | 17.03 | 70.42 | 2.5667 | 1979.1972 | 521.01 | 0.25039 | 0.18116 | 1
16067 | 11E18G11H14D05M01W03 | 24.09 | 28.65 | 0.65 | 12.25 | 65.64 | 2.5667 | 1979.1972 | 454.44 | 0.25039 | 0.23674 | 1
16068 | 11E18G11H14D07M01W02 | 24.69 | 29.82 | 0.65 | 17.03 | 72.19 | 2.6444 | 2044.8286 | 528.15 | 0.21978 | 0.16058 | 1
16069 | 11E18G11H14D07M01W03 | 24.69 | 29.82 | 0.65 | 12.25 | 67.41 | 2.6444 | 2044.8286 | 461.58 | 0.21978 | 0.21616 | 1
16070 | 11E18G11H14D07M01W04 | 24.69 | 29.82 | 0.65 | 8.91 | 64.07 | 2.6444 | 2044.8286 | 415.59 | 0.21978 | 0.255 | 1
16071 | 11E18G11H14D07M02W02 | 24.66 | 28.26 | 0.65 | 17.03 | 70.6 | 2.4889 | 1950.4834 | 527.31 | 0.2606 | 0.17907 | 1
16072 | 11E18G12H07D04M01W02 | 24.81 | 82.07 | 0.65 | 17.03 | 124.56 | 6.6111 | 5283.3285 | 528.78 | -1.1473 | -0.44837
16073 | 11E18G12H07D05M01W02 | 20.92 | 66.79 | 0.65 | 17.03 | 105.39 | 5.4444 | 4358.3358 | 482.79 | -0.74751 | -0.22547
16074 | 11E18G12H07D05M01W03 | 20.92 | 66.79 | 0.65 | 12.25 | 100.61 | 5.4444 | 4358.3358 | 416.22 | -0.74751 | -0.16988
16075 | 11E18G12H07D06M01W02 | 18.98 | 59.62 | 0.65 | 17.03 | 96.28 | 4.8222 | 3929.6806 | 459.9 | -0.55992 | -0.11953
16076 | 11E18G12H07D06M01W03 | 18.98 | 59.62 | 0.65 | 12.25 | 91.5 | 4.8222 | 3929.6806 | 393.33 | -0.55992 | -0.063953
16077 | 11E18G12H07D07M01W02 | 21.41 | 68.76 | 0.65 | 17.03 | 107.85 | 5.6 | 4473.1907 | 488.67 | -0.79906 | -0.25407
16078 | 11E18G12H07D07M01W03 | 21.41 | 68.76 | 0.65 | 12.25 | 103.07 | 5.6 | 4473.1907 | 422.1 | -0.79906 | -0.19849
16079 | 11E18G12H07D07M01W04 | 21.41 | 68.76 | 0.65 | 8.91 | 99.73 | 5.6 | 4473.1907 | 376.11 | -0.79906 | -0.15965
16080 | 11E18G12H07D07M02W02 | 21.12 | 66.69 | 0.65 | 17.03 | 105.49 | 5.5222 | 4286.5514 | 485.1 | -0.7449 | -0.22663
16081 | 11E18G12H08D05M01W02 | 18.42 | 66.79 | 0.65 | 17.03 | 102.89 | 5.4444 | 4358.3358 | 450.66 | -0.74751 | -0.1964
16082 | 11E18G12H08D05M01W03 | 18.42 | 66.79 | 0.65 | 12.25 | 98.11 | 5.4444 | 4358.3358 | 384.09 | -0.74751 | -0.14081
16083 | 11E18G12H08D06M01W02 | 16.72 | 59.62 | 0.65 | 17.03 | 94.02 | 4.8222 | 3929.6806 | 430.71 | -0.55992 | -0.093256
16084 | 11E18G12H08D06M01W03 | 16.72 | 59.62 | 0.65 | 12.25 | 89.24 | 4.8222 | 3929.6806 | 364.14 | -0.55992 | -0.037674
16085 | 11E18G12H08D07M01W02 | 18.85 | 68.76 | 0.65 | 17.03 | 105.29 | 5.6 | 4473.1907 | 455.7 | -0.79906 | -0.2243
16086 | 11E18G12H08D07M01W03 | 18.85 | 68.76 | 0.65 | 12.25 | 100.51 | 5.6 | 4473.1907 | 389.13 | -0.79906 | -0.16872
16087 | 11E18G12H08D07M01W04 | 18.85 | 68.76 | 0.65 | 8.91 | 97.17 | 5.6 | 4473.1907 | 343.14 | -0.79906 | -0.12988
16088 | 11E18G12H08D07M02W02 | 18.6 | 66.69 | 0.65 | 17.03 | 102.97 | 5.5222 | 4286.5514 | 452.55 | -0.7449 | -0.19733
16089 | 11E18G12H09D05M01W02 | 17.72 | 66.79 | 0.65 | 17.03 | 102.19 | 5.4444 | 4358.3358 | 441.63 | -0.74751 | -0.18826
16090 | 11E18G12H09D05M01W03 | 17.72 | 66.79 | 0.65 | 12.25 | 97.41 | 5.4444 | 4358.3358 | 375.06 | -0.74751 | -0.13267
16091 | 11E18G12H09D07M01W02 | 18.14 | 68.76 | 0.65 | 17.03 | 104.58 | 5.6 | 4473.1907 | 446.46 | -0.79906 | -0.21605
16092 | 11E18G12H09D07M01W03 | 18.14 | 68.76 | 0.65 | 12.25 | 99.8 | 5.6 | 4473.1907 | 379.89 | -0.79906 | -0.16047
16093 | 11E18G12H09D07M01W04 | 18.14 | 68.76 | 0.65 | 8.91 | 96.46 | 5.6 | 4473.1907 | 333.9 | -0.79906 | -0.12163
16094 | 11E18G12H09D07M02W02 | 17.9 | 66.69 | 0.65 | 17.03 | 102.27 | 5.5222 | 4286.5514 | 443.52 | -0.7449 | -0.18919
16095 | 11E18G12H10D05M01W02 | 20.92 | 57.89 | 0.65 | 17.03 | 96.49 | 4.5889 | 3884.559 | 482.79 | -0.51465 | -0.12198
16096 | 11E18G12H10D05M01W03 | 20.92 | 57.89 | 0.65 | 12.25 | 91.71 | 4.5889 | 3884.559 | 416.22 | -0.51465 | -0.066395
16097 | 11E18G12H10D07M01W02 | 21.41 | 59.6 | 0.65 | 17.03 | 98.69 | 4.7444 | 3987.1081 | 488.67 | -0.55939 | -0.14756
16098 | 11E18G12H10D07M01W03 | 21.41 | 59.6 | 0.65 | 12.25 | 93.91 | 4.7444 | 3987.1081 | 422.1 | -0.55939 | -0.091977
16099 | 11E18G12H10D07M01W04 | 21.41 | 59.6 | 0.65 | 8.91 | 90.57 | 4.7444 | 3987.1081 | 376.11 | -0.55939 | -0.05314
16100 | 11E18G12H10D07M02W02 | 21.12 | 57.76 | 0.65 | 17.03 | 96.56 | 4.7444 | 3818.9276 | 485.1 | -0.51125 | -0.12279
16101 | 11E18G12H11D05M01W02 | 20.92 | 54.21 | 0.65 | 17.03 | 92.81 | 4.2778 | 3708.1746 | 482.79 | -0.41837 | -0.079186
16102 | 11E18G12H11D05M01W03 | 20.92 | 54.21 | 0.65 | 12.25 | 88.03 | 4.2778 | 3708.1746 | 416.22 | -0.41837 | -0.023605
16103 | 11E18G12H11D06M01W02 | 18.98 | 48.43 | 0.65 | 17.03 | 85.09 | 3.7333 | 3349.2529 | 459.9 | -0.26714 | 0.010581
16104 | 11E18G12H11D06M01W03 | 18.98 | 48.43 | 0.65 | 12.25 | 80.31 | 3.7333 | 3349.2529 | 393.33 | -0.26714 | 0.066163
16105 | 11E18G12H11D07M01W02 | 21.41 | 55.8 | 0.65 | 17.03 | 94.89 | 4.3556 | 3804.5708 | 488.67 | -0.45997 | -0.10337
16106 | 11E18G12H11D07M01W03 | 21.41 | 55.8 | 0.65 | 12.25 | 90.11 | 4.3556 | 3804.5708 | 422.1 | -0.45997 | -0.047791
16107 | 11E18G12H11D07M01W04 | 21.41 | 55.8 | 0.65 | 8.91 | 86.77 | 4.3556 | 3804.5708 | 376.11 | -0.45997 | -0.0089535
16108 | 11E18G12H11D07M02W02 | 21.12 | 54.05 | 0.65 | 17.03 | 92.85 | 4.3556 | 3642.5432 | 485.1 | -0.41418 | -0.079651
16109 | 11E18G12H12D05M01W02 | 18.19 | 45.2 | 0.65 | 17.03 | 81.07 | 3.5778 | 3074.4213 | 453.81 | -0.18263 | 0.057326
16110 | 11E18G12H12D05M01W03 | 18.19 | 45.2 | 0.65 | 12.25 | 76.29 | 3.5778 | 3074.4213 | 387.24 | -0.18263 | 0.11291
16111 | 11E18G12H12D07M01W02 | 18.62 | 46.52 | 0.65 | 17.03 | 82.82 | 3.6556 | 3154.4096 | 459.06 | -0.21716 | 0.036977
16112 | 11E18G12H12D07M01W03 | 18.62 | 46.52 | 0.65 | 12.25 | 78.04 | 3.6556 | 3154.4096 | 392.49 | -0.21716 | 0.092558
16113 | 11E18G12H12D07M01W04 | 18.62 | 46.52 | 0.65 | 8.91 | 74.7 | 3.6556 | 3154.4096 | 346.5 | -0.21716 | 0.1314
16114 | 11E18G12H12D07M02W02 | 18.36 | 45.06 | 0.65 | 17.03 | 81.1 | 3.5778 | 3021.0958 | 455.7 | -0.17896 | 0.056977
16115 | 11E18G12H13D05M01W02 | 18.19 | 43.93 | 0.65 | 17.03 | 79.8 | 3.5 | 2943.1585 | 453.81 | -0.1494 | 0.072093
16116 | 11E18G12H13D05M01W03 | 18.19 | 43.93 | 0.65 | 12.25 | 75.02 | 3.5 | 2943.1585 | 387.24 | -0.1494 | 0.12767
16117 | 11E18G12H13D07M01W02 | 18.62 | 45.22 | 0.65 | 17.03 | 81.52 | 3.6556 | 3019.0448 | 459.06 | -0.18315 | 0.052093
16118 | 11E18G12H13D07M01W03 | 18.62 | 45.22 | 0.65 | 12.25 | 76.74 | 3.6556 | 3019.0448 | 392.49 | -0.18315 | 0.10767
16119 | 11E18G12H13D07M01W04 | 18.62 | 45.22 | 0.65 | 8.91 | 73.4 | 3.6556 | 3019.0448 | 346.5 | -0.18315 | 0.14651
16120 | 11E18G12H13D07M02W02 | 18.36 | 43.84 | 0.65 | 17.03 | 79.88 | 3.5778 | 2893.935 | 455.7 | -0.14704 | 0.071163
16121 | 11E18G12H14D05M01W02 | 20.92 | 52.74 | 0.65 | 17.03 | 91.34 | 4.2778 | 3554.351 | 482.79 | -0.37991 | -0.062093
16122 | 11E18G12H14D05M01W03 | 20.92 | 52.74 | 0.65 | 12.25 | 86.56 | 4.2778 | 3554.351 | 416.22 | -0.37991 | -0.0065116
16123 | 11E18G12H14D07M01W02 | 21.41 | 54.29 | 0.65 | 17.03 | 93.38 | 4.3556 | 3646.6452 | 488.67 | -0.42046 | -0.085814
16124 | 11E18G12H14D07M01W03 | 21.41 | 54.29 | 0.65 | 12.25 | 88.6 | 4.3556 | 3646.6452 | 422.1 | -0.42046 | -0.030233
16125 | 11E18G12H14D07M01W04 | 21.41 | 54.29 | 0.65 | 8.91 | 85.26 | 4.3556 | 3646.6452 | 376.11 | -0.42046 | 0.0086047
16126 | 11E18G12H14D07M02W02 | 21.12 | 52.63 | 0.65 | 17.03 | 91.43 | 4.3556 | 3496.9235 | 485.1 | -0.37703 | -0.06314
16127 | 11E19G10H07D04M01W02 | 27.44 | 39.39 | 0.65 | 17.03 | 84.51 | 3.5 | 2578.0838 | 560.49 | -0.030612 | 0.017326
16128 | 11E19G10H07D05M01W02 | 23.23 | 32.64 | 0.65 | 17.03 | 73.55 | 2.8778 | 2178.1424 | 510.72 | 0.146 | 0.14477
16129 | 11E19G10H07D05M01W03 | 23.23 | 32.64 | 0.65 | 12.25 | 68.77 | 2.8778 | 2178.1424 | 444.15 | 0.146 | 0.20035 | 1
16130 | 11E19G10H07D06M01W02 | 21.02 | 28.95 | 0.65 | 17.03 | 67.65 | 2.4889 | 1964.8403 | 484.47 | 0.24254 | 0.21337 | 1
16131 | 11E19G10H07D06M01W03 | 21.02 | 28.95 | 0.65 | 12.25 | 62.87 | 2.4889 | 1964.8403 | 417.9 | 0.24254 | 0.26895 | 1
16132 | 11E19G10H07D07M01W02 | 23.78 | 33.63 | 0.65 | 17.03 | 75.09 | 2.9556 | 2235.5699 | 517.23 | 0.12009 | 0.12686
16133 | 11E19G10H07D07M01W03 | 23.78 | 33.63 | 0.65 | 12.25 | 70.31 | 2.9556 | 2235.5699 | 450.66 | 0.12009 | 0.18244 | 1
16134 | 11E19G10H07D07M01W04 | 23.78 | 33.63 | 0.65 | 8.91 | 66.97 | 2.9556 | 2235.5699 | 404.67 | 0.12009 | 0.22128 | 1
16135 | 11E19G10H07D07M02W02 | 23.74 | 31.96 | 0.65 | 17.03 | 73.38 | 2.7222 | 2135.0718 | 516.39 | 0.16379 | 0.14674
16136 | 11E19G10H08D05M01W02 | 20.46 | 32.64 | 0.65 | 17.03 | 70.78 | 2.8778 | 2178.1424 | 474.81 | 0.146 | 0.17698 | 1
16137 | 11E19G10H08D05M01W03 | 20.46 | 32.64 | 0.65 | 12.25 | 66 | 2.8778 | 2178.1424 | 408.24 | 0.146 | 0.23256 | 1
16138 | 11E19G10H08D06M01W02 | 18.51 | 28.95 | 0.65 | 17.03 | 65.14 | 2.4889 | 1964.8403 | 452.13 | 0.24254 | 0.24256 | 1
16139 | 11E19G10H08D06M01W03 | 18.51 | 28.95 | 0.65 | 12.25 | 60.36 | 2.4889 | 1964.8403 | 385.56 | 0.24254 | 0.29814 | 1
16140 | 11E19G10H08D07M01W02 | 20.94 | 33.63 | 0.65 | 17.03 | 72.25 | 2.9556 | 2235.5699 | 480.48 | 0.12009 | 0.15988 | 1
16141 | 11E19G10H08D07M01W03 | 20.94 | 33.63 | 0.65 | 12.25 | 67.47 | 2.9556 | 2235.5699 | 413.91 | 0.12009 | 0.21547 | 1
16142 | 11E19G10H08D07M01W04 | 20.94 | 33.63 | 0.65 | 8.91 | 64.13 | 2.9556 | 2235.5699 | 367.92 | 0.12009 | 0.2543 | 1
16143 | 11E19G10H08D07M02W02 | 20.91 | 31.96 | 0.65 | 17.03 | 70.55 | 2.7222 | 2135.0718 | 479.85 | 0.16379 | 0.17965 | 1
16144 | 11E19G10H09D05M01W02 | 19.69 | 32.64 | 0.65 | 17.03 | 70.01 | 2.8778 | 2178.1424 | 464.94 | 0.146 | 0.18593 | 1
16145 | 11E19G10H09D05M01W03 | 19.69 | 32.64 | 0.65 | 12.25 | 65.23 | 2.8778 | 2178.1424 | 398.37 | 0.146 | 0.24151 | 1
16146 | 11E19G10H09D07M01W02 | 20.15 | 33.63 | 0.65 | 17.03 | 71.46 | 2.9556 | 2235.5699 | 470.4 | 0.12009 | 0.16907 | 1
16147 | 11E19G10H09D07M01W03 | 20.15 | 33.63 | 0.65 | 12.25 | 66.68 | 2.9556 | 2235.5699 | 403.83 | 0.12009 | 0.22465 | 1
16148 | 11E19G10H09D07M01W04 | 20.15 | 33.63 | 0.65 | 8.91 | 63.34 | 2.9556 | 2235.5699 | 357.84 | 0.12009 | 0.26349 | 1
16149 | 11E19G10H09D07M02W02 | 20.12 | 31.96 | 0.65 | 17.03 | 69.76 | 2.7222 | 2135.0718 | 469.77 | 0.16379 | 0.18884 | 1
16150 | 11E19G10H10D05M01W02 | 23.23 | 28.18 | 0.65 | 17.03 | 69.09 | 2.4111 | 1962.7893 | 510.72 | 0.26269 | 0.19663 | 1
16151 | 11E19G10H10D05M01W03 | 23.23 | 28.18 | 0.65 | 12.25 | 64.31 | 2.4111 | 1962.7893 | 444.15 | 0.26269 | 0.25221 | 1
16152 | 11E19G10H10D07M01W02 | 23.78 | 29.03 | 0.65 | 17.03 | 70.49 | 2.4889 | 2014.0639 | 517.23 | 0.24045 | 0.18035 | 1
16153 | 11E19G10H10D07M01W03 | 23.78 | 29.03 | 0.65 | 12.25 | 65.71 | 2.4889 | 2014.0639 | 450.66 | 0.24045 | 0.23593 | 1
16154 | 11E19G10H10D07M01W04 | 23.78 | 29.03 | 0.65 | 8.91 | 62.37 | 2.4889 | 2014.0639 | 404.67 | 0.24045 | 0.27477 | 1
16155 | 11E19G10H10D07M02W02 | 23.74 | 27.58 | 0.65 | 17.03 | 69 | 2.3333 | 1923.8207 | 516.39 | 0.27839 | 0.19767 | 1
16156 | 11E19G10H11D05M01W02 | 23.23 | 26.3 | 0.65 | 17.03 | 67.21 | 2.2556 | 1878.6991 | 510.72 | 0.31188 | 0.21849 | 1
16157 | 11E19G10H11D05M01W03 | 23.23 | 26.3 | 0.65 | 12.25 | 62.43 | 2.2556 | 1878.6991 | 444.15 | 0.31188 | 0.27407 | 1
16158 | 11E19G10H11D06M01W02 | 21.02 | 23.35 | 0.65 | 17.03 | 62.05 | 1.9444 | 1698.2127 | 484.47 | 0.38906 | 0.27849 | 1
16159 | 11E19G10H11D06M01W03 | 21.02 | 23.35 | 0.65 | 12.25 | 57.27 | 1.9444 | 1698.2127 | 417.9 | 0.38906 | 0.33407 | 1
16160 | 11E19G10H11D07M01W02 | 23.78 | 27.1 | 0.65 | 17.03 | 68.56 | 2.3333 | 1927.9226 | 517.23 | 0.29095 | 0.20279 | 1
16161 | 11E19G10H11D07M01W03 | 23.78 | 27.1 | 0.65 | 12.25 | 63.78 | 2.3333 | 1927.9226 | 450.66 | 0.29095 | 0.25837 | 1
16162 | 11E19G10H11D07M01W04 | 23.78 | 27.1 | 0.65 | 8.91 | 60.44 | 2.3333 | 1927.9226 | 404.67 | 0.29095 | 0.29721 | 1
16163 | 11E19G10H11D07M02W02 | 23.74 | 25.74 | 0.65 | 17.03 | 67.16 | 2.1778 | 1841.7814 | 516.39 | 0.32653 | 0.21907 | 1
16164 | 11E19G10H12D05M01W02 | 20.2 | 21.92 | 0.65 | 17.03 | 59.8 | 1.8667 | 1544.3891 | 478.38 | 0.42648 | 0.30465 | 1
16165 | 11E19G10H12D05M01W03 | 20.2 | 21.92 | 0.65 | 12.25 | 55.02 | 1.8667 | 1544.3891 | 411.81 | 0.42648 | 0.36023 | 2
16166 | 11E19G10H12D07M01W02 | 20.67 | 22.58 | 0.65 | 17.03 | 60.93 | 1.9444 | 1585.4087 | 484.26 | 0.40921 | 0.29151 | 1
16167 | 11E19G10H12D07M01W03 | 20.67 | 22.58 | 0.65 | 12.25 | 56.15 | 1.9444 | 1585.4087 | 417.69 | 0.40921 | 0.34709 | 1
16168 | 11E19G10H12D07M01W04 | 20.67 | 22.58 | 0.65 | 8.91 | 52.81 | 1.9444 | 1585.4087 | 371.7 | 0.40921 | 0.38593 | 2
16169 | 11E19G10H12D07M02W02 | 20.64 | 21.45 | 0.65 | 17.03 | 59.77 | 1.7889 | 1513.6244 | 483.42 | 0.43878 | 0.305 | 1
16170 | 11E19G10H13D05M01W02 | 20.2 | 21.41 | 0.65 | 17.03 | 59.29 | 1.8667 | 1495.1655 | 478.38 | 0.43982 | 0.31058 | 1
16171 | 11E19G10H13D05M01W03 | 20.2 | 21.41 | 0.65 | 12.25 | 54.51 | 1.8667 | 1495.1655 | 411.81 | 0.43982 | 0.36616 | 2
16172 | 11E19G10H13D07M01W02 | 20.67 | 22.06 | 0.65 | 17.03 | 60.41 | 1.9444 | 1534.1342 | 484.26 | 0.42282 | 0.29756 | 1
16173 | 11E19G10H13D07M01W03 | 20.67 | 22.06 | 0.65 | 12.25 | 55.63 | 1.9444 | 1534.1342 | 417.69 | 0.42282 | 0.35314 | 2
16174 | 11E19G10H13D07M01W04 | 20.67 | 22.06 | 0.65 | 8.91 | 52.29 | 1.9444 | 1534.1342 | 371.7 | 0.42282 | 0.39198 | 2
16175 | 11E19G10H13D07M02W02 | 20.64 | 20.95 | 0.65 | 17.03 | 59.27 | 1.7889 | 1466.4518 | 483.42 | 0.45186 | 0.31081 | 1
16176 | 11E19G10H14D05M01W02 | 23.23 | 25.71 | 0.65 | 17.03 | 66.62 | 2.2556 | 1821.2716 | 510.72 | 0.32732 | 0.22535 | 1
16177 | 11E19G10H14D05M01W03 | 23.23 | 25.71 | 0.65 | 12.25 | 61.84 | 2.2556 | 1821.2716 | 444.15 | 0.32732 | 0.28093 | 1
16178 | 11E19G10H14D07M01W02 | 23.78 | 26.48 | 0.65 | 17.03 | 67.94 | 2.3333 | 1868.4442 | 517.23 | 0.30717 | 0.21 | 1
16179 | 11E19G10H14D07M01W03 | 23.78 | 26.48 | 0.65 | 12.25 | 63.16 | 2.3333 | 1868.4442 | 450.66 | 0.30717 | 0.26558 | 1
16180 | 11E19G10H14D07M01W04 | 23.78 | 26.48 | 0.65 | 8.91 | 59.82 | 2.3333 | 1868.4442 | 404.67 | 0.30717 | 0.30442 | 1
16181 | 11E19G10H14D07M02W02 | 23.74 | 25.16 | 0.65 | 17.03 | 66.58 | 2.1778 | 1788.4559 | 516.39 | 0.34171 | 0.22581 | 1
16182 | 11E19G11H07D04M01W02 | 28.91 | 33.32 | 0.65 | 17.03 | 79.91 | 2.8778 | 2249.9268 | 578.13 | 0.12821 | 0.070814
16183 | 11E19G11H07D05M01W02 | 24.54 | 27.53 | 0.65 | 17.03 | 69.75 | 2.3333 | 1901.2599 | 526.47 | 0.2797 | 0.18895 | 1
16184 | 11E19G11H07D05M01W03 | 24.54 | 27.53 | 0.65 | 12.25 | 64.97 | 2.3333 | 1901.2599 | 459.9 | 0.2797 | 0.24453 | 1
16185 | 11E19G11H07D06M01W02 | 22.22 | 24.2 | 0.65 | 17.03 | 64.1 | 1.9444 | 1704.3657 | 498.96 | 0.36682 | 0.25465 | 1
16186 | 11E19G11H07D06M01W03 | 22.22 | 24.2 | 0.65 | 12.25 | 59.32 | 1.9444 | 1704.3657 | 432.39 | 0.36682 | 0.31023 | 1
16187 | 11E19G11H07D07M01W02 | 25.12 | 28.43 | 0.65 | 17.03 | 71.23 | 2.4111 | 1952.5344 | 533.4 | 0.25615 | 0.17174 | 1
16188 | 11E19G11H07D07M01W03 | 25.12 | 28.43 | 0.65 | 12.25 | 66.45 | 2.4111 | 1952.5344 | 466.83 | 0.25615 | 0.22733 | 1
16189 | 11E19G11H07D07M01W04 | 25.12 | 28.43 | 0.65 | 8.91 | 63.11 | 2.4111 | 1952.5344 | 420.84 | 0.25615 | 0.26616 | 1
16190 | 11E19G11H07D07M02W02 | 25.12 | 26.9 | 0.65 | 17.03 | 69.7 | 2.1778 | 1864.3422 | 532.98 | 0.29618 | 0.18953 | 1
16191 | 11E19G11H08D05M01W02 | 21.61 | 27.53 | 0.65 | 17.03 | 66.82 | 2.3333 | 1901.2599 | 488.67 | 0.2797 | 0.22302 | 1
16192 | 11E19G11H08D05M01W03 | 21.61 | 27.53 | 0.65 | 12.25 | 62.04 | 2.3333 | 1901.2599 | 422.1 | 0.2797 | 0.2786 | 1
16193 | 11E19G11H08D06M01W02 | 19.57 | 24.2 | 0.65 | 17.03 | 61.45 | 1.9444 | 1704.3657 | 464.52 | 0.36682 | 0.28547 | 1
16194 | 11E19G11H08D06M01W03 | 19.57 | 24.2 | 0.65 | 12.25 | 56.67 | 1.9444 | 1704.3657 | 397.95 | 0.36682 | 0.34105 | 1
16195 | 11E19G11H08D07M01W02 | 22.12 | 28.43 | 0.65 | 17.03 | 68.23 | 2.4111 | 1952.5344 | 494.55 | 0.25615 | 0.20663 | 1
16196 | 11E19G11H08D07M01W03 | 22.12 | 28.43 | 0.65 | 12.25 | 63.45 | 2.4111 | 1952.5344 | 427.98 | 0.25615 | 0.26221 | 1
16197 | 11E19G11H08D07M01W04 | 22.12 | 28.43 | 0.65 | 8.91 | 60.11 | 2.4111 | 1952.5344 | 381.99 | 0.25615 | 0.30105 | 1
16198 | 11E19G11H08D07M02W02 | 22.12 | 26.9 | 0.65 | 17.03 | 66.7 | 2.1778 | 1864.3422 | 494.34 | 0.29618 | 0.22442 | 1
16199 | 11E19G11H09D05M01W02 | 20.8 | 27.53 | 0.65 | 17.03 | 66.01 | 2.3333 | 1901.2599 | 477.96 | 0.2797 | 0.23244 | 1
16200 | 11E19G11H09D05M01W03 | 20.8 | 27.53 | 0.65 | 12.25 | 61.23 | 2.3333 | 1901.2599 | 411.39 | 0.2797 | 0.28802 | 1
16201 | 11E19G11H09D07M01W02 | 21.29 | 28.43 | 0.65 | 17.03 | 67.4 | 2.4111 | 1952.5344 | 483.84 | 0.25615 | 0.21628 | 1
16202 | 11E19G11H09D07M01W03 | 21.29 | 28.43 | 0.65 | 12.25 | 62.62 | 2.4111 | 1952.5344 | 417.27 | 0.25615 | 0.27186 | 1
16203 | 11E19G11H09D07M01W04 | 21.29 | 28.43 | 0.65 | 8.91 | 59.28 | 2.4111 | 1952.5344 | 371.28 | 0.25615 | 0.3107 | 1
16204 | 11E19G11H09D07M02W02 | 21.29 | 26.9 | 0.65 | 17.03 | 65.87 | 2.1778 | 1864.3422 | 483.63 | 0.29618 | 0.23407 | 1
16205 | 11E19G11H10D05M01W02 | 24.54 | 23.75 | 0.65 | 17.03 | 65.97 | 1.9444 | 1720.7735 | 526.47 | 0.3786 | 0.23291 | 1
16206 | 11E19G11H10D05M01W03 | 24.54 | 23.75 | 0.65 | 12.25 | 61.19 | 1.9444 | 1720.7735 | 459.9 | 0.3786 | 0.28849 | 1
16207 | 11E19G11H10D07M01W02 | 25.12 | 24.53 | 0.65 | 17.03 | 67.33 | 2.0222 | 1767.9461 | 533.4 | 0.35819 | 0.21709 | 1
16208 | 11E19G11H10D07M01W03 | 25.12 | 24.53 | 0.65 | 12.25 | 62.55 | 2.0222 | 1767.9461 | 466.83 | 0.35819 | 0.27267 | 1
16209 | 11E19G11H10D07M01W04 | 25.12 | 24.53 | 0.65 | 8.91 | 59.21 | 2.0222 | 1767.9461 | 420.84 | 0.35819 | 0.31151 | 1
16210 | 11E19G11H10D07M02W02 | 25.12 | 23.21 | 0.65 | 17.03 | 66.01 | 1.8667 | 1690.0088 | 532.98 | 0.39273 | 0.23244 | 1
16211 | 11E19G11H11D05M01W02 | 24.54 | 22.16 | 0.65 | 17.03 | 64.38 | 1.7889 | 1651.0401 | 526.47 | 0.4202 | 0.2514 | 1
16212 | 11E19G11H11D05M01W03 | 24.54 | 22.16 | 0.65 | 12.25 | 59.6 | 1.7889 | 1651.0401 | 459.9 | 0.4202 | 0.30698 | 1
16213 | 11E19G11H11D06M01W02 | 22.22 | 19.5 | 0.65 | 17.03 | 59.4 | 1.5556 | 1484.9106 | 498.96 | 0.4898 | 0.3093 | 1
16214 | 11E19G11H11D06M01W03 | 22.22 | 19.5 | 0.65 | 12.25 | 54.62 | 1.5556 | 1484.9106 | 432.39 | 0.4898 | 0.36488 | 2
16215 | 11E19G11H11D07M01W02 | 25.12 | 22.88 | 0.65 | 17.03 | 65.68 | 1.8667 | 1694.1108 | 533.4 | 0.40136 | 0.23628 | 1
16216 | 11E19G11H11D07M01W03 | 25.12 | 22.88 | 0.65 | 12.25 | 60.9 | 1.8667 | 1694.1108 | 466.83 | 0.40136 | 0.29186 | 1
16217 | 11E19G11H11D07M01W04 | 25.12 | 22.88 | 0.65 | 8.91 | 57.56 | 1.8667 | 1694.1108 | 420.84 | 0.40136 | 0.3307 | 1
16218 | 11E19G11H11D07M02W02 | 25.12 | 21.64 | 0.65 | 17.03 | 64.44 | 1.7111 | 1622.3264 | 532.98 | 0.4338 | 0.2507 | 1
16219 | 11E19G11H12D05M01W02 | 21.33 | 18.46 | 0.65 | 17.03 | 57.47 | 1.4778 | 1351.5968 | 492.45 | 0.51701 | 0.33174 | 1
16220 | 11E19G11H12D05M01W03 | 21.33 | 18.46 | 0.65 | 12.25 | 52.69 | 1.4778 | 1351.5968 | 425.88 | 0.51701 | 0.38733 | 2
16221 | 11E19G11H12D07M01W02 | 21.84 | 19.07 | 0.65 | 17.03 | 58.59 | 1.5556 | 1388.5145 | 498.33 | 0.50105 | 0.31872 | 1
16222 | 11E19G11H12D07M01W03 | 21.84 | 19.07 | 0.65 | 12.25 | 53.81 | 1.5556 | 1388.5145 | 431.76 | 0.50105 | 0.3743 | 2
16223 | 11E19G11H12D07M01W04 | 21.84 | 19.07 | 0.65 | 8.91 | 50.47 | 1.5556 | 1388.5145 | 385.77 | 0.50105 | 0.41314 | 2
16224 | 11E19G11H12D07M02W02 | 21.83 | 18.04 | 0.65 | 17.03 | 57.55 | 1.4 | 1326.9851 | 498.12 | 0.528 | 0.33081 | 1
16225 | 11E19G11H13D05M01W02 | 21.33 | 18.04 | 0.65 | 17.03 | 57.05 | 1.4778 | 1312.6282 | 492.45 | 0.528 | 0.33663 | 1
16226 | 11E19G11H13D05M01W03 | 21.33 | 18.04 | 0.65 | 12.25 | 52.27 | 1.4778 | 1312.6282 | 425.88 | 0.528 | 0.39221 | 2
16227 | 11E19G11H13D07M01W02 | 21.84 | 18.63 | 0.65 | 17.03 | 58.15 | 1.5556 | 1347.4949 | 498.33 | 0.51256 | 0.32384 | 1
16228 | 11E19G11H13D07M01W03 | 21.84 | 18.63 | 0.65 | 12.25 | 53.37 | 1.5556 | 1347.4949 | 431.76 | 0.51256 | 0.37942 | 2
16229 | 11E19G11H13D07M01W04 | 21.84 | 18.63 | 0.65 | 8.91 | 50.03 | 1.5556 | 1347.4949 | 385.77 | 0.51256 | 0.41826 | 2
16230 | 11E19G11H13D07M02W02 | 21.83 | 17.63 | 0.65 | 17.03 | 57.14 | 1.4 | 1290.0674 | 498.12 | 0.53872 | 0.33558 | 1
16231 | 11E19G11H14D05M01W02 | 24.54 | 21.67 | 0.65 | 17.03 | 63.89 | 1.7889 | 1605.9185 | 526.47 | 0.43302 | 0.25709 | 1
16232 | 11E19G11H14D05M01W03 | 24.54 | 21.67 | 0.65 | 12.25 | 59.11 | 1.7889 | 1605.9185 | 459.9 | 0.43302 | 0.31267 | 1
16233 | 11E19G11H14D07M01W02 | 25.12 | 22.38 | 0.65 | 17.03 | 65.18 | 1.8667 | 1646.9382 | 533.4 | 0.41444 | 0.24209 | 1
16234 | 11E19G11H14D07M01W03 | 25.12 | 22.38 | 0.65 | 12.25 | 60.4 | 1.8667 | 1646.9382 | 466.83 | 0.41444 | 0.29767 | 1
16235 | 11E19G11H14D07M01W04 | 25.12 | 22.38 | 0.65 | 8.91 | 57.06 | 1.8667 | 1646.9382 | 420.84 | 0.41444 | 0.33651 | 1
16236 | 11E19G11H14D07M02W02 | 25.12 | 21.17 | 0.65 | 17.03 | 63.97 | 1.7111 | 1577.2048 | 532.98 | 0.4461 | 0.25616 | 1
16237 | 11E19G12H07D04M01W02 | 25.03 | 66.6 | 0.65 | 17.03 | 109.31 | 5.6 | 4307.0612 | 531.51 | -0.74254 | -0.27105
16238 | 11E19G12H07D05M01W02 | 21.11 | 55.72 | 0.65 | 17.03 | 94.51 | 4.6667 | 3656.9001 | 485.1 | -0.45788 | -0.098953
16239 | 11E19G12H07D05M01W03 | 21.11 | 55.72 | 0.65 | 12.25 | 89.73 | 4.6667 | 3656.9001 | 418.53 | -0.45788 | -0.043372
16240 | 11E19G12H07D06M01W02 | 19.22 | 50.98 | 0.65 | 17.03 | 87.88 | 4.2 | 3373.8646 | 462.84 | -0.33386 | -0.02186
16241 | 11E19G12H07D06M01W03 | 19.22 | 50.98 | 0.65 | 12.25 | 83.1 | 4.2 | 3373.8646 | 396.27 | -0.33386 | 0.033721
16242 | 11E19G12H07D07M01W02 | 21.59 | 56.99 | 0.65 | 17.03 | 96.26 | 4.7444 | 3734.8374 | 490.77 | -0.4911 | -0.1193
16243 | 11E19G12H07D07M01W03 | 21.59 | 56.99 | 0.65 | 12.25 | 91.48 | 4.7444 | 3734.8374 | 424.2 | -0.4911 | -0.063721
16244 | 11E19G12H07D07M01W04 | 21.59 | 56.99 | 0.65 | 8.91 | 88.14 | 4.7444 | 3734.8374 | 378.21 | -0.4911 | -0.024884
16245 | 11E19G12H07D07M02W02 | 21.35 | 55.15 | 0.65 | 17.03 | 94.18 | 4.6667 | 3576.9118 | 487.62 | -0.44296 | -0.095116
16246 | 11E19G12H08D05M01W02 | 18.59 | 55.72 | 0.65 | 17.03 | 91.99 | 4.6667 | 3656.9001 | 452.76 | -0.45788 | -0.069651
16247 | 11E19G12H08D05M01W03 | 18.59 | 55.72 | 0.65 | 12.25 | 87.21 | 4.6667 | 3656.9001 | 386.19 | -0.45788 | -0.01407
16248 | 11E19G12H08D06M01W02 | 16.93 | 50.98 | 0.65 | 17.03 | 85.59 | 4.2 | 3373.8646 | 433.23 | -0.33386 | 0.0047674
16249 | 11E19G12H08D06M01W03 | 16.93 | 50.98 | 0.65 | 12.25 | 80.81 | 4.2 | 3373.8646 | 366.66 | -0.33386 | 0.060349
16250 | 11E19G12H08D07M01W02 | 19.01 | 56.99 | 0.65 | 17.03 | 93.68 | 4.7444 | 3734.8374 | 457.59 | -0.4911 | -0.089302
16251 | 11E19G12H08D07M01W03 | 19.01 | 56.99 | 0.65 | 12.25 | 88.9 | 4.7444 | 3734.8374 | 391.02 | -0.4911 | -0.033721
16252 | 11E19G12H08D07M01W04 | 19.01 | 56.99 | 0.65 | 8.91 | 85.56 | 4.7444 | 3734.8374 | 345.03 | -0.4911 | 0.0051163
16253 | 11E19G12H08D07M02W02 | 18.8 | 55.15 | 0.65 | 17.03 | 91.63 | 4.6667 | 3576.9118 | 454.86 | -0.44296 | -0.065465
16254 | 11E19G12H09D05M01W02 | 17.89 | 55.72 | 0.65 | 17.03 | 91.29 | 4.6667 | 3656.9001 | 443.73 | -0.45788 | -0.061512
16255 | 11E19G12H09D05M01W03 | 17.89 | 55.72 | 0.65 | 12.25 | 86.51 | 4.6667 | 3656.9001 | 377.16 | -0.45788 | -0.0059302
16256 | 11E19G12H09D07M01W02 | 18.29 | 56.99 | 0.65 | 17.03 | 92.96 | 4.7444 | 3734.8374 | 448.35 | -0.4911 | -0.08093
16257 | 11E19G12H09D07M01W03 | 18.29 | 56.99 | 0.65 | 12.25 | 88.18 | 4.7444 | 3734.8374 | 381.78 | -0.4911 | -0.025349
16258 | 11E19G12H09D07M01W04 | 18.29 | 56.99 | 0.65 | 8.91 | 84.84 | 4.7444 | 3734.8374 | 335.79 | -0.4911 | 0.013488
16259 | 11E19G12H09D07M02W02 | 18.09 | 55.15 | 0.65 | 17.03 | 90.92 | 4.6667 | 3576.9118 | 445.62 | -0.44296 | -0.057209
16260 | 11E19G12H10D05M01W02 | 21.11 | 48.27 | 0.65 | 17.03 | 87.06 | 3.9667 | 3267.2136 | 485.1 | -0.26295 | -0.012326
16261 | 11E19G12H10D05M01W03 | 21.11 | 48.27 | 0.65 | 12.25 | 82.28 | 3.9667 | 3267.2136 | 418.53 | -0.26295 | 0.043256
16262 | 11E19G12H10D07M01W02 | 21.59 | 49.36 | 0.65 | 17.03 | 88.63 | 4.0444 | 3334.896 | 490.77 | -0.29147 | -0.030581
16263 | 11E19G12H10D07M01W03 | 21.59 | 49.36 | 0.65 | 12.25 | 83.85 | 4.0444 | 3334.896 | 424.2 | -0.29147 | 0.025
16264 | 11E19G12H10D07M01W04 | 21.59 | 49.36 | 0.65 | 8.91 | 80.51 | 4.0444 | 3334.896 | 378.21 | -0.29147 | 0.063837
16265 | 11E19G12H10D07M02W02 | 21.35 | 47.75 | 0.65 | 17.03 | 86.78 | 3.9667 | 3193.3783 | 487.62 | -0.24935 | -0.0090698
16266 | 11E19G12H11D05M01W02 | 21.11 | 45.18 | 0.65 | 17.03 | 83.97 | 3.6556 | 3119.5429 | 485.1 | -0.1821 | 0.023605
16267 | 11E19G12H11D05M01W03 | 21.11 | 45.18 | 0.65 | 12.25 | 79.19 | 3.6556 | 3119.5429 | 418.53 | -0.1821 | 0.079186
16268 | 11E19G12H11D06M01W02 | 19.22 | 41.37 | 0.65 | 17.03 | 78.27 | 3.2667 | 2879.5781 | 462.84 | -0.082418 | 0.089884
16269 | 11E19G12H11D06M01W03 | 19.22 | 41.37 | 0.65 | 12.25 | 73.49 | 3.2667 | 2879.5781 | 396.27 | -0.082418 | 0.14547
16270 | 11E19G12H11D07M01W02 | 21.59 | 46.2 | 0.65 | 17.03 | 85.47 | 3.7333 | 3183.1234 | 490.77 | -0.20879 | 0.0061628
16271 | 11E19G12H11D07M01W03 | 21.59 | 46.2 | 0.65 | 12.25 | 80.69 | 3.7333 | 3183.1234 | 424.2 | -0.20879 | 0.061744
16272 | 11E19G12H11D07M01W04 | 21.59 | 46.2 | 0.65 | 8.91 | 77.35 | 3.7333 | 3183.1234 | 378.21 | -0.20879 | 0.10058
16273 | 11E19G12H11D07M02W02 | 21.35 | 44.67 | 0.65 | 17.03 | 83.7 | 3.6556 | 3047.7586 | 487.62 | -0.16876 | 0.026744
16274 | 11E19G12H12D05M01W02 | 18.35 | 37.67 | 0.65 | 17.03 | 73.7 | 3.0333 | 2584.2367 | 455.91 | 0.01439 | 0.14302
16275 | 11E19G12H12D05M01W03 | 18.35 | 37.67 | 0.65 | 12.25 | 68.92 | 3.0333 | 2584.2367 | 389.34 | 0.01439 | 0.1986 | 1
16276 | 11E19G12H12D07M01W02 | 18.77 | 38.51 | 0.65 | 17.03 | 74.96 | 3.1111 | 2635.5113 | 460.95 | -0.0075877 | 0.12837
16277 | 11E19G12H12D07M01W03 | 18.77 | 38.51 | 0.65 | 12.25 | 70.18 | 3.1111 | 2635.5113 | 394.38 | -0.0075877 | 0.18395
16278 | 11E19G12H12D07M01W04 | 18.77 | 38.51 | 0.65 | 8.91 | 66.84 | 3.1111 | 2635.5113 | 348.39 | -0.0075877 | 0.22279
16279 | 11E19G12H12D07M02W02 | 18.55 | 37.23 | 0.65 | 17.03 | 73.46 | 3.0333 | 2522.7073 | 458.01 | 0.025903 | 0.14581
16280 | 11E19G12H13D05M01W02 | 18.35 | 36.63 | 0.65 | 17.03 | 72.66 | 3.0333 | 2477.5857 | 455.91 | 0.041601 | 0.15512 | 1
16281 | 11E19G12H13D05M01W03 | 18.35 | 36.63 | 0.65 | 12.25 | 67.88 | 3.0333 | 2477.5857 | 389.34 | 0.041601 | 0.2107 | 1
16282 | 11E19G12H13D07M01W02 | 18.77 | 37.46 | 0.65 | 17.03 | 73.91 | 3.1111 | 2526.8093 | 460.95 | 0.019885 | 0.14058
16283 | 11E19G12H13D07M01W03 | 18.77 | 37.46 | 0.65 | 12.25 | 69.13 | 3.1111 | 2526.8093 | 394.38 | 0.019885 | 0.19616 | 1
16284 | 11E19G12H13D07M01W04 | 18.77 | 37.46 | 0.65 | 8.91 | 65.79 | 3.1111 | 2526.8093 | 348.39 | 0.019885 | 0.235 | 1
16285 | 11E19G12H13D07M02W02 | 18.55 | 36.24 | 0.65 | 17.03 | 72.47 | 3.0333 | 2422.2092 | 458.01 | 0.051805 | 0.15733 | 1
16286 | 11E19G12H14D05M01W02 | 21.11 | 43.98 | 0.65 | 17.03 | 82.77 | 3.6556 | 2996.484 | 485.1 | -0.15071 | 0.037558
16287 | 11E19G12H14D05M01W03 | 21.11 | 43.98 | 0.65 | 12.25 | 77.99 | 3.6556 | 2996.484 | 418.53 | -0.15071 | 0.09314
16288 | 11E19G12H14D07M01W02 | 21.59 | 44.98 | 0.65 | 17.03 | 84.25 | 3.7333 | 3058.0135 | 490.77 | -0.17687 | 0.020349
16289 | 11E19G12H14D07M01W03 | 21.59 | 44.98 | 0.65 | 12.25 | 79.47 | 3.7333 | 3058.0135 | 424.2 | -0.17687 | 0.07593
16290 | 11E19G12H14D07M01W04 | 21.59 | 44.98 | 0.65 | 8.91 | 76.13 | 3.7333 | 3058.0135 | 378.21 | -0.17687 | 0.11477
16291 | 11E19G12H14D07M02W02 | 21.35 | 43.51 | 0.65 | 17.03 | 82.54 | 3.6556 | 2930.8526 | 487.62 | -0.13841 | 0.040233
16292 | 11E20G10H07D04M01W02 | 25.03 | 50.75 | 0.65 | 17.03 | 93.46 | 4.5111 | 3166.7155 | 531.72 | -0.32784 | -0.086744
16293 | 11E20G10H07D05M01W02 | 21.97 | 41.42 | 0.65 | 17.03 | 81.07 | 3.7333 | 2649.8682 | 495.6 | -0.083726 | 0.057326
16294 | 11E20G10H07D05M01W03 | 21.97 | 41.42 | 0.65 | 12.25 | 76.29 | 3.7333 | 2649.8682 | 429.03 | -0.083726 | 0.11291
16295 | 11E20G10H07D06M01W02 | 19.74 | 35.67 | 0.65 | 17.03 | 73.09 | 3.1111 | 2327.864 | 469.35 | 0.066719 | 0.15012 | 1
16296 | 11E20G10H07D06M01W03 | 19.74 | 35.67 | 0.65 | 12.25 | 68.31 | 3.1111 | 2327.864 | 402.78 | 0.066719 | 0.2057 | 1
16297 | 11E20G10H07D07M01W02 | 22.55 | 43.04 | 0.65 | 17.03 | 83.27 | 3.8111 | 2740.1113 | 502.32 | -0.12611 | 0.031744
16298 | 11E20G10H07D07M01W03 | 22.55 | 43.04 | 0.65 | 12.25 | 78.49 | 3.8111 | 2740.1113 | 435.75 | -0.12611 | 0.087326
16299 | 11E20G10H07D07M01W04 | 22.55 | 43.04 | 0.65 | 8.91 | 75.15 | 3.8111 | 2740.1113 | 389.76 | -0.12611 | 0.12616
16300 | 11E20G10H07D07M02W02 | 22.47 | 41.1 | 0.65 | 17.03 | 81.25 | 3.6556 | 2612.9505 | 501.27 | -0.075353 | 0.055233
16301 | 11E20G10H08D05M01W02 | 19.35 | 41.42 | 0.65 | 17.03 | 78.45 | 3.7333 | 2649.8682 | 461.79 | -0.083726 | 0.087791
16302 | 11E20G10H08D05M01W03 | 19.35 | 41.42 | 0.65 | 12.25 | 73.67 | 3.7333 | 2649.8682 | 395.22 | -0.083726 | 0.14337
16303 | 11E20G10H08D06M01W02 | 17.39 | 35.67 | 0.65 | 17.03 | 70.74 | 3.1111 | 2327.864 | 438.9 | 0.066719 | 0.17744 | 1
16304 | 11E20G10H08D06M01W03 | 17.39 | 35.67 | 0.65 | 12.25 | 65.96 | 3.1111 | 2327.864 | 372.33 | 0.066719 | 0.23302 | 1
16305 | 11E20G10H08D07M01W02 | 19.85 | 43.04 | 0.65 | 17.03 | 80.57 | 3.8111 | 2740.1113 | 467.67 | -0.12611 | 0.06314
16306 | 11E20G10H08D07M01W03 | 19.85 | 43.04 | 0.65 | 12.25 | 75.79 | 3.8111 | 2740.1113 | 401.1 | -0.12611 | 0.11872
16307 | 11E20G10H08D07M01W04 | 19.85 | 43.04 | 0.65 | 8.91 | 72.45 | 3.8111 | 2740.1113 | 355.11 | -0.12611 | 0.15756
16308 | 11E20G10H08D07M02W02 | 19.79 | 41.1 | 0.65 | 17.03 | 78.57 | 3.6556 | 2612.9505 | 466.62 | -0.075353 | 0.086395
16309 | 11E20G10H09D05M01W02 | 18.62 | 41.42 | 0.65 | 17.03 | 77.72 | 3.7333 | 2649.8682 | 452.34 | -0.083726 | 0.096279
16310 | 11E20G10H09D05M01W03 | 18.62 | 41.42 | 0.65 | 12.25 | 72.94 | 3.7333 | 2649.8682 | 385.77 | -0.083726 | 0.15186
16311 | 11E20G10H09D07M01W02 | 19.11 | 43.04 | 0.65 | 17.03 | 79.83 | 3.8111 | 2740.1113 | 458.01 | -0.12611 | 0.071744
16312 | 11E20G10H09D07M01W03 | 19.11 | 43.04 | 0.65 | 12.25 | 75.05 | 3.8111 | 2740.1113 | 391.44 | -0.12611 | 0.12733
16313 | 11E20G10H09D07M01W04 | 19.11 | 43.04 | 0.65 | 8.91 | 71.71 | 3.8111 | 2740.1113 | 345.45 | -0.12611 | 0.16616
16314 | 11E20G10H09D07M02W02 | 19.04 | 41.1 | 0.65 | 17.03 | 77.82 | 3.6556 | 2612.9505 | 456.96 | -0.075353 | 0.095116
16315 | 11E20G10H10D05M01W02 | 21.97 | 35.78 | 0.65 | 17.03 | 75.43 | 3.1111 | 2375.0366 | 495.6 | 0.063841 | 0.12291
16316 | 11E20G10H10D05M01W03 | 21.97 | 35.78 | 0.65 | 12.25 | 70.65 | 3.1111 | 2375.0366 | 429.03 | 0.063841 | 0.17849 | 1
16317 | 11E20G10H10D07M01W02 | 22.55 | 37.16 | 0.65 | 17.03 | 77.39 | 3.2667 | 2452.9739 | 502.32 | 0.027734 | 0.10012
16318 | 11E20G10H10D07M01W03 | 22.55 | 37.16 | 0.65 | 12.25 | 72.61 | 3.2667 | 2452.9739 | 435.75 | 0.027734 | 0.1557 | 1
16319 | 11E20G10H10D07M01W04 | 22.55 | 37.16 | 0.65 | 8.91 | 69.27 | 3.2667 | 2452.9739 | 389.76 | 0.027734 | 0.19453 | 1
16320 | 11E20G10H10D07M02W02 | 22.47 | 35.48 | 0.65 | 17.03 | 75.63 | 3.1111 | 2342.2209 | 501.27 | 0.07169 | 0.12058
16321 | 11E20G10H11D05M01W02 | 21.97 | 33.4 | 0.65 | 17.03 | 73.05 | 2.8778 | 2268.3856 | 495.6 | 0.12611 | 0.15058 | 1
16322 | 11E20G10H11D05M01W03 | 21.97 | 33.4 | 0.65 | 12.25 | 68.27 | 2.8778 | 2268.3856 | 429.03 | 0.12611 | 0.20616 | 1
16323 | 11E20G10H11D06M01W02 | 19.74 | 28.79 | 0.65 | 17.03 | 66.21 | 2.4111 | 1997.656 | 469.35 | 0.24673 | 0.23012 | 1
16324 | 11E20G10H11D06M01W03 | 19.74 | 28.79 | 0.65 | 12.25 | 61.43 | 2.4111 | 1997.656 | 402.78 | 0.24673 | 0.2857 | 1
16325 | 11E20G10H11D07M01W02 | 22.55 | 34.69 | 0.65 | 17.03 | 74.92 | 3.0333 | 2342.2209 | 502.32 | 0.09236 | 0.12884
16326 | 11E20G10H11D07M01W03 | 22.55 | 34.69 | 0.65 | 12.25 | 70.14 | 3.0333 | 2342.2209 | 435.75 | 0.09236 | 0.18442 | 1
16327 | 11E20G10H11D07M01W04 | 22.55 | 34.69 | 0.65 | 8.91 | 66.8 | 3.0333 | 2342.2209 | 389.76 | 0.09236 | 0.22326 | 1
16328 | 11E20G10H11D07M02W02 | 22.47 | 33.11 | 0.65 | 17.03 | 73.26 | 2.8778 | 2235.5699 | 501.27 | 0.1337 | 0.14814
16329 | 11E20G10H12D05M01W02 | 19.1 | 27.84 | 0.65 | 17.03 | 64.62 | 2.4111 | 1870.4952 | 465.15 | 0.27159 | 0.2486 | 1
16330 | 11E20G10H12D05M01W03 | 19.1 | 27.84 | 0.65 | 12.25 | 59.84 | 2.4111 | 1870.4952 | 398.58 | 0.27159 | 0.30419 | 1
16331 | 11E20G10H12D07M01W02 | 19.59 | 28.91 | 0.65 | 17.03 | 66.18 | 2.4889 | 1932.0246 | 471.03 | 0.24359 | 0.23047 | 1
16332 | 11E20G10H12D07M01W03 | 19.59 | 28.91 | 0.65 | 12.25 | 61.4 | 2.4889 | 1932.0246 | 404.46 | 0.24359 | 0.28605 | 1
16333 | 11E20G10H12D07M01W04 | 19.59 | 28.91 | 0.65 | 8.91 | 58.06 | 2.4889 | 1932.0246 | 358.47 | 0.24359 | 0.32488 | 1
16334 | 11E20G10H12D07M02W02 | 19.54 | 27.6 | 0.65 | 17.03 | 64.82 | 2.4111 | 1843.8324 | 470.19 | 0.27786 | 0.24628 | 1
16335 | 11E20G10H13D05M01W02 | 19.1 | 27.18 | 0.65 | 17.03 | 63.96 | 2.4111 | 1806.9147 | 465.15 | 0.28885 | 0.25628 | 1
16336 | 11E20G10H13D05M01W03 | 19.1 | 27.18 | 0.65 | 12.25 | 59.18 | 2.4111 | 1806.9147 | 398.58 | 0.28885 | 0.31186 | 1
16337 | 11E20G10H13D07M01W02 | 19.59 | 28.23 | 0.65 | 17.03 | 65.5 | 2.4889 | 1866.3932 | 471.03 | 0.26138 | 0.23837 | 1
16338 | 11E20G10H13D07M01W03 | 19.59 | 28.23 | 0.65 | 12.25 | 60.72 | 2.4889 | 1866.3932 | 404.46 | 0.26138 | 0.29395 | 1
16339 | 11E20G10H13D07M01W04 | 19.59 | 28.23 | 0.65 | 8.91 | 57.38 | 2.4889 | 1866.3932 | 358.47 | 0.26138 | 0.33279 | 1
16340 | 11E20G10H13D07M02W02 | 19.54 | 26.96 | 0.65 | 17.03 | 64.18 | 2.4111 | 1782.303 | 470.19 | 0.29461 | 0.25372 | 1
16341 | 11E20G10H14D05M01W02 | 21.97 | 32.63 | 0.65 | 17.03 | 72.28 | 2.8778 | 2192.4993 | 495.6 | 0.14626 | 0.15953 | 1
16342 | 11E20G10H14D05M01W03 | 21.97 | 32.63 | 0.65 | 12.25 | 67.5 | 2.8778 | 2192.4993 | 429.03 | 0.14626 | 0.21512 | 1
16343 | 11E20G10H14D07M01W02 | 22.55 | 33.9 | 0.65 | 17.03 | 74.13 | 3.0333 | 2266.3346 | 502.32 | 0.11303 | 0.13802
16344 | 11E20G10H14D07M01W03 | 22.55 | 33.9 | 0.65 | 12.25 | 69.35 | 3.0333 | 2266.3346 | 435.75 | 0.11303 | 0.1936 | 1
16345 | 11E20G10H14D07M01W04 | 22.55 | 33.9 | 0.65 | 8.91 | 66.01 | 3.0333 | 2266.3346 | 389.76 | 0.11303 | 0.23244 | 1
16346 | 11E20G10H14D07M02W02 | 22.47 | 32.37 | 0.65 | 17.03 | 72.52 | 2.8778 | 2163.7855 | 501.27 | 0.15306 | 0.15674 | 1
16347 | 11E20G11H07D04M01W02 | 26.42 | 43.83 | 0.65 | 17.03 | 87.93 | 4.0444 | 2774.978 | 548.31 | -0.14678 | -0.022442
16348 | 11E20G11H07D05M01W02 | 23.22 | 35.78 | 0.65 | 17.03 | 76.68 | 3.1889 | 2327.864 | 510.51 | 0.063841 | 0.10837
16349 | 11E20G11H07D05M01W03 | 23.22 | 35.78 | 0.65 | 12.25 | 71.9 | 3.1889 | 2327.864 | 443.94 | 0.063841 | 0.16395 | 1
16350 | 11E20G11H07D06M01W02 | 20.87 | 30.54 | 0.65 | 17.03 | 69.09 | 2.6444 | 2036.6247 | 482.79 | 0.20094 | 0.19663 | 1
16351 | 11E20G11H07D06M01W03 | 20.87 | 30.54 | 0.65 | 12.25 | 64.31 | 2.6444 | 2036.6247 | 416.22 | 0.20094 | 0.25221 | 1
16352 | 11E20G11H07D07M01W02 | 23.82 | 37.26 | 0.65 | 17.03 | 78.76 | 3.3444 | 2409.9033 | 517.65 | 0.025118 | 0.084186
16353 | 11E20G11H07D07M01W03 | 23.82 | 37.26 | 0.65 | 12.25 | 73.98 | 3.3444 | 2409.9033 | 451.08 | 0.025118 | 0.13977
16354 | 11E20G11H07D07M01W04 | 23.82 | 37.26 | 0.65 | 8.91 | 70.64 | 3.3444 | 2409.9033 | 405.09 | 0.025118 | 0.1786 | 1
16355 | 11E20G11H07D07M02W02 | 23.79 | 35.32 | 0.65 | 17.03 | 76.79 | 3.1111 | 2292.9974 | 517.02 | 0.075877 | 0.10709
16356 | 11E20G11H08D05M01W02 | 20.45 | 35.78 | 0.65 | 17.03 | 73.91 | 3.1889 | 2327.864 | 474.81 | 0.063841 | 0.14058
16357 | 11E20G11H08D05M01W03 | 20.45 | 35.78 | 0.65 | 12.25 | 69.13 | 3.1889 | 2327.864 | 408.24 | 0.063841 | 0.19616 | 1
16358 | 11E20G11H08D06M01W02 | 18.38 | 30.54 | 0.65 | 17.03 | 66.6 | 2.6444 | 2036.6247 | 450.66 | 0.20094 | 0.22558 | 1
16359 | 11E20G11H08D06M01W03 | 18.38 | 30.54 | 0.65 | 12.25 | 61.82 | 2.6444 | 2036.6247 | 384.09 | 0.20094 | 0.28116 | 1
16360 | 11E20G11H08D07M01W02 | 20.97 | 37.26 | 0.65 | 17.03 | 75.91 | 3.3444 | 2409.9033 | 480.9 | 0.025118 | 0.11733
16361 | 11E20G11H08D07M01W03 | 20.97 | 37.26 | 0.65 | 12.25 | 71.13 | 3.3444 | 2409.9033 | 414.33 | 0.025118 | 0.17291 | 1
16362 | 11E20G11H08D07M01W04 | 20.97 | 37.26 | 0.65 | 8.91 | 67.79 | 3.3444 | 2409.9033 | 368.34 | 0.025118 | 0.21174 | 1
16363 | 11E20G11H08D07M02W02 | 20.95 | 35.32 | 0.65 | 17.03 | 73.95 | 3.1111 | 2292.9974 | 480.27 | 0.075877 | 0.14012
16364 | 11E20G11H09D05M01W02 | 19.68 | 35.78 | 0.65 | 17.03 | 73.14 | 3.1889 | 2327.864 | 464.73 | 0.063841 | 0.14953
16365 | 11E20G11H09D05M01W03 | 19.68 | 35.78 | 0.65 | 12.25 | 68.36 | 3.1889 | 2327.864 | 398.16 | 0.063841 | 0.20512 | 1
16366 | 11E20G11H09D07M01W02 | 20.18 | 37.26 | 0.65 | 17.03 | 75.12 | 3.3444 | 2409.9033 | 470.61 | 0.025118 | 0.12651
16367 | 11E20G11H09D07M01W03 | 20.18 | 37.26 | 0.65 | 12.25 | 70.34 | 3.3444 | 2409.9033 | 404.04 | 0.025118 | 0.18209 | 1
16368 | 11E20G11H09D07M01W04 | 20.18 | 37.26 | 0.65 | 8.91 | 67 | 3.3444 | 2409.9033 | 358.05 | 0.025118 | 0.22093 | 1
16369 | 11E20G11H09D07M02W02 | 20.16 | 35.32 | 0.65 | 17.03 | 73.16 | 3.1111 | 2292.9974 | 470.19 | 0.075877 | 0.1493
16370 | 11E20G11H10D05M01W02 | 23.22 | 30.88 | 0.65 | 17.03 | 71.78 | 2.7222 | 2094.0522 | 510.51 | 0.19205 | 0.16535 | 1
16371 | 11E20G11H10D05M01W03 | 23.22 | 30.88 | 0.65 | 12.25 | 67 | 2.7222 | 2094.0522 | 443.94 | 0.19205 | 0.22093 | 1
16372 | 11E20G11H10D07M01W02 | 23.82 | 32.15 | 0.65 | 17.03 | 73.65 | 2.8778 | 2165.8365 | 517.65 | 0.15882 | 0.1436
16373 | 11E20G11H10D07M01W03 | 23.82 | 32.15 | 0.65 | 12.25 | 68.87 | 2.8778 | 2165.8365 | 451.08 | 0.15882 | 0.19919 | 1
16374 | 11E20G11H10D07M01W04 | 23.82 | 32.15 | 0.65 | 8.91 | 65.53 | 2.8778 | 2165.8365 | 405.09 | 0.15882 | 0.23802 | 1
16375 | 11E20G11H10D07M02W02 | 23.79 | 30.47 | 0.65 | 17.03 | 71.94 | 2.6444 | 2063.2874 | 517.02 | 0.20277 | 0.16349 | 1
16376 | 11E20G11H11D05M01W02 | 23.22 | 28.81 | 0.65 | 17.03 | 69.71 | 2.4889 | 2001.758 | 510.51 | 0.24621 | 0.18942 | 1
16377 | 11E20G11H11D05M01W03 | 23.22 | 28.81 | 0.65 | 12.25 | 64.93 | 2.4889 | 2001.758 | 443.94 | 0.24621 | 0.245 | 1
16378 | 11E20G11H11D06M01W02 | 20.87 | 24.62 | 0.65 | 17.03 | 63.17 | 2.1 | 1755.6402 | 482.79 | 0.35583 | 0.26547 | 1
16379 | 11E20G11H11D06M01W03 | 20.87 | 24.62 | 0.65 | 12.25 | 58.39 | 2.1 | 1755.6402 | 416.22 | 0.35583 | 0.32105 | 1
16380 | 11E20G11H11D07M01W02 | 23.82 | 30 | 0.65 | 17.03 | 71.5 | 2.6444 | 2071.4914 | 517.65 | 0.21507 | 0.1686 | 1
16381 | 11E20G11H11D07M01W03 | 23.82 | 30 | 0.65 | 12.25 | 66.72 | 2.6444 | 2071.4914 | 451.08 | 0.21507 | 0.22419 | 1
16382 | 11E20G11H11D07M01W04 | 23.82 | 30 | 0.65 | 8.91 | 63.38 | 2.6444 | 2071.4914 | 405.09 | 0.21507 | 0.26302 | 1
16383 | 11E20G11H11D07M02W02 | 23.79 | 28.42 | 0.65 | 17.03 | 69.89 | 2.4111 | 1970.9933 | 517.02 | 0.25641 | 0.18733 | 1
16384 | 11E20G11H12D05M01W02 | 20.18 | 24.01 | 0.65 | 17.03 | 61.87 | 2.1 | 1646.9382 | 478.38 | 0.37179 | 0.28058 | 1
16385 | 11E20G11H12D05M01W03 | 20.18 | 24.01 | 0.65 | 12.25 | 57.09 | 2.1 | 1646.9382 | 411.81 | 0.37179 | 0.33616 | 1
16386 | 11E20G11H12D07M01W02 | 20.7 | 25 | 0.65 | 17.03 | 63.38 | 2.1778 | 1702.3147 | 484.47 | 0.34589 | 0.26302 | 1
16387 | 11E20G11H12D07M01W03 | 20.7 | 25 | 0.65 | 12.25 | 58.6 | 2.1778 | 1702.3147 | 417.9 | 0.34589 | 0.3186 | 1
16388 | 11E20G11H12D07M01W04 | 20.7 | 25 | 0.65 | 8.91 | 55.26 | 2.1778 | 1702.3147 | 371.91 | 0.34589 | 0.35744 | 1
16389 | 11E20G11H12D07M02W02 | 20.67 | 23.68 | 0.65 | 17.03 | 62.03 | 2.0222 | 1622.3264 | 484.05 | 0.38043 | 0.27872 | 1
16390 | 11E20G11H13D05M01W02 | 20.18 | 23.46 | 0.65 | 17.03 | 61.32 | 2.1 | 1593.6127 | 478.38 | 0.38619 | 0.28698 | 1
16391 | 11E20G11H13D05M01W03 | 20.18 | 23.46 | 0.65 | 12.25 | 56.54 | 2.1 | 1593.6127 | 411.81 | 0.38619 | 0.34256 | 1
16392 | 11E20G11H13D07M01W02 | 20.7 | 24.43 | 0.65 | 17.03 | 62.81 | 2.1778 | 1648.9892 | 484.47 | 0.36081 | 0.26965 | 1
16393 | 11E20G11H13D07M01W03 | 20.7 | 24.43 | 0.65 | 12.25 | 58.03 | 2.1778 | 1648.9892 | 417.9 | 0.36081 | 0.32523 | 1
16394 | 11E20G11H13D07M01W04 | 20.7 | 24.43 | 0.65 | 8.91 | 54.69 | 2.1778 | 1648.9892 | 371.91 | 0.36081 | 0.36407 | 1
16395 | 11E20G11H13D07M02W02 | 20.67 | 23.15 | 0.65 | 17.03 | 61.5 | 2.0222 | 1571.0519 | 484.05 | 0.3943 | 0.28488 | 1
16396 | 11E20G11H14D05M01W02 | 23.22 | 28.17 | 0.65 | 17.03 | 69.07 | 2.4889 | 1940.2285 | 510.51 | 0.26295 | 0.19686 | 1
16397 | 11E20G11H14D05M01W03 | 23.22 | 28.17 | 0.65 | 12.25 | 64.29 | 2.4889 | 1940.2285 | 443.94 | 0.26295 | 0.25244 | 1
16398 | 11E20G11H14D07M01W02 | 23.82 | 29.34 | 0.65 | 17.03 | 70.84 | 2.6444 | 2007.9109 | 517.65 | 0.23234 | 0.17628 | 1
16399 | 11E20G11H14D07M01W03 | 23.82 | 29.34 | 0.65 | 12.25 | 66.06 | 2.6444 | 2007.9109 | 451.08 | 0.23234 | 0.23186 | 1
16400 | 11E20G11H14D07M01W04 | 23.82 | 29.34 | 0.65 | 8.91 | 62.72 | 2.6444 | 2007.9109 | 405.09 | 0.23234 | 0.2707 | 1
16401 | 11E20G11H14D07M02W02 | 23.79 | 27.8 | 0.65 | 17.03 | 69.27 | 2.4111 | 1913.5658 | 517.02 | 0.27263 | 0.19453 | 1
16402 | 11E20G12H07D04M01W02 | 22.91 | 80.79 | 0.65 | 17.03 | 121.38 | 6.5333 | 5188.9833 | 506.31 | -1.1138 | -0.4114
16403 | 11E20G12H07D05M01W02 | 20.08 | 66.2 | 0.65 | 17.03 | 103.96 | 5.3667 | 4315.2652 | 472.92 | -0.73208 | -0.20884
16404 | 11E20G12H07D05M01W03 | 20.08 | 66.2 | 0.65 | 12.25 | 99.18 | 5.3667 | 4315.2652 | 406.35 | -0.73208 | -0.15326
16405 | 11E20G12H07D06M01W02 | 18.17 | 59.01 | 0.65 | 17.03 | 94.86 | 4.7444 | 3886.61 | 450.45 | -0.54396 | -0.10302
16406 | 11E20G12H07D06M01W03 | 18.17 | 59.01 | 0.65 | 12.25 | 90.08 | 4.7444 | 3886.61 | 383.88 | -0.54396 | -0.047442
16407 | 11E20G12H07D07M01W02 | 20.58 | 68.18 | 0.65 | 17.03 | 106.44 | 5.5222 | 4432.1711 | 478.8 | -0.78388 | -0.23767
16408 | 11E20G12H07D07M01W03 | 20.58 | 68.18 | 0.65 | 12.25 | 101.66 | 5.5222 | 4432.1711 | 412.23 | -0.78388 | -0.18209
16409 | 11E20G12H07D07M01W04 | 20.58 | 68.18 | 0.65 | 8.91 | 98.32 | 5.5222 | 4432.1711 | 366.24 | -0.78388 | -0.14326
16410 | 11E20G12H07D07M02W02 | 20.3 | 66.11 | 0.65 | 17.03 | 104.09 | 5.5222 | 4245.5318 | 475.23 | -0.72972 | -0.21035
16411 | 11E20G12H08D05M01W02 | 17.69 | 66.2 | 0.65 | 17.03 | 101.57 | 5.3667 | 4315.2652 | 442.05 | -0.73208 | -0.18105
16412 | 11E20G12H08D05M01W03 | 17.69 | 66.2 | 0.65 | 12.25 | 96.79 | 5.3667 | 4315.2652 | 375.48 | -0.73208 | -0.12547
16413 | 11E20G12H08D06M01W02 | 16 | 59.01 | 0.65 | 17.03 | 92.69 | 4.7444 | 3886.61 | 422.31 | -0.54396 | -0.077791
16414 | 11E20G12H08D06M01W03 | 16 | 59.01 | 0.65 | 12.25 | 87.91 | 4.7444 | 3886.61 | 355.74 | -0.54396 | -0.022209
16415 | 11E20G12H08D07M01W02 | 18.13 | 68.18 | 0.65 | 17.03 | 103.99 | 5.5222 | 4432.1711 | 447.09 | -0.78388 | -0.20919
16416 | 11E20G12H08D07M01W03 | 18.13 | 68.18 | 0.65 | 12.25 | 99.21 | 5.5222 | 4432.1711 | 380.52 | -0.78388 | -0.1536
16417 | 11E20G12H08D07M01W04 | 18.13 | 68.18 | 0.65 | 8.91 | 95.87 | 5.5222 | 4432.1711 | 334.53 | -0.78388 | -0.11477
16418 | 11E20G12H08D07M02W02 | 17.87 | 66.11 | 0.65 | 17.03 | 101.66 | 5.5222 | 4245.5318 | 443.94 | -0.72972 | -0.18209
16419 | 11E20G12H09D05M01W02 | 17.02 | 66.2 | 0.65 | 17.03 | 100.9 | 5.3667 | 4315.2652 | 433.44 | -0.73208 | -0.17326
16420 | 11E20G12H09D05M01W03 | 17.02 | 66.2 | 0.65 | 12.25 | 96.12 | 5.3667 | 4315.2652 | 366.87 | -0.73208 | -0.11767
16421 | 11E20G12H09D07M01W02 | 17.44 | 68.18 | 0.65 | 17.03 | 103.3 | 5.5222 | 4432.1711 | 438.27 | -0.78388 | -0.20116
16422 | 11E20G12H09D07M01W03 | 17.44 | 68.18 | 0.65 | 12.25 | 98.52 | 5.5222 | 4432.1711 | 371.7 | -0.78388 | -0.14558
16423 | 11E20G12H09D07M01W04 | 17.44 | 68.18 | 0.65 | 8.91 | 95.18 | 5.5222 | 4432.1711 | 325.71 | -0.78388 | -0.10674
16424 | 11E20G12H09D07M02W02 | 17.2 | 66.11 | 0.65 | 17.03 | 100.99 | 5.5222 | 4245.5318 | 435.33 | -0.72972 | -0.1743
16425 | 11E20G12H10D05M01W02 | 20.08 | 57.39 | 0.65 | 17.03 | 95.15 | 4.5889 | 3847.6414 | 472.92 | -0.50157 | -0.1064
16426 | 11E20G12H10D05M01W03 | 20.08 | 57.39 | 0.65 | 12.25 | 90.37 | 4.5889 | 3847.6414 | 406.35 | -0.50157 | -0.050814
16427 | 11E20G12H10D07M01W02 | 20.58 | 59.1 | 0.65 | 17.03 | 97.36 | 4.7444 | 3950.1904 | 478.8 | -0.54631 | -0.13209
16428 | 11E20G12H10D07M01W03 | 20.58 | 59.1 | 0.65 | 12.25 | 92.58 | 4.7444 | 3950.1904 | 412.23 | -0.54631 | -0.076512
16429 | 11E20G12H10D07M01W04 | 20.58 | 59.1 | 0.65 | 8.91 | 89.24 | 4.7444 | 3950.1904 | 366.24 | -0.54631 | -0.037674
16430 | 11E20G12H10D07M02W02 | 20.3 | 57.27 | 0.65 | 17.03 | 95.25 | 4.6667 | 3782.01 | 475.23 | -0.49843 | -0.10756
16431 | 11E20G12H11D05M01W02 | 20.08 | 53.74 | 0.65 | 17.03 | 91.5 | 4.2 | 3671.257 | 472.92 | -0.40607 | -0.063953
16432 | 11E20G12H11D05M01W03 | 20.08 | 53.74 | 0.65 | 12.25 | 86.72 | 4.2 | 3671.257 | 406.35 | -0.40607 | -0.0083721
16433 | 11E20G12H11D06M01W02 | 18.17 | 47.94 | 0.65 | 17.03 | 83.79 | 3.7333 | 3312.3352 | 450.45 | -0.25432 | 0.025698
16434 | 11E20G12H11D06M01W03 | 18.17 | 47.94 | 0.65 | 12.25 | 79.01 | 3.7333 | 3312.3352 | 383.88 | -0.25432 | 0.081279
16435 | 11E20G12H11D07M01W02 | 20.58 | 55.34 | 0.65 | 17.03 | 93.6 | 4.3556 | 3769.7041 | 478.8 | -0.44793 | -0.088372
16436 | 11E20G12H11D07M01W03 | 20.58 | 55.34 | 0.65 | 12.25 | 88.82 | 4.3556 | 3769.7041 | 412.23 | -0.44793 | -0.032791
16437 | 11E20G12H11D07M01W04 | 20.58 | 55.34 | 0.65 | 8.91 | 85.48 | 4.3556 | 3769.7041 | 366.24 | -0.44793 | 0.0060465
16438 | 11E20G12H11D07M02W02 | 20.3 | 53.59 | 0.65 | 17.03 | 91.57 | 4.2778 | 3605.6255 | 475.23 | -0.40215 | -0.064767
16439 | 11E20G12H12D05M01W02 | 17.47 | 44.8 | 0.65 | 17.03 | 79.95 | 3.5 | 3043.6566 | 445.2 | -0.17216 | 0.070349
16440 | 11E20G12H12D05M01W03 | 17.47 | 44.8 | 0.65 | 12.25 | 75.17 | 3.5 | 3043.6566 | 378.63 | -0.17216 | 0.12593
16441 | 11E20G12H12D07M01W02 | 17.89 | 46.13 | 0.65 | 17.03 | 81.7 | 3.5778 | 3127.7469 | 450.24 | -0.20696 | 0.05
16442 | 11E20G12H12D07M01W03 | 17.89 | 46.13 | 0.65 | 12.25 | 76.92 | 3.5778 | 3127.7469 | 383.67 | -0.20696 | 0.10558
16443 | 11E20G12H12D07M01W04 | 17.89 | 46.13 | 0.65 | 8.91 | 73.58 | 3.5778 | 3127.7469 | 337.68 | -0.20696 | 0.14442
16444 | 11E20G12H12D07M02W02 | 17.65 | 44.68 | 0.65 | 17.03 | 80.01 | 3.5778 | 2990.3311 | 447.09 | -0.16902 | 0.069651
16445 | 11E20G12H13D05M01W02 | 17.47 | 43.54 | 0.65 | 17.03 | 78.69 | 3.5 | 2912.3938 | 445.2 | -0.13919 | 0.085
16446 | 11E20G12H13D05M01W03 | 17.47 | 43.54 | 0.65 | 12.25 | 73.91 | 3.5 | 2912.3938 | 378.63 | -0.13919 | 0.14058
16447 | 11E20G12H13D07M01W02 | 17.89 | 44.84 | 0.65 | 17.03 | 80.41 | 3.5778 | 2992.3821 | 450.24 | -0.17321 | 0.065
16448 | 11E20G12H13D07M01W03 | 17.89 | 44.84 | 0.65 | 12.25 | 75.63 | 3.5778 | 2992.3821 | 383.67 | -0.17321 | 0.12058
16449 | 11E20G12H13D07M01W04 | 17.89 | 44.84 | 0.65 | 8.91 | 72.29 | 3.5778 | 2992.3821 | 337.68 | -0.17321 | 0.15942
16450 | 11E20G12H13D07M02W02 | 17.65 | 43.46 | 0.65 | 17.03 | 78.79 | 3.5778 | 2865.2212 | 447.09 | -0.1371 | 0.083837
16451 | 11E20G12H14D05M01W02 | 20.08 | 52.27 | 0.65 | 17.03 | 90.03 | 4.2 | 3517.4333 | 472.92 | -0.36761 | -0.04686
16452 | 11E20G12H14D05M01W03 | 20.08 | 52.27 | 0.65 | 12.25 | 85.25 | 4.2 | 3517.4333 | 406.35 | -0.36761 | 0.0087209
16453 | 11E20G12H14D07M01W02 | 20.58 | 53.83 | 0.65 | 17.03 | 92.09 | 4.3556 | 3611.7785 | 478.8 | -0.40842 | -0.070814
16454 | 11E20G12H14D07M01W03 | 20.58 | 53.83 | 0.65 | 12.25 | 87.31 | 4.3556 | 3611.7785 | 412.23 | -0.40842 | -0.015233
16455 | 11E20G12H14D07M01W04 | 20.58 | 53.83 | 0.65 | 8.91 | 83.97 | 4.3556 | 3611.7785 | 366.24 | -0.40842 | 0.023605
16456 | 11E20G12H14D07M02W02 | 20.3 | 52.18 | 0.65 | 17.03 | 90.16 | 4.2778 | 3460.0059 | 475.23 | -0.36525 | -0.048372
16457 | 11E21G10H07D04M01W02 | 22.95 | 48.34 | 0.65 | 17.03 | 88.97 | 4.3556 | 2992.3821 | 506.94 | -0.26478 | -0.034535
16458 | 11E21G10H07D05M01W02 | 20.07 | 39.33 | 0.65 | 17.03 | 77.08 | 3.5 | 2498.0955 | 472.92 | -0.029042 | 0.10372
16459 | 11E21G10H07D05M01W03 | 20.07 | 39.33 | 0.65 | 12.25 | 72.3 | 3.5 | 2498.0955 | 406.35 | -0.029042 | 0.1593 | 1
16460 | 11E21G10H07D06M01W02 | 17.88 | 33.7 | 0.65 | 17.03 | 69.26 | 2.9556 | 2184.2953 | 447.09 | 0.11826 | 0.19465 | 1
16461 | 11E21G10H07D06M01W03 | 17.88 | 33.7 | 0.65 | 12.25 | 64.48 | 2.9556 | 2184.2953 | 380.52 | 0.11826 | 0.25023 | 1
16462 | 11E21G10H07D07M01W02 | 20.63 | 40.91 | 0.65 | 17.03 | 79.22 | 3.6556 | 2584.2367 | 479.43 | -0.070382 | 0.078837
16463 | 11E21G10H07D07M01W03 | 20.63 | 40.91 | 0.65 | 12.25 | 74.44 | 3.6556 | 2584.2367 | 412.86 | -0.070382 | 0.13442
16464 | 11E21G10H07D07M01W04 | 20.63 | 40.91 | 0.65 | 8.91 | 71.1 | 3.6556 | 2584.2367 | 366.87 | -0.070382 | 0.17326 | 1
16465 | 11E21G10H07D07M02W02 | 20.58 | 38.98 | 0.65 | 17.03 | 77.24 | 3.5 | 2461.1778 | 478.59 | -0.019885 | 0.10186
16466 | 11E21G10H08D05M01W02 | 17.67 | 39.33 | 0.65 | 17.03 | 74.68 | 3.5 | 2498.0955 | 442.05 | -0.029042 | 0.13163
16467 | 11E21G10H08D05M01W03 | 17.67 | 39.33 | 0.65 | 12.25 | 69.9 | 3.5 | 2498.0955 | 375.48 | -0.029042 | 0.18721 | 1
16468 | 11E21G10H08D06M01W02 | 15.75 | 33.7 | 0.65 | 17.03 | 67.13 | 2.9556 | 2184.2953 | 419.58 | 0.11826 | 0.21942 | 1
16469 | 11E21G10H08D06M01W03 | 15.75 | 33.7 | 0.65 | 12.25 | 62.35 | 2.9556 | 2184.2953 | 353.01 | 0.11826 | 0.275 | 1
16470 | 11E21G10H08D07M01W02 | 18.17 | 40.91 | 0.65 | 17.03 | 76.76 | 3.6556 | 2584.2367 | 447.72 | -0.070382 | 0.10744
16471 | 11E21G10H08D07M01W03 | 18.17 | 40.91 | 0.65 | 12.25 | 71.98 | 3.6556 | 2584.2367 | 381.15 | -0.070382 | 0.16302 | 1
16472 | 11E21G10H08D07M01W04 | 18.17 | 40.91 | 0.65 | 8.91 | 68.64 | 3.6556 | 2584.2367 | 335.16 | -0.070382 | 0.20186 | 1
16473 | 11E21G10H08D07M02W02 | 18.12 | 38.98 | 0.65 | 17.03 | 74.78 | 3.5 | 2461.1778 | 446.88 | -0.019885 | 0.13047
16474 | 11E21G10H09D05M01W02 | 17 | 39.33 | 0.65 | 17.03 | 74.01 | 3.5 | 2498.0955 | 433.44 | -0.029042 | 0.13942
16475 | 11E21G10H09D05M01W03 | 17 | 39.33 | 0.65 | 12.25 | 69.23 | 3.5 | 2498.0955 | 366.87 | -0.029042 | 0.195 | 1
16476 | 11E21G10H09D07M01W02 | 17.48 | 40.91 | 0.65 | 17.03 | 76.07 | 3.6556 | 2584.2367 | 438.9 | -0.070382 | 0.11547
16477 | 11E21G10H09D07M01W03 | 17.48 | 40.91 | 0.65 | 12.25 | 71.29 | 3.6556 | 2584.2367 | 372.33 | -0.070382 | 0.17105 | 1
16478 | 11E21G10H09D07M01W04 | 17.48 | 40.91 | 0.65 | 8.91 | 67.95 | 3.6556 | 2584.2367 | 326.34 | -0.070382 | 0.20988 | 1
16479 | 11E21G10H09D07M02W02 | 17.44 | 38.98 | 0.65 | 17.03 | 74.1 | 3.5 | 2461.1778 | 438.27 | -0.019885 | 0.13837
16480 | 11E21G10H10D05M01W02 | 20.07 | 33.96 | 0.65 | 17.03 | 71.71 | 2.9556 | 2237.6209 | 472.92 | 0.11146 | 0.16616 | 1
16481 | 11E21G10H10D05M01W03 | 20.07 | 33.96 | 0.65 | 12.25 | 66.93 | 2.9556 | 2237.6209 | 406.35 | 0.11146 | 0.22174 | 1
16482 | 11E21G10H10D07M01W02 | 20.63 | 35.32 | 0.65 | 17.03 | 73.63 | 3.1111 | 2313.5072 | 479.43 | 0.075877 | 0.14384
16483 | 11E21G10H10D07M01W03 | 20.63 | 35.32 | 0.65 | 12.25 | 68.85 | 3.1111 | 2313.5072 | 412.86 | 0.075877 | 0.19942 | 1
16484 | 11E21G10H10D07M01W04 | 20.63 | 35.32 | 0.65 | 8.91 | 65.51 | 3.1111 | 2313.5072 | 366.87 | 0.075877 | 0.23826 | 1
16485 | 11E21G10H10D07M02W02 | 20.58 | 33.65 | 0.65 | 17.03 | 71.91 | 2.9556 | 2204.8052 | 478.59 | 0.11957 | 0.16384 | 1
16486 | 11E21G10H11D05M01W02 | 20.07 | 31.7 | 0.65 | 17.03 | 69.45 | 2.7222 | 2135.0718 | 472.92 | 0.17059 | 0.19244 | 1
16487 | 11E21G10H11D05M01W03 | 20.07 | 31.7 | 0.65 | 12.25 | 64.67 | 2.7222 | 2135.0718 | 406.35 | 0.17059 | 0.24802 | 1
16488 | 11E21G10H11D06M01W02 | 17.88 | 27.2 | 0.65 | 17.03 | 62.76 | 2.3333 | 1872.5461 | 447.09 | 0.28833 | 0.27023 | 1
16489 | 11E21G10H11D06M01W03 | 17.88 | 27.2 | 0.65 | 12.25 | 57.98 | 2.3333 | 1872.5461 | 380.52 | 0.28833 | 0.32581 | 1
16490 | 11E21G10H11D07M01W02 | 20.63 | 32.97 | 0.65 | 17.03 | 71.28 | 2.8778 | 2208.9071 | 479.43 | 0.13736 | 0.17116 | 1
16491 | 11E21G10H11D07M01W03 | 20.63 | 32.97 | 0.65 | 12.25 | 66.5 | 2.8778 | 2208.9071 | 412.86 | 0.13736 | 0.22674 | 1
16492 | 11E21G10H11D07M01W04 | 20.63 | 32.97 | 0.65 | 8.91 | 63.16 | 2.8778 | 2208.9071 | 366.87 | 0.13736 | 0.26558 | 1
16493 | 11E21G10H11D07M02W02 | 20.58 | 31.4 | 0.65 | 17.03 | 69.66 | 2.7222 | 2104.3071 | 478.59 | 0.17844 | 0.19 | 1
16494 | 11E21G10H12D05M01W02 | 17.45 | 26.42 | 0.65 | 17.03 | 61.55 | 2.3333 | 1763.8441 | 444.99 | 0.30874 | 0.2843 | 1
16495 | 11E21G10H12D05M01W03 | 17.45 | 26.42 | 0.65 | 12.25 | 56.77 | 2.3333 | 1763.8441 | 378.42 | 0.30874 | 0.33988 | 1
16496 | 11E21G10H12D07M01W02 | 17.94 | 27.48 | 0.65 | 17.03 | 63.1 | 2.4111 | 1823.3226 | 450.87 | 0.281 | 0.26628 | 1
16497 | 11E21G10H12D07M01W03 | 17.94 | 27.48 | 0.65 | 12.25 | 58.32 | 2.4111 | 1823.3226 | 384.3 | 0.281 | 0.32186 | 1
16498 | 11E21G10H12D07M01W04 | 17.94 | 27.48 | 0.65 | 8.91 | 54.98 | 2.4111 | 1823.3226 | 338.31 | 0.281 | 0.3607 | 1
16499 | 11E21G10H12D07M02W02 | 17.88 | 26.17 | 0.65 | 17.03 | 61.73 | 2.2556 | 1737.1814 | 450.24 | 0.31528 | 0.28221 | 1
16500 | 11E21G10H13D05M01W02 | 17.45 | 25.8 | 0.65 | 17.03 | 60.93 | 2.2556 | 1704.3657 | 444.99 | 0.32496 | 0.29151 | 1
16501 | 11E21G10H13D05M01W03 | 17.45 | 25.8 | 0.65 | 12.25 | 56.15 | 2.2556 | 1704.3657 | 378.42 | 0.32496 | 0.34709 | 1
16502 | 11E21G10H13D07M01W02 | 17.94 | 26.84 | 0.65 | 17.03 | 62.46 | 2.4111 | 1761.7931 | 450.87 | 0.29775 | 0.27372 | 1
16503 | 11E21G10H13D07M01W03 | 17.94 | 26.84 | 0.65 | 12.25 | 57.68 | 2.4111 | 1761.7931 | 384.3 | 0.29775 | 0.3293 | 1
16504 | 11E21G10H13D07M01W04 | 17.94 | 26.84 | 0.65 | 8.91 | 54.34 | 2.4111 | 1761.7931 | 338.31 | 0.29775 | 0.36814 | 1
16505 | 11E21G10H13D07M02W02 | 17.88 | 25.56 | 0.65 | 17.03 | 61.12 | 2.2556 | 1679.7539 | 450.24 | 0.33124 | 0.2893 | 1
16506 | 11E21G10H14D05M01W02 | 20.07 | 30.98 | 0.65 | 17.03 | 68.73 | 2.7222 | 2065.3384 | 472.92 | 0.18943 | 0.20081 | 1
16507 | 11E21G10H14D05M01W03 | 20.07 | 30.98 | 0.65 | 12.25 | 63.95 | 2.7222 | 2065.3384 | 406.35 | 0.18943 | 0.2564 | 1
16508 | 11E21G10H14D07M01W02 | 20.63 | 32.22 | 0.65 | 17.03 | 70.53 | 2.8778 | 2137.1228 | 479.43 | 0.15699 | 0.17988 | 1
16509 | 11E21G10H14D07M01W03 | 20.63 | 32.22 | 0.65 | 12.25 | 65.75 | 2.8778 | 2137.1228 | 412.86 | 0.15699 | 0.23547 | 1
16510 | 11E21G10H14D07M01W04 | 20.63 | 32.22 | 0.65 | 8.91 | 62.41 | 2.8778 | 2137.1228 | 366.87 | 0.15699 | 0.2743 | 1
16511 | 11E21G10H14D07M02W02 | 20.58 | 30.69 | 0.65 | 17.03 | 68.95 | 2.7222 | 2036.6247 | 478.59 | 0.19702 | 0.19826 | 1
16512 | 11E21G11H07D04M01W02 | 24.34 | 41.18 | 0.65 | 17.03 | 83.2 | 3.8111 | 2594.4916 | 523.53 | -0.077446 | 0.032558
16513 | 11E21G11H07D05M01W02 | 21.31 | 33.58 | 0.65 | 17.03 | 72.57 | 2.9556 | 2174.0404 | 487.62 | 0.1214 | 0.15616 | 1
16514 | 11E21G11H07D05M01W03 | 21.31 | 33.58 | 0.65 | 12.25 | 67.79 | 2.9556 | 2174.0404 | 421.05 | 0.1214 | 0.21174 | 1
16515 | 11E21G11H07D06M01W02 | 19 | 28.54 | 0.65 | 17.03 | 65.22 | 2.4889 | 1893.056 | 460.32 | 0.25327 | 0.24163 | 1
16516 | 11E21G11H07D06M01W03 | 19 | 28.54 | 0.65 | 12.25 | 60.44 | 2.4889 | 1893.056 | 393.75 | 0.25327 | 0.29721 | 1
16517 | 11E21G11H07D07M01W02 | 21.9 | 35 | 0.65 | 17.03 | 74.58 | 3.1111 | 2251.9777 | 494.76 | 0.084249 | 0.13279
16518 | 11E21G11H07D07M01W03 | 21.9 | 35 | 0.65 | 12.25 | 69.8 | 3.1111 | 2251.9777 | 428.19 | 0.084249 | 0.18837 | 1
16519 | 11E21G11H07D07M01W04 | 21.9 | 35 | 0.65 | 8.91 | 66.46 | 3.1111 | 2251.9777 | 382.2 | 0.084249 | 0.22721 | 1
16520 | 11E21G11H07D07M02W02 | 21.88 | 33.3 | 0.65 | 17.03 | 72.86 | 2.8778 | 2149.4287 | 494.34 | 0.12873 | 0.15279 | 1
16521 | 11E21G11H08D05M01W02 | 18.76 | 33.58 | 0.65 | 17.03 | 70.02 | 2.9556 | 2174.0404 | 454.86 | 0.1214 | 0.18581 | 1
16522 | 11E21G11H08D05M01W03 | 18.76 | 33.58 | 0.65 | 12.25 | 65.24 | 2.9556 | 2174.0404 | 388.29 | 0.1214 | 0.2414 | 1
16523 | 11E21G11H08D06M01W02 | 16.73 | 28.54 | 0.65 | 17.03 | 62.95 | 2.4889 | 1893.056 | 431.13 | 0.25327 | 0.26802 | 1
16524 | 11E21G11H08D06M01W03 | 16.73 | 28.54 | 0.65 | 12.25 | 58.17 | 2.4889 | 1893.056 | 364.56 | 0.25327 | 0.3236 | 1
16525 | 11E21G11H08D07M01W02 | 19.29 | 35 | 0.65 | 17.03 | 71.97 | 3.1111 | 2251.9777 | 460.95 | 0.084249 | 0.16314 | 1
16526 | 11E21G11H08D07M01W03 | 19.29 | 35 | 0.65 | 12.25 | 67.19 | 3.1111 | 2251.9777 | 394.38 | 0.084249 | 0.21872 | 1
16527 | 11E21G11H08D07M01W04 | 19.29 | 35 | 0.65 | 8.91 | 63.85 | 3.1111 | 2251.9777 | 348.39 | 0.084249 | 0.25756 | 1
16528 | 11E21G11H08D07M02W02 | 19.27 | 33.3 | 0.65 | 17.03 | 70.25 | 2.8778 | 2149.4287 | 460.53 | 0.12873 | 0.18314 | 1
16529 | 11E21G11H09D05M01W02 | 18.06 | 33.58 | 0.65 | 17.03 | 69.32 | 2.9556 | 2174.0404 | 445.83 | 0.1214 | 0.19395 | 1
16530 | 11E21G11H09D05M01W03 | 18.06 | 33.58 | 0.65 | 12.25 | 64.54 | 2.9556 | 2174.0404 | 379.26 | 0.1214 | 0.24953 | 1
16531 | 11E21G11H09D07M01W02 | 18.56 | 35 | 0.65 | 17.03 | 71.24 | 3.1111 | 2251.9777 | 451.71 | 0.084249 | 0.17163 | 1
16532 | 11E21G11H09D07M01W03 | 18.56 | 35 | 0.65 | 12.25 | 66.46 | 3.1111 | 2251.9777 | 385.14 | 0.084249 | 0.22721 | 1
16533 | 11E21G11H09D07M01W04 | 18.56 | 35 | 0.65 | 8.91 | 63.12 | 3.1111 | 2251.9777 | 339.15 | 0.084249 | 0.26605 | 1
16534 | 11E21G11H09D07M02W02 | 18.55 | 33.3 | 0.65 | 17.03 | 69.53 | 2.8778 | 2149.4287 | 451.29 | 0.12873 | 0.19151 | 1
16535 | 11E21G11H10D05M01W02 | 21.31 | 28.98 | 0.65 | 17.03 | 67.97 | 2.5667 | 1954.5854 | 487.62 | 0.24176 | 0.20965 | 1
16536 | 11E21G11H10D05M01W03 | 21.31 | 28.98 | 0.65 | 12.25 | 63.19 | 2.5667 | 1954.5854 | 421.05 | 0.24176 | 0.26523 | 1
16537 | 11E21G11H10D07M01W02 | 21.9 | 30.2 | 0.65 | 17.03 | 69.78 | 2.6444 | 2024.3188 | 494.76 | 0.20984 | 0.1886 | 1
16538 | 11E21G11H10D07M01W03 | 21.9 | 30.2 | 0.65 | 12.25 | 65 | 2.6444 | 2024.3188 | 428.19 | 0.20984 | 0.24419 | 1
16539 | 11E21G11H10D07M01W04 | 21.9 | 30.2 | 0.65 | 8.91 | 61.66 | 2.6444 | 2024.3188 | 382.2 | 0.20984 | 0.28302 | 1
16540 | 11E21G11H10D07M02W02 | 21.88 | 28.72 | 0.65 | 17.03 | 68.28 | 2.4111 | 1932.0246 | 494.34 | 0.24856 | 0.20605 | 1
16541 | 11E21G11H11D05M01W02 | 21.31 | 27.03 | 0.65 | 17.03 | 66.02 | 2.3333 | 1868.4442 | 487.62 | 0.29278 | 0.23233 | 1
16542 | 11E21G11H11D05M01W03 | 21.31 | 27.03 | 0.65 | 12.25 | 61.24 | 2.3333 | 1868.4442 | 421.05 | 0.29278 | 0.28791 | 1
16543 | 11E21G11H11D06M01W02 | 19 | 23 | 0.65 | 17.03 | 59.68 | 1.9444 | 1632.5813 | 460.32 | 0.39822 | 0.30605 | 1
16544 | 11E21G11H11D06M01W03 | 19 | 23 | 0.65 | 12.25 | 54.9 | 1.9444 | 1632.5813 | 393.75 | 0.39822 | 0.36163 | 1
16545 | 11E21G11H11D07M01W02 | 21.9 | 28.17 | 0.65 | 17.03 | 67.75 | 2.4889 | 1934.0756 | 494.76 | 0.26295 | 0.21221 | 1
16546 | 11E21G11H11D07M01W03 | 21.9 | 28.17 | 0.65 | 12.25 | 62.97 | 2.4889 | 1934.0756 | 428.19 | 0.26295 | 0.26779 | 1
16547 | 11E21G11H11D07M01W04 | 21.9 | 28.17 | 0.65 | 8.91 | 59.63 | 2.4889 | 1934.0756 | 382.2 | 0.26295 | 0.30663 | 1
16548 | 11E21G11H11D07M02W02 | 21.88 | 26.79 | 0.65 | 17.03 | 66.35 | 2.2556 | 1847.9344 | 494.34 | 0.29906 | 0.22849 | 1
16549 | 11E21G11H12D05M01W02 | 18.52 | 22.53 | 0.65 | 17.03 | 58.73 | 1.9444 | 1540.2871 | 458.22 | 0.41052 | 0.31709 | 1
16550 | 11E21G11H12D05M01W03 | 18.52 | 22.53 | 0.65 | 12.25 | 53.95 | 1.9444 | 1540.2871 | 391.65 | 0.41052 | 0.37267 | 2
16551 | 11E21G11H12D07M01W02 | 19.04 | 23.48 | 0.65 | 17.03 | 60.2 | 2.0222 | 1593.6127 | 464.31 | 0.38566 | 0.3 | 1
16552 | 11E21G11H12D07M01W03 | 19.04 | 23.48 | 0.65 | 12.25 | 55.42 | 2.0222 | 1593.6127 | 397.74 | 0.38566 | 0.35558 | 1
16553 | 11E21G11H12D07M01W04 | 19.04 | 23.48 | 0.65 | 8.91 | 52.08 | 2.0222 | 1593.6127 | 351.75 | 0.38566 | 0.39442 | 1
16554 | 11E21G11H12D07M02W02 | 19.02 | 22.32 | 0.65 | 17.03 | 59.02 | 1.8667 | 1521.8283 | 463.89 | 0.41601 | 0.31372 | 1
16555 | 11E21G11H13D05M01W02 | 18.52 | 22.01 | 0.65 | 17.03 | 58.21 | 1.9444 | 1491.0636 | 458.22 | 0.42412 | 0.32314 | 1
16556 | 11E21G11H13D05M01W03 | 18.52 | 22.01 | 0.65 | 12.25 | 53.43 | 1.9444 | 1491.0636 | 391.65 | 0.42412 | 0.37872 | 2
16557 | 11E21G11H13D07M01W02 | 19.04 | 22.95 | 0.65 | 17.03 | 59.67 | 2.0222 | 1542.3381 | 464.31 | 0.39953 | 0.30616 | 1
16558 | 11E21G11H13D07M01W03 | 19.04 | 22.95 | 0.65 | 12.25 | 54.89 | 2.0222 | 1542.3381 | 397.74 | 0.39953 | 0.36174 | 1
16559 | 11E21G11H13D07M01W04 | 19.04 | 22.95 | 0.65 | 8.91 | 51.55 | 2.0222 | 1542.3381 | 351.75 | 0.39953 | 0.40058 | 1
16560 | 11E21G11H13D07M02W02 | 19.02 | 21.82 | 0.65 | 17.03 | 58.52 | 1.8667 | 1474.6557 | 463.89 | 0.42909 | 0.31953 | 1
16561 | 11E21G11H14D05M01W02 | 21.31 | 26.43 | 0.65 | 17.03 | 65.42 | 2.3333 | 1813.0677 | 487.62 | 0.30848 | 0.2393 | 1
16562 | 11E21G11H14D05M01W03 | 21.31 | 26.43 | 0.65 | 12.25 | 60.64 | 2.3333 | 1813.0677 | 421.05 | 0.30848 | 0.29488 | 1
16563 | 11E21G11H14D07M01W02 | 21.9 | 27.55 | 0.65 | 17.03 | 67.13 | 2.4889 | 1874.5971 | 494.76 | 0.27917 | 0.21942 | 1
16564 | 11E21G11H14D07M01W03 | 21.9 | 27.55 | 0.65 | 12.25 | 62.35 | 2.4889 | 1874.5971 | 428.19 | 0.27917 | 0.275 | 1
16565 | 11E21G11H14D07M01W04 | 21.9 | 27.55 | 0.65 | 8.91 | 59.01 | 2.4889 | 1874.5971 | 382.2 | 0.27917 | 0.31384 | 1
16566 | 11E21G11H14D07M02W02 | 21.88 | 26.21 | 0.65 | 17.03 | 65.77 | 2.2556 | 1792.5579 | 494.34 | 0.31423 | 0.23523 | 1
16567 | 11E21G12H07D04M01W02 | 20.86 | 78.67 | 0.65 | 17.03 | 117.21 | 6.3778 | 5016.7008 | 481.95 | -1.0583 | -0.36291
16568 | 11E21G12H07D05M01W02 | 18.22 | 64.3 | 0.65 | 17.03 | 100.2 | 5.2889 | 4161.4415 | 450.66 | -0.68237 | -0.16512
16569 | 11E21G12H07D05M01W03 | 18.22 | 64.3 | 0.65 | 12.25 | 95.42 | 5.2889 | 4161.4415 | 384.09 | -0.68237 | -0.10953
16570 | 11E21G12H07D06M01W02 | 16.36 | 57.13 | 0.65 | 17.03 | 91.17 | 4.6667 | 3734.8374 | 428.82 | -0.49477 | -0.060116
16571 | 11E21G12H07D06M01W03 | 16.36 | 57.13 | 0.65 | 12.25 | 86.39 | 4.6667 | 3734.8374 | 362.25 | -0.49477 | -0.0045349
16572 | 11E21G12H07D07M01W02 | 18.7 | 66.28 | 0.65 | 17.03 | 102.66 | 5.4444 | 4278.3475 | 456.33 | -0.73417 | -0.19372
16573 | 11E21G12H07D07M01W03 | 18.7 | 66.28 | 0.65 | 12.25 | 97.88 | 5.4444 | 4278.3475 | 389.76 | -0.73417 | -0.13814
16574 | 11E21G12H07D07M01W04 | 18.7 | 66.28 | 0.65 | 8.91 | 94.54 | 5.4444 | 4278.3475 | 343.77 | -0.73417 | -0.099302
16575 | 11E21G12H07D07M02W02 | 18.46 | 64.25 | 0.65 | 17.03 | 100.39 | 5.3667 | 4097.8611 | 453.39 | -0.68106 | -0.16733
16576 | 11E21G12H08D05M01W02 | 16.05 | 64.3 | 0.65 | 17.03 | 98.03 | 5.2889 | 4161.4415 | 422.73 | -0.68237 | -0.13988
16577 | 11E21G12H08D05M01W03 | 16.05 | 64.3 | 0.65 | 12.25 | 93.25 | 5.2889 | 4161.4415 | 356.16 | -0.68237 | -0.084302
16578 | 11E21G12H08D06M01W02 | 14.41 | 57.13 | 0.65 | 17.03 | 89.22 | 4.6667 | 3734.8374 | 403.62 | -0.49477 | -0.037442
16579 | 11E21G12H08D06M01W03 | 14.41 | 57.13 | 0.65 | 12.25 | 84.44 | 4.6667 | 3734.8374 | 337.05 | -0.49477 | 0.01814
16580 | 11E21G12H08D07M01W02 | 16.47 | 66.28 | 0.65 | 17.03 | 100.43 | 5.4444 | 4278.3475 | 427.56 | -0.73417 | -0.16779
16581 | 11E21G12H08D07M01W03 | 16.47 | 66.28 | 0.65 | 12.25 | 95.65 | 5.4444 | 4278.3475 | 360.99 | -0.73417 | -0.11221
16582 | 11E21G12H08D07M01W04 | 16.47 | 66.28 | 0.65 | 8.91 | 92.31 | 5.4444 | 4278.3475 | 315 | -0.73417 | -0.073372
16583 | 11E21G12H08D07M02W02 | 16.26 | 64.25 | 0.65 | 17.03 | 98.19 | 5.3667 | 4097.8611 | 425.04 | -0.68106 | -0.14174
16584 | 11E21G12H09D05M01W02 | 15.44 | 64.3 | 0.65 | 17.03 | 97.42 | 5.2889 | 4161.4415 | 414.96 | -0.68237 | -0.13279
16585 | 11E21G12H09D05M01W03 | 15.44 | 64.3 | 0.65 | 12.25 | 92.64 | 5.2889 | 4161.4415 | 348.39 | -0.68237 | -0.077209
16586 | 11E21G12H09D07M01W02 | 15.85 | 66.28 | 0.65 | 17.03 | 99.81 | 5.4444 | 4278.3475 | 419.58 | -0.73417 | -0.16058
16587 | 11E21G12H09D07M01W03 | 15.85 | 66.28 | 0.65 | 12.25 | 95.03 | 5.4444 | 4278.3475 | 353.01 | -0.73417 | -0.105
16588 | 11E21G12H09D07M01W04 | 15.85 | 66.28 | 0.65 | 8.91 | 91.69 | 5.4444 | 4278.3475 | 307.02 | -0.73417 | -0.066163
16589 | 11E21G12H09D07M02W02 | 15.65 | 64.25 | 0.65 | 17.03 | 97.58 | 5.3667 | 4097.8611 | 417.06 | -0.68106 | -0.13465
16590 | 11E21G12H10D05M01W02 | 18.22 | 55.73 | 0.65 | 17.03 | 91.63 | 4.5111 | 3708.1746 | 450.66 | -0.45814 | -0.065465
16591 | 11E21G12H10D05M01W03 | 18.22 | 55.73 | 0.65 | 12.25 | 86.85 | 4.5111 | 3708.1746 | 384.09 | -0.45814 | -0.0098837
16592 | 11E21G12H10D07M01W02 | 18.7 | 57.44 | 0.65 | 17.03 | 93.82 | 4.5889 | 3810.7237 | 456.33 | -0.50288 | -0.09093
16593 | 11E21G12H10D07M01W03 | 18.7 | 57.44 | 0.65 | 12.25 | 89.04 | 4.5889 | 3810.7237 | 389.76 | -0.50288 | -0.035349
16594 | 11E21G12H10D07M01W04 | 18.7 | 57.44 | 0.65 | 8.91 | 85.7 | 4.5889 | 3810.7237 | 343.77 | -0.50288 | 0.0034884
16595 | 11E21G12H10D07M02W02 | 18.46 | 55.65 | 0.65 | 17.03 | 91.79 | 4.5889 | 3646.6452 | 453.39 | -0.45604 | -0.067326
16596 | 11E21G12H11D05M01W02 | 18.22 | 52.19 | 0.65 | 17.03 | 88.09 | 4.1222 | 3535.8922 | 450.66 | -0.36552 | -0.024302
16597 | 11E21G12H11D05M01W03 | 18.22 | 52.19 | 0.65 | 12.25 | 83.31 | 4.1222 | 3535.8922 | 384.09 | -0.36552 | 0.031279
16598 | 11E21G12H11D06M01W02 | 16.36 | 46.41 | 0.65 | 17.03 | 80.45 | 3.6556 | 3179.0214 | 428.82 | -0.21429 | 0.064535
16599 | 11E21G12H11D06M01W03 | 16.36 | 46.41 | 0.65 | 12.25 | 75.67 | 3.6556 | 3179.0214 | 362.25 | -0.21429 | 0.12012
16600 | 11E21G12H11D07M01W02 | 18.7 | 53.78 | 0.65 | 17.03 | 90.16 | 4.2778 | 3634.3393 | 456.33 | -0.40712 | -0.048372
16601 | 11E21G12H11D07M01W03 | 18.7 | 53.78 | 0.65 | 12.25 | 85.38 | 4.2778 | 3634.3393 | 389.76 | -0.40712 | 0.0072093
16602 | 11E21G12H11D07M01W04 | 18.7 | 53.78 | 0.65 | 8.91 | 82.04 | 4.2778 | 3634.3393 | 343.77 | -0.40712 | 0.046047
16603 | 11E21G12H11D07M02W02 | 18.46 | 52.08 | 0.65 | 17.03 | 88.22 | 4.2 | 3476.4137 | 453.39 | -0.36264 | -0.025814
16604 | 11E21G12H12D05M01W02 | 15.85 | 43.51 | 0.65 | 17.03 | 77.04 | 3.4222 | 2934.9546 | 425.46 | -0.13841 | 0.10419
16605 | 11E21G12H12D05M01W03 | 15.85 | 43.51 | 0.65 | 12.25 | 72.26 | 3.4222 | 2934.9546 | 358.89 | -0.13841 | 0.15977
16606 | 11E21G12H12D07M01W02 | 16.26 | 44.83 | 0.65 | 17.03 | 78.77 | 3.5778 | 3016.9938 | 430.5 | -0.17295 | 0.08407
16607 | 11E21G12H12D07M01W03 | 16.26 | 44.83 | 0.65 | 12.25 | 73.99 | 3.5778 | 3016.9938 | 363.93 | -0.17295 | 0.13965
16608 | 11E21G12H12D07M01W04 | 16.26 | 44.83 | 0.65 | 8.91 | 70.65 | 3.5778 | 3016.9938 | 317.94 | -0.17295 | 0.17849
16609 | 11E21G12H12D07M02W02 | 16.05 | 43.41 | 0.65 | 17.03 | 77.14 | 3.5 | 2885.731 | 427.77 | -0.13579 | 0.10302
16610 | 11E21G12H13D05M01W02 | 15.85 | 42.29 | 0.65 | 17.03 | 75.82 | 3.4222 | 2809.8447 | 425.46 | -0.10649 | 0.11837
16611 | 11E21G12H13D05M01W03 | 15.85 | 42.29 | 0.65 | 12.25 | 71.04 | 3.4222 | 2809.8447 | 358.89 | -0.10649 | 0.17395
16612 | 11E21G12H13D07M01W02 | 16.26 | 43.58 | 0.65 | 17.03 | 77.52 | 3.5 | 2887.782 | 430.5 | -0.14024 | 0.098605
16613 | 11E21G12H13D07M01W03 | 16.26 | 43.58 | 0.65 | 12.25 | 72.74 | 3.5 | 2887.782 | 363.93 | -0.14024 | 0.15419
16614 | 11E21G12H13D07M01W04 | 16.26 | 43.58 | 0.65 | 8.91 | 69.4 | 3.5 | 2887.782 | 317.94 | -0.14024 | 0.19302
16615 | 11E21G12H13D07M02W02 | 16.05 | 42.24 | 0.65 | 17.03 | 75.97 | 3.5 | 2764.7231 | 427.77 | -0.10518 | 0.11663
16616 | 11E21G12H14D05M01W02 | 18.22 | 50.77 | 0.65 | 17.03 | 86.67 | 4.1222 | 3390.2725 | 450.66 | -0.32836 | -0.0077907
16617 | 11E21G12H14D05M01W03 | 18.22 | 50.77 | 0.65 | 12.25 | 81.89 | 4.1222 | 3390.2725 | 384.09 | -0.32836 | 0.047791
16618 | 11E21G12H14D07M01W02 | 18.7 | 52.33 | 0.65 | 17.03 | 88.71 | 4.2778 | 3482.5667 | 456.33 | -0.36918 | -0.031512
16619 | 11E21G12H14D07M01W03 | 18.7 | 52.33 | 0.65 | 12.25 | 83.93 | 4.2778 | 3482.5667 | 389.76 | -0.36918 | 0.02407
16620 | 11E21G12H14D07M01W04 | 18.7 | 52.33 | 0.65 | 8.91 | 80.59 | 4.2778 | 3482.5667 | 343.77 | -0.36918 | 0.062907
16621 | 11E21G12H14D07M02W02 | 18.46 | 50.71 | 0.65 | 17.03 | 86.85 | 4.2 | 3336.947 | 453.39 | -0.32679 | -0.0098837
16622 | 11E22G10H07D04M01W02 | 22.87 | 34 | 0.65 | 17.03 | 74.55 | 2.9556 | 2213.0091 | 505.89 | 0.11041 | 0.13314
16623 | 11E22G10H07D05M01W02 | 19.98 | 28.64 | 0.65 | 17.03 | 66.3 | 2.4889 | 1905.3619 | 471.87 | 0.25065 | 0.22907 | 1
16624 | 11E22G10H07D05M01W03 | 19.98 | 28.64 | 0.65 | 12.25 | 61.52 | 2.4889 | 1905.3619 | 405.3 | 0.25065 | 0.28465 | 1
16625 | 11E22G10H07D06M01W02 | 17.8 | 25.27 | 0.65 | 17.03 | 60.75 | 2.1 | 1708.4676 | 446.04 | 0.33883 | 0.2936 | 1
16626 | 11E22G10H07D06M01W03 | 17.8 | 25.27 | 0.65 | 12.25 | 55.97 | 2.1 | 1708.4676 | 379.47 | 0.33883 | 0.34919 | 1
16627 | 11E22G10H07D07M01W02 | 20.54 | 29.54 | 0.65 | 17.03 | 67.76 | 2.5667 | 1956.6364 | 478.38 | 0.22711 | 0.21209 | 1
16628 | 11E22G10H07D07M01W03 | 20.54 | 29.54 | 0.65 | 12.25 | 62.98 | 2.5667 | 1956.6364 | 411.81 | 0.22711 | 0.26767 | 1
16629 | 11E22G10H07D07M01W04 | 20.54 | 29.54 | 0.65 | 8.91 | 59.64 | 2.5667 | 1956.6364 | 365.82 | 0.22711 | 0.30651 | 1
16630 | 11E22G10H07D07M02W02 | 20.52 | 28.03 | 0.65 | 17.03 | 66.23 | 2.3333 | 1868.4442 | 477.96 | 0.26661 | 0.22988 | 1
16631 | 11E22G10H08D05M01W02 | 17.6 | 28.64 | 0.65 | 17.03 | 63.92 | 2.4889 | 1905.3619 | 441.21 | 0.25065 | 0.25674 | 1
16632 | 11E22G10H08D05M01W03 | 17.6 | 28.64 | 0.65 | 12.25 | 59.14 | 2.4889 | 1905.3619 | 374.64 | 0.25065 | 0.31233 | 1
16633 | 11E22G10H08D06M01W02 | 15.67 | 25.27 | 0.65 | 17.03 | 58.62 | 2.1 | 1708.4676 | 418.74 | 0.33883 | 0.31837 | 1
16634 | 11E22G10H08D06M01W03 | 15.67 | 25.27 | 0.65 | 12.25 | 53.84 | 2.1 | 1708.4676 | 352.17 | 0.33883 | 0.37395 | 1
16635 | 11E22G10H08D07M01W02 | 18.09 | 29.54 | 0.65 | 17.03 | 65.31 | 2.5667 | 1956.6364 | 446.88 | 0.22711 | 0.24058 | 1
16636 | 11E22G10H08D07M01W03 | 18.09 | 29.54 | 0.65 | 12.25 | 60.53 | 2.5667 | 1956.6364 | 380.31 | 0.22711 | 0.29616 | 1
16637 | 11E22G10H08D07M01W04 | 18.09 | 29.54 | 0.65 | 8.91 | 57.19 | 2.5667 | 1956.6364 | 334.32 | 0.22711 | 0.335 | 1
16638 | 11E22G10H08D07M02W02 | 18.08 | 28.03 | 0.65 | 17.03 | 63.79 | 2.3333 | 1868.4442 | 446.46 | 0.26661 | 0.25826 | 1
16639 | 11E22G10H09D05M01W02 | 16.94 | 28.64 | 0.65 | 17.03 | 63.26 | 2.4889 | 1905.3619 | 432.6 | 0.25065 | 0.26442 | 1
16640 | 11E22G10H09D05M01W03 | 16.94 | 28.64 | 0.65 | 12.25 | 58.48 | 2.4889 | 1905.3619 | 366.03 | 0.25065 | 0.32 | 1
16641 | 11E22G10H09D07M01W02 | 17.41 | 29.54 | 0.65 | 17.03 | 64.63 | 2.5667 | 1956.6364 | 438.06 | 0.22711 | 0.24849 | 1
16642 | 11E22G10H09D07M01W03 | 17.41 | 29.54 | 0.65 | 12.25 | 59.85 | 2.5667 | 1956.6364 | 371.49 | 0.22711 | 0.30407 | 1
16643 | 11E22G10H09D07M01W04 | 17.41 | 29.54 | 0.65 | 8.91 | 56.51 | 2.5667 | 1956.6364 | 325.5 | 0.22711 | 0.34291 | 1
16644 | 11E22G10H09D07M02W02 | 17.4 | 28.03 | 0.65 | 17.03 | 63.11 | 2.3333 | 1868.4442 | 437.64 | 0.26661 | 0.26616 | 1
16645 | 11E22G10H10D05M01W02 | 19.98 | 24.72 | 0.65 | 17.03 | 62.38 | 2.1 | 1716.6715 | 471.87 | 0.35322 | 0.27465 | 1
16646 | 11E22G10H10D05M01W03 | 19.98 | 24.72 | 0.65 | 12.25 | 57.6 | 2.1 | 1716.6715 | 405.3 | 0.35322 | 0.33023 | 1
16647 | 11E22G10H10D07M01W02 | 20.54 | 25.49 | 0.65 | 17.03 | 63.71 | 2.1778 | 1763.8441 | 478.38 | 0.33307 | 0.25919 | 1
16648 | 11E22G10H10D07M01W03 | 20.54 | 25.49 | 0.65 | 12.25 | 58.93 | 2.1778 | 1763.8441 | 411.81 | 0.33307 | 0.31477 | 1
16649 | 11E22G10H10D07M01W04 | 20.54 | 25.49 | 0.65 | 8.91 | 55.59 | 2.1778 | 1763.8441 | 365.82 | 0.33307 | 0.3536 | 1
16650 | 11E22G10H10D07M02W02 | 20.52 | 24.19 | 0.65 | 17.03 | 62.39 | 2.0222 | 1685.9068 | 477.96 | 0.36709 | 0.27453 | 1
16651 | 11E22G10H11D05M01W02 | 19.98 | 23.07 | 0.65 | 17.03 | 60.73 | 1.9444 | 1642.8362 | 471.87 | 0.39639 | 0.29384 | 1
16652 | 11E22G10H11D05M01W03 | 19.98 | 23.07 | 0.65 | 12.25 | 55.95 | 1.9444 | 1642.8362 | 405.3 | 0.39639 | 0.34942 | 1
16653 | 11E22G10H11D06M01W02 | 17.8 | 20.38 | 0.65 | 17.03 | 55.86 | 1.7111 | 1476.7067 | 446.04 | 0.46677 | 0.35047 | 2
16654 | 11E22G10H11D06M01W03 | 17.8 | 20.38 | 0.65 | 12.25 | 51.08 | 1.7111 | 1476.7067 | 379.47 | 0.46677 | 0.40605 | 2
16655 | 11E22G10H11D07M01W02 | 20.54 | 23.79 | 0.65 | 17.03 | 62.01 | 2.0222 | 1687.9578 | 478.38 | 0.37755 | 0.27895 | 1
16656 | 11E22G10H11D07M01W03 | 20.54 | 23.79 | 0.65 | 12.25 | 57.23 | 2.0222 | 1687.9578 | 411.81 | 0.37755 | 0.33453 | 1
16657 | 11E22G10H11D07M01W04 | 20.54 | 23.79 | 0.65 | 8.91 | 53.89 | 2.0222 | 1687.9578 | 365.82 | 0.37755 | 0.37337 | 1
16658 | 11E22G10H11D07M02W02 | 20.52 | 22.57 | 0.65 | 17.03 | 60.77 | 1.7889 | 1614.1225 | 477.96 | 0.40947 | 0.29337 | 1
16659 | 11E22G10H12D05M01W02 | 17.37 | 19.22 | 0.65 | 17.03 | 54.27 | 1.6333 | 1355.6988 | 444.15 | 0.49712 | 0.36895 | 2
16660 | 11E22G10H12D05M01W03 | 17.37 | 19.22 | 0.65 | 12.25 | 49.49 | 1.6333 | 1355.6988 | 377.58 | 0.49712 | 0.42453 | 2
16661 | 11E22G10H12D07M01W02 | 17.86 | 19.82 | 0.65 | 17.03 | 55.36 | 1.6333 | 1390.5655 | 450.03 | 0.48142 | 0.35628 | 2
16662 | 11E22G10H12D07M01W03 | 17.86 | 19.82 | 0.65 | 12.25 | 50.58 | 1.6333 | 1390.5655 | 383.46 | 0.48142 | 0.41186 | 2
16663 | 11E22G10H12D07M01W04 | 17.86 | 19.82 | 0.65 | 8.91 | 47.24 | 1.6333 | 1390.5655 | 337.47 | 0.48142 | 0.4507 | 2
16664 | 11E22G10H12D07M02W02 | 17.83 | 18.81 | 0.65 | 17.03 | 54.32 | 1.5556 | 1326.9851 | 449.61 | 0.50785 | 0.36837 | 2
16665 | 11E22G10H13D05M01W02 | 17.37 | 18.78 | 0.65 | 17.03 | 53.83 | 1.6333 | 1312.6282 | 444.15 | 0.50863 | 0.37407 | 2
16666 | 11E22G10H13D05M01W03 | 17.37 | 18.78 | 0.65 | 12.25 | 49.05 | 1.6333 | 1312.6282 | 377.58 | 0.50863 | 0.42965 | 2
16667 | 11E22G10H13D07M01W02 | 17.86 | 19.37 | 0.65 | 17.03 | 54.91 | 1.6333 | 1347.4949 | 450.03 | 0.4932 | 0.36151 | 2
16668 | 11E22G10H13D07M01W03 | 17.86 | 19.37 | 0.65 | 12.25 | 50.13 | 1.6333 | 1347.4949 | 383.46 | 0.4932 | 0.41709 | 2
16669 | 11E22G10H13D07M01W04 | 17.86 | 19.37 | 0.65 | 8.91 | 46.79 | 1.6333 | 1347.4949 | 337.47 | 0.4932 | 0.45593 | 2
16670 | 11E22G10H13D07M02W02 | 17.83 | 18.38 | 0.65 | 17.03 | 53.89 | 1.5556 | 1285.9654 | 449.61 | 0.5191 | 0.37337 | 2
16671 | 11E22G10H14D05M01W02 | 19.98 | 22.55 | 0.65 | 17.03 | 60.21 | 1.9444 | 1593.6127 | 471.87 | 0.40999 | 0.29988 | 1
16672 | 11E22G10H14D05M01W03 | 19.98 | 22.55 | 0.65 | 12.25 | 55.43 | 1.9444 | 1593.6127 | 405.3 | 0.40999 | 0.35547 | 2
16673 | 11E22G10H14D07M01W02 | 20.54 | 23.26 | 0.65 | 17.03 | 61.48 | 2.0222 | 1636.6833 | 478.38 | 0.39142 | 0.28512 | 1
16674 | 11E22G10H14D07M01W03 | 20.54 | 23.26 | 0.65 | 12.25 | 56.7 | 2.0222 | 1636.6833 | 411.81 | 0.39142 | 0.3407 | 1
16675 | 11E22G10H14D07M01W04 | 20.54 | 23.26 | 0.65 | 8.91 | 53.36 | 2.0222 | 1636.6833 | 365.82 | 0.39142 | 0.37953 | 1
16676 | 11E22G10H14D07M02W02 | 20.52 | 22.07 | 0.65 | 17.03 | 60.27 | 1.7889 | 1566.9499 | 477.96 | 0.42255 | 0.29919 | 1
16677 | 11E22G11H07D04M01W02 | 24.35 | 28.14 | 0.65 | 17.03 | 70.17 | 2.2556 | 1901.2599 | 523.74 | 0.26374 | 0.18407 | 1
16678 | 11E22G11H07D05M01W02 | 21.3 | 23.63 | 0.65 | 17.03 | 62.61 | 1.8667 | 1638.7343 | 487.83 | 0.38174 | 0.27198 | 1
16679 | 11E22G11H07D05M01W03 | 21.3 | 23.63 | 0.65 | 12.25 | 57.83 | 1.8667 | 1638.7343 | 421.26 | 0.38174 | 0.32756 | 1
16680 | 11E22G11H07D06M01W02 | 18.98 | 20.64 | 0.65 | 17.03 | 57.3 | 1.5556 | 1460.2989 | 460.32 | 0.45997 | 0.33372 | 1
16681 | 11E22G11H07D06M01W03 | 18.98 | 20.64 | 0.65 | 12.25 | 52.52 | 1.5556 | 1460.2989 | 393.75 | 0.45997 | 0.3893 | 2
16682 | 11E22G11H07D07M01W02 | 21.89 | 24.44 | 0.65 | 17.03 | 64.01 | 1.9444 | 1685.9068 | 494.76 | 0.36054 | 0.2557 | 1
16683 | 11E22G11H07D07M01W03 | 21.89 | 24.44 | 0.65 | 12.25 | 59.23 | 1.9444 | 1685.9068 | 428.19 | 0.36054 | 0.31128 | 1
16684 | 11E22G11H07D07M01W04 | 21.89 | 24.44 | 0.65 | 8.91 | 55.89 | 1.9444 | 1685.9068 | 382.2 | 0.36054 | 0.35012 | 1
16685 | 11E22G11H07D07M02W02 | 21.91 | 23.06 | 0.65 | 17.03 | 62.65 | 1.7111 | 1607.9695 | 494.76 | 0.39665 | 0.27151 | 1
16686 | 11E22G11H08D05M01W02 | 18.76 | 23.63 | 0.65 | 17.03 | 60.07 | 1.8667 | 1638.7343 | 454.86 | 0.38174 | 0.30151 | 1
16687 | 11E22G11H08D05M01W03 | 18.76 | 23.63 | 0.65 | 12.25 | 55.29 | 1.8667 | 1638.7343 | 388.29 | 0.38174 | 0.35709 | 1
16688 | 11E22G11H08D06M01W02 | 16.72 | 20.64 | 0.65 | 17.03 | 55.04 | 1.5556 | 1460.2989 | 431.13 | 0.45997 | 0.36 | 2
16689 | 11E22G11H08D06M01W03 | 16.72 | 20.64 | 0.65 | 12.25 | 50.26 | 1.5556 | 1460.2989 | 364.56 | 0.45997 | 0.41558 | 2
16690 | 11E22G11H08D07M01W02 | 19.27 | 24.44 | 0.65 | 17.03 | 61.39 | 1.9444 | 1685.9068 | 460.95 | 0.36054 | 0.28616 | 1
16691 | 11E22G11H08D07M01W03 | 19.27 | 24.44 | 0.65 | 12.25 | 56.61 | 1.9444 | 1685.9068 | 394.38 | 0.36054 | 0.34174 | 1
16692 | 11E22G11H08D07M01W04 | 19.27 | 24.44 | 0.65 | 8.91 | 53.27 | 1.9444 | 1685.9068 | 348.39 | 0.36054 | 0.38058 | 1
16693 | 11E22G11H08D07M02W02 | 19.3 | 23.06 | 0.65 | 17.03 | 60.04 | 1.7111 | 1607.9695 | 460.95 | 0.39665 | 0.30186 | 1
16694 | 11E22G11H09D05M01W02 | 18.05 | 23.63 | 0.65 | 17.03 | 59.36 | 1.8667 | 1638.7343 | 445.83 | 0.38174 | 0.30977 | 1
16695 | 11E22G11H09D05M01W03 | 18.05 | 23.63 | 0.65 | 12.25 | 54.58 | 1.8667 | 1638.7343 | 379.26 | 0.38174 | 0.36535 | 1
16696 | 11E22G11H09D07M01W02 | 18.55 | 24.44 | 0.65 | 17.03 | 60.67 | 1.9444 | 1685.9068 | 451.5 | 0.36054 | 0.29453 | 1
16697 | 11E22G11H09D07M01W03 | 18.55 | 24.44 | 0.65 | 12.25 | 55.89 | 1.9444 | 1685.9068 | 384.93 | 0.36054 | 0.35012 | 1
16698 | 11E22G11H09D07M01W04 | 18.55 | 24.44 | 0.65 | 8.91 | 52.55 | 1.9444 | 1685.9068 | 338.94 | 0.36054 | 0.38895 | 1
16699 | 11E22G11H09D07M02W02 | 18.57 | 23.06 | 0.65 | 17.03 | 59.31 | 1.7111 | 1607.9695 | 451.5 | 0.39665 | 0.31035 | 1
16700 | 11E22G11H10D05M01W02 | 21.3 | 20.39 | 0.65 | 17.03 | 59.37 | 1.5556 | 1484.9106 | 487.83 | 0.46651 | 0.30965 | 1
16701 | 11E22G11H10D05M01W03 | 21.3 | 20.39 | 0.65 | 12.25 | 54.59 | 1.5556 | 1484.9106 | 421.26 | 0.46651 | 0.36523 | 2
16702 | 11E22G11H10D07M01W02 | 21.89 | 21.08 | 0.65 | 17.03 | 60.65 | 1.6333 | 1527.9812 | 494.76 | 0.44846 | 0.29477 | 1
16703 | 11E22G11H10D07M01W03 | 21.89 | 21.08 | 0.65 | 12.25 | 55.87 | 1.6333 | 1527.9812 | 428.19 | 0.44846 | 0.35035 | 2
16704 | 11E22G11H10D07M01W04 | 21.89 | 21.08 | 0.65 | 8.91 | 52.53 | 1.6333 | 1527.9812 | 382.2 | 0.44846 | 0.38919 | 2
16705 | 11E22G11H10D07M02W02 | 21.91 | 19.89 | 0.65 | 17.03 | 59.48 | 1.4778 | 1460.2989 | 494.76 | 0.47959 | 0.30837 | 1
16706 | 11E22G11H11D05M01W02 | 21.3 | 19.02 | 0.65 | 17.03 | 58 | 1.4778 | 1425.4322 | 487.83 | 0.50235 | 0.32558 | 1
16707 | 11E22G11H11D05M01W03 | 21.3 | 19.02 | 0.65 | 12.25 | 53.22 | 1.4778 | 1425.4322 | 421.26 | 0.50235 | 0.38116 | 2
16708 | 11E22G11H11D06M01W02 | 18.98 | 16.63 | 0.65 | 17.03 | 53.29 | 1.2444 | 1273.6595 | 460.32 | 0.56489 | 0.38035 | 2
16709 | 11E22G11H11D06M01W03 | 18.98 | 16.63 | 0.65 | 12.25 | 48.51 | 1.2444 | 1273.6595 | 393.75 | 0.56489 | 0.43593 | 2
16710 | 11E22G11H11D07M01W02 | 21.89 | 19.66 | 0.65 | 17.03 | 59.23 | 1.5556 | 1464.4008 | 494.76 | 0.48561 | 0.31128 | 1
16711 | 11E22G11H11D07M01W03 | 21.89 | 19.66 | 0.65 | 12.25 | 54.45 | 1.5556 | 1464.4008 | 428.19 | 0.48561 | 0.36686 | 2
16712 | 11E22G11H11D07M01W04 | 21.89 | 19.66 | 0.65 | 8.91 | 51.11 | 1.5556 | 1464.4008 | 382.2 | 0.48561 | 0.4057 | 2
16713 | 11E22G11H11D07M02W02 | 21.91 | 18.55 | 0.65 | 17.03 | 58.14 | 1.4 | 1400.8204 | 494.76 | 0.51465 | 0.32395 | 1
16714 | 11E22G11H12D05M01W02 | 18.52 | 15.85 | 0.65 | 17.03 | 52.05 | 1.2444 | 1171.1105 | 458.22 | 0.5853 | 0.39477 | 2
16715 | 11E22G11H12D05M01W03 | 18.52 | 15.85 | 0.65 | 12.25 | 47.27 | 1.2444 | 1171.1105 | 391.65 | 0.5853 | 0.45035 | 2
16716 | 11E22G11H12D07M01W02 | 19.03 | 16.38 | 0.65 | 17.03 | 53.09 | 1.2444 | 1201.8752 | 464.31 | 0.57143 | 0.38267 | 2
16717 | 11E22G11H12D07M01W03 | 19.03 | 16.38 | 0.65 | 12.25 | 48.31 | 1.2444 | 1201.8752 | 397.74 | 0.57143 | 0.43826 | 2
16718 | 11E22G11H12D07M01W04 | 19.03 | 16.38 | 0.65 | 8.91 | 44.97 | 1.2444 | 1201.8752 | 351.75 | 0.57143 | 0.47709 | 2
16719 | 11E22G11H12D07M02W02 | 19.04 | 15.46 | 0.65 | 17.03 | 52.18 | 1.1667 | 1150.6006 | 464.31 | 0.5955 | 0.39326 | 2
16720 | 11E22G11H13D05M01W02 | 18.52 | 15.49 | 0.65 | 17.03 | 51.69 | 1.2444 | 1136.2438 | 458.22 | 0.59471 | 0.39895 | 2
16721 | 11E22G11H13D05M01W03 | 18.52 | 15.49 | 0.65 | 12.25 | 46.91 | 1.2444 | 1136.2438 | 391.65 | 0.59471 | 0.45453 | 2
16722 | 11E22G11H13D07M01W02 | 19.03 | 16.02 | 0.65 | 17.03 | 52.73 | 1.2444 | 1169.0595 | 464.31 | 0.58085 | 0.38686 | 2
16723 | 11E22G11H13D07M01W03 | 19.03 | 16.02 | 0.65 | 12.25 | 47.95 | 1.2444 | 1169.0595 | 397.74 | 0.58085 | 0.44244 | 2
16724 | 11E22G11H13D07M01W04 | 19.03 | 16.02 | 0.65 | 8.91 | 44.61 | 1.2444 | 1169.0595 | 351.75 | 0.58085 | 0.48128 | 2
16725 | 11E22G11H13D07M02W02 | 19.04 | 15.11 | 0.65 | 17.03 | 51.83 | 1.1667 | 1117.7849 | 464.31 | 0.60466 | 0.39733 | 2
16726 | 11E22G11H14D05M01W02 | 21.3 | 18.6 | 0.65 | 17.03 | 57.58 | 1.4778 | 1386.4635 | 487.83 | 0.51334 | 0.33047 | 1
16727 | 11E22G11H14D05M01W03 | 21.3 | 18.6 | 0.65 | 12.25 | 52.8 | 1.4778 | 1386.4635 | 421.26 | 0.51334 | 0.38605 | 2
16728 | 11E22G11H14D07M01W02 | 21.89 | 19.23 | 0.65 | 17.03 | 58.8 | 1.5556 | 1425.4322 | 494.76 | 0.49686 | 0.31628 | 1
16729 | 11E22G11H14D07M01W03 | 21.89 | 19.23 | 0.65 | 12.25 | 54.02 | 1.5556 | 1425.4322 | 428.19 | 0.49686 | 0.37186 | 2
16730 | 11E22G11H14D07M01W04 | 21.89 | 19.23 | 0.65 | 8.91 | 50.68 | 1.5556 | 1425.4322 | 382.2 | 0.49686 | 0.4107 | 2
16731 | 11E22G11H14D07M02W02 | 21.91 | 18.14 | 0.65 | 17.03 | 57.73 | 1.4 | 1363.9027 | 494.76 | 0.52538 | 0.32872 | 1
16732 | 11E22G12H07D04M01W02 | 20.55 | 61.15 | 0.65 | 17.03 | 99.38 | 5.2111 | 3913.2728 | 478.17 | -0.59995 | -0.15558
16733 | 11E22G12H07D05M01W02 | 17.93 | 51.7 | 0.65 | 17.03 | 87.31 | 4.3556 | 3361.5587 | 447.3 | -0.35269 | -0.015233
16734 | 11E22G12H07D05M01W03 | 17.93 | 51.7 | 0.65 | 12.25 | 82.53 | 4.3556 | 3361.5587 | 380.73 | -0.35269 | 0.040349
16735 | 11E22G12H07D06M01W02 | 16.1 | 47.21 | 0.65 | 17.03 | 80.99 | 3.8889 | 3090.8292 | 425.67 | -0.23522 | 0.058256
16736 | 11E22G12H07D06M01W03 | 16.1 | 47.21 | 0.65 | 12.25 | 76.21 | 3.8889 | 3090.8292 | 359.1 | -0.23522 | 0.11384
16737 | 11E22G12H07D07M01W02 | 18.4 | 52.9 | 0.65 | 17.03 | 88.98 | 4.4333 | 3431.2921 | 452.76 | -0.38409 | -0.034651
16738 | 11E22G12H07D07M01W03 | 18.4 | 52.9 | 0.65 | 12.25 | 84.2 | 4.4333 | 3431.2921 | 386.19 | -0.38409 | 0.02093
16739 | 11E22G12H07D07M01W04 | 18.4 | 52.9 | 0.65 | 8.91 | 80.86 | 4.4333 | 3431.2921 | 340.2 | -0.38409 | 0.059767
16740 | 11E22G12H07D07M02W02 | 18.2 | 51.15 | 0.65 | 17.03 | 87.03 | 4.3556 | 3287.7234 | 450.24 | -0.3383 | -0.011977
16741 | 11E22G12H08D05M01W02 | 15.79 | 51.7 | 0.65 | 17.03 | 85.17 | 4.3556 | 3361.5587 | 419.79 | -0.35269 | 0.0096512
16742 | 11E22G12H08D05M01W03 | 15.79 | 51.7 | 0.65 | 12.25 | 80.39 | 4.3556 | 3361.5587 | 353.22 | -0.35269 | 0.065233
16743 | 11E22G12H08D06M01W02 | 14.18 | 47.21 | 0.65 | 17.03 | 79.07 | 3.8889 | 3090.8292 | 400.89 | -0.23522 | 0.080581
16744 | 11E22G12H08D06M01W03 | 14.18 | 47.21 | 0.65 | 12.25 | 74.29 | 3.8889 | 3090.8292 | 334.32 | -0.23522 | 0.13616
16745 | 11E22G12H08D07M01W02 | 16.2 | 52.9 | 0.65 | 17.03 | 86.78 | 4.4333 | 3431.2921 | 424.41 | -0.38409 | -0.0090698
16746 | 11E22G12H08D07M01W03 | 16.2 | 52.9 | 0.65 | 12.25 | 82 | 4.4333 | 3431.2921 | 357.84 | -0.38409 | 0.046512
16747 | 11E22G12H08D07M01W04 | 16.2 | 52.9 | 0.65 | 8.91 | 78.66 | 4.4333 | 3431.2921 | 311.85 | -0.38409 | 0.085349
16748 | 11E22G12H08D07M02W02 | 16.03 | 51.15 | 0.65 | 17.03 | 84.86 | 4.3556 | 3287.7234 | 422.31 | -0.3383 | 0.013256
16749 | 11E22G12H09D05M01W02 | 15.2 | 51.7 | 0.65 | 17.03 | 84.58 | 4.3556 | 3361.5587 | 412.02 | -0.35269 | 0.016512
16750 | 11E22G12H09D05M01W03 | 15.2 | 51.7 | 0.65 | 12.25 | 79.8 | 4.3556 | 3361.5587 | 345.45 | -0.35269 | 0.072093
16751 | 11E22G12H09D07M01W02 | 15.59 | 52.9 | 0.65 | 17.03 | 86.17 | 4.4333 | 3431.2921 | 416.64 | -0.38409 | -0.0019767
16752 | 11E22G12H09D07M01W03 | 15.59 | 52.9 | 0.65 | 12.25 | 81.39 | 4.4333 | 3431.2921 | 350.07 | -0.38409 | 0.053605
16753 | 11E22G12H09D07M01W04 | 15.59 | 52.9 | 0.65 | 8.91 | 78.05 | 4.4333 | 3431.2921 | 304.08 | -0.38409 | 0.092442
16754 | 11E22G12H09D07M02W02 | 15.42 | 51.15 | 0.65 | 17.03 | 84.25 | 4.3556 | 3287.7234 | 414.54 | -0.3383 | 0.020349
16755 | 11E22G12H10D05M01W02 | 17.93 | 44.79 | 0.65 | 17.03 | 80.4 | 3.6556 | 3000.586 | 447.3 | -0.1719 | 0.065116
16756 | 11E22G12H10D05M01W03 | 17.93 | 44.79 | 0.65 | 12.25 | 75.62 | 3.6556 | 3000.586 | 380.73 | -0.1719 | 0.1207
16757 | 11E22G12H10D07M01W02 | 18.4 | 45.81 | 0.65 | 17.03 | 81.89 | 3.8111 | 3062.1154 | 452.76 | -0.19859 | 0.047791
16758 | 11E22G12H10D07M01W03 | 18.4 | 45.81 | 0.65 | 12.25 | 77.11 | 3.8111 | 3062.1154 | 386.19 | -0.19859 | 0.10337
16759 | 11E22G12H10D07M01W04 | 18.4 | 45.81 | 0.65 | 8.91 | 73.77 | 3.8111 | 3062.1154 | 340.2 | -0.19859 | 0.14221
16760 | 11E22G12H10D07M02W02 | 18.2 | 44.28 | 0.65 | 17.03 | 80.16 | 3.6556 | 2932.9036 | 450.24 | -0.15856 | 0.067907
16761 | 11E22G12H11D05M01W02 | 17.93 | 41.91 | 0.65 | 17.03 | 77.52 | 3.4222 | 2863.1702 | 447.3 | -0.096546 | 0.098605
16762 | 11E22G12H11D05M01W03 | 17.93 | 41.91 | 0.65 | 12.25 | 72.74 | 3.4222 | 2863.1702 | 380.73 | -0.096546 | 0.15419
16763 | 11E22G12H11D06M01W02 | 16.1 | 38.3 | 0.65 | 17.03 | 72.08 | 3.0333 | 2635.5113 | 425.67 | -0.0020931 | 0.16186
16764 | 11E22G12H11D06M01W03 | 16.1 | 38.3 | 0.65 | 12.25 | 67.3 | 3.0333 | 2635.5113 | 359.1 | -0.0020931 | 0.21744
16765 | 11E22G12H11D07M01W02 | 18.4 | 42.87 | 0.65 | 17.03 | 78.95 | 3.5 | 2922.6487 | 452.76 | -0.12166 | 0.081977
16766 | 11E22G12H11D07M01W03 | 18.4 | 42.87 | 0.65 | 12.25 | 74.17 | 3.5 | 2922.6487 | 386.19 | -0.12166 | 0.13756
16767 | 11E22G12H11D07M01W04 | 18.4 | 42.87 | 0.65 | 8.91 | 70.83 | 3.5 | 2922.6487 | 340.2 | -0.12166 | 0.1764
16768 | 11E22G12H11D07M02W02 | 18.2 | 41.42 | 0.65 | 17.03 | 77.3 | 3.3444 | 2799.5898 | 450.24 | -0.083726 | 0.10116
16769 | 11E22G12H12D05M01W02 | 15.59 | 34.94 | 0.65 | 17.03 | 68.21 | 2.8 | 2372.9856 | 422.52 | 0.085819 | 0.20686 | 1
16770 | 11E22G12H12D05M01W03 | 15.59 | 34.94 | 0.65 | 12.25 | 63.43 | 2.8 | 2372.9856 | 355.95 | 0.085819 | 0.26244 | 1
16771 | 11E22G12H12D07M01W02 | 15.99 | 35.74 | 0.65 | 17.03 | 69.41 | 2.8778 | 2424.2602 | 427.35 | 0.064887 | 0.19291 | 1
16772 | 11E22G12H12D07M01W03 | 15.99 | 35.74 | 0.65 | 12.25 | 64.63 | 2.8778 | 2424.2602 | 360.78 | 0.064887 | 0.24849 | 1
16773 | 11E22G12H12D07M01W04 | 15.99 | 35.74 | 0.65 | 8.91 | 61.29 | 2.8778 | 2424.2602 | 314.79 | 0.064887 | 0.28733 | 1
16774 | 11E22G12H12D07M02W02 | 15.81 | 34.53 | 0.65 | 17.03 | 68.02 | 2.8 | 2319.6601 | 425.04 | 0.096546 | 0.20907 | 1
16775 | 11E22G12H13D05M01W02 | 15.59 | 33.99 | 0.65 | 17.03 | 67.26 | 2.8 | 2276.5895 | 422.52 | 0.11068 | 0.21791 | 1
16776 | 11E22G12H13D05M01W03 | 15.59 | 33.99 | 0.65 | 12.25 | 62.48 | 2.8 | 2276.5895 | 355.95 | 0.11068 | 0.27349 | 1
16777 | 11E22G12H13D07M01W02 | 15.99 | 34.77 | 0.65 | 17.03 | 68.44 | 2.8778 | 2323.7621 | 427.35 | 0.090267 | 0.20419 | 1
16778 | 11E22G12H13D07M01W03 | 15.99 | 34.77 | 0.65 | 12.25 | 63.66 | 2.8778 | 2323.7621 | 360.78 | 0.090267 | 0.25977 | 1
16779 | 11E22G12H13D07M01W04 | 15.99 | 34.77 | 0.65 | 8.91 | 60.32 | 2.8778 | 2323.7621 | 314.79 | 0.090267 | 0.2986 | 1
16780 | 11E22G12H13D07M02W02 | 15.81 | 33.61 | 0.65 | 17.03 | 67.1 | 2.8 | 2227.366 | 425.04 | 0.12062 | 0.21977 | 1
16781 | 11E22G12H14D05M01W02 | 17.93 | 40.81 | 0.65 | 17.03 | 76.42 | 3.4222 | 2750.3662 | 447.3 | -0.067766 | 0.1114
16782 | 11E22G12H14D05M01W03 | 17.93 | 40.81 | 0.65 | 12.25 | 71.64 | 3.4222 | 2750.3662 | 380.73 | -0.067766 | 0.16698
16783 | 11E22G12H14D07M01W02 | 18.4 | 41.75 | 0.65 | 17.03 | 77.83 | 3.5 | 2807.7937 | 452.76 | -0.09236 | 0.095
16784 | 11E22G12H14D07M01W03 | 18.4 | 41.75 | 0.65 | 12.25 | 73.05 | 3.5 | 2807.7937 | 386.19 | -0.09236 | 0.15058
16785 | 11E22G12H14D07M01W04 | 18.4 | 41.75 | 0.65 | 8.91 | 69.71 | 3.5 | 2807.7937 | 340.2 | -0.09236 | 0.18942
16786 | 11E22G12H14D07M02W02 | 18.2 | 40.36 | 0.65 | 17.03 | 76.24 | 3.3444 | 2690.8878 | 450.24 | -0.055992 | 0.11349
16787 | 11E23G10H07D04M01W02 | 19.02 | 32.46 | 0.65 | 17.03 | 69.16 | 2.8 | 2075.5933 | 460.32 | 0.15071 | 0.19581 | 1
16788 | 11E23G10H07D05M01W02 | 16.59 | 27.3 | 0.65 | 17.03 | 61.57 | 2.3333 | 1784.3539 | 431.55 | 0.28571 | 0.28407 | 1
16789 | 11E23G10H07D05M01W03 | 16.59 | 27.3 | 0.65 | 12.25 | 56.79 | 2.3333 | 1784.3539 | 364.98 | 0.28571 | 0.33965 | 1
16790 | 11E23G10H07D06M01W02 | 14.6 | 24.04 | 0.65 | 17.03 | 56.32 | 2.0222 | 1593.6127 | 408.03 | 0.37101 | 0.34512 | 1
16791 | 11E23G10H07D06M01W03 | 14.6 | 24.04 | 0.65 | 12.25 | 51.54 | 2.0222 | 1593.6127 | 341.46 | 0.37101 | 0.4007 | 1
16792 | 11E23G10H07D07M01W02 | 17.1 | 28.18 | 0.65 | 17.03 | 62.96 | 2.4111 | 1835.6285 | 437.43 | 0.26269 | 0.26791 | 1
16793 | 11E23G10H07D07M01W03 | 17.1 | 28.18 | 0.65 | 12.25 | 58.18 | 2.4111 | 1835.6285 | 370.86 | 0.26269 | 0.32349 | 1
16794 | 11E23G10H07D07M01W04 | 17.1 | 28.18 | 0.65 | 8.91 | 54.84 | 2.4111 | 1835.6285 | 324.87 | 0.26269 | 0.36233 | 1
16795 | 11E23G10H07D07M02W02 | 17.06 | 26.75 | 0.65 | 17.03 | 61.49 | 2.1778 | 1749.4873 | 437.01 | 0.3001 | 0.285 | 1
16796 | 11E23G10H08D05M01W02 | 14.61 | 27.3 | 0.65 | 17.03 | 59.59 | 2.3333 | 1784.3539 | 406.14 | 0.28571 | 0.30709 | 1
16797 | 11E23G10H08D05M01W03 | 14.61 | 27.3 | 0.65 | 12.25 | 54.81 | 2.3333 | 1784.3539 | 339.57 | 0.28571 | 0.36267 | 1
16798 | 11E23G10H08D06M01W02 | 12.86 | 24.04 | 0.65 | 17.03 | 54.58 | 2.0222 | 1593.6127 | 385.56 | 0.37101 | 0.36535 | 1
16799 | 11E23G10H08D06M01W03 | 12.86 | 24.04 | 0.65 | 12.25 | 49.8 | 2.0222 | 1593.6127 | 318.99 | 0.37101 | 0.42093 | 1
16800 | 11E23G10H08D07M01W02 | 15.06 | 28.18 | 0.65 | 17.03 | 60.92 | 2.4111 | 1835.6285 | 411.18 | 0.26269 | 0.29163 | 1
16801 | 11E23G10H08D07M01W03 | 15.06 | 28.18 | 0.65 | 12.25 | 56.14 | 2.4111 | 1835.6285 | 344.61 | 0.26269 | 0.34721 | 1
16802 | 11E23G10H08D07M01W04 | 15.06 | 28.18 | 0.65 | 8.91 | 52.8 | 2.4111 | 1835.6285 | 298.62 | 0.26269 | 0.38605 | 1
16803 | 11E23G10H08D07M02W02 | 15.03 | 26.75 | 0.65 | 17.03 | 59.46 | 2.1778 | 1749.4873 | 410.76 | 0.3001 | 0.3086 | 1
16804 | 11E23G10H09D05M01W02 | 14.06 | 27.3 | 0.65 | 17.03 | 59.04 | 2.3333 | 1784.3539 | 399 | 0.28571 | 0.31349 | 1
16805 | 11E23G10H09D05M01W03 | 14.06 | 27.3 | 0.65 | 12.25 | 54.26 | 2.3333 | 1784.3539 | 332.43 | 0.28571 | 0.36907 | 1
16806 | 11E23G10H09D07M01W02 | 14.49 | 28.18 | 0.65 | 17.03 | 60.35 | 2.4111 | 1835.6285 | 404.04 | 0.26269 | 0.29826 | 1
16807 | 11E23G10H09D07M01W03 | 14.49 | 28.18 | 0.65 | 12.25 | 55.57 | 2.4111 | 1835.6285 | 337.47 | 0.26269 | 0.35384 | 1
16808 | 11E23G10H09D07M01W04 | 14.49 | 28.18 | 0.65 | 8.91 | 52.23 | 2.4111 | 1835.6285 | 291.48 | 0.26269 | 0.39267 | 1
16809 | 11E23G10H09D07M02W02 | 14.46 | 26.75 | 0.65 | 17.03 | 58.89 | 2.1778 | 1749.4873 | 403.41 | 0.3001 | 0.31523 | 1
16810 | 11E23G10H10D05M01W02 | 16.59 | 23.57 | 0.65 | 17.03 | 57.84 | 1.9444 | 1605.9185 | 431.55 | 0.38331 | 0.32744 | 1
16811 | 11E23G10H10D05M01W03 | 16.59 | 23.57 | 0.65 | 12.25 | 53.06 | 1.9444 | 1605.9185 | 364.98 | 0.38331 | 0.38302 | 1
16812 | 11E23G10H10D07M01W02 | 17.1 | 24.32 | 0.65 | 17.03 | 59.1 | 2.0222 | 1651.0401 | 437.43 | 0.36368 | 0.31279 | 1
16813 | 11E23G10H10D07M01W03 | 17.1 | 24.32 | 0.65 | 12.25 | 54.32 | 2.0222 | 1651.0401 | 370.86 | 0.36368 | 0.36837 | 1
16814 | 11E23G10H10D07M01W04 | 17.1 | 24.32 | 0.65 | 8.91 | 50.98 | 2.0222 | 1651.0401 | 324.87 | 0.36368 | 0.40721 | 1
16815 | 11E23G10H10D07M02W02 | 17.06 | 23.08 | 0.65 | 17.03 | 57.82 | 1.8667 | 1575.1538 | 437.01 | 0.39613 | 0.32767 | 1
16816 | 11E23G10H11D05M01W02 | 16.59 | 21.99 | 0.65 | 17.03 | 56.26 | 1.7889 | 1534.1342 | 431.55 | 0.42465 | 0.34581 | 1
16817 | 11E23G10H11D05M01W03 | 16.59 | 21.99 | 0.65 | 12.25 | 51.48 | 1.7889 | 1534.1342 | 364.98 | 0.42465 | 0.4014 | 2
16818 | 11E23G10H11D06M01W02 | 14.6 | 19.38 | 0.65 | 17.03 | 51.66 | 1.5556 | 1374.1576 | 408.03 | 0.49294 | 0.3993 | 2
16819 | 11E23G10H11D06M01W03 | 14.6 | 19.38 | 0.65 | 12.25 | 46.88 | 1.5556 | 1374.1576 | 341.46 | 0.49294 | 0.45488 | 2
16820 | 11E23G10H11D07M01W02 | 17.1 | 22.69 | 0.65 | 17.03 | 57.47 | 1.8667 | 1577.2048 | 437.43 | 0.40633 | 0.33174 | 1
16821 | 11E23G10H11D07M01W03 | 17.1 | 22.69 | 0.65 | 12.25 | 52.69 | 1.8667 | 1577.2048 | 370.86 | 0.40633 | 0.38733 | 2
16822 | 11E23G10H11D07M01W04 | 17.1 | 22.69 | 0.65 | 8.91 | 49.35 | 1.8667 | 1577.2048 | 324.87 | 0.40633 | 0.42616 | 2
16823 | 11E23G10H11D07M02W02 | 17.06 | 21.54 | 0.65 | 17.03 | 56.28 | 1.7111 | 1505.4205 | 437.01 | 0.43642 | 0.34558 | 1
16824 | 11E23G10H12D05M01W02 | 14.42 | 18.33 | 0.65 | 17.03 | 50.43 | 1.4778 | 1267.5066 | 408.66 | 0.52041 | 0.4136 | 2
16825 | 11E23G10H12D05M01W03 | 14.42 | 18.33 | 0.65 | 12.25 | 45.65 | 1.4778 | 1267.5066 | 342.09 | 0.52041 | 0.46919 | 2
16826 | 11E23G10H12D07M01W02 | 14.86 | 18.91 | 0.65 | 17.03 | 51.45 | 1.5556 | 1302.3733 | 413.91 | 0.50523 | 0.40174 | 2
16827 | 11E23G10H12D07M01W03 | 14.86 | 18.91 | 0.65 | 12.25 | 46.67 | 1.5556 | 1302.3733 | 347.34 | 0.50523 | 0.45733 | 2
16828 | 11E23G10H12D07M01W04 | 14.86 | 18.91 | 0.65 | 8.91 | 43.33 | 1.5556 | 1302.3733 | 301.35 | 0.50523 | 0.49616 | 2
16829 | 11E23G10H12D07M02W02 | 14.82 | 17.95 | 0.65 | 17.03 | 50.45 | 1.4 | 1244.9458 | 413.28 | 0.53035 | 0.41337 | 2
16830 | 11E23G10H13D05M01W02 | 14.42 | 17.9 | 0.65 | 17.03 | 50 | 1.4778 | 1228.5379 | 408.66 | 0.53166 | 0.4186 | 2
16831 | 11E23G10H13D05M01W03 | 14.42 | 17.9 | 0.65 | 12.25 | 45.22 | 1.4778 | 1228.5379 | 342.09 | 0.53166 | 0.47419 | 2
16832 | 11E23G10H13D07M01W02 | 14.86 | 18.47 | 0.65 | 17.03 | 51.01 | 1.5556 | 1261.3536 | 413.91 | 0.51675 | 0.40686 | 2
16833 | 11E23G10H13D07M01W03 | 14.86 | 18.47 | 0.65 | 12.25 | 46.23 | 1.5556 | 1261.3536 | 347.34 | 0.51675 | 0.46244 | 2
16834 | 11E23G10H13D07M01W04 | 14.86 | 18.47 | 0.65 | 8.91 | 42.89 | 1.5556 | 1261.3536 | 301.35 | 0.51675 | 0.50128 | 2
16835 | 11E23G10H13D07M02W02 | 14.82 | 17.53 | 0.65 | 17.03 | 50.03 | 1.4 | 1205.9771 | 413.28 | 0.54134 | 0.41826 | 2
16836 | 11E23G10H14D05M01W02 | 16.59 | 21.5 | 0.65 | 17.03 | 55.77 | 1.7889 | 1486.9616 | 431.55 | 0.43747 | 0.35151 | 2
16837 | 11E23G10H14D05M01W03 | 16.59 | 21.5 | 0.65 | 12.25 | 50.99 | 1.7889 | 1486.9616 | 364.98 | 0.43747 | 0.40709 | 2
16838 | 11E23G10H14D07M01W02 | 17.1 | 22.19 | 0.65 | 17.03 | 56.97 | 1.8667 | 1530.0322 | 437.43 | 0.41941 | 0.33756 | 1
16839 | 11E23G10H14D07M01W03 | 17.1 | 22.19 | 0.65 | 12.25 | 52.19 | 1.8667 | 1530.0322 | 370.86 | 0.41941 | 0.39314 | 2
16840 | 11E23G10H14D07M01W04 | 17.1 | 22.19 | 0.65 | 8.91 | 48.85 | 1.8667 | 1530.0322 | 324.87 | 0.41941 | 0.43198 | 2
16841 | 11E23G10H14D07M02W02 | 17.06 | 21.06 | 0.65 | 17.03 | 55.8 | 1.7111 | 1460.2989 | 437.01 | 0.44898 | 0.35116 | 2
16842 | 11E23G11H07D04M01W02 | 20.43 | 26.55 | 0.65 | 17.03 | 64.66 | 2.1 | 1759.7422 | 477.12 | 0.30534 | 0.24814 | 1
16843 | 11E23G11H07D05M01W02 | 17.83 | 22.27 | 0.65 | 17.03 | 57.78 | 1.7111 | 1513.6244 | 446.46 | 0.41732 | 0.32814 | 1
16844 | 11E23G11H07D05M01W03 | 17.83 | 22.27 | 0.65 | 12.25 | 53 | 1.7111 | 1513.6244 | 379.89 | 0.41732 | 0.38372 | 2
16845 | 11E23G11H07D06M01W02 | 15.69 | 19.4 | 0.65 | 17.03 | 52.77 | 1.4778 | 1343.3929 | 421.26 | 0.49241 | 0.3864 | 2
16846 | 11E23G11H07D06M01W03 | 15.69 | 19.4 | 0.65 | 12.25 | 47.99 | 1.4778 | 1343.3929 | 354.69 | 0.49241 | 0.44198 | 2
16847 | 11E23G11H07D07M01W02 | 18.37 | 23.05 | 0.65 | 17.03 | 59.1 | 1.7889 | 1558.746 | 452.76 | 0.39691 | 0.31279 | 1
16848 | 11E23G11H07D07M01W03 | 18.37 | 23.05 | 0.65 | 12.25 | 54.32 | 1.7889 | 1558.746 | 386.19 | 0.39691 | 0.36837 | 1
16849 | 11E23G11H07D07M01W04 | 18.37 | 23.05 | 0.65 | 8.91 | 50.98 | 1.7889 | 1558.746 | 340.2 | 0.39691 | 0.40721 | 1
16850 | 11E23G11H07D07M02W02 | 18.37 | 21.75 | 0.65 | 17.03 | 57.8 | 1.6333 | 1489.0126 | 452.55 | 0.43093 | 0.32791 | 1
16851 | 11E23G11H08D05M01W02 | 15.71 | 22.27 | 0.65 | 17.03 | 55.66 | 1.7111 | 1513.6244 | 418.95 | 0.41732 | 0.35279 | 2
16852 | 11E23G11H08D05M01W03 | 15.71 | 22.27 | 0.65 | 12.25 | 50.88 | 1.7111 | 1513.6244 | 352.38 | 0.41732 | 0.40837 | 2
16853 | 11E23G11H08D06M01W02 | 13.82 | 19.4 | 0.65 | 17.03 | 50.9 | 1.4778 | 1343.3929 | 397.11 | 0.49241 | 0.40814 | 2
16854 | 11E23G11H08D06M01W03 | 13.82 | 19.4 | 0.65 | 12.25 | 46.12 | 1.4778 | 1343.3929 | 330.54 | 0.49241 | 0.46372 | 2
16855 | 11E23G11H08D07M01W02 | 16.18 | 23.05 | 0.65 | 17.03 | 56.91 | 1.7889 | 1558.746 | 424.62 | 0.39691 | 0.33826 | 1
16856 | 11E23G11H08D07M01W03 | 16.18 | 23.05 | 0.65 | 12.25 | 52.13 | 1.7889 | 1558.746 | 358.05 | 0.39691 | 0.39384 | 1
16857 | 11E23G11H08D07M01W04 | 16.18 | 23.05 | 0.65 | 8.91 | 48.79 | 1.7889 | 1558.746 | 312.06 | 0.39691 | 0.43267 | 1
16858 | 11E23G11H08D07M02W02 | 16.18 | 21.75 | 0.65 | 17.03 | 55.61 | 1.6333 | 1489.0126 | 424.41 | 0.43093 | 0.35337 | 2
16859 | 11E23G11H09D05M01W02 | 15.11 | 22.27 | 0.65 | 17.03 | 55.06 | 1.7111 | 1513.6244 | 411.39 | 0.41732 | 0.35977 | 2
16860 | 11E23G11H09D05M01W03 | 15.11 | 22.27 | 0.65 | 12.25 | 50.28 | 1.7111 | 1513.6244 | 344.82 | 0.41732 | 0.41535 | 2
16861 | 11E23G11H09D07M01W02 | 15.57 | 23.05 | 0.65 | 17.03 | 56.3 | 1.7889 | 1558.746 | 416.64 | 0.39691 | 0.34535 | 1
16862 | 11E23G11H09D07M01W03 | 15.57 | 23.05 | 0.65 | 12.25 | 51.52 | 1.7889 | 1558.746 | 350.07 | 0.39691 | 0.40093 | 1
16863 | 11E23G11H09D07M01W04 | 15.57 | 23.05 | 0.65 | 8.91 | 48.18 | 1.7889 | 1558.746 | 304.08 | 0.39691 | 0.43977 | 1
16864 | 11E23G11H09D07M02W02 | 15.57 | 21.75 | 0.65 | 17.03 | 55 | 1.6333 | 1489.0126 | 416.43 | 0.43093 | 0.36047 | 2
16865 | 11E23G11H10D05M01W02 | 17.83 | 19.21 | 0.65 | 17.03 | 54.72 | 1.4778 | 1370.0557 | 446.46 | 0.49738 | 0.36372 | 2
16866 | 11E23G11H10D05M01W03 | 17.83 | 19.21 | 0.65 | 12.25 | 49.94 | 1.4778 | 1370.0557 | 379.89 | 0.49738 | 0.4193 | 2
16867 | 11E23G11H10D07M01W02 | 18.37 | 19.88 | 0.65 | 17.03 | 55.93 | 1.5556 | 1411.0753 | 452.76 | 0.47985 | 0.34965 | 1
16868 | 11E23G11H10D07M01W03 | 18.37 | 19.88 | 0.65 | 12.25 | 51.15 | 1.5556 | 1411.0753 | 386.19 | 0.47985 | 0.40523 | 2
16869 | 11E23G11H10D07M01W04 | 18.37 | 19.88 | 0.65 | 8.91 | 47.81 | 1.5556 | 1411.0753 | 340.2 | 0.47985 | 0.44407 | 2
16870 | 11E23G11H10D07M02W02 | 18.37 | 18.76 | 0.65 | 17.03 | 54.81 | 1.4 | 1349.5459 | 452.55 | 0.50916 | 0.36267 | 2
16871 | 11E23G11H11D05M01W02 | 17.83 | 17.92 | 0.65 | 17.03 | 53.43 | 1.3222 | 1312.6282 | 446.46 | 0.53114 | 0.37872 | 2
16872 | 11E23G11H11D05M01W03 | 17.83 | 17.92 | 0.65 | 12.25 | 48.65 | 1.3222 | 1312.6282 | 379.89 | 0.53114 | 0.4343 | 2
16873 | 11E23G11H11D06M01W02 | 15.69 | 15.63 | 0.65 | 17.03 | 49 | 1.1667 | 1169.0595 | 421.26 | 0.59105 | 0.43023 | 2
16874 | 11E23G11H11D06M01W03 | 15.69 | 15.63 | 0.65 | 12.25 | 44.22 | 1.1667 | 1169.0595 | 354.69 | 0.59105 | 0.48581 | 2
16875 | 11E23G11H11D07M01W02 | 18.37 | 18.54 | 0.65 | 17.03 | 54.59 | 1.4 | 1351.5968 | 452.76 | 0.51491 | 0.36523 | 2
16876 | 11E23G11H11D07M01W03 | 18.37 | 18.54 | 0.65 | 12.25 | 49.81 | 1.4 | 1351.5968 | 386.19 | 0.51491 | 0.42081 | 2
16877 | 11E23G11H11D07M01W04 | 18.37 | 18.54 | 0.65 | 8.91 | 46.47 | 1.4 | 1351.5968 | 340.2 | 0.51491 | 0.45965 | 2
16878 | 11E23G11H11D07M02W02 | 18.37 | 17.49 | 0.65 | 17.03 | 53.54 | 1.2444 | 1294.1694 | 452.55 | 0.54239 | 0.37744 | 2
16879 | 11E23G11H12D05M01W02 | 15.5 | 14.93 | 0.65 | 17.03 | 48.11 | 1.0889 | 1082.9183 | 421.68 | 0.60937 | 0.44058 | 2
16880 | 11E23G11H12D05M01W03 | 15.5 | 14.93 | 0.65 | 12.25 | 43.33 | 1.0889 | 1082.9183 | 355.11 | 0.60937 | 0.49616 | 2
16881 | 11E23G11H12D07M01W02 | 15.97 | 15.45 | 0.65 | 17.03 | 49.1 | 1.1667 | 1113.683 | 427.35 | 0.59576 | 0.42907 | 2
16882 | 11E23G11H12D07M01W03 | 15.97 | 15.45 | 0.65 | 12.25 | 44.32 | 1.1667 | 1113.683 | 360.78 | 0.59576 | 0.48465 | 2
16883 | 11E23G11H12D07M01W04 | 15.97 | 15.45 | 0.65 | 8.91 | 40.98 | 1.1667 | 1113.683 | 314.79 | 0.59576 | 0.52349 | 2
16884 | 11E23G11H12D07M02W02 | 15.97 | 14.58 | 0.65 | 17.03 | 48.23 | 1.0111 | 1064.4594 | 427.14 | 0.61852 | 0.43919 | 2
16885 | 11E23G11H13D05M01W02 | 15.5 | 14.59 | 0.65 | 17.03 | 47.77 | 1.0889 | 1050.1025 | 421.68 | 0.61826 | 0.44453 | 2
16886 | 11E23G11H13D05M01W03 | 15.5 | 14.59 | 0.65 | 12.25 | 42.99 | 1.0889 | 1050.1025 | 355.11 | 0.61826 | 0.50012 | 2
16887 | 11E23G11H13D07M01W02 | 15.97 | 15.1 | 0.65 | 17.03 | 48.75 | 1.1667 | 1080.8673 | 427.35 | 0.60492 | 0.43314 | 2
16888 | 11E23G11H13D07M01W03 | 15.97 | 15.1 | 0.65 | 12.25 | 43.97 | 1.1667 | 1080.8673 | 360.78 | 0.60492 | 0.48872 | 2
16889 | 11E23G11H13D07M01W04 | 15.97 | 15.1 | 0.65 | 8.91 | 40.63 | 1.1667 | 1080.8673 | 314.79 | 0.60492 | 0.52756 | 2
16890 | 11E23G11H13D07M02W02 | 15.97 | 14.25 | 0.65 | 17.03 | 47.9 | 1.0111 | 1035.7457 | 427.14 | 0.62716 | 0.44302 | 2
16891 | 11E23G11H14D05M01W02 | 17.83 | 17.53 | 0.65 | 17.03 | 53.04 | 1.3222 | 1277.7615 | 446.46 | 0.54134 | 0.38326 | 2
16892 | 11E23G11H14D05M01W03 | 17.83 | 17.53 | 0.65 | 12.25 | 48.26 | 1.3222 | 1277.7615 | 379.89 | 0.54134 | 0.43884 | 2
16893 | 11E23G11H14D07M01W02 | 18.37 | 18.13 | 0.65 | 17.03 | 54.18 | 1.4 | 1314.6792 | 452.76 | 0.52564 | 0.37 | 2
16894 | 11E23G11H14D07M01W03 | 18.37 | 18.13 | 0.65 | 12.25 | 49.4 | 1.4 | 1314.6792 | 386.19 | 0.52564 | 0.42558 | 2
16895 | 11E23G11H14D07M01W04 | 18.37 | 18.13 | 0.65 | 8.91 | 46.06 | 1.4 | 1314.6792 | 340.2 | 0.52564 | 0.46442 | 2
16896 | 11E23G11H14D07M02W02 | 18.37 | 17.11 | 0.65 | 17.03 | 53.16 | 1.2444 | 1259.3027 | 452.55 | 0.55233 | 0.38186 | 2
16897 | 11E23G12H07D04M01W02 | 16.99 | 60 | 0.65 | 17.03 | 94.67 | 5.0556 | 3812.7747 | 435.96 | -0.56986 | -0.10081
16898 | 11E23G12H07D05M01W02 | 14.8 | 50.7 | 0.65 | 17.03 | 83.18 | 4.2778 | 3273.3665 | 410.13 | -0.32653 | 0.032791
16899 | 11E23G12H07D05M01W03 | 14.8 | 50.7 | 0.65 | 12.25 | 78.4 | 4.2778 | 3273.3665 | 343.56 | -0.32653 | 0.088372
16900 | 11E23G12H07D06M01W02 | 13.15 | 46.24 | 0.65 | 17.03 | 77.07 | 3.8111 | 3006.7389 | 390.81 | -0.20984 | 0.10384
16901 | 11E23G12H07D06M01W03 | 13.15 | 46.24 | 0.65 | 12.25 | 72.29 | 3.8111 | 3006.7389 | 324.24 | -0.20984 | 0.15942
16902 | 11E23G12H07D07M01W02 | 15.22 | 51.88 | 0.65 | 17.03 | 84.78 | 4.3556 | 3343.0999 | 415.17 | -0.3574 | 0.014186
16903 | 11E23G12H07D07M01W03 | 15.22 | 51.88 | 0.65 | 12.25 | 80 | 4.3556 | 3343.0999 | 348.6 | -0.3574 | 0.069767
16904 | 11E23G12H07D07M01W04 | 15.22 | 51.88 | 0.65 | 8.91 | 76.66 | 4.3556 | 3343.0999 | 302.61 | -0.3574 | 0.1086
16905 | 11E23G12H07D07M02W02 | 15.03 | 50.17 | 0.65 | 17.03 | 82.88 | 4.2778 | 3197.4802 | 412.65 | -0.31266 | 0.036279
16906 | 11E23G12H08D05M01W02 | 13.03 | 50.7 | 0.65 | 17.03 | 81.41 | 4.2778 | 3273.3665 | 387.45 | -0.32653 | 0.053372
16907 | 11E23G12H08D05M01W03 | 13.03 | 50.7 | 0.65 | 12.25 | 76.63 | 4.2778 | 3273.3665 | 320.88 | -0.32653 | 0.10895
16908 | 11E23G12H08D06M01W02 | 11.58 | 46.24 | 0.65 | 17.03 | 75.5 | 3.8111 | 3006.7389 | 370.65 | -0.20984 | 0.12209
16909 | 11E23G12H08D06M01W03 | 11.58 | 46.24 | 0.65 | 12.25 | 70.72 | 3.8111 | 3006.7389 | 304.08 | -0.20984 | 0.17767
16910 | 11E23G12H08D07M01W02 | 13.4 | 51.88 | 0.65 | 17.03 | 82.96 | 4.3556 | 3343.0999 | 391.65 | -0.3574 | 0.035349
16911 | 11E23G12H08D07M01W03 | 13.4 | 51.88 | 0.65 | 12.25 | 78.18 | 4.3556 | 3343.0999 | 325.08 | -0.3574 | 0.09093
16912 | 11E23G12H08D07M01W04 | 13.4 | 51.88 | 0.65 | 8.91 | 74.84 | 4.3556 | 3343.0999 | 279.09 | -0.3574 | 0.12977
16913 | 11E23G12H08D07M02W02 | 13.24 | 50.17 | 0.65 | 17.03 | 81.09 | 4.2778 | 3197.4802 | 389.55 | -0.31266 | 0.057093
16914 | 11E23G12H09D05M01W02 | 12.54 | 50.7 | 0.65 | 17.03 | 80.92 | 4.2778 | 3273.3665 | 381.15 | -0.32653 | 0.05907
16915 | 11E23G12H09D05M01W03 | 12.54 | 50.7 | 0.65 | 12.25 | 76.14 | 4.2778 | 3273.3665 | 314.58 | -0.32653 | 0.11465
16916 | 11E23G12H09D07M01W02 | 12.9 | 51.88 | 0.65 | 17.03 | 82.46 | 4.3556 | 3343.0999 | 385.14 | -0.3574 | 0.041163
16917 | 11E23G12H09D07M01W03 | 12.9 | 51.88 | 0.65 | 12.25 | 77.68 | 4.3556 | 3343.0999 | 318.57 | -0.3574 | 0.096744
16918 | 11E23G12H09D07M01W04 | 12.9 | 51.88 | 0.65 | 8.91 | 74.34 | 4.3556 | 3343.0999 | 272.58 | -0.3574 | 0.13558
16919 | 11E23G12H09D07M02W02 | 12.74 | 50.17 | 0.65 | 17.03 | 80.59 | 4.2778 | 3197.4802 | 383.25 | -0.31266 | 0.062907
16920 | 11E23G12H10D05M01W02 | 14.8 | 43.93 | 0.65 | 17.03 | 76.41 | 3.5778 | 2918.5467 | 410.13 | -0.1494 | 0.11151
16921 | 11E23G12H10D05M01W03 | 14.8 | 43.93 | 0.65 | 12.25 | 71.63 | 3.5778 | 2918.5467 | 343.56 | -0.1494 | 0.16709
16922 | 11E23G12H10D07M01W02 | 15.22 | 44.95 | 0.65 | 17.03 | 77.85 | 3.7333 | 2980.0762 | 415.17 | -0.17609 | 0.094767
16923 | 11E23G12H10D07M01W03 | 15.22 | 44.95 | 0.65 | 12.25 | 73.07 | 3.7333 | 2980.0762 | 348.6 | -0.17609 | 0.15035
16924 | 11E23G12H10D07M01W04 | 15.22 | 44.95 | 0.65 | 8.91 | 69.73 | 3.7333 | 2980.0762 | 302.61 | -0.17609 | 0.18919
16925 | 11E23G12H10D07M02W02 | 15.03 | 43.44 | 0.65 | 17.03 | 76.15 | 3.5778 | 2850.8643 | 412.65 | -0.13658 | 0.11453
16926 | 11E23G12H11D05M01W02 | 14.8 | 41.12 | 0.65 | 17.03 | 73.6 | 3.3444 | 2785.2329 | 410.13 | -0.075877 | 0.14419
16927 | 11E23G12H11D05M01W03 | 14.8 | 41.12 | 0.65 | 12.25 | 68.82 | 3.3444 | 2785.2329 | 343.56 | -0.075877 | 0.19977
16928 | 11E23G12H11D06M01W02 | 13.15 | 37.53 | 0.65 | 17.03 | 68.36 | 3.0333 | 2559.625 | 390.81 | 0.018053 | 0.20512 | 1
16929 | 11E23G12H11D06M01W03 | 13.15 | 37.53 | 0.65 | 12.25 | 63.58 | 3.0333 | 2559.625 | 324.24 | 0.018053 | 0.2607 | 1
16930 | 11E23G12H11D07M01W02 | 15.22 | 42.07 | 0.65 | 17.03 | 74.97 | 3.4222 | 2844.7114 | 415.17 | -0.10073 | 0.12826
16931 | 11E23G12H11D07M01W03 | 15.22 | 42.07 | 0.65 | 12.25 | 70.19 | 3.4222 | 2844.7114 | 348.6 | -0.10073 | 0.18384
16932 | 11E23G12H11D07M01W04 | 15.22 | 42.07 | 0.65 | 8.91 | 66.85 | 3.4222 | 2844.7114 | 302.61 | -0.10073 | 0.22267
16933 | 11E23G12H11D07M02W02 | 15.03 | 40.65 | 0.65 | 17.03 | 73.36 | 3.3444 | 2717.5505 | 412.65 | -0.063579 | 0.14698
16934 | 11E23G12H12D05M01W02 | 12.86 | 34.28 | 0.65 | 17.03 | 64.82 | 2.8 | 2315.5582 | 389.76 | 0.10309 | 0.24628 | 1
16935 | 11E23G12H12D05M01W03 | 12.86 | 34.28 | 0.65 | 12.25 | 60.04 | 2.8 | 2315.5582 | 323.19 | 0.10309 | 0.30186 | 1
16936 | 11E23G12H12D07M01W02 | 13.23 | 35.07 | 0.65 | 17.03 | 65.98 | 2.8778 | 2362.7307 | 393.96 | 0.082418 | 0.23279 | 1
16937 | 11E23G12H12D07M01W03 | 13.23 | 35.07 | 0.65 | 12.25 | 61.2 | 2.8778 | 2362.7307 | 327.39 | 0.082418 | 0.28837 | 1
16938 | 11E23G12H12D07M01W04 | 13.23 | 35.07 | 0.65 | 8.91 | 57.86 | 2.8778 | 2362.7307 | 281.4 | 0.082418 | 0.32721 | 1
16939 | 11E23G12H12D07M02W02 | 13.06 | 33.88 | 0.65 | 17.03 | 64.62 | 2.8 | 2260.1817 | 391.86 | 0.11355 | 0.2486 | 1
16940 | 11E23G12H13D05M01W02 | 12.86 | 33.33 | 0.65 | 17.03 | 63.87 | 2.8 | 2217.111 | 389.76 | 0.12794 | 0.25733 | 1
16941 | 11E23G12H13D05M01W03 | 12.86 | 33.33 | 0.65 | 12.25 | 59.09 | 2.8 | 2217.111 | 323.19 | 0.12794 | 0.31291 | 1
16942 | 11E23G12H13D07M01W02 | 13.23 | 34.11 | 0.65 | 17.03 | 65.02 | 2.8 | 2264.2836 | 393.96 | 0.10754 | 0.24395 | 1
16943 | 11E23G12H13D07M01W03 | 13.23 | 34.11 | 0.65 | 12.25 | 60.24 | 2.8 | 2264.2836 | 327.39 | 0.10754 | 0.29953 | 1
16944 | 11E23G12H13D07M01W04 | 13.23 | 34.11 | 0.65 | 8.91 | 56.9 | 2.8 | 2264.2836 | 281.4 | 0.10754 | 0.33837 | 1
16945 | 11E23G12H13D07M02W02 | 13.06 | 32.97 | 0.65 | 17.03 | 63.71 | 2.8 | 2165.8365 | 391.86 | 0.13736 | 0.25919 | 1
16946 | 11E23G12H14D05M01W02 | 14.8 | 40.02 | 0.65 | 17.03 | 72.5 | 3.3444 | 2672.4289 | 410.13 | -0.047096 | 0.15698
16947 | 11E23G12H14D05M01W03 | 14.8 | 40.02 | 0.65 | 12.25 | 67.72 | 3.3444 | 2672.4289 | 343.56 | -0.047096 | 0.21256
16948 | 11E23G12H14D07M01W02 | 15.22 | 40.95 | 0.65 | 17.03 | 73.85 | 3.4222 | 2727.8054 | 415.17 | -0.071429 | 0.14128
16949 | 11E23G12H14D07M01W03 | 15.22 | 40.95 | 0.65 | 12.25 | 69.07 | 3.4222 | 2727.8054 | 348.6 | -0.071429 | 0.19686
16950 | 11E23G12H14D07M01W04 | 15.22 | 40.95 | 0.65 | 8.91 | 65.73 | 3.4222 | 2727.8054 | 302.61 | -0.071429 | 0.2357
16951 | 11E23G12H14D07M02W02 | 15.03 | 39.59 | 0.65 | 17.03 | 72.3 | 3.3444 | 2610.8995 | 412.65 | -0.035845 | 0.1593
16952 | 11E24G10H07D04M01W02 | 20.87 | 35.09 | 0.65 | 17.03 | 73.64 | 3.1111 | 2245.8248 | 482.16 | 0.081894 | 0.14372
16953 | 11E24G10H07D05M01W02 | 18.21 | 29.56 | 0.65 | 17.03 | 65.45 | 2.5667 | 1934.0756 | 450.87 | 0.22658 | 0.23895 | 1
16954 | 11E24G10H07D05M01W03 | 18.21 | 29.56 | 0.65 | 12.25 | 60.67 | 2.5667 | 1934.0756 | 384.3 | 0.22658 | 0.29453 | 1
16955 | 11E24G10H07D06M01W02 | 16.14 | 26.12 | 0.65 | 17.03 | 59.94 | 2.2556 | 1733.0794 | 426.3 | 0.31659 | 0.30302 | 1
16956 | 11E24G10H07D06M01W03 | 16.14 | 26.12 | 0.65 | 12.25 | 55.16 | 2.2556 | 1733.0794 | 359.73 | 0.31659 | 0.3586 | 1
16957 | 11E24G10H07D07M01W02 | 18.75 | 30.48 | 0.65 | 17.03 | 66.91 | 2.6444 | 1987.4011 | 457.17 | 0.20251 | 0.22198 | 1
16958 | 11E24G10H07D07M01W03 | 18.75 | 30.48 | 0.65 | 12.25 | 62.13 | 2.6444 | 1987.4011 | 390.6 | 0.20251 | 0.27756 | 1
16959 | 11E24G10H07D07M01W04 | 18.75 | 30.48 | 0.65 | 8.91 | 58.79 | 2.6444 | 1987.4011 | 344.61 | 0.20251 | 0.3164 | 1
16960 | 11E24G10H07D07M02W02 | 18.69 | 28.99 | 0.65 | 17.03 | 65.36 | 2.4889 | 1897.1579 | 456.33 | 0.2415 | 0.24 | 1
16961 | 11E24G10H08D05M01W02 | 16.04 | 29.56 | 0.65 | 17.03 | 63.28 | 2.5667 | 1934.0756 | 422.94 | 0.22658 | 0.26419 | 1
16962 | 11E24G10H08D05M01W03 | 16.04 | 29.56 | 0.65 | 12.25 | 58.5 | 2.5667 | 1934.0756 | 356.37 | 0.22658 | 0.31977 | 1
16963 | 11E24G10H08D06M01W02 | 14.21 | 26.12 | 0.65 | 17.03 | 58.01 | 2.2556 | 1733.0794 | 401.52 | 0.31659 | 0.32547 | 1
16964 | 11E24G10H08D06M01W03 | 14.21 | 26.12 | 0.65 | 12.25 | 53.23 | 2.2556 | 1733.0794 | 334.95 | 0.31659 | 0.38105 | 1
16965 | 11E24G10H08D07M01W02 | 16.51 | 30.48 | 0.65 | 17.03 | 64.67 | 2.6444 | 1987.4011 | 428.4 | 0.20251 | 0.24802 | 1
16966 | 11E24G10H08D07M01W03 | 16.51 | 30.48 | 0.65 | 12.25 | 59.89 | 2.6444 | 1987.4011 | 361.83 | 0.20251 | 0.3036 | 1
16967 | 11E24G10H08D07M01W04 | 16.51 | 30.48 | 0.65 | 8.91 | 56.55 | 2.6444 | 1987.4011 | 315.84 | 0.20251 | 0.34244 | 1
16968 | 11E24G10H08D07M02W02 | 16.46 | 28.99 | 0.65 | 17.03 | 63.13 | 2.4889 | 1897.1579 | 427.56 | 0.2415 | 0.26593 | 1
16969 | 11E24G10H09D05M01W02 | 15.43 | 29.56 | 0.65 | 17.03 | 62.67 | 2.5667 | 1934.0756 | 415.17 | 0.22658 | 0.27128 | 1
16970 | 11E24G10H09D05M01W03 | 15.43 | 29.56 | 0.65 | 12.25 | 57.89 | 2.5667 | 1934.0756 | 348.6 | 0.22658 | 0.32686 | 1
16971 | 11E24G10H09D07M01W02 | 15.89 | 30.48 | 0.65 | 17.03 | 64.05 | 2.6444 | 1987.4011 | 420.21 | 0.20251 | 0.25523 | 1
16972 | 11E24G10H09D07M01W03 | 15.89 | 30.48 | 0.65 | 12.25 | 59.27 | 2.6444 | 1987.4011 | 353.64 | 0.20251 | 0.31081 | 1
16973 | 11E24G10H09D07M01W04 | 15.89 | 30.48 | 0.65 | 8.91 | 55.93 | 2.6444 | 1987.4011 | 307.65 | 0.20251 | 0.34965 | 1
16974 | 11E24G10H09D07M02W02 | 15.84 | 28.99 | 0.65 | 17.03 | 62.51 | 2.4889 | 1897.1579 | 419.58 | 0.2415 | 0.27314 | 1
16975 | 11E24G10H10D05M01W02 | 18.21 | 25.52 | 0.65 | 17.03 | 61.41 | 2.1778 | 1739.2323 | 450.87 | 0.33229 | 0.28593 | 1
16976 | 11E24G10H10D05M01W03 | 18.21 | 25.52 | 0.65 | 12.25 | 56.63 | 2.1778 | 1739.2323 | 384.3 | 0.33229 | 0.34151 | 1
16977 | 11E24G10H10D07M01W02 | 18.75 | 26.31 | 0.65 | 17.03 | 62.74 | 2.2556 | 1786.4049 | 457.17 | 0.31162 | 0.27047 | 1
16978 | 11E24G10H10D07M01W03 | 18.75 | 26.31 | 0.65 | 12.25 | 57.96 | 2.2556 | 1786.4049 | 390.6 | 0.31162 | 0.32605 | 1
16979 | 11E24G10H10D07M01W04 | 18.75 | 26.31 | 0.65 | 8.91 | 54.62 | 2.2556 | 1786.4049 | 344.61 | 0.31162 | 0.36488 | 1
16980 | 11E24G10H10D07M02W02 | 18.69 | 25.02 | 0.65 | 17.03 | 61.39 | 2.1 | 1706.4166 | 456.33 | 0.34537 | 0.28616 | 1
16981 | 11E24G10H11D05M01W02 | 18.21 | 23.82 | 0.65 | 17.03 | 59.71 | 2.0222 | 1663.346 | 450.87 | 0.37677 | 0.3057 | 1
16982 | 11E24G10H11D05M01W03 | 18.21 | 23.82 | 0.65 | 12.25 | 54.93 | 2.0222 | 1663.346 | 384.3 | 0.37677 | 0.36128 | 1
16983 | 11E24G10H11D06M01W02 | 16.14 | 21.06 | 0.65 | 17.03 | 54.88 | 1.7111 | 1493.1146 | 426.3 | 0.44898 | 0.36186 | 2
16984 | 11E24G10H11D06M01W03 | 16.14 | 21.06 | 0.65 | 12.25 | 50.1 | 1.7111 | 1493.1146 | 359.73 | 0.44898 | 0.41744 | 2
16985 | 11E24G10H11D07M01W02 | 18.75 | 24.55 | 0.65 | 17.03 | 60.98 | 2.1 | 1708.4676 | 457.17 | 0.35767 | 0.29093 | 1
16986 | 11E24G10H11D07M01W03 | 18.75 | 24.55 | 0.65 | 12.25 | 56.2 | 2.1 | 1708.4676 | 390.6 | 0.35767 | 0.34651 | 1
16987 | 11E24G10H11D07M01W04 | 18.75 | 24.55 | 0.65 | 8.91 | 52.86 | 2.1 | 1708.4676 | 344.61 | 0.35767 | 0.38535 | 1
16988 | 11E24G10H11D07M02W02 | 18.69 | 23.34 | 0.65 | 17.03 | 59.71 | 1.9444 | 1632.5813 | 456.33 | 0.38932 | 0.3057 | 1
16989 | 11E24G10H12D05M01W02 | 15.84 | 19.85 | 0.65 | 17.03 | 53.37 | 1.7111 | 1372.1067 | 425.67 | 0.48064 | 0.37942 | 2
16990 | 11E24G10H12D05M01W03 | 15.84 | 19.85 | 0.65 | 12.25 | 48.59 | 1.7111 | 1372.1067 | 359.1 | 0.48064 | 0.435 | 2
16991 | 11E24G10H12D07M01W02 | 16.29 | 20.46 | 0.65 | 17.03 | 54.43 | 1.7111 | 1409.0243 | 431.13 | 0.46468 | 0.36709 | 2
16992 | 11E24G10H12D07M01W03 | 16.29 | 20.46 | 0.65 | 12.25 | 49.65 | 1.7111 | 1409.0243 | 364.56 | 0.46468 | 0.42267 | 2
16993 | 11E24G10H12D07M01W04 | 16.29 | 20.46 | 0.65 | 8.91 | 46.31 | 1.7111 | 1409.0243 | 318.57 | 0.46468 | 0.46151 | 2
16994 | 11E24G10H12D07M02W02 | 16.24 | 19.45 | 0.65 | 17.03 | 53.37 | 1.6333 | 1347.4949 | 430.5 | 0.4911 | 0.37942 | 2
16995 | 11E24G10H13D05M01W02 | 15.84 | 19.39 | 0.65 | 17.03 | 52.91 | 1.7111 | 1329.036 | 425.67 | 0.49267 | 0.38477 | 2
16996 | 11E24G10H13D05M01W03 | 15.84 | 19.39 | 0.65 | 12.25 | 48.13 | 1.7111 | 1329.036 | 359.1 | 0.49267 | 0.44035 | 2
16997 | 11E24G10H13D07M01W02 | 16.29 | 19.98 | 0.65 | 17.03 | 53.95 | 1.7111 | 1363.9027 | 431.13 | 0.47724 | 0.37267 | 2
16998 | 11E24G10H13D07M01W03 | 16.29 | 19.98 | 0.65 | 12.25 | 49.17 | 1.7111 | 1363.9027 | 364.56 | 0.47724 | 0.42826 | 2
16999 | 11E24G10H13D07M01W04 | 16.29 | 19.98 | 0.65 | 8.91 | 45.83 | 1.7111 | 1363.9027 | 318.57 | 0.47724 | 0.46709 | 2
17000 | 11E24G10H13D07M02W02 | 16.24 | 19 | 0.65 | 17.03 | 52.92 | 1.6333 | 1306.4752 | 430.5 | 0.50288 | 0.38465 | 2
17001 | 11E24G10H14D05M01W02 | 18.21 | 23.28 | 0.65 | 17.03 | 59.17 | 2.0222 | 1612.0715 | 450.87 | 0.39089 | 0.31198 | 1
17002 | 11E24G10H14D05M01W03 | 18.21 | 23.28 | 0.65 | 12.25 | 54.39 | 2.0222 | 1612.0715 | 384.3 | 0.39089 | 0.36756 | 1
17003 | 11E24G10H14D07M01W02 | 18.75 | 24 | 0.65 | 17.03 | 60.43 | 2.1 | 1655.1421 | 457.17 | 0.37206 | 0.29733 | 1
17004 | 11E24G10H14D07M01W03 | 18.75 | 24 | 0.65 | 12.25 | 55.65 | 2.1 | 1655.1421 | 390.6 | 0.37206 | 0.35291 | 1
17005 | 11E24G10H14D07M01W04 | 18.75 | 24 | 0.65 | 8.91 | 52.31 | 2.1 | 1655.1421 | 344.61 | 0.37206 | 0.39174 | 1
17006 | 11E24G10H14D07M02W02 | 18.69 | 22.82 | 0.65 | 17.03 | 59.19 | 1.9444 | 1583.3577 | 456.33 | 0.40293 | 0.31174 | 1
17007 | 11E24G11H07D04M01W02 | 22.27 | 29.14 | 0.65 | 17.03 | 69.09 | 2.4111 | 1927.9226 | 499.17 | 0.23757 | 0.19663 | 1
17008 | 11E24G11H07D05M01W02 | 19.46 | 24.5 | 0.65 | 17.03 | 61.64 | 1.9444 | 1659.2441 | 465.78 | 0.35897 | 0.28326 | 1
17009 | 11E24G11H07D05M01W03 | 19.46 | 24.5 | 0.65 | 12.25 | 56.86 | 1.9444 | 1659.2441 | 399.21 | 0.35897 | 0.33884 | 1
17010 | 11E24G11H07D06M01W02 | 17.23 | 21.43 | 0.65 | 17.03 | 56.34 | 1.7111 | 1478.7577 | 439.53 | 0.4393 | 0.34488 | 1
17011 | 11E24G11H07D06M01W03 | 17.23 | 21.43 | 0.65 | 12.25 | 51.56 | 1.7111 | 1478.7577 | 372.96 | 0.4393 | 0.40047 | 2
17012 | 11E24G11H07D07M01W02 | 20.02 | 25.32 | 0.65 | 17.03 | 63.02 | 2.0222 | 1706.4166 | 472.5 | 0.33752 | 0.26721 | 1
17013 | 11E24G11H07D07M01W03 | 20.02 | 25.32 | 0.65 | 12.25 | 58.24 | 2.0222 | 1706.4166 | 405.93 | 0.33752 | 0.32279 | 1
17014 | 11E24G11H07D07M01W04 | 20.02 | 25.32 | 0.65 | 8.91 | 54.9 | 2.0222 | 1706.4166 | 359.94 | 0.33752 | 0.36163 | 1
17015 | 11E24G11H07D07M02W02 | 20.01 | 23.96 | 0.65 | 17.03 | 61.65 | 1.8667 | 1630.5303 | 472.08 | 0.3731 | 0.28314 | 1
17016 | 11E24G11H08D05M01W02 | 17.13 | 24.5 | 0.65 | 17.03 | 59.31 | 1.9444 | 1659.2441 | 435.75 | 0.35897 | 0.31035 | 1
17017 | 11E24G11H08D05M01W03 | 17.13 | 24.5 | 0.65 | 12.25 | 54.53 | 1.9444 | 1659.2441 | 369.18 | 0.35897 | 0.36593 | 1
17018 | 11E24G11H08D06M01W02 | 15.18 | 21.43 | 0.65 | 17.03 | 54.29 | 1.7111 | 1478.7577 | 413.07 | 0.4393 | 0.36872 | 2
17019 | 11E24G11H08D06M01W03 | 15.18 | 21.43 | 0.65 | 12.25 | 49.51 | 1.7111 | 1478.7577 | 346.5 | 0.4393 | 0.4243 | 2
17020 | 11E24G11H08D07M01W02 | 17.63 | 25.32 | 0.65 | 17.03 | 60.63 | 2.0222 | 1706.4166 | 441.63 | 0.33752 | 0.295 | 1
17021 | 11E24G11H08D07M01W03 | 17.63 | 25.32 | 0.65 | 12.25 | 55.85 | 2.0222 | 1706.4166 | 375.06 | 0.33752 | 0.35058 | 1
17022 | 11E24G11H08D07M01W04 | 17.63 | 25.32 | 0.65 | 8.91 | 52.51 | 2.0222 | 1706.4166 | 329.07 | 0.33752 | 0.38942 | 1
17023 | 11E24G11H08D07M02W02 | 17.62 | 23.96 | 0.65 | 17.03 | 59.26 | 1.8667 | 1630.5303 | 441.21 | 0.3731 | 0.31093 | 1
17024 | 11E24G11H09D05M01W02 | 16.49 | 24.5 | 0.65 | 17.03 | 58.67 | 1.9444 | 1659.2441 | 427.56 | 0.35897 | 0.31779 | 1
17025 | 11E24G11H09D05M01W03 | 16.49 | 24.5 | 0.65 | 12.25 | 53.89 | 1.9444 | 1659.2441 | 360.99 | 0.35897 | 0.37337 | 1
17026 | 11E24G11H09D07M01W02 | 16.97 | 25.32 | 0.65 | 17.03 | 59.97 | 2.0222 | 1706.4166 | 433.02 | 0.33752 | 0.30267 | 1
17027 | 11E24G11H09D07M01W03 | 16.97 | 25.32 | 0.65 | 12.25 | 55.19 | 2.0222 | 1706.4166 | 366.45 | 0.33752 | 0.35826 | 1
17028 | 11E24G11H09D07M01W04 | 16.97 | 25.32 | 0.65 | 8.91 | 51.85 | 2.0222 | 1706.4166 | 320.46 | 0.33752 | 0.39709 | 1
17029 | 11E24G11H09D07M02W02 | 16.96 | 23.96 | 0.65 | 17.03 | 58.6 | 1.8667 | 1630.5303 | 432.81 | 0.3731 | 0.3186 | 1
17030 | 11E24G11H10D05M01W02 | 19.46 | 21.13 | 0.65 | 17.03 | 58.27 | 1.7111 | 1499.2675 | 465.78 | 0.44715 | 0.32244 | 1
17031 | 11E24G11H10D05M01W03 | 19.46 | 21.13 | 0.65 | 12.25 | 53.49 | 1.7111 | 1499.2675 | 399.21 | 0.44715 | 0.37802 | 2
17032 | 11E24G11H10D07M01W02 | 20.02 | 21.84 | 0.65 | 17.03 | 59.54 | 1.7889 | 1542.3381 | 472.5 | 0.42857 | 0.30767 | 1
17033 | 11E24G11H10D07M01W03 | 20.02 | 21.84 | 0.65 | 12.25 | 54.76 | 1.7889 | 1542.3381 | 405.93 | 0.42857 | 0.36326 | 2
17034 | 11E24G11H10D07M01W04 | 20.02 | 21.84 | 0.65 | 8.91 | 51.42 | 1.7889 | 1542.3381 | 359.94 | 0.42857 | 0.40209 | 2
17035 | 11E24G11H10D07M02W02 | 20.01 | 20.67 | 0.65 | 17.03 | 58.36 | 1.5556 | 1474.6557 | 472.08 | 0.45918 | 0.3214 | 1
17036 | 11E24G11H11D05M01W02 | 19.46 | 19.71 | 0.65 | 17.03 | 56.85 | 1.5556 | 1437.7381 | 465.78 | 0.4843 | 0.33895 | 1
17037 | 11E24G11H11D05M01W03 | 19.46 | 19.71 | 0.65 | 12.25 | 52.07 | 1.5556 | 1437.7381 | 399.21 | 0.4843 | 0.39453 | 2
17038 | 11E24G11H11D06M01W02 | 17.23 | 17.26 | 0.65 | 17.03 | 52.17 | 1.3222 | 1283.9144 | 439.53 | 0.5484 | 0.39337 | 2
17039 | 11E24G11H11D06M01W03 | 17.23 | 17.26 | 0.65 | 12.25 | 47.39 | 1.3222 | 1283.9144 | 372.96 | 0.5484 | 0.44895 | 2
17040 | 11E24G11H11D07M01W02 | 20.02 | 20.37 | 0.65 | 17.03 | 58.07 | 1.6333 | 1478.7577 | 472.5 | 0.46703 | 0.32477 | 1
17041 | 11E24G11H11D07M01W03 | 20.02 | 20.37 | 0.65 | 12.25 | 53.29 | 1.6333 | 1478.7577 | 405.93 | 0.46703 | 0.38035 | 2
17042 | 11E24G11H11D07M01W04 | 20.02 | 20.37 | 0.65 | 8.91 | 49.95 | 1.6333 | 1478.7577 | 359.94 | 0.46703 | 0.41919 | 2
17043 | 11E24G11H11D07M02W02 | 20.01 | 19.27 | 0.65 | 17.03 | 56.96 | 1.4778 | 1415.1773 | 472.08 | 0.49581 | 0.33767 | 1
17044 | 11E24G11H12D05M01W02 | 16.91 | 16.42 | 0.65 | 17.03 | 51.01 | 1.3222 | 1183.4163 | 438.9 | 0.57038 | 0.40686 | 2
17045 | 11E24G11H12D05M01W03 | 16.91 | 16.42 | 0.65 | 12.25 | 46.23 | 1.3222 | 1183.4163 | 372.33 | 0.57038 | 0.46244 | 2
17046 | 11E24G11H12D07M01W02 | 17.4 | 16.97 | 0.65 | 17.03 | 52.05 | 1.3222 | 1216.2321 | 444.78 | 0.55599 | 0.39477 | 2
17047 | 11E24G11H12D07M01W03 | 17.4 | 16.97 | 0.65 | 12.25 | 47.27 | 1.3222 | 1216.2321 | 378.21 | 0.55599 | 0.45035 | 2
17048 | 11E24G11H12D07M01W04 | 17.4 | 16.97 | 0.65 | 8.91 | 43.93 | 1.3222 | 1216.2321 | 332.22 | 0.55599 | 0.48919 | 2
17049 | 11E24G11H12D07M02W02 | 17.38 | 16.06 | 0.65 | 17.03 | 51.12 | 1.2444 | 1162.9065 | 444.36 | 0.5798 | 0.40558 | 2
17050 | 11E24G11H13D05M01W02 | 16.91 | 16.05 | 0.65 | 17.03 | 50.64 | 1.3222 | 1148.5497 | 438.9 | 0.58006 | 0.41116 | 2
17051 | 11E24G11H13D05M01W03 | 16.91 | 16.05 | 0.65 | 12.25 | 45.86 | 1.3222 | 1148.5497 | 372.33 | 0.58006 | 0.46674 | 2
17052 | 11E24G11H13D07M01W02 | 17.4 | 16.59 | 0.65 | 17.03 | 51.67 | 1.3222 | 1181.3654 | 444.78 | 0.56593 | 0.39919 | 2
17053 | 11E24G11H13D07M01W03 | 17.4 | 16.59 | 0.65 | 12.25 | 46.89 | 1.3222 | 1181.3654 | 378.21 | 0.56593 | 0.45477 | 2
17054 | 11E24G11H13D07M01W04 | 17.4 | 16.59 | 0.65 | 8.91 | 43.55 | 1.3222 | 1181.3654 | 332.22 | 0.56593 | 0.4936 | 2
17055 | 11E24G11H13D07M02W02 | 17.38 | 15.7 | 0.65 | 17.03 | 50.76 | 1.2444 | 1130.0908 | 444.36 | 0.58922 | 0.40977 | 2
17056 | 11E24G11H14D05M01W02 | 19.46 | 19.28 | 0.65 | 17.03 | 56.42 | 1.5556 | 1396.7184 | 465.78 | 0.49555 | 0.34395 | 1
17057 | 11E24G11H14D05M01W03 | 19.46 | 19.28 | 0.65 | 12.25 | 51.64 | 1.5556 | 1396.7184 | 399.21 | 0.49555 | 0.39953 | 2
17058 | 11E24G11H14D07M01W02 | 20.02 | 19.93 | 0.65 | 17.03 | 57.63 | 1.6333 | 1435.6871 | 472.5 | 0.47855 | 0.32988 | 1
17059 | 11E24G11H14D07M01W03 | 20.02 | 19.93 | 0.65 | 12.25 | 52.85 | 1.6333 | 1435.6871 | 405.93 | 0.47855 | 0.38547 | 2
17060 | 11E24G11H14D07M01W04 | 20.02 | 19.93 | 0.65 | 8.91 | 49.51 | 1.6333 | 1435.6871 | 359.94 | 0.47855 | 0.4243 | 2
17061 | 11E24G11H14D07M02W02 | 20.01 | 18.85 | 0.65 | 17.03 | 56.54 | 1.4778 | 1376.2086 | 472.08 | 0.5068 | 0.34256 | 1
17062 | 11E24G12H07D04M01W02 | 18.8 | 62.4 | 0.65 | 17.03 | 98.88 | 5.2889 | 3989.1591 | 457.38 | -0.63265 | -0.14977
17063 | 11E24G12H07D05M01W02 | 16.38 | 52.8 | 0.65 | 17.03 | 86.86 | 4.4333 | 3429.2411 | 429.03 | -0.38148 | -0.01
17064 | 11E24G12H07D05M01W03 | 16.38 | 52.8 | 0.65 | 12.25 | 82.08 | 4.4333 | 3429.2411 | 362.46 | -0.38148 | 0.045581
17065 | 11E24G12H07D06M01W02 | 14.64 | 48.26 | 0.65 | 17.03 | 80.58 | 3.9667 | 3158.5116 | 408.45 | -0.26269 | 0.063023
17066 | 11E24G12H07D06M01W03 | 14.64 | 48.26 | 0.65 | 12.25 | 75.8 | 3.9667 | 3158.5116 | 341.88 | -0.26269 | 0.1186
17067 | 11E24G12H07D07M01W02 | 16.83 | 54.01 | 0.65 | 17.03 | 88.52 | 4.5111 | 3501.0255 | 434.28 | -0.41313 | -0.029302
17068 | 11E24G12H07D07M01W03 | 16.83 | 54.01 | 0.65 | 12.25 | 83.74 | 4.5111 | 3501.0255 | 367.71 | -0.41313 | 0.026279
17069 | 11E24G12H07D07M01W04 | 16.83 | 54.01 | 0.65 | 8.91 | 80.4 | 4.5111 | 3501.0255 | 321.72 | -0.41313 | 0.065116
17070 | 11E24G12H07D07M02W02 | 16.61 | 52.27 | 0.65 | 17.03 | 86.56 | 4.4333 | 3351.3038 | 431.34 | -0.36761 | -0.0065116
17071 | 11E24G12H08D05M01W02 | 14.43 | 52.8 | 0.65 | 17.03 | 84.91 | 4.4333 | 3429.2411 | 403.83 | -0.38148 | 0.012674
17072 | 11E24G12H08D05M01W03 | 14.43 | 52.8 | 0.65 | 12.25 | 80.13 | 4.4333 | 3429.2411 | 337.26 | -0.38148 | 0.068256
17073 | 11E24G12H08D06M01W02 | 12.89 | 48.26 | 0.65 | 17.03 | 78.83 | 3.9667 | 3158.5116 | 385.98 | -0.26269 | 0.083372
17074 | 11E24G12H08D06M01W03 | 12.89 | 48.26 | 0.65 | 12.25 | 74.05 | 3.9667 | 3158.5116 | 319.41 | -0.26269 | 0.13895
17075 | 11E24G12H08D07M01W02 | 14.82 | 54.01 | 0.65 | 17.03 | 86.51 | 4.5111 | 3501.0255 | 408.45 | -0.41313 | -0.0059302
17076 | 11E24G12H08D07M01W03 | 14.82 | 54.01 | 0.65 | 12.25 | 81.73 | 4.5111 | 3501.0255 | 341.88 | -0.41313 | 0.049651
17077 | 11E24G12H08D07M01W04 | 14.82 | 54.01 | 0.65 | 8.91 | 78.39 | 4.5111 | 3501.0255 | 295.89 | -0.41313 | 0.088488
17078 | 11E24G12H08D07M02W02 | 14.62 | 52.27 | 0.65 | 17.03 | 84.57 | 4.4333 | 3351.3038 | 405.93 | -0.36761 | 0.016628
17079 | 11E24G12H09D05M01W02 | 13.88 | 52.8 | 0.65 | 17.03 | 84.36 | 4.4333 | 3429.2411 | 396.9 | -0.38148 | 0.01907
17080 | 11E24G12H09D05M01W03 | 13.88 | 52.8 | 0.65 | 12.25 | 79.58 | 4.4333 | 3429.2411 | 330.33 | -0.38148 | 0.074651
17081 | 11E24G12H09D07M01W02 | 14.26 | 54.01 | 0.65 | 17.03 | 85.95 | 4.5111 | 3501.0255 | 401.1 | -0.41313 | 0.0005814
17082 | 11E24G12H09D07M01W03 | 14.26 | 54.01 | 0.65 | 12.25 | 81.17 | 4.5111 | 3501.0255 | 334.53 | -0.41313 | 0.056163
17083 | 11E24G12H09D07M01W04 | 14.26 | 54.01 | 0.65 | 8.91 | 77.83 | 4.5111 | 3501.0255 | 288.54 | -0.41313 | 0.095
17084 | 11E24G12H09D07M02W02 | 14.07 | 52.27 | 0.65 | 17.03 | 84.02 | 4.4333 | 3351.3038 | 398.79 | -0.36761 | 0.023023
17085 | 11E24G12H10D05M01W02 | 16.38 | 45.75 | 0.65 | 17.03 | 79.81 | 3.7333 | 3058.0135 | 429.03 | -0.19702 | 0.071977
17086 | 11E24G12H10D05M01W03 | 16.38 | 45.75 | 0.65 | 12.25 | 75.03 | 3.7333 | 3058.0135 | 362.46 | -0.19702 | 0.12756
17087 | 11E24G12H10D07M01W02 | 16.83 | 46.79 | 0.65 | 17.03 | 81.3 | 3.8111 | 3121.5939 | 434.28 | -0.22423 | 0.054651
17088 | 11E24G12H10D07M01W03 | 16.83 | 46.79 | 0.65 | 12.25 | 76.52 | 3.8111 | 3121.5939 | 367.71 | -0.22423 | 0.11023
17089 | 11E24G12H10D07M01W04 | 16.83 | 46.79 | 0.65 | 8.91 | 73.18 | 3.8111 | 3121.5939 | 321.72 | -0.22423 | 0.14907
17090 | 11E24G12H10D07M02W02 | 16.61 | 45.26 | 0.65 | 17.03 | 79.55 | 3.7333 | 2988.2801 | 431.34 | -0.1842 | 0.075
17091 | 11E24G12H11D05M01W02 | 16.38 | 42.83 | 0.65 | 17.03 | 76.89 | 3.4222 | 2918.5467 | 429.03 | -0.12062 | 0.10593
17092 | 11E24G12H11D05M01W03 | 16.38 | 42.83 | 0.65 | 12.25 | 72.11 | 3.4222 | 2918.5467 | 362.46 | -0.12062 | 0.16151
17093 | 11E24G12H11D06M01W02 | 14.64 | 39.17 | 0.65 | 17.03 | 71.49 | 3.1111 | 2690.8878 | 408.45 | -0.024856 | 0.16872
17094 | 11E24G12H11D06M01W03 | 14.64 | 39.17 | 0.65 | 12.25 | 66.71 | 3.1111 | 2690.8878 | 341.88 | -0.024856 | 0.2243
17095 | 11E24G12H11D07M01W02 | 16.83 | 43.8 | 0.65 | 17.03 | 78.31 | 3.5778 | 2980.0762 | 434.28 | -0.146 | 0.089419
17096 | 11E24G12H11D07M01W03 | 16.83 | 43.8 | 0.65 | 12.25 | 73.53 | 3.5778 | 2980.0762 | 367.71 | -0.146 | 0.145
17097 | 11E24G12H11D07M01W04 | 16.83 | 43.8 | 0.65 | 8.91 | 70.19 | 3.5778 | 2980.0762 | 321.72 | -0.146 | 0.18384
17098 | 11E24G12H11D07M02W02 | 16.61 | 42.35 | 0.65 | 17.03 | 76.64 | 3.4222 | 2848.8134 | 431.34 | -0.10806 | 0.10884
17099 | 11E24G12H12D05M01W02 | 14.24 | 35.7 | 0.65 | 17.03 | 67.62 | 2.8778 | 2422.2092 | 406.35 | 0.065934 | 0.21372 | 1
17100 | 11E24G12H12D05M01W03 | 14.24 | 35.7 | 0.65 | 12.25 | 62.84 | 2.8778 | 2422.2092 | 339.78 | 0.065934 | 0.2693 | 1
17101 | 11E24G12H12D07M01W02 | 14.63 | 36.51 | 0.65 | 17.03 | 68.82 | 2.9556 | 2473.4837 | 410.97 | 0.044741 | 0.19977 | 1
17102 | 11E24G12H12D07M01W03 | 14.63 | 36.51 | 0.65 | 12.25 | 64.04 | 2.9556 | 2473.4837 | 344.4 | 0.044741 | 0.25535 | 1
17103 | 11E24G12H12D07M01W04 | 14.63 | 36.51 | 0.65 | 8.91 | 60.7 | 2.9556 | 2473.4837 | 298.41 | 0.044741 | 0.29419 | 1
17104 | 11E24G12H12D07M02W02 | 14.43 | 35.3 | 0.65 | 17.03 | 67.41 | 2.8778 | 2364.7817 | 408.45 | 0.0764 | 0.21616 | 1
17105 | 11E24G12H13D05M01W02 | 14.24 | 34.72 | 0.65 | 17.03 | 66.64 | 2.8778 | 2321.7111 | 406.35 | 0.091575 | 0.22512 | 1
17106 | 11E24G12H13D05M01W03 | 14.24 | 34.72 | 0.65 | 12.25 | 61.86 | 2.8778 | 2321.7111 | 339.78 | 0.091575 | 0.2807 | 1
17107 | 11E24G12H13D07M01W02 | 14.63 | 35.51 | 0.65 | 17.03 | 67.82 | 2.9556 | 2370.9347 | 410.97 | 0.070905 | 0.2114 | 1
17108 | 11E24G12H13D07M01W03 | 14.63 | 35.51 | 0.65 | 12.25 | 63.04 | 2.9556 | 2370.9347 | 344.4 | 0.070905 | 0.26698 | 1
17109 | 11E24G12H13D07M01W04 | 14.63 | 35.51 | 0.65 | 8.91 | 59.7 | 2.9556 | 2370.9347 | 298.41 | 0.070905 | 0.30581 | 1
17110 | 11E24G12H13D07M02W02 | 14.43 | 34.35 | 0.65 | 17.03 | 66.46 | 2.8778 | 2268.3856 | 408.45 | 0.10126 | 0.22721 | 1
17111 | 11E24G12H14D05M01W02 | 16.38 | 41.68 | 0.65 | 17.03 | 75.74 | 3.4222 | 2799.5898 | 429.03 | -0.090529 | 0.1193
17112 | 11E24G12H14D05M01W03 | 16.38 | 41.68 | 0.65 | 12.25 | 70.96 | 3.4222 | 2799.5898 | 362.46 | -0.090529 | 0.17488
17113 | 11E24G12H14D07M01W02 | 16.83 | 42.63 | 0.65 | 17.03 | 77.14 | 3.5 | 2859.0683 | 434.28 | -0.11538 | 0.10302
17114 | 11E24G12H14D07M01W03 | 16.83 | 42.63 | 0.65 | 12.25 | 72.36 | 3.5 | 2859.0683 | 367.71 | -0.11538 | 0.1586
17115 | 11E24G12H14D07M01W04 | 16.83 | 42.63 | 0.65 | 8.91 | 69.02 | 3.5 | 2859.0683 | 321.72 | -0.11538 | 0.19744
17116 | 11E24G12H14D07M02W02 | 16.61 | 41.25 | 0.65 | 17.03 | 75.54 | 3.4222 | 2738.0604 | 431.34 | -0.079278 | 0.12163
17117 | 11E25G10H07D04M01W02 | 31.29 | 60.41 | 0.65 | 17.03 | 109.38 | 5.3667 | 3845.5904 | 606.27 | -0.58059 | -0.27186
17118 | 11E25G10H07D05M01W02 | 26.7 | 49.28 | 0.65 | 17.03 | 93.66 | 4.3556 | 3195.4292 | 552.09 | -0.28938 | -0.08907
17119 | 11E25G10H07D05M01W03 | 26.7 | 49.28 | 0.65 | 12.25 | 88.88 | 4.3556 | 3195.4292 | 485.52 | -0.28938 | -0.033488
17120 | 11E25G10H07D06M01W02 | 24.35 | 43.07 | 0.65 | 17.03 | 85.1 | 3.8111 | 2842.6604 | 524.16 | -0.1269 | 0.010465
17121 | 11E25G10H07D06M01W03 | 24.35 | 43.07 | 0.65 | 12.25 | 80.32 | 3.8111 | 2842.6604 | 457.59 | -0.1269 | 0.066047
17122 | 11E25G10H07D07M01W02 | 27.3 | 51 | 0.65 | 17.03 | 95.98 | 4.5111 | 3291.8254 | 559.02 | -0.33438 | -0.11605
17123 | 11E25G10H07D07M01W03 | 27.3 | 51 | 0.65 | 12.25 | 91.2 | 4.5111 | 3291.8254 | 492.45 | -0.33438 | -0.060465
17124 | 11E25G10H07D07M01W04 | 27.3 | 51 | 0.65 | 8.91 | 87.86 | 4.5111 | 3291.8254 | 446.46 | -0.33438 | -0.021628
17125 | 11E25G10H07D07M02W02 | 27.18 | 48.87 | 0.65 | 17.03 | 93.73 | 4.3556 | 3142.1037 | 557.34 | -0.27865 | -0.089884
17126 | 11E25G10H08D05M01W02 | 23.51 | 49.28 | 0.65 | 17.03 | 90.47 | 4.3556 | 3195.4292 | 510.72 | -0.28938 | -0.051977
17127 | 11E25G10H08D05M01W03 | 23.51 | 49.28 | 0.65 | 12.25 | 85.69 | 4.3556 | 3195.4292 | 444.15 | -0.28938 | 0.0036047
17128 | 11E25G10H08D06M01W02 | 21.44 | 43.07 | 0.65 | 17.03 | 82.19 | 3.8111 | 2842.6604 | 486.57 | -0.1269 | 0.044302
17129 | 11E25G10H08D06M01W03 | 21.44 | 43.07 | 0.65 | 12.25 | 77.41 | 3.8111 | 2842.6604 | 420 | -0.1269 | 0.099884
17130 | 11E25G10H08D07M01W02 | 24.04 | 51 | 0.65 | 17.03 | 92.72 | 4.5111 | 3291.8254 | 516.81 | -0.33438 | -0.07814
17131 | 11E25G10H08D07M01W03 | 24.04 | 51 | 0.65 | 12.25 | 87.94 | 4.5111 | 3291.8254 | 450.24 | -0.33438 | -0.022558
17132 | 11E25G10H08D07M01W04 | 24.04 | 51 | 0.65 | 8.91 | 84.6 | 4.5111 | 3291.8254 | 404.25 | -0.33438 | 0.016279
17133 | 11E25G10H08D07M02W02 | 23.93 | 48.87 | 0.65 | 17.03 | 90.48 | 4.3556 | 3142.1037 | 515.55 | -0.27865 | -0.052093
17134 | 11E25G10H09D05M01W02 | 22.63 | 49.28 | 0.65 | 17.03 | 89.59 | 4.3556 | 3195.4292 | 499.38 | -0.28938 | -0.041744
17135 | 11E25G10H09D05M01W03 | 22.63 | 49.28 | 0.65 | 12.25 | 84.81 | 4.3556 | 3195.4292 | 432.81 | -0.28938 | 0.013837
17136 | 11E25G10H09D07M01W02 | 23.13 | 51 | 0.65 | 17.03 | 91.81 | 4.5111 | 3291.8254 | 505.26 | -0.33438 | -0.067558
17137 | 11E25G10H09D07M01W03 | 23.13 | 51 | 0.65 | 12.25 | 87.03 | 4.5111 | 3291.8254 | 438.69 | -0.33438 | -0.011977
17138 | 11E25G10H09D07M01W04 | 23.13 | 51 | 0.65 | 8.91 | 83.69 | 4.5111 | 3291.8254 | 392.7 | -0.33438 | 0.02686
17139 | 11E25G10H09D07M02W02 | 23.03 | 48.87 | 0.65 | 17.03 | 89.58 | 4.3556 | 3142.1037 | 503.79 | -0.27865 | -0.041628
17140 | 11E25G10H10D05M01W02 | 26.7 | 42.58 | 0.65 | 17.03 | 86.96 | 3.7333 | 2863.1702 | 552.09 | -0.11408 | -0.011163
17141 | 11E25G10H10D05M01W03 | 26.7 | 42.58 | 0.65 | 12.25 | 82.18 | 3.7333 | 2863.1702 | 485.52 | -0.11408 | 0.044419
17142 | 11E25G10H10D07M01W02 | 27.3 | 44.06 | 0.65 | 17.03 | 89.04 | 3.8111 | 2947.2605 | 559.02 | -0.1528 | -0.035349
17143 | 11E25G10H10D07M01W03 | 27.3 | 44.06 | 0.65 | 12.25 | 84.26 | 3.8111 | 2947.2605 | 492.45 | -0.1528 | 0.020233
17144 | 11E25G10H10D07M01W04 | 27.3 | 44.06 | 0.65 | 8.91 | 80.92 | 3.8111 | 2947.2605 | 446.46 | -0.1528 | 0.05907
17145 | 11E25G10H10D07M02W02 | 27.18 | 42.21 | 0.65 | 17.03 | 87.07 | 3.7333 | 2813.9467 | 557.34 | -0.1044 | -0.012442
17146 | 11E25G10H11D05M01W02 | 26.7 | 39.77 | 0.65 | 17.03 | 84.15 | 3.4222 | 2733.9584 | 552.09 | -0.040555 | 0.021512
17147 | 11E25G10H11D05M01W03 | 26.7 | 39.77 | 0.65 | 12.25 | 79.37 | 3.4222 | 2733.9584 | 485.52 | -0.040555 | 0.077093
17148 | 11E25G10H11D06M01W02 | 24.35 | 34.8 | 0.65 | 17.03 | 76.83 | 2.9556 | 2438.6171 | 524.16 | 0.089482 | 0.10663
17149 | 11E25G10H11D06M01W03 | 24.35 | 34.8 | 0.65 | 12.25 | 72.05 | 2.9556 | 2438.6171 | 457.59 | 0.089482 | 0.16221 | 1
17150 | 11E25G10H11D07M01W02 | 27.3 | 41.15 | 0.65 | 17.03 | 86.13 | 3.5 | 2813.9467 | 559.02 | -0.076661 | -0.0015116
17151 | 11E25G10H11D07M01W03 | 27.3 | 41.15 | 0.65 | 12.25 | 81.35 | 3.5 | 2813.9467 | 492.45 | -0.076661 | 0.05407
17152 | 11E25G10H11D07M01W04 | 27.3 | 41.15 | 0.65 | 8.91 | 78.01 | 3.5 | 2813.9467 | 446.46 | -0.076661 | 0.092907
17153 | 11E25G10H11D07M02W02 | 27.18 | 39.41 | 0.65 | 17.03 | 84.27 | 3.4222 | 2686.7858 | 557.34 | -0.031136 | 0.020116
17154 | 11E25G10H12D05M01W02 | 23.21 | 33.15 | 0.65 | 17.03 | 74.04 | 2.8778 | 2251.9777 | 514.92 | 0.13265 | 0.13907
17155 | 11E25G10H12D05M01W03 | 23.21 | 33.15 | 0.65 | 12.25 | 69.26 | 2.8778 | 2251.9777 | 448.35 | 0.13265 | 0.19465 | 1
17156 | 11E25G10H12D07M01W02 | 23.73 | 34.3 | 0.65 | 17.03 | 75.71 | 2.9556 | 2319.6601 | 521.01 | 0.10256 | 0.11965
17157 | 11E25G10H12D07M01W03 | 23.73 | 34.3 | 0.65 | 12.25 | 70.93 | 2.9556 | 2319.6601 | 454.44 | 0.10256 | 0.17523 | 1
17158 | 11E25G10H12D07M01W04 | 23.73 | 34.3 | 0.65 | 8.91 | 67.59 | 2.9556 | 2319.6601 | 408.45 | 0.10256 | 0.21407 | 1
17159 | 11E25G10H12D07M02W02 | 23.63 | 32.85 | 0.65 | 17.03 | 74.16 | 2.8778 | 2213.0091 | 519.75 | 0.1405 | 0.13767
17160 | 11E25G10H13D05M01W02 | 23.21 | 32.35 | 0.65 | 17.03 | 73.24 | 2.8778 | 2174.0404 | 514.92 | 0.15358 | 0.14837
17161 | 11E25G10H13D05M01W03 | 23.21 | 32.35 | 0.65 | 12.25 | 68.46 | 2.8778 | 2174.0404 | 448.35 | 0.15358 | 0.20395 | 1
17162 | 11E25G10H13D07M01W02 | 23.73 | 33.47 | 0.65 | 17.03 | 74.88 | 2.9556 | 2237.6209 | 521.01 | 0.12428 | 0.1293
17163 | 11E25G10H13D07M01W03 | 23.73 | 33.47 | 0.65 | 12.25 | 70.1 | 2.9556 | 2237.6209 | 454.44 | 0.12428 | 0.18488 | 1
17164 | 11E25G10H13D07M01W04 | 23.73 | 33.47 | 0.65 | 8.91 | 66.76 | 2.9556 | 2237.6209 | 408.45 | 0.12428 | 0.22372 | 1
17165 | 11E25G10H13D07M02W02 | 23.63 | 32.07 | 0.65 | 17.03 | 73.38 | 2.8778 | 2137.1228 | 519.75 | 0.16091 | 0.14674
17166 | 11E25G10H14D05M01W02 | 26.7 | 38.84 | 0.65 | 17.03 | 83.22 | 3.4222 | 2641.6642 | 552.09 | -0.016222 | 0.032326
17167 | 11E25G10H14D05M01W03 | 26.7 | 38.84 | 0.65 | 12.25 | 78.44 | 3.4222 | 2641.6642 | 485.52 | -0.016222 | 0.087907
17168 | 11E25G10H14D07M01W02 | 27.3 | 40.19 | 0.65 | 17.03 | 85.17 | 3.5 | 2719.6015 | 559.02 | -0.051544 | 0.0096512
17169 | 11E25G10H14D07M01W03 | 27.3 | 40.19 | 0.65 | 12.25 | 80.39 | 3.5 | 2719.6015 | 492.45 | -0.051544 | 0.065233
17170 | 11E25G10H14D07M01W04 | 27.3 | 40.19 | 0.65 | 8.91 | 77.05 | 3.5 | 2719.6015 | 446.46 | -0.051544 | 0.10407
17171 | 11E25G10H14D07M02W02 | 27.18 | 38.51 | 0.65 | 17.03 | 83.37 | 3.4222 | 2598.5936 | 557.34 | -0.0075877 | 0.030581
17172 | 11E25G11H07D04M01W02 | 32.65 | 53.83 | 0.65 | 17.03 | 104.16 | 4.8222 | 3445.649 | 622.86 | -0.40842 | -0.21116
17173 | 11E25G11H07D05M01W02 | 27.93 | 43.77 | 0.65 | 17.03 | 89.38 | 3.8889 | 2863.1702 | 566.58 | -0.14521 | -0.039302
17174 | 11E25G11H07D05M01W03 | 27.93 | 43.77 | 0.65 | 12.25 | 84.6 | 3.8889 | 2863.1702 | 500.01 | -0.14521 | 0.016279
17175 | 11E25G11H07D06M01W02 | 25.47 | 37.94 | 0.65 | 17.03 | 81.09 | 3.3444 | 2535.0132 | 537.6 | 0.007326 | 0.057093
17176 | 11E25G11H07D06M01W03 | 25.47 | 37.94 | 0.65 | 12.25 | 76.31 | 3.3444 | 2535.0132 | 471.03 | 0.007326 | 0.11267
17177 | 11E25G11H07D07M01W02 | 28.54 | 45.4 | 0.65 | 17.03 | 91.62 | 4.0444 | 2955.4644 | 573.93 | -0.18786 | -0.065349
17178 | 11E25G11H07D07M01W03 | 28.54 | 45.4 | 0.65 | 12.25 | 86.84 | 4.0444 | 2955.4644 | 507.36 | -0.18786 | -0.0097674
17179 | 11E25G11H07D07M01W04 | 28.54 | 45.4 | 0.65 | 8.91 | 83.5 | 4.0444 | 2955.4644 | 461.37 | -0.18786 | 0.02907
17180 | 11E25G11H07D07M02W02 | 28.47 | 43.43 | 0.65 | 17.03 | 89.58 | 3.8889 | 2824.2016 | 572.88 | -0.13632 | -0.041628
17181 | 11E25G11H08D05M01W02 | 24.59 | 43.77 | 0.65 | 17.03 | 86.04 | 3.8889 | 2863.1702 | 523.53 | -0.14521 | -0.00046512
17182 | 11E25G11H08D05M01W03 | 24.59 | 43.77 | 0.65 | 12.25 | 81.26 | 3.8889 | 2863.1702 | 456.96 | -0.14521 | 0.055116
17183 | 11E25G11H08D06M01W02 | 22.43 | 37.94 | 0.65 | 17.03 | 78.05 | 3.3444 | 2535.0132 | 498.33 | 0.007326 | 0.092442
17184 | 11E25G11H08D06M01W03 | 22.43 | 37.94 | 0.65 | 12.25 | 73.27 | 3.3444 | 2535.0132 | 431.76 | 0.007326 | 0.14802
17185 | 11E25G11H08D07M01W02 | 25.14 | 45.4 | 0.65 | 17.03 | 88.22 | 4.0444 | 2955.4644 | 529.83 | -0.18786 | -0.025814
17186 | 11E25G11H08D07M01W03 | 25.14 | 45.4 | 0.65 | 12.25 | 83.44 | 4.0444 | 2955.4644 | 463.26 | -0.18786 | 0.029767
17187 | 11E25G11H08D07M01W04 | 25.14 | 45.4 | 0.65 | 8.91 | 80.1 | 4.0444 | 2955.4644 | 417.27 | -0.18786 | 0.068605
17188 | 11E25G11H08D07M02W02 | 25.07 | 43.43 | 0.65 | 17.03 | 86.18 | 3.8889 | 2824.2016 | 528.99 | -0.13632 | -0.002093
17189 | 11E25G11H09D05M01W02 | 23.67 | 43.77 | 0.65 | 17.03 | 85.12 | 3.8889 | 2863.1702 | 511.56 | -0.14521 | 0.010233
17190 | 11E25G11H09D05M01W03 | 23.67 | 43.77 | 0.65 | 12.25 | 80.34 | 3.8889 | 2863.1702 | 444.99 | -0.14521 | 0.065814
17191 | 11E25G11H09D07M01W02 | 24.19 | 45.4 | 0.65 | 17.03 | 87.27 | 4.0444 | 2955.4644 | 517.65 | -0.18786 | -0.014767
17192 | 11E25G11H09D07M01W03 | 24.19 | 45.4 | 0.65 | 12.25 | 82.49 | 4.0444 | 2955.4644 | 451.08 | -0.18786 | 0.040814
17193 | 11E25G11H09D07M01W04 | 24.19 | 45.4 | 0.65 | 8.91 | 79.15 | 4.0444 | 2955.4644 | 405.09 | -0.18786 | 0.079651
17194 | 11E25G11H09D07M02W02 | 24.12 | 43.43 | 0.65 | 17.03 | 85.23 | 3.8889 | 2824.2016 | 516.81 | -0.13632 | 0.0089535
17195 | 11E25G11H10D05M01W02 | 27.93 | 37.8 | 0.65 | 17.03 | 83.41 | 3.3444 | 2571.9309 | 566.58 | 0.010989 | 0.030116
17196 | 11E25G11H10D05M01W03 | 27.93 | 37.8 | 0.65 | 12.25 | 78.63 | 3.3444 | 2571.9309 | 500.01 | 0.010989 | 0.085698
17197 | 11E25G11H10D07M01W02 | 28.54 | 39.2 | 0.65 | 17.03 | 85.42 | 3.4222 | 2653.9701 | 573.93 | -0.025641 | 0.0067442
17198 | 11E25G11H10D07M01W03 | 28.54 | 39.2 | 0.65 | 12.25 | 80.64 | 3.4222 | 2653.9701 | 507.36 | -0.025641 | 0.062326
17199 | 11E25G11H10D07M01W04 | 28.54 | 39.2 | 0.65 | 8.91 | 77.3 | 3.4222 | 2653.9701 | 461.37 | -0.025641 | 0.10116
17200 | 11E25G11H10D07M02W02 | 28.47 | 37.49 | 0.65 | 17.03 | 83.64 | 3.3444 | 2537.0642 | 572.88 | 0.0191 | 0.027442
17201 | 11E25G11H11D05M01W02 | 27.93 | 35.28 | 0.65 | 17.03 | 80.89 | 3.0333 | 2459.1269 | 566.58 | 0.076923 | 0.059419
17202 | 11E25G11H11D05M01W03 | 27.93 | 35.28 | 0.65 | 12.25 | 76.11 | 3.0333 | 2459.1269 | 500.01 | 0.076923 | 0.115
17203 | 11E25G11H11D06M01W02 | 25.47 | 30.62 | 0.65 | 17.03 | 73.77 | 2.6444 | 2182.2444 | 537.6 | 0.19885 | 0.14221
17204 | 11E25G11H11D06M01W03 | 25.47 | 30.62 | 0.65 | 12.25 | 68.99 | 2.6444 | 2182.2444 | 471.03 | 0.19885 | 0.19779 | 1
17205 | 11E25G11H11D07M01W02 | 28.54 | 36.58 | 0.65 | 17.03 | 82.8 | 3.1889 | 2535.0132 | 573.93 | 0.042909 | 0.037209
17206 | 11E25G11H11D07M01W03 | 28.54 | 36.58 | 0.65 | 12.25 | 78.02 | 3.1889 | 2535.0132 | 507.36 | 0.042909 | 0.092791
17207 | 11E25G11H11D07M01W04 | 28.54 | 36.58 | 0.65 | 8.91 | 74.68 | 3.1889 | 2535.0132 | 461.37 | 0.042909 | 0.13163
17208 | 11E25G11H11D07M02W02 | 28.47 | 34.98 | 0.65 | 17.03 | 81.13 | 3.0333 | 2424.2602 | 572.88 | 0.084772 | 0.056628
17209 | 11E25G11H12D05M01W02 | 24.28 | 29.41 | 0.65 | 17.03 | 71.37 | 2.5667 | 2020.2168 | 527.94 | 0.23051 | 0.17012 | 1
17210 | 11E25G11H12D05M01W03 | 24.28 | 29.41 | 0.65 | 12.25 | 66.59 | 2.5667 | 2020.2168 | 461.37 | 0.23051 | 0.2257 | 1
17211 | 11E25G11H12D07M01W02 | 24.82 | 30.49 | 0.65 | 17.03 | 72.99 | 2.6444 | 2083.7972 | 534.24 | 0.20225 | 0.15128 | 1
17212 | 11E25G11H12D07M01W03 | 24.82 | 30.49 | 0.65 | 12.25 | 68.21 | 2.6444 | 2083.7972 | 467.67 | 0.20225 | 0.20686 | 1
17213 | 11E25G11H12D07M01W04 | 24.82 | 30.49 | 0.65 | 8.91 | 64.87 | 2.6444 | 2083.7972 | 421.68 | 0.20225 | 0.2457 | 1
17214 | 11E25G11H12D07M02W02 | 24.75 | 29.15 | 0.65 | 17.03 | 71.58 | 2.5667 | 1991.5031 | 533.4 | 0.23731 | 0.16767 | 1
17215 | 11E25G11H13D05M01W02 | 24.28 | 28.72 | 0.65 | 17.03 | 70.68 | 2.5667 | 1952.5344 | 527.94 | 0.24856 | 0.17814 | 1
17216 | 11E25G11H13D05M01W03 | 24.28 | 28.72 | 0.65 | 12.25 | 65.9 | 2.5667 | 1952.5344 | 461.37 | 0.24856 | 0.23372 | 1
17217 | 11E25G11H13D07M01W02 | 24.82 | 29.78 | 0.65 | 17.03 | 72.28 | 2.6444 | 2014.0639 | 534.24 | 0.22083 | 0.15953 | 1
17218 | 11E25G11H13D07M01W03 | 24.82 | 29.78 | 0.65 | 12.25 | 67.5 | 2.6444 | 2014.0639 | 467.67 | 0.22083 | 0.21512 | 1
17219 | 11E25G11H13D07M01W04 | 24.82 | 29.78 | 0.65 | 8.91 | 64.16 | 2.6444 | 2014.0639 | 421.68 | 0.22083 | 0.25395 | 1
17220 | 11E25G11H13D07M02W02 | 24.75 | 28.48 | 0.65 | 17.03 | 70.91 | 2.5667 | 1925.8717 | 533.4 | 0.25484 | 0.17547 | 1
17221 | 11E25G11H14D05M01W02 | 27.93 | 34.48 | 0.65 | 17.03 | 80.09 | 3.0333 | 2381.1896 | 566.58 | 0.097855 | 0.068721
17222 | 11E25G11H14D05M01W03 | 27.93 | 34.48 | 0.65 | 12.25 | 75.31 | 3.0333 | 2381.1896 | 500.01 | 0.097855 | 0.1243
17223 | 11E25G11H14D07M01W02 | 28.54 | 35.76 | 0.65 | 17.03 | 81.98 | 3.1889 | 2455.0249 | 573.93 | 0.064364 | 0.046744
17224 | 11E25G11H14D07M01W03 | 28.54 | 35.76 | 0.65 | 12.25 | 77.2 | 3.1889 | 2455.0249 | 507.36 | 0.064364 | 0.10233
17225 | 11E25G11H14D07M01W04 | 28.54 | 35.76 | 0.65 | 8.91 | 73.86 | 3.1889 | 2455.0249 | 461.37 | 0.064364 | 0.14116
17226 | 11E25G11H14D07M02W02 | 28.47 | 34.2 | 0.65 | 17.03 | 80.35 | 3.0333 | 2350.4248 | 572.88 | 0.10518 | 0.065698
17227 | 11E25G12H07D04M01W02 | 29.19 | 89.73 | 0.65 | 17.03 | 136.6 | 7.1556 | 5861.7052 | 581.07 | -1.3477 | -0.58837
17228 | 11E25G12H07D05M01W02 | 24.85 | 73.38 | 0.65 | 17.03 | 115.91 | 5.8333 | 4875.1831 | 529.62 | -0.91994 | -0.34779
17229 | 11E25G12H07D05M01W03 | 24.85 | 73.38 | 0.65 | 12.25 | 111.13 | 5.8333 | 4875.1831 | 463.05 | -0.91994 | -0.29221
17230 | 11E25G12H07D06M01W02 | 22.77 | 66.07 | 0.65 | 17.03 | 106.52 | 5.2111 | 4430.1201 | 505.26 | -0.72868 | -0.2386
17231 | 11E25G12H07D06M01W03 | 22.77 | 66.07 | 0.65 | 12.25 | 101.74 | 5.2111 | 4430.1201 | 438.69 | -0.72868 | -0.18302
17232 | 11E25G12H07D07M01W02 | 25.37 | 75.38 | 0.65 | 17.03 | 118.43 | 5.9889 | 4998.242 | 535.71 | -0.97227 | -0.37709
17233 | 11E25G12H07D07M01W03 | 25.37 | 75.38 | 0.65 | 12.25 | 113.65 | 5.9889 | 4998.242 | 469.14 | -0.97227 | -0.32151
17234 | 11E25G12H07D07M01W04 | 25.37 | 75.38 | 0.65 | 8.91 | 110.31 | 5.9889 | 4998.242 | 423.15 | -0.97227 | -0.28267
17235 | 11E25G12H07D07M02W02 | 25 | 73.26 | 0.65 | 17.03 | 115.94 | 5.9111 | 4786.9909 | 531.09 | -0.9168 | -0.34814
17236 | 11E25G12H08D05M01W02 | 21.88 | 73.38 | 0.65 | 17.03 | 112.94 | 5.8333 | 4875.1831 | 491.4 | -0.91994 | -0.31326
17237 | 11E25G12H08D05M01W03 | 21.88 | 73.38 | 0.65 | 12.25 | 108.16 | 5.8333 | 4875.1831 | 424.83 | -0.91994 | -0.25767
17238 | 11E25G12H08D06M01W02 | 20.05 | 66.07 | 0.65 | 17.03 | 103.8 | 5.2111 | 4430.1201 | 469.98 | -0.72868 | -0.20698
17239 | 11E25G12H08D06M01W03 | 20.05 | 66.07 | 0.65 | 12.25 | 99.02 | 5.2111 | 4430.1201 | 403.41 | -0.72868 | -0.1514
17240 | 11E25G12H08D07M01W02 | 22.34 | 75.38 | 0.65 | 17.03 | 115.4 | 5.9889 | 4998.242 | 496.65 | -0.97227 | -0.34186
17241 | 11E25G12H08D07M01W03 | 22.34 | 75.38 | 0.65 | 12.25 | 110.62 | 5.9889 | 4998.242 | 430.08 | -0.97227 | -0.28628
17242 | 11E25G12H08D07M01W04 | 22.34 | 75.38 | 0.65 | 8.91 | 107.28 | 5.9889 | 4998.242 | 384.09 | -0.97227 | -0.24744
17243 | 11E25G12H08D07M02W02 | 22.01 | 73.26 | 0.65 | 17.03 | 112.95 | 5.9111 | 4786.9909 | 492.66 | -0.9168 | -0.31337
17244 | 11E25G12H09D05M01W02 | 21.06 | 73.38 | 0.65 | 17.03 | 112.12 | 5.8333 | 4875.1831 | 480.69 | -0.91994 | -0.30372
17245 | 11E25G12H09D05M01W03 | 21.06 | 73.38 | 0.65 | 12.25 | 107.34 | 5.8333 | 4875.1831 | 414.12 | -0.91994 | -0.24814
17246 | 11E25G12H09D07M01W02 | 21.5 | 75.38 | 0.65 | 17.03 | 114.56 | 5.9889 | 4998.242 | 485.94 | -0.97227 | -0.33209
17247 | 11E25G12H09D07M01W03 | 21.5 | 75.38 | 0.65 | 12.25 | 109.78 | 5.9889 | 4998.242 | 419.37 | -0.97227 | -0.27651
17248 | 11E25G12H09D07M01W04 | 21.5 | 75.38 | 0.65 | 8.91 | 106.44 | 5.9889 | 4998.242 | 373.38 | -0.97227 | -0.23767
17249 | 11E25G12H09D07M02W02 | 21.18 | 73.26 | 0.65 | 17.03 | 112.12 | 5.9111 | 4786.9909 | 481.95 | -0.9168 | -0.30372
17250 | 11E25G12H10D05M01W02 | 24.85 | 63.65 | 0.65 | 17.03 | 106.18 | 4.9 | 4352.1828 | 529.62 | -0.66536 | -0.23465
17251 | 11E25G12H10D05M01W03 | 24.85 | 63.65 | 0.65 | 12.25 | 101.4 | 4.9 | 4352.1828 | 463.05 | -0.66536 | -0.17907
17252 | 11E25G12H10D07M01W02 | 25.37 | 65.37 | 0.65 | 17.03 | 108.42 | 5.0556 | 4458.8339 | 535.71 | -0.71036 | -0.2607
17253 | 11E25G12H10D07M01W03 | 25.37 | 65.37 | 0.65 | 12.25 | 103.64 | 5.0556 | 4458.8339 | 469.14 | -0.71036 | -0.20512
17254 | 11E25G12H10D07M01W04 | 25.37 | 65.37 | 0.65 | 8.91 | 100.3 | 5.0556 | 4458.8339 | 423.15 | -0.71036 | -0.16628
17255 | 11E25G12H10D07M02W02 | 25 | 63.49 | 0.65 | 17.03 | 106.17 | 5.0556 | 4270.1436 | 531.09 | -0.66117 | -0.23453
17256 | 11E25G12H11D05M01W02 | 24.85 | 59.63 | 0.65 | 17.03 | 102.16 | 4.5111 | 4155.2886 | 529.62 | -0.56018 | -0.18791
17257 | 11E25G12H11D05M01W03 | 24.85 | 59.63 | 0.65 | 12.25 | 97.38 | 4.5111 | 4155.2886 | 463.05 | -0.56018 | -0.13233
17258 | 11E25G12H11D06M01W02 | 22.77 | 53.73 | 0.65 | 17.03 | 94.18 | 4.0444 | 3782.01 | 505.26 | -0.40581 | -0.095116
17259 | 11E25G12H11D06M01W03 | 22.77 | 53.73 | 0.65 | 12.25 | 89.4 | 4.0444 | 3782.01 | 438.69 | -0.40581 | -0.039535
17260 | 11E25G12H11D07M01W02 | 25.37 | 61.25 | 0.65 | 17.03 | 104.3 | 4.6667 | 4257.8377 | 535.71 | -0.60256 | -0.21279
17261 | 11E25G12H11D07M01W03 | 25.37 | 61.25 | 0.65 | 12.25 | 99.52 | 4.6667 | 4257.8377 | 469.14 | -0.60256 | -0.15721
17262 | 11E25G12H11D07M01W04 | 25.37 | 61.25 | 0.65 | 8.91 | 96.18 | 4.6667 | 4257.8377 | 423.15 | -0.60256 | -0.11837
17263 | 11E25G12H11D07M02W02 | 25 | 59.44 | 0.65 | 17.03 | 102.12 | 4.6667 | 4075.3003 | 531.09 | -0.55521 | -0.18744
17264 | 11E25G12H12D05M01W02 | 21.6 | 49.71 | 0.65 | 17.03 | 88.99 | 3.8111 | 3441.547 | 495.18 | -0.30063 | -0.034767
17265 | 11E25G12H12D05M01W03 | 21.6 | 49.71 | 0.65 | 12.25 | 84.21 | 3.8111 | 3441.547 | 428.61 | -0.30063 | 0.020814
17266 | 11E25G12H12D07M01W02 | 22.05 | 51.06 | 0.65 | 17.03 | 90.79 | 3.8889 | 3523.5863 | 500.64 | -0.33595 | -0.055698
17267 | 11E25G12H12D07M01W03 | 22.05 | 51.06 | 0.65 | 12.25 | 86.01 | 3.8889 | 3523.5863 | 434.07 | -0.33595 | -0.00011628
17268 | 11E25G12H12D07M01W04 | 22.05 | 51.06 | 0.65 | 8.91 | 82.67 | 3.8889 | 3523.5863 | 388.08 | -0.33595 | 0.038721
17269 | 11E25G12H12D07M02W02 | 21.73 | 49.55 | 0.65 | 17.03 | 88.96 | 3.8889 | 3371.8137 | 496.44 | -0.29644 | -0.034419
17270 | 11E25G12H13D05M01W02 | 21.6 | 48.28 | 0.65 | 17.03 | 87.56 | 3.8111 | 3291.8254 | 495.18 | -0.26321 | -0.01814
17271 | 11E25G12H13D05M01W03 | 21.6 | 48.28 | 0.65 | 12.25 | 82.78 | 3.8111 | 3291.8254 | 428.61 | -0.26321 | 0.037442
17272 | 11E25G12H13D07M01W02 | 22.05 | 49.59 | 0.65 | 17.03 | 89.32 | 3.8889 | 3369.7627 | 500.64 | -0.29749 | -0.038605
17273 | 11E25G12H13D07M01W03 | 22.05 | 49.59 | 0.65 | 12.25 | 84.54 | 3.8889 | 3369.7627 | 434.07 | -0.29749 | 0.016977
17274 | 11E25G12H13D07M01W04 | 22.05 | 49.59 | 0.65 | 8.91 | 81.2 | 3.8889 | 3369.7627 | 388.08 | -0.29749 | 0.055814
17275 | 11E25G12H13D07M02W02 | 21.73 | 48.18 | 0.65 | 17.03 | 87.59 | 3.8889 | 3230.2959 | 496.44 | -0.2606 | -0.018488
17276 | 11E25G12H14D05M01W02 | 24.85 | 57.96 | 0.65 | 17.03 | 100.49 | 4.5111 | 3980.9552 | 529.62 | -0.51648 | -0.16849
17277 | 11E25G12H14D05M01W03 | 24.85 | 57.96 | 0.65 | 12.25 | 95.71 | 4.5111 | 3980.9552 | 463.05 | -0.51648 | -0.11291
17278 | 11E25G12H14D07M01W02 | 25.37 | 59.54 | 0.65 | 17.03 | 102.59 | 4.6667 | 4077.3513 | 535.71 | -0.55782 | -0.19291
17279 | 11E25G12H14D07M01W03 | 25.37 | 59.54 | 0.65 | 12.25 | 97.81 | 4.6667 | 4077.3513 | 469.14 | -0.55782 | -0.13733
17280 | 11E25G12H14D07M01W04 | 25.37 | 59.54 | 0.65 | 8.91 | 94.47 | 4.6667 | 4077.3513 | 423.15 | -0.55782 | -0.098488
17281 | 11E25G12H14D07M02W02 | 25 | 57.84 | 0.65 | 17.03 | 100.52 | 4.6667 | 3909.1708 | 531.09 | -0.51334 | -0.16884
17282 | 12E12G05H03D02M01W01 | 26.94 | 19.63 | 0.65 | 18.6 | 65.82 | 2.8 | 1538.2362 | 577.71 | 0 | 0 |  | 2.3357 | 1228.4425 | 482.5002 | 1.314 | 794.697 | 406.8998
17283 | 12E12G11H03D02M01W01 | 25.1 | 10.76 | 0.65 | 18.6 | 55.11 | 1.7111 | 1009.0829 | 555.87 | 0.45186 | 0.16272 | 1
17284 | 12E12G11H06D02M01W01 | 24.88 | 9.5 | 0.65 | 18.6 | 53.63 | 1.4778 | 842.9534 | 560.28 | 0.51605 | 0.1852 | 1
17285 | 12E12G11H07D02M01W01 | 24.53 | 11.55 | 0.65 | 18.6 | 55.33 | 1.7889 | 1048.0516 | 548.52 | 0.41161 | 0.15937 | 1
17286 | 12E12G11H07D04M01W01 | 28.03 | 13.61 | 0.65 | 18.6 | 60.89 | 2.1778 | 1199.8242 | 589.89 | 0.30667 | 0.074901
17287 | 12E12G11H07D04M01W02 | 28.03 | 13.61 | 0.65 | 17.24 | 59.53 | 2.1778 | 1199.8242 | 570.99 | 0.30667 | 0.095564
17288 | 12E12G11H07D05M01W01 | 23.92 | 11.17 | 0.65 | 18.6 | 54.34 | 1.7111 | 1021.3888 | 541.38 | 0.43097 | 0.17442 | 1
17289 | 12E12G11H07D05M01W02 | 23.92 | 11.17 | 0.65 | 17.24 | 52.98 | 1.7111 | 1021.3888 | 522.48 | 0.43097 | 0.19508 | 1
17290 | 12E12G11H07D05M01W03 | 23.92 | 11.17 | 0.65 | 12.46 | 48.2 | 1.7111 | 1021.3888 | 456.12 | 0.43097 | 0.2677 | 1
17291 | 12E12G11H07D06M01W01 | 21.52 | 9.78 | 0.65 | 18.6 | 50.55 | 1.4778 | 918.8397 | 512.61 | 0.50178 | 0.232 | 1
17292 | 12E12G11H07D06M01W02 | 21.52 | 9.78 | 0.65 | 17.24 | 49.19 | 1.4778 | 918.8397 | 493.71 | 0.50178 | 0.25266 | 1
17293 | 12E12G11H07D06M01W03 | 21.52 | 9.78 | 0.65 | 12.46 | 44.41 | 1.4778 | 918.8397 | 427.35 | 0.50178 | 0.32528 | 1
17294 | 12E12G11H07D07M01W01 | 24.53 | 11.55 | 0.65 | 18.6 | 55.33 | 1.7889 | 1048.0516 | 548.52 | 0.41161 | 0.15937 | 1
17295 | 12E12G11H07D07M01W02 | 24.53 | 11.55 | 0.65 | 17.24 | 53.97 | 1.7889 | 1048.0516 | 529.62 | 0.41161 | 0.18004 | 1
17296 | 12E12G11H07D07M01W03 | 24.53 | 11.55 | 0.65 | 12.46 | 49.19 | 1.7889 | 1048.0516 | 463.26 | 0.41161 | 0.25266 | 1
17297 | 12E12G11H07D07M01W04 | 24.53 | 11.55 | 0.65 | 9.05 | 45.78 | 1.7889 | 1048.0516 | 416.01 | 0.41161 | 0.30447 | 1
17298 | 12E12G11H07D07M02W02 | 24.56 | 10.31 | 0.65 | 17.24 | 52.76 | 1.6333 | 974.2162 | 529.62 | 0.47478 | 0.19842 | 1
17299 | 12E12G11H08D02M01W01 | 21.6 | 11.55 | 0.65 | 18.6 | 52.4 | 1.7889 | 1048.0516 | 510.51 | 0.41161 | 0.20389 | 1
17300 | 12E12G11H08D05M01W01 | 21.07 | 11.17 | 0.65 | 18.6 | 51.49 | 1.7111 | 1021.3888 | 504.42 | 0.43097 | 0.21771 | 1
17301 | 12E12G11H08D05M01W02 | 21.07 | 11.17 | 0.65 | 17.24 | 50.13 | 1.7111 | 1021.3888 | 485.52 | 0.43097 | 0.23838 | 1
17302 | 12E12G11H08D05M01W03 | 21.07 | 11.17 | 0.65 | 12.46 | 45.35 | 1.7111 | 1021.3888 | 419.16 | 0.43097 | 0.311 | 1
17303 | 12E12G11H08D06M01W01 | 18.95 | 9.78 | 0.65 | 18.6 | 47.98 | 1.4778 | 918.8397 | 479.43 | 0.50178 | 0.27104 | 1
17304 | 12E12G11H08D06M01W02 | 18.95 | 9.78 | 0.65 | 17.24 | 46.62 | 1.4778 | 918.8397 | 460.53 | 0.50178 | 0.2917 | 1
17305 | 12E12G11H08D06M01W03 | 18.95 | 9.78 | 0.65 | 12.46 | 41.84 | 1.4778 | 918.8397 | 394.17 | 0.50178 | 0.36433 | 2
17306 | 12E12G11H08D07M01W01 | 21.6 | 11.55 | 0.65 | 18.6 | 52.4 | 1.7889 | 1048.0516 | 510.51 | 0.41161 | 0.20389 | 1
17307 | 12E12G11H08D07M01W02 | 21.6 | 11.55 | 0.65 | 17.24 | 51.04 | 1.7889 | 1048.0516 | 491.61 | 0.41161 | 0.22455 | 1
17308 | 12E12G11H08D07M01W03 | 21.6 | 11.55 | 0.65 | 12.46 | 46.26 | 1.7889 | 1048.0516 | 425.25 | 0.41161 | 0.29717 | 1
17309 | 12E12G11H08D07M01W04 | 21.6 | 11.55 | 0.65 | 9.05 | 42.85 | 1.7889 | 1048.0516 | 378 | 0.41161 | 0.34898 | 1
17310 | 12E12G11H08D07M02W02 | 21.63 | 10.31 | 0.65 | 17.24 | 49.83 | 1.6333 | 974.2162 | 491.61 | 0.47478 | 0.24294 | 1
17311 | 12E12G11H09D02M01W01 | 20.79 | 11.55 | 0.65 | 18.6 | 51.59 | 1.7889 | 1048.0516 | 500.01 | 0.41161 | 0.2162 | 1
17312 | 12E12G11H09D05M01W01 | 20.28 | 11.17 | 0.65 | 18.6 | 50.7 | 1.7111 | 1021.3888 | 494.13 | 0.43097 | 0.22972 | 1
17313 | 12E12G11H09D05M01W02 | 20.28 | 11.17 | 0.65 | 17.24 | 49.34 | 1.7111 | 1021.3888 | 475.23 | 0.43097 | 0.25038 | 1
17314 | 12E12G11H09D05M01W03 | 20.28 | 11.17 | 0.65 | 12.46 | 44.56 | 1.7111 | 1021.3888 | 408.87 | 0.43097 | 0.323 | 1
17315 | 12E12G11H09D07M01W01 | 20.79 | 11.55 | 0.65 | 18.6 | 51.59 | 1.7889 | 1048.0516 | 500.01 | 0.41161 | 0.2162 | 1
17316 | 12E12G11H09D07M01W02 | 20.79 | 11.55 | 0.65 | 17.24 | 50.23 | 1.7889 | 1048.0516 | 481.11 | 0.41161 | 0.23686 | 1
17317 | 12E12G11H09D07M01W03 | 20.79 | 11.55 | 0.65 | 12.46 | 45.45 | 1.7889 | 1048.0516 | 414.75 | 0.41161 | 0.30948 | 1
17318 | 12E12G11H09D07M01W04 | 20.79 | 11.55 | 0.65 | 9.05 | 42.04 | 1.7889 | 1048.0516 | 367.5 | 0.41161 | 0.36129 | 2
17319 | 12E12G11H09D07M02W02 | 20.81 | 10.31 | 0.65 | 17.24 | 49.01 | 1.6333 | 974.2162 | 481.11 | 0.47478 | 0.25539 | 1
17320 | 12E12G11H10D02M01W01 | 24.53 | 9.96 | 0.65 | 18.6 | 53.74 | 1.5556 | 976.2672 | 548.52 | 0.49261 | 0.18353 | 1
17321 | 12E12G11H10D05M01W01 | 23.92 | 9.64 | 0.65 | 18.6 | 52.81 | 1.4778 | 951.6554 | 541.38 | 0.50891 | 0.19766 | 1
17322 | 12E12G11H10D05M01W02 | 23.92 | 9.64 | 0.65 | 17.24 | 51.45 | 1.4778 | 951.6554 | 522.48 | 0.50891 | 0.21832 | 1
17323 | 12E12G11H10D05M01W03 | 23.92 | 9.64 | 0.65 | 12.46 | 46.67 | 1.4778 | 951.6554 | 456.12 | 0.50891 | 0.29095 | 1
17324 | 12E12G11H10D07M01W01 | 24.53 | 9.96 | 0.65 | 18.6 | 53.74 | 1.5556 | 976.2672 | 548.52 | 0.49261 | 0.18353 | 1
17325 | 12E12G11H10D07M01W02 | 24.53 | 9.96 | 0.65 | 17.24 | 52.38 | 1.5556 | 976.2672 | 529.62 | 0.49261 | 0.20419 | 1
17326 | 12E12G11H10D07M01W03 | 24.53 | 9.96 | 0.65 | 12.46 | 47.6 | 1.5556 | 976.2672 | 463.26 | 0.49261 | 0.27682 | 1
17327 | 12E12G11H10D07M01W04 | 24.53 | 9.96 | 0.65 | 9.05 | 44.19 | 1.5556 | 976.2672 | 416.01 | 0.49261 | 0.32862 | 1
17328 | 12E12G11H10D07M02W02 | 24.56 | 8.88 | 0.65 | 17.24 | 51.33 | 1.4 | 912.6868 | 529.62 | 0.54763 | 0.22015 | 1
17329 | 12E12G11H11D02M01W01 | 24.53 | 9.3 | 0.65 | 18.6 | 53.08 | 1.4 | 949.6045 | 548.52 | 0.52624 | 0.19356 | 1
17330 | 12E12G11H11D05M01W01 | 23.92 | 9 | 0.65 | 18.6 | 52.17 | 1.3222 | 927.0437 | 541.38 | 0.54152 | 0.20738 | 1
17331 | 12E12G11H11D05M01W02 | 23.92 | 9 | 0.65 | 17.24 | 50.81 | 1.3222 | 927.0437 | 522.48 | 0.54152 | 0.22805 | 1
17332 | 12E12G11H11D05M01W03 | 23.92 | 9 | 0.65 | 12.46 | 46.03 | 1.3222 | 927.0437 | 456.12 | 0.54152 | 0.30067 | 1
17333 | 12E12G11H11D06M01W01 | 21.52 | 7.88 | 0.65 | 18.6 | 48.65 | 1.1667 | 834.7495 | 512.61 | 0.59857 | 0.26086 | 1
17334 | 12E12G11H11D06M01W02 | 21.52 | 7.88 | 0.65 | 17.24 | 47.29 | 1.1667 | 834.7495 | 493.71 | 0.59857 | 0.28153 | 1
17335 | 12E12G11H11D06M01W03 | 21.52 | 7.88 | 0.65 | 12.46 | 42.51 | 1.1667 | 834.7495 | 427.35 | 0.59857 | 0.35415 | 2
17336 | 12E12G11H11D07M01W01 | 24.53 | 9.3 | 0.65 | 18.6 | 53.08 | 1.4 | 949.6045 | 548.52 | 0.52624 | 0.19356 | 1
17337 | 12E12G11H11D07M01W02 | 24.53 | 9.3 | 0.65 | 17.24 | 51.72 | 1.4 | 949.6045 | 529.62 | 0.52624 | 0.21422 | 1
17338 | 12E12G11H11D07M01W03 | 24.53 | 9.3 | 0.65 | 12.46 | 46.94 | 1.4 | 949.6045 | 463.26 | 0.52624 | 0.28684 | 1
17339 | 12E12G11H11D07M01W04 | 24.53 | 9.3 | 0.65 | 9.05 | 43.53 | 1.4 | 949.6045 | 416.01 | 0.52624 | 0.33865 | 1
17340 | 12E12G11H11D07M02W02 | 24.56 | 8.27 | 0.65 | 17.24 | 50.72 | 1.2444 | 888.075 | 529.62 | 0.57871 | 0.22941 | 1
17341 | 12E12G11H12D02M01W01 | 21.32 | 7.74 | 0.65 | 18.6 | 48.31 | 1.1667 | 767.0671 | 514.29 | 0.60571 | 0.26603 | 1
17342 | 12E12G11H12D05M01W01 | 20.79 | 7.49 | 0.65 | 18.6 | 47.53 | 1.0889 | 748.6083 | 507.99 | 0.61844 | 0.27788 | 1
17343 | 12E12G11H12D05M01W02 | 20.79 | 7.49 | 0.65 | 17.24 | 46.17 | 1.0889 | 748.6083 | 489.09 | 0.61844 | 0.29854 | 1
17344 | 12E12G11H12D05M01W03 | 20.79 | 7.49 | 0.65 | 12.46 | 41.39 | 1.0889 | 748.6083 | 422.73 | 0.61844 | 0.37116 | 2
17345 | 12E12G11H12D07M01W01 | 21.32 | 7.74 | 0.65 | 18.6 | 48.31 | 1.1667 | 767.0671 | 514.29 | 0.60571 | 0.26603 | 1
17346 | 12E12G11H12D07M01W02 | 21.32 | 7.74 | 0.65 | 17.24 | 46.95 | 1.1667 | 767.0671 | 495.39 | 0.60571 | 0.28669 | 1
17347 | 12E12G11H12D07M01W03 | 21.32 | 7.74 | 0.65 | 12.46 | 42.17 | 1.1667 | 767.0671 | 429.03 | 0.60571 | 0.35931 | 2
17348 | 12E12G11H12D07M01W04 | 21.32 | 7.74 | 0.65 | 9.05 | 38.76 | 1.1667 | 767.0671 | 381.78 | 0.60571 | 0.41112 | 2
17349 | 12E12G11H12D07M02W02 | 21.34 | 6.89 | 0.65 | 17.24 | 46.12 | 1.0889 | 715.7926 | 495.39 | 0.64901 | 0.2993 | 1
17350 | 12E12G11H13D02M01W01 | 21.32 | 7.55 | 0.65 | 18.6 | 48.12 | 1.1667 | 748.6083 | 514.29 | 0.61538 | 0.26892 | 1
17351 | 12E12G11H13D05M01W01 | 20.79 | 7.3 | 0.65 | 18.6 | 47.34 | 1.0889 | 730.1494 | 507.99 | 0.62812 | 0.28077 | 1
17352 | 12E12G11H13D05M01W02 | 20.79 | 7.3 | 0.65 | 17.24 | 45.98 | 1.0889 | 730.1494 | 489.09 | 0.62812 | 0.30143 | 1
17353 | 12E12G11H13D05M01W03 | 20.79 | 7.3 | 0.65 | 12.46 | 41.2 | 1.0889 | 730.1494 | 422.73 | 0.62812 | 0.37405 | 2
17354 | 12E12G11H13D07M01W01 | 21.32 | 7.55 | 0.65 | 18.6 | 48.12 | 1.1667 | 748.6083 | 514.29 | 0.61538 | 0.26892 | 1
17355 | 12E12G11H13D07M01W02 | 21.32 | 7.55 | 0.65 | 17.24 | 46.76 | 1.1667 | 748.6083 | 495.39 | 0.61538 | 0.28958 | 1
17356 | 12E12G11H13D07M01W03 | 21.32 | 7.55 | 0.65 | 12.46 | 41.98 | 1.1667 | 748.6083 | 429.03 | 0.61538 | 0.3622 | 2
17357 | 12E12G11H13D07M01W04 | 21.32 | 7.55 | 0.65 | 9.05 | 38.57 | 1.1667 | 748.6083 | 381.78 | 0.61538 | 0.41401 | 2
17358 | 12E12G11H13D07M02W02 | 21.34 | 6.73 | 0.65 | 17.24 | 45.96 | 1.0889 | 701.4357 | 495.39 | 0.65716 | 0.30173 | 1
17359 | 12E12G11H14D02M01W01 | 24.53 | 9.08 | 0.65 | 18.6 | 52.86 | 1.4 | 929.0946 | 548.52 | 0.53744 | 0.1969 | 1
17360 | 12E12G11H14D05M01W01 | 23.92 | 8.78 | 0.65 | 18.6 | 51.95 | 1.3222 | 906.5338 | 541.38 | 0.55273 | 0.21073 | 1
17361 | 12E12G11H14D05M01W02 | 23.92 | 8.78 | 0.65 | 17.24 | 50.59 | 1.3222 | 906.5338 | 522.48 | 0.55273 | 0.23139 | 1
17362 | 12E12G11H14D05M01W03 | 23.92 | 8.78 | 0.65 | 12.46 | 45.81 | 1.3222 | 906.5338 | 456.12 | 0.55273 | 0.30401 | 1
17363 | 12E12G11H14D07M01W01 | 24.53 | 9.08 | 0.65 | 18.6 | 52.86 | 1.4 | 929.0946 | 548.52 | 0.53744 | 0.1969 | 1
17364 | 12E12G11H14D07M01W02 | 24.53 | 9.08 | 0.65 | 17.24 | 51.5 | 1.4 | 929.0946 | 529.62 | 0.53744 | 0.21756 | 1
17365 | 12E12G11H14D07M01W03 | 24.53 | 9.08 | 0.65 | 12.46 | 46.72 | 1.4 | 929.0946 | 463.26 | 0.53744 | 0.29019 | 1
17366 | 12E12G11H14D07M01W04 | 24.53 | 9.08 | 0.65 | 9.05 | 43.31 | 1.4 | 929.0946 | 416.01 | 0.53744 | 0.34199 | 1
17367 | 12E12G11H14D07M02W02 | 24.56 | 8.09 | 0.65 | 17.24 | 50.54 | 1.2444 | 869.6162 | 529.62 | 0.58788 | 0.23215 | 1
17368 | 12E17G10H07D04M01W02 | 28.56 | 31.32 | 0.65 | 17.24 | 77.77 | 4.5889 | 2192.4993 | 577.29 | -0.59552 | -0.18156
17369 | 12E17G10H07D05M01W02 | 24.41 | 25.2 | 0.65 | 17.24 | 67.5 | 3.6556 | 1817.1696 | 527.94 | -0.28375 | -0.025524
17370 | 12E17G10H07D05M01W03 | 24.41 | 25.2 | 0.65 | 12.46 | 62.72 | 3.6556 | 1817.1696 | 461.58 | -0.28375 | 0.047098
17371 | 12E17G10H07D06M01W02 | 22.01 | 21.68 | 0.65 | 17.24 | 61.58 | 3.1111 | 1601.8166 | 499.59 | -0.10443 | 0.064418
17372 | 12E17G10H07D06M01W03 | 22.01 | 21.68 | 0.65 | 12.46 | 56.8 | 3.1111 | 1601.8166 | 433.23 | -0.10443 | 0.13704
17373 | 12E17G10H07D07M01W02 | 25.02 | 26.19 | 0.65 | 17.24 | 69.1 | 3.8111 | 1878.6991 | 535.29 | -0.33418 | -0.049833
17374 | 12E17G10H07D07M01W03 | 25.02 | 26.19 | 0.65 | 12.46 | 64.32 | 3.8111 | 1878.6991 | 468.93 | -0.33418 | 0.022789
17375 | 12E17G10H07D07M01W04 | 25.02 | 26.19 | 0.65 | 9.05 | 60.91 | 3.8111 | 1878.6991 | 421.68 | -0.33418 | 0.074597
17376 | 12E17G10H07D07M02W02 | 24.92 | 23.58 | 0.65 | 17.24 | 66.39 | 3.5 | 1708.4676 | 533.82 | -0.20122 | -0.00866
17377 | 12E17G10H08D05M01W02 | 21.49 | 25.2 | 0.65 | 17.24 | 64.58 | 3.6556 | 1817.1696 | 490.35 | -0.28375 | 0.018839
17378 | 12E17G10H08D05M01W03 | 21.49 | 25.2 | 0.65 | 12.46 | 59.8 | 3.6556 | 1817.1696 | 423.99 | -0.28375 | 0.091462
17379 | 12E17G10H08D06M01W02 | 19.38 | 21.68 | 0.65 | 17.24 | 58.95 | 3.1111 | 1601.8166 | 465.57 | -0.10443 | 0.10438
17380 | 12E17G10H08D06M01W03 | 19.38 | 21.68 | 0.65 | 12.46 | 54.17 | 3.1111 | 1601.8166 | 399.21 | -0.10443 | 0.177
17381 | 12E17G10H08D07M01W02 | 22.03 | 26.19 | 0.65 | 17.24 | 66.11 | 3.8111 | 1878.6991 | 496.65 | -0.33418 | -0.004406
17382 | 12E17G10H08D07M01W03 | 22.03 | 26.19 | 0.65 | 12.46 | 61.33 | 3.8111 | 1878.6991 | 430.29 | -0.33418 | 0.068216
17383 | 12E17G10H08D07M01W04 | 22.03 | 26.19 | 0.65 | 9.05 | 57.92 | 3.8111 | 1878.6991 | 383.04 | -0.33418 | 0.12002
17384 | 12E17G10H08D07M02W02 | 21.95 | 23.58 | 0.65 | 17.24 | 63.42 | 3.5 | 1708.4676 | 495.39 | -0.20122 | 0.036463
17385 | 12E17G10H09D05M01W02 | 20.68 | 25.2 | 0.65 | 17.24 | 63.77 | 3.6556 | 1817.1696 | 479.85 | -0.28375 | 0.031146
17386 | 12E17G10H09D05M01W03 | 20.68 | 25.2 | 0.65 | 12.46 | 58.99 | 3.6556 | 1817.1696 | 413.49 | -0.28375 | 0.10377
17387 | 12E17G10H09D07M01W02 | 21.2 | 26.19 | 0.65 | 17.24 | 65.28 | 3.8111 | 1878.6991 | 485.73 | -0.33418 | 0.0082042
17388 | 12E17G10H09D07M01W03 | 21.2 | 26.19 | 0.65 | 12.46 | 60.5 | 3.8111 | 1878.6991 | 419.37 | -0.33418 | 0.080826
17389 | 12E17G10H09D07M01W04 | 21.2 | 26.19 | 0.65 | 9.05 | 57.09 | 3.8111 | 1878.6991 | 372.12 | -0.33418 | 0.13263
17390 | 12E17G10H09D07M02W02 | 21.12 | 23.58 | 0.65 | 17.24 | 62.59 | 3.5 | 1708.4676 | 484.68 | -0.20122 | 0.049073
17391 | 12E17G10H10D05M01W02 | 24.41 | 21.89 | 0.65 | 17.24 | 64.19 | 3.1111 | 1659.2441 | 527.94 | -0.11513 | 0.024765
17392 | 12E17G10H10D05M01W03 | 24.41 | 21.89 | 0.65 | 12.46 | 59.41 | 3.1111 | 1659.2441 | 461.58 | -0.11513 | 0.097387
17393 | 12E17G10H10D07M01W02 | 25.02 | 22.75 | 0.65 | 17.24 | 65.66 | 3.1889 | 1712.5696 | 535.29 | -0.15894 | 0.0024309
17394 | 12E17G10H10D07M01W03 | 25.02 | 22.75 | 0.65 | 12.46 | 60.88 | 3.1889 | 1712.5696 | 468.93 | -0.15894 | 0.075053
17395 | 12E17G10H10D07M01W04 | 25.02 | 22.75 | 0.65 | 9.05 | 57.47 | 3.1889 | 1712.5696 | 421.68 | -0.15894 | 0.12686
17396 | 12E17G10H10D07M02W02 | 24.92 | 20.43 | 0.65 | 17.24 | 63.24 | 2.9556 | 1560.797 | 533.82 | -0.040754 | 0.039198
17397 | 12E17G10H11D05M01W02 | 24.41 | 20.55 | 0.65 | 17.24 | 62.85 | 2.8778 | 1601.8166 | 527.94 | -0.046867 | 0.045123
17398 | 12E17G10H11D05M01W03 | 24.41 | 20.55 | 0.65 | 12.46 | 58.07 | 2.8778 | 1601.8166 | 461.58 | -0.046867 | 0.11775
17399 | 12E17G10H11D06M01W02 | 22.01 | 17.71 | 0.65 | 17.24 | 57.61 | 2.4111 | 1417.2282 | 499.59 | 0.097809 | 0.12473
17400 | 12E17G10H11D06M01W03 | 22.01 | 17.71 | 0.65 | 12.46 | 52.83 | 2.4111 | 1417.2282 | 433.23 | 0.097809 | 0.19736 | 1
17401 | 12E17G10H11D07M01W02 | 25.02 | 21.36 | 0.65 | 17.24 | 64.27 | 2.9556 | 1653.0911 | 535.29 | -0.08813 | 0.023549
17402 | 12E17G10H11D07M01W03 | 25.02 | 21.36 | 0.65 | 12.46 | 59.49 | 2.9556 | 1653.0911 | 468.93 | -0.08813 | 0.096171
17403 | 12E17G10H11D07M01W04 | 25.02 | 21.36 | 0.65 | 9.05 | 56.08 | 2.9556 | 1653.0911 | 421.68 | -0.08813 | 0.14798
17404 | 12E17G10H11D07M02W02 | 24.92 | 19.15 | 0.65 | 17.24 | 61.96 | 2.7222 | 1507.4714 | 533.82 | 0.024452 | 0.058645
17405 | 12E17G10H12D05M01W02 | 21.21 | 17.12 | 0.65 | 17.24 | 56.22 | 2.3333 | 1312.6282 | 494.13 | 0.12787 | 0.14585
17406 | 12E17G10H12D05M01W03 | 21.21 | 17.12 | 0.65 | 12.46 | 51.44 | 2.3333 | 1312.6282 | 427.77 | 0.12787 | 0.21847 | 1
17407 | 12E17G10H12D07M01W02 | 21.75 | 17.8 | 0.65 | 17.24 | 57.44 | 2.4889 | 1353.6478 | 500.43 | 0.093225 | 0.12732
17408 | 12E17G10H12D07M01W03 | 21.75 | 17.8 | 0.65 | 12.46 | 52.66 | 2.4889 | 1353.6478 | 434.07 | 0.093225 | 0.19994 | 1
17409 | 12E17G10H12D07M01W04 | 21.75 | 17.8 | 0.65 | 9.05 | 49.25 | 2.4889 | 1353.6478 | 386.82 | 0.093225 | 0.25175 | 1
17410 | 12E17G10H12D07M02W02 | 21.67 | 15.95 | 0.65 | 17.24 | 55.51 | 2.2556 | 1230.5889 | 499.17 | 0.18747 | 0.15664 | 1
17411 | 12E17G10H13D05M01W02 | 21.21 | 16.55 | 0.65 | 17.24 | 55.65 | 2.3333 | 1261.3536 | 494.13 | 0.1569 | 0.15451 | 1
17412 | 12E17G10H13D05M01W03 | 21.21 | 16.55 | 0.65 | 12.46 | 50.87 | 2.3333 | 1261.3536 | 427.77 | 0.1569 | 0.22713 | 1
17413 | 12E17G10H13D07M01W02 | 21.75 | 17.2 | 0.65 | 17.24 | 56.84 | 2.4889 | 1300.3223 | 500.43 | 0.12379 | 0.13643
17414 | 12E17G10H13D07M01W03 | 21.75 | 17.2 | 0.65 | 12.46 | 52.06 | 2.4889 | 1300.3223 | 434.07 | 0.12379 | 0.20905 | 1
17415 | 12E17G10H13D07M01W04 | 21.75 | 17.2 | 0.65 | 9.05 | 48.65 | 2.4889 | 1300.3223 | 386.82 | 0.12379 | 0.26086 | 1
17416 | 12E17G10H13D07M02W02 | 21.67 | 15.46 | 0.65 | 17.24 | 55.02 | 2.2556 | 1187.5183 | 499.17 | 0.21243 | 0.16408 | 1
17417 | 12E17G10H14D05M01W02 | 24.41 | 19.88 | 0.65 | 17.24 | 62.18 | 2.8 | 1542.3381 | 527.94 | -0.012736 | 0.055302
17418 | 12E17G10H14D05M01W03 | 24.41 | 19.88 | 0.65 | 12.46 | 57.4 | 2.8 | 1542.3381 | 461.58 | -0.012736 | 0.12792
17419 | 12E17G10H14D07M01W02 | 25.02 | 20.67 | 0.65 | 17.24 | 63.58 | 2.9556 | 1593.6127 | 535.29 | -0.05298 | 0.034032
17420 | 12E17G10H14D07M01W03 | 25.02 | 20.67 | 0.65 | 12.46 | 58.8 | 2.9556 | 1593.6127 | 468.93 | -0.05298 | 0.10665
17421 | 12E17G10H14D07M01W04 | 25.02 | 20.67 | 0.65 | 9.05 | 55.39 | 2.9556 | 1593.6127 | 421.68 | -0.05298 | 0.15846
17422 | 12E17G10H14D07M02W02 | 24.92 | 18.58 | 0.65 | 17.24 | 61.39 | 2.7222 | 1456.1969 | 533.82 | 0.05349 | 0.067305
17423 | 12E17G11H07D04M01W02 | 30.09 | 25.73 | 0.65 | 17.24 | 73.71 | 3.9667 | 1880.7501 | 595.56 | -0.31075 | -0.11987
17424 | 12E17G11H07D05M01W02 | 25.77 | 20.54 | 0.65 | 17.24 | 64.2 | 3.1889 | 1558.746 | 544.32 | -0.046358 | 0.024613
17425 | 12E17G11H07D05M01W03 | 25.77 | 20.54 | 0.65 | 12.46 | 59.42 | 3.1889 | 1558.746 | 477.96 | -0.046358 | 0.097235
17426 | 12E17G11H07D06M01W02 | 23.24 | 17.51 | 0.65 | 17.24 | 58.64 | 2.6444 | 1372.1067 | 514.5 | 0.108 | 0.10909
17427 | 12E17G11H07D06M01W03 | 23.24 | 17.51 | 0.65 | 12.46 | 53.86 | 2.6444 | 1372.1067 | 448.14 | 0.108 | 0.18171 | 1
17428 | 12E17G11H07D07M01W02 | 26.41 | 21.42 | 0.65 | 17.24 | 65.72 | 3.3444 | 1612.0715 | 551.88 | -0.091187 | 0.0015193
17429 | 12E17G11H07D07M01W03 | 26.41 | 21.42 | 0.65 | 12.46 | 60.94 | 3.3444 | 1612.0715 | 485.52 | -0.091187 | 0.074142
17430 | 12E17G11H07D07M01W04 | 26.41 | 21.42 | 0.65 | 9.05 | 57.53 | 3.3444 | 1612.0715 | 438.27 | -0.091187 | 0.12595
17431 | 12E17G11H07D07M02W02 | 26.37 | 19.19 | 0.65 | 17.24 | 63.45 | 3.1111 | 1474.6557 | 551.25 | 0.022415 | 0.036007
17432 | 12E17G11H08D05M01W02 | 22.7 | 20.54 | 0.65 | 17.24 | 61.13 | 3.1889 | 1558.746 | 504.63 | -0.046358 | 0.071255
17433 | 12E17G11H08D05M01W03 | 22.7 | 20.54 | 0.65 | 12.46 | 56.35 | 3.1889 | 1558.746 | 438.27 | -0.046358 | 0.14388
17434 | 12E17G11H08D06M01W02 | 20.47 | 17.51 | 0.65 | 17.24 | 55.87 | 2.6444 | 1372.1067 | 478.59 | 0.108 | 0.15117 | 1
17435 | 12E17G11H08D06M01W03 | 20.47 | 17.51 | 0.65 | 12.46 | 51.09 | 2.6444 | 1372.1067 | 412.23 | 0.108 | 0.22379 | 1
17436 | 12E17G11H08D07M01W02 | 23.26 | 21.42 | 0.65 | 17.24 | 62.57 | 3.3444 | 1612.0715 | 511.14 | -0.091187 | 0.049377
17437 | 12E17G11H08D07M01W03 | 23.26 | 21.42 | 0.65 | 12.46 | 57.79 | 3.3444 | 1612.0715 | 444.78 | -0.091187 | 0.122
17438 | 12E17G11H08D07M01W04 | 23.26 | 21.42 | 0.65 | 9.05 | 54.38 | 3.3444 | 1612.0715 | 397.53 | -0.091187 | 0.17381
17439 | 12E17G11H08D07M02W02 | 23.22 | 19.19 | 0.65 | 17.24 | 60.3 | 3.1111 | 1474.6557 | 510.51 | 0.022415 | 0.083865
17440 | 12E17G11H09D05M01W02 | 21.84 | 20.54 | 0.65 | 17.24 | 60.27 | 3.1889 | 1558.746 | 493.5 | -0.046358 | 0.084321
17441 | 12E17G11H09D05M01W03 | 21.84 | 20.54 | 0.65 | 12.46 | 55.49 | 3.1889 | 1558.746 | 427.14 | -0.046358 | 0.15694
17442 | 12E17G11H09D07M01W02 | 22.38 | 21.42 | 0.65 | 17.24 | 61.69 | 3.3444 | 1612.0715 | 499.8 | -0.091187 | 0.062747
17443 | 12E17G11H09D07M01W03 | 22.38 | 21.42 | 0.65 | 12.46 | 56.91 | 3.3444 | 1612.0715 | 433.44 | -0.091187 | 0.13537
17444 | 12E17G11H09D07M01W04 | 22.38 | 21.42 | 0.65 | 9.05 | 53.5 | 3.3444 | 1612.0715 | 386.19 | -0.091187 | 0.18718
17445 | 12E17G11H09D07M02W02 | 22.35 | 19.19 | 0.65 | 17.24 | 59.43 | 3.1111 | 1474.6557 | 499.17 | 0.022415 | 0.097083
17446 | 12E17G11H10D05M01W02 | 25.77 | 17.79 | 0.65 | 17.24 | 61.45 | 2.6444 | 1431.5851 | 544.32 | 0.093734 | 0.066393
17447 | 12E17G11H10D05M01W03 | 25.77 | 17.79 | 0.65 | 12.46 | 56.67 | 2.6444 | 1431.5851 | 477.96 | 0.093734 | 0.13902
17448 | 12E17G11H10D07M01W02 | 26.41 | 18.55 | 0.65 | 17.24 | 62.85 | 2.8 | 1478.7577 | 551.88 | 0.055018 | 0.045123
17449 | 12E17G11H10D07M01W03 | 26.41 | 18.55 | 0.65 | 12.46 | 58.07 | 2.8 | 1478.7577 | 485.52 | 0.055018 | 0.11775
17450 | 12E17G11H10D07M01W04 | 26.41 | 18.55 | 0.65 | 9.05 | 54.66 | 2.8 | 1478.7577 | 438.27 | 0.055018 | 0.16955 | 1
17451 | 12E17G11H10D07M02W02 | 26.37 | 16.58 | 0.65 | 17.24 | 60.84 | 2.6444 | 1355.6988 | 551.25 | 0.15537 | 0.075661
17452 | 12E17G11H11D05M01W02 | 25.77 | 16.67 | 0.65 | 17.24 | 60.33 | 2.4889 | 1382.3616 | 544.32 | 0.15079 | 0.083409
17453 | 12E17G11H11D05M01W03 | 25.77 | 16.67 | 0.65 | 12.46 | 55.55 | 2.4889 | 1382.3616 | 477.96 | 0.15079 | 0.15603 | 1
17454 | 12E17G11H11D06M01W02 | 23.24 | 14.22 | 0.65 | 17.24 | 55.35 | 2.1 | 1222.385 | 514.5 | 0.2756 | 0.15907 | 1
17455 | 12E17G11H11D06M01W03 | 23.24 | 14.22 | 0.65 | 12.46 | 50.57 | 2.1 | 1222.385 | 448.14 | 0.2756 | 0.23169 | 1
17456 | 12E17G11H11D07M01W02 | 26.41 | 17.38 | 0.65 | 17.24 | 61.68 | 2.5667 | 1429.5341 | 551.88 | 0.11462 | 0.062899
17457 | 12E17G11H11D07M01W03 | 26.41 | 17.38 | 0.65 | 12.46 | 56.9 | 2.5667 | 1429.5341 | 485.52 | 0.11462 | 0.13552
17458 | 12E17G11H11D07M01W04 | 26.41 | 17.38 | 0.65 | 9.05 | 53.49 | 2.5667 | 1429.5341 | 438.27 | 0.11462 | 0.18733 | 1
17459 | 12E17G11H11D07M02W02 | 26.37 | 15.5 | 0.65 | 17.24 | 59.76 | 2.4111 | 1310.5772 | 551.25 | 0.21039 | 0.092069
17460 | 12E17G11H12D05M01W02 | 22.41 | 13.89 | 0.65 | 17.24 | 54.19 | 2.0222 | 1128.0398 | 508.62 | 0.29241 | 0.17669 | 1
17461 | 12E17G11H12D05M01W03 | 22.41 | 13.89 | 0.65 | 12.46 | 49.41 | 2.0222 | 1128.0398 | 442.26 | 0.29241 | 0.24932 | 1
17462 | 12E17G11H12D07M01W02 | 22.96 | 14.48 | 0.65 | 17.24 | 55.33 | 2.1778 | 1162.9065 | 515.13 | 0.26235 | 0.15937 | 1
17463 | 12E17G11H12D07M01W03 | 22.96 | 14.48 | 0.65 | 12.46 | 50.55 | 2.1778 | 1162.9065 | 448.77 | 0.26235 | 0.232 | 1
17464 | 12E17G11H12D07M01W04 | 22.96 | 14.48 | 0.65 | 9.05 | 47.14 | 2.1778 | 1162.9065 | 401.52 | 0.26235 | 0.2838 | 1
17465 | 12E17G11H12D07M02W02 | 22.92 | 12.91 | 0.65 | 17.24 | 53.72 | 2.0222 | 1064.4594 | 514.5 | 0.34233 | 0.18383 | 1
17466 | 12E17G11H13D05M01W02 | 22.41 | 13.47 | 0.65 | 17.24 | 53.77 | 2.0222 | 1091.1222 | 508.62 | 0.31381 | 0.18308 | 1
17467 | 12E17G11H13D05M01W03 | 22.41 | 13.47 | 0.65 | 12.46 | 48.99 | 2.0222 | 1091.1222 | 442.26 | 0.31381 | 0.2557 | 1
17468 | 12E17G11H13D07M01W02 | 22.96 | 14.04 | 0.65 | 17.24 | 54.89 | 2.1 | 1123.9379 | 515.13 | 0.28477 | 0.16606 | 1
17469 | 12E17G11H13D07M01W03 | 22.96 | 14.04 | 0.65 | 12.46 | 50.11 | 2.1 | 1123.9379 | 448.77 | 0.28477 | 0.23868 | 1
17470 | 12E17G11H13D07M01W04 | 22.96 | 14.04 | 0.65 | 9.05 | 46.7 | 2.1 | 1123.9379 | 401.52 | 0.28477 | 0.29049 | 1
17471 | 12E17G11H13D07M02W02 | 22.92 | 12.57 | 0.65 | 17.24 | 53.38 | 2.0222 | 1033.6947 | 514.5 | 0.35965 | 0.189 | 1
17472 | 12E17G11H14D05M01W02 | 25.77 | 16.19 | 0.65 | 17.24 | 59.85 | 2.4889 | 1339.2909 | 544.32 | 0.17524 | 0.090702
17473 | 12E17G11H14D05M01W03 | 25.77 | 16.19 | 0.65 | 12.46 | 55.07 | 2.4889 | 1339.2909 | 477.96 | 0.17524 | 0.16332 | 1
17474 | 12E17G11H14D07M01W02 | 26.41 | 16.87 | 0.65 | 17.24 | 61.17 | 2.5667 | 1384.4125 | 551.88 | 0.1406 | 0.070647
17475 | 12E17G11H14D07M01W03 | 26.41 | 16.87 | 0.65 | 12.46 | 56.39 | 2.5667 | 1384.4125 | 485.52 | 0.1406 | 0.14327
17476 | 12E17G11H14D07M01W04 | 26.41 | 16.87 | 0.65 | 9.05 | 52.98 | 2.5667 | 1384.4125 | 438.27 | 0.1406 | 0.19508 | 1
17477 | 12E17G11H14D07M02W02 | 26.37 | 15.1 | 0.65 | 17.24 | 59.36 | 2.4111 | 1273.6595 | 551.25 | 0.23077 | 0.098146
17478 | 12E17G12H07D04M01W02 | 25.79 | 58.56 | 0.65 | 17.24 | 102.24 | 6.5333 | 3968.6493 | 544.11 | -1.9832 | -0.55333
17479 | 12E17G12H07D05M01W02 | 21.96 | 47.58 | 0.65 | 17.24 | 87.43 | 5.2889 | 3281.5705 | 498.54 | -1.4238 | -0.32832
17480 | 12E17G12H07D05M01W03 | 21.96 | 47.58 | 0.65 | 12.46 | 82.65 | 5.2889 | 3281.5705 | 432.18 | -1.4238 | -0.2557
17481 | 12E17G12H07D06M01W02 | 19.89 | 42.42 | 0.65 | 17.24 | 80.2 | 4.7444 | 2957.5154 | 474.18 | -1.161 | -0.21847
17482 | 12E17G12H07D06M01W03 | 19.89 | 42.42 | 0.65 | 12.46 | 75.42 | 4.7444 | 2957.5154 | 407.82 | -1.161 | -0.14585
17483 | 12E17G12H07D07M01W02 | 22.48 | 49.02 | 0.65 | 17.24 | 89.39 | 5.4444 | 3371.8137 | 504.63 | -1.4972 | -0.3581
17484 | 12E17G12H07D07M01W03 | 22.48 | 49.02 | 0.65 | 12.46 | 84.61 | 5.4444 | 3371.8137 | 438.27 | -1.4972 | -0.28548
17485 | 12E17G12H07D07M01W04 | 22.48 | 49.02 | 0.65 | 9.05 | 81.2 | 5.4444 | 3371.8137 | 391.02 | -1.4972 | -0.23367
17486 | 12E17G12H07D07M02W02 | 22.13 | 45.81 | 0.65 | 17.24 | 85.83 | 5.3667 | 3119.5429 | 500.22 | -1.3337 | -0.30401
17487 | 12E17G12H08D05M01W02 | 19.33 | 47.58 | 0.65 | 17.24 | 84.8 | 5.2889 | 3281.5705 | 464.52 | -1.4238 | -0.28836
17488 | 12E17G12H08D05M01W03 | 19.33 | 47.58 | 0.65 | 12.46 | 80.02 | 5.2889 | 3281.5705 | 398.16 | -1.4238 | -0.21574
17489 | 12E17G12H08D06M01W02 | 17.51 | 42.42 | 0.65 | 17.24 | 77.82 | 4.7444 | 2957.5154 | 443.52 | -1.161 | -0.18232
17490 | 12E17G12H08D06M01W03 | 17.51 | 42.42 | 0.65 | 12.46 | 73.04 | 4.7444 | 2957.5154 | 377.16 | -1.161 | -0.10969
17491 | 12E17G12H08D07M01W02 | 19.79 | 49.02 | 0.65 | 17.24 | 86.7 | 5.4444 | 3371.8137 | 469.98 | -1.4972 | -0.31723
17492 | 12E17G12H08D07M01W03 | 19.79 | 49.02 | 0.65 | 12.46 | 81.92 | 5.4444 | 3371.8137 | 403.62 | -1.4972 | -0.24461
17493 | 12E17G12H08D07M01W04 | 19.79 | 49.02 | 0.65 | 9.05 | 78.51 | 5.4444 | 3371.8137 | 356.37 | -1.4972 | -0.1928
17494 | 12E17G12H08D07M02W02 | 19.48 | 45.81 | 0.65 | 17.24 | 83.18 | 5.3667 | 3119.5429 | 466.2 | -1.3337 | -0.26375
17495 | 12E17G12H09D05M01W02 | 18.6 | 47.58 | 0.65 | 17.24 | 84.07 | 5.2889 | 3281.5705 | 455.28 | -1.4238 | -0.27727
17496 | 12E17G12H09D05M01W03 | 18.6 | 47.58 | 0.65 | 12.46 | 79.29 | 5.2889 | 3281.5705 | 388.92 | -1.4238 | -0.20465
17497 | 12E17G12H09D07M01W02 | 19.04 | 49.02 | 0.65 | 17.24 | 85.95 | 5.4444 | 3371.8137 | 460.32 | -1.4972 | -0.30583
17498 | 12E17G12H09D07M01W03 | 19.04 | 49.02 | 0.65 | 12.46 | 81.17 | 5.4444 | 3371.8137 | 393.96 | -1.4972 | -0.23321
17499 | 12E17G12H09D07M01W04 | 19.04 | 49.02 | 0.65 | 9.05 | 77.76 | 5.4444 | 3371.8137 | 346.71 | -1.4972 | -0.1814
17500 | 12E17G12H09D07M02W02 | 18.75 | 45.81 | 0.65 | 17.24 | 82.45 | 5.3667 | 3119.5429 | 456.75 | -1.3337 | -0.25266
17501 | 12E17G12H10D05M01W02 | 21.96 | 41.65 | 0.65 | 17.24 | 81.5 | 4.5111 | 2967.7703 | 498.54 | -1.1218 | -0.23823
17502 | 12E17G12H10D05M01W03 | 21.96 | 41.65 | 0.65 | 12.46 | 76.72 | 4.5111 | 2967.7703 | 432.18 | -1.1218 | -0.1656
17503 | 12E17G12H10D07M01W02 | 22.48 | 42.91 | 0.65 | 17.24 | 83.28 | 4.6667 | 3047.7586 | 504.63 | -1.1859 | -0.26527
17504 | 12E17G12H10D07M01W03 | 22.48 | 42.91 | 0.65 | 12.46 | 78.5 | 4.6667 | 3047.7586 | 438.27 | -1.1859 | -0.19265
17505 | 12E17G12H10D07M01W04 | 22.48 | 42.91 | 0.65 | 9.05 | 75.09 | 4.6667 | 3047.7586 | 391.02 | -1.1859 | -0.14084
17506 | 12E17G12H10D07M02W02 | 22.13 | 40.04 | 0.65 | 17.24 | 80.06 | 4.5889 | 2820.0996 | 500.22 | -1.0397 | -0.21635
17507 | 12E17G12H11D05M01W02 | 21.96 | 39.37 | 0.65 | 17.24 | 79.22 | 4.2 | 2863.1702 | 498.54 | -1.0056 | -0.20359
17508 | 12E17G12H11D05M01W03 | 21.96 | 39.37 | 0.65 | 12.46 | 74.44 | 4.2 | 2863.1702 | 432.18 | -1.0056 | -0.13096
17509 | 12E17G12H11D06M01W02 | 19.89 | 35.13 | 0.65 | 17.24 | 72.91 | 3.7333 | 2584.2367 | 474.18 | -0.78961 | -0.10772
17510 | 12E17G12H11D06M01W03 | 19.89 | 35.13 | 0.65 | 12.46 | 68.13 | 3.7333 | 2584.2367 | 407.82 | -0.78961 | -0.035096
17511 | 12E17G12H11D07M01W02 | 22.48 | 40.55 | 0.65 | 17.24 | 80.92 | 4.2778 | 2939.0565 | 504.63 | -1.0657 | -0.22941
17512 | 12E17G12H11D07M01W03 | 22.48 | 40.55 | 0.65 | 12.46 | 76.14 | 4.2778 | 2939.0565 | 438.27 | -1.0657 | -0.15679
17513 | 12E17G12H11D07M01W04 | 22.48 | 40.55 | 0.65 | 9.05 | 72.73 | 4.2778 | 2939.0565 | 391.02 | -1.0657 | -0.10498
17514 | 12E17G12H11D07M02W02 | 22.13 | 37.79 | 0.65 | 17.24 | 77.81 | 4.2 | 2717.5505 | 500.22 | -0.92511 | -0.18216
17515 | 12E17G12H12D05M01W02 | 19.08 | 32.82 | 0.65 | 17.24 | 69.79 | 3.5 | 2366.8327 | 468.09 | -0.67193 | -0.060316
17516 | 12E17G12H12D05M01W03 | 19.08 | 32.82 | 0.65 | 12.46 | 65.01 | 3.5 | 2366.8327 | 401.73 | -0.67193 | 0.012306
17517 | 12E17G12H12D07M01W02 | 19.54 | 33.8 | 0.65 | 17.24 | 71.23 | 3.5778 | 2430.4131 | 473.55 | -0.72185 | -0.082194
17518 | 12E17G12H12D07M01W03 | 19.54 | 33.8 | 0.65 | 12.46 | 66.45 | 3.5778 | 2430.4131 | 407.19 | -0.72185 | -0.0095716
17519 | 12E17G12H12D07M01W04 | 19.54 | 33.8 | 0.65 | 9.05 | 63.04 | 3.5778 | 2430.4131 | 359.94 | -0.72185 | 0.042236
17520 | 12E17G12H12D07M02W02 | 19.24 | 31.5 | 0.65 | 17.24 | 68.63 | 3.5 | 2245.8248 | 469.56 | -0.60469 | -0.042692
17521 | 12E17G12H13D05M01W02 | 19.08 | 31.41 | 0.65 | 17.24 | 68.38 | 3.4222 | 2235.5699 | 468.09 | -0.6001 | -0.038894
17522 | 12E17G12H13D05M01W03 | 19.08 | 31.41 | 0.65 | 12.46 | 63.6 | 3.4222 | 2235.5699 | 401.73 | -0.6001 | 0.033728
17523 | 12E17G12H13D07M01W02 | 19.54 | 32.36 | 0.65 | 17.24 | 69.79 | 3.5778 | 2297.0993 | 473.55 | -0.6485 | -0.060316
17524 | 12E17G12H13D07M01W03 | 19.54 | 32.36 | 0.65 | 12.46 | 65.01 | 3.5778 | 2297.0993 | 407.19 | -0.6485 | 0.012306
17525 | 12E17G12H13D07M01W04 | 19.54 | 32.36 | 0.65 | 9.05 | 61.6 | 3.5778 | 2297.0993 | 359.94 | -0.6485 | 0.064114
17526 | 12E17G12H13D07M02W02 | 19.24 | 30.21 | 0.65 | 17.24 | 67.34 | 3.5 | 2128.9188 | 469.56 | -0.53897 | -0.023093
17527 | 12E17G12H14D05M01W02 | 21.96 | 37.73 | 0.65 | 17.24 | 77.58 | 4.1222 | 2711.3976 | 498.54 | -0.92206 | -0.17867
17528 | 12E17G12H14D05M01W03 | 21.96 | 37.73 | 0.65 | 12.46 | 72.8 | 4.1222 | 2711.3976 | 432.18 | -0.92206 | -0.10605
17529 | 12E17G12H14D07M01W02 | 22.48 | 38.87 | 0.65 | 17.24 | 79.24 | 4.2778 | 2785.2329 | 504.63 | -0.98013 | -0.20389
17530 | 12E17G12H14D07M01W03 | 22.48 | 38.87 | 0.65 | 12.46 | 74.46 | 4.2778 | 2785.2329 | 438.27 | -0.98013 | -0.13127
17531 | 12E17G12H14D07M01W04 | 22.48 | 38.87 | 0.65 | 9.05 | 71.05 | 4.2778 | 2785.2329 | 391.02 | -0.98013 | -0.079459
17532 | 12E17G12H14D07M02W02 | 22.13 | 36.29 | 0.65 | 17.24 | 76.31 | 4.2 | 2580.1348 | 500.22 | -0.8487 | -0.15937
17533 | 12E18G10H07D04M01W02 | 25.07 | 26.63 | 0.65 | 17.24 | 69.59 | 4.0444 | 1870.4952 | 535.5 | -0.3566 | -0.057277
17534 | 12E18G10H07D05M01W02 | 21.28 | 21.25 | 0.65 | 17.24 | 60.42 | 3.1889 | 1544.3891 | 490.56 | -0.082527 | 0.082042
17535 | 12E18G10H07D05M01W03 | 21.28 | 21.25 | 0.65 | 12.46 | 55.64 | 3.1889 | 1544.3891 | 424.2 | -0.082527 | 0.15466
17536 | 12E18G10H07D06M01W02 | 19.01 | 18.17 | 0.65 | 17.24 | 55.07 | 2.7222 | 1355.6988 | 463.89 | 0.074376 | 0.16332 | 1
17537 | 12E18G10H07D06M01W03 | 19.01 | 18.17 | 0.65 | 12.46 | 50.29 | 2.7222 | 1355.6988 | 397.53 | 0.074376 | 0.23595 | 1
17538 | 12E18G10H07D07M01W02 | 21.86 | 22.13 | 0.65 | 17.24 | 61.88 | 3.3444 | 1595.6636 | 497.49 | -0.12736 | 0.05986
17539 | 12E18G10H07D07M01W03 | 21.86 | 22.13 | 0.65 | 12.46 | 57.1 | 3.3444 | 1595.6636 | 431.13 | -0.12736 | 0.13248
17540 | 12E18G10H07D07M01W04 | 21.86 | 22.13 | 0.65 | 9.05 | 53.69 | 3.3444 | 1595.6636 | 383.88 | -0.12736 | 0.18429
17541 | 12E18G10H07D07M02W02 | 21.79 | 19.87 | 0.65 | 17.24 | 59.55 | 3.1111 | 1458.2479 | 496.65 | -0.012226 | 0.09526
17542 | 12E18G10H08D05M01W02 | 18.74 | 21.25 | 0.65 | 17.24 | 57.88 | 3.1889 | 1544.3891 | 457.8 | -0.082527 | 0.12063
17543 | 12E18G10H08D05M01W03 | 18.74 | 21.25 | 0.65 | 12.46 | 53.1 | 3.1889 | 1544.3891 | 391.44 | -0.082527 | 0.19325
17544 | 12E18G10H08D06M01W02 | 16.74 | 18.17 | 0.65 | 17.24 | 52.8 | 2.7222 | 1355.6988 | 434.49 | 0.074376 | 0.19781 | 1
17545 | 12E18G10H08D06M01W03 | 16.74 | 18.17 | 0.65 | 12.46 | 48.02 | 2.7222 | 1355.6988 | 368.13 | 0.074376 | 0.27043 | 1
17546 | 12E18G10H08D07M01W02 | 19.25 | 22.13 | 0.65 | 17.24 | 59.27 | 3.3444 | 1595.6636 | 463.68 | -0.12736 | 0.099514
17547 | 12E18G10H08D07M01W03 | 19.25 | 22.13 | 0.65 | 12.46 | 54.49 | 3.3444 | 1595.6636 | 397.32 | -0.12736 | 0.17214
17548 | 12E18G10H08D07M01W04 | 19.25 | 22.13 | 0.65 | 9.05 | 51.08 | 3.3444 | 1595.6636 | 350.07 | -0.12736 | 0.22394
17549 | 12E18G10H08D07M02W02 | 19.19 | 19.87 | 0.65 | 17.24 | 56.95 | 3.1111 | 1458.2479 | 463.05 | -0.012226 | 0.13476
17550 | 12E18G10H09D05M01W02 | 18.03 | 21.25 | 0.65 | 17.24 | 57.17 | 3.1889 | 1544.3891 | 448.77 | -0.082527 | 0.13142
17551 | 12E18G10H09D05M01W03 | 18.03 | 21.25 | 0.65 | 12.46 | 52.39 | 3.1889 | 1544.3891 | 382.41 | -0.082527 | 0.20404
17552 | 12E18G10H09D07M01W02 | 18.52 | 22.13 | 0.65 | 17.24 | 58.54 | 3.3444 | 1595.6636 | 454.44 | -0.12736 | 0.1106
17553 | 12E18G10H09D07M01W03 | 18.52 | 22.13 | 0.65 | 12.46 | 53.76 | 3.3444 | 1595.6636 | 388.08 | -0.12736 | 0.18323
17554 | 12E18G10H09D07M01W04 | 18.52 | 22.13 | 0.65 | 9.05 | 50.35 | 3.3444 | 1595.6636 | 340.83 | -0.12736 | 0.23503
17555 | 12E18G10H09D07M02W02 | 18.47 | 19.87 | 0.65 | 17.24 | 56.23 | 3.1111 | 1458.2479 | 453.6 | -0.012226 | 0.1457
17556 | 12E18G10H10D05M01W02 | 21.28 | 18.43 | 0.65 | 17.24 | 57.6 | 2.7222 | 1411.0753 | 490.56 | 0.061131 | 0.12489
17557 | 12E18G10H10D05M01W03 | 21.28 | 18.43 | 0.65 | 12.46 | 52.82 | 2.7222 | 1411.0753 | 424.2 | 0.061131 | 0.19751 | 1
17558 | 12E18G10H10D07M01W02 | 21.86 | 19.19 | 0.65 | 17.24 | 58.94 | 2.8 | 1458.2479 | 497.49 | 0.022415 | 0.10453
17559 | 12E18G10H10D07M01W03 | 21.86 | 19.19 | 0.65 | 12.46 | 54.16 | 2.8 | 1458.2479 | 431.13 | 0.022415 | 0.17715 | 1
17560 | 12E18G10H10D07M01W04 | 21.86 | 19.19 | 0.65 | 9.05 | 50.75 | 2.8 | 1458.2479 | 383.88 | 0.022415 | 0.22896 | 1
17561 | 12E18G10H10D07M02W02 | 21.79 | 17.19 | 0.65 | 17.24 | 56.87 | 2.6444 | 1333.138 | 496.65 | 0.1243 | 0.13598
17562 | 12E18G10H11D05M01W02 | 21.28 | 17.28 | 0.65 | 17.24 | 56.45 | 2.4889 | 1361.8517 | 490.56 | 0.11971 | 0.14236
17563 | 12E18G10H11D05M01W03 | 21.28 | 17.28 | 0.65 | 12.46 | 51.67 | 2.4889 | 1361.8517 | 424.2 | 0.11971 | 0.21498 | 1
17564 | 12E18G10H11D06M01W02 | 19.01 | 14.8 | 0.65 | 17.24 | 51.7 | 2.1 | 1199.8242 | 463.89 | 0.24605 | 0.21452 | 1
17565 | 12E18G10H11D06M01W03 | 19.01 | 14.8 | 0.65 | 12.46 | 46.92 | 2.1 | 1199.8242 | 397.53 | 0.24605 | 0.28715 | 1
17566 | 12E18G10H11D07M01W02 | 21.86 | 18 | 0.65 | 17.24 | 57.75 | 2.5667 | 1406.9733 | 497.49 | 0.083036 | 0.12261
17567 | 12E18G10H11D07M01W03 | 21.86 | 18 | 0.65 | 12.46 | 52.97 | 2.5667 | 1406.9733 | 431.13 | 0.083036 | 0.19523 | 1
17568 | 12E18G10H11D07M01W04 | 21.86 | 18 | 0.65 | 9.05 | 49.56 | 2.5667 | 1406.9733 | 383.88 | 0.083036 | 0.24704 | 1
17569 | 12E18G10H11D07M02W02 | 21.79 | 16.09 | 0.65 | 17.24 | 55.77 | 2.4111 | 1288.0164 | 496.65 | 0.18034 | 0.15269 | 1
17570 | 12E18G10H12D05M01W02 | 18.49 | 14.4 | 0.65 | 17.24 | 50.78 | 2.0222 | 1117.7849 | 461.16 | 0.26643 | 0.2285 | 1
17571 | 12E18G10H12D05M01W03 | 18.49 | 14.4 | 0.65 | 12.46 | 46 | 2.0222 | 1117.7849 | 394.8 | 0.26643 | 0.30112 | 1
17572 | 12E18G10H12D07M01W02 | 19 | 15 | 0.65 | 17.24 | 51.89 | 2.1778 | 1154.7026 | 467.04 | 0.23586 | 0.21164 | 1
17573 | 12E18G10H12D07M01W03 | 19 | 15 | 0.65 | 12.46 | 47.11 | 2.1778 | 1154.7026 | 400.68 | 0.23586 | 0.28426 | 1
17574 | 12E18G10H12D07M01W04 | 19 | 15 | 0.65 | 9.05 | 43.7 | 2.1778 | 1154.7026 | 353.43 | 0.23586 | 0.33607 | 1
17575 | 12E18G10H12D07M02W02 | 18.94 | 13.4 | 0.65 | 17.24 | 50.23 | 2.0222 | 1052.1535 | 466.41 | 0.31737 | 0.23686 | 1
17576 | 12E18G10H13D05M01W02 | 18.49 | 13.94 | 0.65 | 17.24 | 50.32 | 2.0222 | 1076.7653 | 461.16 | 0.28986 | 0.23549 | 1
17577 | 12E18G10H13D05M01W03 | 18.49 | 13.94 | 0.65 | 12.46 | 45.54 | 2.0222 | 1076.7653 | 394.8 | 0.28986 | 0.30811 | 1
17578 | 12E18G10H13D07M01W02 | 19 | 14.52 | 0.65 | 17.24 | 51.41 | 2.1778 | 1111.632 | 467.04 | 0.26032 | 0.21893 | 1
17579 | 12E18G10H13D07M01W03 | 19 | 14.52 | 0.65 | 12.46 | 46.63 | 2.1778 | 1111.632 | 400.68 | 0.26032 | 0.29155 | 1
17580 | 12E18G10H13D07M01W04 | 19 | 14.52 | 0.65 | 9.05 | 43.22 | 2.1778 | 1111.632 | 353.43 | 0.26032 | 0.34336 | 1
17581 | 12E18G10H13D07M02W02 | 18.94 | 13.02 | 0.65 | 17.24 | 49.85 | 2.0222 | 1017.2868 | 466.41 | 0.33673 | 0.24263 | 1
17582 | 12E18G10H14D05M01W02 | 21.28 | 16.75 | 0.65 | 17.24 | 55.92 | 2.4889 | 1314.6792 | 490.56 | 0.14671 | 0.15041 | 1
17583 | 12E18G10H14D05M01W03 | 21.28 | 16.75 | 0.65 | 12.46 | 51.14 | 2.4889 | 1314.6792 | 424.2 | 0.14671 | 0.22303 | 1
17584 | 12E18G10H14D07M01W02 | 21.86 | 17.45 | 0.65 | 17.24 | 57.2 | 2.5667 | 1357.7498 | 497.49 | 0.11105 | 0.13096
17585 | 12E18G10H14D07M01W03 | 21.86 | 17.45 | 0.65 | 12.46 | 52.42 | 2.5667 | 1357.7498 | 431.13 | 0.11105 | 0.20359 | 1
17586 | 12E18G10H14D07M01W04 | 21.86 | 17.45 | 0.65 | 9.05 | 49.01 | 2.5667 | 1357.7498 | 383.88 | 0.11105 | 0.25539 | 1
17587 | 12E18G10H14D07M02W02 | 21.79 | 15.64 | 0.65 | 17.24 | 55.32 | 2.4111 | 1246.9968 | 496.65 | 0.20326 | 0.15953 | 1
17588 | 12E18G11H07D04M01W02 | 26.61 | 21.21 | 0.65 | 17.24 | 65.71 | 3.4222 | 1577.2048 | 554.19 | -0.080489 | 0.0016712
17589 | 12E18G11H07D05M01W02 | 22.66 | 16.84 | 0.65 | 17.24 | 57.39 | 2.7222 | 1304.4243 | 507.36 | 0.14213 | 0.12808
17590 | 12E18G11H07D05M01W03 | 22.66 | 16.84 | 0.65 | 12.46 | 52.61 | 2.7222 | 1304.4243 | 441 | 0.14213 | 0.2007 | 1
17591 | 12E18G11H07D06M01W02 | 20.27 | 14.25 | 0.65 | 17.24 | 52.41 | 2.2556 | 1144.4477 | 478.8 | 0.27407 | 0.20374 | 1
17592 | 12E18G11H07D06M01W03 | 20.27 | 14.25 | 0.65 | 12.46 | 47.63 | 2.2556 | 1144.4477 | 412.44 | 0.27407 | 0.27636 | 1
17593 | 12E18G11H07D07M01W02 | 23.28 | 17.58 | 0.65 | 17.24 | 58.75 | 2.8 | 1351.5968 | 514.5 | 0.10443 | 0.10741
17594 | 12E18G11H07D07M01W03 | 23.28 | 17.58 | 0.65 | 12.46 | 53.97 | 2.8 | 1351.5968 | 448.14 | 0.10443 | 0.18004 | 1
17595 | 12E18G11H07D07M01W04 | 23.28 | 17.58 | 0.65 | 9.05 | 50.56 | 2.8 | 1351.5968 | 400.89 | 0.10443 | 0.23184 | 1
17596 | 12E18G11H07D07M02W02 | 23.26 | 15.7 | 0.65 | 17.24 | 56.85 | 2.6444 | 1240.8438 | 514.08 | 0.2002 | 0.13628
17597 | 12E18G11H08D05M01W02 | 19.96 | 16.84 | 0.65 | 17.24 | 54.69 | 2.7222 | 1304.4243 | 472.29 | 0.14213 | 0.1691 | 1
17598 | 12E18G11H08D05M01W03 | 19.96 | 16.84 | 0.65 | 12.46 | 49.91 | 2.7222 | 1304.4243 | 405.93 | 0.14213 | 0.24172 | 1
17599 | 12E18G11H08D06M01W02 | 17.85 | 14.25 | 0.65 | 17.24 | 49.99 | 2.2556 | 1144.4477 | 447.51 | 0.27407 | 0.2405 | 1
17600 | 12E18G11H08D06M01W03 | 17.85 | 14.25 | 0.65 | 12.46 | 45.21 | 2.2556 | 1144.4477 | 381.15 | 0.27407 | 0.31313 | 1
17601 | 12E18G11H08D07M01W02 | 20.5 | 17.58 | 0.65 | 17.24 | 55.97 | 2.8 | 1351.5968 | 478.59 | 0.10443 | 0.14965
17602 | 12E18G11H08D07M01W03 | 20.5 | 17.58 | 0.65 | 12.46 | 51.19 | 2.8 | 1351.5968 | 412.23 | 0.10443 | 0.22227 | 1
17603 | 12E18G11H08D07M01W04 | 20.5 | 17.58 | 0.65 | 9.05 | 47.78 | 2.8 | 1351.5968 | 364.98 | 0.10443 | 0.27408 | 1
17604 | 12E18G11H08D07M02W02 | 20.48 | 15.7 | 0.65 | 17.24 | 54.07 | 2.6444 | 1240.8438 | 478.17 | 0.2002 | 0.17852 | 1
17605 | 12E18G11H09D05M01W02 | 19.21 | 16.84 | 0.65 | 17.24 | 53.94 | 2.7222 | 1304.4243 | 462.63 | 0.14213 | 0.18049 | 1
17606 | 12E18G11H09D05M01W03 | 19.21 | 16.84 | 0.65 | 12.46 | 49.16 | 2.7222 | 1304.4243 | 396.27 | 0.14213 | 0.25311 | 1
17607 | 12E18G11H09D07M01W02 | 19.72 | 17.58 | 0.65 | 17.24 | 55.19 | 2.8 | 1351.5968 | 468.72 | 0.10443 | 0.1615 | 1
17608 | 12E18G11H09D07M01W03 | 19.72 | 17.58 | 0.65 | 12.46 | 50.41 | 2.8 | 1351.5968 | 402.36 | 0.10443 | 0.23412 | 1
17609 | 12E18G11H09D07M01W04 | 19.72 | 17.58 | 0.65 | 9.05 | 47 | 2.8 | 1351.5968 | 355.11 | 0.10443 | 0.28593 | 1
17610 | 12E18G11H09D07M02W02 | 19.71 | 15.7 | 0.65 | 17.24 | 53.3 | 2.6444 | 1240.8438 | 468.3 | 0.2002 | 0.19022 | 1
17611 | 12E18G11H10D05M01W02 | 22.66 | 14.56 | 0.65 | 17.24 | 55.11 | 2.2556 | 1199.8242 | 507.36 | 0.25828 | 0.16272 | 1
17612 | 12E18G11H10D05M01W03 | 22.66 | 14.56 | 0.65 | 12.46 | 50.33 | 2.2556 | 1199.8242 | 441 | 0.25828 | 0.23534 | 1
17613 | 12E18G11H10D07M01W02 | 23.28 | 15.2 | 0.65 | 17.24 | 56.37 | 2.4111 | 1242.8948 | 514.5 | 0.22567 | 0.14357
17614 | 12E18G11H10D07M01W03 | 23.28 | 15.2 | 0.65 | 12.46 | 51.59 | 2.4111 | 1242.8948 | 448.14 | 0.22567 | 0.2162 | 1
17615 | 12E18G11H10D07M01W04 | 23.28 | 15.2 | 0.65 | 9.05 | 48.18 | 2.4111 | 1242.8948 | 400.89 | 0.22567 | 0.268 | 1
17616 | 12E18G11H10D07M02W02 | 23.26 | 13.55 | 0.65 | 17.24 | 54.7 | 2.2556 | 1144.4477 | 514.08 | 0.30973 | 0.16895 | 1
17617 | 12E18G11H11D05M01W02 | 22.66 | 13.63 | 0.65 | 17.24 | 54.18 | 2.1 | 1160.8556 | 507.36 | 0.30565 | 0.17685 | 1
17618 | 12E18G11H11D05M01W03 | 22.66 | 13.63 | 0.65 | 12.46 | 49.4 | 2.1 | 1160.8556 | 441 | 0.30565 | 0.24947 | 1
17619 | 12E18G11H11D06M01W02 | 20.27 | 11.54 | 0.65 | 17.24 | 49.7 | 1.7889 | 1023.4398 | 478.8 | 0.41212 | 0.24491 | 1
17620 | 12E18G11H11D06M01W03 | 20.27 | 11.54 | 0.65 | 12.46 | 44.92 | 1.7889 | 1023.4398 | 412.44 | 0.41212 | 0.31753 | 1
17621 | 12E18G11H11D07M01W02 | 23.28 | 14.22 | 0.65 | 17.24 | 55.39 | 2.1778 | 1201.8752 | 514.5 | 0.2756 | 0.15846 | 1
17622 | 12E18G11H11D07M01W03 | 23.28 | 14.22 | 0.65 | 12.46 | 50.61 | 2.1778 | 1201.8752 | 448.14 | 0.2756 | 0.23108 | 1
17623 | 12E18G11H11D07M01W04 | 23.28 | 14.22 | 0.65 | 9.05 | 47.2 | 2.1778 | 1201.8752 | 400.89 | 0.2756 | 0.28289 | 1
17624 | 12E18G11H11D07M02W02 | 23.26 | 12.66 | 0.65 | 17.24 | 53.81 | 2.0222 | 1107.53 | 514.08 | 0.35507 | 0.18247 | 1
17625 | 12E18G11H12D05M01W02 | 19.7 | 11.35 | 0.65 | 17.24 | 48.94 | 1.7111 | 947.5535 | 475.86 | 0.4218 | 0.25646 | 1
17626 | 12E18G11H12D05M01W03 | 19.7 | 11.35 | 0.65 | 12.46 | 44.16 | 1.7111 | 947.5535 | 409.5 | 0.4218 | 0.32908 | 1
17627 | 12E18G11H12D07M01W02 | 20.23 | 11.85 | 0.65 | 17.24 | 49.97 | 1.7889 | 980.3692 | 482.16 | 0.39633 | 0.24081 | 1
17628 | 12E18G11H12D07M01W03 | 20.23 | 11.85 | 0.65 | 12.46 | 45.19 | 1.7889 | 980.3692 | 415.8 | 0.39633 | 0.31343 | 1
17629 | 12E18G11H12D07M01W04 | 20.23 | 11.85 | 0.65 | 9.05 | 41.78 | 1.7889 | 980.3692 | 368.55 | 0.39633 | 0.36524 | 1
17630 | 12E18G11H12D07M02W02 | 20.22 | 10.54 | 0.65 | 17.24 | 48.65 | 1.7111 | 900.3809 | 481.74 | 0.46307 | 0.26086 | 1
17631 | 12E18G11H13D05M01W02 | 19.7 | 11.03 | 0.65 | 17.24 | 48.62 | 1.7111 | 918.8397 | 475.86 | 0.4381 | 0.26132 | 1
17632 | 12E18G11H13D05M01W03 | 19.7 | 11.03 | 0.65 | 12.46 | 43.84 | 1.7111 | 918.8397 | 409.5 | 0.4381 | 0.33394 | 1
17633 | 12E18G11H13D07M01W02 | 20.23 | 11.52 | 0.65 | 17.24 | 49.64 | 1.7889 | 949.6045 | 482.16 | 0.41314 | 0.24582 | 1
17634 | 12E18G11H13D07M01W03 | 20.23 | 11.52 | 0.65 | 12.46 | 44.86 | 1.7889 | 949.6045 | 415.8 | 0.41314 | 0.31844 | 1
17635 | 12E18G11H13D07M01W04 | 20.23 | 11.52 | 0.65 | 9.05 | 41.45 | 1.7889 | 949.6045 | 368.55 | 0.41314 | 0.37025 | 2
17636 | 12E18G11H13D07M02W02 | 20.22 | 10.27 | 0.65 | 17.24 | 48.38 | 1.7111 | 873.7181 | 481.74 | 0.47682 | 0.26497 | 1
17637 | 12E18G11H14D05M01W02 | 22.66 | 13.25 | 0.65 | 17.24 | 53.8 | 2.1 | 1128.0398 | 507.36 | 0.32501 | 0.18262 | 1
17638 | 12E18G11H14D05M01W03 | 22.66 | 13.25 | 0.65 | 12.46 | 49.02 | 2.1 | 1128.0398 | 441 | 0.32501 | 0.25524 | 1
17639 | 12E18G11H14D07M01W02 | 23.28 | 13.84 | 0.65 | 17.24 | 55.01 | 2.1778 | 1167.0085 | 514.5 | 0.29496 | 0.16424 | 1
17640 | 12E18G11H14D07M01W03 | 23.28 | 13.84 | 0.65 | 12.46 | 50.23 | 2.1778 | 1167.0085 | 448.14 | 0.29496 | 0.23686 | 1
17641 | 12E18G11H14D07M01W04 | 23.28 | 13.84 | 0.65 | 9.05 | 46.82 | 2.1778 | 1167.0085 | 400.89 | 0.29496 | 0.28867 | 1
17642 | 12E18G11H14D07M02W02 | 23.26 | 12.34 | 0.65 | 17.24 | 53.49 | 2.0222 | 1078.8163 | 514.08 | 0.37137 | 0.18733 | 1
17643 | 12E18G12H07D04M01W02 | 22.29 | 54.08 | 0.65 | 17.24 | 94.26 | 6.2222 | 3622.0334 | 502.11 | -1.755 | -0.43209
17644 | 12E18G12H07D05M01W02 | 18.83 | 43.82 | 0.65 | 17.24 | 80.54 | 4.9778 | 2992.3821 | 461.16 | -1.2323 | -0.22364
17645 | 12E18G12H07D05M01W03 | 18.83 | 43.82 | 0.65 | 12.46 | 75.76 | 4.9778 | 2992.3821 | 394.8 | -1.2323 | -0.15102
17646 | 12E18G12H07D06M01W02 | 16.93 | 38.9 | 0.65 | 17.24 | 73.72 | 4.4333 | 2688.8368 | 438.69 | -0.98166 | -0.12002
17647 | 12E18G12H07D06M01W03 | 16.93 | 38.9 | 0.65 | 12.46 | 68.94 | 4.4333 | 2688.8368 | 372.33 | -0.98166 | -0.047402
17648 | 12E18G12H07D07M01W02 | 19.32 | 45.19 | 0.65 | 17.24 | 82.4 | 5.2111 | 3076.4723 | 467.04 | -1.3021 | -0.2519
17649 | 12E18G12H07D07M01W03 | 19.32 | 45.19 | 0.65 | 12.46 | 77.62 | 5.2111 | 3076.4723 | 400.68 | -1.3021 | -0.17928
17650 | 12E18G12H07D07M01W04 | 19.32 | 45.19 | 0.65 | 9.05 | 74.21 | 5.2111 | 3076.4723 | 353.43 | -1.3021 | -0.12747
17651 | 12E18G12H07D07M02W02 | 19.04 | 42.03 | 0.65 | 17.24 | 78.96 | 5.0556 | 2838.5585 | 463.47 | -1.1411 | -0.19964
17652 | 12E18G12H08D05M01W02 | 16.58 | 43.82 | 0.65 | 17.24 | 78.29 | 4.9778 | 2992.3821 | 432.18 | -1.2323 | -0.18946
17653 | 12E18G12H08D05M01W03 | 16.58 | 43.82 | 0.65 | 12.46 | 73.51 | 4.9778 | 2992.3821 | 365.82 | -1.2323 | -0.11683
17654 | 12E18G12H08D06M01W02 | 14.9 | 38.9 | 0.65 | 17.24 | 71.69 | 4.4333 | 2688.8368 | 412.65 | -0.98166 | -0.089183
17655 | 12E18G12H08D06M01W03 | 14.9 | 38.9 | 0.65 | 12.46 | 66.91 | 4.4333 | 2688.8368 | 346.29 | -0.98166 | -0.01656
17656 | 12E18G12H08D07M01W02 | 17.01 | 45.19 | 0.65 | 17.24 | 80.09 | 5.2111 | 3076.4723 | 437.22 | -1.3021 | -0.2168
17657 | 12E18G12H08D07M01W03 | 17.01 | 45.19 | 0.65 | 12.46 | 75.31 | 5.2111 | 3076.4723 | 370.86 | -1.3021 | -0.14418
17658 | 12E18G12H08D07M01W04 | 17.01 | 45.19 | 0.65 | 9.05 | 71.9 | 5.2111 | 3076.4723 | 323.61 | -1.3021 | -0.092373
17659 | 12E18G12H08D07M02W02 | 16.77 | 42.03 | 0.65 | 17.24 | 76.69 | 5.0556 | 2838.5585 | 434.07 | -1.1411 | -0.16515
17660 | 12E18G12H09D05M01W02 | 15.96 | 43.82 | 0.65 | 17.24 | 77.67 | 4.9778 | 2992.3821 | 424.2 | -1.2323 | -0.18004
17661 | 12E18G12H09D05M01W03 | 15.96 | 43.82 | 0.65 | 12.46 | 72.89 | 4.9778 | 2992.3821 | 357.84 | -1.2323 | -0.10741
17662 | 12E18G12H09D07M01W02 | 16.37 | 45.19 | 0.65 | 17.24 | 79.45 | 5.2111 | 3076.4723 | 429.03 | -1.3021 | -0.20708
17663 | 12E18G12H09D07M01W03 | 16.37 | 45.19 | 0.65 | 12.46 | 74.67 | 5.2111 | 3076.4723 | 362.67 | -1.3021 | -0.13446
17664 | 12E18G12H09D07M01W04 | 16.37 | 45.19 | 0.65 | 9.05 | 71.26 | 5.2111 | 3076.4723 | 315.42 | -1.3021 | -0.08265
17665 | 12E18G12H09D07M02W02 | 16.14 | 42.03 | 0.65 | 17.24 | 76.06 | 5.0556 | 2838.5585 | 426.09 | -1.1411 | -0.15558
17666 | 12E18G12H10D05M01W02 | 18.83 | 38.34 | 0.65 | 17.24 | 75.06 | 4.2778 | 2705.2447 | 461.16 | -0.95313 | -0.14038
17667 | 12E18G12H10D05M01W03 | 18.83 | 38.34 | 0.65 | 12.46 | 70.28 | 4.2778 | 2705.2447 | 394.8 | -0.95313 | -0.067761
17668 | 12E18G12H10D07M01W02 | 19.32 | 39.53 | 0.65 | 17.24 | 76.74 | 4.4333 | 2781.131 | 467.04 | -1.0138 | -0.16591
17669 | 12E18G12H10D07M01W03 | 19.32 | 39.53 | 0.65 | 12.46 | 71.96 | 4.4333 | 2781.131 | 400.68 | -1.0138 | -0.093285
17670 | 12E18G12H10D07M01W04 | 19.32 | 39.53 | 0.65 | 9.05 | 68.55 | 4.4333 | 2781.131 | 353.43 | -1.0138 | -0.041477
17671 | 12E18G12H10D07M02W02 | 19.04 | 36.72 | 0.65 | 17.24 | 73.65 | 4.2778 | 2563.7269 | 463.47 | -0.87061 | -0.11896
17672 | 12E18G12H11D05M01W02 | 18.83 | 36.23 | 0.65 | 17.24 | 72.95 | 3.9667 | 2608.8485 | 461.16 | -0.84564 | -0.10833
17673 | 12E18G12H11D05M01W03 | 18.83 | 36.23 | 0.65 | 12.46 | 68.17 | 3.9667 | 2608.8485 | 394.8 | -0.84564 | -0.035703
17674 | 12E18G12H11D06M01W02 | 16.93 | 32.2 | 0.65 | 17.24 | 67.02 | 3.5 | 2348.3739 | 438.69 | -0.64035 | -0.018232
17675 | 12E18G12H11D06M01W03 | 16.93 | 32.2 | 0.65 | 12.46 | 62.24 | 3.5 | 2348.3739 | 372.33 | -0.64035 | 0.054391
17676 | 12E18G12H11D07M01W02 | 19.32 | 37.35 | 0.65 | 17.24 | 74.56 | 4.0444 | 2680.6329 | 467.04 | -0.9027 | -0.13279
17677 | 12E18G12H11D07M01W03 | 19.32 | 37.35 | 0.65 | 12.46 | 69.78 | 4.0444 | 2680.6329 | 400.68 | -0.9027 | -0.060164
17678 | 12E18G12H11D07M01W04 | 19.32 | 37.35 | 0.65 | 9.05 | 66.37 | 4.0444 | 2680.6329 | 353.43 | -0.9027 | -0.0083561
17679 | 12E18G12H11D07M02W02 | 19.04 | 34.66 | 0.65 | 17.24 | 71.59 | 3.9667 | 2471.4328 | 463.47 | -0.76566 | -0.087663
17680 | 12E18G12H12D05M01W02 | 16.38 | 30.2 | 0.65 | 17.24 | 64.47 | 3.2667 | 2159.6836 | 435.12 | -0.53846 | 0.02051
17681 | 12E18G12H12D05M01W03 | 16.38 | 30.2 | 0.65 | 12.46 | 59.69 | 3.2667 | 2159.6836 | 368.76 | -0.53846 | 0.093133
17682 | 12E18G12H12D07M01W02 | 16.79 | 31.13 | 0.65 | 17.24 | 65.81 | 3.3444 | 2221.213 | 440.16 | -0.58584 | 0.00015193
17683 | 12E18G12H12D07M01W03 | 16.79 | 31.13 | 0.65 | 12.46 | 61.03 | 3.3444 | 2221.213 | 373.8 | -0.58584 | 0.072774
17684 | 12E18G12H12D07M01W04 | 16.79 | 31.13 | 0.65 | 9.05 | 57.62 | 3.3444 | 2221.213 | 326.55 | -0.58584 | 0.12458
17685 | 12E18G12H12D07M02W02 | 16.55 | 28.88 | 0.65 | 17.24 | 63.32 | 3.2667 | 2044.8286 | 437.01 | -0.47122 | 0.037982
17686 | 12E18G12H13D05M01W02 | 16.38 | 28.91 | 0.65 | 17.24 | 63.18 | 3.2667 | 2040.7266 | 435.12 | -0.47275 | 0.040109
17687 | 12E18G12H13D05M01W03 | 16.38 | 28.91 | 0.65 | 12.46 | 58.4 | 3.2667 | 2040.7266 | 368.76 | -0.47275 | 0.11273
17688 | 12E18G12H13D07M01W02 | 16.79 | 29.82 | 0.65 | 17.24 | 64.5 | 3.3444 | 2098.1541 | 440.16 | -0.5191 | 0.020055
17689 | 12E18G12H13D07M01W03 | 16.79 | 29.82 | 0.65 | 12.46 | 59.72 | 3.3444 | 2098.1541 | 373.8 | -0.5191 | 0.092677
17690 | 12E18G12H13D07M01W04 | 16.79 | 29.82 | 0.65 | 9.05 | 56.31 | 3.3444 | 2098.1541 | 326.55 | -0.5191 | 0.14448
17691 | 12E18G12H13D07M02W02 | 16.55 | 27.71 | 0.65 | 17.24 | 62.15 | 3.2667 | 1936.1266 | 437.01 | -0.41161 | 0.055758
17692 | 12E18G12H14D05M01W02 | 18.83 | 34.74 | 0.65 | 17.24 | 71.46 | 3.8889 | 2471.4328 | 461.16 | -0.76974 | -0.085688
17693 | 12E18G12H14D05M01W03 | 18.83 | 34.74 | 0.65 | 12.46 | 66.68 | 3.8889 | 2471.4328 | 394.8 | -0.76974 | -0.013066
17694 | 12E18G12H14D07M01W02 | 19.32 | 35.82 | 0.65 | 17.24 | 73.03 | 4.0444 | 2539.1151 | 467.04 | -0.82476 | -0.10954
17695 | 12E18G12H14D07M01W03 | 19.32 | 35.82 | 0.65 | 12.46 | 68.25 | 4.0444 | 2539.1151 | 400.68 | -0.82476 | -0.036919
17696 | 12E18G12H14D07M01W04 | 19.32 | 35.82 | 0.65 | 9.05 | 64.84 | 4.0444 | 2539.1151 | 353.43 | -0.82476 | 0.014889
17697 | 12E18G12H14D07M02W02 | 19.04 | 33.29 | 0.65 | 17.24 | 70.22 | 3.8889 | 2346.3229 | 463.47 | -0.69587 | -0.066849
17698 | 12E19G10H07D04M01W02 | 25.55 | 17.98 | 0.65 | 17.24 | 61.42 | 2.8778 | 1404.9224 | 541.38 | 0.084055 | 0.066849
17699 | 12E19G10H07D05M01W02 | 21.73 | 14.77 | 0.65 | 17.24 | 54.39 | 2.3333 | 1189.5693 | 496.02 | 0.24758 | 0.17366 | 1
17700 | 12E19G10H07D05M01W03 | 21.73 | 14.77 | 0.65 | 12.46 | 49.61 | 2.3333 | 1189.5693 | 429.66 | 0.24758 | 0.24628 | 1
17701 | 12E19G10H07D06M01W02 | 19.5 | 12.99 | 0.65 | 17.24 | 50.38 | 2.0222 | 1070.6124 | 469.77 | 0.33826 | 0.23458 | 1
17702 | 12E19G10H07D06M01W03 | 19.5 | 12.99 | 0.65 | 12.46 | 45.6 | 2.0222 | 1070.6124 | 403.41 | 0.33826 | 0.3072 | 1
17703 | 12E19G10H07D07M01W02 | 22.29 | 15.25 | 0.65 | 17.24 | 55.43 | 2.4111 | 1222.385 | 502.74 | 0.22313 | 0.15785 | 1
17704 | 12E19G10H07D07M01W03 | 22.29 | 15.25 | 0.65 | 12.46 | 50.65 | 2.4111 | 1222.385 | 436.38 | 0.22313 | 0.23048 | 1
17705 | 12E19G10H07D07M01W04 | 22.29 | 15.25 | 0.65 | 9.05 | 47.24 | 2.4111 | 1222.385 | 389.13 | 0.22313 | 0.28229 | 1
17706 | 12E19G10H07D07M02W02 | 22.27 | 13.68 | 0.65 | 17.24 | 53.84 | 2.1778 | 1125.9889 | 502.11 | 0.30311 | 0.18201 | 1
17707 | 12E19G10H08D05M01W02 | 19.14 | 14.77 | 0.65 | 17.24 | 51.8 | 2.3333 | 1189.5693 | 462.63 | 0.24758 | 0.21301 | 1
17708 | 12E19G10H08D05M01W03 | 19.14 | 14.77 | 0.65 | 12.46 | 47.02 | 2.3333 | 1189.5693 | 396.27 | 0.24758 | 0.28563 | 1
17709 | 12E19G10H08D06M01W02 | 17.17 | 12.99 | 0.65 | 17.24 | 48.05 | 2.0222 | 1070.6124 | 439.53 | 0.33826 | 0.26998 | 1
17710 | 12E19G10H08D06M01W03 | 17.17 | 12.99 | 0.65 | 12.46 | 43.27 | 2.0222 | 1070.6124 | 373.17 | 0.33826 | 0.3426 | 1
17711 | 12E19G10H08D07M01W02 | 19.63 | 15.25 | 0.65 | 17.24 | 52.77 | 2.4111 | 1222.385 | 468.3 | 0.22313 | 0.19827 | 1
17712 | 12E19G10H08D07M01W03 | 19.63 | 15.25 | 0.65 | 12.46 | 47.99 | 2.4111 | 1222.385 | 401.94 | 0.22313 | 0.27089 | 1
17713 | 12E19G10H08D07M01W04 | 19.63 | 15.25 | 0.65 | 9.05 | 44.58 | 2.4111 | 1222.385 | 354.69 | 0.22313 | 0.3227 | 1
17714 | 12E19G10H08D07M02W02 | 19.61 | 13.68 | 0.65 | 17.24 | 51.18 | 2.1778 | 1125.9889 | 467.88 | 0.30311 | 0.22242 | 1
17715 | 12E19G10H09D05M01W02 | 18.41 | 14.77 | 0.65 | 17.24 | 51.07 | 2.3333 | 1189.5693 | 453.18 | 0.24758 | 0.2241 | 1
17716 | 12E19G10H09D05M01W03 | 18.41 | 14.77 | 0.65 | 12.46 | 46.29 | 2.3333 | 1189.5693 | 386.82 | 0.24758 | 0.29672 | 1
17717 | 12E19G10H09D07M01W02 | 18.89 | 15.25 | 0.65 | 17.24 | 52.03 | 2.4111 | 1222.385 | 458.64 | 0.22313 | 0.20951 | 1
17718 | 12E19G10H09D07M01W03 | 18.89 | 15.25 | 0.65 | 12.46 | 47.25 | 2.4111 | 1222.385 | 392.28 | 0.22313 | 0.28213 | 1
17719 | 12E19G10H09D07M01W04 | 18.89 | 15.25 | 0.65 | 9.05 | 43.84 | 2.4111 | 1222.385 | 345.03 | 0.22313 | 0.33394 | 1
17720 | 12E19G10H09D07M02W02 | 18.87 | 13.68 | 0.65 | 17.24 | 50.44 | 2.1778 | 1125.9889 | 458.22 | 0.30311 | 0.23367 | 1
17721 | 12E19G10H10D05M01W02 | 21.73 | 12.77 | 0.65 | 17.24 | 52.39 | 1.9444 | 1097.2751 | 496.02 | 0.34947 | 0.20404 | 1
17722 | 12E19G10H10D05M01W03 | 21.73 | 12.77 | 0.65 | 12.46 | 47.61 | 1.9444 | 1097.2751 | 429.66 | 0.34947 | 0.27666 | 1
17723 | 12E19G10H10D07M01W02 | 22.29 | 13.19 | 0.65 | 17.24 | 53.37 | 2.0222 | 1125.9889 | 502.74 | 0.32807 | 0.18915 | 1
17724 | 12E19G10H10D07M01W03 | 22.29 | 13.19 | 0.65 | 12.46 | 48.59 | 2.0222 | 1125.9889 | 436.38 | 0.32807 | 0.26177 | 1
17725 | 12E19G10H10D07M01W04 | 22.29 | 13.19 | 0.65 | 9.05 | 45.18 | 2.0222 | 1125.9889 | 389.13 | 0.32807 | 0.31358 | 1
17726 | 12E19G10H10D07M02W02 | 22.27 | 11.81 | 0.65 | 17.24 | 51.97 | 1.8667 | 1041.8986 | 502.11 | 0.39837 | 0.21042 | 1
17727 | 12E19G10H11D05M01W02 | 21.73 | 11.95 | 0.65 | 17.24 | 51.57 | 1.7889 | 1064.4594 | 496.02 | 0.39124 | 0.2165 | 1
17728 | 12E19G10H11D05M01W03 | 21.73 | 11.95 | 0.65 | 12.46 | 46.79 | 1.7889 | 1064.4594 | 429.66 | 0.39124 | 0.28912 | 1
17729 | 12E19G10H11D06M01W02 | 19.5 | 10.53 | 0.65 | 17.24 | 47.92 | 1.5556 | 959.8594 | 469.77 | 0.46358 | 0.27195 | 1
17730 | 12E19G10H11D06M01W03 | 19.5 | 10.53 | 0.65 | 12.46 | 43.14 | 1.5556 | 959.8594 | 403.41 | 0.46358 | 0.34458 | 1
17731 | 12E19G10H11D07M01W02 | 22.29 | 12.34 | 0.65 | 17.24 | 52.52 | 1.8667 | 1091.1222 | 502.74 | 0.37137 | 0.20207 | 1
17732 | 12E19G10H11D07M01W03 | 22.29 | 12.34 | 0.65 | 12.46 | 47.74 | 1.8667 | 1091.1222 | 436.38 | 0.37137 | 0.27469 | 1
17733 | 12E19G10H11D07M01W04 | 22.29 | 12.34 | 0.65 | 9.05 | 44.33 | 1.8667 | 1091.1222 | 389.13 | 0.37137 | 0.3265 | 1
17734 | 12E19G10H11D07M02W02 | 22.27 | 11.03 | 0.65 | 17.24 | 51.19 | 1.7111 | 1009.0829 | 502.11 | 0.4381 | 0.22227 | 1
17735 | 12E19G10H12D05M01W02 | 18.88 | 9.95 | 0.65 | 17.24 | 46.72 | 1.4778 | 867.5652 | 465.99 | 0.49312 | 0.29019 | 1
17736 | 12E19G10H12D05M01W03 | 18.88 | 9.95 | 0.65 | 12.46 | 41.94 | 1.4778 | 867.5652 | 399.63 | 0.49312 | 0.36281 | 2
17737 | 12E19G10H12D07M01W02 | 19.38 | 10.28 | 0.65 | 17.24 | 47.55 | 1.5556 | 890.126 | 471.66 | 0.47631 | 0.27758 | 1
17738 | 12E19G10H12D07M01W03 | 19.38 | 10.28 | 0.65 | 12.46 | 42.77 | 1.5556 | 890.126 | 405.3 | 0.47631 | 0.3502 | 2
17739 | 12E19G10H12D07M01W04 | 19.38 | 10.28 | 0.65 | 9.05 | 39.36 | 1.5556 | 890.126 | 358.05 | 0.47631 | 0.40201 | 2
17740 | 12E19G10H12D07M02W02 | 19.36 | 9.19 | 0.65 | 17.24 | 46.44 | 1.4 | 822.4436 | 471.24 | 0.53184 | 0.29444 | 1
17741 | 12E19G10H13D05M01W02 | 18.88 | 9.67 | 0.65 | 17.24 | 46.44 | 1.4778 | 840.9024 | 465.99 | 0.50739 | 0.29444 | 1
17742 | 12E19G10H13D05M01W03 | 18.88 | 9.67 | 0.65 | 12.46 | 41.66 | 1.4778 | 840.9024 | 399.63 | 0.50739 | 0.36706 | 2
17743 | 12E19G10H13D07M01W02 | 19.38 | 9.99 | 0.65 | 17.24 | 47.26 | 1.5556 | 863.4632 | 471.66 | 0.49109 | 0.28198 | 1
17744 | 12E19G10H13D07M01W03 | 19.38 | 9.99 | 0.65 | 12.46 | 42.48 | 1.5556 | 863.4632 | 405.3 | 0.49109 | 0.3546 | 2
17745 | 12E19G10H13D07M01W04 | 19.38 | 9.99 | 0.65 | 9.05 | 39.07 | 1.5556 | 863.4632 | 358.05 | 0.49109 | 0.40641 | 2
17746 | 12E19G10H13D07M02W02 | 19.36 | 8.95 | 0.65 | 17.24 | 46.2 | 1.4 | 799.8828 | 471.24 | 0.54407 | 0.29809 | 1
17747 | 12E19G10H14D05M01W02 | 21.73 | 11.62 | 0.65 | 17.24 | 51.24 | 1.7889 | 1033.6947 | 496.02 | 0.40805 | 0.22151 | 1
17748 | 12E19G10H14D05M01W03 | 21.73 | 11.62 | 0.65 | 12.46 | 46.46 | 1.7889 | 1033.6947 | 429.66 | 0.40805 | 0.29414 | 1
17749 | 12E19G10H14D07M01W02 | 22.29 | 12 | 0.65 | 17.24 | 52.18 | 1.8667 | 1060.3575 | 502.74 | 0.38869 | 0.20723 | 1
17750 | 12E19G10H14D07M01W03 | 22.29 | 12 | 0.65 | 12.46 | 47.4 | 1.8667 | 1060.3575 | 436.38 | 0.38869 | 0.27985 | 1
17751 | 12E19G10H14D07M01W04 | 22.29 | 12 | 0.65 | 9.05 | 43.99 | 1.8667 | 1060.3575 | 389.13 | 0.38869 | 0.33166 | 1
17752 | 12E19G10H14D07M02W02 | 22.27 | 10.75 | 0.65 | 17.24 | 50.91 | 1.7111 | 984.4711 | 502.11 | 0.45237 | 0.22653 | 1
17753 | 12E19G11H07D04M01W02 | 27.16 | 13.9 | 0.65 | 17.24 | 58.95 | 2.2556 | 1201.8752 | 560.7 | 0.2919 | 0.10438
17754 | 12E19G11H07D05M01W02 | 23.17 | 11.34 | 0.65 | 17.24 | 52.4 | 1.7889 | 1017.2868 | 513.45 | 0.42231 | 0.20389 | 1
17755 | 12E19G11H07D05M01W03 | 23.17 | 11.34 | 0.65 | 12.46 | 47.62 | 1.7889 | 1017.2868 | 447.09 | 0.42231 | 0.27651 | 1
17756 | 12E19G11H07D06M01W02 | 20.81 | 9.86 | 0.65 | 17.24 | 48.56 | 1.4778 | 914.7378 | 485.31 | 0.49771 | 0.26223 | 1
17757 | 12E19G11H07D06M01W03 | 20.81 | 9.86 | 0.65 | 12.46 | 43.78 | 1.4778 | 914.7378 | 418.95 | 0.49771 | 0.33485 | 1
17758 | 12E19G11H07D07M01W02 | 23.76 | 11.74 | 0.65 | 17.24 | 53.39 | 1.8667 | 1046.0006 | 520.38 | 0.40194 | 0.18885 | 1
17759 | 12E19G11H07D07M01W03 | 23.76 | 11.74 | 0.65 | 12.46 | 48.61 | 1.8667 | 1046.0006 | 454.02 | 0.40194 | 0.26147 | 1
17760 | 12E19G11H07D07M01W04 | 23.76 | 11.74 | 0.65 | 9.05 | 45.2 | 1.8667 | 1046.0006 | 406.77 | 0.40194 | 0.31328 | 1
17761 | 12E19G11H07D07M02W02 | 23.78 | 10.49 | 0.65 | 17.24 | 52.16 | 1.7111 | 972.1653 | 520.38 | 0.46561 | 0.20754 | 1
17762 | 12E19G11H08D05M01W02 | 20.41 | 11.34 | 0.65 | 17.24 | 49.64 | 1.7889 | 1017.2868 | 477.54 | 0.42231 | 0.24582 | 1
17763 | 12E19G11H08D05M01W03 | 20.41 | 11.34 | 0.65 | 12.46 | 44.86 | 1.7889 | 1017.2868 | 411.18 | 0.42231 | 0.31844 | 1
17764 | 12E19G11H08D06M01W02 | 18.32 | 9.86 | 0.65 | 17.24 | 46.07 | 1.4778 | 914.7378 | 453.18 | 0.49771 | 0.30006 | 1
17765 | 12E19G11H08D06M01W03 | 18.32 | 9.86 | 0.65 | 12.46 | 41.29 | 1.4778 | 914.7378 | 386.82 | 0.49771 | 0.37268 | 2
17766 | 12E19G11H08D07M01W02 | 20.93 | 11.74 | 0.65 | 17.24 | 50.56 | 1.8667 | 1046.0006 | 483.63 | 0.40194 | 0.23184 | 1
17767 | 12E19G11H08D07M01W03 | 20.93 | 11.74 | 0.65 | 12.46 | 45.78 | 1.8667 | 1046.0006 | 417.27 | 0.40194 | 0.30447 | 1
17768 | 12E19G11H08D07M01W04 | 20.93 | 11.74 | 0.65 | 9.05 | 42.37 | 1.8667 | 1046.0006 | 370.02 | 0.40194 | 0.35627 | 2
17769 | 12E19G11H08D07M02W02 | 20.95 | 10.49 | 0.65 | 17.24 | 49.33 | 1.7111 | 972.1653 | 483.63 | 0.46561 | 0.25053 | 1
17770 | 12E19G11H09D05M01W02 | 19.64 | 11.34 | 0.65 | 17.24 | 48.87 | 1.7889 | 1017.2868 | 467.67 | 0.42231 | 0.25752 | 1
17771 | 12E19G11H09D05M01W03 | 19.64 | 11.34 | 0.65 | 12.46 | 44.09 | 1.7889 | 1017.2868 | 401.31 | 0.42231 | 0.33014 | 1
17772 | 12E19G11H09D07M01W02 | 20.14 | 11.74 | 0.65 | 17.24 | 49.77 | 1.8667 | 1046.0006 | 473.55 | 0.40194 | 0.24385 | 1
17773 | 12E19G11H09D07M01W03 | 20.14 | 11.74 | 0.65 | 12.46 | 44.99 | 1.8667 | 1046.0006 | 407.19 | 0.40194 | 0.31647 | 1
17774 | 12E19G11H09D07M01W04 | 20.14 | 11.74 | 0.65 | 9.05 | 41.58 | 1.8667 | 1046.0006 | 359.94 | 0.40194 | 0.36828 | 2
17775 | 12E19G11H09D07M02W02 | 20.16 | 10.49 | 0.65 | 17.24 | 48.54 | 1.7111 | 972.1653 | 473.55 | 0.46561 | 0.26253 | 1
17776 | 12E19G11H10D05M01W02 | 23.17 | 9.78 | 0.65 | 17.24 | 50.84 | 1.4778 | 947.5535 | 513.45 | 0.50178 | 0.22759 | 1
17777 | 12E19G11H10D05M01W03 | 23.17 | 9.78 | 0.65 | 12.46 | 46.06 | 1.4778 | 947.5535 | 447.09 | 0.50178 | 0.30021 | 1
17778 | 12E19G11H10D07M01W02 | 23.76 | 10.13 | 0.65 | 17.24 | 51.78 | 1.5556 | 972.1653 | 520.38 | 0.48395 | 0.21331 | 1
17779 | 12E19G11H10D07M01W03 | 23.76 | 10.13 | 0.65 | 12.46 | 47 | 1.5556 | 972.1653 | 454.02 | 0.48395 | 0.28593 | 1
17780 | 12E19G11H10D07M01W04 | 23.76 | 10.13 | 0.65 | 9.05 | 43.59 | 1.5556 | 972.1653 | 406.77 | 0.48395 | 0.33774 | 1
17781 | 12E19G11H10D07M02W02 | 23.78 | 9.03 | 0.65 | 17.24 | 50.7 | 1.4 | 906.5338 | 520.38 | 0.53999 | 0.22972 | 1
17782 | 12E19G11H11D05M01W02 | 23.17 | 9.13 | 0.65 | 17.24 | 50.19 | 1.4 | 920.8907 | 513.45 | 0.5349 | 0.23747 | 1
17783 | 12E19G11H11D05M01W03 | 23.17 | 9.13 | 0.65 | 12.46 | 45.41 | 1.4 | 920.8907 | 447.09 | 0.5349 | 0.31009 | 1
17784 | 12E19G11H11D06M01W02 | 20.81 | 7.95 | 0.65 | 17.24 | 46.65 | 1.1667 | 828.5965 | 485.31 | 0.59501 | 0.29125 | 1
17785 | 12E19G11H11D06M01W03 | 20.81 | 7.95 | 0.65 | 12.46 | 41.87 | 1.1667 | 828.5965 | 418.95 | 0.59501 | 0.36387 | 2
17786 | 12E19G11H11D07M01W02 | 23.76 | 9.45 | 0.65 | 17.24 | 51.1 | 1.4 | 945.5025 | 520.38 | 0.51859 | 0.22364 | 1
17787 | 12E19G11H11D07M01W03 | 23.76 | 9.45 | 0.65 | 12.46 | 46.32 | 1.4 | 945.5025 | 454.02 | 0.51859 | 0.29626 | 1
17788 | 12E19G11H11D07M01W04 | 23.76 | 9.45 | 0.65 | 9.05 | 42.91 | 1.4 | 945.5025 | 406.77 | 0.51859 | 0.34807 | 1
17789 | 12E19G11H11D07M02W02 | 23.78 | 8.42 | 0.65 | 17.24 | 50.09 | 1.3222 | 881.9221 | 520.38 | 0.57106 | 0.23899 | 1
17790 | 12E19G11H12D05M01W02 | 20.14 | 7.6 | 0.65 | 17.24 | 45.63 | 1.1667 | 746.5573 | 481.11 | 0.61284 | 0.30675 | 1
17791 | 12E19G11H12D05M01W03 | 20.14 | 7.6 | 0.65 | 12.46 | 40.85 | 1.1667 | 746.5573 | 414.75 | 0.61284 | 0.37937 | 2
17792 | 12E19G11H12D07M01W02 | 20.65 | 7.87 | 0.65 | 17.24 | 46.41 | 1.1667 | 765.0161 | 487.41 | 0.59908 | 0.2949 | 1
17793 | 12E19G11H12D07M01W03 | 20.65 | 7.87 | 0.65 | 12.46 | 41.63 | 1.1667 | 765.0161 | 421.05 | 0.59908 | 0.36752 | 2
17794 | 12E19G11H12D07M01W04 | 20.65 | 7.87 | 0.65 | 9.05 | 38.22 | 1.1667 | 765.0161 | 373.8 | 0.59908 | 0.41933 | 2
17795 | 12E19G11H12D07M02W02 | 20.67 | 7.01 | 0.65 | 17.24 | 45.57 | 1.0889 | 713.7416 | 487.41 | 0.64289 | 0.30766 | 1
17796 | 12E19G11H13D05M01W02 | 20.14 | 7.41 | 0.65 | 17.24 | 45.44 | 1.1667 | 728.0984 | 481.11 | 0.62252 | 0.30963 | 1
17797 | 12E19G11H13D05M01W03 | 20.14 | 7.41 | 0.65 | 12.46 | 40.66 | 1.1667 | 728.0984 | 414.75 | 0.62252 | 0.38225 | 2
17798 | 12E19G11H13D07M01W02 | 20.65 | 7.68 | 0.65 | 17.24 | 46.22 | 1.1667 | 746.5573 | 487.41 | 0.60876 | 0.29778 | 1
17799 | 12E19G11H13D07M01W03 | 20.65 | 7.68 | 0.65 | 12.46 | 41.44 | 1.1667 | 746.5573 | 421.05 | 0.60876 | 0.3704 | 2
17800 | 12E19G11H13D07M01W04 | 20.65 | 7.68 | 0.65 | 9.05 | 38.03 | 1.1667 | 746.5573 | 373.8 | 0.60876 | 0.42221 | 2
17801 | 12E19G11H13D07M02W02 | 20.67 | 6.85 | 0.65 | 17.24 | 45.41 | 1.0889 | 697.3337 | 487.41 | 0.65104 | 0.31009 | 1
17802 | 12E19G11H14D05M01W02 | 23.17 | 8.91 | 0.65 | 17.24 | 49.97 | 1.4 | 900.3809 | 513.45 | 0.5461 | 0.24081 | 1
17803 | 12E19G11H14D05M01W03 | 23.17 | 8.91 | 0.65 | 12.46 | 45.19 | 1.4 | 900.3809 | 447.09 | 0.5461 | 0.31343 | 1
17804 | 12E19G11H14D07M01W02 | 23.76 | 9.23 | 0.65 | 17.24 | 50.88 | 1.4 | 922.9417 | 520.38 | 0.5298 | 0.22698 | 1
17805 | 12E19G11H14D07M01W03 | 23.76 | 9.23 | 0.65 | 12.46 | 46.1 | 1.4 | 922.9417 | 454.02 | 0.5298 | 0.2996 | 1
17806 | 12E19G11H14D07M01W04 | 23.76 | 9.23 | 0.65 | 9.05 | 42.69 | 1.4 | 922.9417 | 406.77 | 0.5298 | 0.35141 | 2
17807 | 12E19G11H14D07M02W02 | 23.78 | 8.23 | 0.65 | 17.24 | 49.9 | 1.3222 | 865.5142 | 520.38 | 0.58074 | 0.24187 | 1
17808 | 12E19G12H07D04M01W02 | 22.52 | 41.44 | 0.65 | 17.24 | 81.85 | 4.9778 | 2826.2526 | 504.84 | -1.1111 | -0.24354
17809 | 12E19G12H07D05M01W02 | 19.05 | 34.64 | 0.65 | 17.24 | 71.58 | 4.1222 | 2405.8013 | 463.89 | -0.76465 | -0.087511
17810 | 12E19G12H07D05M01W03 | 19.05 | 34.64 | 0.65 | 12.46 | 66.8 | 4.1222 | 2405.8013 | 397.53 | -0.76465 | -0.014889
17811 | 12E19G12H07D06M01W02 | 17.2 | 31.59 | 0.65 | 17.24 | 66.68 | 3.7333 | 2213.0091 | 442.05 | -0.60927 | -0.013066
17812 | 12E19G12H07D06M01W03 | 17.2 | 31.59 | 0.65 | 12.46 | 61.9 | 3.7333 | 2213.0091 | 375.69 | -0.60927 | 0.059556
17813 | 12E19G12H07D07M01W02 | 19.52 | 35.47 | 0.65 | 17.24 | 72.88 | 4.2 | 2457.0759 | 469.35 | -0.80693 | -0.10726
17814 | 12E19G12H07D07M01W03 | 19.52 | 35.47 | 0.65 | 12.46 | 68.1 | 4.2 | 2457.0759 | 402.99 | -0.80693 | -0.03464
17815 | 12E19G12H07D07M01W04 | 19.52 | 35.47 | 0.65 | 9.05 | 64.69 | 4.2 | 2457.0759 | 355.74 | -0.80693 | 0.017168
17816 | 12E19G12H07D07M02W02 | 19.28 | 32.75 | 0.65 | 17.24 | 69.92 | 4.1222 | 2260.1817 | 466.41 | -0.66836 | -0.062291
17817 | 12E19G12H08D05M01W02 | 16.77 | 34.64 | 0.65 | 17.24 | 69.3 | 4.1222 | 2405.8013 | 434.49 | -0.76465 | -0.052871
17818 | 12E19G12H08D05M01W03 | 16.77 | 34.64 | 0.65 | 12.46 | 64.52 | 4.1222 | 2405.8013 | 368.13 | -0.76465 | 0.019751
17819 | 12E19G12H08D06M01W02 | 15.15 | 31.59 | 0.65 | 17.24 | 64.63 | 3.7333 | 2213.0091 | 415.59 | -0.60927 | 0.01808
17820 | 12E19G12H08D06M01W03 | 15.15 | 31.59 | 0.65 | 12.46 | 59.85 | 3.7333 | 2213.0091 | 349.23 | -0.60927 | 0.090702
17821 | 12E19G12H08D07M01W02 | 17.18 | 35.47 | 0.65 | 17.24 | 70.54 | 4.2 | 2457.0759 | 439.32 | -0.80693 | -0.071711
17822 | 12E19G12H08D07M01W03 | 17.18 | 35.47 | 0.65 | 12.46 | 65.76 | 4.2 | 2457.0759 | 372.96 | -0.80693 | 0.00091158
17823 | 12E19G12H08D07M01W04 | 17.18 | 35.47 | 0.65 | 9.05 | 62.35 | 4.2 | 2457.0759 | 325.71 | -0.80693 | 0.05272
17824 | 12E19G12H08D07M02W02 | 16.98 | 32.75 | 0.65 | 17.24 | 67.62 | 4.1222 | 2260.1817 | 436.59 | -0.66836 | -0.027347
17825 | 12E19G12H09D05M01W02 | 16.14 | 34.64 | 0.65 | 17.24 | 68.67 | 4.1222 | 2405.8013 | 426.3 | -0.76465 | -0.0433
17826 | 12E19G12H09D05M01W03 | 16.14 | 34.64 | 0.65 | 12.46 | 63.89 | 4.1222 | 2405.8013 | 359.94 | -0.76465 | 0.029322
17827 | 12E19G12H09D07M01W02 | 16.54 | 35.47 | 0.65 | 17.24 | 69.9 | 4.2 | 2457.0759 | 430.92 | -0.80693 | -0.061987
17828 | 12E19G12H09D07M01W03 | 16.54 | 35.47 | 0.65 | 12.46 | 65.12 | 4.2 | 2457.0759 | 364.56 | -0.80693 | 0.010635
17829 | 12E19G12H09D07M01W04 | 16.54 | 35.47 | 0.65 | 9.05 | 61.71 | 4.2 | 2457.0759 | 317.31 | -0.80693 | 0.062443
17830 | 12E19G12H09D07M02W02 | 16.34 | 32.75 | 0.65 | 17.24 | 66.98 | 4.1222 | 2260.1817 | 428.4 | -0.66836 | -0.017624
17831 | 12E19G12H10D05M01W02 | 19.05 | 30.27 | 0.65 | 17.24 | 67.21 | 3.5 | 2180.1934 | 463.89 | -0.54203 | -0.021118
17832 | 12E19G12H10D05M01W03 | 19.05 | 30.27 | 0.65 | 12.46 | 62.43 | 3.5 | 2180.1934 | 397.53 | -0.54203 | 0.051504
17833 | 12E19G12H10D07M01W02 | 19.52 | 30.99 | 0.65 | 17.24 | 68.4 | 3.5778 | 2227.366 | 469.35 | -0.57871 | -0.039198
17834 | 12E19G12H10D07M01W03 | 19.52 | 30.99 | 0.65 | 12.46 | 63.62 | 3.5778 | 2227.366 | 402.99 | -0.57871 | 0.033424
17835 | 12E19G12H10D07M01W04 | 19.52 | 30.99 | 0.65 | 9.05 | 60.21 | 3.5778 | 2227.366 | 355.74 | -0.57871 | 0.085232
17836 | 12E19G12H10D07M02W02 | 19.28 | 28.57 | 0.65 | 17.24 | 65.74 | 3.5 | 2048.9306 | 466.41 | -0.45543 | 0.0012154
17837 | 12E19G12H11D05M01W02 | 19.05 | 28.57 | 0.65 | 17.24 | 65.51 | 3.2667 | 2104.3071 | 463.89 | -0.45543 | 0.0047098
17838 | 12E19G12H11D05M01W03 | 19.05 | 28.57 | 0.65 | 12.46 | 60.73 | 3.2667 | 2104.3071 | 397.53 | -0.45543 | 0.077332
17839 | 12E19G12H11D06M01W02 | 17.2 | 26.08 | 0.65 | 17.24 | 61.17 | 2.8778 | 1938.1776 | 442.05 | -0.32858 | 0.070647
17840 | 12E19G12H11D06M01W03 | 17.2 | 26.08 | 0.65 | 12.46 | 56.39 | 2.8778 | 1938.1776 | 375.69 | -0.32858 | 0.14327
17841 | 12E19G12H11D07M01W02 | 19.52 | 29.25 | 0.65 | 17.24 | 66.66 | 3.3444 | 2149.4287 | 469.35 | -0.49007 | -0.012762
17842 | 12E19G12H11D07M01W03 | 19.52 | 29.25 | 0.65 | 12.46 | 61.88 | 3.3444 | 2149.4287 | 402.99 | -0.49007 | 0.05986
17843 | 12E19G12H11D07M01W04 | 19.52 | 29.25 | 0.65 | 9.05 | 58.47 | 3.3444 | 2149.4287 | 355.74 | -0.49007 | 0.11167
17844 | 12E19G12H11D07M02W02 | 19.28 | 26.93 | 0.65 | 17.24 | 64.1 | 3.1889 | 1977.1462 | 466.41 | -0.37188 | 0.026132
17845 | 12E19G12H12D05M01W02 | 16.56 | 23.81 | 0.65 | 17.24 | 58.26 | 2.7222 | 1739.2323 | 437.43 | -0.21294 | 0.11486
17846 | 12E19G12H12D05M01W03 | 16.56 | 23.81 | 0.65 | 12.46 | 53.48 | 2.7222 | 1739.2323 | 371.07 | -0.21294 | 0.18748
17847 | 12E19G12H12D07M01W02 | 16.97 | 24.38 | 0.65 | 17.24 | 59.24 | 2.7222 | 1776.15 | 442.26 | -0.24198 | 0.09997
17848 | 12E19G12H12D07M01W03 | 16.97 | 24.38 | 0.65 | 12.46 | 54.46 | 2.7222 | 1776.15 | 375.9 | -0.24198 | 0.17259
17849 | 12E19G12H12D07M01W04 | 16.97 | 24.38 | 0.65 | 9.05 | 51.05 | 2.7222 | 1776.15 | 328.65 | -0.24198 | 0.2244
17850 | 12E19G12H12D07M02W02 | 16.76 | 22.44 | 0.65 | 17.24 | 57.09 | 2.6444 | 1632.5813 | 439.74 | -0.14315 | 0.13263
17851 | 12E19G12H13D05M01W02 | 16.56 | 22.84 | 0.65 | 17.24 | 57.29 | 2.6444 | 1651.0401 | 437.43 | -0.16353 | 0.1296
17852 | 12E19G12H13D05M01W03 | 16.56 | 22.84 | 0.65 | 12.46 | 52.51 | 2.6444 | 1651.0401 | 371.07 | -0.16353 | 0.20222
17853 | 12E19G12H13D07M01W02 | 16.97 | 23.38 | 0.65 | 17.24 | 58.24 | 2.7222 | 1683.8558 | 442.26 | -0.19103 | 0.11516
17854 | 12E19G12H13D07M01W03 | 16.97 | 23.38 | 0.65 | 12.46 | 53.46 | 2.7222 | 1683.8558 | 375.9 | -0.19103 | 0.18778
17855 | 12E19G12H13D07M01W04 | 16.97 | 23.38 | 0.65 | 9.05 | 50.05 | 2.7222 | 1683.8558 | 328.65 | -0.19103 | 0.23959
17856 | 12E19G12H13D07M02W02 | 16.76 | 21.56 | 0.65 | 17.24 | 56.21 | 2.6444 | 1552.593 | 439.74 | -0.098319 | 0.146
17857 | 12E19G12H14D05M01W02 | 19.05 | 27.44 | 0.65 | 17.24 | 64.38 | 3.1889 | 1999.707 | 463.89 | -0.39786 | 0.021878
17858 | 12E19G12H14D05M01W03 | 19.05 | 27.44 | 0.65 | 12.46 | 59.6 | 3.1889 | 1999.707 | 397.53 | -0.39786 | 0.0945
17859 | 12E19G12H14D07M01W02 | 19.52 | 28.09 | 0.65 | 17.24 | 65.5 | 3.2667 | 2042.7776 | 469.35 | -0.43097 | 0.0048617
17860 | 12E19G12H14D07M01W03 | 19.52 | 28.09 | 0.65 | 12.46 | 60.72 | 3.2667 | 2042.7776 | 402.99 | -0.43097 | 0.077484
17861 | 12E19G12H14D07M01W04 | 19.52 | 28.09 | 0.65 | 9.05 | 57.31 | 3.2667 | 2042.7776 | 355.74 | -0.43097 | 0.12929
17862 | 12E19G12H14D07M02W02 | 19.28 | 25.91 | 0.65 | 17.24 | 63.08 | 3.1889 | 1882.8011 | 466.41 | -0.31992 | 0.041629
17863 | 12E20G10H07D04M01W02 | 23.34 | 25.74 | 0.65 | 17.24 | 66.97 | 3.8889 | 1798.7108 | 515.13 | -0.31126 | -0.017472
17864 | 12E20G10H07D05M01W02 | 20.53 | 20.84 | 0.65 | 17.24 | 59.26 | 3.1111 | 1511.5734 | 481.53 | -0.06164 | 0.099666
17865 | 12E20G10H07D05M01W03 | 20.53 | 20.84 | 0.65 | 12.46 | 54.48 | 3.1111 | 1511.5734 | 415.17 | -0.06164 | 0.17229 | 1
17866 | 12E20G10H07D06M01W02 | 18.27 | 17.78 | 0.65 | 17.24 | 53.94 | 2.6444 | 1324.9341 | 454.86 | 0.094244 | 0.18049 | 1
17867 | 12E20G10H07D06M01W03 | 18.27 | 17.78 | 0.65 | 12.46 | 49.16 | 2.6444 | 1324.9341 | 388.5 | 0.094244 | 0.25311 | 1
17868 | 12E20G10H07D07M01W02 | 21.11 | 21.72 | 0.65 | 17.24 | 60.72 | 3.2667 | 1564.8989 | 488.46 | -0.10647 | 0.077484
17869 | 12E20G10H07D07M01W03 | 21.11 | 21.72 | 0.65 | 12.46 | 55.94 | 3.2667 | 1564.8989 | 422.1 | -0.10647 | 0.15011
17870 | 12E20G10H07D07M01W04 | 21.11 | 21.72 | 0.65 | 9.05 | 52.53 | 3.2667 | 1564.8989 | 374.85 | -0.10647 | 0.20191
17871 | 12E20G10H07D07M02W02 | 21.04 | 19.46 | 0.65 | 17.24 | 58.39 | 3.0333 | 1425.4322 | 487.62 | 0.0086602 | 0.11288
17872 | 12E20G10H08D05M01W02 | 18.08 | 20.84 | 0.65 | 17.24 | 56.81 | 3.1111 | 1511.5734 | 450.03 | -0.06164 | 0.13689
17873 | 12E20G10H08D05M01W03 | 18.08 | 20.84 | 0.65 | 12.46 | 52.03 | 3.1111 | 1511.5734 | 383.67 | -0.06164 | 0.20951 | 1
17874 | 12E20G10H08D06M01W02 | 16.09 | 17.78 | 0.65 | 17.24 | 51.76 | 2.6444 | 1324.9341 | 426.72 | 0.094244 | 0.21361 | 1
17875 | 12E20G10H08D06M01W03 | 16.09 | 17.78 | 0.65 | 12.46 | 46.98 | 2.6444 | 1324.9341 | 360.36 | 0.094244 | 0.28624 | 1
17876 | 12E20G10H08D07M01W02 | 18.59 | 21.72 | 0.65 | 17.24 | 58.2 | 3.2667 | 1564.8989 | 455.91 | -0.10647 | 0.11577
17877 | 12E20G10H08D07M01W03 | 18.59 | 21.72 | 0.65 | 12.46 | 53.42 | 3.2667 | 1564.8989 | 389.55 | -0.10647 | 0.18839
17878 | 12E20G10H08D07M01W04 | 18.59 | 21.72 | 0.65 | 9.05 | 50.01 | 3.2667 | 1564.8989 | 342.3 | -0.10647 | 0.2402
17879 | 12E20G10H08D07M02W02 | 18.53 | 19.46 | 0.65 | 17.24 | 55.88 | 3.0333 | 1425.4322 | 455.07 | 0.0086602 | 0.15102 | 1
17880 | 12E20G10H09D05M01W02 | 17.39 | 20.84 | 0.65 | 17.24 | 56.12 | 3.1111 | 1511.5734 | 441.21 | -0.06164 | 0.14737
17881 | 12E20G10H09D05M01W03 | 17.39 | 20.84 | 0.65 | 12.46 | 51.34 | 3.1111 | 1511.5734 | 374.85 | -0.06164 | 0.21999 | 1
17882 | 12E20G10H09D07M01W02 | 17.89 | 21.72 | 0.65 | 17.24 | 57.5 | 3.2667 | 1564.8989 | 446.88 | -0.10647 | 0.12641
17883 | 12E20G10H09D07M01W03 | 17.89 | 21.72 | 0.65 | 12.46 | 52.72 | 3.2667 | 1564.8989 | 380.52 | -0.10647 | 0.19903
17884 | 12E20G10H09D07M01W04 | 17.89 | 21.72 | 0.65 | 9.05 | 49.31 | 3.2667 | 1564.8989 | 333.27 | -0.10647 | 0.25084
17885 | 12E20G10H09D07M02W02 | 17.83 | 19.46 | 0.65 | 17.24 | 55.18 | 3.0333 | 1425.4322 | 446.04 | 0.0086602 | 0.16165 | 1
17886 | 12E20G10H10D05M01W02 | 20.53 | 18.08 | 0.65 | 17.24 | 56.5 | 2.6444 | 1380.3106 | 481.53 | 0.078961 | 0.1416
17887 | 12E20G10H10D05M01W03 | 20.53 | 18.08 | 0.65 | 12.46 | 51.72 | 2.6444 | 1380.3106 | 415.17 | 0.078961 | 0.21422 | 1
17888 | 12E20G10H10D07M01W02 | 21.11 | 18.83 | 0.65 | 17.24 | 57.83 | 2.8 | 1429.5341 | 488.46 | 0.040754 | 0.12139
17889 | 12E20G10H10D07M01W03 | 21.11 | 18.83 | 0.65 | 12.46 | 53.05 | 2.8 | 1429.5341 | 422.1 | 0.040754 | 0.19401 | 1
17890 | 12E20G10H10D07M01W04 | 21.11 | 18.83 | 0.65 | 9.05 | 49.64 | 2.8 | 1429.5341 | 374.85 | 0.040754 | 0.24582 | 1
17891 | 12E20G10H10D07M02W02 | 21.04 | 16.83 | 0.65 | 17.24 | 55.76 | 2.5667 | 1304.4243 | 487.62 | 0.14264 | 0.15284 | 1
17892 | 12E20G10H11D05M01W02 | 20.53 | 16.96 | 0.65 | 17.24 | 55.38 | 2.4111 | 1333.138 | 481.53 | 0.13602 | 0.15861 | 1
17893 | 12E20G10H11D05M01W03 | 20.53 | 16.96 | 0.65 | 12.46 | 50.6 | 2.4111 | 1333.138 | 415.17 | 0.13602 | 0.23124 | 1
17894 | 12E20G10H11D06M01W02 | 18.27 | 14.49 | 0.65 | 17.24 | 50.65 | 2.0222 | 1173.1614 | 454.86 | 0.26184 | 0.23048 | 1
17895 | 12E20G10H11D06M01W03 | 18.27 | 14.49 | 0.65 | 12.46 | 45.87 | 2.0222 | 1173.1614 | 388.5 | 0.26184 | 0.3031 | 1
17896 | 12E20G10H11D07M01W02 | 21.11 | 17.66 | 0.65 | 17.24 | 56.66 | 2.5667 | 1380.3106 | 488.46 | 0.10036 | 0.13917
17897 | 12E20G10H11D07M01W03 | 21.11 | 17.66 | 0.65 | 12.46 | 51.88 | 2.5667 | 1380.3106 | 422.1 | 0.10036 | 0.21179 | 1
17898 | 12E20G10H11D07M01W04 | 21.11 | 17.66 | 0.65 | 9.05 | 48.47 | 2.5667 | 1380.3106 | 374.85 | 0.10036 | 0.2636 | 1
17899 | 12E20G10H11D07M02W02 | 21.04 | 15.76 | 0.65 | 17.24 | 54.69 | 2.4111 | 1259.3027 | 487.62 | 0.19715 | 0.1691 | 1
17900 | 12E20G10H12D05M01W02 | 17.84 | 14.13 | 0.65 | 17.24 | 49.86 | 2.0222 | 1095.2241 | 453.18 | 0.28018 | 0.24248 | 1
17901 | 12E20G10H12D05M01W03 | 17.84 | 14.13 | 0.65 | 12.46 | 45.08 | 2.0222 | 1095.2241 | 386.82 | 0.28018 | 0.3151 | 1
17902 | 12E20G10H12D07M01W02 | 18.34 | 14.72 | 0.65 | 17.24 | 50.95 | 2.1 | 1132.1418 | 459.27 | 0.25013 | 0.22592 | 1
17903 | 12E20G10H12D07M01W03 | 18.34 | 14.72 | 0.65 | 12.46 | 46.17 | 2.1 | 1132.1418 | 392.91 | 0.25013 | 0.29854 | 1
17904 | 12E20G10H12D07M01W04 | 18.34 | 14.72 | 0.65 | 9.05 | 42.76 | 2.1 | 1132.1418 | 345.66 | 0.25013 | 0.35035 | 1
17905 | 12E20G10H12D07M02W02 | 18.29 | 13.13 | 0.65 | 17.24 | 49.31 | 1.9444 | 1029.5927 | 458.43 | 0.33113 | 0.25084 | 1
17906 | 12E20G10H13D05M01W02 | 17.84 | 13.67 | 0.65 | 17.24 | 49.4 | 2.0222 | 1054.2045 | 453.18 | 0.30362 | 0.24947 | 1
17907 | 12E20G10H13D05M01W03 | 17.84 | 13.67 | 0.65 | 12.46 | 44.62 | 2.0222 | 1054.2045 | 386.82 | 0.30362 | 0.32209 | 1
17908 | 12E20G10H13D07M01W02 | 18.34 | 14.25 | 0.65 | 17.24 | 50.48 | 2.1 | 1089.0712 | 459.27 | 0.27407 | 0.23306 | 1
17909 | 12E20G10H13D07M01W03 | 18.34 | 14.25 | 0.65 | 12.46 | 45.7 | 2.1 | 1089.0712 | 392.91 | 0.27407 | 0.30568 | 1
17910 | 12E20G10H13D07M01W04 | 18.34 | 14.25 | 0.65 | 9.05 | 42.29 | 2.1 | 1089.0712 | 345.66 | 0.27407 | 0.35749 | 1
17911 | 12E20G10H13D07M02W02 | 18.29 | 12.75 | 0.65 | 17.24 | 48.93 | 1.9444 | 994.726 | 458.43 | 0.35048 | 0.25661 | 1
17912 | 12E20G10H14D05M01W02 | 20.53 | 16.43 | 0.65 | 17.24 | 54.85 | 2.4111 | 1285.9654 | 481.53 | 0.16302 | 0.16667 | 1
17913 | 12E20G10H14D05M01W03 | 20.53 | 16.43 | 0.65 | 12.46 | 50.07 | 2.4111 | 1285.9654 | 415.17 | 0.16302 | 0.23929 | 1
17914 | 12E20G10H14D07M01W02 | 21.11 | 17.12 | 0.65 | 17.24 | 56.12 | 2.5667 | 1331.087 | 488.46 | 0.12787 | 0.14737
17915 | 12E20G10H14D07M01W03 | 21.11 | 17.12 | 0.65 | 12.46 | 51.34 | 2.5667 | 1331.087 | 422.1 | 0.12787 | 0.21999 | 1
17916 | 12E20G10H14D07M01W04 | 21.11 | 17.12 | 0.65 | 9.05 | 47.93 | 2.5667 | 1331.087 | 374.85 | 0.12787 | 0.2718 | 1
17917 | 12E20G10H14D07M02W02 | 21.04 | 15.32 | 0.65 | 17.24 | 54.25 | 2.4111 | 1218.283 | 487.62 | 0.21956 | 0.17578 | 1
17918 | 12E20G11H07D04M01W02 | 24.89 | 20.25 | 0.65 | 17.24 | 63.03 | 3.2667 | 1505.4205 | 533.61 | -0.031584 | 0.042388
17919 | 12E20G11H07D05M01W02 | 21.91 | 16.44 | 0.65 | 17.24 | 56.24 | 2.6444 | 1273.6595 | 498.33 | 0.16251 | 0.14555
17920 | 12E20G11H07D05M01W03 | 21.91 | 16.44 | 0.65 | 12.46 | 51.46 | 2.6444 | 1273.6595 | 431.97 | 0.16251 | 0.21817 | 1
17921 | 12E20G11H07D06M01W02 | 19.52 | 13.88 | 0.65 | 17.24 | 51.29 | 2.1778 | 1113.683 | 469.98 | 0.29292 | 0.22075 | 1
17922 | 12E20G11H07D06M01W03 | 19.52 | 13.88 | 0.65 | 12.46 | 46.51 | 2.1778 | 1113.683 | 403.62 | 0.29292 | 0.29338 | 1
17923 | 12E20G11H07D07M01W02 | 22.52 | 17.17 | 0.65 | 17.24 | 57.58 | 2.8 | 1318.7811 | 505.47 | 0.12532 | 0.12519
17924 | 12E20G11H07D07M01W03 | 22.52 | 17.17 | 0.65 | 12.46 | 52.8 | 2.8 | 1318.7811 | 439.11 | 0.12532 | 0.19781 | 1
17925 | 12E20G11H07D07M01W04 | 22.52 | 17.17 | 0.65 | 9.05 | 49.39 | 2.8 | 1318.7811 | 391.86 | 0.12532 | 0.24962 | 1
17926 | 12E20G11H07D07M02W02 | 22.5 | 15.35 | 0.65 | 17.24 | 55.74 | 2.5667 | 1210.0791 | 505.05 | 0.21803 | 0.15314 | 1
17927 | 12E20G11H08D05M01W02 | 19.29 | 16.44 | 0.65 | 17.24 | 53.62 | 2.6444 | 1273.6595 | 464.52 | 0.16251 | 0.18535 | 1
17928 | 12E20G11H08D05M01W03 | 19.29 | 16.44 | 0.65 | 12.46 | 48.84 | 2.6444 | 1273.6595 | 398.16 | 0.16251 | 0.25798 | 1
17929 | 12E20G11H08D06M01W02 | 17.19 | 13.88 | 0.65 | 17.24 | 48.96 | 2.1778 | 1113.683 | 439.74 | 0.29292 | 0.25615 | 1
17930 | 12E20G11H08D06M01W03 | 17.19 | 13.88 | 0.65 | 12.46 | 44.18 | 2.1778 | 1113.683 | 373.38 | 0.29292 | 0.32878 | 1
17931 | 12E20G11H08D07M01W02 | 19.83 | 17.17 | 0.65 | 17.24 | 54.89 | 2.8 | 1318.7811 | 470.82 | 0.12532 | 0.16606 | 1
17932 | 12E20G11H08D07M01W03 | 19.83 | 17.17 | 0.65 | 12.46 | 50.11 | 2.8 | 1318.7811 | 404.46 | 0.12532 | 0.23868 | 1
17933 | 12E20G11H08D07M01W04 | 19.83 | 17.17 | 0.65 | 9.05 | 46.7 | 2.8 | 1318.7811 | 357.21 | 0.12532 | 0.29049 | 1
17934 | 12E20G11H08D07M02W02 | 19.82 | 15.35 | 0.65 | 17.24 | 53.06 | 2.5667 | 1210.0791 | 470.4 | 0.21803 | 0.19386 | 1
17935 | 12E20G11H09D05M01W02 | 18.57 | 16.44 | 0.65 | 17.24 | 52.9 | 2.6444 | 1273.6595 | 455.07 | 0.16251 | 0.19629 | 1
17936 | 12E20G11H09D05M01W03 | 18.57 | 16.44 | 0.65 | 12.46 | 48.12 | 2.6444 | 1273.6595 | 388.71 | 0.16251 | 0.26892 | 1
17937 | 12E20G11H09D07M01W02 | 19.08 | 17.17 | 0.65 | 17.24 | 54.14 | 2.8 | 1318.7811 | 461.16 | 0.12532 | 0.17745 | 1
17938 | 12E20G11H09D07M01W03 | 19.08 | 17.17 | 0.65 | 12.46 | 49.36 | 2.8 | 1318.7811 | 394.8 | 0.12532 | 0.25008 | 1
17939 | 12E20G11H09D07M01W04 | 19.08 | 17.17 | 0.65 | 9.05 | 45.95 | 2.8 | 1318.7811 | 347.55 | 0.12532 | 0.30188 | 1
17940 | 12E20G11H09D07M02W02 | 19.07 | 15.35 | 0.65 | 17.24 | 52.31 | 2.5667 | 1210.0791 | 460.74 | 0.21803 | 0.20526 | 1
17941 | 12E20G11H10D05M01W02 | 21.91 | 14.21 | 0.65 | 17.24 | 54.01 | 2.2556 | 1173.1614 | 498.33 | 0.27611 | 0.17943 | 1
17942 | 12E20G11H10D05M01W03 | 21.91 | 14.21 | 0.65 | 12.46 | 49.23 | 2.2556 | 1173.1614 | 431.97 | 0.27611 | 0.25205 | 1
17943 | 12E20G11H10D07M01W02 | 22.52 | 14.85 | 0.65 | 17.24 | 55.26 | 2.3333 | 1212.1301 | 505.47 | 0.2435 | 0.16044 | 1
17944 | 12E20G11H10D07M01W03 | 22.52 | 14.85 | 0.65 | 12.46 | 50.48 | 2.3333 | 1212.1301 | 439.11 | 0.2435 | 0.23306 | 1
17945 | 12E20G11H10D07M01W04 | 22.52 | 14.85 | 0.65 | 9.05 | 47.07 | 2.3333 | 1212.1301 | 391.86 | 0.2435 | 0.28487 | 1
17946 | 12E20G11H10D07M02W02 | 22.5 | 13.25 | 0.65 | 17.24 | 53.64 | 2.1778 | 1115.734 | 505.05 | 0.32501 | 0.18505 | 1
17947 | 12E20G11H11D05M01W02 | 21.91 | 13.3 | 0.65 | 17.24 | 53.1 | 2.0222 | 1134.1928 | 498.33 | 0.32247 | 0.19325 | 1
17948 | 12E20G11H11D05M01W03 | 21.91 | 13.3 | 0.65 | 12.46 | 48.32 | 2.0222 | 1134.1928 | 431.97 | 0.32247 | 0.26588 | 1
17949 | 12E20G11H11D06M01W02 | 19.52 | 11.24 | 0.65 | 17.24 | 48.65 | 1.7111 | 994.726 | 469.98 | 0.42741 | 0.26086 | 1
17950 | 12E20G11H11D06M01W03 | 19.52 | 11.24 | 0.65 | 12.46 | 43.87 | 1.7111 | 994.726 | 403.62 | 0.42741 | 0.33349 | 1
17951 | 12E20G11H11D07M01W02 | 22.52 | 13.89 | 0.65 | 17.24 | 54.3 | 2.1778 | 1173.1614 | 505.47 | 0.29241 | 0.17502 | 1
17952 | 12E20G11H11D07M01W03 | 22.52 | 13.89 | 0.65 | 12.46 | 49.52 | 2.1778 | 1173.1614 | 439.11 | 0.29241 | 0.24765 | 1
17953 | 12E20G11H11D07M01W04 | 22.52 | 13.89 | 0.65 | 9.05 | 46.11 | 2.1778 | 1173.1614 | 391.86 | 0.29241 | 0.29945 | 1
17954 | 12E20G11H11D07M02W02 | 22.5 | 12.37 | 0.65 | 17.24 | 52.76 | 2.0222 | 1078.8163 | 505.05 | 0.36984 | 0.19842 | 1
17955 | 12E20G11H12D05M01W02 | 19.04 | 11.08 | 0.65 | 17.24 | 48.01 | 1.7111 | 924.9927 | 467.88 | 0.43556 | 0.27059 | 1
17956 | 12E20G11H12D05M01W03 | 19.04 | 11.08 | 0.65 | 12.46 | 43.23 | 1.7111 | 924.9927 | 401.52 | 0.43556 | 0.34321 | 1
17957 | 12E20G11H12D07M01W02 | 19.57 | 11.57 | 0.65 | 17.24 | 49.03 | 1.7889 | 955.7574 | 474.18 | 0.4106 | 0.25509 | 1
17958 | 12E20G11H12D07M01W03 | 19.57 | 11.57 | 0.65 | 12.46 | 44.25 | 1.7889 | 955.7574 | 407.82 | 0.4106 | 0.32771 | 1
17959 | 12E20G11H12D07M01W04 | 19.57 | 11.57 | 0.65 | 9.05 | 40.84 | 1.7889 | 955.7574 | 360.57 | 0.4106 | 0.37952 | 2
17960 | 12E20G11H12D07M02W02 | 19.55 | 10.3 | 0.65 | 17.24 | 47.74 | 1.6333 | 877.8201 | 473.76 | 0.47529 | 0.27469 | 1
17961 | 12E20G11H13D05M01W02 | 19.04 | 10.76 | 0.65 | 17.24 | 47.69 | 1.7111 | 896.2789 | 467.88 | 0.45186 | 0.27545 | 1
17962 | 12E20G11H13D05M01W03 | 19.04 | 10.76 | 0.65 | 12.46 | 42.91 | 1.7111 | 896.2789 | 401.52 | 0.45186 | 0.34807 | 1
17963 | 12E20G11H13D07M01W02 | 19.57 | 11.24 | 0.65 | 17.24 | 48.7 | 1.7889 | 927.0437 | 474.18 | 0.42741 | 0.2601 | 1
17964 | 12E20G11H13D07M01W03 | 19.57 | 11.24 | 0.65 | 12.46 | 43.92 | 1.7889 | 927.0437 | 407.82 | 0.42741 | 0.33273 | 1
17965 | 12E20G11H13D07M01W04 | 19.57 | 11.24 | 0.65 | 9.05 | 40.51 | 1.7889 | 927.0437 | 360.57 | 0.42741 | 0.38453 | 2
17966 | 12E20G11H13D07M02W02 | 19.55 | 10.04 | 0.65 | 17.24 | 47.48 | 1.6333 | 855.2593 | 473.76 | 0.48854 | 0.27864 | 1
17967 | 12E20G11H14D05M01W02 | 21.91 | 12.93 | 0.65 | 17.24 | 52.73 | 2.0222 | 1101.3771 | 498.33 | 0.34131 | 0.19888 | 1
17968 | 12E20G11H14D05M01W03 | 21.91 | 12.93 | 0.65 | 12.46 | 47.95 | 2.0222 | 1101.3771 | 431.97 | 0.34131 | 0.2715 | 1
17969 | 12E20G11H14D07M01W02 | 22.52 | 13.51 | 0.65 | 17.24 | 53.92 | 2.1778 | 1138.2948 | 505.47 | 0.31177 | 0.1808 | 1
17970 | 12E20G11H14D07M01W03 | 22.52 | 13.51 | 0.65 | 12.46 | 49.14 | 2.1778 | 1138.2948 | 439.11 | 0.31177 | 0.25342 | 1
17971 | 12E20G11H14D07M01W04 | 22.52 | 13.51 | 0.65 | 9.05 | 45.73 | 2.1778 | 1138.2948 | 391.86 | 0.31177 | 0.30523 | 1
17972 | 12E20G11H14D07M02W02 | 22.5 | 12.06 | 0.65 | 17.24 | 52.45 | 2.0222 | 1052.1535 | 505.05 | 0.38563 | 0.20313 | 1
17973 | 12E20G12H07D04M01W02 | 20.65 | 53.19 | 0.65 | 17.24 | 91.73 | 6.0667 | 3562.5549 | 482.79 | -1.7096 | -0.39365
17974 | 12E20G12H07D05M01W02 | 18.12 | 43.39 | 0.65 | 17.24 | 79.4 | 4.9778 | 2961.6173 | 452.76 | -1.2104 | -0.20632
17975 | 12E20G12H07D05M01W03 | 18.12 | 43.39 | 0.65 | 12.46 | 74.62 | 4.9778 | 2961.6173 | 386.4 | -1.2104 | -0.1337
17976 | 12E20G12H07D06M01W02 | 16.23 | 38.47 | 0.65 | 17.24 | 72.59 | 4.3556 | 2656.0211 | 430.5 | -0.95976 | -0.10286
17977 | 12E20G12H07D06M01W03 | 16.23 | 38.47 | 0.65 | 12.46 | 67.81 | 4.3556 | 2656.0211 | 364.14 | -0.95976 | -0.030234
17978 | 12E20G12H07D07M01W02 | 18.6 | 44.77 | 0.65 | 17.24 | 81.26 | 5.1333 | 3047.7586 | 458.43 | -1.2807 | -0.23458
17979 | 12E20G12H07D07M01W03 | 18.6 | 44.77 | 0.65 | 12.46 | 76.48 | 5.1333 | 3047.7586 | 392.07 | -1.2807 | -0.16196
17980 | 12E20G12H07D07M01W04 | 18.6 | 44.77 | 0.65 | 9.05 | 73.07 | 5.1333 | 3047.7586 | 344.82 | -1.2807 | -0.11015
17981 | 12E20G12H07D07M02W02 | 18.33 | 41.63 | 0.65 | 17.24 | 77.85 | 4.9778 | 2809.8447 | 455.07 | -1.1207 | -0.18277
17982 | 12E20G12H08D05M01W02 | 15.95 | 43.39 | 0.65 | 17.24 | 77.23 | 4.9778 | 2961.6173 | 424.83 | -1.2104 | -0.17335
17983 | 12E20G12H08D05M01W03 | 15.95 | 43.39 | 0.65 | 12.46 | 72.45 | 4.9778 | 2961.6173 | 358.47 | -1.2104 | -0.10073
17984 | 12E20G12H08D06M01W02 | 14.29 | 38.47 | 0.65 | 17.24 | 70.65 | 4.3556 | 2656.0211 | 405.51 | -0.95976 | -0.073382
17985 | 12E20G12H08D06M01W03 | 14.29 | 38.47 | 0.65 | 12.46 | 65.87 | 4.3556 | 2656.0211 | 339.15 | -0.95976 | -0.00075965
17986 | 12E20G12H08D07M01W02 | 16.38 | 44.77 | 0.65 | 17.24 | 79.04 | 5.1333 | 3047.7586 | 429.87 | -1.2807 | -0.20085
17987 | 12E20G12H08D07M01W03 | 16.38 | 44.77 | 0.65 | 12.46 | 74.26 | 5.1333 | 3047.7586 | 363.51 | -1.2807 | -0.12823
17988 | 12E20G12H08D07M01W04 | 16.38 | 44.77 | 0.65 | 9.05 | 70.85 | 5.1333 | 3047.7586 | 316.26 | -1.2807 | -0.076421
17989 | 12E20G12H08D07M02W02 | 16.14 | 41.63 | 0.65 | 17.24 | 75.66 | 4.9778 | 2809.8447 | 426.72 | -1.1207 | -0.1495
17990 | 12E20G12H09D05M01W02 | 15.35 | 43.39 | 0.65 | 17.24 | 76.63 | 4.9778 | 2961.6173 | 417.06 | -1.2104 | -0.16424
17991 | 12E20G12H09D05M01W03 | 15.35 | 43.39 | 0.65 | 12.46 | 71.85 | 4.9778 | 2961.6173 | 350.7 | -1.2104 | -0.091613
17992 | 12E20G12H09D07M01W02 | 15.76 | 44.77 | 0.65 | 17.24 | 78.42 | 5.1333 | 3047.7586 | 421.89 | -1.2807 | -0.19143
17993 | 12E20G12H09D07M01W03 | 15.76 | 44.77 | 0.65 | 12.46 | 73.64 | 5.1333 | 3047.7586 | 355.53 | -1.2807 | -0.11881
17994 | 12E20G12H09D07M01W04 | 15.76 | 44.77 | 0.65 | 9.05 | 70.23 | 5.1333 | 3047.7586 | 308.28 | -1.2807 | -0.067001
17995 | 12E20G12H09D07M02W02 | 15.53 | 41.63 | 0.65 | 17.24 | 75.05 | 4.9778 | 2809.8447 | 418.95 | -1.1207 | -0.14023
17996 | 12E20G12H10D05M01W02 | 18.12 | 37.98 | 0.65 | 17.24 | 73.99 | 4.2 | 2676.5309 | 452.76 | -0.93479 | -0.12413
17997 | 12E20G12H10D05M01W03 | 18.12 | 37.98 | 0.65 | 12.46 | 69.21 | 4.2 | 2676.5309 | 386.4 | -0.93479 | -0.051504
17998 | 12E20G12H10D07M01W02 | 18.6 | 39.17 | 0.65 | 17.24 | 75.66 | 4.3556 | 2754.4682 | 458.43 | -0.99542 | -0.1495
17999 | 12E20G12H10D07M01W03 | 18.6 | 39.17 | 0.65 | 12.46 | 70.88 | 4.3556 | 2754.4682 | 392.07 | -0.99542 | -0.076876
18000 | 12E20G12H10D07M01W04 | 18.6 | 39.17 | 0.65 | 9.05 | 67.47 | 4.3556 | 2754.4682 | 344.82 | -0.99542 | -0.025068
18001 | 12E20G12H10D07M02W02 | 18.33 | 36.37 | 0.65 | 17.24 | 72.59 | 4.2778 | 2537.0642 | 455.07 | -0.85278 | -0.10286
18002 | 12E20G12H11D05M01W02 | 18.12 | 35.89 | 0.65 | 17.24 | 71.9 | 3.8889 | 2582.1858 | 452.76 | -0.82832 | -0.092373
18003 | 12E20G12H11D05M01W03 | 18.12 | 35.89 | 0.65 | 12.46 | 67.12 | 3.8889 | 2582.1858 | 386.4 | -0.82832 | -0.019751
18004 | 12E20G12H11D06M01W02 | 16.23 | 31.85 | 0.65 | 17.24 | 65.97 | 3.4222 | 2319.6601 | 430.5 | -0.62252 | -0.0022789
18005 | 12E20G12H11D06M01W03 | 16.23 | 31.85 | 0.65 | 12.46 | 61.19 | 3.4222 | 2319.6601 | 364.14 | -0.62252 | 0.070343
18006 | 12E20G12H11D07M01W02 | 18.6 | 37.02 | 0.65 | 17.24 | 73.51 | 4.0444 | 2656.0211 | 458.43 | -0.88589 | -0.11683
18007 | 12E20G12H11D07M01W03 | 18.6 | 37.02 | 0.65 | 12.46 | 68.73 | 4.0444 | 2656.0211 | 392.07 | -0.88589 | -0.044211
18008 | 12E20G12H11D07M01W04 | 18.6 | 37.02 | 0.65 | 9.05 | 65.32 | 4.0444 | 2656.0211 | 344.82 | -0.88589 | 0.0075965
18009 | 12E20G12H11D07M02W02 | 18.33 | 34.33 | 0.65 | 17.24 | 70.55 | 3.8889 | 2446.821 | 455.07 | -0.74885 | -0.071863
18010 | 12E20G12H12D05M01W02 | 15.75 | 29.92 | 0.65 | 17.24 | 63.56 | 3.2667 | 2141.2247 | 427.77 | -0.5242 | 0.034336
18011 | 12E20G12H12D05M01W03 | 15.75 | 29.92 | 0.65 | 12.46 | 58.78 | 3.2667 | 2141.2247 | 361.41 | -0.5242 | 0.10696
18012 | 12E20G12H12D07M01W02 | 16.17 | 30.85 | 0.65 | 17.24 | 64.91 | 3.3444 | 2200.7032 | 432.81 | -0.57157 | 0.013826
18013 | 12E20G12H12D07M01W03 | 16.17 | 30.85 | 0.65 | 12.46 | 60.13 | 3.3444 | 2200.7032 | 366.45 | -0.57157 | 0.086448
18014 | 12E20G12H12D07M01W04 | 16.17 | 30.85 | 0.65 | 9.05 | 56.72 | 3.3444 | 2200.7032 | 319.2 | -0.57157 | 0.13826
18015 | 12E20G12H12D07M02W02 | 15.93 | 28.61 | 0.65 | 17.24 | 62.43 | 3.2667 | 2026.3698 | 429.66 | -0.45746 | 0.051504
18016 | 12E20G12H13D05M01W02 | 15.75 | 28.64 | 0.65 | 17.24 | 62.28 | 3.1889 | 2022.2678 | 427.77 | -0.45899 | 0.053783
18017 | 12E20G12H13D05M01W03 | 15.75 | 28.64 | 0.65 | 12.46 | 57.5 | 3.1889 | 2022.2678 | 361.41 | -0.45899 | 0.12641
18018 | 12E20G12H13D07M01W02 | 16.17 | 29.54 | 0.65 | 17.24 | 63.6 | 3.3444 | 2077.6443 | 432.81 | -0.50484 | 0.033728
18019 | 12E20G12H13D07M01W03 | 16.17 | 29.54 | 0.65 | 12.46 | 58.82 | 3.3444 | 2077.6443 | 366.45 | -0.50484 | 0.10635
18020 | 12E20G12H13D07M01W04 | 16.17 | 29.54 | 0.65 | 9.05 | 55.41 | 3.3444 | 2077.6443 | 319.2 | -0.50484 | 0.15816
18021 | 12E20G12H13D07M02W02 | 15.93 | 27.45 | 0.65 | 17.24 | 61.27 | 3.2667 | 1917.6677 | 429.66 | -0.39837 | 0.069128
18022 | 12E20G12H14D05M01W02 | 18.12 | 34.4 | 0.65 | 17.24 | 70.41 | 3.8889 | 2444.77 | 452.76 | -0.75242 | -0.069736
18023 | 12E20G12H14D05M01W03 | 18.12 | 34.4 | 0.65 | 12.46 | 65.63 | 3.8889 | 2444.77 | 386.4 | -0.75242 | 0.0028867
18024 | 12E20G12H14D07M01W02 | 18.6 | 35.49 | 0.65 | 17.24 | 71.98 | 3.9667 | 2514.5034 | 458.43 | -0.80795 | -0.093589
18025 | 12E20G12H14D07M01W03 | 18.6 | 35.49 | 0.65 | 12.46 | 67.2 | 3.9667 | 2514.5034 | 392.07 | -0.80795 | -0.020966
18026 | 12E20G12H14D07M01W04 | 18.6 | 35.49 | 0.65 | 9.05 | 63.79 | 3.9667 | 2514.5034 | 344.82 | -0.80795 | 0.030842
18027 | 12E20G12H14D07M02W02 | 18.33 | 32.97 | 0.65 | 17.24 | 69.19 | 3.8889 | 2321.7111 | 455.07 | -0.67957 | -0.0512
18028 | 12E21G10H07D04M01W02 | 21.37 | 23.65 | 0.65 | 17.24 | 62.91 | 3.6556 | 1648.9892 | 491.4 | -0.20479 | 0.044211
18029 | 12E21G10H07D05M01W02 | 18.71 | 19.1 | 0.65 | 17.24 | 55.7 | 2.9556 | 1384.4125 | 459.9 | 0.026999 | 0.15375 | 1
18030 | 12E21G10H07D05M01W03 | 18.71 | 19.1 | 0.65 | 12.46 | 50.92 | 2.9556 | 1384.4125 | 393.54 | 0.026999 | 0.22637 | 1
18031 | 12E21G10H07D06M01W02 | 16.5 | 16.22 | 0.65 | 17.24 | 50.61 | 2.4889 | 1208.0281 | 433.86 | 0.17371 | 0.23108 | 1
18032 | 12E21G10H07D06M01W03 | 16.5 | 16.22 | 0.65 | 12.46 | 45.83 | 2.4889 | 1208.0281 | 367.5 | 0.17371 | 0.30371 | 1
18033 | 12E21G10H07D07M01W02 | 19.28 | 19.93 | 0.65 | 17.24 | 57.1 | 3.1111 | 1433.6361 | 466.62 | -0.015283 | 0.13248
18034 | 12E21G10H07D07M01W03 | 19.28 | 19.93 | 0.65 | 12.46 | 52.32 | 3.1111 | 1433.6361 | 400.26 | -0.015283 | 0.2051 | 1
18035 | 12E21G10H07D07M01W04 | 19.28 | 19.93 | 0.65 | 9.05 | 48.91 | 3.1111 | 1433.6361 | 353.01 | -0.015283 | 0.25691 | 1
18036 | 12E21G10H07D07M02W02 | 19.23 | 17.82 | 0.65 | 17.24 | 54.94 | 2.8778 | 1302.3733 | 465.99 | 0.092206 | 0.1653 | 1
18037 | 12E21G10H08D05M01W02 | 16.48 | 19.1 | 0.65 | 17.24 | 53.47 | 2.9556 | 1384.4125 | 431.13 | 0.026999 | 0.18763 | 1
18038 | 12E21G10H08D05M01W03 | 16.48 | 19.1 | 0.65 | 12.46 | 48.69 | 2.9556 | 1384.4125 | 364.77 | 0.026999 | 0.26026 | 1
18039 | 12E21G10H08D06M01W02 | 14.53 | 16.22 | 0.65 | 17.24 | 48.64 | 2.4889 | 1208.0281 | 408.45 | 0.17371 | 0.26101 | 1
18040 | 12E21G10H08D06M01W03 | 14.53 | 16.22 | 0.65 | 12.46 | 43.86 | 2.4889 | 1208.0281 | 342.09 | 0.17371 | 0.33364 | 1
18041 | 12E21G10H08D07M01W02 | 16.98 | 19.93 | 0.65 | 17.24 | 54.8 | 3.1111 | 1433.6361 | 437.01 | -0.015283 | 0.16743 | 1
18042 | 12E21G10H08D07M01W03 | 16.98 | 19.93 | 0.65 | 12.46 | 50.02 | 3.1111 | 1433.6361 | 370.65 | -0.015283 | 0.24005 | 1
18043 | 12E21G10H08D07M01W04 | 16.98 | 19.93 | 0.65 | 9.05 | 46.61 | 3.1111 | 1433.6361 | 323.4 | -0.015283 | 0.29186 | 1
18044 | 12E21G10H08D07M02W02 | 16.94 | 17.82 | 0.65 | 17.24 | 52.65 | 2.8778 | 1302.3733 | 436.38 | 0.092206 | 0.20009 | 1
18045 | 12E21G10H09D05M01W02 | 15.86 | 19.1 | 0.65 | 17.24 | 52.85 | 2.9556 | 1384.4125 | 423.15 | 0.026999 | 0.19705 | 1
18046 | 12E21G10H09D05M01W03 | 15.86 | 19.1 | 0.65 | 12.46 | 48.07 | 2.9556 | 1384.4125 | 356.79 | 0.026999 | 0.26967 | 1
18047 | 12E21G10H09D07M01W02 | 16.34 | 19.93 | 0.65 | 17.24 | 54.16 | 3.1111 | 1433.6361 | 428.82 | -0.015283 | 0.17715 | 1
18048 | 12E21G10H09D07M01W03 | 16.34 | 19.93 | 0.65 | 12.46 | 49.38 | 3.1111 | 1433.6361 | 362.46 | -0.015283 | 0.24977 | 1
18049 | 12E21G10H09D07M01W04 | 16.34 | 19.93 | 0.65 | 9.05 | 45.97 | 3.1111 | 1433.6361 | 315.21 | -0.015283 | 0.30158 | 1
18050 | 12E21G10H09D07M02W02 | 16.3 | 17.82 | 0.65 | 17.24 | 52.01 | 2.8778 | 1302.3733 | 428.19 | 0.092206 | 0.20981 | 1
18051 | 12E21G10H10D05M01W02 | 18.71 | 16.55 | 0.65 | 17.24 | 53.15 | 2.4889 | 1265.4556 | 459.9 | 0.1569 | 0.19249 | 1
18052 | 12E21G10H10D05M01W03 | 18.71 | 16.55 | 0.65 | 12.46 | 48.37 | 2.4889 | 1265.4556 | 393.54 | 0.1569 | 0.26512 | 1
18053 | 12E21G10H10D07M01W02 | 19.28 | 17.27 | 0.65 | 17.24 | 54.44 | 2.5667 | 1310.5772 | 466.62 | 0.12022 | 0.1729 | 1
18054 | 12E21G10H10D07M01W03 | 19.28 | 17.27 | 0.65 | 12.46 | 49.66 | 2.5667 | 1310.5772 | 400.26 | 0.12022 | 0.24552 | 1
18055 | 12E21G10H10D07M01W04 | 19.28 | 17.27 | 0.65 | 9.05 | 46.25 | 2.5667 | 1310.5772 | 353.01 | 0.12022 | 0.29733 | 1
18056 | 12E21G10H10D07M02W02 | 19.23 | 15.4 | 0.65 | 17.24 | 52.52 | 2.4111 | 1191.6203 | 465.99 | 0.21549 | 0.20207 | 1
18057 | 12E21G10H11D05M01W02 | 18.71 | 15.51 | 0.65 | 17.24 | 52.11 | 2.2556 | 1222.385 | 459.9 | 0.20988 | 0.2083 | 1
18058 | 12E21G10H11D05M01W03 | 18.71 | 15.51 | 0.65 | 12.46 | 47.33 | 2.2556 | 1222.385 | 393.54 | 0.20988 | 0.28092 | 1
18059 | 12E21G10H11D06M01W02 | 16.5 | 13.19 | 0.65 | 17.24 | 47.58 | 1.9444 | 1068.5614 | 433.86 | 0.32807 | 0.27712 | 1
18060 | 12E21G10H11D06M01W03 | 16.5 | 13.19 | 0.65 | 12.46 | 42.8 | 1.9444 | 1068.5614 | 367.5 | 0.32807 | 0.34974 | 1
18061 | 12E21G10H11D07M01W02 | 19.28 | 16.18 | 0.65 | 17.24 | 53.35 | 2.4111 | 1263.4046 | 466.62 | 0.17575 | 0.18946 | 1
18062 | 12E21G10H11D07M01W03 | 19.28 | 16.18 | 0.65 | 12.46 | 48.57 | 2.4111 | 1263.4046 | 400.26 | 0.17575 | 0.26208 | 1
18063 | 12E21G10H11D07M01W04 | 19.28 | 16.18 | 0.65 | 9.05 | 45.16 | 2.4111 | 1263.4046 | 353.01 | 0.17575 | 0.31389 | 1
18064 | 12E21G10H11D07M02W02 | 19.23 | 14.4 | 0.65 | 17.24 | 51.52 | 2.1778 | 1148.5497 | 465.99 | 0.26643 | 0.21726 | 1
18065 | 12E21G10H12D05M01W02 | 16.26 | 12.92 | 0.65 | 17.24 | 47.07 | 1.8667 | 1004.981 | 434.07 | 0.34182 | 0.28487 | 1
18066 | 12E21G10H12D05M01W03 | 16.26 | 12.92 | 0.65 | 12.46 | 42.29 | 1.8667 | 1004.981 | 367.71 | 0.34182 | 0.35749 | 1
18067 | 12E21G10H12D07M01W02 | 16.76 | 13.48 | 0.65 | 17.24 | 48.13 | 2.0222 | 1037.7967 | 439.95 | 0.3133 | 0.26876 | 1
18068 | 12E21G10H12D07M01W03 | 16.76 | 13.48 | 0.65 | 12.46 | 43.35 | 2.0222 | 1037.7967 | 373.59 | 0.3133 | 0.34139 | 1
18069 | 12E21G10H12D07M01W04 | 16.76 | 13.48 | 0.65 | 9.05 | 39.94 | 2.0222 | 1037.7967 | 326.34 | 0.3133 | 0.39319 | 1
18070 | 12E21G10H12D07M02W02 | 16.72 | 12 | 0.65 | 17.24 | 46.61 | 1.8667 | 945.5025 | 439.32 | 0.38869 | 0.29186 | 1
18071 | 12E21G10H13D05M01W02 | 16.26 | 12.53 | 0.65 | 17.24 | 46.68 | 1.8667 | 968.0633 | 434.07 | 0.36169 | 0.29079 | 1
18072 | 12E21G10H13D05M01W03 | 16.26 | 12.53 | 0.65 | 12.46 | 41.9 | 1.8667 | 968.0633 | 367.71 | 0.36169 | 0.36342 | 1
18073 | 12E21G10H13D07M01W02 | 16.76 | 13.07 | 0.65 | 17.24 | 47.72 | 1.9444 | 1000.879 | 439.95 | 0.33418 | 0.27499 | 1
18074 | 12E21G10H13D07M01W03 | 16.76 | 13.07 | 0.65 | 12.46 | 42.94 | 1.9444 | 1000.879 | 373.59 | 0.33418 | 0.34761 | 1
18075 | 12E21G10H13D07M01W04 | 16.76 | 13.07 | 0.65 | 9.05 | 39.53 | 1.9444 | 1000.879 | 326.34 | 0.33418 | 0.39942 | 1
18076 | 12E21G10H13D07M02W02 | 16.72 | 11.67 | 0.65 | 17.24 | 46.28 | 1.8667 | 914.7378 | 439.32 | 0.4055 | 0.29687 | 1
18077 | 12E21G10H14D05M01W02 | 18.71 | 15.05 | 0.65 | 17.24 | 51.65 | 2.2556 | 1179.3144 | 459.9 | 0.23332 | 0.21528 | 1
18078 | 12E21G10H14D05M01W03 | 18.71 | 15.05 | 0.65 | 12.46 | 46.87 | 2.2556 | 1179.3144 | 393.54 | 0.23332 | 0.28791 | 1
18079 | 12E21G10H14D07M01W02 | 19.28 | 15.7 | 0.65 | 17.24 | 52.87 | 2.4111 | 1220.334 | 466.62 | 0.2002 | 0.19675 | 1
18080 | 12E21G10H14D07M01W03 | 19.28 | 15.7 | 0.65 | 12.46 | 48.09 | 2.4111 | 1220.334 | 400.26 | 0.2002 | 0.26937 | 1
18081 | 12E21G10H14D07M01W04 | 19.28 | 15.7 | 0.65 | 9.05 | 44.68 | 2.4111 | 1220.334 | 353.01 | 0.2002 | 0.32118 | 1
18082 | 12E21G10H14D07M02W02 | 19.23 | 14.02 | 0.65 | 17.24 | 51.14 | 2.1778 | 1113.683 | 465.99 | 0.28579 | 0.22303 | 1
18083 | 12E21G11H07D04M01W02 | 22.92 | 18.29 | 0.65 | 17.24 | 59.1 | 3.0333 | 1368.0047 | 509.88 | 0.068263 | 0.1021
18084 | 12E21G11H07D05M01W02 | 20.09 | 14.84 | 0.65 | 17.24 | 52.82 | 2.4889 | 1156.7536 | 476.49 | 0.24401 | 0.19751 | 1
18085 | 12E21G11H07D05M01W03 | 20.09 | 14.84 | 0.65 | 12.46 | 48.04 | 2.4889 | 1156.7536 | 410.13 | 0.24401 | 0.27013 | 1
18086 | 12E21G11H07D06M01W02 | 17.73 | 12.45 | 0.65 | 17.24 | 48.07 | 2.0222 | 1007.0319 | 448.56 | 0.36577 | 0.26967 | 1
18087 | 12E21G11H07D06M01W03 | 17.73 | 12.45 | 0.65 | 12.46 | 43.29 | 2.0222 | 1007.0319 | 382.2 | 0.36577 | 0.3423 | 1
18088 | 12E21G11H07D07M01W02 | 20.7 | 15.53 | 0.65 | 17.24 | 54.12 | 2.5667 | 1199.8242 | 483.63 | 0.20886 | 0.17776 | 1
18089 | 12E21G11H07D07M01W03 | 20.7 | 15.53 | 0.65 | 12.46 | 49.34 | 2.5667 | 1199.8242 | 417.27 | 0.20886 | 0.25038 | 1
18090 | 12E21G11H07D07M01W04 | 20.7 | 15.53 | 0.65 | 9.05 | 45.93 | 2.5667 | 1199.8242 | 370.02 | 0.20886 | 0.30219 | 1
18091 | 12E21G11H07D07M02W02 | 20.69 | 13.93 | 0.65 | 17.24 | 52.51 | 2.3333 | 1103.4281 | 483.42 | 0.29037 | 0.20222 | 1
18092 | 12E21G11H08D05M01W02 | 17.69 | 14.84 | 0.65 | 17.24 | 50.42 | 2.4889 | 1156.7536 | 445.41 | 0.24401 | 0.23397 | 1
18093 | 12E21G11H08D05M01W03 | 17.69 | 14.84 | 0.65 | 12.46 | 45.64 | 2.4889 | 1156.7536 | 379.05 | 0.24401 | 0.30659 | 1
18094 | 12E21G11H08D06M01W02 | 15.61 | 12.45 | 0.65 | 17.24 | 45.95 | 2.0222 | 1007.0319 | 421.26 | 0.36577 | 0.30188 | 1
18095 | 12E21G11H08D06M01W03 | 15.61 | 12.45 | 0.65 | 12.46 | 41.17 | 2.0222 | 1007.0319 | 354.9 | 0.36577 | 0.37451 | 1
18096 | 12E21G11H08D07M01W02 | 18.23 | 15.53 | 0.65 | 17.24 | 51.65 | 2.5667 | 1199.8242 | 451.71 | 0.20886 | 0.21528 | 1
18097 | 12E21G11H08D07M01W03 | 18.23 | 15.53 | 0.65 | 12.46 | 46.87 | 2.5667 | 1199.8242 | 385.35 | 0.20886 | 0.28791 | 1
18098 | 12E21G11H08D07M01W04 | 18.23 | 15.53 | 0.65 | 9.05 | 43.46 | 2.5667 | 1199.8242 | 338.1 | 0.20886 | 0.33971 | 1
18099 | 12E21G11H08D07M02W02 | 18.22 | 13.93 | 0.65 | 17.24 | 50.04 | 2.3333 | 1103.4281 | 451.5 | 0.29037 | 0.23974 | 1
18100 | 12E21G11H09D05M01W02 | 17.02 | 14.84 | 0.65 | 17.24 | 49.75 | 2.4889 | 1156.7536 | 436.8 | 0.24401 | 0.24415 | 1
18101 | 12E21G11H09D05M01W03 | 17.02 | 14.84 | 0.65 | 12.46 | 44.97 | 2.4889 | 1156.7536 | 370.44 | 0.24401 | 0.31677 | 1
18102 | 12E21G11H09D07M01W02 | 17.54 | 15.53 | 0.65 | 17.24 | 50.96 | 2.5667 | 1199.8242 | 442.89 | 0.20886 | 0.22577 | 1
18103 | 12E21G11H09D07M01W03 | 17.54 | 15.53 | 0.65 | 12.46 | 46.18 | 2.5667 | 1199.8242 | 376.53 | 0.20886 | 0.29839 | 1
18104 | 12E21G11H09D07M01W04 | 17.54 | 15.53 | 0.65 | 9.05 | 42.77 | 2.5667 | 1199.8242 | 329.28 | 0.20886 | 0.3502 | 1
18105 | 12E21G11H09D07M02W02 | 17.54 | 13.93 | 0.65 | 17.24 | 49.36 | 2.3333 | 1103.4281 | 442.68 | 0.29037 | 0.25008 | 1
18106 | 12E21G11H10D05M01W02 | 20.09 | 12.82 | 0.65 | 17.24 | 50.8 | 2.1 | 1066.5104 | 476.49 | 0.34692 | 0.2282 | 1
18107 | 12E21G11H10D05M01W03 | 20.09 | 12.82 | 0.65 | 12.46 | 46.02 | 2.1 | 1066.5104 | 410.13 | 0.34692 | 0.30082 | 1
18108 | 12E21G11H10D07M01W02 | 20.7 | 13.41 | 0.65 | 17.24 | 52 | 2.1778 | 1105.4791 | 483.63 | 0.31686 | 0.20997 | 1
18109 | 12E21G11H10D07M01W03 | 20.7 | 13.41 | 0.65 | 12.46 | 47.22 | 2.1778 | 1105.4791 | 417.27 | 0.31686 | 0.28259 | 1
18110 | 12E21G11H10D07M01W04 | 20.7 | 13.41 | 0.65 | 9.05 | 43.81 | 2.1778 | 1105.4791 | 370.02 | 0.31686 | 0.3344 | 1
18111 | 12E21G11H10D07M02W02 | 20.69 | 12.01 | 0.65 | 17.24 | 50.59 | 2.0222 | 1017.2868 | 483.42 | 0.38818 | 0.23139 | 1
18112 | 12E21G11H11D05M01W02 | 20.09 | 11.99 | 0.65 | 17.24 | 49.97 | 1.8667 | 1031.6437 | 476.49 | 0.3892 | 0.24081 | 1
18113 | 12E21G11H11D05M01W03 | 20.09 | 11.99 | 0.65 | 12.46 | 45.19 | 1.8667 | 1031.6437 | 410.13 | 0.3892 | 0.31343 | 1
18114 | 12E21G11H11D06M01W02 | 17.73 | 10.07 | 0.65 | 17.24 | 45.69 | 1.5556 | 902.4319 | 448.56 | 0.48701 | 0.30583 | 1
18115 | 12E21G11H11D06M01W03 | 17.73 | 10.07 | 0.65 | 12.46 | 40.91 | 1.5556 | 902.4319 | 382.2 | 0.48701 | 0.37846 | 2
18116 | 12E21G11H11D07M01W02 | 20.7 | 12.54 | 0.65 | 17.24 | 51.13 | 2.0222 | 1068.5614 | 483.63 | 0.36118 | 0.22318 | 1
18117 | 12E21G11H11D07M01W03 | 20.7 | 12.54 | 0.65 | 12.46 | 46.35 | 2.0222 | 1068.5614 | 417.27 | 0.36118 | 0.29581 | 1
18118 | 12E21G11H11D07M01W04 | 20.7 | 12.54 | 0.65 | 9.05 | 42.94 | 2.0222 | 1068.5614 | 370.02 | 0.36118 | 0.34761 | 1
18119 | 12E21G11H11D07M02W02 | 20.69 | 11.21 | 0.65 | 17.24 | 49.79 | 1.8667 | 984.4711 | 483.42 | 0.42894 | 0.24354 | 1
18120 | 12E21G11H12D05M01W02 | 17.46 | 9.98 | 0.65 | 17.24 | 45.33 | 1.5556 | 842.9534 | 448.56 | 0.49159 | 0.3113 | 1
18121 | 12E21G11H12D05M01W03 | 17.46 | 9.98 | 0.65 | 12.46 | 40.55 | 1.5556 | 842.9534 | 382.2 | 0.49159 | 0.38393 | 2
18122 | 12E21G11H12D07M01W02 | 17.99 | 10.44 | 0.65 | 17.24 | 46.32 | 1.6333 | 873.7181 | 454.86 | 0.46816 | 0.29626 | 1
18123 | 12E21G11H12D07M01W03 | 17.99 | 10.44 | 0.65 | 12.46 | 41.54 | 1.6333 | 873.7181 | 388.5 | 0.46816 | 0.36888 | 2
18124 | 12E21G11H12D07M01W04 | 17.99 | 10.44 | 0.65 | 9.05 | 38.13 | 1.6333 | 873.7181 | 341.25 | 0.46816 | 0.42069 | 2
18125 | 12E21G11H12D07M02W02 | 17.98 | 9.34 | 0.65 | 17.24 | 45.21 | 1.5556 | 803.9848 | 454.65 | 0.5242 | 0.31313 | 1
18126 | 12E21G11H13D05M01W02 | 17.46 | 9.71 | 0.65 | 17.24 | 45.06 | 1.5556 | 816.2907 | 448.56 | 0.50535 | 0.31541 | 1
18127 | 12E21G11H13D05M01W03 | 17.46 | 9.71 | 0.65 | 12.46 | 40.28 | 1.5556 | 816.2907 | 382.2 | 0.50535 | 0.38803 | 2
18128 | 12E21G11H13D07M01W02 | 17.99 | 10.16 | 0.65 | 17.24 | 46.04 | 1.6333 | 847.0554 | 454.86 | 0.48242 | 0.30052 | 1
18129 | 12E21G11H13D07M01W03 | 17.99 | 10.16 | 0.65 | 12.46 | 41.26 | 1.6333 | 847.0554 | 388.5 | 0.48242 | 0.37314 | 2
18130 | 12E21G11H13D07M01W04 | 17.99 | 10.16 | 0.65 | 9.05 | 37.85 | 1.6333 | 847.0554 | 341.25 | 0.48242 | 0.42495 | 2
18131 | 12E21G11H13D07M02W02 | 17.98 | 9.11 | 0.65 | 17.24 | 44.98 | 1.5556 | 781.424 | 454.65 | 0.53591 | 0.31662 | 1
18132 | 12E21G11H14D05M01W02 | 20.09 | 11.67 | 0.65 | 17.24 | 49.65 | 1.8667 | 1002.93 | 476.49 | 0.4055 | 0.24567 | 1
18133 | 12E21G11H14D05M01W03 | 20.09 | 11.67 | 0.65 | 12.46 | 44.87 | 1.8667 | 1002.93 | 410.13 | 0.4055 | 0.31829 | 1
18134 | 12E21G11H14D07M01W02 | 20.7 | 12.21 | 0.65 | 17.24 | 50.8 | 2.0222 | 1037.7967 | 483.63 | 0.37799 | 0.2282 | 1
18135 | 12E21G11H14D07M01W03 | 20.7 | 12.21 | 0.65 | 12.46 | 46.02 | 2.0222 | 1037.7967 | 417.27 | 0.37799 | 0.30082 | 1
18136 | 12E21G11H14D07M01W04 | 20.7 | 12.21 | 0.65 | 9.05 | 42.61 | 2.0222 | 1037.7967 | 370.02 | 0.37799 | 0.35263 | 1
18137 | 12E21G11H14D07M02W02 | 20.69 | 10.94 | 0.65 | 17.24 | 49.52 | 1.8667 | 959.8594 | 483.42 | 0.44269 | 0.24765 | 1
18138 | 12E21G12H07D04M01W02 | 18.72 | 51.18 | 0.65 | 17.24 | 87.79 | 5.9111 | 3402.5784 | 459.69 | -1.6072 | -0.33379
18139 | 12E21G12H07D05M01W02 | 16.36 | 41.65 | 0.65 | 17.24 | 75.9 | 4.8222 | 2820.0996 | 431.76 | -1.1218 | -0.15314
18140 | 12E21G12H07D05M01W03 | 16.36 | 41.65 | 0.65 | 12.46 | 71.12 | 4.8222 | 2820.0996 | 365.4 | -1.1218 | -0.080523
18141 | 12E21G12H07D06M01W02 | 14.53 | 36.82 | 0.65 | 17.24 | 69.24 | 4.2 | 2524.7583 | 410.34 | -0.8757 | -0.05196
18142 | 12E21G12H07D06M01W03 | 14.53 | 36.82 | 0.65 | 12.46 | 64.46 | 4.2 | 2524.7583 | 343.98 | -0.8757 | 0.020662
18143 | 12E21G12H07D07M01W02 | 16.83 | 43 | 0.65 | 17.24 | 77.72 | 4.9778 | 2904.1899 | 437.43 | -1.1905 | -0.1808
18144 | 12E21G12H07D07M01W03 | 16.83 | 43 | 0.65 | 12.46 | 72.94 | 4.9778 | 2904.1899 | 371.07 | -1.1905 | -0.10817
18145 | 12E21G12H07D07M01W04 | 16.83 | 43 | 0.65 | 9.05 | 69.53 | 4.9778 | 2904.1899 | 323.82 | -1.1905 | -0.056366
18146 | 12E21G12H07D07M02W02 | 16.58 | 39.92 | 0.65 | 17.24 | 74.39 | 4.8222 | 2672.4289 | 434.28 | -1.0336 | -0.1302
18147 | 12E21G12H08D05M01W02 | 14.41 | 41.65 | 0.65 | 17.24 | 73.95 | 4.8222 | 2820.0996 | 406.56 | -1.1218 | -0.12352
18148 | 12E21G12H08D05M01W03 | 14.41 | 41.65 | 0.65 | 12.46 | 69.17 | 4.8222 | 2820.0996 | 340.2 | -1.1218 | -0.050896
18149 | 12E21G12H08D06M01W02 | 12.79 | 36.82 | 0.65 | 17.24 | 67.5 | 4.2 | 2524.7583 | 387.87 | -0.8757 | -0.025524
18150 | 12E21G12H08D06M01W03 | 12.79 | 36.82 | 0.65 | 12.46 | 62.72 | 4.2 | 2524.7583 | 321.51 | -0.8757 | 0.047098
18151 | 12E21G12H08D07M01W02 | 14.82 | 43 | 0.65 | 17.24 | 75.71 | 4.9778 | 2904.1899 | 411.39 | -1.1905 | -0.15026
18152 | 12E21G12H08D07M01W03 | 14.82 | 43 | 0.65 | 12.46 | 70.93 | 4.9778 | 2904.1899 | 345.03 | -1.1905 | -0.077636
18153 | 12E21G12H08D07M01W04 | 14.82 | 43 | 0.65 | 9.05 | 67.52 | 4.9778 | 2904.1899 | 297.78 | -1.1905 | -0.025828
18154 | 12E21G12H08D07M02W02 | 14.61 | 39.92 | 0.65 | 17.24 | 72.42 | 4.8222 | 2672.4289 | 408.66 | -1.0336 | -0.10027
18155 | 12E21G12H09D05M01W02 | 13.86 | 41.65 | 0.65 | 17.24 | 73.4 | 4.8222 | 2820.0996 | 399.63 | -1.1218 | -0.11516
18156 | 12E21G12H09D05M01W03 | 13.86 | 41.65 | 0.65 | 12.46 | 68.62 | 4.8222 | 2820.0996 | 333.27 | -1.1218 | -0.04254
18157 | 12E21G12H09D07M01W02 | 14.26 | 43 | 0.65 | 17.24 | 75.15 | 4.9778 | 2904.1899 | 404.25 | -1.1905 | -0.14175
18158 | 12E21G12H09D07M01W03 | 14.26 | 43 | 0.65 | 12.46 | 70.37 | 4.9778 | 2904.1899 | 337.89 | -1.1905 | -0.069128
18159 | 12E21G12H09D07M01W04 | 14.26 | 43 | 0.65 | 9.05 | 66.96 | 4.9778 | 2904.1899 | 290.64 | -1.1905 | -0.01732
18160 | 12E21G12H09D07M02W02 | 14.06 | 39.92 | 0.65 | 17.24 | 71.87 | 4.8222 | 2672.4289 | 401.73 | -1.0336 | -0.091917
18161 | 12E21G12H10D05M01W02 | 16.36 | 36.44 | 0.65 | 17.24 | 70.69 | 4.1222 | 2547.3191 | 431.76 | -0.85634 | -0.07399
18162 | 12E21G12H10D05M01W03 | 16.36 | 36.44 | 0.65 | 12.46 | 65.91 | 4.1222 | 2547.3191 | 365.4 | -0.85634 | -0.0013674
18163 | 12E21G12H10D07M01W02 | 16.83 | 37.62 | 0.65 | 17.24 | 72.34 | 4.2 | 2623.2054 | 437.43 | -0.91645 | -0.099058
18164 | 12E21G12H10D07M01W03 | 16.83 | 37.62 | 0.65 | 12.46 | 67.56 | 4.2 | 2623.2054 | 371.07 | -0.91645 | -0.026436
18165 | 12E21G12H10D07M01W04 | 16.83 | 37.62 | 0.65 | 9.05 | 64.15 | 4.2 | 2623.2054 | 323.82 | -0.91645 | 0.025372
18166 | 12E21G12H10D07M02W02 | 16.58 | 34.87 | 0.65 | 17.24 | 69.34 | 4.1222 | 2414.0053 | 434.28 | -0.77636 | -0.053479
18167 | 12E21G12H11D05M01W02 | 16.36 | 34.43 | 0.65 | 17.24 | 68.68 | 3.8111 | 2457.0759 | 431.76 | -0.75395 | -0.043452
18168 | 12E21G12H11D05M01W03 | 16.36 | 34.43 | 0.65 | 12.46 | 63.9 | 3.8111 | 2457.0759 | 365.4 | -0.75395 | 0.02917
18169 | 12E21G12H11D06M01W02 | 14.53 | 30.48 | 0.65 | 17.24 | 62.9 | 3.3444 | 2204.8052 | 410.34 | -0.55273 | 0.044363
18170 | 12E21G12H11D06M01W03 | 14.53 | 30.48 | 0.65 | 12.46 | 58.12 | 3.3444 | 2204.8052 | 343.98 | -0.55273 | 0.11699
18171 | 12E21G12H11D07M01W02 | 16.83 | 35.53 | 0.65 | 17.24 | 70.25 | 3.8889 | 2528.8602 | 437.43 | -0.80998 | -0.067305
18172 | 12E21G12H11D07M01W03 | 16.83 | 35.53 | 0.65 | 12.46 | 65.47 | 3.8889 | 2528.8602 | 371.07 | -0.80998 | 0.0053175
18173 | 12E21G12H11D07M01W04 | 16.83 | 35.53 | 0.65 | 9.05 | 62.06 | 3.8889 | 2528.8602 | 323.82 | -0.80998 | 0.057125
18174 | 12E21G12H11D07M02W02 | 16.58 | 32.9 | 0.65 | 17.24 | 67.37 | 3.8111 | 2325.8131 | 434.28 | -0.67601 | -0.023549
18175 | 12E21G12H12D05M01W02 | 14.22 | 28.69 | 0.65 | 17.24 | 60.8 | 3.1111 | 2038.6757 | 409.08 | -0.46154 | 0.076269
18176 | 12E21G12H12D05M01W03 | 14.22 | 28.69 | 0.65 | 12.46 | 56.02 | 3.1111 | 2038.6757 | 342.72 | -0.46154 | 0.14889
18177 | 12E21G12H12D07M01W02 | 14.63 | 29.62 | 0.65 | 17.24 | 62.14 | 3.2667 | 2098.1541 | 414.12 | -0.50891 | 0.05591
18178 | 12E21G12H12D07M01W03 | 14.63 | 29.62 | 0.65 | 12.46 | 57.36 | 3.2667 | 2098.1541 | 347.76 | -0.50891 | 0.12853
18179 | 12E21G12H12D07M01W04 | 14.63 | 29.62 | 0.65 | 9.05 | 53.95 | 3.2667 | 2098.1541 | 300.51 | -0.50891 | 0.18034
18180 | 12E21G12H12D07M02W02 | 14.41 | 27.42 | 0.65 | 17.24 | 59.72 | 3.1889 | 1925.8717 | 411.18 | -0.39684 | 0.092677
18181 | 12E21G12H13D05M01W02 | 14.22 | 27.48 | 0.65 | 17.24 | 59.59 | 3.1111 | 1925.8717 | 409.08 | -0.3999 | 0.094652
18182 | 12E21G12H13D05M01W03 | 14.22 | 27.48 | 0.65 | 12.46 | 54.81 | 3.1111 | 1925.8717 | 342.72 | -0.3999 | 0.16727
18183 | 12E21G12H13D07M01W02 | 14.63 | 28.37 | 0.65 | 17.24 | 60.89 | 3.1889 | 1981.2482 | 414.12 | -0.44524 | 0.074901
18184 | 12E21G12H13D07M01W03 | 14.63 | 28.37 | 0.65 | 12.46 | 56.11 | 3.1889 | 1981.2482 | 347.76 | -0.44524 | 0.14752
18185 | 12E21G12H13D07M01W04 | 14.63 | 28.37 | 0.65 | 9.05 | 52.7 | 3.1889 | 1981.2482 | 300.51 | -0.44524 | 0.19933
18186 | 12E21G12H13D07M02W02 | 14.41 | 26.31 | 0.65 | 17.24 | 58.61 | 3.1111 | 1825.3736 | 411.18 | -0.3403 | 0.10954
18187 | 12E21G12H14D05M01W02 | 16.36 | 33.01 | 0.65 | 17.24 | 67.26 | 3.7333 | 2325.8131 | 431.76 | -0.68161 | -0.021878
18188 | 12E21G12H14D05M01W03 | 16.36 | 33.01 | 0.65 | 12.46 | 62.48 | 3.7333 | 2325.8131 | 365.4 | -0.68161 | 0.050744
18189 | 12E21G12H14D07M01W02 | 16.83 | 34.08 | 0.65 | 17.24 | 68.8 | 3.8889 | 2393.4955 | 437.43 | -0.73612 | -0.045275
18190 | 12E21G12H14D07M01W03 | 16.83 | 34.08 | 0.65 | 12.46 | 64.02 | 3.8889 | 2393.4955 | 371.07 | -0.73612 | 0.027347
18191 | 12E21G12H14D07M01W04 | 16.83 | 34.08 | 0.65 | 9.05 | 60.61 | 3.8889 | 2393.4955 | 323.82 | -0.73612 | 0.079155
18192 | 12E21G12H14D07M02W02 | 16.58 | 31.61 | 0.65 | 17.24 | 66.08 | 3.8111 | 2206.8561 | 434.28 | -0.61029 | -0.0039502
18193 | 12E22G10H07D04M01W02 | 21.4 | 14.47 | 0.65 | 17.24 | 53.76 | 2.3333 | 1150.6006 | 491.82 | 0.26286 | 0.18323 | 1
18194 | 12E22G10H07D05M01W02 | 18.72 | 12.12 | 0.65 | 17.24 | 48.73 | 1.8667 | 998.828 | 460.11 | 0.38258 | 0.25965 | 1
18195 | 12E22G10H07D05M01W03 | 18.72 | 12.12 | 0.65 | 12.46 | 43.95 | 1.8667 | 998.828 | 393.75 | 0.38258 | 0.33227 | 1
18196 | 12E22G10H07D06M01W02 | 16.52 | 10.6 | 0.65 | 17.24 | 45.01 | 1.6333 | 892.177 | 434.07 | 0.46001 | 0.31617 | 1
18197 | 12E22G10H07D06M01W03 | 16.52 | 10.6 | 0.65 | 12.46 | 40.23 | 1.6333 | 892.177 | 367.71 | 0.46001 | 0.38879 | 2
18198 | 12E22G10H07D07M01W02 | 19.29 | 12.53 | 0.65 | 17.24 | 49.71 | 1.9444 | 1025.4908 | 466.83 | 0.36169 | 0.24476 | 1
18199 | 12E22G10H07D07M01W03 | 19.29 | 12.53 | 0.65 | 12.46 | 44.93 | 1.9444 | 1025.4908 | 400.47 | 0.36169 | 0.31738 | 1
18200 | 12E22G10H07D07M01W04 | 19.29 | 12.53 | 0.65 | 9.05 | 41.52 | 1.9444 | 1025.4908 | 353.22 | 0.36169 | 0.36919 | 1
18201 | 12E22G10H07D07M02W02 | 19.29 | 11.21 | 0.65 | 17.24 | 48.39 | 1.7111 | 947.5535 | 466.62 | 0.42894 | 0.26481 | 1
18202 | 12E22G10H08D05M01W02 | 16.49 | 12.12 | 0.65 | 17.24 | 46.5 | 1.8667 | 998.828 | 431.34 | 0.38258 | 0.29353 | 1
18203 | 12E22G10H08D05M01W03 | 16.49 | 12.12 | 0.65 | 12.46 | 41.72 | 1.8667 | 998.828 | 364.98 | 0.38258 | 0.36615 | 1
18204 | 12E22G10H08D06M01W02 | 14.55 | 10.6 | 0.65 | 17.24 | 43.04 | 1.6333 | 892.177 | 408.66 | 0.46001 | 0.3461 | 1
18205 | 12E22G10H08D06M01W03 | 14.55 | 10.6 | 0.65 | 12.46 | 38.26 | 1.6333 | 892.177 | 342.3 | 0.46001 | 0.41872 | 2
18206 | 12E22G10H08D07M01W02 | 16.99 | 12.53 | 0.65 | 17.24 | 47.41 | 1.9444 | 1025.4908 | 437.22 | 0.36169 | 0.2797 | 1
18207 | 12E22G10H08D07M01W03 | 16.99 | 12.53 | 0.65 | 12.46 | 42.63 | 1.9444 | 1025.4908 | 370.86 | 0.36169 | 0.35232 | 1
18208 | 12E22G10H08D07M01W04 | 16.99 | 12.53 | 0.65 | 9.05 | 39.22 | 1.9444 | 1025.4908 | 323.61 | 0.36169 | 0.40413 | 1
18209 | 12E22G10H08D07M02W02 | 16.99 | 11.21 | 0.65 | 17.24 | 46.09 | 1.7111 | 947.5535 | 437.01 | 0.42894 | 0.29976 | 1
18210 | 12E22G10H09D05M01W02 | 15.87 | 12.12 | 0.65 | 17.24 | 45.88 | 1.8667 | 998.828 | 423.36 | 0.38258 | 0.30295 | 1
18211 | 12E22G10H09D05M01W03 | 15.87 | 12.12 | 0.65 | 12.46 | 41.1 | 1.8667 | 998.828 | 357 | 0.38258 | 0.37557 | 1
18212 | 12E22G10H09D07M01W02 | 16.35 | 12.53 | 0.65 | 17.24 | 46.77 | 1.9444 | 1025.4908 | 428.82 | 0.36169 | 0.28943 | 1
18213 | 12E22G10H09D07M01W03 | 16.35 | 12.53 | 0.65 | 12.46 | 41.99 | 1.9444 | 1025.4908 | 362.46 | 0.36169 | 0.36205 | 1
18214 | 12E22G10H09D07M01W04 | 16.35 | 12.53 | 0.65 | 9.05 | 38.58 | 1.9444 | 1025.4908 | 315.21 | 0.36169 | 0.41386 | 1
18215 | 12E22G10H09D07M02W02 | 16.35 | 11.21 | 0.65 | 17.24 | 45.45 | 1.7111 | 947.5535 | 428.61 | 0.42894 | 0.30948 | 1
18216 | 12E22G10H10D05M01W02 | 18.72 | 10.46 | 0.65 | 17.24 | 47.07 | 1.5556 | 922.9417 | 460.11 | 0.46714 | 0.28487 | 1
18217 | 12E22G10H10D05M01W03 | 18.72 | 10.46 | 0.65 | 12.46 | 42.29 | 1.5556 | 922.9417 | 393.75 | 0.46714 | 0.35749 | 2
18218 | 12E22G10H10D07M01W02 | 19.29 | 10.82 | 0.65 | 17.24 | 48 | 1.6333 | 947.5535 | 466.83 | 0.4488 | 0.27074 | 1
18219 | 12E22G10H10D07M01W03 | 19.29 | 10.82 | 0.65 | 12.46 | 43.22 | 1.6333 | 947.5535 | 400.47 | 0.4488 | 0.34336 | 1
18220 | 12E22G10H10D07M01W04 | 19.29 | 10.82 | 0.65 | 9.05 | 39.81 | 1.6333 | 947.5535 | 353.22 | 0.4488 | 0.39517 | 2
18221 | 12E22G10H10D07M02W02 | 19.29 | 9.66 | 0.65 | 17.24 | 46.84 | 1.4778 | 877.8201 | 466.62 | 0.5079 | 0.28836 | 1
18222 | 12E22G10H11D05M01W02 | 18.72 | 9.78 | 0.65 | 17.24 | 46.39 | 1.4778 | 894.228 | 460.11 | 0.50178 | 0.2952 | 1
18223 | 12E22G10H11D05M01W03 | 18.72 | 9.78 | 0.65 | 12.46 | 41.61 | 1.4778 | 894.228 | 393.75 | 0.50178 | 0.36782 | 2
18224 | 12E22G10H11D06M01W02 | 16.52 | 8.56 | 0.65 | 17.24 | 42.97 | 1.2444 | 801.9338 | 434.07 | 0.56393 | 0.34716 | 1
18225 | 12E22G10H11D06M01W03 | 16.52 | 8.56 | 0.65 | 12.46 | 38.19 | 1.2444 | 801.9338 | 367.71 | 0.56393 | 0.41978 | 2
18226 | 12E22G10H11D07M01W02 | 19.29 | 10.11 | 0.65 | 17.24 | 47.29 | 1.4778 | 918.8397 | 466.83 | 0.48497 | 0.28153 | 1
18227 | 12E22G10H11D07M01W03 | 19.29 | 10.11 | 0.65 | 12.46 | 42.51 | 1.4778 | 918.8397 | 400.47 | 0.48497 | 0.35415 | 2
18228 | 12E22G10H11D07M01W04 | 19.29 | 10.11 | 0.65 | 9.05 | 39.1 | 1.4778 | 918.8397 | 353.22 | 0.48497 | 0.40596 | 2
18229 | 12E22G10H11D07M02W02 | 19.29 | 9.01 | 0.65 | 17.24 | 46.19 | 1.3222 | 851.1573 | 466.62 | 0.54101 | 0.29824 | 1
18230 | 12E22G10H12D05M01W02 | 16.28 | 8.15 | 0.65 | 17.24 | 42.32 | 1.2444 | 730.1494 | 434.28 | 0.58482 | 0.35703 | 2
18231 | 12E22G10H12D05M01W03 | 16.28 | 8.15 | 0.65 | 12.46 | 37.54 | 1.2444 | 730.1494 | 367.92 | 0.58482 | 0.42966 | 2
18232 | 12E22G10H12D07M01W02 | 16.77 | 8.42 | 0.65 | 17.24 | 43.08 | 1.2444 | 750.6592 | 440.16 | 0.57106 | 0.34549 | 1
18233 | 12E22G10H12D07M01W03 | 16.77 | 8.42 | 0.65 | 12.46 | 38.3 | 1.2444 | 750.6592 | 373.8 | 0.57106 | 0.41811 | 2
18234 | 12E22G10H12D07M01W04 | 16.77 | 8.42 | 0.65 | 9.05 | 34.89 | 1.2444 | 750.6592 | 326.55 | 0.57106 | 0.46992 | 2
18235 | 12E22G10H12D07M02W02 | 16.77 | 7.51 | 0.65 | 17.24 | 42.17 | 1.0889 | 695.2827 | 439.95 | 0.61742 | 0.35931 | 2
18236 | 12E22G10H13D05M01W02 | 16.28 | 7.93 | 0.65 | 17.24 | 42.1 | 1.2444 | 711.6906 | 434.28 | 0.59603 | 0.36038 | 2
18237 | 12E22G10H13D05M01W03 | 16.28 | 7.93 | 0.65 | 12.46 | 37.32 | 1.2444 | 711.6906 | 367.92 | 0.59603 | 0.433 | 2
18238 | 12E22G10H13D07M01W02 | 16.77 | 8.2 | 0.65 | 17.24 | 42.86 | 1.2444 | 730.1494 | 440.16 | 0.58227 | 0.34883 | 1
18239 | 12E22G10H13D07M01W03 | 16.77 | 8.2 | 0.65 | 12.46 | 38.08 | 1.2444 | 730.1494 | 373.8 | 0.58227 | 0.42145 | 2
18240 | 12E22G10H13D07M01W04 | 16.77 | 8.2 | 0.65 | 9.05 | 34.67 | 1.2444 | 730.1494 | 326.55 | 0.58227 | 0.47326 | 2
18241 | 12E22G10H13D07M02W02 | 16.77 | 7.32 | 0.65 | 17.24 | 41.98 | 1.0889 | 676.8239 | 439.95 | 0.6271 | 0.3622 | 2
18242 | 12E22G10H14D05M01W02 | 18.72 | 9.53 | 0.65 | 17.24 | 46.14 | 1.4778 | 871.6672 | 460.11 | 0.51452 | 0.299 | 1
18243 | 12E22G10H14D05M01W03 | 18.72 | 9.53 | 0.65 | 12.46 | 41.36 | 1.4778 | 871.6672 | 393.75 | 0.51452 | 0.37162 | 2
18244 | 12E22G10H14D07M01W02 | 19.29 | 9.85 | 0.65 | 17.24 | 47.03 | 1.4778 | 894.228 | 466.83 | 0.49822 | 0.28548 | 1
18245 | 12E22G10H14D07M01W03 | 19.29 | 9.85 | 0.65 | 12.46 | 42.25 | 1.4778 | 894.228 | 400.47 | 0.49822 | 0.3581 | 2
18246 | 12E22G10H14D07M01W04 | 19.29 | 9.85 | 0.65 | 9.05 | 38.84 | 1.4778 | 894.228 | 353.22 | 0.49822 | 0.40991 | 2
18247 | 12E22G10H14D07M02W02 | 19.29 | 8.8 | 0.65 | 17.24 | 45.98 | 1.3222 | 832.6985 | 466.62 | 0.55171 | 0.30143 | 1
18248 | 12E22G11H07D04M01W02 | 23.03 | 10.74 | 0.65 | 17.24 | 51.66 | 1.7111 | 970.1143 | 511.56 | 0.45288 | 0.21513 | 1
18249 | 12E22G11H07D05M01W02 | 20.18 | 8.97 | 0.65 | 17.24 | 47.04 | 1.4 | 845.0044 | 477.75 | 0.54305 | 0.28532 | 1
18250 | 12E22G11H07D05M01W03 | 20.18 | 8.97 | 0.65 | 12.46 | 42.26 | 1.4 | 845.0044 | 411.39 | 0.54305 | 0.35795 | 2
18251 | 12E22G11H07D06M01W02 | 17.81 | 7.74 | 0.65 | 17.24 | 43.44 | 1.1667 | 750.6592 | 449.61 | 0.60571 | 0.34002 | 1
18252 | 12E22G11H07D06M01W03 | 17.81 | 7.74 | 0.65 | 12.46 | 38.66 | 1.1667 | 750.6592 | 383.25 | 0.60571 | 0.41264 | 2
18253 | 12E22G11H07D07M01W02 | 20.78 | 9.3 | 0.65 | 17.24 | 47.97 | 1.4778 | 867.5652 | 484.89 | 0.52624 | 0.27119 | 1
18254 | 12E22G11H07D07M01W03 | 20.78 | 9.3 | 0.65 | 12.46 | 43.19 | 1.4778 | 867.5652 | 418.53 | 0.52624 | 0.34382 | 1
18255 | 12E22G11H07D07M01W04 | 20.78 | 9.3 | 0.65 | 9.05 | 39.78 | 1.4778 | 867.5652 | 371.28 | 0.52624 | 0.39562 | 2
18256 | 12E22G11H07D07M02W02 | 20.83 | 8.26 | 0.65 | 17.24 | 46.98 | 1.3222 | 812.1887 | 485.1 | 0.57922 | 0.28624 | 1
18257 | 12E22G11H08D05M01W02 | 17.77 | 8.97 | 0.65 | 17.24 | 44.63 | 1.4 | 845.0044 | 446.67 | 0.54305 | 0.32194 | 1
18258 | 12E22G11H08D05M01W03 | 17.77 | 8.97 | 0.65 | 12.46 | 39.85 | 1.4 | 845.0044 | 380.31 | 0.54305 | 0.39456 | 2
18259 | 12E22G11H08D06M01W02 | 15.69 | 7.74 | 0.65 | 17.24 | 41.32 | 1.1667 | 750.6592 | 422.1 | 0.60571 | 0.37223 | 2
18260 | 12E22G11H08D06M01W03 | 15.69 | 7.74 | 0.65 | 12.46 | 36.54 | 1.1667 | 750.6592 | 355.74 | 0.60571 | 0.44485 | 2
18261 | 12E22G11H08D07M01W02 | 18.3 | 9.3 | 0.65 | 17.24 | 45.49 | 1.4778 | 867.5652 | 452.76 | 0.52624 | 0.30887 | 1
18262 | 12E22G11H08D07M01W03 | 18.3 | 9.3 | 0.65 | 12.46 | 40.71 | 1.4778 | 867.5652 | 386.4 | 0.52624 | 0.38149 | 2
18263 | 12E22G11H08D07M01W04 | 18.3 | 9.3 | 0.65 | 9.05 | 37.3 | 1.4778 | 867.5652 | 339.15 | 0.52624 | 0.4333 | 2
18264 | 12E22G11H08D07M02W02 | 18.35 | 8.26 | 0.65 | 17.24 | 44.5 | 1.3222 | 812.1887 | 452.97 | 0.57922 | 0.32391 | 1
18265 | 12E22G11H09D05M01W02 | 17.11 | 8.97 | 0.65 | 17.24 | 43.97 | 1.4 | 845.0044 | 437.85 | 0.54305 | 0.33197 | 1
18266 | 12E22G11H09D05M01W03 | 17.11 | 8.97 | 0.65 | 12.46 | 39.19 | 1.4 | 845.0044 | 371.49 | 0.54305 | 0.40459 | 2
18267 | 12E22G11H09D07M01W02 | 17.62 | 9.3 | 0.65 | 17.24 | 44.81 | 1.4778 | 867.5652 | 443.94 | 0.52624 | 0.3192 | 1
18268 | 12E22G11H09D07M01W03 | 17.62 | 9.3 | 0.65 | 12.46 | 40.03 | 1.4778 | 867.5652 | 377.58 | 0.52624 | 0.39183 | 2
18269 | 12E22G11H09D07M01W04 | 17.62 | 9.3 | 0.65 | 9.05 | 36.62 | 1.4778 | 867.5652 | 330.33 | 0.52624 | 0.44363 | 2
18270 | 12E22G11H09D07M02W02 | 17.66 | 8.26 | 0.65 | 17.24 | 43.81 | 1.3222 | 812.1887 | 444.15 | 0.57922 | 0.3344 | 1
18271 | 12E22G11H10D05M01W02 | 20.18 | 7.72 | 0.65 | 17.24 | 45.79 | 1.1667 | 789.6279 | 477.75 | 0.60672 | 0.30431 | 1
18272 | 12E22G11H10D05M01W03 | 20.18 | 7.72 | 0.65 | 12.46 | 41.01 | 1.1667 | 789.6279 | 411.39 | 0.60672 | 0.37694 | 2
18273 | 12E22G11H10D07M01W02 | 20.78 | 8.01 | 0.65 | 17.24 | 46.68 | 1.2444 | 812.1887 | 484.89 | 0.59195 | 0.29079 | 1
18274 | 12E22G11H10D07M01W03 | 20.78 | 8.01 | 0.65 | 12.46 | 41.9 | 1.2444 | 812.1887 | 418.53 | 0.59195 | 0.36342 | 2
18275 | 12E22G11H10D07M01W04 | 20.78 | 8.01 | 0.65 | 9.05 | 38.49 | 1.2444 | 812.1887 | 371.28 | 0.59195 | 0.41522 | 2
18276 | 12E22G11H10D07M02W02 | 20.83 | 7.1 | 0.65 | 17.24 | 45.82 | 1.0889 | 760.9142 | 485.1 | 0.63831 | 0.30386 | 1
18277 | 12E22G11H11D05M01W02 | 20.18 | 7.2 | 0.65 | 17.24 | 45.27 | 1.0889 | 769.1181 | 477.75 | 0.63321 | 0.31222 | 1
18278 | 12E22G11H11D05M01W03 | 20.18 | 7.2 | 0.65 | 12.46 | 40.49 | 1.0889 | 769.1181 | 411.39 | 0.63321 | 0.38484 | 2
18279 | 12E22G11H11D06M01W02 | 17.81 | 6.22 | 0.65 | 17.24 | 41.92 | 0.93333 | 685.0278 | 449.61 | 0.68314 | 0.36311 | 2
18280 | 12E22G11H11D06M01W03 | 17.81 | 6.22 | 0.65 | 12.46 | 37.14 | 0.93333 | 685.0278 | 383.25 | 0.68314 | 0.43573 | 2
18281 | 12E22G11H11D07M01W02 | 20.78 | 7.47 | 0.65 | 17.24 | 46.14 | 1.1667 | 789.6279 | 484.89 | 0.61946 | 0.299 | 1
18282 | 12E22G11H11D07M01W03 | 20.78 | 7.47 | 0.65 | 12.46 | 41.36 | 1.1667 | 789.6279 | 418.53 | 0.61946 | 0.37162 | 2
18283 | 12E22G11H11D07M01W04 | 20.78 | 7.47 | 0.65 | 9.05 | 37.95 | 1.1667 | 789.6279 | 371.28 | 0.61946 | 0.42343 | 2
18284 | 12E22G11H11D07M02W02 | 20.83 | 6.61 | 0.65 | 17.24 | 45.33 | 1.0111 | 742.4553 | 485.1 | 0.66327 | 0.3113 | 1
18285 | 12E22G11H12D05M01W02 | 17.55 | 5.99 | 0.65 | 17.24 | 41.43 | 0.93333 | 623.4984 | 449.61 | 0.69485 | 0.37056 | 2
18286 | 12E22G11H12D05M01W03 | 17.55 | 5.99 | 0.65 | 12.46 | 36.65 | 0.93333 | 623.4984 | 383.25 | 0.69485 | 0.44318 | 2
18287 | 12E22G11H12D07M01W02 | 18.06 | 6.22 | 0.65 | 17.24 | 42.17 | 0.93333 | 639.9062 | 455.91 | 0.68314 | 0.35931 | 2
18288 | 12E22G11H12D07M01W03 | 18.06 | 6.22 | 0.65 | 12.46 | 37.39 | 0.93333 | 639.9062 | 389.55 | 0.68314 | 0.43194 | 2
18289 | 12E22G11H12D07M01W04 | 18.06 | 6.22 | 0.65 | 9.05 | 33.98 | 0.93333 | 639.9062 | 342.3 | 0.68314 | 0.48374 | 2
18290 | 12E22G11H12D07M02W02 | 18.1 | 5.5 | 0.65 | 17.24 | 41.49 | 0.85556 | 600.9376 | 456.12 | 0.71982 | 0.36964 | 2
18291 | 12E22G11H13D05M01W02 | 17.55 | 5.86 | 0.65 | 17.24 | 41.3 | 0.93333 | 611.1925 | 449.61 | 0.70148 | 0.37253 | 2
18292 | 12E22G11H13D05M01W03 | 17.55 | 5.86 | 0.65 | 12.46 | 36.52 | 0.93333 | 611.1925 | 383.25 | 0.70148 | 0.44515 | 2
18293 | 12E22G11H13D07M01W02 | 18.06 | 6.08 | 0.65 | 17.24 | 42.03 | 0.93333 | 627.6004 | 455.91 | 0.69027 | 0.36144 | 2
18294 | 12E22G11H13D07M01W03 | 18.06 | 6.08 | 0.65 | 12.46 | 37.25 | 0.93333 | 627.6004 | 389.55 | 0.69027 | 0.43406 | 2
18295 | 12E22G11H13D07M01W04 | 18.06 | 6.08 | 0.65 | 9.05 | 33.84 | 0.93333 | 627.6004 | 342.3 | 0.69027 | 0.48587 | 2
18296 | 12E22G11H13D07M02W02 | 18.1 | 5.39 | 0.65 | 17.24 | 41.38 | 0.85556 | 590.6827 | 456.12 | 0.72542 | 0.37132 | 2
18297 | 12E22G11H14D05M01W02 | 20.18 | 7.04 | 0.65 | 17.24 | 45.11 | 1.0889 | 752.7102 | 477.75 | 0.64137 | 0.31465 | 1
18298 | 12E22G11H14D05M01W03 | 20.18 | 7.04 | 0.65 | 12.46 | 40.33 | 1.0889 | 752.7102 | 411.39 | 0.64137 | 0.38727 | 2
18299 | 12E22G11H14D07M01W02 | 20.78 | 7.3 | 0.65 | 17.24 | 45.97 | 1.1667 | 773.22 | 484.89 | 0.62812 | 0.30158 | 1
18300 | 12E22G11H14D07M01W03 | 20.78 | 7.3 | 0.65 | 12.46 | 41.19 | 1.1667 | 773.22 | 418.53 | 0.62812 | 0.3742 | 2
18301 | 12E22G11H14D07M01W04 | 20.78 | 7.3 | 0.65 | 9.05 | 37.78 | 1.1667 | 773.22 | 371.28 | 0.62812 | 0.42601 | 2
18302 | 12E22G11H14D07M02W02 | 20.83 | 6.47 | 0.65 | 17.24 | 45.19 | 1.0111 | 730.1494 | 485.1 | 0.6704 | 0.31343 | 1
18303 | 12E22G12H07D04M01W02 | 18.46 | 37.1 | 0.65 | 17.24 | 73.45 | 4.5889 | 2510.4014 | 456.54 | -0.88996 | -0.11592
18304 | 12E22G12H07D05M01W02 | 16.13 | 31.39 | 0.65 | 17.24 | 65.41 | 3.8111 | 2163.7855 | 429.03 | -0.59908 | 0.0062291
18305 | 12E22G12H07D05M01W03 | 16.13 | 31.39 | 0.65 | 12.46 | 60.63 | 3.8111 | 2163.7855 | 362.67 | -0.59908 | 0.078851
18306 | 12E22G12H07D06M01W02 | 14.34 | 28.56 | 0.65 | 17.24 | 60.79 | 3.4222 | 1985.3501 | 408.03 | -0.45492 | 0.076421
18307 | 12E22G12H07D06M01W03 | 14.34 | 28.56 | 0.65 | 12.46 | 56.01 | 3.4222 | 1985.3501 | 341.67 | -0.45492 | 0.14904
18308 | 12E22G12H07D07M01W02 | 16.58 | 32.14 | 0.65 | 17.24 | 66.61 | 3.8889 | 2213.0091 | 434.28 | -0.63729 | -0.012002
18309 | 12E22G12H07D07M01W03 | 16.58 | 32.14 | 0.65 | 12.46 | 61.83 | 3.8889 | 2213.0091 | 367.92 | -0.63729 | 0.06062
18310 | 12E22G12H07D07M01W04 | 16.58 | 32.14 | 0.65 | 9.05 | 58.42 | 3.8889 | 2213.0091 | 320.67 | -0.63729 | 0.11243
18311 | 12E22G12H07D07M02W02 | 16.38 | 29.53 | 0.65 | 17.24 | 63.8 | 3.8111 | 2022.2678 | 431.76 | -0.50433 | 0.03069
18312 | 12E22G12H08D05M01W02 | 14.2 | 31.39 | 0.65 | 17.24 | 63.48 | 3.8111 | 2163.7855 | 404.25 | -0.59908 | 0.035552
18313 | 12E22G12H08D05M01W03 | 14.2 | 31.39 | 0.65 | 12.46 | 58.7 | 3.8111 | 2163.7855 | 337.89 | -0.59908 | 0.10817
18314 | 12E22G12H08D06M01W02 | 12.63 | 28.56 | 0.65 | 17.24 | 59.08 | 3.4222 | 1985.3501 | 385.98 | -0.45492 | 0.1024
18315 | 12E22G12H08D06M01W03 | 12.63 | 28.56 | 0.65 | 12.46 | 54.3 | 3.4222 | 1985.3501 | 319.62 | -0.45492 | 0.17502
18316 | 12E22G12H08D07M01W02 | 14.6 | 32.14 | 0.65 | 17.24 | 64.63 | 3.8889 | 2213.0091 | 408.87 | -0.63729 | 0.01808
18317 | 12E22G12H08D07M01W03 | 14.6 | 32.14 | 0.65 | 12.46 | 59.85 | 3.8889 | 2213.0091 | 342.51 | -0.63729 | 0.090702
18318 | 12E22G12H08D07M01W04 | 14.6 | 32.14 | 0.65 | 9.05 | 56.44 | 3.8889 | 2213.0091 | 295.26 | -0.63729 | 0.14251
18319 | 12E22G12H08D07M02W02 | 14.42 | 29.53 | 0.65 | 17.24 | 61.84 | 3.8111 | 2022.2678 | 406.56 | -0.50433 | 0.060468
18320 | 12E22G12H09D05M01W02 | 13.67 | 31.39 | 0.65 | 17.24 | 62.95 | 3.8111 | 2163.7855 | 397.32 | -0.59908 | 0.043604
18321 | 12E22G12H09D05M01W03 | 13.67 | 31.39 | 0.65 | 12.46 | 58.17 | 3.8111 | 2163.7855 | 330.96 | -0.59908 | 0.11623
18322 | 12E22G12H09D07M01W02 | 14.05 | 32.14 | 0.65 | 17.24 | 64.08 | 3.8889 | 2213.0091 | 401.73 | -0.63729 | 0.026436
18323 | 12E22G12H09D07M01W03 | 14.05 | 32.14 | 0.65 | 12.46 | 59.3 | 3.8889 | 2213.0091 | 335.37 | -0.63729 | 0.099058
18324 | 12E22G12H09D07M01W04 | 14.05 | 32.14 | 0.65 | 9.05 | 55.89 | 3.8889 | 2213.0091 | 288.12 | -0.63729 | 0.15087
18325 | 12E22G12H09D07M02W02 | 13.88 | 29.53 | 0.65 | 17.24 | 61.3 | 3.8111 | 2022.2678 | 399.63 | -0.50433 | 0.068672
18326 | 12E22G12H10D05M01W02 | 16.13 | 27.42 | 0.65 | 17.24 | 61.44 | 3.2667 | 1960.7384 | 429.03 | -0.39684 | 0.066545
18327 | 12E22G12H10D05M01W03 | 16.13 | 27.42 | 0.65 | 12.46 | 56.66 | 3.2667 | 1960.7384 | 362.67 | -0.39684 | 0.13917
18328 | 12E22G12H10D07M01W02 | 16.58 | 28.07 | 0.65 | 17.24 | 62.54 | 3.3444 | 2005.8599 | 434.28 | -0.42995 | 0.049833
18329 | 12E22G12H10D07M01W03 | 16.58 | 28.07 | 0.65 | 12.46 | 57.76 | 3.3444 | 2005.8599 | 367.92 | -0.42995 | 0.12246
18330 | 12E22G12H10D07M01W04 | 16.58 | 28.07 | 0.65 | 9.05 | 54.35 | 3.3444 | 2005.8599 | 320.67 | -0.42995 | 0.17426
18331 | 12E22G12H10D07M02W02 | 16.38 | 25.75 | 0.65 | 17.24 | 60.02 | 3.2667 | 1831.5265 | 431.76 | -0.31177 | 0.088119
18332 | 12E22G12H11D05M01W02 | 16.13 | 25.87 | 0.65 | 17.24 | 59.89 | 2.9556 | 1891.005 | 429.03 | -0.31788 | 0.090094
18333 | 12E22G12H11D05M01W03 | 16.13 | 25.87 | 0.65 | 12.46 | 55.11 | 2.9556 | 1891.005 | 362.67 | -0.31788 | 0.16272
18334 | 12E22G12H11D06M01W02 | 14.34 | 23.57 | 0.65 | 17.24 | 55.8 | 2.7222 | 1737.1814 | 408.03 | -0.20071 | 0.15223
18335 | 12E22G12H11D06M01W03 | 14.34 | 23.57 | 0.65 | 12.46 | 51.02 | 2.7222 | 1737.1814 | 341.67 | -0.20071 | 0.22486
18336 | 12E22G12H11D07M01W02 | 16.58 | 26.49 | 0.65 | 17.24 | 60.96 | 3.0333 | 1934.0756 | 434.28 | -0.34947 | 0.073838
18337 | 12E22G12H11D07M01W03 | 16.58 | 26.49 | 0.65 | 12.46 | 56.18 | 3.0333 | 1934.0756 | 367.92 | -0.34947 | 0.14646
18338 | 12E22G12H11D07M01W04 | 16.58 | 26.49 | 0.65 | 9.05 | 52.77 | 3.0333 | 1934.0756 | 320.67 | -0.34947 | 0.19827
18339 | 12E22G12H11D07M02W02 | 16.38 | 24.26 | 0.65 | 17.24 | 58.53 | 2.9556 | 1765.8951 | 431.76 | -0.23586 | 0.11076
18340 | 12E22G12H12D05M01W02 | 14.02 | 21.56 | 0.65 | 17.24 | 53.47 | 2.4889 | 1569.0009 | 406.77 | -0.098319 | 0.18763
18341 | 12E22G12H12D05M01W03 | 14.02 | 21.56 | 0.65 | 12.46 | 48.69 | 2.4889 | 1569.0009 | 340.41 | -0.098319 | 0.26026
18342 | 12E22G12H12D07M01W02 | 14.41 | 22.08 | 0.65 | 17.24 | 54.38 | 2.5667 | 1601.8166 | 411.39 | -0.12481 | 0.17381
18343 | 12E22G12H12D07M01W03 | 14.41 | 22.08 | 0.65 | 12.46 | 49.6 | 2.5667 | 1601.8166 | 345.03 | -0.12481 | 0.24643
18344 | 12E22G12H12D07M01W04 | 14.41 | 22.08 | 0.65 | 9.05 | 46.19 | 2.5667 | 1601.8166 | 297.78 | -0.12481 | 0.29824
18345 | 12E22G12H12D07M02W02 | 14.24 | 20.21 | 0.65 | 17.24 | 52.34 | 2.4889 | 1462.3498 | 409.08 | -0.029547 | 0.2048 | 1
18346 | 12E22G12H13D05M01W02 | 14.02 | 20.69 | 0.65 | 17.24 | 52.6 | 2.4889 | 1489.0126 | 406.77 | -0.053999 | 0.20085 | 1
18347 | 12E22G12H13D05M01W03 | 14.02 | 20.69 | 0.65 | 12.46 | 47.82 | 2.4889 | 1489.0126 | 340.41 | -0.053999 | 0.27347 | 1
18348 | 12E22G12H13D07M01W02 | 14.41 | 21.18 | 0.65 | 17.24 | 53.48 | 2.5667 | 1519.7773 | 411.39 | -0.078961 | 0.18748 | 1
18349 | 12E22G12H13D07M01W03 | 14.41 | 21.18 | 0.65 | 12.46 | 48.7 | 2.5667 | 1519.7773 | 345.03 | -0.078961 | 0.2601 | 1
18350 | 12E22G12H13D07M01W04 | 14.41 | 21.18 | 0.65 | 9.05 | 45.29 | 2.5667 | 1519.7773 | 297.78 | -0.078961 | 0.31191 | 1
18351 | 12E22G12H13D07M02W02 | 14.24 | 19.44 | 0.65 | 17.24 | 51.57 | 2.4889 | 1392.6165 | 409.08 | 0.0096791 | 0.2165 | 1
18352 | 12E22G12H14D05M01W02 | 16.13 | 24.85 | 0.65 | 17.24 | 58.87 | 2.9556 | 1798.7108 | 429.03 | -0.26592 | 0.10559
18353 | 12E22G12H14D05M01W03 | 16.13 | 24.85 | 0.65 | 12.46 | 54.09 | 2.9556 | 1798.7108 | 362.67 | -0.26592 | 0.17821
18354 | 12E22G12H14D07M01W02 | 16.58 | 25.45 | 0.65 | 17.24 | 59.92 | 3.0333 | 1839.7304 | 434.28 | -0.29648 | 0.089638
18355 | 12E22G12H14D07M01W03 | 16.58 | 25.45 | 0.65 | 12.46 | 55.14 | 3.0333 | 1839.7304 | 367.92 | -0.29648 | 0.16226
18356 | 12E22G12H14D07M01W04 | 16.58 | 25.45 | 0.65 | 9.05 | 51.73 | 3.0333 | 1839.7304 | 320.67 | -0.29648 | 0.21407
18357 | 12E22G12H14D07M02W02 | 16.38 | 23.36 | 0.65 | 17.24 | 57.63 | 2.9556 | 1683.8558 | 431.76 | -0.19002 | 0.12443
18358 | 12E23G10H07D04M01W02 | 17.67 | 13.66 | 0.65 | 17.24 | 49.22 | 2.1778 | 1052.1535 | 447.3 | 0.30413 | 0.2522 | 1
18359 | 12E23G10H07D05M01W02 | 15.43 | 11.43 | 0.65 | 17.24 | 44.75 | 1.7111 | 912.6868 | 421.05 | 0.41773 | 0.32012 | 1
18360 | 12E23G10H07D05M01W03 | 15.43 | 11.43 | 0.65 | 12.46 | 39.97 | 1.7111 | 912.6868 | 354.69 | 0.41773 | 0.39274 | 2
18361 | 12E23G10H07D06M01W02 | 13.44 | 9.97 | 0.65 | 17.24 | 41.3 | 1.4778 | 814.2397 | 397.53 | 0.4921 | 0.37253 | 2
18362 | 12E23G10H07D06M01W03 | 13.44 | 9.97 | 0.65 | 12.46 | 36.52 | 1.4778 | 814.2397 | 331.17 | 0.4921 | 0.44515 | 2
18363 | 12E23G10H07D07M01W02 | 15.94 | 11.83 | 0.65 | 17.24 | 45.66 | 1.7889 | 939.3495 | 426.93 | 0.39735 | 0.30629 | 1
18364 | 12E23G10H07D07M01W03 | 15.94 | 11.83 | 0.65 | 12.46 | 40.88 | 1.7889 | 939.3495 | 360.57 | 0.39735 | 0.37891 | 1
18365 | 12E23G10H07D07M01W04 | 15.94 | 11.83 | 0.65 | 9.05 | 37.47 | 1.7889 | 939.3495 | 313.32 | 0.39735 | 0.43072 | 1
18366 | 12E23G10H07D07M02W02 | 15.91 | 10.61 | 0.65 | 17.24 | 44.41 | 1.6333 | 867.5652 | 426.51 | 0.4595 | 0.32528 | 1
18367 | 12E23G10H08D05M01W02 | 13.59 | 11.43 | 0.65 | 17.24 | 42.91 | 1.7111 | 912.6868 | 397.32 | 0.41773 | 0.34807 | 1
18368 | 12E23G10H08D05M01W03 | 13.59 | 11.43 | 0.65 | 12.46 | 38.13 | 1.7111 | 912.6868 | 330.96 | 0.41773 | 0.42069 | 2
18369 | 12E23G10H08D06M01W02 | 11.83 | 9.97 | 0.65 | 17.24 | 39.69 | 1.4778 | 814.2397 | 376.74 | 0.4921 | 0.39699 | 2
18370 | 12E23G10H08D06M01W03 | 11.83 | 9.97 | 0.65 | 12.46 | 34.91 | 1.4778 | 814.2397 | 310.38 | 0.4921 | 0.46961 | 2
18371 | 12E23G10H08D07M01W02 | 14.04 | 11.83 | 0.65 | 17.24 | 43.76 | 1.7889 | 939.3495 | 402.57 | 0.39735 | 0.33516 | 1
18372 | 12E23G10H08D07M01W03 | 14.04 | 11.83 | 0.65 | 12.46 | 38.98 | 1.7889 | 939.3495 | 336.21 | 0.39735 | 0.40778 | 1
18373 | 12E23G10H08D07M01W04 | 14.04 | 11.83 | 0.65 | 9.05 | 35.57 | 1.7889 | 939.3495 | 288.96 | 0.39735 | 0.45959 | 1
18374 | 12E23G10H08D07M02W02 | 14.01 | 10.61 | 0.65 | 17.24 | 42.51 | 1.6333 | 867.5652 | 401.94 | 0.4595 | 0.35415 | 2
18375 | 12E23G10H09D05M01W02 | 13.08 | 11.43 | 0.65 | 17.24 | 42.4 | 1.7111 | 912.6868 | 390.6 | 0.41773 | 0.35582 | 2
18376 | 12E23G10H09D05M01W03 | 13.08 | 11.43 | 0.65 | 12.46 | 37.62 | 1.7111 | 912.6868 | 324.24 | 0.41773 | 0.42844 | 2
18377 | 12E23G10H09D07M01W02 | 13.51 | 11.83 | 0.65 | 17.24 | 43.23 | 1.7889 | 939.3495 | 395.64 | 0.39735 | 0.34321 | 1
18378 | 12E23G10H09D07M01W03 | 13.51 | 11.83 | 0.65 | 12.46 | 38.45 | 1.7889 | 939.3495 | 329.28 | 0.39735 | 0.41583 | 1
18379 | 12E23G10H09D07M01W04 | 13.51 | 11.83 | 0.65 | 9.05 | 35.04 | 1.7889 | 939.3495 | 282.03 | 0.39735 | 0.46764 | 1
18380 | 12E23G10H09D07M02W02 | 13.49 | 10.61 | 0.65 | 17.24 | 41.99 | 1.6333 | 867.5652 | 395.22 | 0.4595 | 0.36205 | 2
18381 | 12E23G10H10D05M01W02 | 15.43 | 9.87 | 0.65 | 17.24 | 43.19 | 1.4778 | 840.9024 | 421.05 | 0.4972 | 0.34382 | 1
18382 | 12E23G10H10D05M01W03 | 15.43 | 9.87 | 0.65 | 12.46 | 38.41 | 1.4778 | 840.9024 | 354.69 | 0.4972 | 0.41644 | 2
18383 | 12E23G10H10D07M01W02 | 15.94 | 10.21 | 0.65 | 17.24 | 44.04 | 1.5556 | 865.5142 | 426.93 | 0.47988 | 0.3309 | 1
18384 | 12E23G10H10D07M01W03 | 15.94 | 10.21 | 0.65 | 12.46 | 39.26 | 1.5556 | 865.5142 | 360.57 | 0.47988 | 0.40352 | 2
18385 | 12E23G10H10D07M01W04 | 15.94 | 10.21 | 0.65 | 9.05 | 35.85 | 1.5556 | 865.5142 | 313.32 | 0.47988 | 0.45533 | 2
18386 | 12E23G10H10D07M02W02 | 15.91 | 9.14 | 0.65 | 17.24 | 42.94 | 1.4 | 801.9338 | 426.51 | 0.53439 | 0.34761 | 1
18387 | 12E23G10H11D05M01W02 | 15.43 | 9.22 | 0.65 | 17.24 | 42.54 | 1.3222 | 814.2397 | 421.05 | 0.53031 | 0.35369 | 2
18388 | 12E23G10H11D05M01W03 | 15.43 | 9.22 | 0.65 | 12.46 | 37.76 | 1.3222 | 814.2397 | 354.69 | 0.53031 | 0.42631 | 2
18389 | 12E23G10H11D06M01W02 | 13.44 | 8.05 | 0.65 | 17.24 | 39.38 | 1.1667 | 728.0984 | 397.53 | 0.58991 | 0.4017 | 2
18390 | 12E23G10H11D06M01W03 | 13.44 | 8.05 | 0.65 | 12.46 | 34.6 | 1.1667 | 728.0984 | 331.17 | 0.58991 | 0.47432 | 2
18391 | 12E23G10H11D07M01W02 | 15.94 | 9.54 | 0.65 | 17.24 | 43.37 | 1.4 | 836.8005 | 426.93 | 0.51401 | 0.34108 | 1
18392 | 12E23G10H11D07M01W03 | 15.94 | 9.54 | 0.65 | 12.46 | 38.59 | 1.4 | 836.8005 | 360.57 | 0.51401 | 0.4137 | 2
18393 | 12E23G10H11D07M01W04 | 15.94 | 9.54 | 0.65 | 9.05 | 35.18 | 1.4 | 836.8005 | 313.32 | 0.51401 | 0.46551 | 2
18394 | 12E23G10H11D07M02W02 | 15.91 | 8.53 | 0.65 | 17.24 | 42.33 | 1.2444 | 775.271 | 426.51 | 0.56546 | 0.35688 | 2
18395 | 12E23G10H12D05M01W02 | 13.41 | 7.68 | 0.65 | 17.24 | 38.98 | 1.0889 | 670.671 | 399.63 | 0.60876 | 0.40778 | 2
18396 | 12E23G10H12D05M01W03 | 13.41 | 7.68 | 0.65 | 12.46 | 34.2 | 1.0889 | 670.671 | 333.27 | 0.60876 | 0.4804 | 2
18397 | 12E23G10H12D07M01W02 | 13.86 | 7.94 | 0.65 | 17.24 | 39.69 | 1.1667 | 689.1298 | 404.88 | 0.59552 | 0.39699 | 2
18398 | 12E23G10H12D07M01W03 | 13.86 | 7.94 | 0.65 | 12.46 | 34.91 | 1.1667 | 689.1298 | 338.52 | 0.59552 | 0.46961 | 2
18399 | 12E23G10H12D07M01W04 | 13.86 | 7.94 | 0.65 | 9.05 | 31.5 | 1.1667 | 689.1298 | 291.27 | 0.59552 | 0.52142 | 2
18400 | 12E23G10H12D07M02W02 | 13.82 | 7.1 | 0.65 | 17.24 | 38.81 | 1.0111 | 637.8553 | 404.46 | 0.63831 | 0.41036 | 2
18401 | 12E23G10H13D05M01W02 | 13.41 | 7.48 | 0.65 | 17.24 | 38.78 | 1.0889 | 650.1611 | 399.63 | 0.61895 | 0.41082 | 2
18402 | 12E23G10H13D05M01W03 | 13.41 | 7.48 | 0.65 | 12.46 | 34 | 1.0889 | 650.1611 | 333.27 | 0.61895 | 0.48344 | 2
18403 | 12E23G10H13D07M01W02 | 13.86 | 7.74 | 0.65 | 17.24 | 39.49 | 1.1667 | 668.62 | 404.88 | 0.60571 | 0.40003 | 2
18404 | 12E23G10H13D07M01W03 | 13.86 | 7.74 | 0.65 | 12.46 | 34.71 | 1.1667 | 668.62 | 338.52 | 0.60571 | 0.47265 | 2
18405 | 12E23G10H13D07M01W04 | 13.86 | 7.74 | 0.65 | 9.05 | 31.3 | 1.1667 | 668.62 | 291.27 | 0.60571 | 0.52446 | 2
18406 | 12E23G10H13D07M02W02 | 13.82 | 6.93 | 0.65 | 17.24 | 38.64 | 1.0111 | 621.4474 | 404.46 | 0.64697 | 0.41294 | 2
18407 | 12E23G10H14D05M01W02 | 15.43 | 8.98 | 0.65 | 17.24 | 42.3 | 1.3222 | 791.6789 | 421.05 | 0.54254 | 0.35734 | 2
18408 | 12E23G10H14D05M01W03 | 15.43 | 8.98 | 0.65 | 12.46 | 37.52 | 1.3222 | 791.6789 | 354.69 | 0.54254 | 0.42996 | 2
18409 | 12E23G10H14D07M01W02 | 15.94 | 9.3 | 0.65 | 17.24 | 43.13 | 1.4 | 814.2397 | 426.93 | 0.52624 | 0.34473 | 1
18410 | 12E23G10H14D07M01W03 | 15.94 | 9.3 | 0.65 | 12.46 | 38.35 | 1.4 | 814.2397 | 360.57 | 0.52624 | 0.41735 | 2
18411 | 12E23G10H14D07M01W04 | 15.94 | 9.3 | 0.65 | 9.05 | 34.94 | 1.4 | 814.2397 | 313.32 | 0.52624 | 0.46916 | 2
18412 | 12E23G10H14D07M02W02 | 15.91 | 8.33 | 0.65 | 17.24 | 42.13 | 1.2444 | 756.8122 | 426.51 | 0.57565 | 0.35992 | 2
18413 | 12E23G11H07D04M01W02 | 19.25 | 10 | 0.65 | 17.24 | 47.14 | 1.5556 | 875.7691 | 466.2 | 0.49058 | 0.2838 | 1
18414 | 12E23G11H07D05M01W02 | 16.82 | 8.32 | 0.65 | 17.24 | 43.03 | 1.2444 | 760.9142 | 437.64 | 0.57616 | 0.34625 | 1
18415 | 12E23G11H07D05M01W03 | 16.82 | 8.32 | 0.65 | 12.46 | 38.25 | 1.2444 | 760.9142 | 371.28 | 0.57616 | 0.41887 | 2
18416 | 12E23G11H07D06M01W02 | 14.66 | 7.16 | 0.65 | 17.24 | 39.71 | 1.0889 | 676.8239 | 412.02 | 0.63525 | 0.39669 | 2
18417 | 12E23G11H07D06M01W03 | 14.66 | 7.16 | 0.65 | 12.46 | 34.93 | 1.0889 | 676.8239 | 345.66 | 0.63525 | 0.46931 | 2
18418 | 12E23G11H07D07M01W02 | 17.38 | 8.64 | 0.65 | 17.24 | 43.91 | 1.3222 | 785.5259 | 444.36 | 0.55986 | 0.33288 | 1
18419 | 12E23G11H07D07M01W03 | 17.38 | 8.64 | 0.65 | 12.46 | 39.13 | 1.3222 | 785.5259 | 378 | 0.55986 | 0.4055 | 2
18420 | 12E23G11H07D07M01W04 | 17.38 | 8.64 | 0.65 | 9.05 | 35.72 | 1.3222 | 785.5259 | 330.75 | 0.55986 | 0.45731 | 2
18421 | 12E23G11H07D07M02W02 | 17.39 | 7.69 | 0.65 | 17.24 | 42.97 | 1.1667 | 734.2514 | 444.15 | 0.60825 | 0.34716 | 1
18422 | 12E23G11H08D05M01W02 | 14.82 | 8.32 | 0.65 | 17.24 | 41.03 | 1.2444 | 760.9142 | 411.81 | 0.57616 | 0.37663 | 2
18423 | 12E23G11H08D05M01W03 | 14.82 | 8.32 | 0.65 | 12.46 | 36.25 | 1.2444 | 760.9142 | 345.45 | 0.57616 | 0.44926 | 2
18424 | 12E23G11H08D06M01W02 | 12.91 | 7.16 | 0.65 | 17.24 | 37.96 | 1.0889 | 676.8239 | 389.55 | 0.63525 | 0.42328 | 2
18425 | 12E23G11H08D06M01W03 | 12.91 | 7.16 | 0.65 | 12.46 | 33.18 | 1.0889 | 676.8239 | 323.19 | 0.63525 | 0.4959 | 2
18426 | 12E23G11H08D07M01W02 | 15.31 | 8.64 | 0.65 | 17.24 | 41.84 | 1.3222 | 785.5259 | 417.48 | 0.55986 | 0.36433 | 2
18427 | 12E23G11H08D07M01W03 | 15.31 | 8.64 | 0.65 | 12.46 | 37.06 | 1.3222 | 785.5259 | 351.12 | 0.55986 | 0.43695 | 2
18428 | 12E23G11H08D07M01W04 | 15.31 | 8.64 | 0.65 | 9.05 | 33.65 | 1.3222 | 785.5259 | 303.87 | 0.55986 | 0.48876 | 2
18429 | 12E23G11H08D07M02W02 | 15.32 | 7.69 | 0.65 | 17.24 | 40.9 | 1.1667 | 734.2514 | 417.48 | 0.60825 | 0.37861 | 2
18430 | 12E23G11H09D05M01W02 | 14.26 | 8.32 | 0.65 | 17.24 | 40.47 | 1.2444 | 760.9142 | 404.67 | 0.57616 | 0.38514 | 2
18431 | 12E23G11H09D05M01W03 | 14.26 | 8.32 | 0.65 | 12.46 | 35.69 | 1.2444 | 760.9142 | 338.31 | 0.57616 | 0.45776 | 2
18432 | 12E23G11H09D07M01W02 | 14.73 | 8.64 | 0.65 | 17.24 | 41.26 | 1.3222 | 785.5259 | 410.13 | 0.55986 | 0.37314 | 2
18433 | 12E23G11H09D07M01W03 | 14.73 | 8.64 | 0.65 | 12.46 | 36.48 | 1.3222 | 785.5259 | 343.77 | 0.55986 | 0.44576 | 2
18434 | 12E23G11H09D07M01W04 | 14.73 | 8.64 | 0.65 | 9.05 | 33.07 | 1.3222 | 785.5259 | 296.52 | 0.55986 | 0.49757 | 2
18435 | 12E23G11H09D07M02W02 | 14.74 | 7.69 | 0.65 | 17.24 | 40.32 | 1.1667 | 734.2514 | 409.92 | 0.60825 | 0.38742 | 2
18436 | 12E23G11H10D05M01W02 | 16.82 | 7.16 | 0.65 | 17.24 | 41.87 | 1.0889 | 709.6396 | 437.64 | 0.63525 | 0.36387 | 2
18437 | 12E23G11H10D05M01W03 | 16.82 | 7.16 | 0.65 | 12.46 | 37.09 | 1.0889 | 709.6396 | 371.28 | 0.63525 | 0.43649 | 2
18438 | 12E23G11H10D07M01W02 | 17.38 | 7.44 | 0.65 | 17.24 | 42.71 | 1.0889 | 732.2004 | 444.36 | 0.62099 | 0.35111 | 2
18439 | 12E23G11H10D07M01W03 | 17.38 | 7.44 | 0.65 | 12.46 | 37.93 | 1.0889 | 732.2004 | 378 | 0.62099 | 0.42373 | 2
18440 | 12E23G11H10D07M01W04 | 17.38 | 7.44 | 0.65 | 9.05 | 34.52 | 1.0889 | 732.2004 | 330.75 | 0.62099 | 0.47554 | 2
18441 | 12E23G11H10D07M02W02 | 17.39 | 6.61 | 0.65 | 17.24 | 41.89 | 1.0111 | 687.0788 | 444.15 | 0.66327 | 0.36357 | 2
18442 | 12E23G11H11D05M01W02 | 16.82 | 6.67 | 0.65 | 17.24 | 41.38 | 1.0111 | 691.1808 | 437.64 | 0.66021 | 0.37132 | 2
18443 | 12E23G11H11D05M01W03 | 16.82 | 6.67 | 0.65 | 12.46 | 36.6 | 1.0111 | 691.1808 | 371.28 | 0.66021 | 0.44394 | 2
18444 | 12E23G11H11D06M01W02 | 14.66 | 5.75 | 0.65 | 17.24 | 38.3 | 0.85556 | 615.2945 | 412.02 | 0.70708 | 0.41811 | 2
18445 | 12E23G11H11D06M01W03 | 14.66 | 5.75 | 0.65 | 12.46 | 33.52 | 0.85556 | 615.2945 | 345.66 | 0.70708 | 0.49073 | 2
18446 | 12E23G11H11D07M01W02 | 17.38 | 6.93 | 0.65 | 17.24 | 42.2 | 1.0111 | 711.6906 | 444.36 | 0.64697 | 0.35886 | 2
18447 | 12E23G11H11D07M01W03 | 17.38 | 6.93 | 0.65 | 12.46 | 37.42 | 1.0111 | 711.6906 | 378 | 0.64697 | 0.43148 | 2
18448 | 12E23G11H11D07M01W04 | 17.38 | 6.93 | 0.65 | 9.05 | 34.01 | 1.0111 | 711.6906 | 330.75 | 0.64697 | 0.48329 | 2
18449 | 12E23G11H11D07M02W02 | 17.39 | 6.15 | 0.65 | 17.24 | 41.43 | 0.93333 | 668.62 | 444.15 | 0.6867 | 0.37056 | 2
18450 | 12E23G11H12D05M01W02 | 14.62 | 5.56 | 0.65 | 17.24 | 38.07 | 0.85556 | 564.0199 | 414.33 | 0.71676 | 0.4216 | 2
18451 | 12E23G11H12D05M01W03 | 14.62 | 5.56 | 0.65 | 12.46 | 33.29 | 0.85556 | 564.0199 | 347.97 | 0.71676 | 0.49423 | 2
18452 | 12E23G11H12D07M01W02 | 15.11 | 5.77 | 0.65 | 17.24 | 38.77 | 0.85556 | 580.4278 | 420.21 | 0.70606 | 0.41097 | 2
18453 | 12E23G11H12D07M01W03 | 15.11 | 5.77 | 0.65 | 12.46 | 33.99 | 0.85556 | 580.4278 | 353.85 | 0.70606 | 0.48359 | 2
18454 | 12E23G11H12D07M01W04 | 15.11 | 5.77 | 0.65 | 9.05 | 30.58 | 0.85556 | 580.4278 | 306.6 | 0.70606 | 0.5354 | 2
18455 | 12E23G11H12D07M02W02 | 15.11 | 5.12 | 0.65 | 17.24 | 38.12 | 0.77778 | 545.5611 | 420 | 0.73917 | 0.42084 | 2
18456 | 12E23G11H13D05M01W02 | 14.62 | 5.43 | 0.65 | 17.24 | 37.94 | 0.85556 | 553.765 | 414.33 | 0.72338 | 0.42358 | 2
18457 | 12E23G11H13D05M01W03 | 14.62 | 5.43 | 0.65 | 12.46 | 33.16 | 0.85556 | 553.765 | 347.97 | 0.72338 | 0.4962 | 2
18458 | 12E23G11H13D07M01W02 | 15.11 | 5.64 | 0.65 | 17.24 | 38.64 | 0.85556 | 568.1219 | 420.21 | 0.71268 | 0.41294 | 2
18459 | 12E23G11H13D07M01W03 | 15.11 | 5.64 | 0.65 | 12.46 | 33.86 | 0.85556 | 568.1219 | 353.85 | 0.71268 | 0.48557 | 2
18460 | 12E23G11H13D07M01W04 | 15.11 | 5.64 | 0.65 | 9.05 | 30.45 | 0.85556 | 568.1219 | 306.6 | 0.71268 | 0.53737 | 2
18461 | 12E23G11H13D07M02W02 | 15.11 | 5.02 | 0.65 | 17.24 | 38.02 | 0.77778 | 535.3062 | 420 | 0.74427 | 0.42236 | 2
18462 | 12E23G11H14D05M01W02 | 16.82 | 6.53 | 0.65 | 17.24 | 41.24 | 1.0111 | 676.8239 | 437.64 | 0.66735 | 0.37344 | 2
18463 | 12E23G11H14D05M01W03 | 16.82 | 6.53 | 0.65 | 12.46 | 36.46 | 1.0111 | 676.8239 | 371.28 | 0.66735 | 0.44607 | 2
18464 | 12E23G11H14D07M01W02 | 17.38 | 6.78 | 0.65 | 17.24 | 42.05 | 1.0111 | 697.3337 | 444.36 | 0.65461 | 0.36114 | 2
18465 | 12E23G11H14D07M01W03 | 17.38 | 6.78 | 0.65 | 12.46 | 37.27 | 1.0111 | 697.3337 | 378 | 0.65461 | 0.43376 | 2
18466 | 12E23G11H14D07M01W04 | 17.38 | 6.78 | 0.65 | 9.05 | 33.86 | 1.0111 | 697.3337 | 330.75 | 0.65461 | 0.48557 | 2
18467 | 12E23G11H14D07M02W02 | 17.39 | 6.03 | 0.65 | 17.24 | 41.31 | 0.93333 | 656.3141 | 444.15 | 0.69282 | 0.37238 | 2
18468 | 12E23G12H07D04M01W02 | 15.02 | 36.38 | 0.65 | 17.24 | 69.29 | 4.5111 | 2434.5151 | 415.8 | -0.85329 | -0.05272
18469 | 12E23G12H07D05M01W02 | 13.1 | 30.75 | 0.65 | 17.24 | 61.74 | 3.7333 | 2098.1541 | 393.12 | -0.56648 | 0.061987
18470 | 12E23G12H07D05M01W03 | 13.1 | 30.75 | 0.65 | 12.46 | 56.96 | 3.7333 | 2098.1541 | 326.76 | -0.56648 | 0.13461
18471 | 12E23G12H07D06M01W02 | 11.53 | 27.96 | 0.65 | 17.24 | 57.38 | 3.3444 | 1925.8717 | 374.64 | -0.42435 | 0.12823
18472 | 12E23G12H07D06M01W03 | 11.53 | 27.96 | 0.65 | 12.46 | 52.6 | 3.3444 | 1925.8717 | 308.28 | -0.42435 | 0.20085
18473 | 12E23G12H07D07M01W02 | 13.5 | 31.5 | 0.65 | 17.24 | 62.89 | 3.8111 | 2145.3267 | 397.95 | -0.60469 | 0.044515
18474 | 12E23G12H07D07M01W03 | 13.5 | 31.5 | 0.65 | 12.46 | 58.11 | 3.8111 | 2145.3267 | 331.59 | -0.60469 | 0.11714
18475 | 12E23G12H07D07M01W04 | 13.5 | 31.5 | 0.65 | 9.05 | 54.7 | 3.8111 | 2145.3267 | 284.34 | -0.60469 | 0.16895
18476 | 12E23G12H07D07M02W02 | 13.31 | 29.02 | 0.65 | 17.24 | 60.22 | 3.7333 | 1964.8403 | 395.22 | -0.47835 | 0.085081
18477 | 12E23G12H08D05M01W02 | 11.54 | 30.75 | 0.65 | 17.24 | 60.18 | 3.7333 | 2098.1541 | 372.96 | -0.56648 | 0.085688
18478 | 12E23G12H08D05M01W03 | 11.54 | 30.75 | 0.65 | 12.46 | 55.4 | 3.7333 | 2098.1541 | 306.6 | -0.56648 | 0.15831
18479 | 12E23G12H08D06M01W02 | 10.15 | 27.96 | 0.65 | 17.24 | 56 | 3.3444 | 1925.8717 | 357 | -0.42435 | 0.14919
18480 | 12E23G12H08D06M01W03 | 10.15 | 27.96 | 0.65 | 12.46 | 51.22 | 3.3444 | 1925.8717 | 290.64 | -0.42435 | 0.22182
18481 | 12E23G12H08D07M01W02 | 11.89 | 31.5 | 0.65 | 17.24 | 61.28 | 3.8111 | 2145.3267 | 377.16 | -0.60469 | 0.068976
18482 | 12E23G12H08D07M01W03 | 11.89 | 31.5 | 0.65 | 12.46 | 56.5 | 3.8111 | 2145.3267 | 310.8 | -0.60469 | 0.1416
18483 | 12E23G12H08D07M01W04 | 11.89 | 31.5 | 0.65 | 9.05 | 53.09 | 3.8111 | 2145.3267 | 263.55 | -0.60469 | 0.19341
18484 | 12E23G12H08D07M02W02 | 11.72 | 29.02 | 0.65 | 17.24 | 58.63 | 3.7333 | 1964.8403 | 374.85 | -0.47835 | 0.10924
18485 | 12E23G12H09D05M01W02 | 11.1 | 30.75 | 0.65 | 17.24 | 59.74 | 3.7333 | 2098.1541 | 367.5 | -0.56648 | 0.092373
18486 | 12E23G12H09D05M01W03 | 11.1 | 30.75 | 0.65 | 12.46 | 54.96 | 3.7333 | 2098.1541 | 301.14 | -0.56648 | 0.165
18487 | 12E23G12H09D07M01W02 | 11.44 | 31.5 | 0.65 | 17.24 | 60.83 | 3.8111 | 2145.3267 | 371.49 | -0.60469 | 0.075813
18488 | 12E23G12H09D07M01W03 | 11.44 | 31.5 | 0.65 | 12.46 | 56.05 | 3.8111 | 2145.3267 | 305.13 | -0.60469 | 0.14844
18489 | 12E23G12H09D07M01W04 | 11.44 | 31.5 | 0.65 | 9.05 | 52.64 | 3.8111 | 2145.3267 | 257.88 | -0.60469 | 0.20024
18490 | 12E23G12H09D07M02W02 | 11.28 | 29.02 | 0.65 | 17.24 | 58.19 | 3.7333 | 1964.8403 | 369.18 | -0.47835 | 0.11592
18491 | 12E23G12H10D05M01W02 | 13.1 | 26.86 | 0.65 | 17.24 | 57.85 | 3.1889 | 1897.1579 | 393.12 | -0.36831 | 0.12109
18492 | 12E23G12H10D05M01W03 | 13.1 | 26.86 | 0.65 | 12.46 | 53.07 | 3.1889 | 1897.1579 | 326.76 | -0.36831 | 0.19371
18493 | 12E23G12H10D07M01W02 | 13.5 | 27.51 | 0.65 | 17.24 | 58.9 | 3.2667 | 1940.2285 | 397.95 | -0.40143 | 0.10514
18494 | 12E23G12H10D07M01W03 | 13.5 | 27.51 | 0.65 | 12.46 | 54.12 | 3.2667 | 1940.2285 | 331.59 | -0.40143 | 0.17776
18495 | 12E23G12H10D07M01W04 | 13.5 | 27.51 | 0.65 | 9.05 | 50.71 | 3.2667 | 1940.2285 | 284.34 | -0.40143 | 0.22957
18496 | 12E23G12H10D07M02W02 | 13.31 | 25.31 | 0.65 | 17.24 | 56.51 | 3.1889 | 1776.15 | 395.22 | -0.28935 | 0.14145
18497 | 12E23G12H11D05M01W02 | 13.1 | 25.35 | 0.65 | 17.24 | 56.34 | 2.9556 | 1831.5265 | 393.12 | -0.29139 | 0.14403
18498 | 12E23G12H11D05M01W03 | 13.1 | 25.35 | 0.65 | 12.46 | 51.56 | 2.9556 | 1831.5265 | 326.76 | -0.29139 | 0.21665
18499 | 12E23G12H11D06M01W02 | 11.53 | 23.08 | 0.65 | 17.24 | 52.5 | 2.6444 | 1681.8049 | 374.64 | -0.17575 | 0.20237
18500 | 12E23G12H11D06M01W03 | 11.53 | 23.08 | 0.65 | 12.46 | 47.72 | 2.6444 | 1681.8049 | 308.28 | -0.17575 | 0.27499
18501 | 12E23G12H11D07M01W02 | 13.5 | 25.96 | 0.65 | 17.24 | 57.35 | 3.0333 | 1870.4952 | 397.95 | -0.32247 | 0.12868
18502 | 12E23G12H11D07M01W03 | 13.5 | 25.96 | 0.65 | 12.46 | 52.57 | 3.0333 | 1870.4952 | 331.59 | -0.32247 | 0.20131
18503 | 12E23G12H11D07M01W04 | 13.5 | 25.96 | 0.65 | 9.05 | 49.16 | 3.0333 | 1870.4952 | 284.34 | -0.32247 | 0.25311
18504 | 12E23G12H11D07M02W02 | 13.31 | 23.85 | 0.65 | 17.24 | 55.05 | 2.8778 | 1712.5696 | 395.22 | -0.21498 | 0.16363
18505 | 12E23G12H12D05M01W02 | 11.39 | 21.13 | 0.65 | 17.24 | 50.41 | 2.4111 | 1521.8283 | 375.06 | -0.076414 | 0.23412 | 1
18506 | 12E23G12H12D05M01W03 | 11.38 | 21.13 | 0.65 | 12.46 | 45.62 | 2.4111 | 1521.8283 | 308.7 | -0.076414 | 0.3069 | 1
18507 | 12E23G12H12D07M01W02 | 11.74 | 21.64 | 0.65 | 17.24 | 51.27 | 2.4889 | 1554.644 | 379.26 | -0.10239 | 0.22106
18508 | 12E23G12H12D07M01W03 | 11.74 | 21.64 | 0.65 | 12.46 | 46.49 | 2.4889 | 1554.644 | 312.9 | -0.10239 | 0.29368
18509 | 12E23G12H12D07M01W04 | 11.74 | 21.64 | 0.65 | 9.05 | 43.08 | 2.4889 | 1554.644 | 265.65 | -0.10239 | 0.34549
18510 | 12E23G12H12D07M02W02 | 11.56 | 19.88 | 0.65 | 17.24 | 49.33 | 2.4111 | 1423.3812 | 376.95 | -0.012736 | 0.25053 | 1
18511 | 12E23G12H13D05M01W02 | 11.39 | 20.27 | 0.65 | 17.24 | 49.55 | 2.4111 | 1441.84 | 375.06 | -0.032603 | 0.24719 | 1
18512 | 12E23G12H13D05M01W03 | 11.38 | 20.27 | 0.65 | 12.46 | 44.76 | 2.4111 | 1441.84 | 308.7 | -0.032603 | 0.31996 | 1
18513 | 12E23G12H13D07M01W02 | 11.74 | 20.76 | 0.65 | 17.24 | 50.39 | 2.4889 | 1472.6047 | 379.26 | -0.057565 | 0.23443 | 1
18514 | 12E23G12H13D07M01W03 | 11.74 | 20.76 | 0.65 | 12.46 | 45.61 | 2.4889 | 1472.6047 | 312.9 | -0.057565 | 0.30705 | 1
18515 | 12E23G12H13D07M01W04 | 11.74 | 20.76 | 0.65 | 9.05 | 42.2 | 2.4889 | 1472.6047 | 265.65 | -0.057565 | 0.35886 | 1
18516 | 12E23G12H13D07M02W02 | 11.56 | 19.11 | 0.65 | 17.24 | 48.56 | 2.4111 | 1351.5968 | 376.95 | 0.02649 | 0.26223 | 1
18517 | 12E23G12H14D05M01W02 | 13.1 | 24.35 | 0.65 | 17.24 | 55.34 | 2.8778 | 1737.1814 | 393.12 | -0.24045 | 0.15922
18518 | 12E23G12H14D05M01W03 | 13.1 | 24.35 | 0.65 | 12.46 | 50.56 | 2.8778 | 1737.1814 | 326.76 | -0.24045 | 0.23184
18519 | 12E23G12H14D07M01W02 | 13.5 | 24.94 | 0.65 | 17.24 | 56.33 | 2.9556 | 1776.15 | 397.95 | -0.2705 | 0.14418
18520 | 12E23G12H14D07M01W03 | 13.5 | 24.94 | 0.65 | 12.46 | 51.55 | 2.9556 | 1776.15 | 331.59 | -0.2705 | 0.2168
18521 | 12E23G12H14D07M01W04 | 13.5 | 24.94 | 0.65 | 9.05 | 48.14 | 2.9556 | 1776.15 | 284.34 | -0.2705 | 0.26861
18522 | 12E23G12H14D07M02W02 | 13.31 | 22.96 | 0.65 | 17.24 | 54.16 | 2.8778 | 1628.4793 | 395.22 | -0.16964 | 0.17715
18523 | 12E24G10H07D04M01W02 | 19.42 | 15.37 | 0.65 | 17.24 | 52.68 | 2.4111 | 1173.1614 | 468.3 | 0.21701 | 0.19964 | 1
18524 | 12E24G10H07D05M01W02 | 16.98 | 12.9 | 0.65 | 17.24 | 47.77 | 2.0222 | 1017.2868 | 439.53 | 0.34284 | 0.27423 | 1
18525 | 12E24G10H07D05M01W03 | 16.98 | 12.9 | 0.65 | 12.46 | 42.99 | 2.0222 | 1017.2868 | 373.17 | 0.34284 | 0.34686 | 1
18526 | 12E24G10H07D06M01W02 | 14.89 | 11.3 | 0.65 | 17.24 | 44.08 | 1.7111 | 908.5848 | 414.75 | 0.42435 | 0.33029 | 1
18527 | 12E24G10H07D06M01W03 | 14.89 | 11.3 | 0.65 | 12.46 | 39.3 | 1.7111 | 908.5848 | 348.39 | 0.42435 | 0.40292 | 2
18528 | 12E24G10H07D07M01W02 | 17.51 | 13.34 | 0.65 | 17.24 | 48.74 | 2.1 | 1046.0006 | 445.83 | 0.32043 | 0.2595 | 1
18529 | 12E24G10H07D07M01W03 | 17.51 | 13.34 | 0.65 | 12.46 | 43.96 | 2.1 | 1046.0006 | 379.47 | 0.32043 | 0.33212 | 1
18530 | 12E24G10H07D07M01W04 | 17.51 | 13.34 | 0.65 | 9.05 | 40.55 | 2.1 | 1046.0006 | 332.22 | 0.32043 | 0.38393 | 1
18531 | 12E24G10H07D07M02W02 | 17.47 | 12 | 0.65 | 17.24 | 47.36 | 1.8667 | 963.9613 | 444.99 | 0.38869 | 0.28046 | 1
18532 | 12E24G10H08D05M01W02 | 14.96 | 12.9 | 0.65 | 17.24 | 45.75 | 2.0222 | 1017.2868 | 413.28 | 0.34284 | 0.30492 | 1
18533 | 12E24G10H08D05M01W03 | 14.96 | 12.9 | 0.65 | 12.46 | 40.97 | 2.0222 | 1017.2868 | 346.92 | 0.34284 | 0.37754 | 1
18534 | 12E24G10H08D06M01W02 | 13.11 | 11.3 | 0.65 | 17.24 | 42.3 | 1.7111 | 908.5848 | 391.86 | 0.42435 | 0.35734 | 2
18535 | 12E24G10H08D06M01W03 | 13.11 | 11.3 | 0.65 | 12.46 | 37.52 | 1.7111 | 908.5848 | 325.5 | 0.42435 | 0.42996 | 2
18536 | 12E24G10H08D07M01W02 | 15.42 | 13.34 | 0.65 | 17.24 | 46.65 | 2.1 | 1046.0006 | 418.74 | 0.32043 | 0.29125 | 1
18537 | 12E24G10H08D07M01W03 | 15.42 | 13.34 | 0.65 | 12.46 | 41.87 | 2.1 | 1046.0006 | 352.38 | 0.32043 | 0.36387 | 1
18538 | 12E24G10H08D07M01W04 | 15.42 | 13.34 | 0.65 | 9.05 | 38.46 | 2.1 | 1046.0006 | 305.13 | 0.32043 | 0.41568 | 1
18539 | 12E24G10H08D07M02W02 | 15.39 | 12 | 0.65 | 17.24 | 45.28 | 1.8667 | 963.9613 | 418.11 | 0.38869 | 0.31206 | 1
18540 | 12E24G10H09D05M01W02 | 14.39 | 12.9 | 0.65 | 17.24 | 45.18 | 2.0222 | 1017.2868 | 405.93 | 0.34284 | 0.31358 | 1
18541 | 12E24G10H09D05M01W03 | 14.39 | 12.9 | 0.65 | 12.46 | 40.4 | 2.0222 | 1017.2868 | 339.57 | 0.34284 | 0.3862 | 1
18542 | 12E24G10H09D07M01W02 | 14.84 | 13.34 | 0.65 | 17.24 | 46.07 | 2.1 | 1046.0006 | 411.39 | 0.32043 | 0.30006 | 1
18543 | 12E24G10H09D07M01W03 | 14.84 | 13.34 | 0.65 | 12.46 | 41.29 | 2.1 | 1046.0006 | 345.03 | 0.32043 | 0.37268 | 1
18544 | 12E24G10H09D07M01W04 | 14.84 | 13.34 | 0.65 | 9.05 | 37.88 | 2.1 | 1046.0006 | 297.78 | 0.32043 | 0.42449 | 1
18545 | 12E24G10H09D07M02W02 | 14.81 | 12 | 0.65 | 17.24 | 44.7 | 1.8667 | 963.9613 | 410.76 | 0.38869 | 0.32088 | 1
18546 | 12E24G10H10D05M01W02 | 16.98 | 11.15 | 0.65 | 17.24 | 46.02 | 1.7111 | 937.2986 | 439.53 | 0.43199 | 0.30082 | 1
18547 | 12E24G10H10D05M01W03 | 16.98 | 11.15 | 0.65 | 12.46 | 41.24 | 1.7111 | 937.2986 | 373.17 | 0.43199 | 0.37344 | 2
18548 | 12E24G10H10D07M01W02 | 17.51 | 11.52 | 0.65 | 17.24 | 46.92 | 1.7111 | 961.9103 | 445.83 | 0.41314 | 0.28715 | 1
18549 | 12E24G10H10D07M01W03 | 17.51 | 11.52 | 0.65 | 12.46 | 42.14 | 1.7111 | 961.9103 | 379.47 | 0.41314 | 0.35977 | 2
18550 | 12E24G10H10D07M01W04 | 17.51 | 11.52 | 0.65 | 9.05 | 38.73 | 1.7111 | 961.9103 | 332.22 | 0.41314 | 0.41158 | 2
18551 | 12E24G10H10D07M02W02 | 17.47 | 10.34 | 0.65 | 17.24 | 45.7 | 1.5556 | 888.075 | 444.99 | 0.47326 | 0.30568 | 1
18552 | 12E24G10H11D05M01W02 | 16.98 | 10.42 | 0.65 | 17.24 | 45.29 | 1.5556 | 906.5338 | 439.53 | 0.46918 | 0.31191 | 1
18553 | 12E24G10H11D05M01W03 | 16.98 | 10.42 | 0.65 | 12.46 | 40.51 | 1.5556 | 906.5338 | 373.17 | 0.46918 | 0.38453 | 2
18554 | 12E24G10H11D06M01W02 | 14.89 | 9.14 | 0.65 | 17.24 | 41.92 | 1.3222 | 812.1887 | 414.75 | 0.53439 | 0.36311 | 2
18555 | 12E24G10H11D06M01W03 | 14.89 | 9.14 | 0.65 | 12.46 | 37.14 | 1.3222 | 812.1887 | 348.39 | 0.53439 | 0.43573 | 2
18556 | 12E24G10H11D07M01W02 | 17.51 | 10.77 | 0.65 | 17.24 | 46.17 | 1.6333 | 931.1456 | 445.83 | 0.45135 | 0.29854 | 1
18557 | 12E24G10H11D07M01W03 | 17.51 | 10.77 | 0.65 | 12.46 | 41.39 | 1.6333 | 931.1456 | 379.47 | 0.45135 | 0.37116 | 2
18558 | 12E24G10H11D07M01W04 | 17.51 | 10.77 | 0.65 | 9.05 | 37.98 | 1.6333 | 931.1456 | 332.22 | 0.45135 | 0.42297 | 2
18559 | 12E24G10H11D07M02W02 | 17.47 | 9.66 | 0.65 | 17.24 | 45.02 | 1.4 | 861.4122 | 444.99 | 0.5079 | 0.31601 | 1
18560 | 12E24G10H12D05M01W02 | 14.76 | 8.68 | 0.65 | 17.24 | 41.33 | 1.2444 | 744.5063 | 415.8 | 0.55782 | 0.37208 | 2
18561 | 12E24G10H12D05M01W03 | 14.76 | 8.68 | 0.65 | 12.46 | 36.55 | 1.2444 | 744.5063 | 349.44 | 0.55782 | 0.4447 | 2
18562 | 12E24G10H12D07M01W02 | 15.22 | 8.97 | 0.65 | 17.24 | 42.08 | 1.3222 | 762.9651 | 421.47 | 0.54305 | 0.36068 | 2
18563 | 12E24G10H12D07M01W03 | 15.22 | 8.97 | 0.65 | 12.46 | 37.3 | 1.3222 | 762.9651 | 355.11 | 0.54305 | 0.4333 | 2
18564 | 12E24G10H12D07M01W04 | 15.22 | 8.97 | 0.65 | 9.05 | 33.89 | 1.3222 | 762.9651 | 307.86 | 0.54305 | 0.48511 | 2
18565 | 12E24G10H12D07M02W02 | 15.19 | 8.04 | 0.65 | 17.24 | 41.12 | 1.1667 | 705.5377 | 420.84 | 0.59042 | 0.37527 | 2
18566 | 12E24G10H13D05M01W02 | 14.76 | 8.44 | 0.65 | 17.24 | 41.09 | 1.2444 | 721.9455 | 415.8 | 0.57005 | 0.37572 | 2
18567 | 12E24G10H13D05M01W03 | 14.76 | 8.44 | 0.65 | 12.46 | 36.31 | 1.2444 | 721.9455 | 349.44 | 0.57005 | 0.44834 | 2
18568 | 12E24G10H13D07M01W02 | 15.22 | 8.73 | 0.65 | 17.24 | 41.84 | 1.3222 | 740.4043 | 421.47 | 0.55527 | 0.36433 | 2
18569 | 12E24G10H13D07M01W03 | 15.22 | 8.73 | 0.65 | 12.46 | 37.06 | 1.3222 | 740.4043 | 355.11 | 0.55527 | 0.43695 | 2
18570 | 12E24G10H13D07M01W04 | 15.22 | 8.73 | 0.65 | 9.05 | 33.65 | 1.3222 | 740.4043 | 307.86 | 0.55527 | 0.48876 | 2
18571 | 12E24G10H13D07M02W02 | 15.19 | 7.84 | 0.65 | 17.24 | 40.92 | 1.1667 | 687.0788 | 420.84 | 0.60061 | 0.3783 | 2
18572 | 12E24G10H14D05M01W02 | 16.98 | 10.15 | 0.65 | 17.24 | 45.02 | 1.5556 | 879.8711 | 439.53 | 0.48293 | 0.31601 | 1
18573 | 12E24G10H14D05M01W03 | 16.98 | 10.15 | 0.65 | 12.46 | 40.24 | 1.5556 | 879.8711 | 373.17 | 0.48293 | 0.38864 | 2
18574 | 12E24G10H14D07M01W02 | 17.51 | 10.49 | 0.65 | 17.24 | 45.89 | 1.6333 | 904.4829 | 445.83 | 0.46561 | 0.3028 | 1
18575 | 12E24G10H14D07M01W03 | 17.51 | 10.49 | 0.65 | 12.46 | 41.11 | 1.6333 | 904.4829 | 379.47 | 0.46561 | 0.37542 | 2
18576 | 12E24G10H14D07M01W04 | 17.51 | 10.49 | 0.65 | 9.05 | 37.7 | 1.6333 | 904.4829 | 332.22 | 0.46561 | 0.42723 | 2
18577 | 12E24G10H14D07M02W02 | 17.47 | 9.42 | 0.65 | 17.24 | 44.78 | 1.4 | 838.8515 | 444.99 | 0.52012 | 0.31966 | 1
18578 | 12E24G11H07D04M01W02 | 21 | 11.53 | 0.65 | 17.24 | 50.42 | 1.8667 | 980.3692 | 487.41 | 0.41263 | 0.23397 | 1
18579 | 12E24G11H07D05M01W02 | 18.38 | 9.64 | 0.65 | 17.24 | 45.91 | 1.4778 | 853.2083 | 456.33 | 0.50891 | 0.30249 | 1
18580 | 12E24G11H07D05M01W03 | 18.38 | 9.64 | 0.65 | 12.46 | 41.13 | 1.4778 | 853.2083 | 389.97 | 0.50891 | 0.37511 | 2
18581 | 12E24G11H07D06M01W02 | 16.12 | 8.34 | 0.65 | 17.24 | 42.35 | 1.2444 | 758.8632 | 429.45 | 0.57514 | 0.35658 | 2
18582 | 12E24G11H07D06M01W03 | 16.12 | 8.34 | 0.65 | 12.46 | 37.57 | 1.2444 | 758.8632 | 363.09 | 0.57514 | 0.4292 | 2
18583 | 12E24G11H07D07M01W02 | 18.96 | 10 | 0.65 | 17.24 | 46.85 | 1.5556 | 879.8711 | 463.05 | 0.49058 | 0.28821 | 1
18584 | 12E24G11H07D07M01W03 | 18.96 | 10 | 0.65 | 12.46 | 42.07 | 1.5556 | 879.8711 | 396.69 | 0.49058 | 0.36083 | 2
18585 | 12E24G11H07D07M01W04 | 18.96 | 10 | 0.65 | 9.05 | 38.66 | 1.5556 | 879.8711 | 349.44 | 0.49058 | 0.41264 | 2
18586 | 12E24G11H07D07M02W02 | 18.95 | 8.95 | 0.65 | 17.24 | 45.79 | 1.4 | 820.3926 | 462.84 | 0.54407 | 0.30431 | 1
18587 | 12E24G11H08D05M01W02 | 16.19 | 9.64 | 0.65 | 17.24 | 43.72 | 1.4778 | 853.2083 | 427.98 | 0.50891 | 0.33576 | 1
18588 | 12E24G11H08D05M01W03 | 16.19 | 9.64 | 0.65 | 12.46 | 38.94 | 1.4778 | 853.2083 | 361.62 | 0.50891 | 0.40839 | 2
18589 | 12E24G11H08D06M01W02 | 14.2 | 8.34 | 0.65 | 17.24 | 40.43 | 1.2444 | 758.8632 | 404.67 | 0.57514 | 0.38575 | 2
18590 | 12E24G11H08D06M01W03 | 14.2 | 8.34 | 0.65 | 12.46 | 35.65 | 1.2444 | 758.8632 | 338.31 | 0.57514 | 0.45837 | 2
18591 | 12E24G11H08D07M01W02 | 16.7 | 10 | 0.65 | 17.24 | 44.59 | 1.5556 | 879.8711 | 433.86 | 0.49058 | 0.32255 | 1
18592 | 12E24G11H08D07M01W03 | 16.7 | 10 | 0.65 | 12.46 | 39.81 | 1.5556 | 879.8711 | 367.5 | 0.49058 | 0.39517 | 2
18593 | 12E24G11H08D07M01W04 | 16.7 | 10 | 0.65 | 9.05 | 36.4 | 1.5556 | 879.8711 | 320.25 | 0.49058 | 0.44698 | 2
18594 | 12E24G11H08D07M02W02 | 16.7 | 8.95 | 0.65 | 17.24 | 43.54 | 1.4 | 820.3926 | 433.65 | 0.54407 | 0.3385 | 1
18595 | 12E24G11H09D05M01W02 | 15.58 | 9.64 | 0.65 | 17.24 | 43.11 | 1.4778 | 853.2083 | 420 | 0.50891 | 0.34503 | 1
18596 | 12E24G11H09D05M01W03 | 15.58 | 9.64 | 0.65 | 12.46 | 38.33 | 1.4778 | 853.2083 | 353.64 | 0.50891 | 0.41765 | 2
18597 | 12E24G11H09D07M01W02 | 16.07 | 10 | 0.65 | 17.24 | 43.96 | 1.5556 | 879.8711 | 425.67 | 0.49058 | 0.33212 | 1
18598 | 12E24G11H09D07M01W03 | 16.07 | 10 | 0.65 | 12.46 | 39.18 | 1.5556 | 879.8711 | 359.31 | 0.49058 | 0.40474 | 2
18599 | 12E24G11H09D07M01W04 | 16.07 | 10 | 0.65 | 9.05 | 35.77 | 1.5556 | 879.8711 | 312.06 | 0.49058 | 0.45655 | 2
18600 | 12E24G11H09D07M02W02 | 16.07 | 8.95 | 0.65 | 17.24 | 42.91 | 1.4 | 820.3926 | 425.46 | 0.54407 | 0.34807 | 1
18601 | 12E24G11H10D05M01W02 | 18.38 | 8.31 | 0.65 | 17.24 | 44.58 | 1.2444 | 793.7299 | 456.33 | 0.57667 | 0.3227 | 1
18602 | 12E24G11H10D05M01W03 | 18.38 | 8.31 | 0.65 | 12.46 | 39.8 | 1.2444 | 793.7299 | 389.97 | 0.57667 | 0.39532 | 2
18603 | 12E24G11H10D07M01W02 | 18.96 | 8.61 | 0.65 | 17.24 | 45.46 | 1.3222 | 818.3416 | 463.05 | 0.56139 | 0.30933 | 1
18604 | 12E24G11H10D07M01W03 | 18.96 | 8.61 | 0.65 | 12.46 | 40.68 | 1.3222 | 818.3416 | 396.69 | 0.56139 | 0.38195 | 2
18605 | 12E24G11H10D07M01W04 | 18.96 | 8.61 | 0.65 | 9.05 | 37.27 | 1.3222 | 818.3416 | 349.44 | 0.56139 | 0.43376 | 2
18606 | 12E24G11H10D07M02W02 | 18.95 | 7.69 | 0.65 | 17.24 | 44.53 | 1.1667 | 765.0161 | 462.84 | 0.60825 | 0.32346 | 1
18607 | 12E24G11H11D05M01W02 | 18.38 | 7.75 | 0.65 | 17.24 | 44.02 | 1.1667 | 771.1691 | 456.33 | 0.6052 | 0.33121 | 1
18608 | 12E24G11H11D05M01W03 | 18.38 | 7.75 | 0.65 | 12.46 | 39.24 | 1.1667 | 771.1691 | 389.97 | 0.6052 | 0.40383 | 2
18609 | 12E24G11H11D06M01W02 | 16.12 | 6.71 | 0.65 | 17.24 | 40.72 | 1.0111 | 687.0788 | 429.45 | 0.65818 | 0.38134 | 2
18610 | 12E24G11H11D06M01W03 | 16.12 | 6.71 | 0.65 | 12.46 | 35.94 | 1.0111 | 687.0788 | 363.09 | 0.65818 | 0.45397 | 2
18611 | 12E24G11H11D07M01W02 | 18.96 | 8.03 | 0.65 | 17.24 | 44.88 | 1.1667 | 793.7299 | 463.05 | 0.59093 | 0.31814 | 1
18612 | 12E24G11H11D07M01W03 | 18.96 | 8.03 | 0.65 | 12.46 | 40.1 | 1.1667 | 793.7299 | 396.69 | 0.59093 | 0.39076 | 2
18613 | 12E24G11H11D07M01W04 | 18.96 | 8.03 | 0.65 | 9.05 | 36.69 | 1.1667 | 793.7299 | 349.44 | 0.59093 | 0.44257 | 2
18614 | 12E24G11H11D07M02W02 | 18.95 | 7.16 | 0.65 | 17.24 | 44 | 1.0889 | 744.5063 | 462.84 | 0.63525 | 0.33151 | 1
18615 | 12E24G11H12D05M01W02 | 15.98 | 6.45 | 0.65 | 17.24 | 40.32 | 0.93333 | 627.6004 | 430.71 | 0.67142 | 0.38742 | 2
18616 | 12E24G11H12D05M01W03 | 15.98 | 6.45 | 0.65 | 12.46 | 35.54 | 0.93333 | 627.6004 | 364.35 | 0.67142 | 0.46004 | 2
18617 | 12E24G11H12D07M01W02 | 16.47 | 6.69 | 0.65 | 17.24 | 41.05 | 1.0111 | 646.0592 | 436.8 | 0.6592 | 0.37633 | 2
18618 | 12E24G11H12D07M01W03 | 16.47 | 6.69 | 0.65 | 12.46 | 36.27 | 1.0111 | 646.0592 | 370.44 | 0.6592 | 0.44895 | 2
18619 | 12E24G11H12D07M01W04 | 16.47 | 6.69 | 0.65 | 9.05 | 32.86 | 1.0111 | 646.0592 | 323.19 | 0.6592 | 0.50076 | 2
18620 | 12E24G11H12D07M02W02 | 16.47 | 5.96 | 0.65 | 17.24 | 40.32 | 0.85556 | 605.0396 | 436.59 | 0.69638 | 0.38742 | 2
18621 | 12E24G11H13D05M01W02 | 15.98 | 6.3 | 0.65 | 17.24 | 40.17 | 0.93333 | 615.2945 | 430.71 | 0.67906 | 0.3897 | 2
18622 | 12E24G11H13D05M01W03 | 15.98 | 6.3 | 0.65 | 12.46 | 35.39 | 0.93333 | 615.2945 | 364.35 | 0.67906 | 0.46232 | 2
18623 | 12E24G11H13D07M01W02 | 16.47 | 6.53 | 0.65 | 17.24 | 40.89 | 1.0111 | 631.7023 | 436.8 | 0.66735 | 0.37876 | 2
18624 | 12E24G11H13D07M01W03 | 16.47 | 6.53 | 0.65 | 12.46 | 36.11 | 1.0111 | 631.7023 | 370.44 | 0.66735 | 0.45138 | 2
18625 | 12E24G11H13D07M01W04 | 16.47 | 6.53 | 0.65 | 9.05 | 32.7 | 1.0111 | 631.7023 | 323.19 | 0.66735 | 0.50319 | 2
18626 | 12E24G11H13D07M02W02 | 16.47 | 5.84 | 0.65 | 17.24 | 40.2 | 0.85556 | 592.7337 | 436.59 | 0.7025 | 0.38924 | 2
18627 | 12E24G11H14D05M01W02 | 18.38 | 7.57 | 0.65 | 17.24 | 43.84 | 1.1667 | 754.7612 | 456.33 | 0.61437 | 0.33394 | 1
18628 | 12E24G11H14D05M01W03 | 18.38 | 7.57 | 0.65 | 12.46 | 39.06 | 1.1667 | 754.7612 | 389.97 | 0.61437 | 0.40656 | 2
18629 | 12E24G11H14D07M01W02 | 18.96 | 7.85 | 0.65 | 17.24 | 44.7 | 1.1667 | 777.322 | 463.05 | 0.6001 | 0.32088 | 1
18630 | 12E24G11H14D07M01W03 | 18.96 | 7.85 | 0.65 | 12.46 | 39.92 | 1.1667 | 777.322 | 396.69 | 0.6001 | 0.3935 | 2
18631 | 12E24G11H14D07M01W04 | 18.96 | 7.85 | 0.65 | 9.05 | 36.51 | 1.1667 | 777.322 | 349.44 | 0.6001 | 0.44531 | 2
18632 | 12E24G11H14D07M02W02 | 18.95 | 7.02 | 0.65 | 17.24 | 43.86 | 1.0889 | 730.1494 | 462.84 | 0.64238 | 0.33364 | 1
18633 | 12E24G12H07D04M01W02 | 16.73 | 38.43 | 0.65 | 17.24 | 73.05 | 4.6667 | 2586.2877 | 436.17 | -0.95772 | -0.10985
18634 | 12E24G12H07D05M01W02 | 14.6 | 32.53 | 0.65 | 17.24 | 65.02 | 3.8889 | 2231.4679 | 410.97 | -0.65716 | 0.012154
18635 | 12E24G12H07D05M01W03 | 14.6 | 32.53 | 0.65 | 12.46 | 60.24 | 3.8889 | 2231.4679 | 344.61 | -0.65716 | 0.084777
18636 | 12E24G12H07D06M01W02 | 12.92 | 29.64 | 0.65 | 17.24 | 60.45 | 3.5 | 2048.9306 | 391.23 | -0.50993 | 0.081586
18637 | 12E24G12H07D06M01W03 | 12.92 | 29.64 | 0.65 | 12.46 | 55.67 | 3.5 | 2048.9306 | 324.87 | -0.50993 | 0.15421
18638 | 12E24G12H07D07M01W02 | 15.03 | 33.31 | 0.65 | 17.24 | 66.23 | 3.9667 | 2278.6405 | 416.01 | -0.69689 | -0.0062291
18639 | 12E24G12H07D07M01W03 | 15.03 | 33.31 | 0.65 | 12.46 | 61.45 | 3.9667 | 2278.6405 | 349.65 | -0.69689 | 0.066393
18640 | 12E24G12H07D07M01W04 | 15.03 | 33.31 | 0.65 | 9.05 | 58.04 | 3.9667 | 2278.6405 | 302.4 | -0.69689 | 0.1182
18641 | 12E24G12H07D07M02W02 | 14.81 | 30.75 | 0.65 | 17.24 | 63.45 | 3.8889 | 2094.0522 | 413.28 | -0.56648 | 0.036007
18642 | 12E24G12H08D05M01W02 | 12.86 | 32.53 | 0.65 | 17.24 | 63.28 | 3.8889 | 2231.4679 | 388.5 | -0.65716 | 0.03859
18643 | 12E24G12H08D05M01W03 | 12.86 | 32.53 | 0.65 | 12.46 | 58.5 | 3.8889 | 2231.4679 | 322.14 | -0.65716 | 0.11121
18644 | 12E24G12H08D06M01W02 | 11.38 | 29.64 | 0.65 | 17.24 | 58.91 | 3.5 | 2048.9306 | 371.28 | -0.50993 | 0.10498
18645 | 12E24G12H08D06M01W03 | 11.38 | 29.64 | 0.65 | 12.46 | 54.13 | 3.5 | 2048.9306 | 304.92 | -0.50993 | 0.17761
18646 | 12E24G12H08D07M01W02 | 13.24 | 33.31 | 0.65 | 17.24 | 64.44 | 3.9667 | 2278.6405 | 392.91 | -0.69689 | 0.020966
18647 | 12E24G12H08D07M01W03 | 13.24 | 33.31 | 0.65 | 12.46 | 59.66 | 3.9667 | 2278.6405 | 326.55 | -0.69689 | 0.093589
18648 | 12E24G12H08D07M01W04 | 13.24 | 33.31 | 0.65 | 9.05 | 56.25 | 3.9667 | 2278.6405 | 279.3 | -0.69689 | 0.1454
18649 | 12E24G12H08D07M02W02 | 13.04 | 30.75 | 0.65 | 17.24 | 61.68 | 3.8889 | 2094.0522 | 390.39 | -0.56648 | 0.062899
18650 | 12E24G12H09D05M01W02 | 12.37 | 32.53 | 0.65 | 17.24 | 62.79 | 3.8889 | 2231.4679 | 382.41 | -0.65716 | 0.046035
18651 | 12E24G12H09D05M01W03 | 12.37 | 32.53 | 0.65 | 12.46 | 58.01 | 3.8889 | 2231.4679 | 316.05 | -0.65716 | 0.11866
18652 | 12E24G12H09D07M01W02 | 12.74 | 33.31 | 0.65 | 17.24 | 63.94 | 3.9667 | 2278.6405 | 386.61 | -0.69689 | 0.028563
18653 | 12E24G12H09D07M01W03 | 12.74 | 33.31 | 0.65 | 12.46 | 59.16 | 3.9667 | 2278.6405 | 320.25 | -0.69689 | 0.10119
18654 | 12E24G12H09D07M01W04 | 12.74 | 33.31 | 0.65 | 9.05 | 55.75 | 3.9667 | 2278.6405 | 273 | -0.69689 | 0.15299
18655 | 12E24G12H09D07M02W02 | 12.55 | 30.75 | 0.65 | 17.24 | 61.19 | 3.8889 | 2094.0522 | 384.09 | -0.56648 | 0.070343
18656 | 12E24G12H10D05M01W02 | 14.6 | 28.43 | 0.65 | 17.24 | 60.92 | 3.2667 | 2018.1658 | 410.97 | -0.44829 | 0.074445
18657 | 12E24G12H10D05M01W03 | 14.6 | 28.43 | 0.65 | 12.46 | 56.14 | 3.2667 | 2018.1658 | 344.61 | -0.44829 | 0.14707
18658 | 12E24G12H10D07M01W02 | 15.03 | 29.1 | 0.65 | 17.24 | 62.02 | 3.4222 | 2061.2364 | 416.01 | -0.48242 | 0.057733
18659 | 12E24G12H10D07M01W03 | 15.03 | 29.1 | 0.65 | 12.46 | 57.24 | 3.4222 | 2061.2364 | 349.65 | -0.48242 | 0.13036
18660 | 12E24G12H10D07M01W04 | 15.03 | 29.1 | 0.65 | 9.05 | 53.83 | 3.4222 | 2061.2364 | 302.4 | -0.48242 | 0.18216
18661 | 12E24G12H10D07M02W02 | 14.81 | 26.83 | 0.65 | 17.24 | 59.53 | 3.2667 | 1893.056 | 413.28 | -0.36679 | 0.095564
18662 | 12E24G12H11D05M01W02 | 14.6 | 26.83 | 0.65 | 17.24 | 59.32 | 3.0333 | 1946.3815 | 410.97 | -0.36679 | 0.098754
18663 | 12E24G12H11D05M01W03 | 14.6 | 26.83 | 0.65 | 12.46 | 54.54 | 3.0333 | 1946.3815 | 344.61 | -0.36679 | 0.17138
18664 | 12E24G12H11D06M01W02 | 12.92 | 24.47 | 0.65 | 17.24 | 55.28 | 2.7222 | 1790.5069 | 391.23 | -0.24656 | 0.16013
18665 | 12E24G12H11D06M01W03 | 12.92 | 24.47 | 0.65 | 12.46 | 50.5 | 2.7222 | 1790.5069 | 324.87 | -0.24656 | 0.23276
18666 | 12E24G12H11D07M01W02 | 15.03 | 27.47 | 0.65 | 17.24 | 60.39 | 3.1111 | 1989.4521 | 416.01 | -0.39939 | 0.082498
18667 | 12E24G12H11D07M01W03 | 15.03 | 27.47 | 0.65 | 12.46 | 55.61 | 3.1111 | 1989.4521 | 349.65 | -0.39939 | 0.15512
18668 | 12E24G12H11D07M01W04 | 15.03 | 27.47 | 0.65 | 9.05 | 52.2 | 3.1111 | 1989.4521 | 302.4 | -0.39939 | 0.20693
18669 | 12E24G12H11D07M02W02 | 14.81 | 25.29 | 0.65 | 17.24 | 57.99 | 3.0333 | 1825.3736 | 413.28 | -0.28833 | 0.11896
18670 | 12E24G12H12D05M01W02 | 12.69 | 22.36 | 0.65 | 17.24 | 52.94 | 2.5667 | 1616.1735 | 390.81 | -0.13907 | 0.19569
18671 | 12E24G12H12D05M01W03 | 12.69 | 22.36 | 0.65 | 12.46 | 48.16 | 2.5667 | 1616.1735 | 324.45 | -0.13907 | 0.26831
18672 | 12E24G12H12D07M01W02 | 13.07 | 22.89 | 0.65 | 17.24 | 53.85 | 2.5667 | 1651.0401 | 395.22 | -0.16607 | 0.18186
18673 | 12E24G12H12D07M01W03 | 13.07 | 22.89 | 0.65 | 12.46 | 49.07 | 2.5667 | 1651.0401 | 328.86 | -0.16607 | 0.25448
18674 | 12E24G12H12D07M01W04 | 13.07 | 22.89 | 0.65 | 9.05 | 45.66 | 2.5667 | 1651.0401 | 281.61 | -0.16607 | 0.30629
18675 | 12E24G12H12D07M02W02 | 12.87 | 21.07 | 0.65 | 17.24 | 51.83 | 2.4889 | 1513.6244 | 392.7 | -0.073357 | 0.21255 | 1
18676 | 12E24G12H13D05M01W02 | 12.69 | 21.44 | 0.65 | 17.24 | 52.02 | 2.4889 | 1532.0832 | 390.81 | -0.092206 | 0.20966 | 1
18677 | 12E24G12H13D05M01W03 | 12.69 | 21.44 | 0.65 | 12.46 | 47.24 | 2.4889 | 1532.0832 | 324.45 | -0.092206 | 0.28229 | 1
18678 | 12E24G12H13D07M01W02 | 13.07 | 21.96 | 0.65 | 17.24 | 52.92 | 2.5667 | 1562.8479 | 395.22 | -0.1187 | 0.19599
18679 | 12E24G12H13D07M01W03 | 13.07 | 21.96 | 0.65 | 12.46 | 48.14 | 2.5667 | 1562.8479 | 328.86 | -0.1187 | 0.26861
18680 | 12E24G12H13D07M01W04 | 13.07 | 21.96 | 0.65 | 9.05 | 44.73 | 2.5667 | 1562.8479 | 281.61 | -0.1187 | 0.32042
18681 | 12E24G12H13D07M02W02 | 12.87 | 20.25 | 0.65 | 17.24 | 51.01 | 2.4889 | 1437.7381 | 392.7 | -0.031584 | 0.22501 | 1
18682 | 12E24G12H14D05M01W02 | 14.6 | 25.77 | 0.65 | 17.24 | 58.26 | 3.0333 | 1847.9344 | 410.97 | -0.31279 | 0.11486
18683 | 12E24G12H14D05M01W03 | 14.6 | 25.77 | 0.65 | 12.46 | 53.48 | 3.0333 | 1847.9344 | 344.61 | -0.31279 | 0.18748
18684 | 12E24G12H14D07M01W02 | 15.03 | 26.38 | 0.65 | 17.24 | 59.3 | 3.1111 | 1886.903 | 416.01 | -0.34386 | 0.099058
18685 | 12E24G12H14D07M01W03 | 15.03 | 26.38 | 0.65 | 12.46 | 54.52 | 3.1111 | 1886.903 | 349.65 | -0.34386 | 0.17168
18686 | 12E24G12H14D07M01W04 | 15.03 | 26.38 | 0.65 | 9.05 | 51.11 | 3.1111 | 1886.903 | 302.4 | -0.34386 | 0.22349
18687 | 12E24G12H14D07M02W02 | 14.81 | 24.33 | 0.65 | 17.24 | 57.03 | 3.0333 | 1737.1814 | 413.28 | -0.23943 | 0.13355
18688 | 12E25G10H07D04M01W02 | 29.1 | 33.79 | 0.65 | 17.24 | 80.78 | 4.8222 | 2352.4758 | 583.8 | -0.72134 | -0.22729
18689 | 12E25G10H07D05M01W02 | 24.93 | 27.37 | 0.65 | 17.24 | 70.19 | 3.8889 | 1956.6364 | 534.24 | -0.39429 | -0.066393
18690 | 12E25G10H07D05M01W03 | 24.93 | 27.37 | 0.65 | 12.46 | 65.41 | 3.8889 | 1956.6364 | 467.88 | -0.39429 | 0.0062291
18691 | 12E25G10H07D06M01W02 | 22.55 | 23.71 | 0.65 | 17.24 | 64.15 | 3.3444 | 1733.0794 | 505.89 | -0.20785 | 0.025372
18692 | 12E25G10H07D06M01W03 | 22.55 | 23.71 | 0.65 | 12.46 | 59.37 | 3.3444 | 1733.0794 | 439.53 | -0.20785 | 0.097995
18693 | 12E25G10H07D07M01W02 | 25.53 | 28.4 | 0.65 | 17.24 | 71.82 | 4.0444 | 2016.1149 | 541.38 | -0.44677 | -0.091158
18694 | 12E25G10H07D07M01W03 | 25.53 | 28.4 | 0.65 | 12.46 | 67.04 | 4.0444 | 2016.1149 | 475.02 | -0.44677 | -0.018535
18695 | 12E25G10H07D07M01W04 | 25.53 | 28.4 | 0.65 | 9.05 | 63.63 | 4.0444 | 2016.1149 | 427.77 | -0.44677 | 0.033273
18696 | 12E25G10H07D07M02W02 | 25.42 | 25.66 | 0.65 | 17.24 | 68.97 | 3.8111 | 1843.8324 | 539.91 | -0.30718 | -0.047858
18697 | 12E25G10H08D05M01W02 | 21.95 | 27.37 | 0.65 | 17.24 | 67.21 | 3.8889 | 1956.6364 | 495.6 | -0.39429 | -0.021118
18698 | 12E25G10H08D05M01W03 | 21.95 | 27.37 | 0.65 | 12.46 | 62.43 | 3.8889 | 1956.6364 | 429.24 | -0.39429 | 0.051504
18699 | 12E25G10H08D06M01W02 | 19.85 | 23.71 | 0.65 | 17.24 | 61.45 | 3.3444 | 1733.0794 | 471.24 | -0.20785 | 0.066393
18700 | 12E25G10H08D06M01W03 | 19.85 | 23.71 | 0.65 | 12.46 | 56.67 | 3.3444 | 1733.0794 | 404.88 | -0.20785 | 0.13902
18701 | 12E25G10H08D07M01W02 | 22.48 | 28.4 | 0.65 | 17.24 | 68.77 | 4.0444 | 2016.1149 | 501.9 | -0.44677 | -0.044819
18702 | 12E25G10H08D07M01W03 | 22.48 | 28.4 | 0.65 | 12.46 | 63.99 | 4.0444 | 2016.1149 | 435.54 | -0.44677 | 0.027803
18703 | 12E25G10H08D07M01W04 | 22.48 | 28.4 | 0.65 | 9.05 | 60.58 | 4.0444 | 2016.1149 | 388.29 | -0.44677 | 0.079611
18704 | 12E25G10H08D07M02W02 | 22.39 | 25.66 | 0.65 | 17.24 | 65.94 | 3.8111 | 1843.8324 | 500.64 | -0.30718 | -0.0018232
18705 | 12E25G10H09D05M01W02 | 21.12 | 27.37 | 0.65 | 17.24 | 66.38 | 3.8889 | 1956.6364 | 484.89 | -0.39429 | -0.0085081
18706 | 12E25G10H09D05M01W03 | 21.12 | 27.37 | 0.65 | 12.46 | 61.6 | 3.8889 | 1956.6364 | 418.53 | -0.39429 | 0.064114
18707 | 12E25G10H09D07M01W02 | 21.63 | 28.4 | 0.65 | 17.24 | 67.92 | 4.0444 | 2016.1149 | 490.98 | -0.44677 | -0.031905
18708 | 12E25G10H09D07M01W03 | 21.63 | 28.4 | 0.65 | 12.46 | 63.14 | 4.0444 | 2016.1149 | 424.62 | -0.44677 | 0.040717
18709 | 12E25G10H09D07M01W04 | 21.63 | 28.4 | 0.65 | 9.05 | 59.73 | 4.0444 | 2016.1149 | 377.37 | -0.44677 | 0.092525
18710 | 12E25G10H09D07M02W02 | 21.55 | 25.66 | 0.65 | 17.24 | 65.1 | 3.8111 | 1843.8324 | 489.72 | -0.30718 | 0.010939
18711 | 12E25G10H10D05M01W02 | 24.93 | 23.8 | 0.65 | 17.24 | 66.62 | 3.2667 | 1784.3539 | 534.24 | -0.21243 | -0.012154
18712 | 12E25G10H10D05M01W03 | 24.93 | 23.8 | 0.65 | 12.46 | 61.84 | 3.2667 | 1784.3539 | 467.88 | -0.21243 | 0.060468
18713 | 12E25G10H10D07M01W02 | 25.53 | 24.69 | 0.65 | 17.24 | 68.11 | 3.4222 | 1837.6795 | 541.38 | -0.25777 | -0.034792
18714 | 12E25G10H10D07M01W03 | 25.53 | 24.69 | 0.65 | 12.46 | 63.33 | 3.4222 | 1837.6795 | 475.02 | -0.25777 | 0.03783
18715 | 12E25G10H10D07M01W04 | 25.53 | 24.69 | 0.65 | 9.05 | 59.92 | 3.4222 | 1837.6795 | 427.77 | -0.25777 | 0.089638
18716 | 12E25G10H10D07M02W02 | 25.42 | 22.26 | 0.65 | 17.24 | 65.57 | 3.2667 | 1681.8049 | 539.91 | -0.13398 | 0.0037982
18717 | 12E25G10H11D05M01W02 | 24.93 | 22.37 | 0.65 | 17.24 | 65.19 | 3.0333 | 1722.8245 | 534.24 | -0.13958 | 0.0095716
18718 | 12E25G10H11D05M01W03 | 24.93 | 22.37 | 0.65 | 12.46 | 60.41 | 3.0333 | 1722.8245 | 467.88 | -0.13958 | 0.082194
18719 | 12E25G10H11D06M01W02 | 22.55 | 19.4 | 0.65 | 17.24 | 59.84 | 2.5667 | 1530.0322 | 505.89 | 0.011717 | 0.090854
18720 | 12E25G10H11D06M01W03 | 22.55 | 19.4 | 0.65 | 12.46 | 55.06 | 2.5667 | 1530.0322 | 439.53 | 0.011717 | 0.16348 | 1
18721 | 12E25G10H11D07M01W02 | 25.53 | 23.21 | 0.65 | 17.24 | 66.63 | 3.1889 | 1774.099 | 541.38 | -0.18237 | -0.012306
18722 | 12E25G10H11D07M01W03 | 25.53 | 23.21 | 0.65 | 12.46 | 61.85 | 3.1889 | 1774.099 | 475.02 | -0.18237 | 0.060316
18723 | 12E25G10H11D07M01W04 | 25.53 | 23.21 | 0.65 | 9.05 | 58.44 | 3.1889 | 1774.099 | 427.77 | -0.18237 | 0.11212
18724 | 12E25G10H11D07M02W02 | 25.42 | 20.88 | 0.65 | 17.24 | 64.19 | 2.9556 | 1624.3774 | 539.91 | -0.063678 | 0.024765
18725 | 12E25G10H12D05M01W02 | 21.67 | 18.64 | 0.65 | 17.24 | 58.2 | 2.4889 | 1411.0753 | 499.59 | 0.050433 | 0.11577
18726 | 12E25G10H12D05M01W03 | 21.67 | 18.64 | 0.65 | 12.46 | 53.42 | 2.4889 | 1411.0753 | 433.23 | 0.050433 | 0.18839 | 1
18727 | 12E25G10H12D07M01W02 | 22.19 | 19.33 | 0.65 | 17.24 | 59.41 | 2.6444 | 1456.1969 | 505.89 | 0.015283 | 0.097387
18728 | 12E25G10H12D07M01W03 | 22.19 | 19.33 | 0.65 | 12.46 | 54.63 | 2.6444 | 1456.1969 | 439.53 | 0.015283 | 0.17001 | 1
18729 | 12E25G10H12D07M01W04 | 22.19 | 19.33 | 0.65 | 9.05 | 51.22 | 2.6444 | 1456.1969 | 392.28 | 0.015283 | 0.22182 | 1
18730 | 12E25G10H12D07M02W02 | 22.1 | 17.39 | 0.65 | 17.24 | 57.38 | 2.4889 | 1326.9851 | 504.63 | 0.11411 | 0.12823
18731 | 12E25G10H13D05M01W02 | 21.67 | 17.99 | 0.65 | 17.24 | 57.55 | 2.4889 | 1353.6478 | 499.59 | 0.083546 | 0.12565
18732 | 12E25G10H13D05M01W03 | 21.67 | 17.99 | 0.65 | 12.46 | 52.77 | 2.4889 | 1353.6478 | 433.23 | 0.083546 | 0.19827 | 1
18733 | 12E25G10H13D07M01W02 | 22.19 | 18.66 | 0.65 | 17.24 | 58.74 | 2.6444 | 1396.7184 | 505.89 | 0.049414 | 0.10757
18734 | 12E25G10H13D07M01W03 | 22.19 | 18.66 | 0.65 | 12.46 | 53.96 | 2.6444 | 1396.7184 | 439.53 | 0.049414 | 0.18019 | 1
18735 | 12E25G10H13D07M01W04 | 22.19 | 18.66 | 0.65 | 9.05 | 50.55 | 2.6444 | 1396.7184 | 392.28 | 0.049414 | 0.232 | 1
18736 | 12E25G10H13D07M02W02 | 22.1 | 16.84 | 0.65 | 17.24 | 56.83 | 2.4889 | 1277.7615 | 504.63 | 0.14213 | 0.13658
18737 | 12E25G10H14D05M01W02 | 24.93 | 21.61 | 0.65 | 17.24 | 64.43 | 3.0333 | 1655.1421 | 534.24 | -0.10087 | 0.021118
18738 | 12E25G10H14D05M01W03 | 24.93 | 21.61 | 0.65 | 12.46 | 59.65 | 3.0333 | 1655.1421 | 467.88 | -0.10087 | 0.093741
18739 | 12E25G10H14D07M01W02 | 25.53 | 22.42 | 0.65 | 17.24 | 65.84 | 3.1111 | 1706.4166 | 541.38 | -0.14213 | -0.00030386
18740 | 12E25G10H14D07M01W03 | 25.53 | 22.42 | 0.65 | 12.46 | 61.06 | 3.1111 | 1706.4166 | 475.02 | -0.14213 | 0.072318
18741 | 12E25G10H14D07M01W04 | 25.53 | 22.42 | 0.65 | 9.05 | 57.65 | 3.1111 | 1706.4166 | 427.77 | -0.14213 | 0.12413
18742 | 12E25G10H14D07M02W02 | 25.42 | 20.23 | 0.65 | 17.24 | 63.54 | 2.9556 | 1566.9499 | 539.91 | -0.030565 | 0.03464
18743 | 12E25G11H07D04M01W02 | 30.6 | 28.15 | 0.65 | 17.24 | 76.64 | 4.2778 | 2028.4207 | 601.65 | -0.43403 | -0.16439
18744 | 12E25G11H07D05M01W02 | 26.28 | 22.64 | 0.65 | 17.24 | 66.81 | 3.4222 | 1690.0088 | 550.41 | -0.15334 | -0.015041
18745 | 12E25G11H07D05M01W03 | 26.28 | 22.64 | 0.65 | 12.46 | 62.03 | 3.4222 | 1690.0088 | 484.05 | -0.15334 | 0.057581
18746 | 12E25G11H07D06M01W02 | 23.78 | 19.44 | 0.65 | 17.24 | 61.11 | 2.8778 | 1493.1146 | 520.8 | 0.0096791 | 0.071559
18747 | 12E25G11H07D06M01W03 | 23.78 | 19.44 | 0.65 | 12.46 | 56.33 | 2.8778 | 1493.1146 | 454.44 | 0.0096791 | 0.14418
18748 | 12E25G11H07D07M01W02 | 26.9 | 23.57 | 0.65 | 17.24 | 68.36 | 3.5778 | 1745.3853 | 557.76 | -0.20071 | -0.03859
18749 | 12E25G11H07D07M01W03 | 26.9 | 23.57 | 0.65 | 12.46 | 63.58 | 3.5778 | 1745.3853 | 491.4 | -0.20071 | 0.034032
18750 | 12E25G11H07D07M01W04 | 26.9 | 23.57 | 0.65 | 9.05 | 60.17 | 3.5778 | 1745.3853 | 444.15 | -0.20071 | 0.08584
18751 | 12E25G11H07D07M02W02 | 26.85 | 21.18 | 0.65 | 17.24 | 65.92 | 3.3444 | 1597.7146 | 556.92 | -0.078961 | -0.0015193
18752 | 12E25G11H08D05M01W02 | 23.14 | 22.64 | 0.65 | 17.24 | 63.67 | 3.4222 | 1690.0088 | 509.67 | -0.15334 | 0.032665
18753 | 12E25G11H08D05M01W03 | 23.14 | 22.64 | 0.65 | 12.46 | 58.89 | 3.4222 | 1690.0088 | 443.31 | -0.15334 | 0.10529
18754 | 12E25G11H08D06M01W02 | 20.94 | 19.44 | 0.65 | 17.24 | 58.27 | 2.8778 | 1493.1146 | 484.05 | 0.0096791 | 0.11471
18755 | 12E25G11H08D06M01W03 | 20.94 | 19.44 | 0.65 | 12.46 | 53.49 | 2.8778 | 1493.1146 | 417.69 | 0.0096791 | 0.18733 | 1
18756 | 12E25G11H08D07M01W02 | 23.69 | 23.57 | 0.65 | 17.24 | 65.15 | 3.5778 | 1745.3853 | 516.18 | -0.20071 | 0.010179
18757 | 12E25G11H08D07M01W03 | 23.69 | 23.57 | 0.65 | 12.46 | 60.37 | 3.5778 | 1745.3853 | 449.82 | -0.20071 | 0.082802
18758 | 12E25G11H08D07M01W04 | 23.69 | 23.57 | 0.65 | 9.05 | 56.96 | 3.5778 | 1745.3853 | 402.57 | -0.20071 | 0.13461
18759 | 12E25G11H08D07M02W02 | 23.65 | 21.18 | 0.65 | 17.24 | 62.72 | 3.3444 | 1597.7146 | 515.55 | -0.078961 | 0.047098
18760 | 12E25G11H09D05M01W02 | 22.27 | 22.64 | 0.65 | 17.24 | 62.8 | 3.4222 | 1690.0088 | 498.54 | -0.15334 | 0.045883
18761 | 12E25G11H09D05M01W03 | 22.27 | 22.64 | 0.65 | 12.46 | 58.02 | 3.4222 | 1690.0088 | 432.18 | -0.15334 | 0.11851
18762 | 12E25G11H09D07M01W02 | 22.8 | 23.57 | 0.65 | 17.24 | 64.26 | 3.5778 | 1745.3853 | 504.63 | -0.20071 | 0.023701
18763 | 12E25G11H09D07M01W03 | 22.8 | 23.57 | 0.65 | 12.46 | 59.48 | 3.5778 | 1745.3853 | 438.27 | -0.20071 | 0.096323
18764 | 12E25G11H09D07M01W04 | 22.8 | 23.57 | 0.65 | 9.05 | 56.07 | 3.5778 | 1745.3853 | 391.02 | -0.20071 | 0.14813
18765 | 12E25G11H09D07M02W02 | 22.76 | 21.18 | 0.65 | 17.24 | 61.83 | 3.3444 | 1597.7146 | 504 | -0.078961 | 0.06062
18766 | 12E25G11H10D05M01W02 | 26.28 | 19.63 | 0.65 | 17.24 | 63.8 | 2.8778 | 1548.4911 | 550.41 | 0 | 0.03069
18767 | 12E25G11H10D05M01W03 | 26.28 | 19.63 | 0.65 | 12.46 | 59.02 | 2.8778 | 1548.4911 | 484.05 | 0 | 0.10331
18768 | 12E25G11H10D07M01W02 | 26.9 | 20.44 | 0.65 | 17.24 | 65.23 | 3.0333 | 1597.7146 | 557.76 | -0.041263 | 0.0089638
18769 | 12E25G11H10D07M01W03 | 26.9 | 20.44 | 0.65 | 12.46 | 60.45 | 3.0333 | 1597.7146 | 491.4 | -0.041263 | 0.081586
18770 | 12E25G11H10D07M01W04 | 26.9 | 20.44 | 0.65 | 9.05 | 57.04 | 3.0333 | 1597.7146 | 444.15 | -0.041263 | 0.13339
18771 | 12E25G11H10D07M02W02 | 26.85 | 18.33 | 0.65 | 17.24 | 63.07 | 2.8 | 1466.4518 | 556.92 | 0.066225 | 0.041781
18772 | 12E25G11H11D05M01W02 | 26.28 | 18.41 | 0.65 | 17.24 | 62.58 | 2.6444 | 1495.1655 | 550.41 | 0.06215 | 0.049225
18773 | 12E25G11H11D05M01W03 | 26.28 | 18.41 | 0.65 | 12.46 | 57.8 | 2.6444 | 1495.1655 | 484.05 | 0.06215 | 0.12185
18774 | 12E25G11H11D06M01W02 | 23.78 | 15.83 | 0.65 | 17.24 | 57.5 | 2.2556 | 1326.9851 | 520.8 | 0.19358 | 0.12641
18775 | 12E25G11H11D06M01W03 | 23.78 | 15.83 | 0.65 | 12.46 | 52.72 | 2.2556 | 1326.9851 | 454.44 | 0.19358 | 0.19903 | 1
18776 | 12E25G11H11D07M01W02 | 26.9 | 19.17 | 0.65 | 17.24 | 63.96 | 2.8 | 1544.3891 | 557.76 | 0.023434 | 0.028259
18777 | 12E25G11H11D07M01W03 | 26.9 | 19.17 | 0.65 | 12.46 | 59.18 | 2.8 | 1544.3891 | 491.4 | 0.023434 | 0.10088
18778 | 12E25G11H11D07M01W04 | 26.9 | 19.17 | 0.65 | 9.05 | 55.77 | 2.8 | 1544.3891 | 444.15 | 0.023434 | 0.15269
18779 | 12E25G11H11D07M02W02 | 26.85 | 17.15 | 0.65 | 17.24 | 61.89 | 2.5667 | 1417.2282 | 556.92 | 0.12634 | 0.059708
18780 | 12E25G11H12D05M01W02 | 22.84 | 15.34 | 0.65 | 17.24 | 56.07 | 2.2556 | 1220.334 | 513.87 | 0.21854 | 0.14813
18781 | 12E25G11H12D05M01W03 | 22.84 | 15.34 | 0.65 | 12.46 | 51.29 | 2.2556 | 1220.334 | 447.51 | 0.21854 | 0.22075 | 1
18782 | 12E25G11H12D07M01W02 | 23.39 | 15.97 | 0.65 | 17.24 | 57.25 | 2.3333 | 1259.3027 | 520.38 | 0.18645 | 0.1302
18783 | 12E25G11H12D07M01W03 | 23.39 | 15.97 | 0.65 | 12.46 | 52.47 | 2.3333 | 1259.3027 | 454.02 | 0.18645 | 0.20283 | 1
18784 | 12E25G11H12D07M01W04 | 23.39 | 15.97 | 0.65 | 9.05 | 49.06 | 2.3333 | 1259.3027 | 406.77 | 0.18645 | 0.25463 | 1
18785 | 12E25G11H12D07M02W02 | 23.34 | 14.29 | 0.65 | 17.24 | 55.52 | 2.1778 | 1154.7026 | 519.54 | 0.27203 | 0.15649 | 1
18786 | 12E25G11H13D05M01W02 | 22.84 | 14.86 | 0.65 | 17.24 | 55.59 | 2.1778 | 1177.2634 | 513.87 | 0.243 | 0.15542 | 1
18787 | 12E25G11H13D05M01W03 | 22.84 | 14.86 | 0.65 | 12.46 | 50.81 | 2.1778 | 1177.2634 | 447.51 | 0.243 | 0.22805 | 1
18788 | 12E25G11H13D07M01W02 | 23.39 | 15.46 | 0.65 | 17.24 | 56.74 | 2.3333 | 1214.1811 | 520.38 | 0.21243 | 0.13795
18789 | 12E25G11H13D07M01W03 | 23.39 | 15.46 | 0.65 | 12.46 | 51.96 | 2.3333 | 1214.1811 | 454.02 | 0.21243 | 0.21057 | 1
18790 | 12E25G11H13D07M01W04 | 23.39 | 15.46 | 0.65 | 9.05 | 48.55 | 2.3333 | 1214.1811 | 406.77 | 0.21243 | 0.26238 | 1
18791 | 12E25G11H13D07M02W02 | 23.34 | 13.88 | 0.65 | 17.24 | 55.11 | 2.1778 | 1117.7849 | 519.54 | 0.29292 | 0.16272 | 1
18792 | 12E25G11H14D05M01W02 | 26.28 | 17.85 | 0.65 | 17.24 | 62.02 | 2.6444 | 1445.942 | 550.41 | 0.090678 | 0.057733
18793 | 12E25G11H14D05M01W03 | 26.28 | 17.85 | 0.65 | 12.46 | 57.24 | 2.6444 | 1445.942 | 484.05 | 0.090678 | 0.13036
18794 | 12E25G11H14D07M01W02 | 26.9 | 18.58 | 0.65 | 17.24 | 63.37 | 2.8 | 1493.1146 | 557.76 | 0.05349 | 0.037223
18795 | 12E25G11H14D07M01W03 | 26.9 | 18.58 | 0.65 | 12.46 | 58.59 | 2.8 | 1493.1146 | 491.4 | 0.05349 | 0.10985
18796 | 12E25G11H14D07M01W04 | 26.9 | 18.58 | 0.65 | 9.05 | 55.18 | 2.8 | 1493.1146 | 444.15 | 0.05349 | 0.16165 | 1
18797 | 12E25G11H14D07M02W02 | 26.85 | 16.68 | 0.65 | 17.24 | 61.42 | 2.5667 | 1374.1576 | 556.92 | 0.15028 | 0.066849
18798 | 12E25G12H07D04M01W02 | 26.4 | 60.89 | 0.65 | 17.24 | 105.18 | 6.6889 | 4145.0337 | 551.25 | -2.1019 | -0.59799
18799 | 12E25G12H07D05M01W02 | 22.52 | 49.73 | 0.65 | 17.24 | 90.14 | 5.5222 | 3439.496 | 505.26 | -1.5334 | -0.36949
18800 | 12E25G12H07D05M01W03 | 22.52 | 49.73 | 0.65 | 12.46 | 85.36 | 5.5222 | 3439.496 | 438.9 | -1.5334 | -0.29687
18801 | 12E25G12H07D06M01W02 | 20.47 | 44.51 | 0.65 | 17.24 | 82.87 | 4.9 | 3111.339 | 481.11 | -1.2674 | -0.25904
18802 | 12E25G12H07D06M01W03 | 20.47 | 44.51 | 0.65 | 12.46 | 78.09 | 4.9 | 3111.339 | 414.75 | -1.2674 | -0.18642
18803 | 12E25G12H07D07M01W02 | 23.05 | 51.18 | 0.65 | 17.24 | 92.12 | 5.6778 | 3531.7902 | 511.56 | -1.6072 | -0.39957
18804 | 12E25G12H07D07M01W03 | 23.05 | 51.18 | 0.65 | 12.46 | 87.34 | 5.6778 | 3531.7902 | 445.2 | -1.6072 | -0.32695
18805 | 12E25G12H07D07M01W04 | 23.05 | 51.18 | 0.65 | 9.05 | 83.93 | 5.6778 | 3531.7902 | 397.95 | -1.6072 | -0.27514
18806 | 12E25G12H07D07M02W02 | 22.68 | 47.96 | 0.65 | 17.24 | 88.53 | 5.5222 | 3277.4685 | 506.73 | -1.4432 | -0.34503
18807 | 12E25G12H08D05M01W02 | 19.83 | 49.73 | 0.65 | 17.24 | 87.45 | 5.5222 | 3439.496 | 470.61 | -1.5334 | -0.32862
18808 | 12E25G12H08D05M01W03 | 19.83 | 49.73 | 0.65 | 12.46 | 82.67 | 5.5222 | 3439.496 | 404.25 | -1.5334 | -0.256
18809 | 12E25G12H08D06M01W02 | 18.03 | 44.51 | 0.65 | 17.24 | 80.43 | 4.9 | 3111.339 | 449.61 | -1.2674 | -0.22197
18810 | 12E25G12H08D06M01W03 | 18.03 | 44.51 | 0.65 | 12.46 | 75.65 | 4.9 | 3111.339 | 383.25 | -1.2674 | -0.14935
18811 | 12E25G12H08D07M01W02 | 20.3 | 51.18 | 0.65 | 17.24 | 89.37 | 5.6778 | 3531.7902 | 475.86 | -1.6072 | -0.35779
18812 | 12E25G12H08D07M01W03 | 20.3 | 51.18 | 0.65 | 12.46 | 84.59 | 5.6778 | 3531.7902 | 409.5 | -1.6072 | -0.28517
18813 | 12E25G12H08D07M01W04 | 20.3 | 51.18 | 0.65 | 9.05 | 81.18 | 5.6778 | 3531.7902 | 362.25 | -1.6072 | -0.23336
18814 | 12E25G12H08D07M02W02 | 19.97 | 47.96 | 0.65 | 17.24 | 85.82 | 5.5222 | 3277.4685 | 471.87 | -1.4432 | -0.30386
18815 | 12E25G12H09D05M01W02 | 19.08 | 49.73 | 0.65 | 17.24 | 86.7 | 5.5222 | 3439.496 | 460.95 | -1.5334 | -0.31723
18816 | 12E25G12H09D05M01W03 | 19.08 | 49.73 | 0.65 | 12.46 | 81.92 | 5.5222 | 3439.496 | 394.59 | -1.5334 | -0.24461
18817 | 12E25G12H09D07M01W02 | 19.53 | 51.18 | 0.65 | 17.24 | 88.6 | 5.6778 | 3531.7902 | 465.99 | -1.6072 | -0.3461
18818 | 12E25G12H09D07M01W03 | 19.53 | 51.18 | 0.65 | 12.46 | 83.82 | 5.6778 | 3531.7902 | 399.63 | -1.6072 | -0.27347
18819 | 12E25G12H09D07M01W04 | 19.53 | 51.18 | 0.65 | 9.05 | 80.41 | 5.6778 | 3531.7902 | 352.38 | -1.6072 | -0.22167
18820 | 12E25G12H09D07M02W02 | 19.22 | 47.96 | 0.65 | 17.24 | 85.07 | 5.5222 | 3277.4685 | 462.21 | -1.4432 | -0.29246
18821 | 12E25G12H10D05M01W02 | 22.52 | 43.55 | 0.65 | 17.24 | 83.96 | 4.6667 | 3111.339 | 505.26 | -1.2185 | -0.2756
18822 | 12E25G12H10D05M01W03 | 22.52 | 43.55 | 0.65 | 12.46 | 79.18 | 4.6667 | 3111.339 | 438.9 | -1.2185 | -0.20298
18823 | 12E25G12H10D07M01W02 | 23.05 | 44.82 | 0.65 | 17.24 | 85.76 | 4.8222 | 3193.3783 | 511.56 | -1.2832 | -0.30295
18824 | 12E25G12H10D07M01W03 | 23.05 | 44.82 | 0.65 | 12.46 | 80.98 | 4.8222 | 3193.3783 | 445.2 | -1.2832 | -0.23033
18825 | 12E25G12H10D07M01W04 | 23.05 | 44.82 | 0.65 | 9.05 | 77.57 | 4.8222 | 3193.3783 | 397.95 | -1.2832 | -0.17852
18826 | 12E25G12H10D07M02W02 | 22.68 | 41.94 | 0.65 | 17.24 | 82.51 | 4.6667 | 2963.6683 | 506.73 | -1.1365 | -0.25357
18827 | 12E25G12H11D05M01W02 | 22.52 | 41.18 | 0.65 | 17.24 | 81.59 | 4.3556 | 3002.637 | 505.26 | -1.0978 | -0.23959
18828 | 12E25G12H11D05M01W03 | 22.52 | 41.18 | 0.65 | 12.46 | 76.81 | 4.3556 | 3002.637 | 438.9 | -1.0978 | -0.16697
18829 | 12E25G12H11D06M01W02 | 20.47 | 36.89 | 0.65 | 17.24 | 75.25 | 3.8111 | 2719.6015 | 481.11 | -0.87927 | -0.14327
18830 | 12E25G12H11D06M01W03 | 20.47 | 36.89 | 0.65 | 12.46 | 70.47 | 3.8111 | 2719.6015 | 414.75 | -0.87927 | -0.070647
18831 | 12E25G12H11D07M01W02 | 23.05 | 42.37 | 0.65 | 17.24 | 83.31 | 4.4333 | 3080.5743 | 511.56 | -1.1584 | -0.26572
18832 | 12E25G12H11D07M01W03 | 23.05 | 42.37 | 0.65 | 12.46 | 78.53 | 4.4333 | 3080.5743 | 445.2 | -1.1584 | -0.1931
18833 | 12E25G12H11D07M01W04 | 23.05 | 42.37 | 0.65 | 9.05 | 75.12 | 4.4333 | 3080.5743 | 397.95 | -1.1584 | -0.14129
18834 | 12E25G12H11D07M02W02 | 22.68 | 39.61 | 0.65 | 17.24 | 80.18 | 4.3556 | 2857.0173 | 506.73 | -1.0178 | -0.21817
18835 | 12E25G12H12D05M01W02 | 19.58 | 34.33 | 0.65 | 17.24 | 71.8 | 3.5778 | 2481.6877 | 473.97 | -0.74885 | -0.090854
18836 | 12E25G12H12D05M01W03 | 19.58 | 34.33 | 0.65 | 12.46 | 67.02 | 3.5778 | 2481.6877 | 407.61 | -0.74885 | -0.018232
18837 | 12E25G12H12D07M01W02 | 20.04 | 35.32 | 0.65 | 17.24 | 73.25 | 3.7333 | 2547.3191 | 479.43 | -0.79929 | -0.11288
18838 | 12E25G12H12D07M01W03 | 20.04 | 35.32 | 0.65 | 12.46 | 68.47 | 3.7333 | 2547.3191 | 413.07 | -0.79929 | -0.040261
18839 | 12E25G12H12D07M01W04 | 20.04 | 35.32 | 0.65 | 9.05 | 65.06 | 3.7333 | 2547.3191 | 365.82 | -0.79929 | 0.011547
18840 | 12E25G12H12D07M02W02 | 19.71 | 33.02 | 0.65 | 17.24 | 70.62 | 3.5778 | 2360.6798 | 475.44 | -0.68212 | -0.072926
18841 | 12E25G12H13D05M01W02 | 19.58 | 32.83 | 0.65 | 17.24 | 70.3 | 3.5778 | 2344.2719 | 473.97 | -0.67244 | -0.068064
18842 | 12E25G12H13D05M01W03 | 19.58 | 32.83 | 0.65 | 12.46 | 65.52 | 3.5778 | 2344.2719 | 407.61 | -0.67244 | 0.0045579
18843 | 12E25G12H13D07M01W02 | 20.04 | 33.79 | 0.65 | 17.24 | 71.72 | 3.6556 | 2405.8013 | 479.43 | -0.72134 | -0.089638
18844 | 12E25G12H13D07M01W03 | 20.04 | 33.79 | 0.65 | 12.46 | 66.94 | 3.6556 | 2405.8013 | 413.07 | -0.72134 | -0.017016
18845 | 12E25G12H13D07M01W04 | 20.04 | 33.79 | 0.65 | 9.05 | 63.53 | 3.6556 | 2405.8013 | 365.82 | -0.72134 | 0.034792
18846 | 12E25G12H13D07M02W02 | 19.71 | 31.64 | 0.65 | 17.24 | 69.24 | 3.5778 | 2233.5189 | 475.44 | -0.61182 | -0.05196
18847 | 12E25G12H14D05M01W02 | 22.52 | 39.44 | 0.65 | 17.24 | 79.85 | 4.2778 | 2840.6094 | 505.26 | -1.0092 | -0.21316
18848 | 12E25G12H14D05M01W03 | 22.52 | 39.44 | 0.65 | 12.46 | 75.07 | 4.2778 | 2840.6094 | 438.9 | -1.0092 | -0.14053
18849 | 12E25G12H14D07M01W02 | 23.05 | 40.59 | 0.65 | 17.24 | 81.53 | 4.4333 | 2916.4958 | 511.56 | -1.0678 | -0.23868
18850 | 12E25G12H14D07M01W03 | 23.05 | 40.59 | 0.65 | 12.46 | 76.75 | 4.4333 | 2916.4958 | 445.2 | -1.0678 | -0.16606
18851 | 12E25G12H14D07M01W04 | 23.05 | 40.59 | 0.65 | 9.05 | 73.34 | 4.4333 | 2916.4958 | 397.95 | -1.0678 | -0.11425
18852 | 12E25G12H14D07M02W02 | 22.68 | 38.01 | 0.65 | 17.24 | 78.58 | 4.2778 | 2709.3466 | 506.73 | -0.93632 | -0.19386
18853 | 13E13G05H03D02M01W01 | 20.12 | 46.53 | 0.65 | 17.88 | 85.18 | 4.6667 | 3802.5198 | 484.89 | 0 | 0 |  | 4.115 | 3242.0857 | 376.0363 | 2.8561 | 2073.7105 | 352.2939
18854 | 13E13G11H03D02M01W01 | 18.47 | 34.85 | 0.65 | 17.88 | 71.85 | 4.0444 | 2865.2212 | 465.15 | 0.25102 | 0.15649 | 1
18855 | 13E13G11H06D02M01W01 | 18.29 | 30.79 | 0.65 | 17.88 | 67.61 | 3.5778 | 2498.0955 | 468.51 | 0.33828 | 0.20627 | 1
18856 | 13E13G11H07D02M01W01 | 18.05 | 37.43 | 0.65 | 17.88 | 74.01 | 4.3556 | 3047.7586 | 459.69 | 0.19557 | 0.13113
18857 | 13E13G11H07D04M01W01 | 20.63 | 43.28 | 0.65 | 17.88 | 82.44 | 4.9778 | 3488.7196 | 490.14 | 0.069847 | 0.032167
18858 | 13E13G11H07D04M01W02 | 20.63 | 43.28 | 0.65 | 16.54 | 81.1 | 4.9778 | 3488.7196 | 471.66 | 0.069847 | 0.047899
18859 | 13E13G11H07D05M01W01 | 17.66 | 36.32 | 0.65 | 17.88 | 72.51 | 4.2 | 2965.7193 | 455.07 | 0.21943 | 0.14874
18860 | 13E13G11H07D05M01W02 | 17.66 | 36.32 | 0.65 | 16.54 | 71.17 | 4.2 | 2965.7193 | 436.59 | 0.21943 | 0.16448 | 1
18861 | 13E13G11H07D05M01W03 | 17.66 | 36.32 | 0.65 | 11.76 | 66.39 | 4.2 | 2965.7193 | 370.02 | 0.21943 | 0.22059 | 1
18862 | 13E13G11H07D06M01W01 | 16.08 | 32.13 | 0.65 | 17.88 | 66.74 | 3.7333 | 2656.0211 | 436.59 | 0.30948 | 0.21648 | 1
18863 | 13E13G11H07D06M01W02 | 16.08 | 32.13 | 0.65 | 16.54 | 65.4 | 3.7333 | 2658.0721 | 418.11 | 0.30948 | 0.23221 | 1
18864 | 13E13G11H07D06M01W03 | 16.08 | 32.13 | 0.65 | 11.76 | 60.62 | 3.7333 | 2658.0721 | 351.54 | 0.30948 | 0.28833 | 1
18865 | 13E13G11H07D07M01W01 | 18.04 | 37.44 | 0.65 | 17.88 | 74.01 | 4.3556 | 3047.7586 | 459.69 | 0.19536 | 0.13113
18866 | 13E13G11H07D07M01W02 | 18.04 | 37.44 | 0.65 | 16.54 | 72.67 | 4.3556 | 3047.7586 | 441.21 | 0.19536 | 0.14687
18867 | 13E13G11H07D07M01W03 | 18.04 | 37.45 | 0.65 | 11.76 | 67.9 | 4.3556 | 3047.7586 | 374.64 | 0.19514 | 0.20286 | 1
18868 | 13E13G11H07D07M01W04 | 18.04 | 37.45 | 0.65 | 8.59 | 64.73 | 4.3556 | 3049.8096 | 330.96 | 0.19514 | 0.24008 | 1
18869 | 13E13G11H07D07M02W02 | 18.01 | 36.26 | 0.65 | 16.54 | 71.46 | 4.3556 | 2965.7193 | 440.58 | 0.22072 | 0.16107 | 1
18870 | 13E13G11H08D02M01W01 | 15.89 | 37.45 | 0.65 | 17.88 | 71.87 | 4.3556 | 3049.8096 | 431.97 | 0.19514 | 0.15626 | 1
18871 | 13E13G11H08D05M01W01 | 15.55 | 36.33 | 0.65 | 17.88 | 70.41 | 4.2 | 2967.7703 | 427.98 | 0.21921 | 0.1734 | 1
18872 | 13E13G11H08D05M01W02 | 15.55 | 36.34 | 0.65 | 16.54 | 69.08 | 4.2 | 2967.7703 | 409.5 | 0.219 | 0.18901 | 1
18873 | 13E13G11H08D05M01W03 | 15.55 | 36.34 | 0.65 | 11.76 | 64.3 | 4.2 | 2967.7703 | 342.93 | 0.219 | 0.24513 | 1
18874 | 13E13G11H08D06M01W01 | 14.16 | 32.14 | 0.65 | 17.88 | 64.83 | 3.7333 | 2658.0721 | 411.81 | 0.30926 | 0.23891 | 1
18875 | 13E13G11H08D06M01W02 | 14.16 | 32.14 | 0.65 | 16.54 | 63.49 | 3.7333 | 2658.0721 | 393.33 | 0.30926 | 0.25464 | 1
18876 | 13E13G11H08D06M01W03 | 14.16 | 32.14 | 0.65 | 11.76 | 58.71 | 3.7333 | 2658.0721 | 326.76 | 0.30926 | 0.31075 | 1
18877 | 13E13G11H08D07M01W01 | 15.89 | 37.45 | 0.65 | 17.88 | 71.87 | 4.3556 | 3049.8096 | 431.97 | 0.19514 | 0.15626 | 1
18878 | 13E13G11H08D07M01W02 | 15.89 | 37.45 | 0.65 | 16.54 | 70.53 | 4.3556 | 3049.8096 | 413.49 | 0.19514 | 0.17199 | 1
18879 | 13E13G11H08D07M01W03 | 15.89 | 37.45 | 0.65 | 11.76 | 65.75 | 4.3556 | 3049.8096 | 346.92 | 0.19514 | 0.22811 | 1
18880 | 13E13G11H08D07M01W04 | 15.89 | 37.46 | 0.65 | 8.59 | 62.59 | 4.3556 | 3049.8096 | 303.24 | 0.19493 | 0.2652 | 1
18881 | 13E13G11H08D07M02W02 | 15.87 | 36.27 | 0.65 | 16.54 | 69.33 | 4.3556 | 2965.7193 | 413.07 | 0.2205 | 0.18608 | 1
18882 | 13E13G11H09D02M01W01 | 15.29 | 37.46 | 0.65 | 17.88 | 71.28 | 4.3556 | 3049.8096 | 424.2 | 0.19493 | 0.16318 | 1
18883 | 13E13G11H09D05M01W01 | 14.96 | 36.34 | 0.65 | 17.88 | 69.83 | 4.2 | 2967.7703 | 420.42 | 0.219 | 0.18021 | 1
18884 | 13E13G11H09D05M01W02 | 14.96 | 36.34 | 0.65 | 16.54 | 68.49 | 4.2 | 2967.7703 | 401.94 | 0.219 | 0.19594 | 1
18885 | 13E13G11H09D05M01W03 | 14.96 | 36.34 | 0.65 | 11.76 | 63.71 | 4.2 | 2967.7703 | 335.37 | 0.219 | 0.25205 | 1
18886 | 13E13G11H09D07M01W01 | 15.29 | 37.46 | 0.65 | 17.88 | 71.28 | 4.3556 | 3049.8096 | 424.2 | 0.19493 | 0.16318 | 1
18887 | 13E13G11H09D07M01W02 | 15.29 | 37.46 | 0.65 | 16.54 | 69.94 | 4.3556 | 3049.8096 | 405.72 | 0.19493 | 0.17892 | 1
18888 | 13E13G11H09D07M01W03 | 15.29 | 37.46 | 0.65 | 11.76 | 65.16 | 4.3556 | 3049.8096 | 339.15 | 0.19493 | 0.23503 | 1
18889 | 13E13G11H09D07M01W04 | 15.29 | 37.46 | 0.65 | 8.59 | 61.99 | 4.3556 | 3049.8096 | 295.47 | 0.19493 | 0.27225 | 1
18890 | 13E13G11H09D07M02W02 | 15.27 | 36.27 | 0.65 | 16.54 | 68.73 | 4.3556 | 2965.7193 | 405.3 | 0.2205 | 0.19312 | 1
18891 | 13E13G11H10D02M01W01 | 18.03 | 32.27 | 0.65 | 17.88 | 68.83 | 3.6556 | 2697.0407 | 459.48 | 0.30647 | 0.19195 | 1
18892 | 13E13G11H10D05M01W01 | 17.64 | 31.31 | 0.65 | 17.88 | 67.48 | 3.5778 | 2625.2564 | 454.86 | 0.3271 | 0.2078 | 1
18893 | 13E13G11H10D05M01W02 | 17.64 | 31.31 | 0.65 | 16.54 | 66.14 | 3.5778 | 2625.2564 | 436.38 | 0.3271 | 0.22353 | 1
18894 | 13E13G11H10D05M01W03 | 17.64 | 31.31 | 0.65 | 11.76 | 61.36 | 3.5778 | 2625.2564 | 369.81 | 0.3271 | 0.27964 | 1
18895 | 13E13G11H10D07M01W01 | 18.03 | 32.27 | 0.65 | 17.88 | 68.83 | 3.6556 | 2697.0407 | 459.48 | 0.30647 | 0.19195 | 1
18896 | 13E13G11H10D07M01W02 | 18.03 | 32.27 | 0.65 | 16.54 | 67.49 | 3.6556 | 2697.0407 | 441 | 0.30647 | 0.20768 | 1
18897 | 13E13G11H10D07M01W03 | 18.03 | 32.27 | 0.65 | 11.76 | 62.71 | 3.6556 | 2697.0407 | 374.43 | 0.30647 | 0.26379 | 1
18898 | 13E13G11H10D07M01W04 | 18.03 | 32.27 | 0.65 | 8.59 | 59.54 | 3.6556 | 2697.0407 | 330.75 | 0.30647 | 0.30101 | 1
18899 | 13E13G11H10D07M02W02 | 18.01 | 31.25 | 0.65 | 16.54 | 66.45 | 3.6556 | 2623.2054 | 440.58 | 0.32839 | 0.21989 | 1
18900 | 13E13G11H11D02M01W01 | 18.03 | 30.08 | 0.65 | 17.88 | 66.64 | 3.3444 | 2553.472 | 459.48 | 0.35354 | 0.21766 | 1
18901 | 13E13G11H11D05M01W01 | 17.64 | 29.19 | 0.65 | 17.88 | 65.36 | 3.2667 | 2485.7896 | 454.86 | 0.37266 | 0.23268 | 1
18902 | 13E13G11H11D05M01W02 | 17.64 | 29.19 | 0.65 | 16.54 | 64.02 | 3.2667 | 2485.7896 | 436.38 | 0.37266 | 0.24842 | 1
18903 | 13E13G11H11D05M01W03 | 17.64 | 29.19 | 0.65 | 11.76 | 59.24 | 3.2667 | 2485.7896 | 369.81 | 0.37266 | 0.30453 | 1
18904 | 13E13G11H11D06M01W01 | 16.07 | 25.85 | 0.65 | 17.88 | 60.45 | 2.8778 | 2231.4679 | 436.38 | 0.44444 | 0.29033 | 1
18905 | 13E13G11H11D06M01W02 | 16.07 | 25.85 | 0.65 | 16.54 | 59.11 | 2.8778 | 2231.4679 | 417.9 | 0.44444 | 0.30606 | 1
18906 | 13E13G11H11D06M01W03 | 16.07 | 25.85 | 0.65 | 11.76 | 54.33 | 2.8778 | 2231.4679 | 351.33 | 0.44444 | 0.36217 | 2
18907 | 13E13G11H11D07M01W01 | 18.03 | 30.08 | 0.65 | 17.88 | 66.64 | 3.3444 | 2553.472 | 459.48 | 0.35354 | 0.21766 | 1
18908 | 13E13G11H11D07M01W02 | 18.03 | 30.08 | 0.65 | 16.54 | 65.3 | 3.3444 | 2553.472 | 441 | 0.35354 | 0.23339 | 1
18909 | 13E13G11H11D07M01W03 | 18.03 | 30.08 | 0.65 | 11.76 | 60.52 | 3.3444 | 2553.472 | 374.43 | 0.35354 | 0.2895 | 1
18910 | 13E13G11H11D07M01W04 | 18.03 | 30.08 | 0.65 | 8.59 | 57.35 | 3.3444 | 2553.472 | 330.75 | 0.35354 | 0.32672 | 1
18911 | 13E13G11H11D07M02W02 | 18 | 29.13 | 0.65 | 16.54 | 64.32 | 3.3444 | 2485.7896 | 440.58 | 0.37395 | 0.24489 | 1
18912 | 13E13G11H12D02M01W01 | 15.67 | 25.06 | 0.65 | 17.88 | 59.26 | 2.8 | 2114.562 | 434.7 | 0.46142 | 0.3043 | 1
18913 | 13E13G11H12D05M01W01 | 15.32 | 24.32 | 0.65 | 17.88 | 58.17 | 2.7222 | 2059.1855 | 430.5 | 0.47733 | 0.31709 | 1
18914 | 13E13G11H12D05M01W02 | 15.32 | 24.32 | 0.65 | 16.54 | 56.83 | 2.7222 | 2059.1855 | 412.02 | 0.47733 | 0.33282 | 1
18915 | 13E13G11H12D05M01W03 | 15.32 | 24.32 | 0.65 | 11.76 | 52.05 | 2.7222 | 2059.1855 | 345.45 | 0.47733 | 0.38894 | 2
18916 | 13E13G11H12D07M01W01 | 15.67 | 25.06 | 0.65 | 17.88 | 59.26 | 2.8 | 2114.562 | 434.7 | 0.46142 | 0.3043 | 1
18917 | 13E13G11H12D07M01W02 | 15.67 | 25.06 | 0.65 | 16.54 | 57.92 | 2.8 | 2114.562 | 416.22 | 0.46142 | 0.32003 | 1
18918 | 13E13G11H12D07M01W03 | 15.67 | 25.06 | 0.65 | 11.76 | 53.14 | 2.8 | 2114.562 | 349.65 | 0.46142 | 0.37614 | 2
18919 | 13E13G11H12D07M01W04 | 15.67 | 25.06 | 0.65 | 8.59 | 49.97 | 2.8 | 2114.562 | 305.97 | 0.46142 | 0.41336 | 2
18920 | 13E13G11H12D07M02W02 | 15.64 | 24.26 | 0.65 | 16.54 | 57.09 | 2.8 | 2059.1855 | 415.59 | 0.47862 | 0.32977 | 1
18921 | 13E13G11H13D02M01W01 | 15.67 | 24.5 | 0.65 | 17.88 | 58.7 | 2.8 | 2057.1345 | 434.7 | 0.47346 | 0.31087 | 1
18922 | 13E13G11H13D05M01W01 | 15.32 | 23.77 | 0.65 | 17.88 | 57.62 | 2.7222 | 2003.809 | 430.5 | 0.48915 | 0.32355 | 1
18923 | 13E13G11H13D05M01W02 | 15.32 | 23.77 | 0.65 | 16.54 | 56.28 | 2.7222 | 2003.809 | 412.02 | 0.48915 | 0.33928 | 1
18924 | 13E13G11H13D05M01W03 | 15.32 | 23.77 | 0.65 | 11.76 | 51.5 | 2.7222 | 2003.809 | 345.45 | 0.48915 | 0.3954 | 2
18925 | 13E13G11H13D07M01W01 | 15.67 | 24.5 | 0.65 | 17.88 | 58.7 | 2.8 | 2057.1345 | 434.7 | 0.47346 | 0.31087 | 1
18926 | 13E13G11H13D07M01W02 | 15.67 | 24.5 | 0.65 | 16.54 | 57.36 | 2.8 | 2057.1345 | 416.22 | 0.47346 | 0.3266 | 1
18927 | 13E13G11H13D07M01W03 | 15.67 | 24.5 | 0.65 | 11.76 | 52.58 | 2.8 | 2057.1345 | 349.65 | 0.47346 | 0.38272 | 2
18928 | 13E13G11H13D07M01W04 | 15.67 | 24.5 | 0.65 | 8.59 | 49.41 | 2.8 | 2057.1345 | 305.97 | 0.47346 | 0.41993 | 2
18929 | 13E13G11H13D07M02W02 | 15.63 | 23.72 | 0.65 | 16.54 | 56.54 | 2.8 | 2001.758 | 415.59 | 0.49022 | 0.33623 | 1
18930 | 13E13G11H14D02M01W01 | 18.03 | 29.44 | 0.65 | 17.88 | 66 | 3.3444 | 2485.7896 | 459.48 | 0.36729 | 0.22517 | 1
18931 | 13E13G11H14D05M01W01 | 17.63 | 28.56 | 0.65 | 17.88 | 64.72 | 3.2667 | 2420.1582 | 454.86 | 0.3862 | 0.2402 | 1
18932 | 13E13G11H14D05M01W02 | 17.63 | 28.56 | 0.65 | 16.54 | 63.38 | 3.2667 | 2420.1582 | 436.38 | 0.3862 | 0.25593 | 1
18933 | 13E13G11H14D05M01W03 | 17.63 | 28.56 | 0.65 | 11.76 | 58.6 | 3.2667 | 2420.1582 | 369.81 | 0.3862 | 0.31205 | 1
18934 | 13E13G11H14D07M01W01 | 18.03 | 29.44 | 0.65 | 17.88 | 66 | 3.3444 | 2485.7896 | 459.48 | 0.36729 | 0.22517 | 1
18935 | 13E13G11H14D07M01W02 | 18.03 | 29.44 | 0.65 | 16.54 | 64.66 | 3.3444 | 2485.7896 | 441 | 0.36729 | 0.2409 | 1
18936 | 13E13G11H14D07M01W03 | 18.03 | 29.44 | 0.65 | 11.76 | 59.88 | 3.3444 | 2485.7896 | 374.43 | 0.36729 | 0.29702 | 1
18937 | 13E13G11H14D07M01W04 | 18.03 | 29.44 | 0.65 | 8.59 | 56.71 | 3.3444 | 2485.7896 | 330.75 | 0.36729 | 0.33423 | 1
18938 | 13E13G11H14D07M02W02 | 18 | 28.5 | 0.65 | 16.54 | 63.69 | 3.3444 | 2420.1582 | 440.58 | 0.38749 | 0.25229 | 1
18939 | 13E17G10H07D04M01W02 | 21.06 | 71.27 | 0.65 | 16.54 | 109.52 | 6.6889 | 5613.5365 | 476.91 | -0.5317 | -0.28575
18940 | 13E17G10H07D05M01W02 | 18.03 | 58.11 | 0.65 | 16.54 | 93.33 | 5.6 | 4622.9124 | 441.21 | -0.24887 | -0.09568
18941 | 13E17G10H07D05M01W03 | 18.03 | 58.11 | 0.65 | 11.76 | 88.55 | 5.6 | 4622.9124 | 374.64 | -0.24887 | -0.039563
18942 | 13E17G10H07D06M01W02 | 16.47 | 50.35 | 0.65 | 16.54 | 84.01 | 4.9 | 4050.6885 | 422.73 | -0.082098 | 0.013736
18943 | 13E17G10H07D06M01W03 | 16.47 | 50.35 | 0.65 | 11.76 | 79.23 | 4.9 | 4050.6885 | 356.16 | -0.082098 | 0.069852
18944 | 13E17G10H07D07M01W02 | 18.42 | 60.27 | 0.65 | 16.54 | 95.88 | 5.7556 | 4782.889 | 445.83 | -0.29529 | -0.12562
18945 | 13E17G10H07D07M01W03 | 18.42 | 60.27 | 0.65 | 11.76 | 91.1 | 5.7556 | 4782.889 | 379.26 | -0.29529 | -0.0695
18946 | 13E17G10H07D07M01W04 | 18.42 | 60.27 | 0.65 | 8.59 | 87.93 | 5.7556 | 4782.889 | 335.58 | -0.29529 | -0.032285
18947 | 13E17G10H07D07M02W02 | 18.3 | 58.68 | 0.65 | 16.54 | 94.17 | 5.8333 | 4635.2183 | 444.15 | -0.26112 | -0.10554
18948 | 13E17G10H08D05M01W02 | 15.88 | 58.11 | 0.65 | 16.54 | 91.18 | 5.6 | 4622.9124 | 413.49 | -0.24887 | -0.070439
18949 | 13E17G10H08D05M01W03 | 15.88 | 58.11 | 0.65 | 11.76 | 86.4 | 5.6 | 4622.9124 | 346.92 | -0.24887 | -0.014323
18950 | 13E17G10H08D06M01W02 | 14.51 | 50.35 | 0.65 | 16.54 | 82.05 | 4.9 | 4050.6885 | 397.53 | -0.082098 | 0.036746
18951 | 13E17G10H08D06M01W03 | 14.51 | 50.35 | 0.65 | 11.76 | 77.27 | 4.9 | 4050.6885 | 330.96 | -0.082098 | 0.092862
18952 | 13E17G10H08D07M01W02 | 16.23 | 60.27 | 0.65 | 16.54 | 93.69 | 5.7556 | 4782.889 | 417.69 | -0.29529 | -0.099906
18953 | 13E17G10H08D07M01W03 | 16.23 | 60.27 | 0.65 | 11.76 | 88.91 | 5.7556 | 4782.889 | 351.12 | -0.29529 | -0.04379
18954 | 13E17G10H08D07M01W04 | 16.23 | 60.27 | 0.65 | 8.59 | 85.74 | 5.7556 | 4782.889 | 307.44 | -0.29529 | -0.0065743
18955 | 13E17G10H08D07M02W02 | 16.12 | 58.68 | 0.65 | 16.54 | 91.99 | 5.8333 | 4635.2183 | 416.22 | -0.26112 | -0.079948
18956 | 13E17G10H09D05M01W02 | 15.29 | 58.11 | 0.65 | 16.54 | 90.59 | 5.6 | 4622.9124 | 405.93 | -0.24887 | -0.063513
18957 | 13E17G10H09D05M01W03 | 15.29 | 58.11 | 0.65 | 11.76 | 85.81 | 5.6 | 4622.9124 | 339.36 | -0.24887 | -0.0073961
18958 | 13E17G10H09D07M01W02 | 15.62 | 60.27 | 0.65 | 16.54 | 93.08 | 5.7556 | 4782.889 | 409.71 | -0.29529 | -0.092745
18959 | 13E17G10H09D07M01W03 | 15.62 | 60.27 | 0.65 | 11.76 | 88.3 | 5.7556 | 4782.889 | 343.14 | -0.29529 | -0.036628
18960 | 13E17G10H09D07M01W04 | 15.62 | 60.27 | 0.65 | 8.59 | 85.13 | 5.7556 | 4782.889 | 299.46 | -0.29529 | 0.00058699
18961 | 13E17G10H09D07M02W02 | 15.51 | 58.68 | 0.65 | 16.54 | 91.38 | 5.8333 | 4635.2183 | 408.45 | -0.26112 | -0.072787
18962 | 13E17G10H10D05M01W02 | 18.03 | 50.17 | 0.65 | 16.54 | 85.39 | 4.7444 | 4069.1474 | 441.21 | -0.078229 | -0.0024654
18963 | 13E17G10H10D05M01W03 | 18.03 | 50.17 | 0.65 | 11.76 | 80.61 | 4.7444 | 4069.1474 | 374.64 | -0.078229 | 0.053651
18964 | 13E17G10H10D07M01W02 | 18.42 | 52.02 | 0.65 | 16.54 | 87.63 | 4.9 | 4206.5631 | 445.83 | -0.11799 | -0.028763
18965 | 13E17G10H10D07M01W03 | 18.42 | 52.02 | 0.65 | 11.76 | 82.85 | 4.9 | 4206.5631 | 379.26 | -0.11799 | 0.027354
18966 | 13E17G10H10D07M01W04 | 18.42 | 52.02 | 0.65 | 8.59 | 79.68 | 4.9 | 4206.5631 | 335.58 | -0.11799 | 0.064569
18967 | 13E17G10H10D07M02W02 | 18.3 | 50.63 | 0.65 | 16.54 | 86.12 | 4.9 | 4077.3513 | 444.15 | -0.088115 | -0.011035
18968 | 13E17G10H11D05M01W02 | 18.03 | 46.84 | 0.65 | 16.54 | 82.06 | 4.3556 | 3845.5904 | 441.21 | -0.0066624 | 0.036628
18969 | 13E17G10H11D05M01W03 | 18.03 | 46.84 | 0.65 | 11.76 | 77.28 | 4.3556 | 3845.5904 | 374.64 | -0.0066624 | 0.092745
18970 | 13E17G10H11D06M01W02 | 16.47 | 40.62 | 0.65 | 16.54 | 74.28 | 3.8111 | 3377.9666 | 422.73 | 0.12701 | 0.12796
18971 | 13E17G10H11D06M01W03 | 16.47 | 40.62 | 0.65 | 11.76 | 69.5 | 3.8111 | 3377.9666 | 356.16 | 0.12701 | 0.18408 | 1
18972 | 13E17G10H11D07M01W02 | 18.42 | 48.57 | 0.65 | 16.54 | 84.18 | 4.4333 | 3974.8022 | 445.83 | -0.043843 | 0.01174
18973 | 13E17G10H11D07M01W03 | 18.42 | 48.57 | 0.65 | 11.76 | 79.4 | 4.4333 | 3974.8022 | 379.26 | -0.043843 | 0.067856
18974 | 13E17G10H11D07M01W04 | 18.42 | 48.57 | 0.65 | 8.59 | 76.23 | 4.4333 | 3974.8022 | 335.58 | -0.043843 | 0.10507
18975 | 13E17G10H11D07M02W02 | 18.3 | 47.25 | 0.65 | 16.54 | 82.74 | 4.5111 | 3851.7433 | 444.15 | -0.015474 | 0.028645
18976 | 13E17G10H12D05M01W02 | 15.67 | 39.03 | 0.65 | 16.54 | 71.89 | 3.5778 | 3191.3273 | 416.22 | 0.16119 | 0.15602 | 1
18977 | 13E17G10H12D05M01W03 | 15.67 | 39.03 | 0.65 | 11.76 | 67.11 | 3.5778 | 3191.3273 | 349.65 | 0.16119 | 0.21214 | 1
18978 | 13E17G10H12D07M01W02 | 16.02 | 40.47 | 0.65 | 16.54 | 73.68 | 3.7333 | 3300.0293 | 420.42 | 0.13024 | 0.13501
18979 | 13E17G10H12D07M01W03 | 16.02 | 40.47 | 0.65 | 11.76 | 68.9 | 3.7333 | 3300.0293 | 353.85 | 0.13024 | 0.19112 | 1
18980 | 13E17G10H12D07M01W04 | 16.02 | 40.47 | 0.65 | 8.59 | 65.73 | 3.7333 | 3300.0293 | 310.17 | 0.13024 | 0.22834 | 1
18981 | 13E17G10H12D07M02W02 | 15.9 | 39.36 | 0.65 | 16.54 | 72.45 | 3.7333 | 3197.4802 | 418.95 | 0.15409 | 0.14945
18982 | 13E17G10H13D05M01W02 | 15.67 | 38.06 | 0.65 | 16.54 | 70.92 | 3.5778 | 3094.9311 | 416.22 | 0.18203 | 0.16741 | 1
18983 | 13E17G10H13D05M01W03 | 15.67 | 38.06 | 0.65 | 11.76 | 66.14 | 3.5778 | 3094.9311 | 349.65 | 0.18203 | 0.22353 | 1
18984 | 13E17G10H13D07M01W02 | 16.02 | 39.47 | 0.65 | 16.54 | 72.68 | 3.7333 | 3199.5312 | 420.42 | 0.15173 | 0.14675
18985 | 13E17G10H13D07M01W03 | 16.02 | 39.47 | 0.65 | 11.76 | 67.9 | 3.7333 | 3199.5312 | 353.85 | 0.15173 | 0.20286 | 1
18986 | 13E17G10H13D07M01W04 | 16.02 | 39.47 | 0.65 | 8.59 | 64.73 | 3.7333 | 3199.5312 | 310.17 | 0.15173 | 0.24008 | 1
18987 | 13E17G10H13D07M02W02 | 15.9 | 38.42 | 0.65 | 16.54 | 71.51 | 3.7333 | 3101.0841 | 418.95 | 0.1743 | 0.16048 | 1
18988 | 13E17G10H14D05M01W02 | 18.03 | 45.72 | 0.65 | 16.54 | 80.94 | 4.3556 | 3730.7354 | 441.21 | 0.017408 | 0.049777
18989 | 13E17G10H14D05M01W03 | 18.03 | 45.72 | 0.65 | 11.76 | 76.16 | 4.3556 | 3730.7354 | 374.64 | 0.017408 | 0.10589
18990 | 13E17G10H14D07M01W02 | 18.42 | 47.42 | 0.65 | 16.54 | 83.03 | 4.4333 | 3857.8963 | 445.83 | -0.019127 | 0.025241
18991 | 13E17G10H14D07M01W03 | 18.42 | 47.42 | 0.65 | 11.76 | 78.25 | 4.4333 | 3857.8963 | 379.26 | -0.019127 | 0.081357
18992 | 13E17G10H14D07M01W04 | 18.42 | 47.42 | 0.65 | 8.59 | 75.08 | 4.4333 | 3857.8963 | 335.58 | -0.019127 | 0.11857
18993 | 13E17G10H14D07M02W02 | 18.3 | 46.15 | 0.65 | 16.54 | 81.64 | 4.5111 | 3740.9903 | 444.15 | 0.0081668 | 0.041559
18994 | 13E17G11H07D04M01W02 | 22.24 | 64.91 | 0.65 | 16.54 | 104.34 | 6.4556 | 5090.5362 | 490.77 | -0.39501 | -0.22494
18995 | 13E17G11H07D05M01W02 | 19.09 | 52.85 | 0.65 | 16.54 | 89.13 | 5.3667 | 4198.3592 | 453.81 | -0.13583 | -0.046372
18996 | 13E17G11H07D05M01W03 | 19.09 | 52.85 | 0.65 | 11.76 | 84.35 | 5.3667 | 4198.3592 | 387.24 | -0.13583 | 0.0097441
18997 | 13E17G11H07D06M01W02 | 17.45 | 45.4 | 0.65 | 16.54 | 80.04 | 4.6667 | 3656.9001 | 434.28 | 0.024285 | 0.060343
18998 | 13E17G11H07D06M01W03 | 17.45 | 45.4 | 0.65 | 11.76 | 75.26 | 4.6667 | 3656.9001 | 367.71 | 0.024285 | 0.11646
18999 | 13E17G11H07D07M01W02 | 19.51 | 54.91 | 0.65 | 16.54 | 91.61 | 5.5222 | 4348.0809 | 458.64 | -0.1801 | -0.075487
19000 | 13E17G11H07D07M01W03 | 19.51 | 54.91 | 0.65 | 11.76 | 86.83 | 5.5222 | 4348.0809 | 392.07 | -0.1801 | -0.019371
19001 | 13E17G11H07D07M01W04 | 19.51 | 54.91 | 0.65 | 8.59 | 83.66 | 5.5222 | 4348.0809 | 348.39 | -0.1801 | 0.017845
19002 | 13E17G11H07D07M02W02 | 19.42 | 53.35 | 0.65 | 16.54 | 89.96 | 5.6 | 4218.869 | 457.38 | -0.14657 | -0.056116
19003 | 13E17G11H08D05M01W02 | 16.82 | 52.85 | 0.65 | 16.54 | 86.86 | 5.3667 | 4198.3592 | 424.41 | -0.13583 | -0.019723
19004 | 13E17G11H08D05M01W03 | 16.82 | 52.85 | 0.65 | 11.76 | 82.08 | 5.3667 | 4198.3592 | 357.84 | -0.13583 | 0.036394
19005 | 13E17G11H08D06M01W02 | 15.37 | 45.4 | 0.65 | 16.54 | 77.96 | 4.6667 | 3656.9001 | 407.61 | 0.024285 | 0.084762
19006 | 13E17G11H08D06M01W03 | 15.37 | 45.4 | 0.65 | 11.76 | 73.18 | 4.6667 | 3656.9001 | 341.04 | 0.024285 | 0.14088
19007 | 13E17G11H08D07M01W02 | 17.19 | 54.91 | 0.65 | 16.54 | 89.29 | 5.5222 | 4348.0809 | 428.61 | -0.1801 | -0.048251
19008 | 13E17G11H08D07M01W03 | 17.19 | 54.91 | 0.65 | 11.76 | 84.51 | 5.5222 | 4348.0809 | 362.04 | -0.1801 | 0.0078657
19009 | 13E17G11H08D07M01W04 | 17.19 | 54.91 | 0.65 | 8.59 | 81.34 | 5.5222 | 4348.0809 | 318.36 | -0.1801 | 0.045081
19010 | 13E17G11H08D07M02W02 | 17.11 | 53.35 | 0.65 | 16.54 | 87.65 | 5.6 | 4218.869 | 427.77 | -0.14657 | -0.028997
19011 | 13E17G11H09D05M01W02 | 16.18 | 52.85 | 0.65 | 16.54 | 86.22 | 5.3667 | 4198.3592 | 416.22 | -0.13583 | -0.012209
19012 | 13E17G11H09D05M01W03 | 16.18 | 52.85 | 0.65 | 11.76 | 81.44 | 5.3667 | 4198.3592 | 349.65 | -0.13583 | 0.043907
19013 | 13E17G11H09D07M01W02 | 16.54 | 54.91 | 0.65 | 16.54 | 88.64 | 5.5222 | 4348.0809 | 420.42 | -0.1801 | -0.04062
19014 | 13E17G11H09D07M01W03 | 16.54 | 54.91 | 0.65 | 11.76 | 83.86 | 5.5222 | 4348.0809 | 353.85 | -0.1801 | 0.015497
19015 | 13E17G11H09D07M01W04 | 16.54 | 54.91 | 0.65 | 8.59 | 80.69 | 5.5222 | 4348.0809 | 310.17 | -0.1801 | 0.052712
19016 | 13E17G11H09D07M02W02 | 16.47 | 53.35 | 0.65 | 16.54 | 87.01 | 5.6 | 4218.869 | 419.37 | -0.14657 | -0.021484
19017 | 13E17G11H10D05M01W02 | 19.09 | 45.57 | 0.65 | 16.54 | 81.85 | 4.5111 | 3697.9197 | 453.81 | 0.020632 | 0.039094
19018 | 13E17G11H10D05M01W03 | 19.09 | 45.57 | 0.65 | 11.76 | 77.07 | 4.5111 | 3697.9197 | 387.24 | 0.020632 | 0.09521
19019 | 13E17G11H10D07M01W02 | 19.51 | 47.35 | 0.65 | 16.54 | 84.05 | 4.6667 | 3827.1316 | 458.64 | -0.017623 | 0.013266
19020 | 13E17G11H10D07M01W03 | 19.51 | 47.35 | 0.65 | 11.76 | 79.27 | 4.6667 | 3827.1316 | 392.07 | -0.017623 | 0.069382
19021 | 13E17G11H10D07M01W04 | 19.51 | 47.35 | 0.65 | 8.59 | 76.1 | 4.6667 | 3827.1316 | 348.39 | -0.017623 | 0.1066
19022 | 13E17G11H10D07M02W02 | 19.42 | 45.99 | 0.65 | 16.54 | 82.6 | 4.6667 | 3714.3276 | 457.38 | 0.011605 | 0.030289
19023 | 13E17G11H11D05M01W02 | 19.09 | 42.52 | 0.65 | 16.54 | 78.8 | 4.1222 | 3494.8725 | 453.81 | 0.086181 | 0.0749
19024 | 13E17G11H11D05M01W03 | 19.09 | 42.52 | 0.65 | 11.76 | 74.02 | 4.1222 | 3494.8725 | 387.24 | 0.086181 | 0.13102
19025 | 13E17G11H11D06M01W02 | 17.45 | 36.56 | 0.65 | 16.54 | 71.2 | 3.5778 | 3051.8605 | 434.28 | 0.21427 | 0.16412 | 1
19026 | 13E17G11H11D06M01W03 | 17.45 | 36.56 | 0.65 | 11.76 | 66.42 | 3.5778 | 3051.8605 | 367.71 | 0.21427 | 0.22024 | 1
19027 | 13E17G11H11D07M01W02 | 19.51 | 44.17 | 0.65 | 16.54 | 80.87 | 4.2778 | 3615.8805 | 458.64 | 0.05072 | 0.050599
19028 | 13E17G11H11D07M01W03 | 19.51 | 44.17 | 0.65 | 11.76 | 76.09 | 4.2778 | 3615.8805 | 392.07 | 0.05072 | 0.10672
19029 | 13E17G11H11D07M01W04 | 19.51 | 44.17 | 0.65 | 8.59 | 72.92 | 4.2778 | 3615.8805 | 348.39 | 0.05072 | 0.14393
19030 | 13E17G11H11D07M02W02 | 19.42 | 42.89 | 0.65 | 16.54 | 79.5 | 4.2778 | 3509.2294 | 457.38 | 0.078229 | 0.066682
19031 | 13E17G11H12D05M01W02 | 16.59 | 35.42 | 0.65 | 16.54 | 69.2 | 3.4222 | 2898.0369 | 427.35 | 0.23877 | 0.1876 | 1
19032 | 13E17G11H12D05M01W03 | 16.59 | 35.42 | 0.65 | 11.76 | 64.42 | 3.4222 | 2898.0369 | 360.78 | 0.23877 | 0.24372 | 1
19033 | 13E17G11H12D07M01W02 | 16.95 | 36.79 | 0.65 | 16.54 | 70.93 | 3.5778 | 2998.535 | 431.76 | 0.20933 | 0.16729 | 1
19034 | 13E17G11H12D07M01W03 | 16.95 | 36.79 | 0.65 | 11.76 | 66.15 | 3.5778 | 2998.535 | 365.19 | 0.20933 | 0.22341 | 1
19035 | 13E17G11H12D07M01W04 | 16.95 | 36.79 | 0.65 | 8.59 | 62.98 | 3.5778 | 2998.535 | 321.51 | 0.20933 | 0.26062 | 1
19036 | 13E17G11H12D07M02W02 | 16.88 | 35.73 | 0.65 | 16.54 | 69.8 | 3.5778 | 2908.2918 | 430.71 | 0.23211 | 0.18056 | 1
19037 | 13E17G11H13D05M01W02 | 16.59 | 34.59 | 0.65 | 16.54 | 68.37 | 3.4222 | 2813.9467 | 427.35 | 0.25661 | 0.19735 | 1
19038 | 13E17G11H13D05M01W03 | 16.59 | 34.59 | 0.65 | 11.76 | 63.59 | 3.4222 | 2813.9467 | 360.78 | 0.25661 | 0.25346 | 1
19039 | 13E17G11H13D07M01W02 | 16.95 | 35.94 | 0.65 | 16.54 | 70.08 | 3.5778 | 2912.3938 | 431.76 | 0.2276 | 0.17727 | 1
19040 | 13E17G11H13D07M01W03 | 16.95 | 35.94 | 0.65 | 11.76 | 65.3 | 3.5778 | 2912.3938 | 365.19 | 0.2276 | 0.23339 | 1
19041 | 13E17G11H13D07M01W04 | 16.95 | 35.94 | 0.65 | 8.59 | 62.13 | 3.5778 | 2912.3938 | 321.51 | 0.2276 | 0.2706 | 1
19042 | 13E17G11H13D07M02W02 | 16.88 | 34.91 | 0.65 | 16.54 | 68.98 | 3.5778 | 2826.2526 | 430.71 | 0.24973 | 0.19019 | 1
19043 | 13E17G11H14D05M01W02 | 19.09 | 41.55 | 0.65 | 16.54 | 77.83 | 4.1222 | 3396.4254 | 453.81 | 0.10703 | 0.086288
19044 | 13E17G11H14D05M01W03 | 19.09 | 41.55 | 0.65 | 11.76 | 73.05 | 4.1222 | 3396.4254 | 387.24 | 0.10703 | 0.1424
19045 | 13E17G11H14D07M01W02 | 19.51 | 43.17 | 0.65 | 16.54 | 79.87 | 4.2778 | 3515.3824 | 458.64 | 0.072211 | 0.062339
19046 | 13E17G11H14D07M01W03 | 19.51 | 43.17 | 0.65 | 11.76 | 75.09 | 4.2778 | 3515.3824 | 392.07 | 0.072211 | 0.11846
19047 | 13E17G11H14D07M01W04 | 19.51 | 43.17 | 0.65 | 8.59 | 71.92 | 4.2778 | 3515.3824 | 348.39 | 0.072211 | 0.15567 | 1
19048 | 13E17G11H14D07M02W02 | 19.42 | 41.94 | 0.65 | 16.54 | 78.55 | 4.2778 | 3412.8333 | 457.38 | 0.098646 | 0.077835
19049 | 13E17G12H07D04M01W02 | 18.94 | 99.16 | 0.65 | 16.54 | 135.29 | 8.0111 | 8138.2948 | 452.13 | -1.1311 | -0.58828
19050 | 13E17G12H07D05M01W02 | 16.14 | 80.8 | 0.65 | 16.54 | 114.13 | 6.6889 | 6665.69 | 418.95 | -0.73651 | -0.33987
19051 | 13E17G12H07D05M01W03 | 16.14 | 80.8 | 0.65 | 11.76 | 109.35 | 6.6889 | 6665.69 | 352.38 | -0.73651 | -0.28375
19052 | 13E17G12H07D06M01W02 | 14.81 | 72.2 | 0.65 | 16.54 | 104.2 | 5.9889 | 5992.9681 | 403.41 | -0.55169 | -0.22329
19053 | 13E17G12H07D06M01W03 | 14.81 | 72.2 | 0.65 | 11.76 | 99.42 | 5.9889 | 5992.9681 | 336.84 | -0.55169 | -0.16718
19054 | 13E17G12H07D07M01W02 | 16.48 | 83.17 | 0.65 | 16.54 | 116.84 | 6.8444 | 6854.3803 | 422.94 | -0.78745 | -0.37168
19055 | 13E17G12H07D07M01W03 | 16.48 | 83.17 | 0.65 | 11.76 | 112.06 | 6.8444 | 6854.3803 | 356.37 | -0.78745 | -0.31557
19056 | 13E17G12H07D07M01W04 | 16.48 | 83.17 | 0.65 | 8.59 | 108.89 | 6.8444 | 6854.3803 | 312.69 | -0.78745 | -0.27835
19057 | 13E17G12H07D07M02W02 | 16.15 | 81.71 | 0.65 | 16.54 | 115.05 | 6.9222 | 6669.792 | 418.95 | -0.75607 | -0.35067
19058 | 13E17G12H08D05M01W02 | 14.22 | 80.8 | 0.65 | 16.54 | 112.21 | 6.6889 | 6665.69 | 394.17 | -0.73651 | -0.31733
19059 | 13E17G12H08D05M01W03 | 14.22 | 80.8 | 0.65 | 11.76 | 107.43 | 6.6889 | 6665.69 | 327.6 | -0.73651 | -0.26121
19060 | 13E17G12H08D06M01W02 | 13.05 | 72.2 | 0.65 | 16.54 | 102.44 | 5.9889 | 5992.9681 | 380.52 | -0.55169 | -0.20263
19061 | 13E17G12H08D06M01W03 | 13.05 | 72.2 | 0.65 | 11.76 | 97.66 | 5.9889 | 5992.9681 | 313.95 | -0.55169 | -0.14651
19062 | 13E17G12H08D07M01W02 | 14.51 | 83.17 | 0.65 | 16.54 | 114.87 | 6.8444 | 6854.3803 | 397.74 | -0.78745 | -0.34856
19063 | 13E17G12H08D07M01W03 | 14.51 | 83.17 | 0.65 | 11.76 | 110.09 | 6.8444 | 6854.3803 | 331.17 | -0.78745 | -0.29244
19064 | 13E17G12H08D07M01W04 | 14.51 | 83.17 | 0.65 | 8.59 | 106.92 | 6.8444 | 6854.3803 | 287.49 | -0.78745 | -0.25522
19065 | 13E17G12H08D07M02W02 | 14.22 | 81.71 | 0.65 | 16.54 | 113.12 | 6.9222 | 6669.792 | 394.17 | -0.75607 | -0.32801
19066 | 13E17G12H09D05M01W02 | 13.68 | 80.8 | 0.65 | 16.54 | 111.67 | 6.6889 | 6665.69 | 387.45 | -0.73651 | -0.31099
19067 | 13E17G12H09D05M01W03 | 13.68 | 80.8 | 0.65 | 11.76 | 106.89 | 6.6889 | 6665.69 | 320.88 | -0.73651 | -0.25487
19068 | 13E17G12H09D07M01W02 | 13.97 | 83.17 | 0.65 | 16.54 | 114.33 | 6.8444 | 6854.3803 | 390.6 | -0.78745 | -0.34222
19069 | 13E17G12H09D07M01W03 | 13.97 | 83.17 | 0.65 | 11.76 | 109.55 | 6.8444 | 6854.3803 | 324.03 | -0.78745 | -0.2861
19070 | 13E17G12H09D07M01W04 | 13.97 | 83.17 | 0.65 | 8.59 | 106.38 | 6.8444 | 6854.3803 | 280.35 | -0.78745 | -0.24888
19071 | 13E17G12H09D07M02W02 | 13.69 | 81.71 | 0.65 | 16.54 | 112.59 | 6.9222 | 6669.792 | 387.24 | -0.75607 | -0.32179
19072 | 13E17G12H10D05M01W02 | 16.14 | 70.1 | 0.65 | 16.54 | 103.43 | 5.6 | 5876.0621 | 418.95 | -0.50655 | -0.21425
19073 | 13E17G12H10D05M01W03 | 16.14 | 70.1 | 0.65 | 11.76 | 98.65 | 5.6 | 5876.0621 | 352.38 | -0.50655 | -0.15814
19074 | 13E17G12H10D07M01W02 | 16.48 | 72.16 | 0.65 | 16.54 | 105.83 | 5.7556 | 6042.1916 | 422.94 | -0.55083 | -0.24243
19075 | 13E17G12H10D07M01W03 | 16.48 | 72.16 | 0.65 | 11.76 | 101.05 | 5.7556 | 6042.1916 | 356.37 | -0.55083 | -0.18631
19076 | 13E17G12H10D07M01W04 | 16.48 | 72.16 | 0.65 | 8.59 | 97.88 | 5.7556 | 6042.1916 | 312.69 | -0.55083 | -0.1491
19077 | 13E17G12H10D07M02W02 | 16.15 | 70.84 | 0.65 | 16.54 | 104.18 | 5.8333 | 5874.0111 | 418.95 | -0.52246 | -0.22306
19078 | 13E17G12H11D05M01W02 | 16.14 | 65.75 | 0.65 | 16.54 | 99.08 | 5.1333 | 5570.4659 | 418.95 | -0.41307 | -0.16318
19079 | 13E17G12H11D05M01W03 | 16.14 | 65.74 | 0.65 | 11.76 | 94.29 | 5.1333 | 5570.4659 | 352.38 | -0.41285 | -0.10695
19080 | 13E17G12H11D06M01W02 | 14.81 | 58.79 | 0.65 | 16.54 | 90.79 | 4.6667 | 5014.6499 | 403.41 | -0.26349 | -0.065861
19081 | 13E17G12H11D06M01W03 | 14.81 | 58.79 | 0.65 | 11.76 | 86.01 | 4.6667 | 5014.6499 | 336.84 | -0.26349 | -0.0097441
19082 | 13E17G12H11D07M01W02 | 16.48 | 67.67 | 0.65 | 16.54 | 101.34 | 5.2889 | 5726.3405 | 422.94 | -0.45433 | -0.18972
19083 | 13E17G12H11D07M01W03 | 16.48 | 67.67 | 0.65 | 11.76 | 96.56 | 5.2889 | 5726.3405 | 356.37 | -0.45433 | -0.1336
19084 | 13E17G12H11D07M01W04 | 16.48 | 67.67 | 0.65 | 8.59 | 93.39 | 5.2889 | 5726.3405 | 312.69 | -0.45433 | -0.096384
19085 | 13E17G12H11D07M02W02 | 16.15 | 66.39 | 0.65 | 16.54 | 99.73 | 5.3667 | 5562.2619 | 418.95 | -0.42682 | -0.17081
19086 | 13E17G12H12D05M01W02 | 14.03 | 54.79 | 0.65 | 16.54 | 86.01 | 4.2778 | 4635.2183 | 396.69 | -0.17752 | -0.0097441
19087 | 13E17G12H12D05M01W03 | 14.03 | 54.79 | 0.65 | 11.76 | 81.23 | 4.2778 | 4635.2183 | 330.12 | -0.17752 | 0.046372
19088 | 13E17G12H12D07M01W02 | 14.32 | 56.39 | 0.65 | 16.54 | 87.9 | 4.4333 | 4764.4301 | 400.26 | -0.21191 | -0.031932
19089 | 13E17G12H12D07M01W03 | 14.32 | 56.39 | 0.65 | 11.76 | 83.12 | 4.4333 | 4764.4301 | 333.69 | -0.21191 | 0.024184
19090 | 13E17G12H12D07M01W04 | 14.32 | 56.39 | 0.65 | 8.59 | 79.95 | 4.4333 | 4764.4301 | 290.01 | -0.21191 | 0.061399
19091 | 13E17G12H12D07M02W02 | 14.04 | 55.32 | 0.65 | 16.54 | 86.55 | 4.4333 | 4627.0144 | 396.69 | -0.18891 | -0.016084
19092 | 13E17G12H13D05M01W02 | 14.03 | 53.08 | 0.65 | 16.54 | 84.3 | 4.2778 | 4452.6809 | 396.69 | -0.14077 | 0.010331
19093 | 13E17G12H13D05M01W03 | 14.03 | 53.08 | 0.65 | 11.76 | 79.52 | 4.2778 | 4452.6809 | 330.12 | -0.14077 | 0.066448
19094 | 13E17G12H13D07M01W02 | 14.32 | 54.64 | 0.65 | 16.54 | 86.15 | 4.4333 | 4575.7398 | 400.26 | -0.1743 | -0.011388
19095 | 13E17G12H13D07M01W03 | 14.32 | 54.64 | 0.65 | 11.76 | 81.37 | 4.4333 | 4575.7398 | 333.69 | -0.1743 | 0.044729
19096 | 13E17G12H13D07M01W04 | 14.32 | 54.64 | 0.65 | 8.59 | 78.2 | 4.4333 | 4575.7398 | 290.01 | -0.1743 | 0.081944
19097 | 13E17G12H13D07M02W02 | 14.04 | 53.66 | 0.65 | 16.54 | 84.89 | 4.4333 | 4452.6809 | 396.69 | -0.15323 | 0.0034046
19098 | 13E17G12H14D05M01W02 | 16.14 | 63.76 | 0.65 | 16.54 | 97.09 | 5.1333 | 5357.1638 | 418.95 | -0.3703 | -0.13982
19099 | 13E17G12H14D05M01W03 | 16.14 | 63.76 | 0.65 | 11.76 | 92.31 | 5.1333 | 5357.1638 | 352.38 | -0.3703 | -0.083705
19100 | 13E17G12H14D07M01W02 | 16.48 | 65.64 | 0.65 | 16.54 | 99.31 | 5.2889 | 5508.9364 | 422.94 | -0.4107 | -0.16588
19101 | 13E17G12H14D07M01W03 | 16.48 | 65.64 | 0.65 | 11.76 | 94.53 | 5.2889 | 5508.9364 | 356.37 | -0.4107 | -0.10977
19102 | 13E17G12H14D07M01W04 | 16.48 | 65.64 | 0.65 | 8.59 | 91.36 | 5.2889 | 5508.9364 | 312.69 | -0.4107 | -0.072552
19103 | 13E17G12H14D07M02W02 | 16.15 | 64.46 | 0.65 | 16.54 | 97.8 | 5.3667 | 5357.1638 | 418.95 | -0.38534 | -0.14816
19104 | 13E18G10H07D04M01W02 | 18.16 | 65.78 | 0.65 | 16.54 | 101.13 | 6.3778 | 5119.2499 | 442.47 | -0.41371 | -0.18725
19105 | 13E18G10H07D05M01W02 | 15.44 | 53.38 | 0.65 | 16.54 | 86.01 | 5.2889 | 4204.5122 | 410.55 | -0.14722 | -0.0097441
19106 | 13E18G10H07D05M01W03 | 15.44 | 53.38 | 0.65 | 11.76 | 81.23 | 5.2889 | 4204.5122 | 343.98 | -0.14722 | 0.046372
19107 | 13E18G10H07D06M01W02 | 13.99 | 45.98 | 0.65 | 16.54 | 77.16 | 4.5889 | 3665.104 | 393.54 | 0.01182 | 0.094154
19108 | 13E18G10H07D06M01W03 | 13.99 | 45.98 | 0.65 | 11.76 | 72.38 | 4.5889 | 3665.104 | 326.97 | 0.01182 | 0.15027 | 1
19109 | 13E18G10H07D07M01W02 | 15.81 | 55.45 | 0.65 | 16.54 | 88.45 | 5.5222 | 4356.2848 | 414.96 | -0.1917 | -0.038389
19110 | 13E18G10H07D07M01W03 | 15.81 | 55.45 | 0.65 | 11.76 | 83.67 | 5.5222 | 4356.2848 | 348.39 | -0.1917 | 0.017727
19111 | 13E18G10H07D07M01W04 | 15.81 | 55.45 | 0.65 | 8.59 | 80.5 | 5.5222 | 4356.2848 | 304.71 | -0.1917 | 0.054942
19112 | 13E18G10H07D07M02W02 | 15.71 | 53.91 | 0.65 | 16.54 | 86.81 | 5.5222 | 4222.971 | 413.49 | -0.15861 | -0.019136
19113 | 13E18G10H08D05M01W02 | 13.6 | 53.38 | 0.65 | 16.54 | 84.17 | 5.2889 | 4204.5122 | 387.03 | -0.14722 | 0.011857
19114 | 13E18G10H08D05M01W03 | 13.6 | 53.38 | 0.65 | 11.76 | 79.39 | 5.2889 | 4204.5122 | 320.46 | -0.14722 | 0.067974
19115 | 13E18G10H08D06M01W02 | 12.33 | 45.97 | 0.65 | 16.54 | 75.49 | 4.5889 | 3665.104 | 372.12 | 0.012035 | 0.11376
19116 | 13E18G10H08D06M01W03 | 12.33 | 45.97 | 0.65 | 11.76 | 70.71 | 4.5889 | 3665.104 | 305.55 | 0.012035 | 0.16988 | 1
19117 | 13E18G10H08D07M01W02 | 13.93 | 55.45 | 0.65 | 16.54 | 86.57 | 5.5222 | 4356.2848 | 390.81 | -0.1917 | -0.016318
19118 | 13E18G10H08D07M01W03 | 13.93 | 55.45 | 0.65 | 11.76 | 81.79 | 5.5222 | 4356.2848 | 324.03 | -0.1917 | 0.039798
19119 | 13E18G10H08D07M01W04 | 13.93 | 55.45 | 0.65 | 8.59 | 78.62 | 5.5222 | 4356.2848 | 280.35 | -0.1917 | 0.077013
19120 | 13E18G10H08D07M02W02 | 13.84 | 53.91 | 0.65 | 16.54 | 84.94 | 5.5222 | 4222.971 | 389.55 | -0.15861 | 0.0028176
19121 | 13E18G10H09D05M01W02 | 13.09 | 53.38 | 0.65 | 16.54 | 83.66 | 5.2889 | 4204.5122 | 380.31 | -0.14722 | 0.017845
19122 | 13E18G10H09D05M01W03 | 13.09 | 53.38 | 0.65 | 11.76 | 78.88 | 5.2889 | 4204.5122 | 313.74 | -0.14722 | 0.073961
19123 | 13E18G10H09D07M01W02 | 13.4 | 55.45 | 0.65 | 16.54 | 86.04 | 5.5222 | 4356.2848 | 383.88 | -0.1917 | -0.010096
19124 | 13E18G10H09D07M01W03 | 13.4 | 55.45 | 0.65 | 11.76 | 81.26 | 5.5222 | 4356.2848 | 317.31 | -0.1917 | 0.04602
19125 | 13E18G10H09D07M01W04 | 13.4 | 55.45 | 0.65 | 8.59 | 78.09 | 5.5222 | 4356.2848 | 273.63 | -0.1917 | 0.083236
19126 | 13E18G10H09D07M02W02 | 13.32 | 53.91 | 0.65 | 16.54 | 84.42 | 5.5222 | 4222.971 | 382.83 | -0.15861 | 0.0089223
19127 | 13E18G10H10D05M01W02 | 15.44 | 46.06 | 0.65 | 16.54 | 78.69 | 4.5111 | 3697.9197 | 410.55 | 0.010101 | 0.076192
19128 | 13E18G10H10D05M01W03 | 15.44 | 46.06 | 0.65 | 11.76 | 73.91 | 4.5111 | 3697.9197 | 343.98 | 0.010101 | 0.13231
19129 | 13E18G10H10D07M01W02 | 15.81 | 47.85 | 0.65 | 16.54 | 80.85 | 4.6667 | 3829.1825 | 414.96 | -0.028369 | 0.050834
19130 | 13E18G10H10D07M01W03 | 15.81 | 47.85 | 0.65 | 11.76 | 76.07 | 4.6667 | 3829.1825 | 348.39 | -0.028369 | 0.10695
19131 | 13E18G10H10D07M01W04 | 15.81 | 47.85 | 0.65 | 8.59 | 72.9 | 4.6667 | 3829.1825 | 304.71 | -0.028369 | 0.14417
19132 | 13E18G10H10D07M02W02 | 15.71 | 46.5 | 0.65 | 16.54 | 79.4 | 4.6667 | 3712.2766 | 413.49 | 0.00064475 | 0.067856
19133 | 13E18G10H11D05M01W02 | 15.44 | 43 | 0.65 | 16.54 | 75.63 | 4.1222 | 3494.8725 | 410.55 | 0.075865 | 0.11212
19134 | 13E18G10H11D05M01W03 | 15.44 | 43 | 0.65 | 11.76 | 70.85 | 4.1222 | 3494.8725 | 343.98 | 0.075865 | 0.16823 | 1
19135 | 13E18G10H11D06M01W02 | 13.99 | 37.07 | 0.65 | 16.54 | 68.25 | 3.5778 | 3053.9115 | 393.54 | 0.20331 | 0.19876 | 1
19136 | 13E18G10H11D06M01W03 | 13.99 | 37.07 | 0.65 | 11.76 | 63.47 | 3.5778 | 3053.9115 | 326.97 | 0.20331 | 0.25487 | 1
19137 | 13E18G10H11D07M01W02 | 15.81 | 44.66 | 0.65 | 16.54 | 77.66 | 4.2778 | 3617.9314 | 414.96 | 0.040189 | 0.088284
19138 | 13E18G10H11D07M01W03 | 15.81 | 44.66 | 0.65 | 11.76 | 72.88 | 4.2778 | 3617.9314 | 348.39 | 0.040189 | 0.1444
19139 | 13E18G10H11D07M01W04 | 15.81 | 44.66 | 0.65 | 8.59 | 69.71 | 4.2778 | 3617.9314 | 304.71 | 0.040189 | 0.18162 | 1
19140 | 13E18G10H11D07M02W02 | 15.71 | 43.39 | 0.65 | 16.54 | 76.29 | 4.2778 | 3505.1275 | 413.49 | 0.067483 | 0.10437
19141 | 13E18G10H12D05M01W02 | 13.42 | 35.82 | 0.65 | 16.54 | 66.43 | 3.4222 | 2904.1899 | 389.34 | 0.23017 | 0.22012 | 1
19142 | 13E18G10H12D05M01W03 | 13.42 | 35.82 | 0.65 | 11.76 | 61.65 | 3.4222 | 2904.1899 | 322.77 | 0.23017 | 0.27624 | 1
19143 | 13E18G10H12D07M01W02 | 13.74 | 37.21 | 0.65 | 16.54 | 68.14 | 3.5 | 3004.688 | 393.12 | 0.2003 | 0.20005 | 1
19144 | 13E18G10H12D07M01W03 | 13.74 | 37.21 | 0.65 | 11.76 | 63.36 | 3.5 | 3004.688 | 326.55 | 0.2003 | 0.25616 | 1
19145 | 13E18G10H12D07M01W04 | 13.74 | 37.21 | 0.65 | 8.59 | 60.19 | 3.5 | 3004.688 | 282.87 | 0.2003 | 0.29338 | 1
19146 | 13E18G10H12D07M02W02 | 13.65 | 36.14 | 0.65 | 16.54 | 66.98 | 3.5778 | 2912.3938 | 391.86 | 0.2233 | 0.21367 | 1
19147 | 13E18G10H13D05M01W02 | 13.42 | 34.95 | 0.65 | 16.54 | 65.56 | 3.4222 | 2815.9977 | 389.34 | 0.24887 | 0.23034 | 1
19148 | 13E18G10H13D05M01W03 | 13.42 | 34.95 | 0.65 | 11.76 | 60.78 | 3.4222 | 2815.9977 | 322.77 | 0.24887 | 0.28645 | 1
19149 | 13E18G10H13D07M01W02 | 13.74 | 36.31 | 0.65 | 16.54 | 67.24 | 3.5 | 2914.4448 | 393.12 | 0.21964 | 0.21061 | 1
19150 | 13E18G10H13D07M01W03 | 13.74 | 36.31 | 0.65 | 11.76 | 62.46 | 3.5 | 2914.4448 | 326.55 | 0.21964 | 0.26673 | 1
19151 | 13E18G10H13D07M01W04 | 13.74 | 36.31 | 0.65 | 8.59 | 59.29 | 3.5 | 2914.4448 | 282.87 | 0.21964 | 0.30394 | 1
19152 | 13E18G10H13D07M02W02 | 13.65 | 35.29 | 0.65 | 16.54 | 66.13 | 3.5778 | 2824.2016 | 391.86 | 0.24156 | 0.22364 | 1
19153 | 13E18G10H14D05M01W02 | 15.44 | 41.99 | 0.65 | 16.54 | 74.62 | 4.1222 | 3392.3235 | 410.55 | 0.097571 | 0.12397
19154 | 13E18G10H14D05M01W03 | 15.44 | 41.99 | 0.65 | 11.76 | 69.84 | 4.1222 | 3392.3235 | 343.98 | 0.097571 | 0.18009 | 1
19155 | 13E18G10H14D07M01W02 | 15.81 | 43.62 | 0.65 | 16.54 | 76.62 | 4.2778 | 3511.2804 | 414.96 | 0.06254 | 0.10049
19156 | 13E18G10H14D07M01W03 | 15.81 | 43.62 | 0.65 | 11.76 | 71.84 | 4.2778 | 3511.2804 | 348.39 | 0.06254 | 0.15661 | 1
19157 | 13E18G10H14D07M01W04 | 15.81 | 43.62 | 0.65 | 8.59 | 68.67 | 4.2778 | 3511.2804 | 304.71 | 0.06254 | 0.19382 | 1
19158 | 13E18G10H14D07M02W02 | 15.71 | 42.39 | 0.65 | 16.54 | 75.29 | 4.2778 | 3404.6294 | 413.49 | 0.088975 | 0.11611
19159 | 13E18G11H07D04M01W02 | 19.35 | 59.18 | 0.65 | 16.54 | 95.72 | 6.1444 | 4602.4026 | 456.54 | -0.27187 | -0.12374
19160 | 13E18G11H07D05M01W02 | 16.52 | 48.02 | 0.65 | 16.54 | 81.73 | 5.0556 | 3786.1119 | 423.15 | -0.032022 | 0.040502
19161 | 13E18G11H07D05M01W03 | 16.52 | 48.02 | 0.65 | 11.76 | 76.95 | 5.0556 | 3786.1119 | 356.58 | -0.032022 | 0.096619
19162 | 13E18G11H07D06M01W02 | 14.97 | 40.99 | 0.65 | 16.54 | 73.15 | 4.3556 | 3279.5195 | 405.09 | 0.11906 | 0.14123
19163 | 13E18G11H07D06M01W03 | 14.97 | 40.99 | 0.65 | 11.76 | 68.37 | 4.3556 | 3279.5195 | 338.52 | 0.11906 | 0.19735 | 1
19164 | 13E18G11H07D07M01W02 | 16.91 | 49.98 | 0.65 | 16.54 | 84.08 | 5.2889 | 3927.6297 | 427.77 | -0.074146 | 0.012914
19165 | 13E18G11H07D07M01W03 | 16.91 | 49.98 | 0.65 | 11.76 | 79.3 | 5.2889 | 3927.6297 | 361.2 | -0.074146 | 0.06903
19166 | 13E18G11H07D07M01W04 | 16.91 | 49.98 | 0.65 | 8.59 | 76.13 | 5.2889 | 3927.6297 | 317.52 | -0.074146 | 0.10625
19167 | 13E18G11H07D07M02W02 | 16.84 | 48.4 | 0.65 | 16.54 | 82.43 | 5.2889 | 3804.5708 | 426.93 | -0.040189 | 0.032285
19168 | 13E18G11H08D05M01W02 | 14.55 | 48.02 | 0.65 | 16.54 | 79.76 | 5.0556 | 3786.1119 | 397.95 | -0.032022 | 0.06363
19169 | 13E18G11H08D05M01W03 | 14.55 | 48.02 | 0.65 | 11.76 | 74.98 | 5.0556 | 3786.1119 | 331.38 | -0.032022 | 0.11975
19170 | 13E18G11H08D06M01W02 | 13.19 | 40.99 | 0.65 | 16.54 | 71.37 | 4.3556 | 3279.5195 | 382.2 | 0.11906 | 0.16213 | 1
19171 | 13E18G11H08D06M01W03 | 13.19 | 40.99 | 0.65 | 11.76 | 66.59 | 4.3556 | 3279.5195 | 315.63 | 0.11906 | 0.21824 | 1
19172 | 13E18G11H08D07M01W02 | 14.89 | 49.98 | 0.65 | 16.54 | 82.06 | 5.2889 | 3927.6297 | 401.94 | -0.074146 | 0.036628
19173 | 13E18G11H08D07M01W03 | 14.89 | 49.98 | 0.65 | 11.76 | 77.28 | 5.2889 | 3927.6297 | 335.37 | -0.074146 | 0.092745
19174 | 13E18G11H08D07M01W04 | 14.89 | 49.98 | 0.65 | 8.59 | 74.11 | 5.2889 | 3927.6297 | 291.69 | -0.074146 | 0.12996
19175 | 13E18G11H08D07M02W02 | 14.83 | 48.4 | 0.65 | 16.54 | 80.42 | 5.2889 | 3804.5708 | 401.1 | -0.040189 | 0.055882
19176 | 13E18G11H09D05M01W02 | 14.01 | 48.02 | 0.65 | 16.54 | 79.22 | 5.0556 | 3786.1119 | 390.81 | -0.032022 | 0.069969
19177 | 13E18G11H09D05M01W03 | 14.01 | 48.02 | 0.65 | 11.76 | 74.44 | 5.0556 | 3786.1119 | 324.24 | -0.032022 | 0.12609
19178 | 13E18G11H09D07M01W02 | 14.33 | 49.98 | 0.65 | 16.54 | 81.5 | 5.2889 | 3927.6297 | 394.8 | -0.074146 | 0.043203
19179 | 13E18G11H09D07M01W03 | 14.33 | 49.98 | 0.65 | 11.76 | 76.72 | 5.2889 | 3927.6297 | 328.23 | -0.074146 | 0.099319
19180 | 13E18G11H09D07M01W04 | 14.33 | 49.98 | 0.65 | 8.59 | 73.55 | 5.2889 | 3927.6297 | 284.55 | -0.074146 | 0.13653
19181 | 13E18G11H09D07M02W02 | 14.28 | 48.4 | 0.65 | 16.54 | 79.87 | 5.2889 | 3804.5708 | 393.96 | -0.040189 | 0.062339
19182 | 13E18G11H10D05M01W02 | 16.52 | 41.39 | 0.65 | 16.54 | 75.1 | 4.2778 | 3332.845 | 423.15 | 0.11047 | 0.11834
19183 | 13E18G11H10D05M01W03 | 16.52 | 41.39 | 0.65 | 11.76 | 70.32 | 4.2778 | 3332.845 | 356.58 | 0.11047 | 0.17445 | 1
19184 | 13E18G11H10D07M01W02 | 16.91 | 43.08 | 0.65 | 16.54 | 77.18 | 4.4333 | 3455.9039 | 427.77 | 0.074146 | 0.093919
19185 | 13E18G11H10D07M01W03 | 16.91 | 43.08 | 0.65 | 11.76 | 72.4 | 4.4333 | 3455.9039 | 361.2 | 0.074146 | 0.15004 | 1
19186 | 13E18G11H10D07M01W04 | 16.91 | 43.08 | 0.65 | 8.59 | 69.23 | 4.4333 | 3455.9039 | 317.52 | 0.074146 | 0.18725 | 1
19187 | 13E18G11H10D07M02W02 | 16.84 | 41.7 | 0.65 | 16.54 | 75.73 | 4.4333 | 3349.2529 | 426.93 | 0.1038 | 0.11094
19188 | 13E18G11H11D05M01W02 | 16.52 | 38.6 | 0.65 | 16.54 | 72.31 | 3.8889 | 3148.2567 | 423.15 | 0.17043 | 0.15109 | 1
19189 | 13E18G11H11D05M01W03 | 16.52 | 38.6 | 0.65 | 11.76 | 67.53 | 3.8889 | 3148.2567 | 356.58 | 0.17043 | 0.20721 | 1
19190 | 13E18G11H11D06M01W02 | 14.97 | 32.99 | 0.65 | 16.54 | 65.15 | 3.3444 | 2736.0094 | 405.09 | 0.291 | 0.23515 | 1
19191 | 13E18G11H11D06M01W03 | 14.97 | 32.99 | 0.65 | 11.76 | 60.37 | 3.3444 | 2736.0094 | 338.52 | 0.291 | 0.29127 | 1
19192 | 13E18G11H11D07M01W02 | 16.91 | 40.17 | 0.65 | 16.54 | 74.27 | 4.0444 | 3265.1626 | 427.77 | 0.13669 | 0.12808
19193 | 13E18G11H11D07M01W03 | 16.91 | 40.17 | 0.65 | 11.76 | 69.49 | 4.0444 | 3265.1626 | 361.2 | 0.13669 | 0.1842 | 1
19194 | 13E18G11H11D07M01W04 | 16.91 | 40.17 | 0.65 | 8.59 | 66.32 | 4.0444 | 3265.1626 | 317.52 | 0.13669 | 0.22141 | 1
19195 | 13E18G11H11D07M02W02 | 16.84 | 38.88 | 0.65 | 16.54 | 72.91 | 4.0444 | 3162.6135 | 426.93 | 0.16441 | 0.14405
19196 | 13E18G11H12D05M01W02 | 14.35 | 32.16 | 0.65 | 16.54 | 63.7 | 3.2667 | 2615.0015 | 400.47 | 0.30883 | 0.25217 | 1
19197 | 13E18G11H12D05M01W03 | 14.35 | 32.16 | 0.65 | 11.76 | 58.92 | 3.2667 | 2615.0015 | 333.9 | 0.30883 | 0.30829 | 1
19198 | 13E18G11H12D07M01W02 | 14.7 | 33.47 | 0.65 | 16.54 | 65.36 | 3.3444 | 2709.3466 | 404.46 | 0.28068 | 0.23268 | 1
19199 | 13E18G11H12D07M01W03 | 14.7 | 33.47 | 0.65 | 11.76 | 60.58 | 3.3444 | 2709.3466 | 337.89 | 0.28068 | 0.2888 | 1
19200 | 13E18G11H12D07M01W04 | 14.7 | 33.47 | 0.65 | 8.59 | 57.41 | 3.3444 | 2709.3466 | 294.21 | 0.28068 | 0.32602 | 1
19201 | 13E18G11H12D07M02W02 | 14.63 | 32.39 | 0.65 | 16.54 | 64.21 | 3.4222 | 2625.2564 | 403.62 | 0.30389 | 0.24618 | 1
19202 | 13E18G11H13D05M01W02 | 14.35 | 31.42 | 0.65 | 16.54 | 62.96 | 3.2667 | 2539.1151 | 400.47 | 0.32474 | 0.26086 | 1
19203 | 13E18G11H13D05M01W03 | 14.35 | 31.42 | 0.65 | 11.76 | 58.18 | 3.2667 | 2539.1151 | 333.9 | 0.32474 | 0.31698 | 1
19204 | 13E18G11H13D07M01W02 | 14.7 | 32.7 | 0.65 | 16.54 | 64.59 | 3.3444 | 2633.4603 | 404.46 | 0.29723 | 0.24172 | 1
19205 | 13E18G11H13D07M01W03 | 14.7 | 32.7 | 0.65 | 11.76 | 59.81 | 3.3444 | 2633.4603 | 337.89 | 0.29723 | 0.29784 | 1
19206 | 13E18G11H13D07M01W04 | 14.7 | 32.7 | 0.65 | 8.59 | 56.64 | 3.3444 | 2633.4603 | 294.21 | 0.29723 | 0.33506 | 1
19207 | 13E18G11H13D07M02W02 | 14.63 | 31.65 | 0.65 | 16.54 | 63.47 | 3.4222 | 2549.3701 | 403.62 | 0.31979 | 0.25487 | 1
19208 | 13E18G11H14D05M01W02 | 16.52 | 37.74 | 0.65 | 16.54 | 71.45 | 3.8889 | 3062.1154 | 423.15 | 0.18891 | 0.16119 | 1
19209 | 13E18G11H14D05M01W03 | 16.52 | 37.74 | 0.65 | 11.76 | 66.67 | 3.8889 | 3062.1154 | 356.58 | 0.18891 | 0.2173 | 1
19210 | 13E18G11H14D07M01W02 | 16.91 | 39.28 | 0.65 | 16.54 | 73.38 | 4.0444 | 3174.9194 | 427.77 | 0.15581 | 0.13853
19211 | 13E18G11H14D07M01W03 | 16.91 | 39.28 | 0.65 | 11.76 | 68.6 | 4.0444 | 3174.9194 | 361.2 | 0.15581 | 0.19465 | 1
19212 | 13E18G11H14D07M01W04 | 16.91 | 39.28 | 0.65 | 8.59 | 65.43 | 4.0444 | 3174.9194 | 317.52 | 0.15581 | 0.23186 | 1
19213 | 13E18G11H14D07M02W02 | 16.84 | 38.03 | 0.65 | 16.54 | 72.06 | 4.0444 | 3076.4723 | 426.93 | 0.18268 | 0.15403 | 1
19214 | 13E18G12H07D04M01W02 | 16.04 | 94.26 | 0.65 | 16.54 | 127.49 | 7.7 | 7664.518 | 417.69 | -1.0258 | -0.49671
19215 | 13E18G12H07D05M01W02 | 13.57 | 76.57 | 0.65 | 16.54 | 107.33 | 6.3778 | 6261.6466 | 388.5 | -0.6456 | -0.26004
19216 | 13E18G12H07D05M01W03 | 13.57 | 76.57 | 0.65 | 11.76 | 102.55 | 6.3778 | 6261.6466 | 321.93 | -0.6456 | -0.20392
19217 | 13E18G12H07D06M01W02 | 12.35 | 68.13 | 0.65 | 16.54 | 97.67 | 5.7556 | 5605.3326 | 374.22 | -0.46422 | -0.14663
19218 | 13E18G12H07D06M01W03 | 12.35 | 68.13 | 0.65 | 11.76 | 92.89 | 5.7556 | 5605.3326 | 307.65 | -0.46422 | -0.090514
19219 | 13E18G12H07D07M01W02 | 13.87 | 78.91 | 0.65 | 16.54 | 109.97 | 6.6111 | 6446.235 | 392.07 | -0.6959 | -0.29103
19220 | 13E18G12H07D07M01W03 | 13.87 | 78.91 | 0.65 | 11.76 | 105.19 | 6.6111 | 6446.235 | 325.5 | -0.6959 | -0.23491
19221 | 13E18G12H07D07M01W04 | 13.87 | 78.91 | 0.65 | 8.59 | 102.02 | 6.6111 | 6446.235 | 281.82 | -0.6959 | -0.1977
19222 | 13E18G12H07D07M02W02 | 13.59 | 77.44 | 0.65 | 16.54 | 108.22 | 6.6111 | 6265.7486 | 388.5 | -0.6643 | -0.27049
19223 | 13E18G12H08D05M01W02 | 11.95 | 76.57 | 0.65 | 16.54 | 105.71 | 6.3778 | 6261.6466 | 367.71 | -0.6456 | -0.24102
19224 | 13E18G12H08D05M01W03 | 11.95 | 76.57 | 0.65 | 11.76 | 100.93 | 6.3778 | 6261.6466 | 301.14 | -0.6456 | -0.1849
19225 | 13E18G12H08D06M01W02 | 10.88 | 68.13 | 0.65 | 16.54 | 96.2 | 5.7556 | 5605.3326 | 355.32 | -0.46422 | -0.12937
19226 | 13E18G12H08D06M01W03 | 10.88 | 68.13 | 0.65 | 11.76 | 91.42 | 5.7556 | 5605.3326 | 288.75 | -0.46422 | -0.073257
19227 | 13E18G12H08D07M01W02 | 12.22 | 78.91 | 0.65 | 16.54 | 108.32 | 6.6111 | 6446.235 | 370.86 | -0.6959 | -0.27166
19228 | 13E18G12H08D07M01W03 | 12.22 | 78.91 | 0.65 | 11.76 | 103.54 | 6.6111 | 6446.235 | 304.29 | -0.6959 | -0.21554
19229 | 13E18G12H08D07M01W04 | 12.22 | 78.91 | 0.65 | 8.59 | 100.37 | 6.6111 | 6446.235 | 260.61 | -0.6959 | -0.17833
19230 | 13E18G12H08D07M02W02 | 11.97 | 77.44 | 0.65 | 16.54 | 106.6 | 6.6111 | 6265.7486 | 367.71 | -0.6643 | -0.25147
19231 | 13E18G12H09D05M01W02 | 11.5 | 76.57 | 0.65 | 16.54 | 105.26 | 6.3778 | 6261.6466 | 362.04 | -0.6456 | -0.23574
19232 | 13E18G12H09D05M01W03 | 11.5 | 76.57 | 0.65 | 11.76 | 100.48 | 6.3778 | 6261.6466 | 295.47 | -0.6456 | -0.17962
19233 | 13E18G12H09D07M01W02 | 11.76 | 78.91 | 0.65 | 16.54 | 107.86 | 6.6111 | 6446.235 | 364.98 | -0.6959 | -0.26626
19234 | 13E18G12H09D07M01W03 | 11.76 | 78.91 | 0.65 | 11.76 | 103.08 | 6.6111 | 6446.235 | 298.41 | -0.6959 | -0.21014
19235 | 13E18G12H09D07M01W04 | 11.76 | 78.91 | 0.65 | 8.59 | 99.91 | 6.6111 | 6446.235 | 254.73 | -0.6959 | -0.17293
19236 | 13E18G12H09D07M02W02 | 11.52 | 77.44 | 0.65 | 16.54 | 106.15 | 6.6111 | 6265.7486 | 362.04 | -0.6643 | -0.24618
19237 | 13E18G12H10D05M01W02 | 13.57 | 66.42 | 0.65 | 16.54 | 97.18 | 5.3667 | 5517.1403 | 388.5 | -0.42747 | -0.14088
19238 | 13E18G12H10D05M01W03 | 13.57 | 66.42 | 0.65 | 11.76 | 92.4 | 5.3667 | 5517.1403 | 321.93 | -0.42747 | -0.084762
19239 | 13E18G12H10D07M01W02 | 13.87 | 68.44 | 0.65 | 16.54 | 99.5 | 5.5222 | 5677.1169 | 392.07 | -0.47088 | -0.16811
19240 | 13E18G12H10D07M01W03 | 13.87 | 68.44 | 0.65 | 11.76 | 94.72 | 5.5222 | 5677.1169 | 325.5 | -0.47088 | -0.112
19241 | 13E18G12H10D07M01W04 | 13.87 | 68.44 | 0.65 | 8.59 | 91.55 | 5.5222 | 5677.1169 | 281.82 | -0.47088 | -0.074783
19242 | 13E18G12H10D07M02W02 | 13.59 | 67.11 | 0.65 | 16.54 | 97.89 | 5.6 | 5513.0384 | 388.5 | -0.4423 | -0.14921
19243 | 13E18G12H11D05M01W02 | 13.57 | 62.27 | 0.65 | 16.54 | 93.03 | 4.9778 | 5225.901 | 388.5 | -0.33828 | -0.092158
19244 | 13E18G12H11D05M01W03 | 13.57 | 62.27 | 0.65 | 11.76 | 88.25 | 4.9778 | 5225.901 | 321.93 | -0.33828 | -0.036041
19245 | 13E18G12H11D06M01W02 | 12.35 | 55.45 | 0.65 | 16.54 | 84.99 | 4.4333 | 4684.4418 | 374.22 | -0.1917 | 0.0022306
19246 | 13E18G12H11D06M01W03 | 12.35 | 55.45 | 0.65 | 11.76 | 80.21 | 4.4333 | 4684.4418 | 307.65 | -0.1917 | 0.058347
19247 | 13E18G12H11D07M01W02 | 13.87 | 64.17 | 0.65 | 16.54 | 95.23 | 5.0556 | 5377.6736 | 392.07 | -0.37911 | -0.11799
19248 | 13E18G12H11D07M01W03 | 13.87 | 64.17 | 0.65 | 11.76 | 90.45 | 5.0556 | 5377.6736 | 325.5 | -0.37911 | -0.061869
19249 | 13E18G12H11D07M01W04 | 13.87 | 64.17 | 0.65 | 8.59 | 87.28 | 5.0556 | 5377.6736 | 281.82 | -0.37911 | -0.024654
19250 | 13E18G12H11D07M02W02 | 13.59 | 62.88 | 0.65 | 16.54 | 93.66 | 5.1333 | 5219.748 | 388.5 | -0.35139 | -0.099554
19251 | 13E18G12H12D05M01W02 | 11.78 | 51.9 | 0.65 | 16.54 | 80.87 | 4.1222 | 4352.1828 | 369.81 | -0.11541 | 0.050599
19252 | 13E18G12H12D05M01W03 | 11.78 | 51.9 | 0.65 | 11.76 | 76.09 | 4.1222 | 4352.1828 | 303.24 | -0.11541 | 0.10672
19253 | 13E18G12H12D07M01W02 | 12.05 | 53.47 | 0.65 | 16.54 | 82.71 | 4.2 | 4477.2927 | 372.96 | -0.14915 | 0.028997
19254 | 13E18G12H12D07M01W03 | 12.05 | 53.47 | 0.65 | 11.76 | 77.93 | 4.2 | 4477.2927 | 306.39 | -0.14915 | 0.085114
19255 | 13E18G12H12D07M01W04 | 12.05 | 53.47 | 0.65 | 8.59 | 74.76 | 4.2 | 4477.2927 | 262.71 | -0.14915 | 0.12233
19256 | 13E18G12H12D07M02W02 | 11.8 | 52.4 | 0.65 | 16.54 | 81.39 | 4.2778 | 4346.0299 | 369.81 | -0.12616 | 0.044494
19257 | 13E18G12H13D05M01W02 | 11.78 | 50.3 | 0.65 | 16.54 | 79.27 | 4.1222 | 4181.9514 | 369.81 | -0.081023 | 0.069382
19258 | 13E18G12H13D05M01W03 | 11.78 | 50.3 | 0.65 | 11.76 | 74.49 | 4.1222 | 4181.9514 | 303.24 | -0.081023 | 0.1255
19259 | 13E18G12H13D07M01W02 | 12.05 | 51.83 | 0.65 | 16.54 | 81.07 | 4.2 | 4302.9593 | 372.96 | -0.11391 | 0.048251
19260 | 13E18G12H13D07M01W03 | 12.05 | 51.83 | 0.65 | 11.76 | 76.29 | 4.2 | 4302.9593 | 306.39 | -0.11391 | 0.10437
19261 | 13E18G12H13D07M01W04 | 12.05 | 51.83 | 0.65 | 8.59 | 73.12 | 4.2 | 4302.9593 | 262.71 | -0.11391 | 0.14158
19262 | 13E18G12H13D07M02W02 | 11.8 | 50.84 | 0.65 | 16.54 | 79.83 | 4.2778 | 4181.9514 | 369.81 | -0.092628 | 0.062808
19263 | 13E18G12H14D05M01W02 | 13.57 | 60.42 | 0.65 | 16.54 | 91.18 | 4.9778 | 5029.0067 | 388.5 | -0.29852 | -0.070439
19264 | 13E18G12H14D05M01W03 | 13.57 | 60.42 | 0.65 | 11.76 | 86.4 | 4.9778 | 5029.0067 | 321.93 | -0.29852 | -0.014323
19265 | 13E18G12H14D07M01W02 | 13.87 | 62.26 | 0.65 | 16.54 | 93.32 | 5.0556 | 5174.6264 | 392.07 | -0.33806 | -0.095562
19266 | 13E18G12H14D07M01W03 | 13.87 | 62.26 | 0.65 | 11.76 | 88.54 | 5.0556 | 5174.6264 | 325.5 | -0.33806 | -0.039446
19267 | 13E18G12H14D07M01W04 | 13.87 | 62.26 | 0.65 | 8.59 | 85.37 | 5.0556 | 5174.6264 | 281.82 | -0.33806 | -0.0022306
19268 | 13E18G12H14D07M02W02 | 13.59 | 61.07 | 0.65 | 16.54 | 91.85 | 5.1333 | 5026.9558 | 388.5 | -0.31249 | -0.078305
19269 | 13E19G10H07D04M01W02 | 18.64 | 50.08 | 0.65 | 16.54 | 85.91 | 5.3667 | 3976.8532 | 448.14 | -0.076295 | -0.0085701
19270 | 13E19G10H07D05M01W02 | 15.88 | 41.84 | 0.65 | 16.54 | 74.91 | 4.5111 | 3361.5587 | 415.8 | 0.1008 | 0.12057
19271 | 13E19G10H07D05M01W03 | 15.88 | 41.84 | 0.65 | 11.76 | 70.13 | 4.5111 | 3361.5587 | 349.23 | 0.1008 | 0.17668 | 1
19272 | 13E19G10H07D06M01W02 | 14.45 | 37.11 | 0.65 | 16.54 | 68.75 | 4.0444 | 3014.9429 | 398.79 | 0.20245 | 0.19289 | 1
19273 | 13E19G10H07D06M01W03 | 14.45 | 37.11 | 0.65 | 11.76 | 63.97 | 4.0444 | 3014.9429 | 332.22 | 0.20245 | 0.249 | 1
19274 | 13E19G10H07D07M01W02 | 16.24 | 43.1 | 0.65 | 16.54 | 76.53 | 4.6667 | 3453.8529 | 420 | 0.073716 | 0.10155
19275 | 13E19G10H07D07M01W03 | 16.24 | 43.1 | 0.65 | 11.76 | 71.75 | 4.6667 | 3453.8529 | 353.43 | 0.073716 | 0.15767 | 1
19276 | 13E19G10H07D07M01W04 | 16.24 | 43.1 | 0.65 | 8.59 | 68.58 | 4.6667 | 3453.8529 | 309.75 | 0.073716 | 0.19488 | 1
19277 | 13E19G10H07D07M02W02 | 16.18 | 41.86 | 0.65 | 16.54 | 75.23 | 4.6667 | 3359.5078 | 418.95 | 0.10037 | 0.11681
19278 | 13E19G10H08D05M01W02 | 13.99 | 41.84 | 0.65 | 16.54 | 73.02 | 4.5111 | 3361.5587 | 391.44 | 0.1008 | 0.14276
19279 | 13E19G10H08D05M01W03 | 13.99 | 41.84 | 0.65 | 11.76 | 68.24 | 4.5111 | 3361.5587 | 324.87 | 0.1008 | 0.19887 | 1
19280 | 13E19G10H08D06M01W02 | 12.73 | 37.11 | 0.65 | 16.54 | 67.03 | 4.0444 | 3014.9429 | 376.74 | 0.20245 | 0.21308 | 1
19281 | 13E19G10H08D06M01W03 | 12.73 | 37.11 | 0.65 | 11.76 | 62.25 | 4.0444 | 3014.9429 | 310.17 | 0.20245 | 0.26919 | 1
19282 | 13E19G10H08D07M01W02 | 14.3 | 43.1 | 0.65 | 16.54 | 74.59 | 4.6667 | 3453.8529 | 395.01 | 0.073716 | 0.12432
19283 | 13E19G10H08D07M01W03 | 14.3 | 43.1 | 0.65 | 11.76 | 69.81 | 4.6667 | 3453.8529 | 328.44 | 0.073716 | 0.18044 | 1
19284 | 13E19G10H08D07M01W04 | 14.3 | 43.1 | 0.65 | 8.59 | 66.64 | 4.6667 | 3453.8529 | 284.76 | 0.073716 | 0.21766 | 1
19285 | 13E19G10H08D07M02W02 | 14.25 | 41.86 | 0.65 | 16.54 | 73.3 | 4.6667 | 3359.5078 | 394.17 | 0.10037 | 0.13947
19286 | 13E19G10H09D05M01W02 | 13.47 | 41.84 | 0.65 | 16.54 | 72.5 | 4.5111 | 3361.5587 | 384.72 | 0.1008 | 0.14886
19287 | 13E19G10H09D05M01W03 | 13.47 | 41.84 | 0.65 | 11.76 | 67.72 | 4.5111 | 3361.5587 | 318.15 | 0.1008 | 0.20498 | 1
19288 | 13E19G10H09D07M01W02 | 13.77 | 43.1 | 0.65 | 16.54 | 74.06 | 4.6667 | 3453.8529 | 388.08 | 0.073716 | 0.13055
19289 | 13E19G10H09D07M01W03 | 13.77 | 43.1 | 0.65 | 11.76 | 69.28 | 4.6667 | 3453.8529 | 321.51 | 0.073716 | 0.18666 | 1
19290 | 13E19G10H09D07M01W04 | 13.77 | 43.1 | 0.65 | 8.59 | 66.11 | 4.6667 | 3453.8529 | 277.83 | 0.073716 | 0.22388 | 1
19291 | 13E19G10H09D07M02W02 | 13.72 | 41.86 | 0.65 | 16.54 | 72.77 | 4.6667 | 3359.5078 | 387.24 | 0.10037 | 0.14569
19292 | 13E19G10H10D05M01W02 | 15.88 | 36.08 | 0.65 | 16.54 | 69.15 | 3.8111 | 2963.6683 | 415.8 | 0.22459 | 0.18819 | 1
19293 | 13E19G10H10D05M01W03 | 15.88 | 36.08 | 0.65 | 11.76 | 64.37 | 3.8111 | 2963.6683 | 349.23 | 0.22459 | 0.24431 | 1
19294 | 13E19G10H10D07M01W02 | 16.24 | 37.16 | 0.65 | 16.54 | 70.59 | 3.8889 | 3045.7076 | 420 | 0.20138 | 0.17128 | 1
19295 | 13E19G10H10D07M01W03 | 16.24 | 37.16 | 0.65 | 11.76 | 65.81 | 3.8889 | 3045.7076 | 353.43 | 0.20138 | 0.2274 | 1
19296 | 13E19G10H10D07M01W04 | 16.24 | 37.16 | 0.65 | 8.59 | 62.64 | 3.8889 | 3045.7076 | 309.75 | 0.20138 | 0.26462 | 1
19297 | 13E19G10H10D07M02W02 | 16.18 | 36.09 | 0.65 | 16.54 | 69.46 | 3.9667 | 2963.6683 | 418.95 | 0.22437 | 0.18455 | 1
19298 | 13E19G10H11D05M01W02 | 15.88 | 33.66 | 0.65 | 16.54 | 66.73 | 3.5 | 2803.6918 | 415.8 | 0.2766 | 0.2166 | 1
19299 | 13E19G10H11D05M01W03 | 15.88 | 33.66 | 0.65 | 11.76 | 61.95 | 3.5 | 2803.6918 | 349.23 | 0.2766 | 0.27272 | 1
19300 | 13E19G10H11D06M01W02 | 14.45 | 29.89 | 0.65 | 16.54 | 61.53 | 3.1111 | 2520.6563 | 398.79 | 0.35762 | 0.27765 | 1
19301 | 13E19G10H11D06M01W03 | 14.45 | 29.89 | 0.65 | 11.76 | 56.75 | 3.1111 | 2520.6563 | 332.22 | 0.35762 | 0.33376 | 1
19302 | 13E19G10H11D07M01W02 | 16.24 | 34.67 | 0.65 | 16.54 | 68.1 | 3.5778 | 2879.5781 | 420 | 0.25489 | 0.20052 | 1
19303 | 13E19G10H11D07M01W03 | 16.24 | 34.67 | 0.65 | 11.76 | 63.32 | 3.5778 | 2879.5781 | 353.43 | 0.25489 | 0.25663 | 1
19304 | 13E19G10H11D07M01W04 | 16.24 | 34.67 | 0.65 | 8.59 | 60.15 | 3.5778 | 2879.5781 | 309.75 | 0.25489 | 0.29385 | 1
19305 | 13E19G10H11D07M02W02 | 16.18 | 33.66 | 0.65 | 16.54 | 67.03 | 3.5778 | 2801.6408 | 418.95 | 0.2766 | 0.21308 | 1
19306 | 13E19G10H12D05M01W02 | 13.8 | 28.04 | 0.65 | 16.54 | 59.03 | 2.8778 | 2327.864 | 393.75 | 0.39738 | 0.307 | 1
19307 | 13E19G10H12D05M01W03 | 13.8 | 28.04 | 0.65 | 11.76 | 54.25 | 2.8778 | 2327.864 | 327.18 | 0.39738 | 0.36311 | 1
19308 | 13E19G10H12D07M01W02 | 14.11 | 28.88 | 0.65 | 16.54 | 60.18 | 2.9556 | 2389.3935 | 397.53 | 0.37933 | 0.2935 | 1
19309 | 13E19G10H12D07M01W03 | 14.11 | 28.88 | 0.65 | 11.76 | 55.4 | 2.9556 | 2389.3935 | 330.96 | 0.37933 | 0.34961 | 1
19310 | 13E19G10H12D07M01W04 | 14.11 | 28.88 | 0.65 | 8.59 | 52.23 | 2.9556 | 2389.3935 | 287.28 | 0.37933 | 0.38683 | 1
19311 | 13E19G10H12D07M02W02 | 14.06 | 28.04 | 0.65 | 16.54 | 59.29 | 3.0333 | 2325.8131 | 396.69 | 0.39738 | 0.30394 | 1
19312 | 13E19G10H13D05M01W02 | 13.8 | 27.38 | 0.65 | 16.54 | 58.37 | 2.8778 | 2260.1817 | 393.75 | 0.41156 | 0.31475 | 1
19313 | 13E19G10H13D05M01W03 | 13.8 | 27.38 | 0.65 | 11.76 | 53.59 | 2.8778 | 2260.1817 | 327.18 | 0.41156 | 0.37086 | 2
19314 | 13E19G10H13D07M01W02 | 14.11 | 28.2 | 0.65 | 16.54 | 59.5 | 2.9556 | 2319.6601 | 397.53 | 0.39394 | 0.30148 | 1
19315 | 13E19G10H13D07M01W03 | 14.11 | 28.2 | 0.65 | 11.76 | 54.72 | 2.9556 | 2319.6601 | 330.96 | 0.39394 | 0.3576 | 1
19316 | 13E19G10H13D07M01W04 | 14.11 | 28.2 | 0.65 | 8.59 | 51.55 | 2.9556 | 2319.6601 | 287.28 | 0.39394 | 0.39481 | 1
19317 | 13E19G10H13D07M02W02 | 14.06 | 27.39 | 0.65 | 16.54 | 58.64 | 3.0333 | 2258.1307 | 396.69 | 0.41135 | 0.31158 | 1
19318 | 13E19G10H14D05M01W02 | 15.88 | 32.89 | 0.65 | 16.54 | 65.96 | 3.5 | 2725.7545 | 415.8 | 0.29314 | 0.22564 | 1
19319 | 13E19G10H14D05M01W03 | 15.88 | 32.89 | 0.65 | 11.76 | 61.18 | 3.5 | 2725.7545 | 349.23 | 0.29314 | 0.28176 | 1
19320 | 13E19G10H14D07M01W02 | 16.24 | 33.88 | 0.65 | 16.54 | 67.31 | 3.5778 | 2799.5898 | 420 | 0.27187 | 0.20979 | 1
19321 | 13E19G10H14D07M01W03 | 16.24 | 33.88 | 0.65 | 11.76 | 62.53 | 3.5778 | 2799.5898 | 353.43 | 0.27187 | 0.26591 | 1
19322 | 13E19G10H14D07M01W04 | 16.24 | 33.88 | 0.65 | 8.59 | 59.36 | 3.5778 | 2799.5898 | 309.75 | 0.27187 | 0.30312 | 1
19323 | 13E19G10H14D07M02W02 | 16.18 | 32.9 | 0.65 | 16.54 | 66.27 | 3.5778 | 2723.7035 | 418.95 | 0.29293 | 0.222 | 1
19324 | 13E19G11H07D04M01W02 | 19.89 | 44.3 | 0.65 | 16.54 | 81.38 | 5.1333 | 3550.249 | 462.84 | 0.047926 | 0.044611
19325 | 13E19G11H07D05M01W02 | 17 | 36.94 | 0.65 | 16.54 | 71.13 | 4.2778 | 3002.637 | 429.03 | 0.2061 | 0.16494 | 1
19326 | 13E19G11H07D05M01W03 | 17 | 36.94 | 0.65 | 11.76 | 66.35 | 4.2778 | 3002.637 | 362.46 | 0.2061 | 0.22106 | 1
19327 | 13E19G11H07D06M01W02 | 15.48 | 32.49 | 0.65 | 16.54 | 65.16 | 3.7333 | 2674.4799 | 410.97 | 0.30174 | 0.23503 | 1
19328 | 13E19G11H07D06M01W03 | 15.48 | 32.49 | 0.65 | 11.76 | 60.38 | 3.7333 | 2674.4799 | 344.4 | 0.30174 | 0.29115 | 1
19329 | 13E19G11H07D07M01W02 | 17.38 | 38.14 | 0.65 | 16.54 | 72.71 | 4.4333 | 3086.7272 | 433.44 | 0.18031 | 0.1464
19330 | 13E19G11H07D07M01W03 | 17.38 | 38.14 | 0.65 | 11.76 | 67.93 | 4.4333 | 3086.7272 | 366.87 | 0.18031 | 0.20251 | 1
19331 | 13E19G11H07D07M01W04 | 17.38 | 38.14 | 0.65 | 8.59 | 64.76 | 4.4333 | 3086.7272 | 323.19 | 0.18031 | 0.23973 | 1
19332 | 13E19G11H07D07M02W02 | 17.35 | 36.92 | 0.65 | 16.54 | 71.46 | 4.4333 | 3000.586 | 432.81 | 0.20653 | 0.16107 | 1
19333 | 13E19G11H08D05M01W02 | 14.98 | 36.94 | 0.65 | 16.54 | 69.11 | 4.2778 | 3002.637 | 402.78 | 0.2061 | 0.18866 | 1
19334 | 13E19G11H08D05M01W03 | 14.98 | 36.94 | 0.65 | 11.76 | 64.33 | 4.2778 | 3002.637 | 336.21 | 0.2061 | 0.24478 | 1
19335 | 13E19G11H08D06M01W02 | 13.63 | 32.49 | 0.65 | 16.54 | 63.31 | 3.7333 | 2674.4799 | 387.24 | 0.30174 | 0.25675 | 1
19336 | 13E19G11H08D06M01W03 | 13.63 | 32.49 | 0.65 | 11.76 | 58.53 | 3.7333 | 2674.4799 | 320.67 | 0.30174 | 0.31287 | 1
19337 | 13E19G11H08D07M01W02 | 15.31 | 38.14 | 0.65 | 16.54 | 70.64 | 4.4333 | 3086.7272 | 406.77 | 0.18031 | 0.1707 | 1
19338 | 13E19G11H08D07M01W03 | 15.31 | 38.14 | 0.65 | 11.76 | 65.86 | 4.4333 | 3086.7272 | 340.2 | 0.18031 | 0.22681 | 1
19339 | 13E19G11H08D07M01W04 | 15.31 | 38.14 | 0.65 | 8.59 | 62.69 | 4.4333 | 3086.7272 | 296.52 | 0.18031 | 0.26403 | 1
19340 | 13E19G11H08D07M02W02 | 15.29 | 36.92 | 0.65 | 16.54 | 69.4 | 4.4333 | 3000.586 | 406.35 | 0.20653 | 0.18525 | 1
19341 | 13E19G11H09D05M01W02 | 14.42 | 36.94 | 0.65 | 16.54 | 68.55 | 4.2778 | 3002.637 | 395.64 | 0.2061 | 0.19523 | 1
19342 | 13E19G11H09D05M01W03 | 14.42 | 36.94 | 0.65 | 11.76 | 63.77 | 4.2778 | 3002.637 | 329.07 | 0.2061 | 0.25135 | 1
19343 | 13E19G11H09D07M01W02 | 14.74 | 38.14 | 0.65 | 16.54 | 70.07 | 4.4333 | 3086.7272 | 399.42 | 0.18031 | 0.17739 | 1
19344 | 13E19G11H09D07M01W03 | 14.74 | 38.14 | 0.65 | 11.76 | 65.29 | 4.4333 | 3086.7272 | 332.85 | 0.18031 | 0.23351 | 1
19345 | 13E19G11H09D07M01W04 | 14.74 | 38.14 | 0.65 | 8.59 | 62.12 | 4.4333 | 3086.7272 | 289.17 | 0.18031 | 0.27072 | 1
19346 | 13E19G11H09D07M02W02 | 14.71 | 36.92 | 0.65 | 16.54 | 68.82 | 4.4333 | 3000.586 | 399 | 0.20653 | 0.19206 | 1
19347 | 13E19G11H10D05M01W02 | 17 | 31.83 | 0.65 | 16.54 | 66.02 | 3.5778 | 2653.9701 | 429.03 | 0.31593 | 0.22494 | 1
19348 | 13E19G11H10D05M01W03 | 17 | 31.83 | 0.65 | 11.76 | 61.24 | 3.5778 | 2653.9701 | 362.46 | 0.31593 | 0.28105 | 1
19349 | 13E19G11H10D07M01W02 | 17.38 | 32.85 | 0.65 | 16.54 | 67.42 | 3.7333 | 2727.8054 | 433.44 | 0.294 | 0.2085 | 1
19350 | 13E19G11H10D07M01W03 | 17.38 | 32.85 | 0.65 | 11.76 | 62.64 | 3.7333 | 2727.8054 | 366.87 | 0.294 | 0.26462 | 1
19351 | 13E19G11H10D07M01W04 | 17.38 | 32.85 | 0.65 | 8.59 | 59.47 | 3.7333 | 2727.8054 | 323.19 | 0.294 | 0.30183 | 1
19352 | 13E19G11H10D07M02W02 | 17.35 | 31.8 | 0.65 | 16.54 | 66.34 | 3.7333 | 2651.9191 | 432.81 | 0.31657 | 0.22118 | 1
19353 | 13E19G11H11D05M01W02 | 17 | 29.67 | 0.65 | 16.54 | 63.86 | 3.2667 | 2512.4524 | 429.03 | 0.36235 | 0.25029 | 1
19354 | 13E19G11H11D05M01W03 | 17 | 29.67 | 0.65 | 11.76 | 59.08 | 3.2667 | 2512.4524 | 362.46 | 0.36235 | 0.30641 | 1
19355 | 13E19G11H11D06M01W02 | 15.48 | 26.13 | 0.65 | 16.54 | 58.8 | 2.8778 | 2243.7738 | 410.97 | 0.43843 | 0.3097 | 1
19356 | 13E19G11H11D06M01W03 | 15.48 | 26.13 | 0.65 | 11.76 | 54.02 | 2.8778 | 2243.7738 | 344.4 | 0.43843 | 0.36581 | 2
19357 | 13E19G11H11D07M01W02 | 17.38 | 30.62 | 0.65 | 16.54 | 65.19 | 3.4222 | 2582.1858 | 433.44 | 0.34193 | 0.23468 | 1
19358 | 13E19G11H11D07M01W03 | 17.38 | 30.62 | 0.65 | 11.76 | 60.41 | 3.4222 | 2582.1858 | 366.87 | 0.34193 | 0.2908 | 1
19359 | 13E19G11H11D07M01W04 | 17.38 | 30.62 | 0.65 | 8.59 | 57.24 | 3.4222 | 2582.1858 | 323.19 | 0.34193 | 0.32801 | 1
19360 | 13E19G11H11D07M02W02 | 17.35 | 29.64 | 0.65 | 16.54 | 64.18 | 3.4222 | 2512.4524 | 432.81 | 0.36299 | 0.24654 | 1
19361 | 13E19G11H12D05M01W02 | 14.77 | 24.72 | 0.65 | 16.54 | 56.68 | 2.7222 | 2079.6953 | 405.51 | 0.46873 | 0.33459 | 1
19362 | 13E19G11H12D05M01W03 | 14.77 | 24.72 | 0.65 | 11.76 | 51.9 | 2.7222 | 2079.6953 | 338.94 | 0.46873 | 0.3907 | 2
19363 | 13E19G11H12D07M01W02 | 15.11 | 25.51 | 0.65 | 16.54 | 57.81 | 2.8 | 2139.1737 | 409.5 | 0.45175 | 0.32132 | 1
19364 | 13E19G11H12D07M01W03 | 15.11 | 25.51 | 0.65 | 11.76 | 53.03 | 2.8 | 2139.1737 | 342.93 | 0.45175 | 0.37744 | 2
19365 | 13E19G11H12D07M01W04 | 15.11 | 25.51 | 0.65 | 8.59 | 49.86 | 2.8 | 2139.1737 | 299.25 | 0.45175 | 0.41465 | 2
19366 | 13E19G11H12D07M02W02 | 15.07 | 24.69 | 0.65 | 16.54 | 56.95 | 2.8 | 2081.7463 | 408.87 | 0.46937 | 0.33142 | 1
19367 | 13E19G11H13D05M01W02 | 14.77 | 24.16 | 0.65 | 16.54 | 56.12 | 2.7222 | 2022.2678 | 405.51 | 0.48077 | 0.34116 | 1
19368 | 13E19G11H13D05M01W03 | 14.77 | 24.16 | 0.65 | 11.76 | 51.34 | 2.7222 | 2022.2678 | 338.94 | 0.48077 | 0.39728 | 2
19369 | 13E19G11H13D07M01W02 | 15.11 | 24.94 | 0.65 | 16.54 | 57.24 | 2.8 | 2079.6953 | 409.5 | 0.464 | 0.32801 | 1
19370 | 13E19G11H13D07M01W03 | 15.11 | 24.94 | 0.65 | 11.76 | 52.46 | 2.8 | 2079.6953 | 342.93 | 0.464 | 0.38413 | 2
19371 | 13E19G11H13D07M01W04 | 15.11 | 24.94 | 0.65 | 8.59 | 49.29 | 2.8 | 2079.6953 | 299.25 | 0.464 | 0.42134 | 2
19372 | 13E19G11H13D07M02W02 | 15.07 | 24.14 | 0.65 | 16.54 | 56.4 | 2.8 | 2022.2678 | 408.87 | 0.48119 | 0.33787 | 1
19373 | 13E19G11H14D05M01W02 | 17 | 29.02 | 0.65 | 16.54 | 63.21 | 3.2667 | 2444.77 | 429.03 | 0.37632 | 0.25792 | 1
19374 | 13E19G11H14D05M01W03 | 17 | 29.02 | 0.65 | 11.76 | 58.43 | 3.2667 | 2444.77 | 362.46 | 0.37632 | 0.31404 | 1
19375 | 13E19G11H14D07M01W02 | 17.38 | 29.96 | 0.65 | 16.54 | 64.53 | 3.4222 | 2512.4524 | 433.44 | 0.35611 | 0.24243 | 1
19376 | 13E19G11H14D07M01W03 | 17.38 | 29.96 | 0.65 | 11.76 | 59.75 | 3.4222 | 2512.4524 | 366.87 | 0.35611 | 0.29854 | 1
19377 | 13E19G11H14D07M01W04 | 17.38 | 29.96 | 0.65 | 8.59 | 56.58 | 3.4222 | 2512.4524 | 323.19 | 0.35611 | 0.33576 | 1
19378 | 13E19G11H14D07M02W02 | 17.35 | 29 | 0.65 | 16.54 | 63.54 | 3.4222 | 2444.77 | 432.81 | 0.37675 | 0.25405 | 1
19379 | 13E19G12H07D04M01W02 | 16.31 | 75.68 | 0.65 | 16.54 | 109.18 | 6.6889 | 6148.8427 | 420.84 | -0.62648 | -0.28176
19380 | 13E19G12H07D05M01W02 | 13.82 | 63.47 | 0.65 | 16.54 | 94.48 | 5.6 | 5201.2892 | 391.44 | -0.36407 | -0.10918
19381 | 13E19G12H07D05M01W03 | 13.82 | 63.47 | 0.65 | 11.76 | 89.7 | 5.6 | 5201.2892 | 324.87 | -0.36407 | -0.053064
19382 | 13E19G12H07D06M01W02 | 12.64 | 57.98 | 0.65 | 16.54 | 87.81 | 5.1333 | 4778.787 | 377.58 | -0.24608 | -0.030876
19383 | 13E19G12H07D06M01W03 | 12.64 | 57.98 | 0.65 | 11.76 | 83.03 | 5.1333 | 4778.787 | 311.01 | -0.24608 | 0.025241
19384 | 13E19G12H07D07M01W02 | 14.11 | 64.93 | 0.65 | 16.54 | 96.23 | 5.7556 | 5312.0422 | 395.01 | -0.39544 | -0.12973
19385 | 13E19G12H07D07M01W03 | 14.11 | 64.93 | 0.65 | 11.76 | 91.45 | 5.7556 | 5312.0422 | 328.44 | -0.39544 | -0.073609
19386 | 13E19G12H07D07M01W04 | 14.11 | 64.93 | 0.65 | 8.59 | 88.28 | 5.7556 | 5312.0422 | 284.76 | -0.39544 | -0.036394
19387 | 13E19G12H07D07M02W02 | 13.87 | 63.72 | 0.65 | 16.54 | 94.78 | 5.7556 | 5172.5754 | 391.86 | -0.36944 | -0.1127
19388 | 13E19G12H08D05M01W02 | 12.17 | 63.47 | 0.65 | 16.54 | 92.83 | 5.6 | 5201.2892 | 370.23 | -0.36407 | -0.08981
19389 | 13E19G12H08D05M01W03 | 12.17 | 63.47 | 0.65 | 11.76 | 88.05 | 5.6 | 5201.2892 | 303.66 | -0.36407 | -0.033693
19390 | 13E19G12H08D06M01W02 | 11.13 | 57.98 | 0.65 | 16.54 | 86.3 | 5.1333 | 4778.787 | 358.05 | -0.24608 | -0.013149
19391 | 13E19G12H08D06M01W03 | 11.13 | 57.98 | 0.65 | 11.76 | 81.52 | 5.1333 | 4778.787 | 291.48 | -0.24608 | 0.042968
19392 | 13E19G12H08D07M01W02 | 12.43 | 64.93 | 0.65 | 16.54 | 94.55 | 5.7556 | 5312.0422 | 373.38 | -0.39544 | -0.11
19393 | 13E19G12H08D07M01W03 | 12.43 | 64.93 | 0.65 | 11.76 | 89.77 | 5.7556 | 5312.0422 | 306.81 | -0.39544 | -0.053886
19394 | 13E19G12H08D07M01W04 | 12.43 | 64.93 | 0.65 | 8.59 | 86.6 | 5.7556 | 5312.0422 | 263.13 | -0.39544 | -0.016671
19395 | 13E19G12H08D07M02W02 | 12.22 | 63.72 | 0.65 | 16.54 | 93.13 | 5.7556 | 5172.5754 | 370.65 | -0.36944 | -0.093332
19396 | 13E19G12H09D05M01W02 | 11.72 | 63.47 | 0.65 | 16.54 | 92.38 | 5.6 | 5201.2892 | 364.35 | -0.36407 | -0.084527
19397 | 13E19G12H09D05M01W03 | 11.72 | 63.47 | 0.65 | 11.76 | 87.6 | 5.6 | 5201.2892 | 297.78 | -0.36407 | -0.02841
19398 | 13E19G12H09D07M01W02 | 11.96 | 64.93 | 0.65 | 16.54 | 94.08 | 5.7556 | 5312.0422 | 367.29 | -0.39544 | -0.10448
19399 | 13E19G12H09D07M01W03 | 11.96 | 64.93 | 0.65 | 11.76 | 89.3 | 5.7556 | 5312.0422 | 300.72 | -0.39544 | -0.048368
19400 | 13E19G12H09D07M01W04 | 11.96 | 64.93 | 0.65 | 8.59 | 86.13 | 5.7556 | 5312.0422 | 257.04 | -0.39544 | -0.011153
19401 | 13E19G12H09D07M02W02 | 11.76 | 63.72 | 0.65 | 16.54 | 92.67 | 5.7556 | 5172.5754 | 364.77 | -0.36944 | -0.087931
19402 | 13E19G12H10D05M01W02 | 13.82 | 55.01 | 0.65 | 16.54 | 86.02 | 4.7444 | 4583.9437 | 391.44 | -0.18225 | -0.0098615
19403 | 13E19G12H10D05M01W03 | 13.82 | 55.01 | 0.65 | 11.76 | 81.24 | 4.7444 | 4583.9437 | 324.87 | -0.18225 | 0.046255
19404 | 13E19G12H10D07M01W02 | 14.11 | 56.27 | 0.65 | 16.54 | 87.57 | 4.8222 | 4682.3909 | 395.01 | -0.20933 | -0.028058
19405 | 13E19G12H10D07M01W03 | 14.11 | 56.27 | 0.65 | 11.76 | 82.79 | 4.8222 | 4682.3909 | 328.44 | -0.20933 | 0.028058
19406 | 13E19G12H10D07M01W04 | 14.11 | 56.27 | 0.65 | 8.59 | 79.62 | 4.8222 | 4682.3909 | 284.76 | -0.20933 | 0.065274
19407 | 13E19G12H10D07M02W02 | 13.87 | 55.18 | 0.65 | 16.54 | 86.24 | 4.9 | 4555.23 | 391.86 | -0.1859 | -0.012444
19408 | 13E19G12H11D05M01W02 | 13.82 | 51.54 | 0.65 | 16.54 | 82.55 | 4.3556 | 4341.9279 | 391.44 | -0.10767 | 0.030876
19409 | 13E19G12H11D05M01W03 | 13.82 | 51.54 | 0.65 | 11.76 | 77.77 | 4.3556 | 4341.9279 | 324.87 | -0.10767 | 0.086992
19410 | 13E19G12H11D06M01W02 | 12.64 | 47.12 | 0.65 | 16.54 | 76.95 | 3.9667 | 3995.312 | 377.58 | -0.01268 | 0.096619
19411 | 13E19G12H11D06M01W03 | 12.64 | 47.12 | 0.65 | 11.76 | 72.17 | 3.9667 | 3995.312 | 311.01 | -0.01268 | 0.15274
19412 | 13E19G12H11D07M01W02 | 14.11 | 52.72 | 0.65 | 16.54 | 84.02 | 4.4333 | 4434.2221 | 395.01 | -0.13303 | 0.013618
19413 | 13E19G12H11D07M01W03 | 14.11 | 52.72 | 0.65 | 11.76 | 79.24 | 4.4333 | 4434.2221 | 328.44 | -0.13303 | 0.069735
19414 | 13E19G12H11D07M01W04 | 14.11 | 52.72 | 0.65 | 8.59 | 76.07 | 4.4333 | 4434.2221 | 284.76 | -0.13303 | 0.10695
19415 | 13E19G12H11D07M02W02 | 13.87 | 51.67 | 0.65 | 16.54 | 82.73 | 4.4333 | 4313.2142 | 391.86 | -0.11047 | 0.028763
19416 | 13E19G12H12D05M01W02 | 12.01 | 42.95 | 0.65 | 16.54 | 72.15 | 3.5778 | 3613.8295 | 372.33 | 0.07694 | 0.15297 | 1
19417 | 13E19G12H12D05M01W03 | 12.01 | 42.95 | 0.65 | 11.76 | 67.37 | 3.5778 | 3613.8295 | 305.76 | 0.07694 | 0.20909 | 1
19418 | 13E19G12H12D07M01W02 | 12.27 | 43.93 | 0.65 | 16.54 | 73.39 | 3.6556 | 3691.7668 | 375.48 | 0.055878 | 0.13841
19419 | 13E19G12H12D07M01W03 | 12.27 | 43.93 | 0.65 | 11.76 | 68.61 | 3.6556 | 3691.7668 | 308.91 | 0.055878 | 0.19453 | 1
19420 | 13E19G12H12D07M01W04 | 12.27 | 43.93 | 0.65 | 8.59 | 65.44 | 3.6556 | 3691.7668 | 265.23 | 0.055878 | 0.23174 | 1
19421 | 13E19G12H12D07M02W02 | 12.05 | 43.05 | 0.65 | 16.54 | 72.29 | 3.7333 | 3589.2177 | 372.75 | 0.07479 | 0.15133 | 1
19422 | 13E19G12H13D05M01W02 | 12.01 | 41.67 | 0.65 | 16.54 | 70.87 | 3.5778 | 3478.4647 | 372.33 | 0.10445 | 0.168 | 1
19423 | 13E19G12H13D05M01W03 | 12.01 | 41.67 | 0.65 | 11.76 | 66.09 | 3.5778 | 3478.4647 | 305.76 | 0.10445 | 0.22411 | 1
19424 | 13E19G12H13D07M01W02 | 12.27 | 42.63 | 0.65 | 16.54 | 72.09 | 3.6556 | 3552.3 | 375.48 | 0.083817 | 0.15367 | 1
19425 | 13E19G12H13D07M01W03 | 12.27 | 42.63 | 0.65 | 11.76 | 67.31 | 3.6556 | 3552.3 | 308.91 | 0.083817 | 0.20979 | 1
19426 | 13E19G12H13D07M01W04 | 12.27 | 42.63 | 0.65 | 8.59 | 64.14 | 3.6556 | 3552.3 | 265.23 | 0.083817 | 0.24701 | 1
19427 | 13E19G12H13D07M02W02 | 12.05 | 41.81 | 0.65 | 16.54 | 71.05 | 3.7333 | 3457.9549 | 372.75 | 0.10144 | 0.16588 | 1
19428 | 13E19G12H14D05M01W02 | 13.82 | 50.06 | 0.65 | 16.54 | 81.07 | 4.3556 | 4186.0533 | 391.44 | -0.075865 | 0.048251
19429 | 13E19G12H14D05M01W03 | 13.82 | 50.06 | 0.65 | 11.76 | 76.29 | 4.3556 | 4186.0533 | 324.87 | -0.075865 | 0.10437
19430 | 13E19G12H14D07M01W02 | 14.11 | 51.21 | 0.65 | 16.54 | 82.51 | 4.4333 | 4274.2455 | 395.01 | -0.10058 | 0.031345
19431 | 13E19G12H14D07M01W03 | 14.11 | 51.21 | 0.65 | 11.76 | 77.73 | 4.4333 | 4274.2455 | 328.44 | -0.10058 | 0.087462
19432 | 13E19G12H14D07M01W04 | 14.11 | 51.21 | 0.65 | 8.59 | 74.56 | 4.4333 | 4274.2455 | 284.76 | -0.10058 | 0.12468
19433 | 13E19G12H14D07M02W02 | 13.87 | 50.23 | 0.65 | 16.54 | 81.29 | 4.4333 | 4161.4415 | 391.86 | -0.079519 | 0.045668
19434 | 13E20G10H07D04M01W02 | 16.96 | 64.43 | 0.65 | 16.54 | 98.58 | 6.2222 | 5004.395 | 428.4 | -0.3847 | -0.15731
19435 | 13E20G10H07D05M01W02 | 14.92 | 52.78 | 0.65 | 16.54 | 84.89 | 5.2111 | 4153.2376 | 404.46 | -0.13432 | 0.0034046
19436 | 13E20G10H07D05M01W03 | 14.92 | 52.78 | 0.65 | 11.76 | 80.11 | 5.2111 | 4153.2376 | 337.89 | -0.13432 | 0.059521
19437 | 13E20G10H07D06M01W02 | 13.47 | 45.35 | 0.65 | 16.54 | 76.01 | 4.5111 | 3613.8295 | 387.45 | 0.02536 | 0.10765
19438 | 13E20G10H07D06M01W03 | 13.47 | 45.35 | 0.65 | 11.76 | 71.23 | 4.5111 | 3613.8295 | 320.88 | 0.02536 | 0.16377 | 1
19439 | 13E20G10H07D07M01W02 | 15.29 | 54.86 | 0.65 | 16.54 | 87.34 | 5.4444 | 4305.0103 | 408.66 | -0.17902 | -0.025358
19440 | 13E20G10H07D07M01W03 | 15.29 | 54.86 | 0.65 | 11.76 | 82.56 | 5.4444 | 4305.0103 | 342.09 | -0.17902 | 0.030758
19441 | 13E20G10H07D07M01W04 | 15.29 | 54.86 | 0.65 | 8.59 | 79.39 | 5.4444 | 4305.0103 | 298.41 | -0.17902 | 0.067974
19442 | 13E20G10H07D07M02W02 | 15.19 | 53.31 | 0.65 | 16.54 | 85.69 | 5.4444 | 4171.6965 | 407.4 | -0.14571 | -0.0059873
19443 | 13E20G10H08D05M01W02 | 13.15 | 52.78 | 0.65 | 16.54 | 83.12 | 5.2111 | 4153.2376 | 381.57 | -0.13432 | 0.024184
19444 | 13E20G10H08D05M01W03 | 13.15 | 52.78 | 0.65 | 11.76 | 78.34 | 5.2111 | 4153.2376 | 315 | -0.13432 | 0.080301
19445 | 13E20G10H08D06M01W02 | 11.86 | 45.35 | 0.65 | 16.54 | 74.4 | 4.5111 | 3613.8295 | 366.66 | 0.02536 | 0.12656
19446 | 13E20G10H08D06M01W03 | 11.86 | 45.35 | 0.65 | 11.76 | 69.62 | 4.5111 | 3613.8295 | 300.09 | 0.02536 | 0.18267 | 1
19447 | 13E20G10H08D07M01W02 | 13.47 | 54.86 | 0.65 | 16.54 | 85.52 | 5.4444 | 4305.0103 | 385.35 | -0.17902 | -0.0039915
19448 | 13E20G10H08D07M01W03 | 13.47 | 54.86 | 0.65 | 11.76 | 80.74 | 5.4444 | 4305.0103 | 318.78 | -0.17902 | 0.052125
19449 | 13E20G10H08D07M01W04 | 13.47 | 54.86 | 0.65 | 8.59 | 77.57 | 5.4444 | 4305.0103 | 275.1 | -0.17902 | 0.08934
19450 | 13E20G10H08D07M02W02 | 13.38 | 53.31 | 0.65 | 16.54 | 83.88 | 5.4444 | 4171.6965 | 384.09 | -0.14571 | 0.015262
19451 | 13E20G10H09D05M01W02 | 12.65 | 52.78 | 0.65 | 16.54 | 82.62 | 5.2111 | 4153.2376 | 375.27 | -0.13432 | 0.030054
19452 | 13E20G10H09D05M01W03 | 12.65 | 52.78 | 0.65 | 11.76 | 77.84 | 5.2111 | 4153.2376 | 308.7 | -0.13432 | 0.08617
19453 | 13E20G10H09D07M01W02 | 12.96 | 54.86 | 0.65 | 16.54 | 85.01 | 5.4444 | 4305.0103 | 378.84 | -0.17902 | 0.0019958
19454 | 13E20G10H09D07M01W03 | 12.96 | 54.86 | 0.65 | 11.76 | 80.23 | 5.4444 | 4305.0103 | 312.27 | -0.17902 | 0.058112
19455 | 13E20G10H09D07M01W04 | 12.96 | 54.86 | 0.65 | 8.59 | 77.06 | 5.4444 | 4305.0103 | 268.59 | -0.17902 | 0.095328
19456 | 13E20G10H09D07M02W02 | 12.88 | 53.31 | 0.65 | 16.54 | 83.38 | 5.4444 | 4171.6965 | 377.58 | -0.14571 | 0.021132
19457 | 13E20G10H10D05M01W02 | 14.92 | 45.55 | 0.65 | 16.54 | 77.66 | 4.4333 | 3652.7981 | 404.46 | 0.021062 | 0.088284
19458 | 13E20G10H10D05M01W03 | 14.92 | 45.55 | 0.65 | 11.76 | 72.88 | 4.4333 | 3652.7981 | 337.89 | 0.021062 | 0.1444
19459 | 13E20G10H10D07M01W02 | 15.29 | 47.34 | 0.65 | 16.54 | 79.82 | 4.5889 | 3784.0609 | 408.66 | -0.017408 | 0.062926
19460 | 13E20G10H10D07M01W03 | 15.29 | 47.34 | 0.65 | 11.76 | 75.04 | 4.5889 | 3784.0609 | 342.09 | -0.017408 | 0.11904
19461 | 13E20G10H10D07M01W04 | 15.29 | 47.34 | 0.65 | 8.59 | 71.87 | 4.5889 | 3784.0609 | 298.41 | -0.017408 | 0.15626 | 1
19462 | 13E20G10H10D07M02W02 | 15.19 | 45.99 | 0.65 | 16.54 | 78.37 | 4.5889 | 3667.155 | 407.4 | 0.011605 | 0.079948
19463 | 13E20G10H11D05M01W02 | 14.92 | 42.52 | 0.65 | 16.54 | 74.63 | 4.0444 | 3451.8019 | 404.46 | 0.086181 | 0.12386
19464 | 13E20G10H11D05M01W03 | 14.92 | 42.52 | 0.65 | 11.76 | 69.85 | 4.0444 | 3451.8019 | 337.89 | 0.086181 | 0.17997 | 1
19465 | 13E20G10H11D06M01W02 | 13.47 | 36.58 | 0.65 | 16.54 | 67.24 | 3.5 | 3010.8409 | 387.45 | 0.21384 | 0.21061 | 1
19466 | 13E20G10H11D06M01W03 | 13.47 | 36.58 | 0.65 | 11.76 | 62.46 | 3.5 | 3010.8409 | 320.88 | 0.21384 | 0.26673 | 1
19467 | 13E20G10H11D07M01W02 | 15.29 | 44.19 | 0.65 | 16.54 | 76.67 | 4.2 | 3574.8608 | 408.66 | 0.05029 | 0.099906
19468 | 13E20G10H11D07M01W03 | 15.29 | 44.19 | 0.65 | 11.76 | 71.89 | 4.2 | 3574.8608 | 342.09 | 0.05029 | 0.15602 | 1
19469 | 13E20G10H11D07M01W04 | 15.29 | 44.19 | 0.65 | 8.59 | 68.72 | 4.2 | 3574.8608 | 298.41 | 0.05029 | 0.19324 | 1
19470 | 13E20G10H11D07M02W02 | 15.19 | 42.91 | 0.65 | 16.54 | 75.29 | 4.2 | 3464.1078 | 407.4 | 0.077799 | 0.11611
19471 | 13E20G10H12D05M01W02 | 12.96 | 35.43 | 0.65 | 16.54 | 65.58 | 3.3444 | 2869.3232 | 383.88 | 0.23856 | 0.2301 | 1
19472 | 13E20G10H12D05M01W03 | 12.96 | 35.43 | 0.65 | 11.76 | 60.8 | 3.3444 | 2869.3232 | 317.31 | 0.23856 | 0.28622 | 1
19473 | 13E20G10H12D07M01W02 | 13.28 | 36.81 | 0.65 | 16.54 | 67.28 | 3.5 | 2969.8213 | 387.66 | 0.2089 | 0.21014 | 1
19474 | 13E20G10H12D07M01W03 | 13.28 | 36.81 | 0.65 | 11.76 | 62.5 | 3.5 | 2969.8213 | 321.09 | 0.2089 | 0.26626 | 1
19475 | 13E20G10H12D07M01W04 | 13.28 | 36.81 | 0.65 | 8.59 | 59.33 | 3.5 | 2969.8213 | 277.41 | 0.2089 | 0.30347 | 1
19476 | 13E20G10H12D07M02W02 | 13.19 | 35.75 | 0.65 | 16.54 | 66.13 | 3.5 | 2879.5781 | 386.4 | 0.23168 | 0.22364 | 1
19477 | 13E20G10H13D05M01W02 | 12.96 | 34.56 | 0.65 | 16.54 | 64.71 | 3.3444 | 2781.131 | 383.88 | 0.25725 | 0.24031 | 1
19478 | 13E20G10H13D05M01W03 | 12.96 | 34.56 | 0.65 | 11.76 | 59.93 | 3.3444 | 2781.131 | 317.31 | 0.25725 | 0.29643 | 1
19479 | 13E20G10H13D07M01W02 | 13.28 | 35.92 | 0.65 | 16.54 | 66.39 | 3.5 | 2879.5781 | 387.66 | 0.22802 | 0.22059 | 1
19480 | 13E20G10H13D07M01W03 | 13.28 | 35.92 | 0.65 | 11.76 | 61.61 | 3.5 | 2879.5781 | 321.09 | 0.22802 | 0.27671 | 1
19481 | 13E20G10H13D07M01W04 | 13.28 | 35.92 | 0.65 | 8.59 | 58.44 | 3.5 | 2879.5781 | 277.41 | 0.22802 | 0.31392 | 1
19482 | 13E20G10H13D07M02W02 | 13.19 | 34.9 | 0.65 | 16.54 | 65.28 | 3.5 | 2793.4369 | 386.4 | 0.24995 | 0.23362 | 1
19483 | 13E20G10H14D05M01W02 | 14.92 | 41.52 | 0.65 | 16.54 | 73.63 | 4.0444 | 3349.2529 | 404.46 | 0.10767 | 0.1356
19484 | 13E20G10H14D05M01W03 | 14.92 | 41.52 | 0.65 | 11.76 | 68.85 | 4.0444 | 3349.2529 | 337.89 | 0.10767 | 0.19171 | 1
19485 | 13E20G10H14D07M01W02 | 15.29 | 43.15 | 0.65 | 16.54 | 75.63 | 4.2 | 3470.2608 | 408.66 | 0.072641 | 0.11212
19486 | 13E20G10H14D07M01W03 | 15.29 | 43.15 | 0.65 | 11.76 | 70.85 | 4.2 | 3470.2608 | 342.09 | 0.072641 | 0.16823 | 1
19487 | 13E20G10H14D07M01W04 | 15.29 | 43.15 | 0.65 | 8.59 | 67.68 | 4.2 | 3470.2608 | 298.41 | 0.072641 | 0.20545 | 1
19488 | 13E20G10H14D07M02W02 | 15.19 | 41.92 | 0.65 | 16.54 | 74.3 | 4.2 | 3363.6097 | 407.4 | 0.099076 | 0.12773
19489 | 13E20G11H07D04M01W02 | 18.15 | 57.79 | 0.65 | 16.54 | 93.13 | 5.9889 | 4485.4966 | 442.47 | -0.24199 | -0.093332
19490 | 13E20G11H07D05M01W02 | 15.99 | 47.4 | 0.65 | 16.54 | 80.58 | 4.9778 | 3734.8374 | 417.06 | -0.018698 | 0.054003
19491 | 13E20G11H07D05M01W03 | 15.99 | 47.4 | 0.65 | 11.76 | 75.8 | 4.9778 | 3734.8374 | 350.49 | -0.018698 | 0.11012
19492 | 13E20G11H07D06M01W02 | 14.45 | 40.37 | 0.65 | 16.54 | 72.01 | 4.2778 | 3228.2449 | 398.79 | 0.13239 | 0.15461 | 1
19493 | 13E20G11H07D06M01W03 | 14.45 | 40.37 | 0.65 | 11.76 | 67.23 | 4.2778 | 3228.2449 | 332.22 | 0.13239 | 0.21073 | 1
19494 | 13E20G11H07D07M01W02 | 16.38 | 49.37 | 0.65 | 16.54 | 82.94 | 5.2111 | 3876.3551 | 421.68 | -0.061036 | 0.026297
19495 | 13E20G11H07D07M01W03 | 16.38 | 49.37 | 0.65 | 11.76 | 78.16 | 5.2111 | 3876.3551 | 355.11 | -0.061036 | 0.082414
19496 | 13E20G11H07D07M01W04 | 16.38 | 49.37 | 0.65 | 8.59 | 74.99 | 5.2111 | 3876.3551 | 311.43 | -0.061036 | 0.11963
19497 | 13E20G11H07D07M02W02 | 16.32 | 47.81 | 0.65 | 16.54 | 81.32 | 5.2111 | 3755.3472 | 420.63 | -0.027509 | 0.045316
19498 | 13E20G11H08D05M01W02 | 14.09 | 47.4 | 0.65 | 16.54 | 78.68 | 4.9778 | 3734.8374 | 392.49 | -0.018698 | 0.076309
19499 | 13E20G11H08D05M01W03 | 14.09 | 47.4 | 0.65 | 11.76 | 73.9 | 4.9778 | 3734.8374 | 325.92 | -0.018698 | 0.13243
19500 | 13E20G11H08D06M01W02 | 12.73 | 40.37 | 0.65 | 16.54 | 70.29 | 4.2778 | 3228.2449 | 376.74 | 0.13239 | 0.17481 | 1
19501 | 13E20G11H08D06M01W03 | 12.73 | 40.37 | 0.65 | 11.76 | 65.51 | 4.2778 | 3228.2449 | 310.17 | 0.13239 | 0.23092 | 1
19502 | 13E20G11H08D07M01W02 | 14.43 | 49.37 | 0.65 | 16.54 | 80.99 | 5.2111 | 3876.3551 | 396.48 | -0.061036 | 0.04919
19503 | 13E20G11H08D07M01W03 | 14.43 | 49.37 | 0.65 | 11.76 | 76.21 | 5.2111 | 3876.3551 | 329.91 | -0.061036 | 0.10531
19504 | 13E20G11H08D07M01W04 | 14.43 | 49.37 | 0.65 | 8.59 | 73.04 | 5.2111 | 3876.3551 | 286.23 | -0.061036 | 0.14252
19505 | 13E20G11H08D07M02W02 | 14.38 | 47.81 | 0.65 | 16.54 | 79.38 | 5.2111 | 3755.3472 | 395.64 | -0.027509 | 0.068091
19506 | 13E20G11H09D05M01W02 | 13.56 | 47.4 | 0.65 | 16.54 | 78.15 | 4.9778 | 3734.8374 | 385.77 | -0.018698 | 0.082531
19507 | 13E20G11H09D05M01W03 | 13.56 | 47.4 | 0.65 | 11.76 | 73.37 | 4.9778 | 3734.8374 | 319.2 | -0.018698 | 0.13865
19508 | 13E20G11H09D07M01W02 | 13.88 | 49.37 | 0.65 | 16.54 | 80.44 | 5.2111 | 3876.3551 | 389.55 | -0.061036 | 0.055647
19509 | 13E20G11H09D07M01W03 | 13.88 | 49.37 | 0.65 | 11.76 | 75.66 | 5.2111 | 3876.3551 | 322.98 | -0.061036 | 0.11176
19510 | 13E20G11H09D07M01W04 | 13.88 | 49.37 | 0.65 | 8.59 | 72.49 | 5.2111 | 3876.3551 | 279.3 | -0.061036 | 0.14898
19511 | 13E20G11H09D07M02W02 | 13.84 | 47.81 | 0.65 | 16.54 | 78.84 | 5.2111 | 3755.3472 | 388.71 | -0.027509 | 0.074431
19512 | 13E20G11H10D05M01W02 | 15.99 | 40.87 | 0.65 | 16.54 | 74.05 | 4.2 | 3287.7234 | 417.06 | 0.12164 | 0.13066
19513 | 13E20G11H10D05M01W03 | 15.99 | 40.87 | 0.65 | 11.76 | 69.27 | 4.2 | 3287.7234 | 350.49 | 0.12164 | 0.18678 | 1
19514 | 13E20G11H10D07M01W02 | 16.38 | 42.56 | 0.65 | 16.54 | 76.13 | 4.3556 | 3410.7823 | 421.68 | 0.085321 | 0.10625
19515 | 13E20G11H10D07M01W03 | 16.38 | 42.56 | 0.65 | 11.76 | 71.35 | 4.3556 | 3410.7823 | 355.11 | 0.085321 | 0.16236 | 1
19516 | 13E20G11H10D07M01W04 | 16.38 | 42.56 | 0.65 | 8.59 | 68.18 | 4.3556 | 3410.7823 | 311.43 | 0.085321 | 0.19958 | 1
19517 | 13E20G11H10D07M02W02 | 16.32 | 41.2 | 0.65 | 16.54 | 74.71 | 4.4333 | 3306.1822 | 420.63 | 0.11455 | 0.12292
19518 | 13E20G11H11D05M01W02 | 15.99 | 38.12 | 0.65 | 16.54 | 71.3 | 3.8889 | 3105.1861 | 417.06 | 0.18074 | 0.16295 | 1
19519 | 13E20G11H11D05M01W03 | 15.99 | 38.12 | 0.65 | 11.76 | 66.52 | 3.8889 | 3105.1861 | 350.49 | 0.18074 | 0.21907 | 1
19520 | 13E20G11H11D06M01W02 | 14.45 | 32.5 | 0.65 | 16.54 | 64.14 | 3.3444 | 2692.9388 | 398.79 | 0.30153 | 0.24701 | 1
19521 | 13E20G11H11D06M01W03 | 14.45 | 32.5 | 0.65 | 11.76 | 59.36 | 3.3444 | 2692.9388 | 332.22 | 0.30153 | 0.30312 | 1
19522 | 13E20G11H11D07M01W02 | 16.38 | 39.69 | 0.65 | 16.54 | 73.26 | 4.0444 | 3222.092 | 421.68 | 0.147 | 0.13994
19523 | 13E20G11H11D07M01W03 | 16.38 | 39.69 | 0.65 | 11.76 | 68.48 | 4.0444 | 3222.092 | 355.11 | 0.147 | 0.19606 | 1
19524 | 13E20G11H11D07M01W04 | 16.38 | 39.69 | 0.65 | 8.59 | 65.31 | 4.0444 | 3222.092 | 311.43 | 0.147 | 0.23327 | 1
19525 | 13E20G11H11D07M02W02 | 16.32 | 38.42 | 0.65 | 16.54 | 71.93 | 4.0444 | 3121.5939 | 420.63 | 0.1743 | 0.15555 | 1
19526 | 13E20G11H12D05M01W02 | 13.9 | 31.75 | 0.65 | 16.54 | 62.84 | 3.1889 | 2580.1348 | 395.01 | 0.31764 | 0.26227 | 1
19527 | 13E20G11H12D05M01W03 | 13.9 | 31.75 | 0.65 | 11.76 | 58.06 | 3.1889 | 2580.1348 | 328.44 | 0.31764 | 0.31838 | 1
19528 | 13E20G11H12D07M01W02 | 14.23 | 33.06 | 0.65 | 16.54 | 64.48 | 3.3444 | 2674.4799 | 399 | 0.28949 | 0.24301 | 1
19529 | 13E20G11H12D07M01W03 | 14.23 | 33.06 | 0.65 | 11.76 | 59.7 | 3.3444 | 2674.4799 | 332.43 | 0.28949 | 0.29913 | 1
19530 | 13E20G11H12D07M01W04 | 14.23 | 33.06 | 0.65 | 8.59 | 56.53 | 3.3444 | 2674.4799 | 288.75 | 0.28949 | 0.33635 | 1
19531 | 13E20G11H12D07M02W02 | 14.18 | 32 | 0.65 | 16.54 | 63.37 | 3.3444 | 2592.4407 | 398.16 | 0.31227 | 0.25605 | 1
19532 | 13E20G11H13D05M01W02 | 13.9 | 31.02 | 0.65 | 16.54 | 62.11 | 3.1889 | 2504.2485 | 395.01 | 0.33333 | 0.27084 | 1
19533 | 13E20G11H13D05M01W03 | 13.9 | 31.02 | 0.65 | 11.76 | 57.33 | 3.1889 | 2504.2485 | 328.44 | 0.33333 | 0.32695 | 1
19534 | 13E20G11H13D07M01W02 | 14.23 | 32.3 | 0.65 | 16.54 | 63.72 | 3.3444 | 2598.5936 | 399 | 0.30582 | 0.25194 | 1
19535 | 13E20G11H13D07M01W03 | 14.23 | 32.3 | 0.65 | 11.76 | 58.94 | 3.3444 | 2598.5936 | 332.43 | 0.30582 | 0.30805 | 1
19536 | 13E20G11H13D07M01W04 | 14.23 | 32.3 | 0.65 | 8.59 | 55.77 | 3.3444 | 2598.5936 | 288.75 | 0.30582 | 0.34527 | 1
19537 | 13E20G11H13D07M02W02 | 14.18 | 31.28 | 0.65 | 16.54 | 62.65 | 3.3444 | 2518.6053 | 398.16 | 0.32775 | 0.2645 | 1
19538 | 13E20G11H14D05M01W02 | 15.99 | 37.26 | 0.65 | 16.54 | 70.44 | 3.8889 | 3019.0448 | 417.06 | 0.19923 | 0.17305 | 1
19539 | 13E20G11H14D05M01W03 | 15.99 | 37.26 | 0.65 | 11.76 | 65.66 | 3.8889 | 3019.0448 | 350.49 | 0.19923 | 0.22916 | 1
19540 | 13E20G11H14D07M01W02 | 16.38 | 38.81 | 0.65 | 16.54 | 72.38 | 4.0444 | 3133.8998 | 421.68 | 0.16591 | 0.15027 | 1
19541 | 13E20G11H14D07M01W03 | 16.38 | 38.81 | 0.65 | 11.76 | 67.6 | 4.0444 | 3133.8998 | 355.11 | 0.16591 | 0.20639 | 1
19542 | 13E20G11H14D07M01W04 | 16.38 | 38.81 | 0.65 | 8.59 | 64.43 | 4.0444 | 3133.8998 | 311.43 | 0.16591 | 0.2436 | 1
19543 | 13E20G11H14D07M02W02 | 16.32 | 37.57 | 0.65 | 16.54 | 71.08 | 4.0444 | 3037.5037 | 420.63 | 0.19256 | 0.16553 | 1
19544 | 13E20G12H07D04M01W02 | 14.89 | 92.97 | 0.65 | 16.54 | 125.05 | 7.5444 | 7555.816 | 404.04 | -0.99807 | -0.46807
19545 | 13E20G12H07D05M01W02 | 13.06 | 75.96 | 0.65 | 16.54 | 106.21 | 6.3778 | 6212.4231 | 382.62 | -0.6325 | -0.24689
19546 | 13E20G12H07D05M01W03 | 13.06 | 75.96 | 0.65 | 11.76 | 101.43 | 6.3778 | 6212.4231 | 316.05 | -0.6325 | -0.19077
19547 | 13E20G12H07D06M01W02 | 11.86 | 67.49 | 0.65 | 16.54 | 96.54 | 5.6778 | 5552.007 | 368.55 | -0.45046 | -0.13336
19548 | 13E20G12H07D06M01W03 | 11.86 | 67.49 | 0.65 | 11.76 | 91.76 | 5.6778 | 5552.007 | 301.98 | -0.45046 | -0.077248
19549 | 13E20G12H07D07M01W02 | 13.37 | 78.31 | 0.65 | 16.54 | 108.87 | 6.5333 | 6394.9604 | 386.19 | -0.683 | -0.27812
19550 | 13E20G12H07D07M01W03 | 13.37 | 78.31 | 0.65 | 11.76 | 104.09 | 6.5333 | 6394.9604 | 319.62 | -0.683 | -0.222
19551 | 13E20G12H07D07M01W04 | 13.37 | 78.31 | 0.65 | 8.59 | 100.92 | 6.5333 | 6394.9604 | 275.94 | -0.683 | -0.18479
19552 | 13E20G12H07D07M02W02 | 13.08 | 76.84 | 0.65 | 16.54 | 107.11 | 6.5333 | 6216.5251 | 382.62 | -0.65141 | -0.25745
19553 | 13E20G12H08D05M01W02 | 11.51 | 75.96 | 0.65 | 16.54 | 104.66 | 6.3778 | 6212.4231 | 362.67 | -0.6325 | -0.22869
19554 | 13E20G12H08D05M01W03 | 11.51 | 75.96 | 0.65 | 11.76 | 99.88 | 6.3778 | 6212.4231 | 296.1 | -0.6325 | -0.17258
19555 | 13E20G12H08D06M01W02 | 10.45 | 67.49 | 0.65 | 16.54 | 95.13 | 5.6778 | 5552.007 | 350.28 | -0.45046 | -0.11681
19556 | 13E20G12H08D06M01W03 | 10.45 | 67.49 | 0.65 | 11.76 | 90.35 | 5.6778 | 5552.007 | 283.71 | -0.45046 | -0.060695
19557 | 13E20G12H08D07M01W02 | 11.78 | 78.31 | 0.65 | 16.54 | 107.28 | 6.5333 | 6394.9604 | 365.82 | -0.683 | -0.25945
19558 | 13E20G12H08D07M01W03 | 11.78 | 78.31 | 0.65 | 11.76 | 102.5 | 6.5333 | 6394.9604 | 299.25 | -0.683 | -0.20333
19559 | 13E20G12H08D07M01W04 | 11.78 | 78.31 | 0.65 | 8.59 | 99.33 | 6.5333 | 6394.9604 | 255.57 | -0.683 | -0.16612
19560 | 13E20G12H08D07M02W02 | 11.52 | 76.84 | 0.65 | 16.54 | 105.55 | 6.5333 | 6216.5251 | 362.67 | -0.65141 | -0.23914
19561 | 13E20G12H09D05M01W02 | 11.07 | 75.96 | 0.65 | 16.54 | 104.22 | 6.3778 | 6212.4231 | 357 | -0.6325 | -0.22353
19562 | 13E20G12H09D05M01W03 | 11.07 | 75.96 | 0.65 | 11.76 | 99.44 | 6.3778 | 6212.4231 | 290.43 | -0.6325 | -0.16741
19563 | 13E20G12H09D07M01W02 | 11.34 | 78.31 | 0.65 | 16.54 | 106.84 | 6.5333 | 6394.9604 | 360.15 | -0.683 | -0.25429
19564 | 13E20G12H09D07M01W03 | 11.34 | 78.31 | 0.65 | 11.76 | 102.06 | 6.5333 | 6394.9604 | 293.58 | -0.683 | -0.19817
19565 | 13E20G12H09D07M01W04 | 11.34 | 78.31 | 0.65 | 8.59 | 98.89 | 6.5333 | 6394.9604 | 249.9 | -0.683 | -0.16095
19566 | 13E20G12H09D07M02W02 | 11.09 | 76.84 | 0.65 | 16.54 | 105.12 | 6.5333 | 6216.5251 | 357.21 | -0.65141 | -0.23409
19567 | 13E20G12H10D05M01W02 | 13.06 | 65.89 | 0.65 | 16.54 | 96.14 | 5.3667 | 5472.0188 | 382.62 | -0.41608 | -0.12867
19568 | 13E20G12H10D05M01W03 | 13.06 | 65.89 | 0.65 | 11.76 | 91.36 | 5.3667 | 5472.0188 | 316.05 | -0.41608 | -0.072552
19569 | 13E20G12H10D07M01W02 | 13.37 | 67.92 | 0.65 | 16.54 | 98.48 | 5.5222 | 5631.9953 | 386.19 | -0.4597 | -0.15614
19570 | 13E20G12H10D07M01W03 | 13.37 | 67.92 | 0.65 | 11.76 | 93.7 | 5.5222 | 5631.9953 | 319.62 | -0.4597 | -0.10002
19571 | 13E20G12H10D07M01W04 | 13.37 | 67.92 | 0.65 | 8.59 | 90.53 | 5.5222 | 5631.9953 | 275.94 | -0.4597 | -0.062808
19572 | 13E20G12H10D07M02W02 | 13.08 | 66.61 | 0.65 | 16.54 | 96.88 | 5.5222 | 5472.0188 | 382.62 | -0.43155 | -0.13736
19573 | 13E20G12H11D05M01W02 | 13.06 | 61.79 | 0.65 | 16.54 | 92.04 | 4.9 | 5184.8813 | 382.62 | -0.32796 | -0.080535
19574 | 13E20G12H11D05M01W03 | 13.06 | 61.79 | 0.65 | 11.76 | 87.26 | 4.9 | 5184.8813 | 316.05 | -0.32796 | -0.024419
19575 | 13E20G12H11D06M01W02 | 11.86 | 54.94 | 0.65 | 16.54 | 83.99 | 4.3556 | 4641.3712 | 368.55 | -0.18074 | 0.01397
19576 | 13E20G12H11D06M01W03 | 11.86 | 54.94 | 0.65 | 11.76 | 79.21 | 4.3556 | 4641.3712 | 301.98 | -0.18074 | 0.070087
19577 | 13E20G12H11D07M01W02 | 13.37 | 63.69 | 0.65 | 16.54 | 94.25 | 5.0556 | 5336.654 | 386.19 | -0.36879 | -0.10648
19578 | 13E20G12H11D07M01W03 | 13.37 | 63.69 | 0.65 | 11.76 | 89.47 | 5.0556 | 5336.654 | 319.62 | -0.36879 | -0.050364
19579 | 13E20G12H11D07M01W04 | 13.37 | 63.69 | 0.65 | 8.59 | 86.3 | 5.0556 | 5336.654 | 275.94 | -0.36879 | -0.013149
19580 | 13E20G12H11D07M02W02 | 13.08 | 62.41 | 0.65 | 16.54 | 92.68 | 5.0556 | 5178.7284 | 382.62 | -0.34129 | -0.088049
19581 | 13E20G12H12D05M01W02 | 11.35 | 51.49 | 0.65 | 16.54 | 80.03 | 4.0444 | 4317.3161 | 364.56 | -0.1066 | 0.06046
19582 | 13E20G12H12D05M01W03 | 11.35 | 51.49 | 0.65 | 11.76 | 75.25 | 4.0444 | 4317.3161 | 297.99 | -0.1066 | 0.11658
19583 | 13E20G12H12D07M01W02 | 11.62 | 53.07 | 0.65 | 16.54 | 81.88 | 4.2 | 4442.426 | 367.92 | -0.14055 | 0.038741
19584 | 13E20G12H12D07M01W03 | 11.62 | 53.07 | 0.65 | 11.76 | 77.1 | 4.2 | 4442.426 | 301.35 | -0.14055 | 0.094858
19585 | 13E20G12H12D07M01W04 | 11.62 | 53.07 | 0.65 | 8.59 | 73.93 | 4.2 | 4442.426 | 257.67 | -0.14055 | 0.13207
19586 | 13E20G12H12D07M02W02 | 11.37 | 52.01 | 0.65 | 16.54 | 80.57 | 4.2 | 4311.1632 | 364.77 | -0.11777 | 0.054121
19587 | 13E20G12H13D05M01W02 | 11.35 | 49.9 | 0.65 | 16.54 | 78.44 | 4.0444 | 4147.0847 | 364.56 | -0.072426 | 0.079127
19588 | 13E20G12H13D05M01W03 | 11.35 | 49.9 | 0.65 | 11.76 | 73.66 | 4.0444 | 4147.0847 | 297.99 | -0.072426 | 0.13524
19589 | 13E20G12H13D07M01W02 | 11.62 | 51.44 | 0.65 | 16.54 | 80.25 | 4.2 | 4268.0926 | 367.92 | -0.10552 | 0.057877
19590 | 13E20G12H13D07M01W03 | 11.62 | 51.44 | 0.65 | 11.76 | 75.47 | 4.2 | 4268.0926 | 301.35 | -0.10552 | 0.11399
19591 | 13E20G12H13D07M01W04 | 11.62 | 51.44 | 0.65 | 8.59 | 72.3 | 4.2 | 4268.0926 | 257.67 | -0.10552 | 0.15121
19592 | 13E20G12H13D07M02W02 | 11.37 | 50.46 | 0.65 | 16.54 | 79.02 | 4.2 | 4147.0847 | 364.77 | -0.084462 | 0.072317
19593 | 13E20G12H14D05M01W02 | 13.06 | 59.94 | 0.65 | 16.54 | 90.19 | 4.9 | 4987.9871 | 382.62 | -0.2882 | -0.058817
19594 | 13E20G12H14D05M01W03 | 13.06 | 59.94 | 0.65 | 11.76 | 85.41 | 4.9 | 4987.9871 | 316.05 | -0.2882 | -0.0027002
19595 | 13E20G12H14D07M01W02 | 13.37 | 61.79 | 0.65 | 16.54 | 92.35 | 5.0556 | 5133.6068 | 386.19 | -0.32796 | -0.084175
19596 | 13E20G12H14D07M01W03 | 13.37 | 61.79 | 0.65 | 11.76 | 87.57 | 5.0556 | 5133.6068 | 319.62 | -0.32796 | -0.028058
19597 | 13E20G12H14D07M01W04 | 13.37 | 61.79 | 0.65 | 8.59 | 84.4 | 5.0556 | 5133.6068 | 275.94 | -0.32796 | 0.0091571
19598 | 13E20G12H14D07M02W02 | 13.08 | 60.61 | 0.65 | 16.54 | 90.88 | 5.0556 | 4987.9871 | 382.62 | -0.3026 | -0.066917
19599 | 13E21G10H07D04M01W02 | 15.35 | 61.92 | 0.65 | 16.54 | 94.46 | 6.1444 | 4778.787 | 409.29 | -0.33075 | -0.10895
19600 | 13E21G10H07D05M01W02 | 13.44 | 50.55 | 0.65 | 16.54 | 81.18 | 5.1333 | 3954.2924 | 387.03 | -0.086396 | 0.046959
19601 | 13E21G10H07D05M01W03 | 13.44 | 50.55 | 0.65 | 11.76 | 76.4 | 5.1333 | 3954.2924 | 320.46 | -0.086396 | 0.10308
19602 | 13E21G10H07D06M01W02 | 12.04 | 43.21 | 0.65 | 16.54 | 72.44 | 4.4333 | 3423.0882 | 370.44 | 0.071352 | 0.14957
19603 | 13E21G10H07D06M01W03 | 12.04 | 43.21 | 0.65 | 11.76 | 67.66 | 4.4333 | 3423.0882 | 303.87 | 0.071352 | 0.20568 | 1
19604 | 13E21G10H07D07M01W02 | 13.81 | 52.61 | 0.65 | 16.54 | 83.61 | 5.2889 | 4104.0141 | 391.23 | -0.13067 | 0.018432
19605 | 13E21G10H07D07M01W03 | 13.81 | 52.61 | 0.65 | 11.76 | 78.83 | 5.2889 | 4104.0141 | 324.66 | -0.13067 | 0.074548
19606 | 13E21G10H07D07M01W04 | 13.81 | 52.61 | 0.65 | 8.59 | 75.66 | 5.2889 | 4104.0141 | 280.98 | -0.13067 | 0.11176
19607 | 13E21G10H07D07M02W02 | 13.72 | 51.07 | 0.65 | 16.54 | 81.98 | 5.2889 | 3974.8022 | 389.97 | -0.097571 | 0.037568
19608 | 13E21G10H08D05M01W02 | 11.84 | 50.55 | 0.65 | 16.54 | 79.58 | 5.1333 | 3954.2924 | 366.45 | -0.086396 | 0.065743
19609 | 13E21G10H08D05M01W03 | 11.84 | 50.55 | 0.65 | 11.76 | 74.8 | 5.1333 | 3954.2924 | 299.88 | -0.086396 | 0.12186
19610 | 13E21G10H08D06M01W02 | 10.6 | 43.21 | 0.65 | 16.54 | 71 | 4.4333 | 3423.0882 | 351.96 | 0.071352 | 0.16647 | 1
19611 | 13E21G10H08D06M01W03 | 10.6 | 43.21 | 0.65 | 11.76 | 66.22 | 4.4333 | 3423.0882 | 285.39 | 0.071352 | 0.22259 | 1
19612 | 13E21G10H08D07M01W02 | 12.17 | 52.61 | 0.65 | 16.54 | 81.97 | 5.2889 | 4104.0141 | 370.02 | -0.13067 | 0.037685
19613 | 13E21G10H08D07M01W03 | 12.17 | 52.61 | 0.65 | 11.76 | 77.19 | 5.2889 | 4104.0141 | 303.45 | -0.13067 | 0.093801
19614 | 13E21G10H08D07M01W04 | 12.17 | 52.61 | 0.65 | 8.59 | 74.02 | 5.2889 | 4104.0141 | 259.77 | -0.13067 | 0.13102
19615 | 13E21G10H08D07M02W02 | 12.09 | 51.07 | 0.65 | 16.54 | 80.35 | 5.2889 | 3974.8022 | 368.97 | -0.097571 | 0.056703
19616 | 13E21G10H09D05M01W02 | 11.4 | 50.55 | 0.65 | 16.54 | 79.14 | 5.1333 | 3954.2924 | 360.57 | -0.086396 | 0.070909
19617 | 13E21G10H09D05M01W03 | 11.4 | 50.55 | 0.65 | 11.76 | 74.36 | 5.1333 | 3954.2924 | 294 | -0.086396 | 0.12703
19618 | 13E21G10H09D07M01W02 | 11.71 | 52.61 | 0.65 | 16.54 | 81.51 | 5.2889 | 4104.0141 | 364.14 | -0.13067 | 0.043085
19619 | 13E21G10H09D07M01W03 | 11.71 | 52.61 | 0.65 | 11.76 | 76.73 | 5.2889 | 4104.0141 | 297.57 | -0.13067 | 0.099202
19620 | 13E21G10H09D07M01W04 | 11.71 | 52.61 | 0.65 | 8.59 | 73.56 | 5.2889 | 4104.0141 | 253.89 | -0.13067 | 0.13642
19621 | 13E21G10H09D07M02W02 | 11.64 | 51.07 | 0.65 | 16.54 | 79.9 | 5.2889 | 3974.8022 | 363.09 | -0.097571 | 0.061986
19622 | 13E21G10H10D05M01W02 | 13.44 | 43.61 | 0.65 | 16.54 | 74.24 | 4.2778 | 3476.4137 | 387.03 | 0.062755 | 0.12843
19623 | 13E21G10H10D05M01W03 | 13.44 | 43.61 | 0.65 | 11.76 | 69.46 | 4.2778 | 3476.4137 | 320.46 | 0.062755 | 0.18455 | 1
19624 | 13E21G10H10D07M01W02 | 13.81 | 45.38 | 0.65 | 16.54 | 76.38 | 4.4333 | 3605.6255 | 391.23 | 0.024715 | 0.10331
19625 | 13E21G10H10D07M01W03 | 13.81 | 45.38 | 0.65 | 11.76 | 71.6 | 4.4333 | 3605.6255 | 324.66 | 0.024715 | 0.15943 | 1
19626 | 13E21G10H10D07M01W04 | 13.81 | 45.38 | 0.65 | 8.59 | 68.43 | 4.4333 | 3605.6255 | 280.98 | 0.024715 | 0.19664 | 1
19627 | 13E21G10H10D07M02W02 | 13.72 | 44.04 | 0.65 | 16.54 | 74.95 | 4.5111 | 3492.8216 | 389.97 | 0.053514 | 0.1201
19628 | 13E21G10H11D05M01W02 | 13.44 | 40.71 | 0.65 | 16.54 | 71.34 | 3.9667 | 3283.6214 | 387.03 | 0.12508 | 0.16248 | 1
19629 | 13E21G10H11D05M01W03 | 13.44 | 40.71 | 0.65 | 11.76 | 66.56 | 3.9667 | 3283.6214 | 320.46 | 0.12508 | 0.2186 | 1
19630 | 13E21G10H11D06M01W02 | 12.04 | 34.84 | 0.65 | 16.54 | 64.07 | 3.4222 | 2850.8643 | 370.44 | 0.25124 | 0.24783 | 1
19631 | 13E21G10H11D06M01W03 | 12.04 | 34.84 | 0.65 | 11.76 | 59.29 | 3.4222 | 2850.8643 | 303.87 | 0.25124 | 0.30394 | 1
19632 | 13E21G10H11D07M01W02 | 13.81 | 42.35 | 0.65 | 16.54 | 73.35 | 4.1222 | 3404.6294 | 391.23 | 0.089835 | 0.13888
19633 | 13E21G10H11D07M01W03 | 13.81 | 42.35 | 0.65 | 11.76 | 68.57 | 4.1222 | 3404.6294 | 324.66 | 0.089835 | 0.195 | 1
19634 | 13E21G10H11D07M01W04 | 13.81 | 42.35 | 0.65 | 8.59 | 65.4 | 4.1222 | 3404.6294 | 280.98 | 0.089835 | 0.23221 | 1
19635 | 13E21G10H11D07M02W02 | 13.72 | 41.09 | 0.65 | 16.54 | 72 | 4.1222 | 3297.9783 | 389.97 | 0.11691 | 0.15473 | 1
19636 | 13E21G10H12D05M01W02 | 11.68 | 33.91 | 0.65 | 16.54 | 62.78 | 3.2667 | 2729.8564 | 368.34 | 0.27122 | 0.26297 | 1
19637 | 13E21G10H12D05M01W03 | 11.68 | 33.91 | 0.65 | 11.76 | 58 | 3.2667 | 2729.8564 | 301.77 | 0.27122 | 0.31909 | 1
19638 | 13E21G10H12D07M01W02 | 11.99 | 35.28 | 0.65 | 16.54 | 64.46 | 3.4222 | 2830.3545 | 372.12 | 0.24178 | 0.24325 | 1
19639 | 13E21G10H12D07M01W03 | 11.99 | 35.28 | 0.65 | 11.76 | 59.68 | 3.4222 | 2830.3545 | 305.55 | 0.24178 | 0.29937 | 1
19640 | 13E21G10H12D07M01W04 | 11.99 | 35.28 | 0.65 | 8.59 | 56.51 | 3.4222 | 2830.3545 | 261.87 | 0.24178 | 0.33658 | 1
19641 | 13E21G10H12D07M02W02 | 11.91 | 34.23 | 0.65 | 16.54 | 63.33 | 3.4222 | 2744.2133 | 371.07 | 0.26435 | 0.25652 | 1
19642 | 13E21G10H13D05M01W02 | 11.68 | 33.1 | 0.65 | 16.54 | 61.97 | 3.2667 | 2647.8172 | 368.34 | 0.28863 | 0.27248 | 1
19643 | 13E21G10H13D05M01W03 | 11.68 | 33.1 | 0.65 | 11.76 | 57.19 | 3.2667 | 2647.8172 | 301.77 | 0.28863 | 0.3286 | 1
19644 | 13E21G10H13D07M01W02 | 11.99 | 34.44 | 0.65 | 16.54 | 63.62 | 3.4222 | 2746.2643 | 372.12 | 0.25983 | 0.25311 | 1
19645 | 13E21G10H13D07M01W03 | 11.99 | 34.44 | 0.65 | 11.76 | 58.84 | 3.4222 | 2746.2643 | 305.55 | 0.25983 | 0.30923 | 1
19646 | 13E21G10H13D07M01W04 | 11.99 | 34.44 | 0.65 | 8.59 | 55.67 | 3.4222 | 2746.2643 | 261.87 | 0.25983 | 0.34644 | 1
19647 | 13E21G10H13D07M02W02 | 11.91 | 33.42 | 0.65 | 16.54 | 62.52 | 3.4222 | 2662.174 | 371.07 | 0.28175 | 0.26602 | 1
19648 | 13E21G10H14D05M01W02 | 13.44 | 39.76 | 0.65 | 16.54 | 70.39 | 3.9667 | 3187.2253 | 387.03 | 0.1455 | 0.17363 | 1
19649 | 13E21G10H14D05M01W03 | 13.44 | 39.76 | 0.65 | 11.76 | 65.61 | 3.9667 | 3187.2253 | 320.46 | 0.1455 | 0.22975 | 1
19650 | 13E21G10H14D07M01W02 | 13.81 | 41.37 | 0.65 | 16.54 | 72.37 | 4.1222 | 3306.1822 | 391.23 | 0.1109 | 0.15039 | 1
19651 | 13E21G10H14D07M01W03 | 13.81 | 41.37 | 0.65 | 11.76 | 67.59 | 4.1222 | 3306.1822 | 324.66 | 0.1109 | 0.2065 | 1
19652 | 13E21G10H14D07M01W04 | 13.81 | 41.37 | 0.65 | 8.59 | 64.42 | 4.1222 | 3306.1822 | 280.98 | 0.1109 | 0.24372 | 1
19653 | 13E21G10H14D07M02W02 | 13.72 | 40.15 | 0.65 | 16.54 | 71.06 | 4.1222 | 3203.6332 | 389.97 | 0.13712 | 0.16577 | 1
19654 | 13E21G11H07D04M01W02 | 16.54 | 55.07 | 0.65 | 16.54 | 88.8 | 5.8333 | 4259.8887 | 423.36 | -0.18354 | -0.042498
19655 | 13E21G11H07D05M01W02 | 14.52 | 45.11 | 0.65 | 16.54 | 76.82 | 4.9 | 3537.9432 | 399.42 | 0.030518 | 0.098145
19656 | 13E21G11H07D05M01W03 | 14.52 | 45.11 | 0.65 | 11.76 | 72.04 | 4.9 | 3537.9432 | 332.85 | 0.030518 | 0.15426 | 1
19657 | 13E21G11H07D06M01W02 | 13.01 | 38.22 | 0.65 | 16.54 | 68.42 | 4.1222 | 3041.6056 | 381.78 | 0.17859 | 0.19676 | 1
19658 | 13E21G11H07D06M01W03 | 13.01 | 38.22 | 0.65 | 11.76 | 63.64 | 4.1222 | 3041.6056 | 315.21 | 0.17859 | 0.25288 | 1
19659 | 13E21G11H07D07M01W02 | 14.9 | 47.03 | 0.65 | 16.54 | 79.12 | 5.0556 | 3675.3589 | 404.04 | -0.010746 | 0.071143
19660 | 13E21G11H07D07M01W03 | 14.9 | 47.03 | 0.65 | 11.76 | 74.34 | 5.0556 | 3675.3589 | 337.47 | -0.010746 | 0.12726
19661 | 13E21G11H07D07M01W04 | 14.9 | 47.03 | 0.65 | 8.59 | 71.17 | 5.0556 | 3675.3589 | 293.79 | -0.010746 | 0.16448 | 1
19662 | 13E21G11H07D07M02W02 | 14.84 | 45.54 | 0.65 | 16.54 | 77.57 | 5.0556 | 3564.6059 | 403.2 | 0.021277 | 0.08934
19663 | 13E21G11H08D05M01W02 | 12.79 | 45.11 | 0.65 | 16.54 | 75.09 | 4.9 | 3537.9432 | 377.37 | 0.030518 | 0.11846
19664 | 13E21G11H08D05M01W03 | 12.79 | 45.11 | 0.65 | 11.76 | 70.31 | 4.9 | 3537.9432 | 310.8 | 0.030518 | 0.17457 | 1
19665 | 13E21G11H08D06M01W02 | 11.46 | 38.22 | 0.65 | 16.54 | 66.87 | 4.1222 | 3041.6056 | 361.83 | 0.17859 | 0.21496 | 1
19666 | 13E21G11H08D06M01W03 | 11.46 | 38.22 | 0.65 | 11.76 | 62.09 | 4.1222 | 3041.6056 | 295.26 | 0.17859 | 0.27107 | 1
19667 | 13E21G11H08D07M01W02 | 13.12 | 47.03 | 0.65 | 16.54 | 77.34 | 5.0556 | 3675.3589 | 381.15 | -0.010746 | 0.09204
19668 | 13E21G11H08D07M01W03 | 13.12 | 47.03 | 0.65 | 11.76 | 72.56 | 5.0556 | 3675.3589 | 314.58 | -0.010746 | 0.14816
19669 | 13E21G11H08D07M01W04 | 13.12 | 47.03 | 0.65 | 8.59 | 69.39 | 5.0556 | 3675.3589 | 270.9 | -0.010746 | 0.18537 | 1
19670 | 13E21G11H08D07M02W02 | 13.07 | 45.54 | 0.65 | 16.54 | 75.8 | 5.0556 | 3564.6059 | 380.52 | 0.021277 | 0.11012
19671 | 13E21G11H09D05M01W02 | 12.31 | 45.11 | 0.65 | 16.54 | 74.61 | 4.9 | 3537.9432 | 371.07 | 0.030518 | 0.12409
19672 | 13E21G11H09D05M01W03 | 12.31 | 45.11 | 0.65 | 11.76 | 69.83 | 4.9 | 3537.9432 | 304.5 | 0.030518 | 0.18021 | 1
19673 | 13E21G11H09D07M01W02 | 12.63 | 47.03 | 0.65 | 16.54 | 76.85 | 5.0556 | 3675.3589 | 374.85 | -0.010746 | 0.097793
19674 | 13E21G11H09D07M01W03 | 12.63 | 47.03 | 0.65 | 11.76 | 72.07 | 5.0556 | 3675.3589 | 308.28 | -0.010746 | 0.15391 | 1
19675 | 13E21G11H09D07M01W04 | 12.63 | 47.03 | 0.65 | 8.59 | 68.9 | 5.0556 | 3675.3589 | 264.6 | -0.010746 | 0.19112 | 1
19676 | 13E21G11H09D07M02W02 | 12.58 | 45.54 | 0.65 | 16.54 | 75.31 | 5.0556 | 3564.6059 | 374.22 | 0.021277 | 0.11587
19677 | 13E21G11H10D05M01W02 | 14.52 | 38.88 | 0.65 | 16.54 | 70.59 | 4.1222 | 3113.39 | 399.42 | 0.16441 | 0.17128 | 1
19678 | 13E21G11H10D05M01W03 | 14.52 | 38.88 | 0.65 | 11.76 | 65.81 | 4.1222 | 3113.39 | 332.85 | 0.16441 | 0.2274 | 1
19679 | 13E21G11H10D07M01W02 | 14.9 | 40.53 | 0.65 | 16.54 | 72.62 | 4.2778 | 3232.3469 | 404.04 | 0.12895 | 0.14745
19680 | 13E21G11H10D07M01W03 | 14.9 | 40.53 | 0.65 | 11.76 | 67.84 | 4.2778 | 3232.3469 | 337.47 | 0.12895 | 0.20357 | 1
19681 | 13E21G11H10D07M01W04 | 14.9 | 40.53 | 0.65 | 8.59 | 64.67 | 4.2778 | 3232.3469 | 293.79 | 0.12895 | 0.24078 | 1
19682 | 13E21G11H10D07M02W02 | 14.84 | 39.24 | 0.65 | 16.54 | 71.27 | 4.2778 | 3135.9508 | 403.2 | 0.15667 | 0.1633 | 1
19683 | 13E21G11H11D05M01W02 | 14.52 | 36.26 | 0.65 | 16.54 | 67.97 | 3.7333 | 2941.1075 | 399.42 | 0.22072 | 0.20204 | 1
19684 | 13E21G11H11D05M01W03 | 14.52 | 36.26 | 0.65 | 11.76 | 63.19 | 3.7333 | 2941.1075 | 332.85 | 0.22072 | 0.25816 | 1
19685 | 13E21G11H11D06M01W02 | 13.01 | 30.76 | 0.65 | 16.54 | 60.96 | 3.1889 | 2537.0642 | 381.78 | 0.33892 | 0.28434 | 1
19686 | 13E21G11H11D06M01W03 | 13.01 | 30.76 | 0.65 | 11.76 | 56.18 | 3.1889 | 2537.0642 | 315.21 | 0.33892 | 0.34046 | 1
19687 | 13E21G11H11D07M01W02 | 14.9 | 37.79 | 0.65 | 16.54 | 69.88 | 3.8889 | 3053.9115 | 404.04 | 0.18784 | 0.17962 | 1
19688 | 13E21G11H11D07M01W03 | 14.9 | 37.79 | 0.65 | 11.76 | 65.1 | 3.8889 | 3053.9115 | 337.47 | 0.18784 | 0.23574 | 1
19689 | 13E21G11H11D07M01W04 | 14.9 | 37.79 | 0.65 | 8.59 | 61.93 | 3.8889 | 3053.9115 | 293.79 | 0.18784 | 0.27295 | 1
19690 | 13E21G11H11D07M02W02 | 14.84 | 36.58 | 0.65 | 16.54 | 68.61 | 3.8889 | 2961.6173 | 403.2 | 0.21384 | 0.19453 | 1
19691 | 13E21G11H12D05M01W02 | 12.61 | 30.2 | 0.65 | 16.54 | 60 | 3.1111 | 2442.719 | 379.47 | 0.35096 | 0.29561 | 1
19692 | 13E21G11H12D05M01W03 | 12.61 | 30.2 | 0.65 | 11.76 | 55.22 | 3.1111 | 2442.719 | 312.9 | 0.35096 | 0.35173 | 1
19693 | 13E21G11H12D07M01W02 | 12.94 | 31.48 | 0.65 | 16.54 | 61.61 | 3.2667 | 2537.0642 | 383.46 | 0.32345 | 0.27671 | 1
19694 | 13E21G11H12D07M01W03 | 12.94 | 31.48 | 0.65 | 11.76 | 56.83 | 3.2667 | 2537.0642 | 316.89 | 0.32345 | 0.33282 | 1
19695 | 13E21G11H12D07M01W04 | 12.94 | 31.48 | 0.65 | 8.59 | 53.66 | 3.2667 | 2537.0642 | 273.21 | 0.32345 | 0.37004 | 1
19696 | 13E21G11H12D07M02W02 | 12.9 | 30.47 | 0.65 | 16.54 | 60.56 | 3.2667 | 2461.1778 | 382.83 | 0.34515 | 0.28903 | 1
19697 | 13E21G11H13D05M01W02 | 12.61 | 29.51 | 0.65 | 16.54 | 59.31 | 3.1111 | 2372.9856 | 379.47 | 0.36579 | 0.30371 | 1
19698 | 13E21G11H13D05M01W03 | 12.61 | 29.51 | 0.65 | 11.76 | 54.53 | 3.1111 | 2372.9856 | 312.9 | 0.36579 | 0.35983 | 1
19699 | 13E21G11H13D07M01W02 | 12.94 | 30.76 | 0.65 | 16.54 | 60.89 | 3.2667 | 2465.2798 | 383.46 | 0.33892 | 0.28516 | 1
19700 | 13E21G11H13D07M01W03 | 12.94 | 30.76 | 0.65 | 11.76 | 56.11 | 3.2667 | 2465.2798 | 316.89 | 0.33892 | 0.34128 | 1
19701 | 13E21G11H13D07M01W04 | 12.94 | 30.76 | 0.65 | 8.59 | 52.94 | 3.2667 | 2465.2798 | 273.21 | 0.33892 | 0.37849 | 1
19702 | 13E21G11H13D07M02W02 | 12.9 | 29.78 | 0.65 | 16.54 | 59.87 | 3.2667 | 2391.4445 | 382.83 | 0.35998 | 0.29714 | 1
19703 | 13E21G11H14D05M01W02 | 14.52 | 35.45 | 0.65 | 16.54 | 67.16 | 3.7333 | 2859.0683 | 399.42 | 0.23813 | 0.21155 | 1
19704 | 13E21G11H14D05M01W03 | 14.52 | 35.45 | 0.65 | 11.76 | 62.38 | 3.7333 | 2859.0683 | 332.85 | 0.23813 | 0.26767 | 1
19705 | 13E21G11H14D07M01W02 | 14.9 | 36.96 | 0.65 | 16.54 | 69.05 | 3.8889 | 2969.8213 | 404.04 | 0.20567 | 0.18936 | 1
19706 | 13E21G11H14D07M01W03 | 14.9 | 36.96 | 0.65 | 11.76 | 64.27 | 3.8889 | 2969.8213 | 337.47 | 0.20567 | 0.24548 | 1
19707 | 13E21G11H14D07M01W04 | 14.9 | 36.96 | 0.65 | 8.59 | 61.1 | 3.8889 | 2969.8213 | 293.79 | 0.20567 | 0.2827 | 1
19708 | 13E21G11H14D07M02W02 | 14.84 | 35.78 | 0.65 | 16.54 | 67.81 | 3.8889 | 2881.6291 | 403.2 | 0.23103 | 0.20392 | 1
19709 | 13E21G12H07D04M01W02 | 13.32 | 90.75 | 0.65 | 16.54 | 121.26 | 7.3889 | 7340.4629 | 385.56 | -0.95035 | -0.42357
19710 | 13E21G12H07D05M01W02 | 11.64 | 73.93 | 0.65 | 16.54 | 102.76 | 6.2222 | 6019.6308 | 365.61 | -0.58887 | -0.20639
19711 | 13E21G12H07D05M01W03 | 11.64 | 73.93 | 0.65 | 11.76 | 97.98 | 6.2222 | 6019.6308 | 299.04 | -0.58887 | -0.15027
19712 | 13E21G12H07D06M01W02 | 10.49 | 65.46 | 0.65 | 16.54 | 93.14 | 5.5222 | 5363.3167 | 352.17 | -0.40683 | -0.093449
19713 | 13E21G12H07D06M01W03 | 10.49 | 65.46 | 0.65 | 11.76 | 88.36 | 5.5222 | 5363.3167 | 285.6 | -0.40683 | -0.037333
19714 | 13E21G12H07D07M01W02 | 11.93 | 76.28 | 0.65 | 16.54 | 105.4 | 6.3778 | 6202.1682 | 369.18 | -0.63937 | -0.23738
19715 | 13E21G12H07D07M01W03 | 11.93 | 76.28 | 0.65 | 11.76 | 100.62 | 6.3778 | 6202.1682 | 302.61 | -0.63937 | -0.18126
19716 | 13E21G12H07D07M01W04 | 11.93 | 76.28 | 0.65 | 8.59 | 97.45 | 6.3778 | 6202.1682 | 258.93 | -0.63937 | -0.14405
19717 | 13E21G12H07D07M02W02 | 11.68 | 74.84 | 0.65 | 16.54 | 103.71 | 6.4556 | 6027.8347 | 366.03 | -0.60842 | -0.21754
19718 | 13E21G12H08D05M01W02 | 10.26 | 73.93 | 0.65 | 16.54 | 101.38 | 6.2222 | 6019.6308 | 347.97 | -0.58887 | -0.19019
19719 | 13E21G12H08D05M01W03 | 10.26 | 73.93 | 0.65 | 11.76 | 96.6 | 6.2222 | 6019.6308 | 281.4 | -0.58887 | -0.13407
19720 | 13E21G12H08D06M01W02 | 9.24 | 65.46 | 0.65 | 16.54 | 91.89 | 5.5222 | 5363.3167 | 336.21 | -0.40683 | -0.078774
19721 | 13E21G12H08D06M01W03 | 9.24 | 65.46 | 0.65 | 11.76 | 87.11 | 5.5222 | 5363.3167 | 269.64 | -0.40683 | -0.022658
19722 | 13E21G12H08D07M01W02 | 10.51 | 76.28 | 0.65 | 16.54 | 103.98 | 6.3778 | 6202.1682 | 350.91 | -0.63937 | -0.22071
19723 | 13E21G12H08D07M01W03 | 10.51 | 76.28 | 0.65 | 11.76 | 99.2 | 6.3778 | 6202.1682 | 284.34 | -0.63937 | -0.16459
19724 | 13E21G12H08D07M01W04 | 10.51 | 76.28 | 0.65 | 8.59 | 96.03 | 6.3778 | 6202.1682 | 240.66 | -0.63937 | -0.12738
19725 | 13E21G12H08D07M02W02 | 10.29 | 74.84 | 0.65 | 16.54 | 102.32 | 6.4556 | 6027.8347 | 348.18 | -0.60842 | -0.20122
19726 | 13E21G12H09D05M01W02 | 9.87 | 73.93 | 0.65 | 16.54 | 100.99 | 6.2222 | 6019.6308 | 342.93 | -0.58887 | -0.18561
19727 | 13E21G12H09D05M01W03 | 9.87 | 73.93 | 0.65 | 11.76 | 96.21 | 6.2222 | 6019.6308 | 276.36 | -0.58887 | -0.12949
19728 | 13E21G12H09D07M01W02 | 10.12 | 76.28 | 0.65 | 16.54 | 103.59 | 6.3778 | 6202.1682 | 345.87 | -0.63937 | -0.21613
19729 | 13E21G12H09D07M01W03 | 10.12 | 76.28 | 0.65 | 11.76 | 98.81 | 6.3778 | 6202.1682 | 279.3 | -0.63937 | -0.16001
19730 | 13E21G12H09D07M01W04 | 10.12 | 76.28 | 0.65 | 8.59 | 95.64 | 6.3778 | 6202.1682 | 235.62 | -0.63937 | -0.1228
19731 | 13E21G12H09D07M02W02 | 9.91 | 74.84 | 0.65 | 16.54 | 101.94 | 6.4556 | 6027.8347 | 343.35 | -0.60842 | -0.19676
19732 | 13E21G12H10D05M01W02 | 11.64 | 64.13 | 0.65 | 16.54 | 92.96 | 5.2111 | 5299.7363 | 365.61 | -0.37825 | -0.091336
19733 | 13E21G12H10D05M01W03 | 11.64 | 64.13 | 0.65 | 11.76 | 88.18 | 5.2111 | 5299.7363 | 299.04 | -0.37825 | -0.03522
19734 | 13E21G12H10D07M01W02 | 11.93 | 66.16 | 0.65 | 16.54 | 95.28 | 5.3667 | 5459.7129 | 369.18 | -0.42188 | -0.11857
19735 | 13E21G12H10D07M01W03 | 11.93 | 66.16 | 0.65 | 11.76 | 90.5 | 5.3667 | 5459.7129 | 302.61 | -0.42188 | -0.062456
19736 | 13E21G12H10D07M01W04 | 11.93 | 66.16 | 0.65 | 8.59 | 87.33 | 5.3667 | 5459.7129 | 258.93 | -0.42188 | -0.025241
19737 | 13E21G12H10D07M02W02 | 11.68 | 64.86 | 0.65 | 16.54 | 93.73 | 5.4444 | 5301.7873 | 366.03 | -0.39394 | -0.10038
19738 | 13E21G12H11D05M01W02 | 11.64 | 60.12 | 0.65 | 16.54 | 88.95 | 4.8222 | 5018.7518 | 365.61 | -0.29207 | -0.044259
19739 | 13E21G12H11D05M01W03 | 11.64 | 60.12 | 0.65 | 11.76 | 84.17 | 4.8222 | 5018.7518 | 299.04 | -0.29207 | 0.011857
19740 | 13E21G12H11D06M01W02 | 10.49 | 53.28 | 0.65 | 16.54 | 80.96 | 4.2778 | 4479.3437 | 352.17 | -0.14507 | 0.049542
19741 | 13E21G12H11D06M01W03 | 10.49 | 53.28 | 0.65 | 11.76 | 76.18 | 4.2778 | 4479.3437 | 285.6 | -0.14507 | 0.10566
19742 | 13E21G12H11D07M01W02 | 11.93 | 62.02 | 0.65 | 16.54 | 91.14 | 4.9 | 5170.5245 | 369.18 | -0.3329 | -0.069969
19743 | 13E21G12H11D07M01W03 | 11.93 | 62.02 | 0.65 | 11.76 | 86.36 | 4.9 | 5170.5245 | 302.61 | -0.3329 | -0.013853
19744 | 13E21G12H11D07M01W04 | 11.93 | 62.02 | 0.65 | 8.59 | 83.19 | 4.9 | 5170.5245 | 258.93 | -0.3329 | 0.023362
19745 | 13E21G12H11D07M02W02 | 11.68 | 60.76 | 0.65 | 16.54 | 89.63 | 4.9778 | 5016.7008 | 366.03 | -0.30582 | -0.052242
19746 | 13E21G12H12D05M01W02 | 10.11 | 50.1 | 0.65 | 16.54 | 77.4 | 3.9667 | 4181.9514 | 349.65 | -0.076725 | 0.091336
19747 | 13E21G12H12D05M01W03 | 10.11 | 50.1 | 0.65 | 11.76 | 72.62 | 3.9667 | 4181.9514 | 283.08 | -0.076725 | 0.14745
19748 | 13E21G12H12D07M01W02 | 10.36 | 51.69 | 0.65 | 16.54 | 79.24 | 4.1222 | 4307.0612 | 352.8 | -0.1109 | 0.069735
19749 | 13E21G12H12D07M01W03 | 10.36 | 51.69 | 0.65 | 11.76 | 74.46 | 4.1222 | 4307.0612 | 286.23 | -0.1109 | 0.12585
19750 | 13E21G12H12D07M01W04 | 10.36 | 51.69 | 0.65 | 8.59 | 71.29 | 4.1222 | 4307.0612 | 242.55 | -0.1109 | 0.16307
19751 | 13E21G12H12D07M02W02 | 10.14 | 50.63 | 0.65 | 16.54 | 77.96 | 4.1222 | 4179.9004 | 350.07 | -0.088115 | 0.084762
19752 | 13E21G12H13D05M01W02 | 10.11 | 48.57 | 0.65 | 16.54 | 75.87 | 3.9667 | 4019.9238 | 349.65 | -0.043843 | 0.1093
19753 | 13E21G12H13D05M01W03 | 10.11 | 48.57 | 0.65 | 11.76 | 71.09 | 3.9667 | 4019.9238 | 283.08 | -0.043843 | 0.16541
19754 | 13E21G12H13D07M01W02 | 10.36 | 50.11 | 0.65 | 16.54 | 77.66 | 4.1222 | 4138.8808 | 352.8 | -0.07694 | 0.088284
19755 | 13E21G12H13D07M01W03 | 10.36 | 50.11 | 0.65 | 11.76 | 72.88 | 4.1222 | 4138.8808 | 286.23 | -0.07694 | 0.1444
19756 | 13E21G12H13D07M01W04 | 10.36 | 50.11 | 0.65 | 8.59 | 69.71 | 4.1222 | 4138.8808 | 242.55 | -0.07694 | 0.18162
19757 | 13E21G12H13D07M02W02 | 10.14 | 49.14 | 0.65 | 16.54 | 76.47 | 4.1222 | 4021.9748 | 350.07 | -0.056093 | 0.10225
19758 | 13E21G12H14D05M01W02 | 11.64 | 58.34 | 0.65 | 16.54 | 87.17 | 4.8222 | 4830.0615 | 365.61 | -0.25381 | -0.023362
19759 | 13E21G12H14D05M01W03 | 11.64 | 58.34 | 0.65 | 11.76 | 82.39 | 4.8222 | 4830.0615 | 299.04 | -0.25381 | 0.032754
19760 | 13E21G12H14D07M01W02 | 11.93 | 60.19 | 0.65 | 16.54 | 89.31 | 4.9 | 4973.6302 | 369.18 | -0.29357 | -0.048486
19761 | 13E21G12H14D07M01W03 | 11.93 | 60.19 | 0.65 | 11.76 | 84.53 | 4.9 | 4973.6302 | 302.61 | -0.29357 | 0.0076309
19762 | 13E21G12H14D07M01W04 | 11.93 | 60.19 | 0.65 | 8.59 | 81.36 | 4.9 | 4973.6302 | 258.93 | -0.29357 | 0.044846
19763 | 13E21G12H14D07M02W02 | 11.68 | 59.02 | 0.65 | 16.54 | 87.89 | 4.9778 | 4834.1635 | 366.03 | -0.26843 | -0.031815
19764 | 13E22G10H07D04M01W02 | 15.46 | 44.42 | 0.65 | 16.54 | 77.07 | 4.9778 | 3509.2294 | 410.55 | 0.045347 | 0.09521
19765 | 13E22G10H07D05M01W02 | 13.54 | 37.56 | 0.65 | 16.54 | 68.29 | 4.2 | 3004.688 | 388.08 | 0.19278 | 0.19829 | 1
19766 | 13E22G10H07D05M01W03 | 13.54 | 37.56 | 0.65 | 11.76 | 63.51 | 4.2 | 3004.688 | 321.51 | 0.19278 | 0.2544 | 1
19767 | 13E22G10H07D06M01W02 | 12.13 | 33.14 | 0.65 | 16.54 | 62.46 | 3.7333 | 2680.6329 | 371.49 | 0.28777 | 0.26673 | 1
19768 | 13E22G10H07D06M01W03 | 12.13 | 33.14 | 0.65 | 11.76 | 57.68 | 3.7333 | 2680.6329 | 304.92 | 0.28777 | 0.32285 | 1
19769 | 13E22G10H07D07M01W02 | 13.9 | 38.74 | 0.65 | 16.54 | 69.83 | 4.3556 | 3092.8802 | 392.28 | 0.16742 | 0.18021 | 1
19770 | 13E22G10H07D07M01W03 | 13.9 | 38.74 | 0.65 | 11.76 | 65.05 | 4.3556 | 3092.8802 | 325.71 | 0.16742 | 0.23632 | 1
19771 | 13E22G10H07D07M01W04 | 13.9 | 38.74 | 0.65 | 8.59 | 61.88 | 4.3556 | 3092.8802 | 282.03 | 0.16742 | 0.27354 | 1
19772 | 13E22G10H07D07M02W02 | 13.84 | 37.54 | 0.65 | 16.54 | 68.57 | 4.3556 | 3004.688 | 391.44 | 0.19321 | 0.195 | 1
19773 | 13E22G10H08D05M01W02 | 11.93 | 37.56 | 0.65 | 16.54 | 66.68 | 4.2 | 3004.688 | 367.29 | 0.19278 | 0.21719 | 1
19774 | 13E22G10H08D05M01W03 | 11.93 | 37.56 | 0.65 | 11.76 | 61.9 | 4.2 | 3004.688 | 300.72 | 0.19278 | 0.2733 | 1
19775 | 13E22G10H08D06M01W02 | 10.68 | 33.14 | 0.65 | 16.54 | 61.01 | 3.7333 | 2680.6329 | 352.8 | 0.28777 | 0.28375 | 1
19776 | 13E22G10H08D06M01W03 | 10.68 | 33.14 | 0.65 | 11.76 | 56.23 | 3.7333 | 2680.6329 | 286.23 | 0.28777 | 0.33987 | 1
19777 | 13E22G10H08D07M01W02 | 12.25 | 38.74 | 0.65 | 16.54 | 68.18 | 4.3556 | 3092.8802 | 370.86 | 0.16742 | 0.19958 | 1
19778 | 13E22G10H08D07M01W03 | 12.25 | 38.74 | 0.65 | 11.76 | 63.4 | 4.3556 | 3092.8802 | 304.29 | 0.16742 | 0.25569 | 1
19779 | 13E22G10H08D07M01W04 | 12.25 | 38.74 | 0.65 | 8.59 | 60.23 | 4.3556 | 3092.8802 | 260.61 | 0.16742 | 0.29291 | 1
19780 | 13E22G10H08D07M02W02 | 12.2 | 37.54 | 0.65 | 16.54 | 66.93 | 4.3556 | 3004.688 | 370.23 | 0.19321 | 0.21425 | 1
19781 | 13E22G10H09D05M01W02 | 11.48 | 37.56 | 0.65 | 16.54 | 66.23 | 4.2 | 3004.688 | 361.62 | 0.19278 | 0.22247 | 1
19782 | 13E22G10H09D05M01W03 | 11.48 | 37.56 | 0.65 | 11.76 | 61.45 | 4.2 | 3004.688 | 295.05 | 0.19278 | 0.27859 | 1
19783 | 13E22G10H09D07M01W02 | 11.79 | 38.74 | 0.65 | 16.54 | 67.72 | 4.3556 | 3092.8802 | 364.98 | 0.16742 | 0.20498 | 1
19784 | 13E22G10H09D07M01W03 | 11.79 | 38.74 | 0.65 | 11.76 | 62.94 | 4.3556 | 3092.8802 | 298.41 | 0.16742 | 0.26109 | 1
19785 | 13E22G10H09D07M01W04 | 11.79 | 38.74 | 0.65 | 8.59 | 59.77 | 4.3556 | 3092.8802 | 254.73 | 0.16742 | 0.29831 | 1
19786 | 13E22G10H09D07M02W02 | 11.74 | 37.54 | 0.65 | 16.54 | 66.47 | 4.3556 | 3004.688 | 364.35 | 0.19321 | 0.21965 | 1
19787 | 13E22G10H10D05M01W02 | 13.54 | 32.38 | 0.65 | 16.54 | 63.11 | 3.5 | 2649.8682 | 388.08 | 0.3041 | 0.2591 | 1
19788 | 13E22G10H10D05M01W03 | 13.54 | 32.38 | 0.65 | 11.76 | 58.33 | 3.5 | 2649.8682 | 321.51 | 0.3041 | 0.31521 | 1
19789 | 13E22G10H10D07M01W02 | 13.9 | 33.39 | 0.65 | 16.54 | 64.48 | 3.6556 | 2725.7545 | 392.28 | 0.2824 | 0.24301 | 1
19790 | 13E22G10H10D07M01W03 | 13.9 | 33.39 | 0.65 | 11.76 | 59.7 | 3.6556 | 2725.7545 | 325.71 | 0.2824 | 0.29913 | 1
19791 | 13E22G10H10D07M01W04 | 13.9 | 33.39 | 0.65 | 8.59 | 56.53 | 3.6556 | 2725.7545 | 282.03 | 0.2824 | 0.33635 | 1
19792 | 13E22G10H10D07M02W02 | 13.84 | 32.36 | 0.65 | 16.54 | 63.39 | 3.6556 | 2649.8682 | 391.44 | 0.30453 | 0.25581 | 1
19793 | 13E22G10H11D05M01W02 | 13.54 | 30.2 | 0.65 | 16.54 | 60.93 | 3.2667 | 2506.2994 | 388.08 | 0.35096 | 0.28469 | 1
19794 | 13E22G10H11D05M01W03 | 13.54 | 30.2 | 0.65 | 11.76 | 56.15 | 3.2667 | 2506.2994 | 321.51 | 0.35096 | 0.34081 | 1
19795 | 13E22G10H11D06M01W02 | 12.13 | 26.68 | 0.65 | 16.54 | 56 | 2.8778 | 2241.7228 | 371.49 | 0.42661 | 0.34257 | 1
19796 | 13E22G10H11D06M01W03 | 12.13 | 26.68 | 0.65 | 11.76 | 51.22 | 2.8778 | 2241.7228 | 304.92 | 0.42661 | 0.39869 | 2
19797 | 13E22G10H11D07M01W02 | 13.9 | 31.14 | 0.65 | 16.54 | 62.23 | 3.3444 | 2578.0838 | 392.28 | 0.33075 | 0.26943 | 1
19798 | 13E22G10H11D07M01W03 | 13.9 | 31.14 | 0.65 | 11.76 | 57.45 | 3.3444 | 2578.0838 | 325.71 | 0.33075 | 0.32555 | 1
19799 | 13E22G10H11D07M01W04 | 13.9 | 31.14 | 0.65 | 8.59 | 54.28 | 3.3444 | 2578.0838 | 282.03 | 0.33075 | 0.36276 | 1
19800 | 13E22G10H11D07M02W02 | 13.84 | 30.18 | 0.65 | 16.54 | 61.21 | 3.3444 | 2506.2994 | 391.44 | 0.35139 | 0.2814 | 1
19801 | 13E22G10H12D05M01W02 | 11.77 | 25.16 | 0.65 | 16.54 | 54.12 | 2.7222 | 2083.7972 | 369.39 | 0.45927 | 0.36464 | 2
19802 | 13E22G10H12D05M01W03 | 11.77 | 25.16 | 0.65 | 11.76 | 49.34 | 2.7222 | 2083.7972 | 302.82 | 0.45927 | 0.42076 | 2
19803 | 13E22G10H12D07M01W02 | 12.07 | 25.94 | 0.65 | 16.54 | 55.2 | 2.8 | 2141.2247 | 372.96 | 0.44251 | 0.35196 | 2
19804 | 13E22G10H12D07M01W03 | 12.07 | 25.94 | 0.65 | 11.76 | 50.42 | 2.8 | 2141.2247 | 306.39 | 0.44251 | 0.40808 | 2
19805 | 13E22G10H12D07M01W04 | 12.07 | 25.94 | 0.65 | 8.59 | 47.25 | 2.8 | 2141.2247 | 262.71 | 0.44251 | 0.44529 | 2
19806 | 13E22G10H12D07M02W02 | 12.02 | 25.14 | 0.65 | 16.54 | 54.35 | 2.8 | 2081.7463 | 372.33 | 0.4597 | 0.36194 | 2
19807 | 13E22G10H13D05M01W02 | 11.77 | 24.57 | 0.65 | 16.54 | 53.53 | 2.7222 | 2024.3188 | 369.39 | 0.47195 | 0.37157 | 2
19808 | 13E22G10H13D05M01W03 | 11.77 | 24.57 | 0.65 | 11.76 | 48.75 | 2.7222 | 2024.3188 | 302.82 | 0.47195 | 0.42768 | 2
19809 | 13E22G10H13D07M01W02 | 12.07 | 25.34 | 0.65 | 16.54 | 54.6 | 2.8 | 2079.6953 | 372.96 | 0.45541 | 0.359 | 2
19810 | 13E22G10H13D07M01W03 | 12.07 | 25.34 | 0.65 | 11.76 | 49.82 | 2.8 | 2079.6953 | 306.39 | 0.45541 | 0.41512 | 2
19811 | 13E22G10H13D07M01W04 | 12.07 | 25.34 | 0.65 | 8.59 | 46.65 | 2.8 | 2079.6953 | 262.71 | 0.45541 | 0.45234 | 2
19812 | 13E22G10H13D07M02W02 | 12.02 | 24.56 | 0.65 | 16.54 | 53.77 | 2.8 | 2022.2678 | 372.33 | 0.47217 | 0.36875 | 2
19813 | 13E22G10H14D05M01W02 | 13.54 | 29.52 | 0.65 | 16.54 | 60.25 | 3.2667 | 2436.5661 | 388.08 | 0.36557 | 0.29267 | 1
19814 | 13E22G10H14D05M01W03 | 13.54 | 29.52 | 0.65 | 11.76 | 55.47 | 3.2667 | 2436.5661 | 321.51 | 0.36557 | 0.34879 | 1
19815 | 13E22G10H14D07M01W02 | 13.9 | 30.44 | 0.65 | 16.54 | 61.53 | 3.3444 | 2506.2994 | 392.28 | 0.3458 | 0.27765 | 1
19816 | 13E22G10H14D07M01W03 | 13.9 | 30.44 | 0.65 | 11.76 | 56.75 | 3.3444 | 2506.2994 | 325.71 | 0.3458 | 0.33376 | 1
19817 | 13E22G10H14D07M01W04 | 13.9 | 30.44 | 0.65 | 8.59 | 53.58 | 3.3444 | 2506.2994 | 282.03 | 0.3458 | 0.37098 | 1
19818 | 13E22G10H14D07M02W02 | 13.84 | 29.5 | 0.65 | 16.54 | 60.53 | 3.3444 | 2436.5661 | 391.44 | 0.366 | 0.28939 | 1
19819 | 13E22G11H07D04M01W02 | 16.72 | 38.68 | 0.65 | 16.54 | 72.59 | 4.6667 | 3090.8292 | 425.46 | 0.16871 | 0.1478
19820 | 13E22G11H07D05M01W02 | 14.66 | 32.68 | 0.65 | 16.54 | 64.53 | 3.9667 | 2651.9191 | 401.31 | 0.29766 | 0.24243 | 1
19821 | 13E22G11H07D05M01W03 | 14.66 | 32.68 | 0.65 | 11.76 | 59.75 | 3.9667 | 2651.9191 | 334.74 | 0.29766 | 0.29854 | 1
19822 | 13E22G11H07D06M01W02 | 13.14 | 28.56 | 0.65 | 16.54 | 58.89 | 3.4222 | 2348.3739 | 383.25 | 0.3862 | 0.30864 | 1
19823 | 13E22G11H07D06M01W03 | 13.14 | 28.56 | 0.65 | 11.76 | 54.11 | 3.4222 | 2348.3739 | 316.68 | 0.3862 | 0.36476 | 1
19824 | 13E22G11H07D07M01W02 | 15.05 | 33.78 | 0.65 | 16.54 | 66.02 | 4.0444 | 2731.9074 | 405.72 | 0.27402 | 0.22494 | 1
19825 | 13E22G11H07D07M01W03 | 15.05 | 33.78 | 0.65 | 11.76 | 61.24 | 4.0444 | 2731.9074 | 339.15 | 0.27402 | 0.28105 | 1
19826 | 13E22G11H07D07M01W04 | 15.05 | 33.78 | 0.65 | 8.59 | 58.07 | 4.0444 | 2731.9074 | 295.47 | 0.27402 | 0.31827 | 1
19827 | 13E22G11H07D07M02W02 | 15.03 | 32.6 | 0.65 | 16.54 | 64.82 | 4.0444 | 2651.9191 | 405.3 | 0.29938 | 0.23902 | 1
19828 | 13E22G11H08D05M01W02 | 12.92 | 32.68 | 0.65 | 16.54 | 62.79 | 3.9667 | 2651.9191 | 378.84 | 0.29766 | 0.26286 | 1
19829 | 13E22G11H08D05M01W03 | 12.92 | 32.68 | 0.65 | 11.76 | 58.01 | 3.9667 | 2651.9191 | 312.27 | 0.29766 | 0.31897 | 1
19830 | 13E22G11H08D06M01W02 | 11.58 | 28.56 | 0.65 | 16.54 | 57.33 | 3.4222 | 2348.3739 | 363.3 | 0.3862 | 0.32695 | 1
19831 | 13E22G11H08D06M01W03 | 11.58 | 28.56 | 0.65 | 11.76 | 52.55 | 3.4222 | 2348.3739 | 296.73 | 0.3862 | 0.38307 | 1
19832 | 13E22G11H08D07M01W02 | 13.26 | 33.78 | 0.65 | 16.54 | 64.23 | 4.0444 | 2731.9074 | 382.62 | 0.27402 | 0.24595 | 1
19833 | 13E22G11H08D07M01W03 | 13.26 | 33.78 | 0.65 | 11.76 | 59.45 | 4.0444 | 2731.9074 | 316.05 | 0.27402 | 0.30207 | 1
19834 | 13E22G11H08D07M01W04 | 13.26 | 33.78 | 0.65 | 8.59 | 56.28 | 4.0444 | 2731.9074 | 272.37 | 0.27402 | 0.33928 | 1
19835 | 13E22G11H08D07M02W02 | 13.24 | 32.6 | 0.65 | 16.54 | 63.03 | 4.0444 | 2651.9191 | 382.41 | 0.29938 | 0.26004 | 1
19836 | 13E22G11H09D05M01W02 | 12.43 | 32.68 | 0.65 | 16.54 | 62.3 | 3.9667 | 2651.9191 | 372.54 | 0.29766 | 0.26861 | 1
19837 | 13E22G11H09D05M01W03 | 12.43 | 32.68 | 0.65 | 11.76 | 57.52 | 3.9667 | 2651.9191 | 305.97 | 0.29766 | 0.32472 | 1
19838 | 13E22G11H09D07M01W02 | 12.76 | 33.78 | 0.65 | 16.54 | 63.73 | 4.0444 | 2731.9074 | 376.32 | 0.27402 | 0.25182 | 1
19839 | 13E22G11H09D07M01W03 | 12.76 | 33.78 | 0.65 | 11.76 | 58.95 | 4.0444 | 2731.9074 | 309.75 | 0.27402 | 0.30794 | 1
19840 | 13E22G11H09D07M01W04 | 12.76 | 33.78 | 0.65 | 8.59 | 55.78 | 4.0444 | 2731.9074 | 266.07 | 0.27402 | 0.34515 | 1
19841 | 13E22G11H09D07M02W02 | 12.74 | 32.6 | 0.65 | 16.54 | 62.53 | 4.0444 | 2651.9191 | 375.9 | 0.29938 | 0.26591 | 1
19842 | 13E22G11H10D05M01W02 | 14.66 | 28.14 | 0.65 | 16.54 | 59.99 | 3.3444 | 2342.2209 | 401.31 | 0.39523 | 0.29573 | 1
19843 | 13E22G11H10D05M01W03 | 14.66 | 28.14 | 0.65 | 11.76 | 55.21 | 3.3444 | 2342.2209 | 334.74 | 0.39523 | 0.35184 | 1
19844 | 13E22G11H10D07M01W02 | 15.05 | 29.09 | 0.65 | 16.54 | 61.33 | 3.4222 | 2414.0053 | 405.72 | 0.37481 | 0.28 | 1
19845 | 13E22G11H10D07M01W03 | 15.05 | 29.09 | 0.65 | 11.76 | 56.55 | 3.4222 | 2414.0053 | 339.15 | 0.37481 | 0.33611 | 1
19846 | 13E22G11H10D07M01W04 | 15.05 | 29.09 | 0.65 | 8.59 | 53.38 | 3.4222 | 2414.0053 | 295.47 | 0.37481 | 0.37333 | 1
19847 | 13E22G11H10D07M02W02 | 15.03 | 28.07 | 0.65 | 16.54 | 60.29 | 3.4222 | 2344.2719 | 405.3 | 0.39673 | 0.2922 | 1
19848 | 13E22G11H11D05M01W02 | 14.66 | 26.23 | 0.65 | 16.54 | 58.08 | 3.0333 | 2217.111 | 401.31 | 0.43628 | 0.31815 | 1
19849 | 13E22G11H11D05M01W03 | 14.66 | 26.23 | 0.65 | 11.76 | 53.3 | 3.0333 | 2217.111 | 334.74 | 0.43628 | 0.37427 | 2
19850 | 13E22G11H11D06M01W02 | 13.14 | 22.95 | 0.65 | 16.54 | 53.28 | 2.6444 | 1968.9423 | 383.25 | 0.50677 | 0.3745 | 2
19851 | 13E22G11H11D06M01W03 | 13.14 | 22.95 | 0.65 | 11.76 | 48.5 | 2.6444 | 1968.9423 | 316.68 | 0.50677 | 0.43062 | 2
19852 | 13E22G11H11D07M01W02 | 15.05 | 27.11 | 0.65 | 16.54 | 59.35 | 3.1111 | 2284.7934 | 405.72 | 0.41737 | 0.30324 | 1
19853 | 13E22G11H11D07M01W03 | 15.05 | 27.11 | 0.65 | 11.76 | 54.57 | 3.1111 | 2284.7934 | 339.15 | 0.41737 | 0.35936 | 2
19854 | 13E22G11H11D07M01W04 | 15.05 | 27.11 | 0.65 | 8.59 | 51.4 | 3.1111 | 2284.7934 | 295.47 | 0.41737 | 0.39657 | 2
19855 | 13E22G11H11D07M02W02 | 15.03 | 26.16 | 0.65 | 16.54 | 58.38 | 3.1889 | 2219.162 | 405.3 | 0.43778 | 0.31463 | 1
19856 | 13E22G11H12D05M01W02 | 12.74 | 21.85 | 0.65 | 16.54 | 51.78 | 2.5667 | 1841.7814 | 380.94 | 0.53041 | 0.39211 | 2
19857 | 13E22G11H12D05M01W03 | 12.74 | 21.85 | 0.65 | 11.76 | 47 | 2.5667 | 1841.7814 | 314.37 | 0.53041 | 0.44823 | 2
19858 | 13E22G11H12D07M01W02 | 13.07 | 22.58 | 0.65 | 16.54 | 52.84 | 2.6444 | 1895.1069 | 384.93 | 0.51472 | 0.37967 | 2
19859 | 13E22G11H12D07M01W03 | 13.07 | 22.58 | 0.65 | 11.76 | 48.06 | 2.6444 | 1895.1069 | 318.36 | 0.51472 | 0.43578 | 2
19860 | 13E22G11H12D07M01W04 | 13.07 | 22.58 | 0.65 | 8.59 | 44.89 | 2.6444 | 1895.1069 | 274.68 | 0.51472 | 0.473 | 2
19861 | 13E22G11H12D07M02W02 | 13.06 | 21.79 | 0.65 | 16.54 | 52.04 | 2.6444 | 1841.7814 | 384.72 | 0.5317 | 0.38906 | 2
19862 | 13E22G11H13D05M01W02 | 12.74 | 21.36 | 0.65 | 16.54 | 51.29 | 2.5667 | 1790.5069 | 380.94 | 0.54094 | 0.39786 | 2
19863 | 13E22G11H13D05M01W03 | 12.74 | 21.36 | 0.65 | 11.76 | 46.51 | 2.5667 | 1790.5069 | 314.37 | 0.54094 | 0.45398 | 2
19864 | 13E22G11H13D07M01W02 | 13.07 | 22.08 | 0.65 | 16.54 | 52.34 | 2.6444 | 1843.8324 | 384.93 | 0.52547 | 0.38554 | 2
19865 | 13E22G11H13D07M01W03 | 13.07 | 22.08 | 0.65 | 11.76 | 47.56 | 2.6444 | 1843.8324 | 318.36 | 0.52547 | 0.44165 | 2
19866 | 13E22G11H13D07M01W04 | 13.07 | 22.08 | 0.65 | 8.59 | 44.39 | 2.6444 | 1843.8324 | 274.68 | 0.52547 | 0.47887 | 2
19867 | 13E22G11H13D07M02W02 | 13.06 | 21.31 | 0.65 | 16.54 | 51.56 | 2.6444 | 1790.5069 | 384.72 | 0.54202 | 0.39469 | 2
19868 | 13E22G11H14D05M01W02 | 14.66 | 25.67 | 0.65 | 16.54 | 57.52 | 3.0333 | 2159.6836 | 401.31 | 0.44831 | 0.32472 | 1
19869 | 13E22G11H14D05M01W03 | 14.66 | 25.67 | 0.65 | 11.76 | 52.74 | 3.0333 | 2159.6836 | 334.74 | 0.44831 | 0.38084 | 2
19870 | 13E22G11H14D07M01W02 | 15.05 | 26.53 | 0.65 | 16.54 | 58.77 | 3.1111 | 2223.264 | 405.72 | 0.42983 | 0.31005 | 1
19871 | 13E22G11H14D07M01W03 | 15.05 | 26.53 | 0.65 | 11.76 | 53.99 | 3.1111 | 2223.264 | 339.15 | 0.42983 | 0.36617 | 2
19872 | 13E22G11H14D07M01W04 | 15.05 | 26.53 | 0.65 | 8.59 | 50.82 | 3.1111 | 2223.264 | 295.47 | 0.42983 | 0.40338 | 2
19873 | 13E22G11H14D07M02W02 | 15.03 | 25.6 | 0.65 | 16.54 | 57.82 | 3.1889 | 2161.7345 | 405.3 | 0.44982 | 0.3212 | 1
19874 | 13E22G12H07D04M01W02 | 13.19 | 69.88 | 0.65 | 16.54 | 100.26 | 6.2222 | 5640.1992 | 383.88 | -0.50183 | -0.17704
19875 | 13E22G12H07D05M01W02 | 11.53 | 59.16 | 0.65 | 16.54 | 87.88 | 5.2889 | 4817.7556 | 364.35 | -0.27144 | -0.031698
19876 | 13E22G12H07D05M01W03 | 11.53 | 59.16 | 0.65 | 11.76 | 83.1 | 5.2889 | 4817.7556 | 297.78 | -0.27144 | 0.024419
19877 | 13E22G12H07D06M01W02 | 10.4 | 53.93 | 0.65 | 16.54 | 81.52 | 4.8222 | 4415.7633 | 351.12 | -0.15904 | 0.042968
19878 | 13E22G12H07D06M01W03 | 10.4 | 53.93 | 0.65 | 11.76 | 76.74 | 4.8222 | 4415.7633 | 284.55 | -0.15904 | 0.099084
19879 | 13E22G12H07D07M01W02 | 11.81 | 60.55 | 0.65 | 16.54 | 89.55 | 5.4444 | 4924.4067 | 367.71 | -0.30131 | -0.051303
19880 | 13E22G12H07D07M01W03 | 11.81 | 60.55 | 0.65 | 11.76 | 84.77 | 5.4444 | 4924.4067 | 301.14 | -0.30131 | 0.0048133
19881 | 13E22G12H07D07M01W04 | 11.81 | 60.55 | 0.65 | 8.59 | 81.6 | 5.4444 | 4924.4067 | 257.46 | -0.30131 | 0.042029
19882 | 13E22G12H07D07M02W02 | 11.6 | 59.4 | 0.65 | 16.54 | 88.19 | 5.4444 | 4795.1948 | 365.19 | -0.2766 | -0.035337
19883 | 13E22G12H08D05M01W02 | 10.16 | 59.16 | 0.65 | 16.54 | 86.51 | 5.2889 | 4817.7556 | 346.71 | -0.27144 | -0.015614
19884 | 13E22G12H08D05M01W03 | 10.16 | 59.16 | 0.65 | 11.76 | 81.73 | 5.2889 | 4817.7556 | 280.14 | -0.27144 | 0.040502
19885 | 13E22G12H08D06M01W02 | 9.16 | 53.93 | 0.65 | 16.54 | 80.28 | 4.8222 | 4415.7633 | 335.16 | -0.15904 | 0.057525
19886 | 13E22G12H08D06M01W03 | 9.16 | 53.93 | 0.65 | 11.76 | 75.5 | 4.8222 | 4415.7633 | 268.59 | -0.15904 | 0.11364
19887 | 13E22G12H08D07M01W02 | 10.41 | 60.55 | 0.65 | 16.54 | 88.15 | 5.4444 | 4924.4067 | 349.65 | -0.30131 | -0.034867
19888 | 13E22G12H08D07M01W03 | 10.41 | 60.55 | 0.65 | 11.76 | 83.37 | 5.4444 | 4924.4067 | 283.08 | -0.30131 | 0.021249
19889 | 13E22G12H08D07M01W04 | 10.41 | 60.55 | 0.65 | 8.59 | 80.2 | 5.4444 | 4924.4067 | 239.4 | -0.30131 | 0.058464
19890 | 13E22G12H08D07M02W02 | 10.22 | 59.4 | 0.65 | 16.54 | 86.81 | 5.4444 | 4795.1948 | 347.34 | -0.2766 | -0.019136
19891 | 13E22G12H09D05M01W02 | 9.78 | 59.16 | 0.65 | 16.54 | 86.13 | 5.2889 | 4817.7556 | 341.88 | -0.27144 | -0.011153
19892 | 13E22G12H09D05M01W03 | 9.78 | 59.16 | 0.65 | 11.76 | 81.35 | 5.2889 | 4817.7556 | 275.31 | -0.27144 | 0.044964
19893 | 13E22G12H09D07M01W02 | 10.01 | 60.55 | 0.65 | 16.54 | 87.75 | 5.4444 | 4924.4067 | 344.61 | -0.30131 | -0.030171
19894 | 13E22G12H09D07M01W03 | 10.01 | 60.55 | 0.65 | 11.76 | 82.97 | 5.4444 | 4924.4067 | 278.04 | -0.30131 | 0.025945
19895 | 13E22G12H09D07M01W04 | 10.01 | 60.55 | 0.65 | 8.59 | 79.8 | 5.4444 | 4924.4067 | 234.36 | -0.30131 | 0.06316
19896 | 13E22G12H09D07M02W02 | 9.84 | 59.4 | 0.65 | 16.54 | 86.43 | 5.4444 | 4795.1948 | 342.51 | -0.2766 | -0.014675
19897 | 13E22G12H10D05M01W02 | 11.53 | 51.27 | 0.65 | 16.54 | 79.99 | 4.4333 | 4245.5318 | 364.35 | -0.10187 | 0.06093
19898 | 13E22G12H10D05M01W03 | 11.53 | 51.27 | 0.65 | 11.76 | 75.21 | 4.4333 | 4245.5318 | 297.78 | -0.10187 | 0.11705
19899 | 13E22G12H10D07M01W02 | 11.81 | 52.46 | 0.65 | 16.54 | 81.46 | 4.5889 | 4337.826 | 367.71 | -0.12744 | 0.043672
19900 | 13E22G12H10D07M01W03 | 11.81 | 52.46 | 0.65 | 11.76 | 76.68 | 4.5889 | 4337.826 | 301.14 | -0.12744 | 0.099789
19901 | 13E22G12H10D07M01W04 | 11.81 | 52.46 | 0.65 | 8.59 | 73.51 | 4.5889 | 4337.826 | 257.46 | -0.12744 | 0.137
19902 | 13E22G12H10D07M02W02 | 11.6 | 51.44 | 0.65 | 16.54 | 80.23 | 4.5889 | 4220.92 | 365.19 | -0.10552 | 0.058112
19903 | 13E22G12H11D05M01W02 | 11.53 | 48.02 | 0.65 | 16.54 | 76.74 | 4.0444 | 4019.9238 | 364.35 | -0.032022 | 0.099084
19904 | 13E22G12H11D05M01W03 | 11.53 | 48.02 | 0.65 | 11.76 | 71.96 | 4.0444 | 4019.9238 | 297.78 | -0.032022 | 0.1552
19905 | 13E22G12H11D06M01W02 | 10.4 | 43.81 | 0.65 | 16.54 | 71.4 | 3.7333 | 3689.7158 | 351.12 | 0.058457 | 0.16178 | 1
19906 | 13E22G12H11D06M01W03 | 10.4 | 43.81 | 0.65 | 11.76 | 66.62 | 3.7333 | 3689.7158 | 284.55 | 0.058457 | 0.21789 | 1
19907 | 13E22G12H11D07M01W02 | 11.81 | 49.14 | 0.65 | 16.54 | 78.14 | 4.2 | 4106.065 | 367.71 | -0.056093 | 0.082649
19908 | 13E22G12H11D07M01W03 | 11.81 | 49.14 | 0.65 | 11.76 | 73.36 | 4.2 | 4106.065 | 301.14 | -0.056093 | 0.13876
19909 | 13E22G12H11D07M01W04 | 11.81 | 49.14 | 0.65 | 8.59 | 70.19 | 4.2 | 4106.065 | 257.46 | -0.056093 | 0.17598
19910 | 13E22G12H11D07M02W02 | 11.6 | 48.15 | 0.65 | 16.54 | 76.94 | 4.2 | 3995.312 | 365.19 | -0.034816 | 0.096736
19911 | 13E22G12H12D05M01W02 | 10.02 | 40.02 | 0.65 | 16.54 | 67.23 | 3.4222 | 3349.2529 | 348.39 | 0.13991 | 0.21073 | 1
19912 | 13E22G12H12D05M01W03 | 10.02 | 40.02 | 0.65 | 11.76 | 62.45 | 3.4222 | 3349.2529 | 281.82 | 0.13991 | 0.26685 | 1
19913 | 13E22G12H12D07M01W02 | 10.27 | 40.95 | 0.65 | 16.54 | 68.41 | 3.5 | 3421.0372 | 351.54 | 0.11992 | 0.19688 | 1
19914 | 13E22G12H12D07M01W03 | 10.27 | 40.95 | 0.65 | 11.76 | 63.63 | 3.5 | 3421.0372 | 284.97 | 0.11992 | 0.25299 | 1
19915 | 13E22G12H12D07M01W04 | 10.27 | 40.95 | 0.65 | 8.59 | 60.46 | 3.5 | 3421.0372 | 241.29 | 0.11992 | 0.29021 | 1
19916 | 13E22G12H12D07M02W02 | 10.08 | 40.12 | 0.65 | 16.54 | 67.39 | 3.5 | 3326.6921 | 349.23 | 0.13776 | 0.20885 | 1
19917 | 13E22G12H13D05M01W02 | 10.02 | 38.84 | 0.65 | 16.54 | 66.05 | 3.4222 | 3224.143 | 348.39 | 0.16527 | 0.22458 | 1
19918 | 13E22G12H13D05M01W03 | 10.02 | 38.84 | 0.65 | 11.76 | 61.27 | 3.4222 | 3224.143 | 281.82 | 0.16527 | 0.2807 | 1
19919 | 13E22G12H13D07M01W02 | 10.27 | 39.75 | 0.65 | 16.54 | 67.21 | 3.5 | 3295.9273 | 351.54 | 0.14571 | 0.21097 | 1
19920 | 13E22G12H13D07M01W03 | 10.27 | 39.75 | 0.65 | 11.76 | 62.43 | 3.5 | 3295.9273 | 284.97 | 0.14571 | 0.26708 | 1
19921 | 13E22G12H13D07M01W04 | 10.27 | 39.75 | 0.65 | 8.59 | 59.26 | 3.5 | 3295.9273 | 241.29 | 0.14571 | 0.3043 | 1
19922 | 13E22G12H13D07M02W02 | 10.08 | 38.98 | 0.65 | 16.54 | 66.25 | 3.5 | 3205.6841 | 349.23 | 0.16226 | 0.22224 | 1
19923 | 13E22G12H14D05M01W02 | 11.53 | 46.65 | 0.65 | 16.54 | 75.37 | 4.0444 | 3874.3041 | 364.35 | -0.002579 | 0.11517
19924 | 13E22G12H14D05M01W03 | 11.53 | 46.65 | 0.65 | 11.76 | 70.59 | 4.0444 | 3874.3041 | 297.78 | -0.002579 | 0.17128
19925 | 13E22G12H14D07M01W02 | 11.81 | 47.75 | 0.65 | 16.54 | 76.75 | 4.2 | 3958.3944 | 367.71 | -0.02622 | 0.098967
19926 | 13E22G12H14D07M01W03 | 11.81 | 47.75 | 0.65 | 11.76 | 71.97 | 4.2 | 3958.3944 | 301.14 | -0.02622 | 0.15508
19927 | 13E22G12H14D07M01W04 | 11.81 | 47.75 | 0.65 | 8.59 | 68.8 | 4.2 | 3958.3944 | 257.46 | -0.02622 | 0.1923
19928 | 13E22G12H14D07M02W02 | 11.6 | 46.82 | 0.65 | 16.54 | 75.61 | 4.2 | 3853.7943 | 365.19 | -0.0062325 | 0.11235
19929 | 13E23G10H07D04M01W02 | 12.53 | 42.22 | 0.65 | 16.54 | 71.94 | 4.8222 | 3306.1822 | 376.11 | 0.092628 | 0.15544 | 1
19930 | 13E23G10H07D05M01W02 | 10.95 | 35.63 | 0.65 | 16.54 | 63.77 | 4.0444 | 2828.3035 | 357.63 | 0.23426 | 0.25135 | 1
19931 | 13E23G10H07D05M01W03 | 10.95 | 35.63 | 0.65 | 11.76 | 58.99 | 4.0444 | 2828.3035 | 291.06 | 0.23426 | 0.30747 | 1
19932 | 13E23G10H07D06M01W02 | 9.69 | 31.36 | 0.65 | 16.54 | 58.24 | 3.5778 | 2514.5034 | 342.72 | 0.32603 | 0.31627 | 1
19933 | 13E23G10H07D06M01W03 | 9.69 | 31.36 | 0.65 | 11.76 | 53.46 | 3.5778 | 2514.5034 | 276.15 | 0.32603 | 0.37239 | 1
19934 | 13E23G10H07D07M01W02 | 11.27 | 36.77 | 0.65 | 16.54 | 65.23 | 4.2 | 2910.3428 | 361.2 | 0.20976 | 0.23421 | 1
19935 | 13E23G10H07D07M01W03 | 11.27 | 36.77 | 0.65 | 11.76 | 60.45 | 4.2 | 2910.3428 | 294.63 | 0.20976 | 0.29033 | 1
19936 | 13E23G10H07D07M01W04 | 11.27 | 36.77 | 0.65 | 8.59 | 57.28 | 4.2 | 2910.3428 | 250.95 | 0.20976 | 0.32754 | 1
19937 | 13E23G10H07D07M02W02 | 11.2 | 35.62 | 0.65 | 16.54 | 64.01 | 4.2 | 2830.3545 | 360.36 | 0.23447 | 0.24853 | 1
19938 | 13E23G10H08D05M01W02 | 9.65 | 35.63 | 0.65 | 16.54 | 62.47 | 4.0444 | 2828.3035 | 340.83 | 0.23426 | 0.26661 | 1
19939 | 13E23G10H08D05M01W03 | 9.65 | 35.63 | 0.65 | 11.76 | 57.69 | 4.0444 | 2828.3035 | 274.26 | 0.23426 | 0.32273 | 1
19940 | 13E23G10H08D06M01W02 | 8.54 | 31.36 | 0.65 | 16.54 | 57.09 | 3.5778 | 2514.5034 | 328.02 | 0.32603 | 0.32977 | 1
19941 | 13E23G10H08D06M01W03 | 8.54 | 31.36 | 0.65 | 11.76 | 52.31 | 3.5778 | 2514.5034 | 261.45 | 0.32603 | 0.38589 | 1
19942 | 13E23G10H08D07M01W02 | 9.93 | 36.77 | 0.65 | 16.54 | 63.89 | 4.2 | 2910.3428 | 343.98 | 0.20976 | 0.24994 | 1
19943 | 13E23G10H08D07M01W03 | 9.93 | 36.77 | 0.65 | 11.76 | 59.11 | 4.2 | 2910.3428 | 277.41 | 0.20976 | 0.30606 | 1
19944 | 13E23G10H08D07M01W04 | 9.93 | 36.77 | 0.65 | 8.59 | 55.94 | 4.2 | 2910.3428 | 233.73 | 0.20976 | 0.34327 | 1
19945 | 13E23G10H08D07M02W02 | 9.87 | 35.62 | 0.65 | 16.54 | 62.68 | 4.2 | 2830.3545 | 343.35 | 0.23447 | 0.26415 | 1
19946 | 13E23G10H09D05M01W02 | 9.29 | 35.63 | 0.65 | 16.54 | 62.11 | 4.0444 | 2828.3035 | 336.21 | 0.23426 | 0.27084 | 1
19947 | 13E23G10H09D05M01W03 | 9.29 | 35.63 | 0.65 | 11.76 | 57.33 | 4.0444 | 2828.3035 | 269.64 | 0.23426 | 0.32695 | 1
19948 | 13E23G10H09D07M01W02 | 9.56 | 36.77 | 0.65 | 16.54 | 63.52 | 4.2 | 2910.3428 | 339.36 | 0.20976 | 0.25429 | 1
19949 | 13E23G10H09D07M01W03 | 9.56 | 36.77 | 0.65 | 11.76 | 58.74 | 4.2 | 2910.3428 | 272.79 | 0.20976 | 0.3104 | 1
19950 | 13E23G10H09D07M01W04 | 9.56 | 36.77 | 0.65 | 8.59 | 55.57 | 4.2 | 2910.3428 | 229.11 | 0.20976 | 0.34762 | 1
19951 | 13E23G10H09D07M02W02 | 9.5 | 35.62 | 0.65 | 16.54 | 62.31 | 4.2 | 2830.3545 | 338.52 | 0.23447 | 0.26849 | 1
19952 | 13E23G10H10D05M01W02 | 10.95 | 30.71 | 0.65 | 16.54 | 58.85 | 3.4222 | 2489.8916 | 357.63 | 0.34 | 0.30911 | 1
19953 | 13E23G10H10D05M01W03 | 10.95 | 30.71 | 0.65 | 11.76 | 54.07 | 3.4222 | 2489.8916 | 291.06 | 0.34 | 0.36523 | 1
19954 | 13E23G10H10D07M01W02 | 11.27 | 31.69 | 0.65 | 16.54 | 60.15 | 3.5 | 2561.6759 | 361.2 | 0.31893 | 0.29385 | 1
19955 | 13E23G10H10D07M01W03 | 11.27 | 31.69 | 0.65 | 11.76 | 55.37 | 3.5 | 2561.6759 | 294.63 | 0.31893 | 0.34996 | 1
19956 | 13E23G10H10D07M01W04 | 11.27 | 31.69 | 0.65 | 8.59 | 52.2 | 3.5 | 2561.6759 | 250.95 | 0.31893 | 0.38718 | 1
19957 | 13E23G10H10D07M02W02 | 11.2 | 30.7 | 0.65 | 16.54 | 59.09 | 3.5 | 2491.9426 | 360.36 | 0.34021 | 0.30629 | 1
19958 | 13E23G10H11D05M01W02 | 10.95 | 28.64 | 0.65 | 16.54 | 56.78 | 3.1111 | 2354.5268 | 357.63 | 0.38448 | 0.33341 | 1
19959 | 13E23G10H11D05M01W03 | 10.95 | 28.64 | 0.65 | 11.76 | 52 | 3.1111 | 2354.5268 | 291.06 | 0.38448 | 0.38953 | 1
19960 | 13E23G10H11D06M01W02 | 9.69 | 25.23 | 0.65 | 16.54 | 52.11 | 2.7222 | 2098.1541 | 342.72 | 0.45777 | 0.38824 | 2
19961 | 13E23G10H11D06M01W03 | 9.69 | 25.23 | 0.65 | 11.76 | 47.33 | 2.7222 | 2098.1541 | 276.15 | 0.45777 | 0.44435 | 2
19962 | 13E23G10H11D07M01W02 | 11.27 | 29.55 | 0.65 | 16.54 | 58.01 | 3.2667 | 2420.1582 | 361.2 | 0.36493 | 0.31897 | 1
19963 | 13E23G10H11D07M01W03 | 11.27 | 29.55 | 0.65 | 11.76 | 53.23 | 3.2667 | 2420.1582 | 294.63 | 0.36493 | 0.37509 | 1
19964 | 13E23G10H11D07M01W04 | 11.27 | 29.55 | 0.65 | 8.59 | 50.06 | 3.2667 | 2420.1582 | 250.95 | 0.36493 | 0.4123 | 1
19965 | 13E23G10H11D07M02W02 | 11.2 | 28.63 | 0.65 | 16.54 | 57.02 | 3.2667 | 2356.5778 | 360.36 | 0.3847 | 0.33059 | 1
19966 | 13E23G10H12D05M01W02 | 9.52 | 23.86 | 0.65 | 16.54 | 50.57 | 2.5667 | 1960.7384 | 342.51 | 0.48721 | 0.40632 | 2
19967 | 13E23G10H12D05M01W03 | 9.52 | 23.86 | 0.65 | 11.76 | 45.79 | 2.5667 | 1960.7384 | 275.94 | 0.48721 | 0.46243 | 2
19968 | 13E23G10H12D07M01W02 | 9.79 | 24.61 | 0.65 | 16.54 | 51.59 | 2.7222 | 2016.1149 | 345.87 | 0.47109 | 0.39434 | 2
19969 | 13E23G10H12D07M01W03 | 9.79 | 24.61 | 0.65 | 11.76 | 46.81 | 2.7222 | 2016.1149 | 279.3 | 0.47109 | 0.45046 | 2
19970 | 13E23G10H12D07M01W04 | 9.79 | 24.61 | 0.65 | 8.59 | 43.64 | 2.7222 | 2016.1149 | 235.62 | 0.47109 | 0.48767 | 2
19971 | 13E23G10H12D07M02W02 | 9.73 | 23.84 | 0.65 | 16.54 | 50.76 | 2.7222 | 1960.7384 | 345.03 | 0.48764 | 0.40409 | 2
19972 | 13E23G10H13D05M01W02 | 9.52 | 23.3 | 0.65 | 16.54 | 50.01 | 2.5667 | 1903.3109 | 342.51 | 0.49925 | 0.41289 | 2
19973 | 13E23G10H13D05M01W03 | 9.52 | 23.3 | 0.65 | 11.76 | 45.23 | 2.5667 | 1903.3109 | 275.94 | 0.49925 | 0.46901 | 2
19974 | 13E23G10H13D07M01W02 | 9.79 | 24.05 | 0.65 | 16.54 | 51.03 | 2.7222 | 1958.6874 | 345.87 | 0.48313 | 0.40092 | 2
19975 | 13E23G10H13D07M01W03 | 9.79 | 24.05 | 0.65 | 11.76 | 46.25 | 2.7222 | 1958.6874 | 279.3 | 0.48313 | 0.45703 | 2
19976 | 13E23G10H13D07M01W04 | 9.79 | 24.05 | 0.65 | 8.59 | 43.08 | 2.7222 | 1958.6874 | 235.62 | 0.48313 | 0.49425 | 2
19977 | 13E23G10H13D07M02W02 | 9.73 | 23.3 | 0.65 | 16.54 | 50.22 | 2.7222 | 1903.3109 | 345.03 | 0.49925 | 0.41042 | 2
19978 | 13E23G10H14D05M01W02 | 10.95 | 28 | 0.65 | 16.54 | 56.14 | 3.1111 | 2286.8444 | 357.63 | 0.39824 | 0.34093 | 1
19979 | 13E23G10H14D05M01W03 | 10.95 | 28 | 0.65 | 11.76 | 51.36 | 3.1111 | 2286.8444 | 291.06 | 0.39824 | 0.39704 | 1
19980 | 13E23G10H14D07M01W02 | 11.27 | 28.89 | 0.65 | 16.54 | 57.35 | 3.2667 | 2352.4758 | 361.2 | 0.37911 | 0.32672 | 1
19981 | 13E23G10H14D07M01W03 | 11.27 | 28.89 | 0.65 | 11.76 | 52.57 | 3.2667 | 2352.4758 | 294.63 | 0.37911 | 0.38284 | 1
19982 | 13E23G10H14D07M01W04 | 11.27 | 28.89 | 0.65 | 8.59 | 49.4 | 3.2667 | 2352.4758 | 250.95 | 0.37911 | 0.42005 | 1
19983 | 13E23G10H14D07M02W02 | 11.2 | 27.99 | 0.65 | 16.54 | 56.38 | 3.2667 | 2290.9464 | 360.36 | 0.39845 | 0.33811 | 1
19984 | 13E23G11H07D04M01W02 | 13.75 | 36.34 | 0.65 | 16.54 | 67.28 | 4.5111 | 2883.68 | 390.39 | 0.219 | 0.21014 | 1
19985 | 13E23G11H07D05M01W02 | 12.04 | 30.67 | 0.65 | 16.54 | 59.9 | 3.8111 | 2469.3818 | 370.23 | 0.34086 | 0.29678 | 1
19986 | 13E23G11H07D05M01W03 | 12.04 | 30.67 | 0.65 | 11.76 | 55.12 | 3.8111 | 2469.3818 | 303.66 | 0.34086 | 0.3529 | 1
19987 | 13E23G11H07D06M01W02 | 10.66 | 26.73 | 0.65 | 16.54 | 54.58 | 3.2667 | 2180.1934 | 354.06 | 0.42553 | 0.35924 | 2
19988 | 13E23G11H07D06M01W03 | 10.66 | 26.73 | 0.65 | 11.76 | 49.8 | 3.2667 | 2180.1934 | 287.49 | 0.42553 | 0.41536 | 2
19989 | 13E23G11H07D07M01W02 | 12.38 | 31.72 | 0.65 | 16.54 | 61.29 | 3.9667 | 2547.3191 | 374.43 | 0.31829 | 0.28046 | 1
19990 | 13E23G11H07D07M01W03 | 12.38 | 31.72 | 0.65 | 11.76 | 56.51 | 3.9667 | 2547.3191 | 307.86 | 0.31829 | 0.33658 | 1
19991 | 13E23G11H07D07M01W04 | 12.38 | 31.72 | 0.65 | 8.59 | 53.34 | 3.9667 | 2547.3191 | 264.18 | 0.31829 | 0.3738 | 1
19992 | 13E23G11H07D07M02W02 | 12.35 | 30.62 | 0.65 | 16.54 | 60.16 | 3.9667 | 2471.4328 | 373.8 | 0.34193 | 0.29373 | 1
19993 | 13E23G11H08D05M01W02 | 10.6 | 30.67 | 0.65 | 16.54 | 58.46 | 3.8111 | 2469.3818 | 351.75 | 0.34086 | 0.31369 | 1
19994 | 13E23G11H08D05M01W03 | 10.6 | 30.67 | 0.65 | 11.76 | 53.68 | 3.8111 | 2469.3818 | 285.18 | 0.34086 | 0.36981 | 1
19995 | 13E23G11H08D06M01W02 | 9.39 | 26.73 | 0.65 | 16.54 | 53.31 | 3.2667 | 2180.1934 | 337.89 | 0.42553 | 0.37415 | 2
19996 | 13E23G11H08D06M01W03 | 9.39 | 26.73 | 0.65 | 11.76 | 48.53 | 3.2667 | 2180.1934 | 271.32 | 0.42553 | 0.43027 | 2
19997 | 13E23G11H08D07M01W02 | 10.91 | 31.72 | 0.65 | 16.54 | 59.82 | 3.9667 | 2547.3191 | 355.32 | 0.31829 | 0.29772 | 1
19998 | 13E23G11H08D07M01W03 | 10.91 | 31.72 | 0.65 | 11.76 | 55.04 | 3.9667 | 2547.3191 | 288.75 | 0.31829 | 0.35384 | 1
19999 | 13E23G11H08D07M01W04 | 10.91 | 31.72 | 0.65 | 8.59 | 51.87 | 3.9667 | 2547.3191 | 245.07 | 0.31829 | 0.39105 | 1
20000 | 13E23G11H08D07M02W02 | 10.88 | 30.62 | 0.65 | 16.54 | 58.69 | 3.9667 | 2471.4328 | 354.9 | 0.34193 | 0.31099 | 1
20001 | 13E23G11H09D05M01W02 | 10.21 | 30.67 | 0.65 | 16.54 | 58.07 | 3.8111 | 2469.3818 | 346.71 | 0.34086 | 0.31827 | 1
20002 | 13E23G11H09D05M01W03 | 10.21 | 30.67 | 0.65 | 11.76 | 53.29 | 3.8111 | 2469.3818 | 280.14 | 0.34086 | 0.37438 | 1
20003 | 13E23G11H09D07M01W02 | 10.5 | 31.72 | 0.65 | 16.54 | 59.41 | 3.9667 | 2547.3191 | 350.07 | 0.31829 | 0.30254 | 1
20004 | 13E23G11H09D07M01W03 | 10.5 | 31.72 | 0.65 | 11.76 | 54.63 | 3.9667 | 2547.3191 | 283.5 | 0.31829 | 0.35865 | 1
20005 | 13E23G11H09D07M01W04 | 10.5 | 31.72 | 0.65 | 8.59 | 51.46 | 3.9667 | 2547.3191 | 239.82 | 0.31829 | 0.39587 | 1
20006 | 13E23G11H09D07M02W02 | 10.47 | 30.62 | 0.65 | 16.54 | 58.28 | 3.9667 | 2471.4328 | 349.65 | 0.34193 | 0.3158 | 1
20007 | 13E23G11H10D05M01W02 | 12.04 | 26.4 | 0.65 | 16.54 | 55.63 | 3.1889 | 2180.1934 | 370.23 | 0.43262 | 0.34691 | 1
20008 | 13E23G11H10D05M01W03 | 12.04 | 26.4 | 0.65 | 11.76 | 50.85 | 3.1889 | 2180.1934 | 303.66 | 0.43262 | 0.40303 | 2
20009 | 13E23G11H10D07M01W02 | 12.38 | 27.31 | 0.65 | 16.54 | 56.88 | 3.3444 | 2247.8758 | 374.43 | 0.41307 | 0.33224 | 1
20010 | 13E23G11H10D07M01W03 | 12.38 | 27.31 | 0.65 | 11.76 | 52.1 | 3.3444 | 2247.8758 | 307.86 | 0.41307 | 0.38835 | 2
20011 | 13E23G11H10D07M01W04 | 12.38 | 27.31 | 0.65 | 8.59 | 48.93 | 3.3444 | 2247.8758 | 264.18 | 0.41307 | 0.42557 | 2
20012 | 13E23G11H10D07M02W02 | 12.35 | 26.36 | 0.65 | 16.54 | 55.9 | 3.3444 | 2182.2444 | 373.8 | 0.43348 | 0.34374 | 1
20013 | 13E23G11H11D05M01W02 | 12.04 | 24.61 | 0.65 | 16.54 | 53.84 | 2.9556 | 2063.2874 | 370.23 | 0.47109 | 0.36793 | 2
20014 | 13E23G11H11D05M01W03 | 12.04 | 24.61 | 0.65 | 11.76 | 49.06 | 2.9556 | 2063.2874 | 303.66 | 0.47109 | 0.42404 | 2
20015 | 13E23G11H11D06M01W02 | 10.66 | 21.47 | 0.65 | 16.54 | 49.32 | 2.5667 | 1825.3736 | 354.06 | 0.53858 | 0.42099 | 2
20016 | 13E23G11H11D06M01W03 | 10.66 | 21.47 | 0.65 | 11.76 | 44.54 | 2.5667 | 1825.3736 | 287.49 | 0.53858 | 0.47711 | 2
20017 | 13E23G11H11D07M01W02 | 12.38 | 25.45 | 0.65 | 16.54 | 55.02 | 3.0333 | 2126.8679 | 374.43 | 0.45304 | 0.35407 | 2
20018 | 13E23G11H11D07M01W03 | 12.38 | 25.45 | 0.65 | 11.76 | 50.24 | 3.0333 | 2126.8679 | 307.86 | 0.45304 | 0.41019 | 2
20019 | 13E23G11H11D07M01W04 | 12.38 | 25.45 | 0.65 | 8.59 | 47.07 | 3.0333 | 2126.8679 | 264.18 | 0.45304 | 0.44741 | 2
20020 | 13E23G11H11D07M02W02 | 12.35 | 24.56 | 0.65 | 16.54 | 54.1 | 3.0333 | 2065.3384 | 373.8 | 0.47217 | 0.36487 | 2
20021 | 13E23G11H12D05M01W02 | 10.46 | 20.49 | 0.65 | 16.54 | 48.14 | 2.4111 | 1716.6715 | 353.64 | 0.55964 | 0.43484 | 2
20022 | 13E23G11H12D05M01W03 | 10.46 | 20.49 | 0.65 | 11.76 | 43.36 | 2.4111 | 1716.6715 | 287.07 | 0.55964 | 0.49096 | 2
20023 | 13E23G11H12D07M01W02 | 10.76 | 21.19 | 0.65 | 16.54 | 49.14 | 2.4889 | 1767.9461 | 357.21 | 0.54459 | 0.4231 | 2
20024 | 13E23G11H12D07M01W03 | 10.76 | 21.19 | 0.65 | 11.76 | 44.36 | 2.4889 | 1767.9461 | 290.64 | 0.54459 | 0.47922 | 2
20025 | 13E23G11H12D07M01W04 | 10.76 | 21.19 | 0.65 | 8.59 | 41.19 | 2.4889 | 1767.9461 | 246.96 | 0.54459 | 0.51644 | 2
20026 | 13E23G11H12D07M02W02 | 10.73 | 20.46 | 0.65 | 16.54 | 48.38 | 2.4889 | 1716.6715 | 356.79 | 0.56028 | 0.43203 | 2
20027 | 13E23G11H13D05M01W02 | 10.46 | 20.04 | 0.65 | 16.54 | 47.69 | 2.4111 | 1667.448 | 353.64 | 0.56931 | 0.44013 | 2
20028 | 13E23G11H13D05M01W03 | 10.46 | 20.04 | 0.65 | 11.76 | 42.91 | 2.4111 | 1667.448 | 287.07 | 0.56931 | 0.49624 | 2
20029 | 13E23G11H13D07M01W02 | 10.76 | 20.73 | 0.65 | 16.54 | 48.68 | 2.4889 | 1718.7225 | 357.21 | 0.55448 | 0.4285 | 2
20030 | 13E23G11H13D07M01W03 | 10.76 | 20.73 | 0.65 | 11.76 | 43.9 | 2.4889 | 1718.7225 | 290.64 | 0.55448 | 0.48462 | 2
20031 | 13E23G11H13D07M01W04 | 10.76 | 20.73 | 0.65 | 8.59 | 40.73 | 2.4889 | 1718.7225 | 246.96 | 0.55448 | 0.52184 | 2
20032 | 13E23G11H13D07M02W02 | 10.73 | 20.01 | 0.65 | 16.54 | 47.93 | 2.4889 | 1669.499 | 356.79 | 0.56995 | 0.43731 | 2
20033 | 13E23G11H14D05M01W02 | 12.04 | 24.08 | 0.65 | 16.54 | 53.31 | 2.9556 | 2007.9109 | 370.23 | 0.48248 | 0.37415 | 2
20034 | 13E23G11H14D05M01W03 | 12.04 | 24.08 | 0.65 | 11.76 | 48.53 | 2.9556 | 2007.9109 | 303.66 | 0.48248 | 0.43027 | 2
20035 | 13E23G11H14D07M01W02 | 12.38 | 24.91 | 0.65 | 16.54 | 54.48 | 3.0333 | 2069.4404 | 374.43 | 0.46465 | 0.36041 | 2
20036 | 13E23G11H14D07M01W03 | 12.38 | 24.91 | 0.65 | 11.76 | 49.7 | 3.0333 | 2069.4404 | 307.86 | 0.46465 | 0.41653 | 2
20037 | 13E23G11H14D07M01W04 | 12.38 | 24.91 | 0.65 | 8.59 | 46.53 | 3.0333 | 2069.4404 | 264.18 | 0.46465 | 0.45375 | 2
20038 | 13E23G11H14D07M02W02 | 12.35 | 24.04 | 0.65 | 16.54 | 53.58 | 3.0333 | 2009.9619 | 373.8 | 0.48334 | 0.37098 | 2
20039 | 13E23G12H07D04M01W02 | 10.55 | 68.18 | 0.65 | 16.54 | 95.92 | 6.0667 | 5474.0697 | 352.8 | -0.46529 | -0.12609
20040 | 13E23G12H07D05M01W02 | 9.2 | 57.65 | 0.65 | 16.54 | 84.04 | 5.1333 | 4672.136 | 337.05 | -0.23899 | 0.013383
20041 | 13E23G12H07D05M01W03 | 9.2 | 57.65 | 0.65 | 11.76 | 79.26 | 5.1333 | 4672.136 | 270.48 | -0.23899 | 0.0695
20042 | 13E23G12H07D06M01W02 | 8.21 | 52.47 | 0.65 | 16.54 | 77.87 | 4.6667 | 4276.2965 | 325.29 | -0.12766 | 0.085818
20043 | 13E23G12H07D06M01W03 | 8.21 | 52.47 | 0.65 | 11.76 | 73.09 | 4.6667 | 4276.2965 | 258.72 | -0.12766 | 0.14193
20044 | 13E23G12H07D07M01W02 | 9.45 | 59.02 | 0.65 | 16.54 | 85.66 | 5.2889 | 4776.736 | 339.99 | -0.26843 | -0.0056351
20045 | 13E23G12H07D07M01W03 | 9.45 | 59.02 | 0.65 | 11.76 | 80.88 | 5.2889 | 4776.736 | 273.42 | -0.26843 | 0.050481
20046 | 13E23G12H07D07M01W04 | 9.45 | 59.02 | 0.65 | 8.59 | 77.71 | 5.2889 | 4776.736 | 229.74 | -0.26843 | 0.087697
20047 | 13E23G12H07D07M02W02 | 9.24 | 57.91 | 0.65 | 16.54 | 84.34 | 5.2889 | 4653.6771 | 337.47 | -0.24457 | 0.0098615
20048 | 13E23G12H08D05M01W02 | 8.1 | 57.65 | 0.65 | 16.54 | 82.94 | 5.1333 | 4672.136 | 322.98 | -0.23899 | 0.026297
20049 | 13E23G12H08D05M01W03 | 8.1 | 57.65 | 0.65 | 11.76 | 78.16 | 5.1333 | 4672.136 | 256.41 | -0.23899 | 0.082414
20050 | 13E23G12H08D06M01W02 | 7.23 | 52.47 | 0.65 | 16.54 | 76.89 | 4.6667 | 4276.2965 | 312.9 | -0.12766 | 0.097323
20051 | 13E23G12H08D06M01W03 | 7.23 | 52.47 | 0.65 | 11.76 | 72.11 | 4.6667 | 4276.2965 | 246.33 | -0.12766 | 0.15344
20052 | 13E23G12H08D07M01W02 | 8.32 | 59.02 | 0.65 | 16.54 | 84.53 | 5.2889 | 4776.736 | 325.5 | -0.26843 | 0.0076309
20053 | 13E23G12H08D07M01W03 | 8.32 | 59.02 | 0.65 | 11.76 | 79.75 | 5.2889 | 4776.736 | 258.93 | -0.26843 | 0.063747
20054 | 13E23G12H08D07M01W04 | 8.32 | 59.02 | 0.65 | 8.59 | 76.58 | 5.2889 | 4776.736 | 215.25 | -0.26843 | 0.10096
20055 | 13E23G12H08D07M02W02 | 8.15 | 57.91 | 0.65 | 16.54 | 83.25 | 5.2889 | 4653.6771 | 323.19 | -0.24457 | 0.022658
20056 | 13E23G12H09D05M01W02 | 7.8 | 57.65 | 0.65 | 16.54 | 82.64 | 5.1333 | 4672.136 | 318.99 | -0.23899 | 0.029819
20057 | 13E23G12H09D05M01W03 | 7.8 | 57.65 | 0.65 | 11.76 | 77.86 | 5.1333 | 4672.136 | 252.42 | -0.23899 | 0.085936
20058 | 13E23G12H09D07M01W02 | 8.01 | 59.02 | 0.65 | 16.54 | 84.22 | 5.2889 | 4776.736 | 321.51 | -0.26843 | 0.01127
20059 | 13E23G12H09D07M01W03 | 8.01 | 59.02 | 0.65 | 11.76 | 79.44 | 5.2889 | 4776.736 | 254.94 | -0.26843 | 0.067387
20060 | 13E23G12H09D07M01W04 | 8.01 | 59.02 | 0.65 | 8.59 | 76.27 | 5.2889 | 4776.736 | 211.26 | -0.26843 | 0.1046
20061 | 13E23G12H09D07M02W02 | 7.84 | 57.91 | 0.65 | 16.54 | 82.94 | 5.2889 | 4653.6771 | 319.41 | -0.24457 | 0.026297
20062 | 13E23G12H10D05M01W02 | 9.2 | 49.95 | 0.65 | 16.54 | 76.34 | 4.3556 | 4112.218 | 337.05 | -0.073501 | 0.10378
20063 | 13E23G12H10D05M01W03 | 9.2 | 49.95 | 0.65 | 11.76 | 71.56 | 4.3556 | 4112.218 | 270.48 | -0.073501 | 0.1599
20064 | 13E23G12H10D07M01W02 | 9.45 | 51.14 | 0.65 | 16.54 | 77.78 | 4.4333 | 4204.5122 | 339.99 | -0.099076 | 0.086875
20065 | 13E23G12H10D07M01W03 | 9.45 | 51.14 | 0.65 | 11.76 | 73 | 4.4333 | 4204.5122 | 273.42 | -0.099076 | 0.14299
20066 | 13E23G12H10D07M01W04 | 9.45 | 51.14 | 0.65 | 8.59 | 69.83 | 4.4333 | 4204.5122 | 229.74 | -0.099076 | 0.18021
20067 | 13E23G12H10D07M02W02 | 9.24 | 50.15 | 0.65 | 16.54 | 76.58 | 4.5111 | 4093.7592 | 337.47 | -0.077799 | 0.10096
20068 | 13E23G12H11D05M01W02 | 9.2 | 46.79 | 0.65 | 16.54 | 73.18 | 3.9667 | 3894.8139 | 337.05 | -0.0055878 | 0.14088
20069 | 13E23G12H11D05M01W03 | 9.2 | 46.79 | 0.65 | 11.76 | 68.4 | 3.9667 | 3894.8139 | 270.48 | -0.0055878 | 0.19699
20070 | 13E23G12H11D06M01W02 | 8.21 | 42.63 | 0.65 | 16.54 | 68.03 | 3.5778 | 3568.7079 | 325.29 | 0.083817 | 0.20134 | 1
20071 | 13E23G12H11D06M01W03 | 8.21 | 42.63 | 0.65 | 11.76 | 63.25 | 3.5778 | 3568.7079 | 258.72 | 0.083817 | 0.25745 | 1
20072 | 13E23G12H11D07M01W02 | 9.45 | 47.9 | 0.65 | 16.54 | 74.54 | 4.0444 | 3980.9552 | 339.99 | -0.029443 | 0.12491
20073 | 13E23G12H11D07M01W03 | 9.45 | 47.9 | 0.65 | 11.76 | 69.76 | 4.0444 | 3980.9552 | 273.42 | -0.029443 | 0.18103
20074 | 13E23G12H11D07M01W04 | 9.45 | 47.9 | 0.65 | 8.59 | 66.59 | 4.0444 | 3980.9552 | 229.74 | -0.029443 | 0.21824
20075 | 13E23G12H11D07M02W02 | 9.24 | 46.95 | 0.65 | 16.54 | 73.38 | 4.1222 | 3874.3041 | 337.47 | -0.0090264 | 0.13853
20076 | 13E23G12H12D05M01W02 | 7.99 | 38.99 | 0.65 | 16.54 | 64.17 | 3.3444 | 3248.7548 | 324.24 | 0.16205 | 0.24665 | 1
20077 | 13E23G12H12D05M01W03 | 7.99 | 38.99 | 0.65 | 11.76 | 59.39 | 3.3444 | 3248.7548 | 257.67 | 0.16205 | 0.30277 | 1
20078 | 13E23G12H12D07M01W02 | 8.2 | 39.91 | 0.65 | 16.54 | 65.3 | 3.4222 | 3318.4881 | 326.97 | 0.14227 | 0.23339 | 1
20079 | 13E23G12H12D07M01W03 | 8.2 | 39.91 | 0.65 | 11.76 | 60.52 | 3.4222 | 3318.4881 | 260.4 | 0.14227 | 0.2895 | 1
20080 | 13E23G12H12D07M01W04 | 8.2 | 39.91 | 0.65 | 8.59 | 57.35 | 3.4222 | 3318.4881 | 216.72 | 0.14227 | 0.32672 | 1
20081 | 13E23G12H12D07M02W02 | 8.04 | 39.12 | 0.65 | 16.54 | 64.35 | 3.4222 | 3230.2959 | 324.66 | 0.15925 | 0.24454 | 1
20082 | 13E23G12H13D05M01W02 | 7.99 | 37.84 | 0.65 | 16.54 | 63.02 | 3.3444 | 3125.6959 | 324.24 | 0.18676 | 0.26015 | 1
20083 | 13E23G12H13D05M01W03 | 7.99 | 37.84 | 0.65 | 11.76 | 58.24 | 3.3444 | 3125.6959 | 257.67 | 0.18676 | 0.31627 | 1
20084 | 13E23G12H13D07M01W02 | 8.2 | 38.74 | 0.65 | 16.54 | 64.13 | 3.4222 | 3195.4292 | 326.97 | 0.16742 | 0.24712 | 1
20085 | 13E23G12H13D07M01W03 | 8.2 | 38.74 | 0.65 | 11.76 | 59.35 | 3.4222 | 3195.4292 | 260.4 | 0.16742 | 0.30324 | 1
20086 | 13E23G12H13D07M01W04 | 8.2 | 38.74 | 0.65 | 8.59 | 56.18 | 3.4222 | 3195.4292 | 216.72 | 0.16742 | 0.34046 | 1
20087 | 13E23G12H13D07M02W02 | 8.04 | 38 | 0.65 | 16.54 | 63.23 | 3.4222 | 3111.339 | 324.66 | 0.18332 | 0.25769 | 1
20088 | 13E23G12H14D05M01W02 | 9.2 | 45.46 | 0.65 | 16.54 | 71.85 | 3.9667 | 3751.2452 | 337.05 | 0.022996 | 0.15649 | 1
20089 | 13E23G12H14D05M01W03 | 9.2 | 45.46 | 0.65 | 11.76 | 67.07 | 3.9667 | 3751.2452 | 270.48 | 0.022996 | 0.21261 | 1
20090 | 13E23G12H14D07M01W02 | 9.45 | 46.54 | 0.65 | 16.54 | 73.18 | 4.0444 | 3835.3355 | 339.99 | -0.00021492 | 0.14088
20091 | 13E23G12H14D07M01W03 | 9.45 | 46.54 | 0.65 | 11.76 | 68.4 | 4.0444 | 3835.3355 | 273.42 | -0.00021492 | 0.19699
20092 | 13E23G12H14D07M01W04 | 9.45 | 46.54 | 0.65 | 8.59 | 65.23 | 4.0444 | 3835.3355 | 229.74 | -0.00021492 | 0.23421
20093 | 13E23G12H14D07M02W02 | 9.24 | 45.65 | 0.65 | 16.54 | 72.08 | 4.1222 | 3734.8374 | 337.47 | 0.018913 | 0.15379 | 1
20094 | 13E24G10H07D04M01W02 | 13.99 | 44.81 | 0.65 | 16.54 | 75.99 | 4.9778 | 3521.5353 | 393.33 | 0.036965 | 0.10789
20095 | 13E24G10H07D05M01W02 | 12.23 | 37.88 | 0.65 | 16.54 | 67.3 | 4.2 | 3016.9938 | 372.75 | 0.1859 | 0.20991 | 1
20096 | 13E24G10H07D05M01W03 | 12.23 | 37.88 | 0.65 | 11.76 | 62.52 | 4.2 | 3016.9938 | 306.18 | 0.1859 | 0.26602 | 1
20097 | 13E24G10H07D06M01W02 | 10.9 | 33.45 | 0.65 | 16.54 | 61.54 | 3.7333 | 2690.8878 | 357 | 0.28111 | 0.27753 | 1
20098 | 13E24G10H07D06M01W03 | 10.9 | 33.45 | 0.65 | 11.76 | 56.76 | 3.7333 | 2690.8878 | 290.43 | 0.28111 | 0.33365 | 1
20099 | 13E24G10H07D07M01W02 | 12.57 | 39.07 | 0.65 | 16.54 | 68.83 | 4.3556 | 3101.0841 | 376.74 | 0.16033 | 0.19195 | 1
20100 | 13E24G10H07D07M01W03 | 12.57 | 39.07 | 0.65 | 11.76 | 64.05 | 4.3556 | 3101.0841 | 310.17 | 0.16033 | 0.24806 | 1
20101 | 13E24G10H07D07M01W04 | 12.57 | 39.07 | 0.65 | 8.59 | 60.88 | 4.3556 | 3101.0841 | 266.49 | 0.16033 | 0.28528 | 1
20102 | 13E24G10H07D07M02W02 | 12.49 | 37.89 | 0.65 | 16.54 | 67.57 | 4.3556 | 3014.9429 | 375.69 | 0.18569 | 0.20674 | 1
20103 | 13E24G10H08D05M01W02 | 10.78 | 37.88 | 0.65 | 16.54 | 65.85 | 4.2 | 3016.9938 | 354.06 | 0.1859 | 0.22693 | 1
20104 | 13E24G10H08D05M01W03 | 10.78 | 37.88 | 0.65 | 11.76 | 61.07 | 4.2 | 3016.9938 | 287.49 | 0.1859 | 0.28305 | 1
20105 | 13E24G10H08D06M01W02 | 9.61 | 33.45 | 0.65 | 16.54 | 60.25 | 3.7333 | 2690.8878 | 340.41 | 0.28111 | 0.29267 | 1
20106 | 13E24G10H08D06M01W03 | 9.61 | 33.45 | 0.65 | 11.76 | 55.47 | 3.7333 | 2690.8878 | 273.84 | 0.28111 | 0.34879 | 1
20107 | 13E24G10H08D07M01W02 | 11.08 | 39.07 | 0.65 | 16.54 | 67.34 | 4.3556 | 3101.0841 | 357.42 | 0.16033 | 0.20944 | 1
20108 | 13E24G10H08D07M01W03 | 11.08 | 39.07 | 0.65 | 11.76 | 62.56 | 4.3556 | 3101.0841 | 290.85 | 0.16033 | 0.26556 | 1
20109 | 13E24G10H08D07M01W04 | 11.08 | 39.07 | 0.65 | 8.59 | 59.39 | 4.3556 | 3101.0841 | 247.17 | 0.16033 | 0.30277 | 1
20110 | 13E24G10H08D07M02W02 | 11.01 | 37.89 | 0.65 | 16.54 | 66.09 | 4.3556 | 3014.9429 | 356.58 | 0.18569 | 0.22411 | 1
20111 | 13E24G10H09D05M01W02 | 10.37 | 37.88 | 0.65 | 16.54 | 65.44 | 4.2 | 3016.9938 | 348.81 | 0.1859 | 0.23174 | 1
20112 | 13E24G10H09D05M01W03 | 10.37 | 37.88 | 0.65 | 11.76 | 60.66 | 4.2 | 3016.9938 | 282.24 | 0.1859 | 0.28786 | 1
20113 | 13E24G10H09D07M01W02 | 10.66 | 39.07 | 0.65 | 16.54 | 66.92 | 4.3556 | 3101.0841 | 352.17 | 0.16033 | 0.21437 | 1
20114 | 13E24G10H09D07M01W03 | 10.66 | 39.07 | 0.65 | 11.76 | 62.14 | 4.3556 | 3101.0841 | 285.6 | 0.16033 | 0.27049 | 1
20115 | 13E24G10H09D07M01W04 | 10.66 | 39.07 | 0.65 | 8.59 | 58.97 | 4.3556 | 3101.0841 | 241.92 | 0.16033 | 0.3077 | 1
20116 | 13E24G10H09D07M02W02 | 10.59 | 37.89 | 0.65 | 16.54 | 65.67 | 4.3556 | 3014.9429 | 351.12 | 0.18569 | 0.22904 | 1
20117 | 13E24G10H10D05M01W02 | 12.23 | 32.65 | 0.65 | 16.54 | 62.07 | 3.5778 | 2658.0721 | 372.75 | 0.2983 | 0.27131 | 1
20118 | 13E24G10H10D05M01W03 | 12.23 | 32.65 | 0.65 | 11.76 | 57.29 | 3.5778 | 2658.0721 | 306.18 | 0.2983 | 0.32742 | 1
20119 | 13E24G10H10D07M01W02 | 12.57 | 33.67 | 0.65 | 16.54 | 63.43 | 3.6556 | 2731.9074 | 376.74 | 0.27638 | 0.25534 | 1
20120 | 13E24G10H10D07M01W03 | 12.57 | 33.67 | 0.65 | 11.76 | 58.65 | 3.6556 | 2731.9074 | 310.17 | 0.27638 | 0.31146 | 1
20121 | 13E24G10H10D07M01W04 | 12.57 | 33.67 | 0.65 | 8.59 | 55.48 | 3.6556 | 2731.9074 | 266.49 | 0.27638 | 0.34867 | 1
20122 | 13E24G10H10D07M02W02 | 12.49 | 32.66 | 0.65 | 16.54 | 62.34 | 3.6556 | 2656.0211 | 375.69 | 0.29809 | 0.26814 | 1
20123 | 13E24G10H11D05M01W02 | 12.23 | 30.46 | 0.65 | 16.54 | 59.88 | 3.2667 | 2512.4524 | 372.75 | 0.34537 | 0.29702 | 1
20124 | 13E24G10H11D05M01W03 | 12.23 | 30.46 | 0.65 | 11.76 | 55.1 | 3.2667 | 2512.4524 | 306.18 | 0.34537 | 0.35313 | 1
20125 | 13E24G10H11D06M01W02 | 10.9 | 26.92 | 0.65 | 16.54 | 55.01 | 2.8778 | 2245.8248 | 357 | 0.42145 | 0.35419 | 2
20126 | 13E24G10H11D06M01W03 | 10.9 | 26.92 | 0.65 | 11.76 | 50.23 | 2.8778 | 2245.8248 | 290.43 | 0.42145 | 0.41031 | 2
20127 | 13E24G10H11D07M01W02 | 12.57 | 31.4 | 0.65 | 16.54 | 61.16 | 3.3444 | 2582.1858 | 376.74 | 0.32517 | 0.28199 | 1
20128 | 13E24G10H11D07M01W03 | 12.57 | 31.4 | 0.65 | 11.76 | 56.38 | 3.3444 | 2582.1858 | 310.17 | 0.32517 | 0.33811 | 1
20129 | 13E24G10H11D07M01W04 | 12.57 | 31.4 | 0.65 | 8.59 | 53.21 | 3.3444 | 2582.1858 | 266.49 | 0.32517 | 0.37532 | 1
20130 | 13E24G10H11D07M02W02 | 12.49 | 30.45 | 0.65 | 16.54 | 60.13 | 3.3444 | 2510.4014 | 375.69 | 0.34558 | 0.29408 | 1
20131 | 13E24G10H12D05M01W02 | 10.63 | 25.37 | 0.65 | 16.54 | 53.19 | 2.7222 | 2089.9502 | 355.95 | 0.45476 | 0.37556 | 2
20132 | 13E24G10H12D05M01W03 | 10.63 | 25.37 | 0.65 | 11.76 | 48.41 | 2.7222 | 2089.9502 | 289.38 | 0.45476 | 0.43167 | 2
20133 | 13E24G10H12D07M01W02 | 10.93 | 26.16 | 0.65 | 16.54 | 54.28 | 2.8 | 2147.3777 | 359.31 | 0.43778 | 0.36276 | 2
20134 | 13E24G10H12D07M01W03 | 10.93 | 26.16 | 0.65 | 11.76 | 49.5 | 2.8 | 2147.3777 | 292.74 | 0.43778 | 0.41888 | 2
20135 | 13E24G10H12D07M01W04 | 10.93 | 26.16 | 0.65 | 8.59 | 46.33 | 2.8 | 2147.3777 | 249.06 | 0.43778 | 0.45609 | 2
20136 | 13E24G10H12D07M02W02 | 10.86 | 25.37 | 0.65 | 16.54 | 53.42 | 2.8 | 2087.8992 | 358.47 | 0.45476 | 0.37286 | 2
20137 | 13E24G10H13D05M01W02 | 10.63 | 24.78 | 0.65 | 16.54 | 52.6 | 2.7222 | 2028.4207 | 355.95 | 0.46744 | 0.38248 | 2
20138 | 13E24G10H13D05M01W03 | 10.63 | 24.78 | 0.65 | 11.76 | 47.82 | 2.7222 | 2028.4207 | 289.38 | 0.46744 | 0.4386 | 2
20139 | 13E24G10H13D07M01W02 | 10.93 | 25.56 | 0.65 | 16.54 | 53.68 | 2.8 | 2085.8482 | 359.31 | 0.45068 | 0.36981 | 2
20140 | 13E24G10H13D07M01W03 | 10.93 | 25.56 | 0.65 | 11.76 | 48.9 | 2.8 | 2085.8482 | 292.74 | 0.45068 | 0.42592 | 2
20141 | 13E24G10H13D07M01W04 | 10.93 | 25.56 | 0.65 | 8.59 | 45.73 | 2.8 | 2085.8482 | 249.06 | 0.45068 | 0.46314 | 2
20142 | 13E24G10H13D07M02W02 | 10.86 | 24.79 | 0.65 | 16.54 | 52.84 | 2.8 | 2028.4207 | 358.47 | 0.46723 | 0.37967 | 2
20143 | 13E24G10H14D05M01W02 | 12.23 | 29.77 | 0.65 | 16.54 | 59.19 | 3.2667 | 2440.668 | 372.75 | 0.3602 | 0.30512 | 1
20144 | 13E24G10H14D05M01W03 | 12.23 | 29.77 | 0.65 | 11.76 | 54.41 | 3.2667 | 2440.668 | 306.18 | 0.3602 | 0.36124 | 1
20145 | 13E24G10H14D07M01W02 | 12.57 | 30.7 | 0.65 | 16.54 | 60.46 | 3.3444 | 2510.4014 | 376.74 | 0.34021 | 0.29021 | 1
20146 | 13E24G10H14D07M01W03 | 12.57 | 30.7 | 0.65 | 11.76 | 55.68 | 3.3444 | 2510.4014 | 310.17 | 0.34021 | 0.34633 | 1
20147 | 13E24G10H14D07M01W04 | 12.57 | 30.7 | 0.65 | 8.59 | 52.51 | 3.3444 | 2510.4014 | 266.49 | 0.34021 | 0.38354 | 1
20148 | 13E24G10H14D07M02W02 | 12.49 | 29.78 | 0.65 | 16.54 | 59.46 | 3.3444 | 2440.668 | 375.69 | 0.35998 | 0.30195 | 1
20149 | 13E24G11H07D04M01W02 | 15.21 | 39.02 | 0.65 | 16.54 | 71.42 | 4.6667 | 3099.0331 | 407.61 | 0.1614 | 0.16154 | 1
20150 | 13E24G11H07D05M01W02 | 13.32 | 32.97 | 0.65 | 16.54 | 63.48 | 3.9667 | 2656.0211 | 385.35 | 0.29142 | 0.25475 | 1
20151 | 13E24G11H07D05M01W03 | 13.32 | 32.97 | 0.65 | 11.76 | 58.7 | 3.9667 | 2656.0211 | 318.78 | 0.29142 | 0.31087 | 1
20152 | 13E24G11H07D06M01W02 | 11.87 | 28.85 | 0.65 | 16.54 | 57.91 | 3.4222 | 2352.4758 | 368.34 | 0.37997 | 0.32015 | 1
20153 | 13E24G11H07D06M01W03 | 11.87 | 28.85 | 0.65 | 11.76 | 53.13 | 3.4222 | 2352.4758 | 301.77 | 0.37997 | 0.37626 | 1
20154 | 13E24G11H07D07M01W02 | 13.69 | 34.07 | 0.65 | 16.54 | 64.95 | 4.0444 | 2738.0604 | 389.76 | 0.26778 | 0.2375 | 1
20155 | 13E24G11H07D07M01W03 | 13.69 | 34.07 | 0.65 | 11.76 | 60.17 | 4.0444 | 2738.0604 | 323.19 | 0.26778 | 0.29361 | 1
20156 | 13E24G11H07D07M01W04 | 13.69 | 34.07 | 0.65 | 8.59 | 57 | 4.0444 | 2738.0604 | 279.51 | 0.26778 | 0.33083 | 1
20157 | 13E24G11H07D07M02W02 | 13.64 | 32.93 | 0.65 | 16.54 | 63.76 | 4.1222 | 2660.1231 | 389.13 | 0.29228 | 0.25147 | 1
20158 | 13E24G11H08D05M01W02 | 11.74 | 32.97 | 0.65 | 16.54 | 61.9 | 3.9667 | 2656.0211 | 364.98 | 0.29142 | 0.2733 | 1
20159 | 13E24G11H08D05M01W03 | 11.74 | 32.97 | 0.65 | 11.76 | 57.12 | 3.9667 | 2656.0211 | 298.41 | 0.29142 | 0.32942 | 1
20160 | 13E24G11H08D06M01W02 | 10.45 | 28.85 | 0.65 | 16.54 | 56.49 | 3.4222 | 2352.4758 | 350.28 | 0.37997 | 0.33682 | 1
20161 | 13E24G11H08D06M01W03 | 10.45 | 28.85 | 0.65 | 11.76 | 51.71 | 3.4222 | 2352.4758 | 283.71 | 0.37997 | 0.39293 | 1
20162 | 13E24G11H08D07M01W02 | 12.06 | 34.07 | 0.65 | 16.54 | 63.32 | 4.0444 | 2738.0604 | 368.76 | 0.26778 | 0.25663 | 1
20163 | 13E24G11H08D07M01W03 | 12.06 | 34.07 | 0.65 | 11.76 | 58.54 | 4.0444 | 2738.0604 | 302.19 | 0.26778 | 0.31275 | 1
20164 | 13E24G11H08D07M01W04 | 12.06 | 34.07 | 0.65 | 8.59 | 55.37 | 4.0444 | 2738.0604 | 258.51 | 0.26778 | 0.34996 | 1
20165 | 13E24G11H08D07M02W02 | 12.02 | 32.93 | 0.65 | 16.54 | 62.14 | 4.1222 | 2660.1231 | 368.34 | 0.29228 | 0.27049 | 1
20166 | 13E24G11H09D05M01W02 | 11.3 | 32.97 | 0.65 | 16.54 | 61.46 | 3.9667 | 2656.0211 | 359.31 | 0.29142 | 0.27847 | 1
20167 | 13E24G11H09D05M01W03 | 11.3 | 32.97 | 0.65 | 11.76 | 56.68 | 3.9667 | 2656.0211 | 292.74 | 0.29142 | 0.33459 | 1
20168 | 13E24G11H09D07M01W02 | 11.6 | 34.07 | 0.65 | 16.54 | 62.86 | 4.0444 | 2738.0604 | 363.09 | 0.26778 | 0.26203 | 1
20169 | 13E24G11H09D07M01W03 | 11.6 | 34.07 | 0.65 | 11.76 | 58.08 | 4.0444 | 2738.0604 | 296.52 | 0.26778 | 0.31815 | 1
20170 | 13E24G11H09D07M01W04 | 11.6 | 34.07 | 0.65 | 8.59 | 54.91 | 4.0444 | 2738.0604 | 252.84 | 0.26778 | 0.35537 | 1
20171 | 13E24G11H09D07M02W02 | 11.56 | 32.93 | 0.65 | 16.54 | 61.68 | 4.1222 | 2660.1231 | 362.46 | 0.29228 | 0.27589 | 1
20172 | 13E24G11H10D05M01W02 | 13.32 | 28.39 | 0.65 | 16.54 | 58.9 | 3.3444 | 2344.2719 | 385.35 | 0.38986 | 0.30852 | 1
20173 | 13E24G11H10D05M01W03 | 13.32 | 28.39 | 0.65 | 11.76 | 54.12 | 3.3444 | 2344.2719 | 318.78 | 0.38986 | 0.36464 | 1
20174 | 13E24G11H10D07M01W02 | 13.69 | 29.34 | 0.65 | 16.54 | 60.22 | 3.4222 | 2416.0563 | 389.76 | 0.36944 | 0.29303 | 1
20175 | 13E24G11H10D07M01W03 | 13.69 | 29.34 | 0.65 | 11.76 | 55.44 | 3.4222 | 2416.0563 | 323.19 | 0.36944 | 0.34914 | 1
20176 | 13E24G11H10D07M01W04 | 13.69 | 29.34 | 0.65 | 8.59 | 52.27 | 3.4222 | 2416.0563 | 279.51 | 0.36944 | 0.38636 | 1
20177 | 13E24G11H10D07M02W02 | 13.64 | 28.35 | 0.65 | 16.54 | 59.18 | 3.4222 | 2348.3739 | 389.13 | 0.39072 | 0.30524 | 1
20178 | 13E24G11H11D05M01W02 | 13.32 | 26.46 | 0.65 | 16.54 | 56.97 | 3.0333 | 2217.111 | 385.35 | 0.43133 | 0.33118 | 1
20179 | 13E24G11H11D05M01W03 | 13.32 | 26.46 | 0.65 | 11.76 | 52.19 | 3.0333 | 2217.111 | 318.78 | 0.43133 | 0.3873 | 2
20180 | 13E24G11H11D06M01W02 | 11.87 | 23.17 | 0.65 | 16.54 | 52.23 | 2.6444 | 1970.9933 | 368.34 | 0.50204 | 0.38683 | 2
20181 | 13E24G11H11D06M01W03 | 11.87 | 23.17 | 0.65 | 11.76 | 47.45 | 2.6444 | 1970.9933 | 301.77 | 0.50204 | 0.44294 | 2
20182 | 13E24G11H11D07M01W02 | 13.69 | 27.34 | 0.65 | 16.54 | 58.22 | 3.1889 | 2284.7934 | 389.76 | 0.41242 | 0.31651 | 1
20183 | 13E24G11H11D07M01W03 | 13.69 | 27.34 | 0.65 | 11.76 | 53.44 | 3.1889 | 2284.7934 | 323.19 | 0.41242 | 0.37262 | 2
20184 | 13E24G11H11D07M01W04 | 13.69 | 27.34 | 0.65 | 8.59 | 50.27 | 3.1889 | 2284.7934 | 279.51 | 0.41242 | 0.40984 | 2
20185 | 13E24G11H11D07M02W02 | 13.64 | 26.42 | 0.65 | 16.54 | 57.25 | 3.1889 | 2221.213 | 389.13 | 0.43219 | 0.32789 | 1
20186 | 13E24G11H12D05M01W02 | 11.57 | 22.04 | 0.65 | 16.54 | 50.8 | 2.5667 | 1843.8324 | 367.08 | 0.52633 | 0.40362 | 2
20187 | 13E24G11H12D05M01W03 | 11.57 | 22.04 | 0.65 | 11.76 | 46.02 | 2.5667 | 1843.8324 | 300.51 | 0.52633 | 0.45973 | 2
20188 | 13E24G11H12D07M01W02 | 11.89 | 22.77 | 0.65 | 16.54 | 51.85 | 2.6444 | 1899.2089 | 370.86 | 0.51064 | 0.39129 | 2
20189 | 13E24G11H12D07M01W03 | 11.89 | 22.77 | 0.65 | 11.76 | 47.07 | 2.6444 | 1899.2089 | 304.29 | 0.51064 | 0.44741 | 2
20190 | 13E24G11H12D07M01W04 | 11.89 | 22.77 | 0.65 | 8.59 | 43.9 | 2.6444 | 1899.2089 | 260.61 | 0.51064 | 0.48462 | 2
20191 | 13E24G11H12D07M02W02 | 11.85 | 22.01 | 0.65 | 16.54 | 51.05 | 2.6444 | 1843.8324 | 370.23 | 0.52697 | 0.40068 | 2
20192 | 13E24G11H13D05M01W02 | 11.57 | 21.55 | 0.65 | 16.54 | 50.31 | 2.5667 | 1792.5579 | 367.08 | 0.53686 | 0.40937 | 2
20193 | 13E24G11H13D05M01W03 | 11.57 | 21.55 | 0.65 | 11.76 | 45.53 | 2.5667 | 1792.5579 | 300.51 | 0.53686 | 0.46548 | 2
20194 | 13E24G11H13D07M01W02 | 11.89 | 22.27 | 0.65 | 16.54 | 51.35 | 2.6444 | 1845.8834 | 370.86 | 0.52138 | 0.39716 | 2
20195 | 13E24G11H13D07M01W03 | 11.89 | 22.27 | 0.65 | 11.76 | 46.57 | 2.6444 | 1845.8834 | 304.29 | 0.52138 | 0.45328 | 2
20196 | 13E24G11H13D07M01W04 | 11.89 | 22.27 | 0.65 | 8.59 | 43.4 | 2.6444 | 1845.8834 | 260.61 | 0.52138 | 0.49049 | 2
20197 | 13E24G11H13D07M02W02 | 11.85 | 21.52 | 0.65 | 16.54 | 50.56 | 2.6444 | 1794.6088 | 370.23 | 0.5375 | 0.40643 | 2
20198 | 13E24G11H14D05M01W02 | 13.32 | 25.9 | 0.65 | 16.54 | 56.41 | 3.0333 | 2157.6326 | 385.35 | 0.44337 | 0.33776 | 1
20199 | 13E24G11H14D05M01W03 | 13.32 | 25.9 | 0.65 | 11.76 | 51.63 | 3.0333 | 2157.6326 | 318.78 | 0.44337 | 0.39387 | 2
20200 | 13E24G11H14D07M01W02 | 13.69 | 26.76 | 0.65 | 16.54 | 57.64 | 3.1889 | 2223.264 | 389.76 | 0.42489 | 0.32332 | 1
20201 | 13E24G11H14D07M01W03 | 13.69 | 26.76 | 0.65 | 11.76 | 52.86 | 3.1889 | 2223.264 | 323.19 | 0.42489 | 0.37943 | 2
20202 | 13E24G11H14D07M01W04 | 13.69 | 26.76 | 0.65 | 8.59 | 49.69 | 3.1889 | 2223.264 | 279.51 | 0.42489 | 0.41665 | 2
20203 | 13E24G11H14D07M02W02 | 13.64 | 25.86 | 0.65 | 16.54 | 56.69 | 3.1889 | 2163.7855 | 389.13 | 0.44423 | 0.33447 | 1
20204 | 13E24G12H07D04M01W02 | 11.92 | 70.51 | 0.65 | 16.54 | 99.62 | 6.2222 | 5689.4228 | 368.97 | -0.51537 | -0.16952
20205 | 13E24G12H07D05M01W02 | 10.4 | 59.7 | 0.65 | 16.54 | 87.29 | 5.2889 | 4862.8772 | 351.12 | -0.28304 | -0.024771
20206 | 13E24G12H07D05M01W03 | 10.4 | 59.7 | 0.65 | 11.76 | 82.51 | 5.2889 | 4862.8772 | 284.55 | -0.28304 | 0.031345
20207 | 13E24G12H07D06M01W02 | 9.34 | 54.46 | 0.65 | 16.54 | 80.99 | 4.8222 | 4458.8339 | 338.73 | -0.17043 | 0.04919
20208 | 13E24G12H07D06M01W03 | 9.34 | 54.46 | 0.65 | 11.76 | 76.21 | 4.8222 | 4458.8339 | 272.16 | -0.17043 | 0.10531
20209 | 13E24G12H07D07M01W02 | 10.68 | 61.1 | 0.65 | 16.54 | 88.97 | 5.4444 | 4969.5283 | 354.48 | -0.31313 | -0.044494
20210 | 13E24G12H07D07M01W03 | 10.68 | 61.1 | 0.65 | 11.76 | 84.19 | 5.4444 | 4969.5283 | 287.91 | -0.31313 | 0.011622
20211 | 13E24G12H07D07M01W04 | 10.68 | 61.1 | 0.65 | 8.59 | 81.02 | 5.4444 | 4969.5283 | 244.23 | -0.31313 | 0.048838
20212 | 13E24G12H07D07M02W02 | 10.45 | 59.97 | 0.65 | 16.54 | 87.61 | 5.4444 | 4838.2655 | 351.75 | -0.28885 | -0.028528
20213 | 13E24G12H08D05M01W02 | 9.16 | 59.7 | 0.65 | 16.54 | 86.05 | 5.2889 | 4862.8772 | 335.37 | -0.28304 | -0.010214
20214 | 13E24G12H08D05M01W03 | 9.16 | 59.7 | 0.65 | 11.76 | 81.27 | 5.2889 | 4862.8772 | 268.8 | -0.28304 | 0.045903
20215 | 13E24G12H08D06M01W02 | 8.23 | 54.46 | 0.65 | 16.54 | 79.88 | 4.8222 | 4458.8339 | 324.45 | -0.17043 | 0.062221
20216 | 13E24G12H08D06M01W03 | 8.23 | 54.46 | 0.65 | 11.76 | 75.1 | 4.8222 | 4458.8339 | 257.88 | -0.17043 | 0.11834
20217 | 13E24G12H08D07M01W02 | 9.41 | 61.1 | 0.65 | 16.54 | 87.7 | 5.4444 | 4969.5283 | 338.1 | -0.31313 | -0.029584
20218 | 13E24G12H08D07M01W03 | 9.41 | 61.1 | 0.65 | 11.76 | 82.92 | 5.4444 | 4969.5283 | 271.53 | -0.31313 | 0.026532
20219 | 13E24G12H08D07M01W04 | 9.41 | 61.1 | 0.65 | 8.59 | 79.75 | 5.4444 | 4969.5283 | 227.85 | -0.31313 | 0.063747
20220 | 13E24G12H08D07M02W02 | 9.21 | 59.97 | 0.65 | 16.54 | 86.37 | 5.4444 | 4838.2655 | 335.58 | -0.28885 | -0.01397
20221 | 13E24G12H09D05M01W02 | 8.82 | 59.7 | 0.65 | 16.54 | 85.71 | 5.2889 | 4862.8772 | 330.96 | -0.28304 | -0.0062221
20222 | 13E24G12H09D05M01W03 | 8.82 | 59.7 | 0.65 | 11.76 | 80.93 | 5.2889 | 4862.8772 | 264.39 | -0.28304 | 0.049894
20223 | 13E24G12H09D07M01W02 | 9.06 | 61.1 | 0.65 | 16.54 | 87.35 | 5.4444 | 4969.5283 | 333.48 | -0.31313 | -0.025475
20224 | 13E24G12H09D07M01W03 | 9.06 | 61.1 | 0.65 | 11.76 | 82.57 | 5.4444 | 4969.5283 | 266.91 | -0.31313 | 0.030641
20225 | 13E24G12H09D07M01W04 | 9.06 | 61.1 | 0.65 | 8.59 | 79.4 | 5.4444 | 4969.5283 | 223.23 | -0.31313 | 0.067856
20226 | 13E24G12H09D07M02W02 | 8.86 | 59.97 | 0.65 | 16.54 | 86.02 | 5.4444 | 4838.2655 | 331.17 | -0.28885 | -0.0098615
20227 | 13E24G12H10D05M01W02 | 10.4 | 51.74 | 0.65 | 16.54 | 79.33 | 4.4333 | 4282.4495 | 351.12 | -0.11197 | 0.068678
20228 | 13E24G12H10D05M01W03 | 10.4 | 51.74 | 0.65 | 11.76 | 74.55 | 4.4333 | 4282.4495 | 284.55 | -0.11197 | 0.12479
20229 | 13E24G12H10D07M01W02 | 10.68 | 52.94 | 0.65 | 16.54 | 80.81 | 4.5889 | 4374.7436 | 354.48 | -0.13776 | 0.051303
20230 | 13E24G12H10D07M01W03 | 10.68 | 52.94 | 0.65 | 11.76 | 76.03 | 4.5889 | 4374.7436 | 287.91 | -0.13776 | 0.10742
20231 | 13E24G12H10D07M01W04 | 10.68 | 52.94 | 0.65 | 8.59 | 72.86 | 4.5889 | 4374.7436 | 244.23 | -0.13776 | 0.14463
20232 | 13E24G12H10D07M02W02 | 10.45 | 51.93 | 0.65 | 16.54 | 79.57 | 4.5889 | 4257.8377 | 351.75 | -0.11605 | 0.065861
20233 | 13E24G12H11D05M01W02 | 10.4 | 48.48 | 0.65 | 16.54 | 76.07 | 4.1222 | 4054.7905 | 351.12 | -0.041908 | 0.10695
20234 | 13E24G12H11D05M01W03 | 10.4 | 48.48 | 0.65 | 11.76 | 71.29 | 4.1222 | 4054.7905 | 284.55 | -0.041908 | 0.16307
20235 | 13E24G12H11D06M01W02 | 9.34 | 44.25 | 0.65 | 16.54 | 70.78 | 3.7333 | 3722.5315 | 338.73 | 0.049001 | 0.16905 | 1
20236 | 13E24G12H11D06M01W03 | 9.34 | 44.25 | 0.65 | 11.76 | 66 | 3.7333 | 3722.5315 | 272.16 | 0.049001 | 0.22517 | 1
20237 | 13E24G12H11D07M01W02 | 10.68 | 49.6 | 0.65 | 16.54 | 77.47 | 4.2 | 4142.9827 | 354.48 | -0.065979 | 0.090514
20238 | 13E24G12H11D07M01W03 | 10.68 | 49.6 | 0.65 | 11.76 | 72.69 | 4.2 | 4142.9827 | 287.91 | -0.065979 | 0.14663
20239 | 13E24G12H11D07M01W04 | 10.68 | 49.6 | 0.65 | 8.59 | 69.52 | 4.2 | 4142.9827 | 244.23 | -0.065979 | 0.18385
20240 | 13E24G12H11D07M02W02 | 10.45 | 48.62 | 0.65 | 16.54 | 76.26 | 4.2 | 4030.1787 | 351.75 | -0.044917 | 0.10472
20241 | 13E24G12H12D05M01W02 | 9.04 | 40.39 | 0.65 | 16.54 | 66.62 | 3.4222 | 3380.0176 | 336.84 | 0.13196 | 0.21789 | 1
20242 | 13E24G12H12D05M01W03 | 9.04 | 40.39 | 0.65 | 11.76 | 61.84 | 3.4222 | 3380.0176 | 270.27 | 0.13196 | 0.27401 | 1
20243 | 13E24G12H12D07M01W02 | 9.28 | 41.33 | 0.65 | 16.54 | 67.8 | 3.5 | 3453.8529 | 339.78 | 0.11176 | 0.20404 | 1
20244 | 13E24G12H12D07M01W03 | 9.28 | 41.33 | 0.65 | 11.76 | 63.02 | 3.5 | 3453.8529 | 273.21 | 0.11176 | 0.26015 | 1
20245 | 13E24G12H12D07M01W04 | 9.28 | 41.33 | 0.65 | 8.59 | 59.85 | 3.5 | 3453.8529 | 229.53 | 0.11176 | 0.29737 | 1
20246 | 13E24G12H12D07M02W02 | 9.08 | 40.51 | 0.65 | 16.54 | 66.78 | 3.5 | 3357.4568 | 337.26 | 0.12938 | 0.21601 | 1
20247 | 13E24G12H13D05M01W02 | 9.04 | 39.2 | 0.65 | 16.54 | 65.43 | 3.4222 | 3252.8567 | 336.84 | 0.15753 | 0.23186 | 1
20248 | 13E24G12H13D05M01W03 | 9.04 | 39.2 | 0.65 | 11.76 | 60.65 | 3.4222 | 3252.8567 | 270.27 | 0.15753 | 0.28798 | 1
20249 | 13E24G12H13D07M01W02 | 9.28 | 40.11 | 0.65 | 16.54 | 66.58 | 3.5 | 3322.5901 | 339.78 | 0.13798 | 0.21836 | 1
20250 | 13E24G12H13D07M01W03 | 9.28 | 40.11 | 0.65 | 11.76 | 61.8 | 3.5 | 3322.5901 | 273.21 | 0.13798 | 0.27448 | 1
20251 | 13E24G12H13D07M01W04 | 9.28 | 40.11 | 0.65 | 8.59 | 58.63 | 3.5 | 3322.5901 | 229.53 | 0.13798 | 0.31169 | 1
20252 | 13E24G12H13D07M02W02 | 9.08 | 39.35 | 0.65 | 16.54 | 65.62 | 3.5 | 3234.3979 | 337.26 | 0.15431 | 0.22963 | 1
20253 | 13E24G12H14D05M01W02 | 10.4 | 47.08 | 0.65 | 16.54 | 74.67 | 4.1222 | 3907.1198 | 351.12 | -0.01182 | 0.12339
20254 | 13E24G12H14D05M01W03 | 10.4 | 47.08 | 0.65 | 11.76 | 69.89 | 4.1222 | 3907.1198 | 284.55 | -0.01182 | 0.1795
20255 | 13E24G12H14D07M01W02 | 10.68 | 48.18 | 0.65 | 16.54 | 76.05 | 4.2 | 3991.2101 | 354.48 | -0.035461 | 0.10718
20256 | 13E24G12H14D07M01W03 | 10.68 | 48.18 | 0.65 | 11.76 | 71.27 | 4.2 | 3991.2101 | 287.91 | -0.035461 | 0.1633
20257 | 13E24G12H14D07M01W04 | 10.68 | 48.18 | 0.65 | 8.59 | 68.1 | 4.2 | 3991.2101 | 244.23 | -0.035461 | 0.20052
20258 | 13E24G12H14D07M02W02 | 10.45 | 47.27 | 0.65 | 16.54 | 74.91 | 4.2 | 3884.559 | 351.75 | -0.015904 | 0.12057
20259 | 13E25G10H07D04M01W02 | 21.46 | 74.08 | 0.65 | 16.54 | 112.73 | 6.8444 | 5859.6543 | 481.74 | -0.59209 | -0.32343
20260 | 13E25G10H07D05M01W02 | 18.42 | 60.78 | 0.65 | 16.54 | 96.39 | 5.7556 | 4852.6223 | 445.83 | -0.30625 | -0.1316
20261 | 13E25G10H07D05M01W03 | 18.42 | 60.78 | 0.65 | 11.76 | 91.61 | 5.7556 | 4852.6223 | 379.26 | -0.30625 | -0.075487
20262 | 13E25G10H07D06M01W02 | 16.88 | 52.98 | 0.65 | 16.54 | 87.05 | 5.0556 | 4274.2455 | 427.77 | -0.13862 | -0.021954
20263 | 13E25G10H07D06M01W03 | 16.88 | 52.98 | 0.65 | 11.76 | 82.27 | 5.0556 | 4274.2455 | 361.2 | -0.13862 | 0.034163
20264 | 13E25G10H07D07M01W02 | 18.82 | 62.94 | 0.65 | 16.54 | 98.95 | 5.9111 | 5012.5989 | 450.45 | -0.35268 | -0.16166
20265 | 13E25G10H07D07M01W03 | 18.82 | 62.94 | 0.65 | 11.76 | 94.17 | 5.9111 | 5012.5989 | 383.88 | -0.35268 | -0.10554
20266 | 13E25G10H07D07M01W04 | 18.82 | 62.94 | 0.65 | 8.59 | 91 | 5.9111 | 5012.5989 | 340.2 | -0.35268 | -0.068326
20267 | 13E25G10H07D07M02W02 | 18.68 | 61.35 | 0.65 | 16.54 | 97.22 | 5.9889 | 4862.8772 | 448.77 | -0.3185 | -0.14135
20268 | 13E25G10H08D05M01W02 | 16.23 | 60.78 | 0.65 | 16.54 | 94.2 | 5.7556 | 4852.6223 | 417.69 | -0.30625 | -0.10589
20269 | 13E25G10H08D05M01W03 | 16.23 | 60.78 | 0.65 | 11.76 | 89.42 | 5.7556 | 4852.6223 | 351.12 | -0.30625 | -0.049777
20270 | 13E25G10H08D06M01W02 | 14.87 | 52.98 | 0.65 | 16.54 | 85.04 | 5.0556 | 4274.2455 | 401.73 | -0.13862 | 0.0016436
20271 | 13E25G10H08D06M01W03 | 14.87 | 52.98 | 0.65 | 11.76 | 80.26 | 5.0556 | 4274.2455 | 335.16 | -0.13862 | 0.05776
20272 | 13E25G10H08D07M01W02 | 16.58 | 62.94 | 0.65 | 16.54 | 96.71 | 5.9111 | 5012.5989 | 421.68 | -0.35268 | -0.13536
20273 | 13E25G10H08D07M01W03 | 16.58 | 62.94 | 0.65 | 11.76 | 91.93 | 5.9111 | 5012.5989 | 355.11 | -0.35268 | -0.079244
20274 | 13E25G10H08D07M01W04 | 16.58 | 62.94 | 0.65 | 8.59 | 88.76 | 5.9111 | 5012.5989 | 311.43 | -0.35268 | -0.042029
20275 | 13E25G10H08D07M02W02 | 16.46 | 61.35 | 0.65 | 16.54 | 95 | 5.9889 | 4862.8772 | 420.21 | -0.3185 | -0.11529
20276 | 13E25G10H09D05M01W02 | 15.62 | 60.78 | 0.65 | 16.54 | 93.59 | 5.7556 | 4852.6223 | 409.71 | -0.30625 | -0.098732
20277 | 13E25G10H09D05M01W03 | 15.62 | 60.78 | 0.65 | 11.76 | 88.81 | 5.7556 | 4852.6223 | 343.14 | -0.30625 | -0.042616
20278 | 13E25G10H09D07M01W02 | 15.96 | 62.94 | 0.65 | 16.54 | 96.09 | 5.9111 | 5012.5989 | 413.7 | -0.35268 | -0.12808
20279 | 13E25G10H09D07M01W03 | 15.96 | 62.94 | 0.65 | 11.76 | 91.31 | 5.9111 | 5012.5989 | 347.13 | -0.35268 | -0.071965
20280 | 13E25G10H09D07M01W04 | 15.96 | 62.94 | 0.65 | 8.59 | 88.14 | 5.9111 | 5012.5989 | 303.45 | -0.35268 | -0.03475
20281 | 13E25G10H09D07M02W02 | 15.84 | 61.35 | 0.65 | 16.54 | 94.38 | 5.9889 | 4862.8772 | 412.23 | -0.3185 | -0.10801
20282 | 13E25G10H10D05M01W02 | 18.42 | 52.5 | 0.65 | 16.54 | 88.11 | 4.8222 | 4272.1946 | 445.83 | -0.1283 | -0.034398
20283 | 13E25G10H10D05M01W03 | 18.42 | 52.5 | 0.65 | 11.76 | 83.33 | 4.8222 | 4272.1946 | 379.26 | -0.1283 | 0.021719
20284 | 13E25G10H10D07M01W02 | 18.82 | 54.36 | 0.65 | 16.54 | 90.37 | 4.9778 | 4411.6613 | 450.45 | -0.16828 | -0.06093
20285 | 13E25G10H10D07M01W03 | 18.82 | 54.36 | 0.65 | 11.76 | 85.59 | 4.9778 | 4411.6613 | 383.88 | -0.16828 | -0.0048133
20286 | 13E25G10H10D07M01W04 | 18.82 | 54.36 | 0.65 | 8.59 | 82.42 | 4.9778 | 4411.6613 | 340.2 | -0.16828 | 0.032402
20287 | 13E25G10H10D07M02W02 | 18.68 | 52.96 | 0.65 | 16.54 | 88.83 | 5.0556 | 4278.3475 | 448.77 | -0.13819 | -0.04285
20288 | 13E25G10H11D05M01W02 | 18.42 | 49.05 | 0.65 | 16.54 | 84.66 | 4.4333 | 4038.3827 | 445.83 | -0.054159 | 0.0061047
20289 | 13E25G10H11D05M01W03 | 18.42 | 49.05 | 0.65 | 11.76 | 79.88 | 4.4333 | 4038.3827 | 379.26 | -0.054159 | 0.062221
20290 | 13E25G10H11D06M01W02 | 16.88 | 42.79 | 0.65 | 16.54 | 76.86 | 3.8889 | 3566.6569 | 427.77 | 0.080378 | 0.097676
20291 | 13E25G10H11D06M01W03 | 16.88 | 42.79 | 0.65 | 11.76 | 72.08 | 3.8889 | 3566.6569 | 361.2 | 0.080378 | 0.15379 | 1
20292 | 13E25G10H11D07M01W02 | 18.82 | 50.78 | 0.65 | 16.54 | 86.79 | 4.5889 | 4169.6455 | 450.45 | -0.091339 | -0.018901
20293 | 13E25G10H11D07M01W03 | 18.82 | 50.78 | 0.65 | 11.76 | 82.01 | 4.5889 | 4169.6455 | 383.88 | -0.091339 | 0.037215
20294 | 13E25G10H11D07M01W04 | 18.82 | 50.78 | 0.65 | 8.59 | 78.84 | 4.5889 | 4169.6455 | 340.2 | -0.091339 | 0.074431
20295 | 13E25G10H11D07M02W02 | 18.68 | 49.45 | 0.65 | 16.54 | 85.32 | 4.5889 | 4044.5356 | 448.77 | -0.062755 | -0.0016436
20296 | 13E25G10H12D05M01W02 | 16.01 | 40.87 | 0.65 | 16.54 | 74.07 | 3.6556 | 3353.3548 | 420.42 | 0.12164 | 0.13043
20297 | 13E25G10H12D05M01W03 | 16.01 | 40.87 | 0.65 | 11.76 | 69.29 | 3.6556 | 3353.3548 | 353.85 | 0.12164 | 0.18655 | 1
20298 | 13E25G10H12D07M01W02 | 16.35 | 42.31 | 0.65 | 16.54 | 75.85 | 3.8111 | 3460.0059 | 424.62 | 0.090694 | 0.10953
20299 | 13E25G10H12D07M01W03 | 16.35 | 42.31 | 0.65 | 11.76 | 71.07 | 3.8111 | 3460.0059 | 358.05 | 0.090694 | 0.16565 | 1
20300 | 13E25G10H12D07M01W04 | 16.35 | 42.31 | 0.65 | 8.59 | 67.9 | 3.8111 | 3460.0059 | 314.37 | 0.090694 | 0.20286 | 1
20301 | 13E25G10H12D07M02W02 | 16.24 | 41.2 | 0.65 | 16.54 | 74.63 | 3.8111 | 3355.4058 | 422.94 | 0.11455 | 0.12386
20302 | 13E25G10H13D05M01W02 | 16.01 | 39.83 | 0.65 | 16.54 | 73.03 | 3.6556 | 3246.7038 | 420.42 | 0.14399 | 0.14264
20303 | 13E25G10H13D05M01W03 | 16.01 | 39.83 | 0.65 | 11.76 | 68.25 | 3.6556 | 3246.7038 | 353.85 | 0.14399 | 0.19876 | 1
20304 | 13E25G10H13D07M01W02 | 16.35 | 41.24 | 0.65 | 16.54 | 74.78 | 3.8111 | 3351.3038 | 424.62 | 0.11369 | 0.12209
20305 | 13E25G10H13D07M01W03 | 16.35 | 41.24 | 0.65 | 11.76 | 70 | 3.8111 | 3351.3038 | 358.05 | 0.11369 | 0.17821 | 1
20306 | 13E25G10H13D07M01W04 | 16.35 | 41.24 | 0.65 | 8.59 | 66.83 | 3.8111 | 3351.3038 | 314.37 | 0.11369 | 0.21543 | 1
20307 | 13E25G10H13D07M02W02 | 16.24 | 40.18 | 0.65 | 16.54 | 73.61 | 3.8111 | 3252.8567 | 422.94 | 0.13647 | 0.13583
20308 | 13E25G10H14D05M01W02 | 18.42 | 47.84 | 0.65 | 16.54 | 83.45 | 4.4333 | 3915.3238 | 445.83 | -0.028154 | 0.02031
20309 | 13E25G10H14D05M01W03 | 18.42 | 47.84 | 0.65 | 11.76 | 78.67 | 4.4333 | 3915.3238 | 379.26 | -0.028154 | 0.076426
20310 | 13E25G10H14D07M01W02 | 18.82 | 49.54 | 0.65 | 16.54 | 85.55 | 4.5889 | 4042.4846 | 450.45 | -0.064689 | -0.0043437
20311 | 13E25G10H14D07M01W03 | 18.82 | 49.54 | 0.65 | 11.76 | 80.77 | 4.5889 | 4042.4846 | 383.88 | -0.064689 | 0.051773
20312 | 13E25G10H14D07M01W04 | 18.82 | 49.54 | 0.65 | 8.59 | 77.6 | 4.5889 | 4042.4846 | 340.2 | -0.064689 | 0.088988
20313 | 13E25G10H14D07M02W02 | 18.68 | 48.27 | 0.65 | 16.54 | 84.14 | 4.5889 | 3923.5277 | 448.77 | -0.037395 | 0.012209
20314 | 13E25G11H07D04M01W02 | 22.62 | 67.76 | 0.65 | 16.54 | 107.57 | 6.6111 | 5336.654 | 495.39 | -0.45626 | -0.26286
20315 | 13E25G11H07D05M01W02 | 19.48 | 55.54 | 0.65 | 16.54 | 92.21 | 5.5222 | 4423.9672 | 458.43 | -0.19364 | -0.082531
20316 | 13E25G11H07D05M01W03 | 19.48 | 55.54 | 0.65 | 11.76 | 87.43 | 5.5222 | 4423.9672 | 391.86 | -0.19364 | -0.026415
20317 | 13E25G11H07D06M01W02 | 17.85 | 48.03 | 0.65 | 16.54 | 83.07 | 4.8222 | 3874.3041 | 439.11 | -0.032237 | 0.024771
20318 | 13E25G11H07D06M01W03 | 17.85 | 48.03 | 0.65 | 11.76 | 78.29 | 4.8222 | 3874.3041 | 372.54 | -0.032237 | 0.080888
20319 | 13E25G11H07D07M01W02 | 19.89 | 57.62 | 0.65 | 16.54 | 94.7 | 5.6778 | 4575.7398 | 463.26 | -0.23834 | -0.11176
20320 | 13E25G11H07D07M01W03 | 19.89 | 57.62 | 0.65 | 11.76 | 89.92 | 5.6778 | 4575.7398 | 396.69 | -0.23834 | -0.055647
20321 | 13E25G11H07D07M01W04 | 19.89 | 57.62 | 0.65 | 8.59 | 86.75 | 5.6778 | 4575.7398 | 353.01 | -0.23834 | -0.018432
20322 | 13E25G11H07D07M02W02 | 19.79 | 56.07 | 0.65 | 16.54 | 93.05 | 5.7556 | 4440.375 | 461.79 | -0.20503 | -0.092393
20323 | 13E25G11H08D05M01W02 | 17.15 | 55.54 | 0.65 | 16.54 | 89.88 | 5.5222 | 4423.9672 | 428.4 | -0.19364 | -0.055177
20324 | 13E25G11H08D05M01W03 | 17.15 | 55.54 | 0.65 | 11.76 | 85.1 | 5.5222 | 4423.9672 | 361.83 | -0.19364 | 0.00093919
20325 | 13E25G11H08D06M01W02 | 15.72 | 48.03 | 0.65 | 16.54 | 80.94 | 4.8222 | 3874.3041 | 411.81 | -0.032237 | 0.049777
20326 | 13E25G11H08D06M01W03 | 15.72 | 48.03 | 0.65 | 11.76 | 76.16 | 4.8222 | 3874.3041 | 345.24 | -0.032237 | 0.10589
20327 | 13E25G11H08D07M01W02 | 17.52 | 57.62 | 0.65 | 16.54 | 92.33 | 5.6778 | 4575.7398 | 432.6 | -0.23834 | -0.08394
20328 | 13E25G11H08D07M01W03 | 17.52 | 57.62 | 0.65 | 11.76 | 87.55 | 5.6778 | 4575.7398 | 366.03 | -0.23834 | -0.027823
20329 | 13E25G11H08D07M01W04 | 17.52 | 57.62 | 0.65 | 8.59 | 84.38 | 5.6778 | 4575.7398 | 322.35 | -0.23834 | 0.0093919
20330 | 13E25G11H08D07M02W02 | 17.44 | 56.07 | 0.65 | 16.54 | 90.7 | 5.7556 | 4440.375 | 431.55 | -0.20503 | -0.064804
20331 | 13E25G11H09D05M01W02 | 16.51 | 55.54 | 0.65 | 16.54 | 89.24 | 5.5222 | 4423.9672 | 420.21 | -0.19364 | -0.047664
20332 | 13E25G11H09D05M01W03 | 16.51 | 55.54 | 0.65 | 11.76 | 84.46 | 5.5222 | 4423.9672 | 353.64 | -0.19364 | 0.0084527
20333 | 13E25G11H09D07M01W02 | 16.86 | 57.62 | 0.65 | 16.54 | 91.67 | 5.6778 | 4575.7398 | 424.2 | -0.23834 | -0.076192
20334 | 13E25G11H09D07M01W03 | 16.86 | 57.62 | 0.65 | 11.76 | 86.89 | 5.6778 | 4575.7398 | 357.63 | -0.23834 | -0.020075
20335 | 13E25G11H09D07M01W04 | 16.86 | 57.62 | 0.65 | 8.59 | 83.72 | 5.6778 | 4575.7398 | 313.95 | -0.23834 | 0.01714
20336 | 13E25G11H09D07M02W02 | 16.78 | 56.07 | 0.65 | 16.54 | 90.04 | 5.7556 | 4440.375 | 423.15 | -0.20503 | -0.057056
20337 | 13E25G11H10D05M01W02 | 19.48 | 47.92 | 0.65 | 16.54 | 84.59 | 4.6667 | 3896.8649 | 458.43 | -0.029873 | 0.0069265
20338 | 13E25G11H10D05M01W03 | 19.48 | 47.92 | 0.65 | 11.76 | 79.81 | 4.6667 | 3896.8649 | 391.86 | -0.029873 | 0.063043
20339 | 13E25G11H10D07M01W02 | 19.89 | 49.71 | 0.65 | 16.54 | 86.79 | 4.8222 | 4028.1277 | 463.26 | -0.068343 | -0.018901
20340 | 13E25G11H10D07M01W03 | 19.89 | 49.71 | 0.65 | 11.76 | 82.01 | 4.8222 | 4028.1277 | 396.69 | -0.068343 | 0.037215
20341 | 13E25G11H10D07M01W04 | 19.89 | 49.71 | 0.65 | 8.59 | 78.84 | 4.8222 | 4028.1277 | 353.01 | -0.068343 | 0.074431
20342 | 13E25G11H10D07M02W02 | 19.79 | 48.35 | 0.65 | 16.54 | 85.33 | 4.8222 | 3909.1708 | 461.79 | -0.039115 | -0.001761
20343 | 13E25G11H11D05M01W02 | 19.48 | 44.73 | 0.65 | 16.54 | 81.4 | 4.2778 | 3683.5628 | 458.43 | 0.038685 | 0.044377
20344 | 13E25G11H11D05M01W03 | 19.48 | 44.73 | 0.65 | 11.76 | 76.62 | 4.2778 | 3683.5628 | 391.86 | 0.038685 | 0.10049
20345 | 13E25G11H11D06M01W02 | 17.85 | 38.72 | 0.65 | 16.54 | 73.76 | 3.7333 | 3234.3979 | 439.11 | 0.16785 | 0.13407
20346 | 13E25G11H11D06M01W03 | 17.85 | 38.72 | 0.65 | 11.76 | 68.98 | 3.7333 | 3234.3979 | 372.54 | 0.16785 | 0.19019 | 1
20347 | 13E25G11H11D07M01W02 | 19.89 | 46.39 | 0.65 | 16.54 | 83.47 | 4.4333 | 3806.6217 | 463.26 | 0.0030088 | 0.020075
20348 | 13E25G11H11D07M01W03 | 19.89 | 46.39 | 0.65 | 11.76 | 78.69 | 4.4333 | 3806.6217 | 396.69 | 0.0030088 | 0.076192
20349 | 13E25G11H11D07M01W04 | 19.89 | 46.39 | 0.65 | 8.59 | 75.52 | 4.4333 | 3806.6217 | 353.01 | 0.0030088 | 0.11341
20350 | 13E25G11H11D07M02W02 | 19.79 | 45.11 | 0.65 | 16.54 | 82.09 | 4.4333 | 3693.8178 | 461.79 | 0.030518 | 0.036276
20351 | 13E25G11H12D05M01W02 | 16.93 | 37.26 | 0.65 | 16.54 | 71.38 | 3.5 | 3053.9115 | 431.34 | 0.19923 | 0.16201 | 1
20352 | 13E25G11H12D05M01W03 | 16.93 | 37.26 | 0.65 | 11.76 | 66.6 | 3.5 | 3053.9115 | 364.77 | 0.19923 | 0.21813 | 1
20353 | 13E25G11H12D07M01W02 | 17.29 | 38.65 | 0.65 | 16.54 | 73.13 | 3.6556 | 3156.4606 | 435.75 | 0.16935 | 0.14147
20354 | 13E25G11H12D07M01W03 | 17.29 | 38.65 | 0.65 | 11.76 | 68.35 | 3.6556 | 3156.4606 | 369.18 | 0.16935 | 0.19758 | 1
20355 | 13E25G11H12D07M01W04 | 17.29 | 38.65 | 0.65 | 8.59 | 65.18 | 3.6556 | 3156.4606 | 325.5 | 0.16935 | 0.2348 | 1
20356 | 13E25G11H12D07M02W02 | 17.2 | 37.58 | 0.65 | 16.54 | 71.97 | 3.6556 | 3062.1154 | 434.49 | 0.19235 | 0.15508 | 1
20357 | 13E25G11H13D05M01W02 | 16.93 | 36.37 | 0.65 | 16.54 | 70.49 | 3.5 | 2963.6683 | 431.34 | 0.21835 | 0.17246 | 1
20358 | 13E25G11H13D05M01W03 | 16.93 | 36.37 | 0.65 | 11.76 | 65.71 | 3.5 | 2963.6683 | 364.77 | 0.21835 | 0.22857 | 1
20359 | 13E25G11H13D07M01W02 | 17.29 | 37.73 | 0.65 | 16.54 | 72.21 | 3.6556 | 3062.1154 | 435.75 | 0.18913 | 0.15227 | 1
20360 | 13E25G11H13D07M01W03 | 17.29 | 37.73 | 0.65 | 11.76 | 67.43 | 3.6556 | 3062.1154 | 369.18 | 0.18913 | 0.20838 | 1
20361 | 13E25G11H13D07M01W04 | 17.29 | 37.73 | 0.65 | 8.59 | 64.26 | 3.6556 | 3062.1154 | 325.5 | 0.18913 | 0.2456 | 1
20362 | 13E25G11H13D07M02W02 | 17.2 | 36.7 | 0.65 | 16.54 | 71.09 | 3.6556 | 2971.8723 | 434.49 | 0.21126 | 0.16541 | 1
20363 | 13E25G11H14D05M01W02 | 19.48 | 43.69 | 0.65 | 16.54 | 80.36 | 4.2778 | 3576.9118 | 458.43 | 0.061036 | 0.056586
20364 | 13E25G11H14D05M01W03 | 19.48 | 43.69 | 0.65 | 11.76 | 75.58 | 4.2778 | 3576.9118 | 391.86 | 0.061036 | 0.1127
20365 | 13E25G11H14D07M01W02 | 19.89 | 45.32 | 0.65 | 16.54 | 82.4 | 4.4333 | 3697.9197 | 463.26 | 0.026005 | 0.032637
20366 | 13E25G11H14D07M01W03 | 19.89 | 45.32 | 0.65 | 11.76 | 77.62 | 4.4333 | 3697.9197 | 396.69 | 0.026005 | 0.088753
20367 | 13E25G11H14D07M01W04 | 19.89 | 45.32 | 0.65 | 8.59 | 74.45 | 4.4333 | 3697.9197 | 353.01 | 0.026005 | 0.12597
20368 | 13E25G11H14D07M02W02 | 19.79 | 44.08 | 0.65 | 16.54 | 81.06 | 4.4333 | 3589.2177 | 461.79 | 0.052654 | 0.048368
20369 | 13E25G12H07D04M01W02 | 19.41 | 101.67 | 0.65 | 16.54 | 138.27 | 8.1667 | 8376.2086 | 457.59 | -1.185 | -0.62327
20370 | 13E25G12H07D05M01W02 | 16.59 | 83.3 | 0.65 | 16.54 | 117.08 | 6.8444 | 6899.5019 | 424.41 | -0.79024 | -0.3745
20371 | 13E25G12H07D05M01W03 | 16.59 | 83.3 | 0.65 | 11.76 | 112.3 | 6.8444 | 6899.5019 | 357.84 | -0.79024 | -0.31838
20372 | 13E25G12H07D06M01W02 | 15.26 | 74.75 | 0.65 | 16.54 | 107.2 | 6.1444 | 6222.678 | 408.66 | -0.60649 | -0.25851
20373 | 13E25G12H07D06M01W03 | 15.26 | 74.75 | 0.65 | 11.76 | 102.42 | 6.1444 | 6222.678 | 342.09 | -0.60649 | -0.20239
20374 | 13E25G12H07D07M01W02 | 16.93 | 85.65 | 0.65 | 16.54 | 119.77 | 7 | 7084.0902 | 428.19 | -0.84075 | -0.40608
20375 | 13E25G12H07D07M01W03 | 16.93 | 85.65 | 0.65 | 11.76 | 114.99 | 7 | 7084.0902 | 361.62 | -0.84075 | -0.34996
20376 | 13E25G12H07D07M01W04 | 16.93 | 85.65 | 0.65 | 8.59 | 111.82 | 7 | 7084.0902 | 317.94 | -0.84075 | -0.31275
20377 | 13E25G12H07D07M02W02 | 16.58 | 84.16 | 0.65 | 16.54 | 117.93 | 7.0778 | 6895.3999 | 423.99 | -0.80873 | -0.38448
20378 | 13E25G12H08D05M01W02 | 14.61 | 83.3 | 0.65 | 16.54 | 115.1 | 6.8444 | 6899.5019 | 398.79 | -0.79024 | -0.35126
20379 | 13E25G12H08D05M01W03 | 14.61 | 83.3 | 0.65 | 11.76 | 110.32 | 6.8444 | 6899.5019 | 332.22 | -0.79024 | -0.29514
20380 | 13E25G12H08D06M01W02 | 13.45 | 74.75 | 0.65 | 16.54 | 105.39 | 6.1444 | 6222.678 | 385.35 | -0.60649 | -0.23726
20381 | 13E25G12H08D06M01W03 | 13.45 | 74.75 | 0.65 | 11.76 | 100.61 | 6.1444 | 6222.678 | 318.78 | -0.60649 | -0.18115
20382 | 13E25G12H08D07M01W02 | 14.91 | 85.65 | 0.65 | 16.54 | 117.75 | 7 | 7084.0902 | 402.36 | -0.84075 | -0.38237
20383 | 13E25G12H08D07M01W03 | 14.91 | 85.65 | 0.65 | 11.76 | 112.97 | 7 | 7084.0902 | 335.79 | -0.84075 | -0.32625
20384 | 13E25G12H08D07M01W04 | 14.91 | 85.65 | 0.65 | 8.59 | 109.8 | 7 | 7084.0902 | 292.11 | -0.84075 | -0.28903
20385 | 13E25G12H08D07M02W02 | 14.6 | 84.16 | 0.65 | 16.54 | 115.95 | 7.0778 | 6895.3999 | 398.58 | -0.80873 | -0.36124
20386 | 13E25G12H09D05M01W02 | 14.06 | 83.3 | 0.65 | 16.54 | 114.55 | 6.8444 | 6899.5019 | 391.86 | -0.79024 | -0.3448
20387 | 13E25G12H09D05M01W03 | 14.06 | 83.3 | 0.65 | 11.76 | 109.77 | 6.8444 | 6899.5019 | 325.29 | -0.79024 | -0.28868
20388 | 13E25G12H09D07M01W02 | 14.35 | 85.65 | 0.65 | 16.54 | 117.19 | 7 | 7084.0902 | 395.01 | -0.84075 | -0.37579
20389 | 13E25G12H09D07M01W03 | 14.35 | 85.65 | 0.65 | 11.76 | 112.41 | 7 | 7084.0902 | 328.44 | -0.84075 | -0.31968
20390 | 13E25G12H09D07M01W04 | 14.35 | 85.65 | 0.65 | 8.59 | 109.24 | 7 | 7084.0902 | 284.76 | -0.84075 | -0.28246
20391 | 13E25G12H09D07M02W02 | 14.06 | 84.16 | 0.65 | 16.54 | 115.41 | 7.0778 | 6895.3999 | 391.44 | -0.80873 | -0.3549
20392 | 13E25G12H10D05M01W02 | 16.59 | 72.3 | 0.65 | 16.54 | 106.08 | 5.7556 | 6085.2622 | 424.41 | -0.55384 | -0.24536
20393 | 13E25G12H10D05M01W03 | 16.59 | 72.3 | 0.65 | 11.76 | 101.3 | 5.7556 | 6085.2622 | 357.84 | -0.55384 | -0.18925
20394 | 13E25G12H10D07M01W02 | 16.93 | 74.34 | 0.65 | 16.54 | 108.46 | 5.9111 | 6247.2898 | 428.19 | -0.59768 | -0.2733
20395 | 13E25G12H10D07M01W03 | 16.93 | 74.34 | 0.65 | 11.76 | 103.68 | 5.9111 | 6247.2898 | 361.62 | -0.59768 | -0.21719
20396 | 13E25G12H10D07M01W04 | 16.93 | 74.34 | 0.65 | 8.59 | 100.51 | 5.9111 | 6247.2898 | 317.94 | -0.59768 | -0.17997
20397 | 13E25G12H10D07M02W02 | 16.58 | 72.99 | 0.65 | 16.54 | 106.76 | 5.9111 | 6075.0073 | 423.99 | -0.56867 | -0.25335
20398 | 13E25G12H11D05M01W02 | 16.59 | 67.83 | 0.65 | 16.54 | 101.61 | 5.2889 | 5769.4111 | 424.41 | -0.45777 | -0.19289
20399 | 13E25G12H11D05M01W03 | 16.59 | 67.83 | 0.65 | 11.76 | 96.83 | 5.2889 | 5769.4111 | 357.84 | -0.45777 | -0.13677
20400 | 13E25G12H11D06M01W02 | 15.26 | 60.9 | 0.65 | 16.54 | 93.35 | 4.7444 | 5211.5441 | 408.66 | -0.30883 | -0.095915
20401 | 13E25G12H11D06M01W03 | 15.26 | 60.9 | 0.65 | 11.76 | 88.57 | 4.7444 | 5211.5441 | 342.09 | -0.30883 | -0.039798
20402 | 13E25G12H11D07M01W02 | 16.93 | 69.74 | 0.65 | 16.54 | 103.86 | 5.4444 | 5923.2347 | 428.19 | -0.49882 | -0.2193
20403 | 13E25G12H11D07M01W03 | 16.93 | 69.74 | 0.65 | 11.76 | 99.08 | 5.4444 | 5923.2347 | 361.62 | -0.49882 | -0.16318
20404 | 13E25G12H11D07M01W04 | 16.93 | 69.74 | 0.65 | 8.59 | 95.91 | 5.4444 | 5923.2347 | 317.94 | -0.49882 | -0.12597
20405 | 13E25G12H11D07M02W02 | 16.58 | 68.42 | 0.65 | 16.54 | 102.19 | 5.4444 | 5755.0542 | 423.99 | -0.47045 | -0.19969
20406 | 13E25G12H12D05M01W02 | 14.42 | 56.52 | 0.65 | 16.54 | 88.13 | 4.3556 | 4797.2458 | 401.31 | -0.2147 | -0.034633
20407 | 13E25G12H12D05M01W03 | 14.42 | 56.52 | 0.65 | 11.76 | 83.35 | 4.3556 | 4797.2458 | 334.74 | -0.2147 | 0.021484
20408 | 13E25G12H12D07M01W02 | 14.71 | 58.12 | 0.65 | 16.54 | 90.02 | 4.5111 | 4926.4577 | 404.88 | -0.24909 | -0.056821
20409 | 13E25G12H12D07M01W03 | 14.71 | 58.12 | 0.65 | 11.76 | 85.24 | 4.5111 | 4926.4577 | 338.31 | -0.24909 | -0.00070439
20410 | 13E25G12H12D07M01W04 | 14.71 | 58.12 | 0.65 | 8.59 | 82.07 | 4.5111 | 4926.4577 | 294.63 | -0.24909 | 0.036511
20411 | 13E25G12H12D07M02W02 | 14.4 | 57.02 | 0.65 | 16.54 | 88.61 | 4.5111 | 4784.9399 | 401.1 | -0.22545 | -0.040268
20412 | 13E25G12H13D05M01W02 | 14.42 | 54.74 | 0.65 | 16.54 | 86.35 | 4.3556 | 4606.5045 | 401.31 | -0.17645 | -0.013736
20413 | 13E25G12H13D05M01W03 | 14.42 | 54.74 | 0.65 | 11.76 | 81.57 | 4.3556 | 4606.5045 | 334.74 | -0.17645 | 0.042381
20414 | 13E25G12H13D07M01W02 | 14.71 | 56.28 | 0.65 | 16.54 | 88.18 | 4.5111 | 4729.5634 | 404.88 | -0.20954 | -0.03522
20415 | 13E25G12H13D07M01W03 | 14.71 | 56.28 | 0.65 | 11.76 | 83.4 | 4.5111 | 4729.5634 | 338.31 | -0.20954 | 0.020897
20416 | 13E25G12H13D07M01W04 | 14.71 | 56.28 | 0.65 | 8.59 | 80.23 | 4.5111 | 4729.5634 | 294.63 | -0.20954 | 0.058112
20417 | 13E25G12H13D07M02W02 | 14.4 | 55.28 | 0.65 | 16.54 | 86.87 | 4.5111 | 4600.3516 | 401.1 | -0.18805 | -0.01984
20418 | 13E25G12H14D05M01W02 | 16.59 | 65.75 | 0.65 | 16.54 | 99.53 | 5.2889 | 5545.8541 | 424.41 | -0.41307 | -0.16847
20419 | 13E25G12H14D05M01W03 | 16.59 | 65.75 | 0.65 | 11.76 | 94.75 | 5.2889 | 5545.8541 | 357.84 | -0.41307 | -0.11235
20420 | 13E25G12H14D07M01W02 | 16.93 | 67.61 | 0.65 | 16.54 | 101.73 | 5.4444 | 5693.5248 | 428.19 | -0.45304 | -0.19429
20421 | 13E25G12H14D07M01W03 | 16.93 | 67.61 | 0.65 | 11.76 | 96.95 | 5.4444 | 5693.5248 | 361.62 | -0.45304 | -0.13818
20422 | 13E25G12H14D07M01W04 | 16.93 | 67.61 | 0.65 | 8.59 | 93.78 | 5.4444 | 5693.5248 | 317.94 | -0.45304 | -0.10096
20423 | 13E25G12H14D07M02W02 | 16.58 | 66.4 | 0.65 | 16.54 | 100.17 | 5.4444 | 5539.7011 | 423.99 | -0.42704 | -0.17598
20424 | 14E14G05H03D03M01W01 | 26.91 | 44.46 | 0.64 | 18.3 | 90.31 | 4.6667 | 3291.8254 | 574.14 | 0 | 0 |  | 4.0987 | 2779.2789 | 455.644 | 2.8241 | 1813.3152 | 408.4319
20425 | 14E14G11H03D03M01W01 | 25.37 | 32.97 | 0.64 | 18.3 | 77.28 | 4.0444 | 2493.9936 | 555.66 | 0.25843 | 0.14428
20426 | 14E14G11H06D03M01W01 | 25.15 | 29.11 | 0.64 | 18.3 | 73.2 | 3.5 | 2153.5306 | 560.28 | 0.34525 | 0.18946 | 1
20427 | 14E14G11H07D03M01W01 | 24.79 | 35.42 | 0.64 | 18.3 | 79.15 | 4.3556 | 2641.6642 | 548.1 | 0.20333 | 0.12357
20428 | 14E14G11H07D04M01W01 | 29.39 | 42.5 | 0.64 | 18.3 | 90.83 | 5.2111 | 3117.4919 | 602.91 | 0.044085 | -0.0057579
20429 | 14E14G11H07D04M01W02 | 29.39 | 42.5 | 0.64 | 16.95 | 89.48 | 5.2111 | 3117.4919 | 584.22 | 0.044085 | 0.0091906
20430 | 14E14G11H07D05M01W01 | 24.79 | 35.42 | 0.64 | 18.3 | 79.15 | 4.3556 | 2641.6642 | 548.1 | 0.20333 | 0.12357
20431 | 14E14G11H07D05M01W02 | 24.79 | 35.42 | 0.64 | 16.95 | 77.8 | 4.3556 | 2641.6642 | 529.41 | 0.20333 | 0.13852
20432 | 14E14G11H07D05M01W03 | 24.79 | 35.42 | 0.64 | 12.18 | 73.03 | 4.3556 | 2641.6642 | 463.05 | 0.20333 | 0.19134 | 1
20433 | 14E14G11H07D06M01W01 | 22.74 | 31.67 | 0.64 | 18.3 | 73.35 | 3.8111 | 2395.5464 | 523.74 | 0.28767 | 0.1878 | 1
20434 | 14E14G11H07D06M01W02 | 22.74 | 31.67 | 0.64 | 16.95 | 72 | 3.8111 | 2395.5464 | 505.05 | 0.28767 | 0.20275 | 1
20435 | 14E14G11H07D06M01W03 | 22.74 | 31.67 | 0.64 | 12.18 | 67.23 | 3.8111 | 2395.5464 | 438.69 | 0.28767 | 0.25556 | 1
20436 | 14E14G11H07D07M01W01 | 25.3 | 36.42 | 0.64 | 18.3 | 80.66 | 4.4333 | 2703.1937 | 554.19 | 0.18084 | 0.10685
20437 | 14E14G11H07D07M01W02 | 25.3 | 36.42 | 0.64 | 16.95 | 79.31 | 4.4333 | 2703.1937 | 535.5 | 0.18084 | 0.1218
20438 | 14E14G11H07D07M01W03 | 25.3 | 36.42 | 0.64 | 12.18 | 74.54 | 4.4333 | 2703.1937 | 469.14 | 0.18084 | 0.17462 | 1
20439 | 14E14G11H07D07M01W04 | 25.3 | 36.42 | 0.64 | 8.86 | 71.22 | 4.4333 | 2703.1937 | 423.36 | 0.18084 | 0.21138 | 1
20440 | 14E14G11H07D07M02W02 | 25.26 | 35.17 | 0.64 | 16.95 | 78.02 | 4.4333 | 2627.3074 | 534.87 | 0.20895 | 0.13609
20441 | 14E14G11H08D03M01W01 | 21.82 | 35.42 | 0.64 | 18.3 | 76.18 | 4.3556 | 2641.6642 | 509.67 | 0.20333 | 0.15646 | 1
20442 | 14E14G11H08D05M01W01 | 21.82 | 35.42 | 0.64 | 18.3 | 76.18 | 4.3556 | 2641.6642 | 509.67 | 0.20333 | 0.15646 | 1
20443 | 14E14G11H08D05M01W02 | 21.82 | 35.42 | 0.64 | 16.95 | 74.83 | 4.3556 | 2641.6642 | 490.98 | 0.20333 | 0.17141 | 1
20444 | 14E14G11H08D05M01W03 | 21.82 | 35.42 | 0.64 | 12.18 | 70.06 | 4.3556 | 2641.6642 | 424.62 | 0.20333 | 0.22423 | 1
20445 | 14E14G11H08D06M01W01 | 20.02 | 31.67 | 0.64 | 18.3 | 70.63 | 3.8111 | 2395.5464 | 488.46 | 0.28767 | 0.21792 | 1
20446 | 14E14G11H08D06M01W02 | 20.02 | 31.67 | 0.64 | 16.95 | 69.28 | 3.8111 | 2395.5464 | 469.77 | 0.28767 | 0.23286 | 1
20447 | 14E14G11H08D06M01W03 | 20.02 | 31.67 | 0.64 | 12.18 | 64.51 | 3.8111 | 2395.5464 | 403.41 | 0.28767 | 0.28568 | 1
20448 | 14E14G11H08D07M01W01 | 22.27 | 36.42 | 0.64 | 18.3 | 77.63 | 4.4333 | 2703.1937 | 514.92 | 0.18084 | 0.14041
20449 | 14E14G11H08D07M01W02 | 22.27 | 36.42 | 0.64 | 16.95 | 76.28 | 4.4333 | 2703.1937 | 496.23 | 0.18084 | 0.15535 | 1
20450 | 14E14G11H08D07M01W03 | 22.27 | 36.42 | 0.64 | 12.18 | 71.51 | 4.4333 | 2703.1937 | 429.87 | 0.18084 | 0.20817 | 1
20451 | 14E14G11H08D07M01W04 | 22.27 | 36.42 | 0.64 | 8.86 | 68.19 | 4.4333 | 2703.1937 | 384.09 | 0.18084 | 0.24493 | 1
20452 | 14E14G11H08D07M02W02 | 22.24 | 35.17 | 0.64 | 16.95 | 75 | 4.4333 | 2627.3074 | 495.81 | 0.20895 | 0.16953 | 1
20453 | 14E14G11H09D03M01W01 | 21 | 35.42 | 0.64 | 18.3 | 75.36 | 4.3556 | 2641.6642 | 498.96 | 0.20333 | 0.16554 | 1
20454 | 14E14G11H09D05M01W01 | 21 | 35.42 | 0.64 | 18.3 | 75.36 | 4.3556 | 2641.6642 | 498.96 | 0.20333 | 0.16554 | 1
20455 | 14E14G11H09D05M01W02 | 21 | 35.42 | 0.64 | 16.95 | 74.01 | 4.3556 | 2641.6642 | 480.27 | 0.20333 | 0.18049 | 1
20456 | 14E14G11H09D05M01W03 | 21 | 35.42 | 0.64 | 12.18 | 69.24 | 4.3556 | 2641.6642 | 413.91 | 0.20333 | 0.23331 | 1
20457 | 14E14G11H09D07M01W01 | 21.43 | 36.42 | 0.64 | 18.3 | 76.79 | 4.4333 | 2703.1937 | 504 | 0.18084 | 0.14971
20458 | 14E14G11H09D07M01W02 | 21.43 | 36.42 | 0.64 | 16.95 | 75.44 | 4.4333 | 2703.1937 | 485.31 | 0.18084 | 0.16466 | 1
20459 | 14E14G11H09D07M01W03 | 21.43 | 36.42 | 0.64 | 12.18 | 70.67 | 4.4333 | 2703.1937 | 418.95 | 0.18084 | 0.21747 | 1
20460 | 14E14G11H09D07M01W04 | 21.43 | 36.42 | 0.64 | 8.86 | 67.35 | 4.4333 | 2703.1937 | 373.17 | 0.18084 | 0.25424 | 1
20461 | 14E14G11H09D07M02W02 | 21.41 | 35.17 | 0.64 | 16.95 | 74.17 | 4.4333 | 2627.3074 | 484.89 | 0.20895 | 0.17872 | 1
20462 | 14E14G11H10D03M01W01 | 24.79 | 30.39 | 0.64 | 18.3 | 74.12 | 3.6556 | 2354.5268 | 548.1 | 0.31646 | 0.17927 | 1
20463 | 14E14G11H10D05M01W01 | 24.79 | 30.39 | 0.64 | 18.3 | 74.12 | 3.6556 | 2354.5268 | 548.1 | 0.31646 | 0.17927 | 1
20464 | 14E14G11H10D05M01W02 | 24.79 | 30.39 | 0.64 | 16.95 | 72.77 | 3.6556 | 2354.5268 | 529.41 | 0.31646 | 0.19422 | 1
20465 | 14E14G11H10D05M01W03 | 24.79 | 30.39 | 0.64 | 12.18 | 68 | 3.6556 | 2354.5268 | 463.05 | 0.31646 | 0.24704 | 1
20466 | 14E14G11H10D07M01W01 | 25.3 | 31.25 | 0.64 | 18.3 | 75.49 | 3.7333 | 2409.9033 | 554.19 | 0.29712 | 0.1641 | 1
20467 | 14E14G11H10D07M01W02 | 25.3 | 31.25 | 0.64 | 16.95 | 74.14 | 3.7333 | 2409.9033 | 535.5 | 0.29712 | 0.17905 | 1
20468 | 14E14G11H10D07M01W03 | 25.3 | 31.25 | 0.64 | 12.18 | 69.37 | 3.7333 | 2409.9033 | 469.14 | 0.29712 | 0.23187 | 1
20469 | 14E14G11H10D07M01W04 | 25.3 | 31.25 | 0.64 | 8.86 | 66.05 | 3.7333 | 2409.9033 | 423.36 | 0.29712 | 0.26863 | 1
20470 | 14E14G11H10D07M02W02 | 25.26 | 30.17 | 0.64 | 16.95 | 73.02 | 3.7333 | 2344.2719 | 534.87 | 0.32141 | 0.19145 | 1
20471 | 14E14G11H11D03M01W01 | 24.79 | 28.24 | 0.64 | 18.3 | 71.97 | 3.3444 | 2237.6209 | 548.1 | 0.36482 | 0.20308 | 1
20472 | 14E14G11H11D05M01W01 | 24.79 | 28.24 | 0.64 | 18.3 | 71.97 | 3.3444 | 2237.6209 | 548.1 | 0.36482 | 0.20308 | 1
20473 | 14E14G11H11D05M01W02 | 24.79 | 28.24 | 0.64 | 16.95 | 70.62 | 3.3444 | 2237.6209 | 529.41 | 0.36482 | 0.21803 | 1
20474 | 14E14G11H11D05M01W03 | 24.79 | 28.24 | 0.64 | 12.18 | 65.85 | 3.3444 | 2237.6209 | 463.05 | 0.36482 | 0.27084 | 1
20475 | 14E14G11H11D06M01W01 | 22.74 | 25.27 | 0.64 | 18.3 | 66.95 | 2.9556 | 2034.5737 | 523.74 | 0.43162 | 0.25866 | 1
20476 | 14E14G11H11D06M01W02 | 22.74 | 25.27 | 0.64 | 16.95 | 65.6 | 2.9556 | 2034.5737 | 505.05 | 0.43162 | 0.27361 | 1
20477 | 14E14G11H11D06M01W03 | 22.74 | 25.27 | 0.64 | 12.18 | 60.83 | 2.9556 | 2034.5737 | 438.69 | 0.43162 | 0.32643 | 1
20478 | 14E14G11H11D07M01W01 | 25.3 | 29.03 | 0.64 | 18.3 | 73.27 | 3.4222 | 2288.8954 | 554.19 | 0.34705 | 0.18868 | 1
20479 | 14E14G11H11D07M01W02 | 25.3 | 29.03 | 0.64 | 16.95 | 71.92 | 3.4222 | 2288.8954 | 535.5 | 0.34705 | 0.20363 | 1
20480 | 14E14G11H11D07M01W03 | 25.3 | 29.03 | 0.64 | 12.18 | 67.15 | 3.4222 | 2288.8954 | 469.14 | 0.34705 | 0.25645 | 1
20481 | 14E14G11H11D07M01W04 | 25.3 | 29.03 | 0.64 | 8.86 | 63.83 | 3.4222 | 2288.8954 | 423.36 | 0.34705 | 0.29321 | 1
20482 | 14E14G11H11D07M02W02 | 25.26 | 28.04 | 0.64 | 16.95 | 70.89 | 3.4222 | 2229.4169 | 534.87 | 0.36932 | 0.21504 | 1
20483 | 14E14G11H12D03M01W01 | 21.55 | 23.51 | 0.64 | 18.3 | 64 | 2.7222 | 1839.7304 | 513.45 | 0.47121 | 0.29133 | 1
20484 | 14E14G11H12D05M01W01 | 21.55 | 23.51 | 0.64 | 18.3 | 64 | 2.7222 | 1839.7304 | 513.45 | 0.47121 | 0.29133 | 1
20485 | 14E14G11H12D05M01W02 | 21.55 | 23.51 | 0.64 | 16.95 | 62.65 | 2.7222 | 1839.7304 | 494.76 | 0.47121 | 0.30628 | 1
20486 | 14E14G11H12D05M01W03 | 21.55 | 23.51 | 0.64 | 12.18 | 57.88 | 2.7222 | 1839.7304 | 428.4 | 0.47121 | 0.3591 | 2
20487 | 14E14G11H12D07M01W01 | 21.99 | 24.17 | 0.64 | 18.3 | 65.1 | 2.8 | 1882.8011 | 518.91 | 0.45637 | 0.27915 | 1
20488 | 14E14G11H12D07M01W02 | 21.99 | 24.17 | 0.64 | 16.95 | 63.75 | 2.8 | 1882.8011 | 500.22 | 0.45637 | 0.2941 | 1
20489 | 14E14G11H12D07M01W03 | 21.99 | 24.17 | 0.64 | 12.18 | 58.98 | 2.8 | 1882.8011 | 433.86 | 0.45637 | 0.34692 | 1
20490 | 14E14G11H12D07M01W04 | 21.99 | 24.17 | 0.64 | 8.86 | 55.66 | 2.8 | 1882.8011 | 388.08 | 0.45637 | 0.38368 | 2
20491 | 14E14G11H12D07M02W02 | 21.97 | 23.34 | 0.64 | 16.95 | 62.9 | 2.8 | 1833.5775 | 499.59 | 0.47503 | 0.30351 | 1
20492 | 14E14G11H13D03M01W01 | 21.55 | 23.08 | 0.64 | 18.3 | 63.57 | 2.7222 | 1794.6088 | 513.45 | 0.48088 | 0.29609 | 1
20493 | 14E14G11H13D05M01W01 | 21.55 | 23.08 | 0.64 | 18.3 | 63.57 | 2.7222 | 1794.6088 | 513.45 | 0.48088 | 0.29609 | 1
20494 | 14E14G11H13D05M01W02 | 21.55 | 23.08 | 0.64 | 16.95 | 62.22 | 2.7222 | 1794.6088 | 494.76 | 0.48088 | 0.31104 | 1
20495 | 14E14G11H13D05M01W03 | 21.55 | 23.08 | 0.64 | 12.18 | 57.45 | 2.7222 | 1794.6088 | 428.4 | 0.48088 | 0.36386 | 2
20496 | 14E14G11H13D07M01W01 | 21.99 | 23.74 | 0.64 | 18.3 | 64.67 | 2.8 | 1837.6795 | 518.91 | 0.46604 | 0.28391 | 1
20497 | 14E14G11H13D07M01W02 | 21.99 | 23.74 | 0.64 | 16.95 | 63.32 | 2.8 | 1837.6795 | 500.22 | 0.46604 | 0.29886 | 1
20498 | 14E14G11H13D07M01W03 | 21.99 | 23.74 | 0.64 | 12.18 | 58.55 | 2.8 | 1837.6795 | 433.86 | 0.46604 | 0.35168 | 2
20499 | 14E14G11H13D07M01W04 | 21.99 | 23.74 | 0.64 | 8.86 | 55.23 | 2.8 | 1837.6795 | 388.08 | 0.46604 | 0.38844 | 2
20500 | 14E14G11H13D07M02W02 | 21.97 | 22.92 | 0.64 | 16.95 | 62.48 | 2.8 | 1786.4049 | 499.59 | 0.48448 | 0.30816 | 1
20501 | 14E14G11H14D03M01W01 | 24.79 | 27.74 | 0.64 | 18.3 | 71.47 | 3.3444 | 2184.2953 | 548.1 | 0.37607 | 0.20861 | 1
20502 | 14E14G11H14D05M01W01 | 24.79 | 27.74 | 0.64 | 18.3 | 71.47 | 3.3444 | 2184.2953 | 548.1 | 0.37607 | 0.20861 | 1
20503 | 14E14G11H14D05M01W02 | 24.79 | 27.74 | 0.64 | 16.95 | 70.12 | 3.3444 | 2184.2953 | 529.41 | 0.37607 | 0.22356 | 1
20504 | 14E14G11H14D05M01W03 | 24.79 | 27.74 | 0.64 | 12.18 | 65.35 | 3.3444 | 2184.2953 | 463.05 | 0.37607 | 0.27638 | 1
20505 | 14E14G11H14D07M01W01 | 25.3 | 28.53 | 0.64 | 18.3 | 72.77 | 3.4222 | 2235.5699 | 554.19 | 0.3583 | 0.19422 | 1
20506 | 14E14G11H14D07M01W02 | 25.3 | 28.53 | 0.64 | 16.95 | 71.42 | 3.4222 | 2235.5699 | 535.5 | 0.3583 | 0.20917 | 1
20507 | 14E14G11H14D07M01W03 | 25.3 | 28.53 | 0.64 | 12.18 | 66.65 | 3.4222 | 2235.5699 | 469.14 | 0.3583 | 0.26199 | 1
20508 | 14E14G11H14D07M01W04 | 25.3 | 28.53 | 0.64 | 8.86 | 63.33 | 3.4222 | 2235.5699 | 423.36 | 0.3583 | 0.29875 | 1
20509 | 14E14G11H14D07M02W02 | 25.26 | 27.54 | 0.64 | 16.95 | 70.39 | 3.4222 | 2176.0914 | 534.87 | 0.38057 | 0.22057 | 1
20510 | 14E17G10H07D04M01W02 | 29.73 | 70.13 | 0.64 | 16.95 | 117.45 | 6.9222 | 4953.1204 | 588.42 | -0.57737 | -0.30052
20511 | 14E17G10H07D05M01W02 | 25.09 | 56.77 | 0.64 | 16.95 | 99.45 | 5.6778 | 4069.1474 | 532.98 | -0.27688 | -0.10121
20512 | 14E17G10H07D05M01W03 | 25.09 | 56.77 | 0.64 | 12.18 | 94.68 | 5.6778 | 4069.1474 | 466.62 | -0.27688 | -0.048389
20513 | 14E17G10H07D06M01W02 | 23.06 | 49.89 | 0.64 | 16.95 | 90.54 | 5.0556 | 3624.0844 | 509.04 | -0.12213 | -0.0025468
20514 | 14E17G10H07D06M01W03 | 23.06 | 49.89 | 0.64 | 12.18 | 85.77 | 5.0556 | 3624.0844 | 442.68 | -0.12213 | 0.050271
20515 | 14E17G10H07D07M01W02 | 25.6 | 58.68 | 0.64 | 16.95 | 101.87 | 5.9111 | 4192.2063 | 539.28 | -0.31984 | -0.128
20516 | 14E17G10H07D07M01W03 | 25.6 | 58.68 | 0.64 | 12.18 | 97.1 | 5.9111 | 4192.2063 | 472.92 | -0.31984 | -0.075185
20517 | 14E17G10H07D07M01W04 | 25.6 | 58.68 | 0.64 | 8.86 | 93.78 | 5.9111 | 4192.2063 | 427.14 | -0.31984 | -0.038423
20518 | 14E17G10H07D07M02W02 | 25.4 | 57.03 | 0.64 | 16.95 | 100.02 | 5.9111 | 4054.7905 | 536.55 | -0.28273 | -0.10752
20519 | 14E17G10H08D05M01W02 | 22.08 | 56.77 | 0.64 | 16.95 | 96.44 | 5.6778 | 4069.1474 | 494.13 | -0.27688 | -0.067877
20520 | 14E17G10H08D05M01W03 | 22.08 | 56.77 | 0.64 | 12.18 | 91.67 | 5.6778 | 4069.1474 | 427.77 | -0.27688 | -0.015059
20521 | 14E17G10H08D06M01W02 | 20.3 | 49.89 | 0.64 | 16.95 | 87.78 | 5.0556 | 3624.0844 | 473.13 | -0.12213 | 0.028015
20522 | 14E17G10H08D06M01W03 | 20.3 | 49.89 | 0.64 | 12.18 | 83.01 | 5.0556 | 3624.0844 | 406.77 | -0.12213 | 0.080833
20523 | 14E17G10H08D07M01W02 | 22.54 | 58.68 | 0.64 | 16.95 | 98.81 | 5.9111 | 4192.2063 | 499.59 | -0.31984 | -0.09412
20524 | 14E17G10H08D07M01W03 | 22.54 | 58.68 | 0.64 | 12.18 | 94.04 | 5.9111 | 4192.2063 | 433.23 | -0.31984 | -0.041302
20525 | 14E17G10H08D07M01W04 | 22.54 | 58.68 | 0.64 | 8.86 | 90.72 | 5.9111 | 4192.2063 | 387.45 | -0.31984 | -0.0045399
20526 | 14E17G10H08D07M02W02 | 22.36 | 57.03 | 0.64 | 16.95 | 96.98 | 5.9111 | 4054.7905 | 497.07 | -0.28273 | -0.073857
20527 | 14E17G10H09D05M01W02 | 21.25 | 56.77 | 0.64 | 16.95 | 95.61 | 5.6778 | 4069.1474 | 483.42 | -0.27688 | -0.058687
20528 | 14E17G10H09D05M01W03 | 21.25 | 56.77 | 0.64 | 12.18 | 90.84 | 5.6778 | 4069.1474 | 417.06 | -0.27688 | -0.0058687
20529 | 14E17G10H09D07M01W02 | 21.69 | 58.68 | 0.64 | 16.95 | 97.96 | 5.9111 | 4192.2063 | 488.46 | -0.31984 | -0.084708
20530 | 14E17G10H09D07M01W03 | 21.69 | 58.68 | 0.64 | 12.18 | 93.19 | 5.9111 | 4192.2063 | 422.1 | -0.31984 | -0.03189
20531 | 14E17G10H09D07M01W04 | 21.69 | 58.68 | 0.64 | 8.86 | 89.87 | 5.9111 | 4192.2063 | 376.32 | -0.31984 | 0.0048721
20532 | 14E17G10H09D07M02W02 | 21.51 | 57.03 | 0.64 | 16.95 | 96.13 | 5.9111 | 4054.7905 | 486.15 | -0.28273 | -0.064445
20533 | 14E17G10H10D05M01W02 | 25.09 | 48.76 | 0.64 | 16.95 | 91.44 | 4.8222 | 3597.4216 | 532.98 | -0.096716 | -0.012512
20534 | 14E17G10H10D05M01W03 | 25.09 | 48.76 | 0.64 | 12.18 | 86.67 | 4.8222 | 3597.4216 | 466.62 | -0.096716 | 0.040306
20535 | 14E17G10H10D07M01W02 | 25.6 | 50.4 | 0.64 | 16.95 | 93.59 | 4.9778 | 3704.0727 | 539.28 | -0.1336 | -0.036319
20536 | 14E17G10H10D07M01W03 | 25.6 | 50.4 | 0.64 | 12.18 | 88.82 | 4.9778 | 3704.0727 | 472.92 | -0.1336 | 0.016499
20537 | 14E17G10H10D07M01W04 | 25.6 | 50.4 | 0.64 | 8.86 | 85.5 | 4.9778 | 3704.0727 | 427.14 | -0.1336 | 0.053261
20538 | 14E17G10H10D07M02W02 | 25.4 | 48.97 | 0.64 | 16.95 | 91.96 | 4.9778 | 3583.0648 | 536.55 | -0.10144 | -0.01827
20539 | 14E17G10H11D05M01W02 | 25.09 | 45.35 | 0.64 | 16.95 | 88.03 | 4.3556 | 3404.6294 | 532.98 | -0.020018 | 0.025246
20540 | 14E17G10H11D05M01W03 | 25.09 | 45.35 | 0.64 | 12.18 | 83.26 | 4.3556 | 3404.6294 | 466.62 | -0.020018 | 0.078064
20541 | 14E17G10H11D06M01W02 | 23.06 | 39.88 | 0.64 | 16.95 | 80.53 | 3.8889 | 3039.5546 | 509.04 | 0.10301 | 0.10829
20542 | 14E17G10H11D06M01W03 | 23.06 | 39.88 | 0.64 | 12.18 | 75.76 | 3.8889 | 3039.5546 | 442.68 | 0.10301 | 0.16111 | 1
20543 | 14E17G10H11D07M01W02 | 25.6 | 46.86 | 0.64 | 16.95 | 90.05 | 4.5111 | 3505.1275 | 539.28 | -0.053981 | 0.002879
20544 | 14E17G10H11D07M01W03 | 25.6 | 46.86 | 0.64 | 12.18 | 85.28 | 4.5111 | 3505.1275 | 472.92 | -0.053981 | 0.055697
20545 | 14E17G10H11D07M01W04 | 25.6 | 46.86 | 0.64 | 8.86 | 81.96 | 4.5111 | 3505.1275 | 427.14 | -0.053981 | 0.092459
20546 | 14E17G10H11D07M02W02 | 25.4 | 45.52 | 0.64 | 16.95 | 88.51 | 4.5111 | 3390.2725 | 536.55 | -0.023842 | 0.019931
20547 | 14E17G10H12D05M01W02 | 21.81 | 37.76 | 0.64 | 16.95 | 77.16 | 3.6556 | 2813.9467 | 498.12 | 0.1507 | 0.14561
20548 | 14E17G10H12D05M01W03 | 21.81 | 37.76 | 0.64 | 12.18 | 72.39 | 3.6556 | 2813.9467 | 431.76 | 0.1507 | 0.19843 | 1
20549 | 14E17G10H12D07M01W02 | 22.26 | 39.02 | 0.64 | 16.95 | 78.87 | 3.7333 | 2895.9859 | 503.37 | 0.12236 | 0.12667
20550 | 14E17G10H12D07M01W03 | 22.26 | 39.02 | 0.64 | 12.18 | 74.1 | 3.7333 | 2895.9859 | 437.01 | 0.12236 | 0.17949 | 1
20551 | 14E17G10H12D07M01W04 | 22.26 | 39.02 | 0.64 | 8.86 | 70.78 | 3.7333 | 2895.9859 | 391.23 | 0.12236 | 0.21626 | 1
20552 | 14E17G10H12D07M02W02 | 22.08 | 37.9 | 0.64 | 16.95 | 77.57 | 3.7333 | 2799.5898 | 501.06 | 0.14755 | 0.14107
20553 | 14E17G10H13D05M01W02 | 21.81 | 37.04 | 0.64 | 16.95 | 76.44 | 3.6556 | 2736.0094 | 498.12 | 0.16689 | 0.15358 | 1
20554 | 14E17G10H13D05M01W03 | 21.81 | 37.04 | 0.64 | 12.18 | 71.67 | 3.6556 | 2736.0094 | 431.76 | 0.16689 | 0.2064 | 1
20555 | 14E17G10H13D07M01W02 | 22.26 | 38.29 | 0.64 | 16.95 | 78.14 | 3.7333 | 2818.0486 | 503.37 | 0.13878 | 0.13476
20556 | 14E17G10H13D07M01W03 | 22.26 | 38.29 | 0.64 | 12.18 | 73.37 | 3.7333 | 2818.0486 | 437.01 | 0.13878 | 0.18758 | 1
20557 | 14E17G10H13D07M01W04 | 22.26 | 38.29 | 0.64 | 8.86 | 70.05 | 3.7333 | 2818.0486 | 391.23 | 0.13878 | 0.22434 | 1
20558 | 14E17G10H13D07M02W02 | 22.08 | 37.2 | 0.64 | 16.95 | 76.87 | 3.7333 | 2723.7035 | 501.06 | 0.16329 | 0.14882
20559 | 14E17G10H14D05M01W02 | 25.09 | 44.51 | 0.64 | 16.95 | 87.19 | 4.3556 | 3314.3862 | 532.98 | -0.0011246 | 0.034548
20560 | 14E17G10H14D05M01W03 | 25.09 | 44.51 | 0.64 | 12.18 | 82.42 | 4.3556 | 3314.3862 | 466.62 | -0.0011246 | 0.087366
20561 | 14E17G10H14D07M01W02 | 25.6 | 46 | 0.64 | 16.95 | 89.19 | 4.5111 | 3412.8333 | 539.28 | -0.034638 | 0.012402
20562 | 14E17G10H14D07M01W03 | 25.6 | 46 | 0.64 | 12.18 | 84.42 | 4.5111 | 3412.8333 | 472.92 | -0.034638 | 0.06522
20563 | 14E17G10H14D07M01W04 | 25.6 | 46 | 0.64 | 8.86 | 81.1 | 4.5111 | 3412.8333 | 427.14 | -0.034638 | 0.10198
20564 | 14E17G10H14D07M02W02 | 25.4 | 44.7 | 0.64 | 16.95 | 87.69 | 4.5111 | 3304.1313 | 536.55 | -0.0053981 | 0.029011
20565 | 14E17G11H07D04M01W02 | 31.63 | 63.94 | 0.64 | 16.95 | 113.16 | 6.6111 | 4526.5163 | 611.1 | -0.43815 | -0.25302
20566 | 14E17G11H07D05M01W02 | 26.8 | 51.75 | 0.64 | 16.95 | 96.14 | 5.4444 | 3724.5825 | 553.56 | -0.16397 | -0.064555
20567 | 14E17G11H07D05M01W03 | 26.8 | 51.75 | 0.64 | 12.18 | 91.37 | 5.4444 | 3724.5825 | 487.2 | -0.16397 | -0.011737
20568 | 14E17G11H07D06M01W02 | 24.66 | 45.17 | 0.64 | 16.95 | 87.42 | 4.8222 | 3302.0803 | 528.15 | -0.015969 | 0.032001
20569 | 14E17G11H07D06M01W03 | 24.66 | 45.17 | 0.64 | 12.18 | 82.65 | 4.8222 | 3302.0803 | 461.79 | -0.015969 | 0.084819
20570 | 14E17G11H07D07M01W02 | 27.34 | 53.58 | 0.64 | 16.95 | 98.51 | 5.6778 | 3839.4374 | 560.07 | -0.20513 | -0.090798
20571 | 14E17G11H07D07M01W03 | 27.34 | 53.58 | 0.64 | 12.18 | 93.74 | 5.6778 | 3839.4374 | 493.71 | -0.20513 | -0.03798
20572 | 14E17G11H07D07M01W04 | 27.34 | 53.58 | 0.64 | 8.86 | 90.42 | 5.6778 | 3839.4374 | 447.93 | -0.20513 | -0.001218
20573 | 14E17G11H07D07M02W02 | 27.2 | 51.93 | 0.64 | 16.95 | 96.72 | 5.6778 | 3716.3786 | 557.97 | -0.16802 | -0.070978
20574 | 14E17G11H08D05M01W02 | 23.59 | 51.75 | 0.64 | 16.95 | 92.93 | 5.4444 | 3724.5825 | 511.98 | -0.16397 | -0.029011
20575 | 14E17G11H08D05M01W03 | 23.59 | 51.75 | 0.64 | 12.18 | 88.16 | 5.4444 | 3724.5825 | 445.62 | -0.16397 | 0.023807
20576 | 14E17G11H08D06M01W02 | 21.71 | 45.17 | 0.64 | 16.95 | 84.47 | 4.8222 | 3302.0803 | 489.93 | -0.015969 | 0.064666
20577 | 14E17G11H08D06M01W03 | 21.71 | 45.17 | 0.64 | 12.18 | 79.7 | 4.8222 | 3302.0803 | 423.57 | -0.015969 | 0.11748
20578 | 14E17G11H08D07M01W02 | 24.07 | 53.58 | 0.64 | 16.95 | 95.24 | 5.6778 | 3839.4374 | 517.65 | -0.20513 | -0.05459
20579 | 14E17G11H08D07M01W03 | 24.07 | 53.58 | 0.64 | 12.18 | 90.47 | 5.6778 | 3839.4374 | 451.29 | -0.20513 | -0.0017717
20580 | 14E17G11H08D07M01W04 | 24.07 | 53.58 | 0.64 | 8.86 | 87.15 | 5.6778 | 3839.4374 | 405.51 | -0.20513 | 0.034991
20581 | 14E17G11H08D07M02W02 | 23.94 | 51.93 | 0.64 | 16.95 | 93.46 | 5.6778 | 3716.3786 | 515.97 | -0.16802 | -0.03488
20582 | 14E17G11H09D05M01W02 | 22.7 | 51.75 | 0.64 | 16.95 | 92.04 | 5.4444 | 3724.5825 | 500.43 | -0.16397 | -0.019156
20583 | 14E17G11H09D05M01W03 | 22.7 | 51.75 | 0.64 | 12.18 | 87.27 | 5.4444 | 3724.5825 | 434.07 | -0.16397 | 0.033662
20584 | 14E17G11H09D07M01W02 | 23.16 | 53.58 | 0.64 | 16.95 | 94.33 | 5.6778 | 3839.4374 | 505.89 | -0.20513 | -0.044513
20585 | 14E17G11H09D07M01W03 | 23.16 | 53.58 | 0.64 | 12.18 | 89.56 | 5.6778 | 3839.4374 | 439.53 | -0.20513 | 0.0083047
20586 | 14E17G11H09D07M01W04 | 23.16 | 53.58 | 0.64 | 8.86 | 86.24 | 5.6778 | 3839.4374 | 393.75 | -0.20513 | 0.045067
20587 | 14E17G11H09D07M02W02 | 23.04 | 51.93 | 0.64 | 16.95 | 92.56 | 5.6778 | 3716.3786 | 504.21 | -0.16802 | -0.024914
20588 | 14E17G11H10D05M01W02 | 26.8 | 44.41 | 0.64 | 16.95 | 88.8 | 4.5889 | 3297.9783 | 553.56 | 0.0011246 | 0.01672
20589 | 14E17G11H10D05M01W03 | 26.8 | 44.41 | 0.64 | 12.18 | 84.03 | 4.5889 | 3297.9783 | 487.2 | 0.0011246 | 0.069538
20590 | 14E17G11H10D07M01W02 | 27.34 | 45.98 | 0.64 | 16.95 | 90.91 | 4.7444 | 3398.4764 | 560.07 | -0.034188 | -0.0066438
20591 | 14E17G11H10D07M01W03 | 27.34 | 45.98 | 0.64 | 12.18 | 86.14 | 4.7444 | 3398.4764 | 493.71 | -0.034188 | 0.046174
20592 | 14E17G11H10D07M01W04 | 27.34 | 45.98 | 0.64 | 8.86 | 82.82 | 4.7444 | 3398.4764 | 447.93 | -0.034188 | 0.082937
20593 | 14E17G11H10D07M02W02 | 27.2 | 44.56 | 0.64 | 16.95 | 89.35 | 4.7444 | 3289.7744 | 557.97 | -0.0022492 | 0.01063
20594 | 14E17G11H11D05M01W02 | 26.8 | 41.27 | 0.64 | 16.95 | 85.66 | 4.2 | 3123.6449 | 553.56 | 0.07175 | 0.051489
20595 | 14E17G11H11D05M01W03 | 26.8 | 41.27 | 0.64 | 12.18 | 80.89 | 4.2 | 3123.6449 | 487.2 | 0.07175 | 0.10431
20596 | 14E17G11H11D06M01W02 | 24.66 | 36.06 | 0.64 | 16.95 | 78.31 | 3.7333 | 2777.029 | 528.15 | 0.18893 | 0.13288
20597 | 14E17G11H11D06M01W03 | 24.66 | 36.06 | 0.64 | 12.18 | 73.54 | 3.7333 | 2777.029 | 461.79 | 0.18893 | 0.18569 | 1
20598 | 14E17G11H11D07M01W02 | 27.34 | 42.73 | 0.64 | 16.95 | 87.66 | 4.3556 | 3217.99 | 560.07 | 0.038911 | 0.029343
20599 | 14E17G11H11D07M01W03 | 27.34 | 42.73 | 0.64 | 12.18 | 82.89 | 4.3556 | 3217.99 | 493.71 | 0.038911 | 0.082161
20600 | 14E17G11H11D07M01W04 | 27.34 | 42.73 | 0.64 | 8.86 | 79.57 | 4.3556 | 3217.99 | 447.93 | 0.038911 | 0.11892
20601 | 14E17G11H11D07M02W02 | 27.2 | 41.4 | 0.64 | 16.95 | 86.19 | 4.3556 | 3115.441 | 557.97 | 0.068826 | 0.045621
20602 | 14E17G11H12D05M01W02 | 23.3 | 34.37 | 0.64 | 16.95 | 75.26 | 3.5 | 2573.9818 | 516.18 | 0.22695 | 0.16665 | 1
20603 | 14E17G11H12D05M01W03 | 23.3 | 34.37 | 0.64 | 12.18 | 70.49 | 3.5 | 2573.9818 | 449.82 | 0.22695 | 0.21947 | 1
20604 | 14E17G11H12D07M01W02 | 23.77 | 35.58 | 0.64 | 16.95 | 76.94 | 3.5778 | 2651.9191 | 521.85 | 0.19973 | 0.14805
20605 | 14E17G11H12D07M01W03 | 23.77 | 35.58 | 0.64 | 12.18 | 72.17 | 3.5778 | 2651.9191 | 455.49 | 0.19973 | 0.20086 | 1
20606 | 14E17G11H12D07M01W04 | 23.77 | 35.58 | 0.64 | 8.86 | 68.85 | 3.5778 | 2651.9191 | 409.71 | 0.19973 | 0.23763 | 1
20607 | 14E17G11H12D07M02W02 | 23.65 | 34.47 | 0.64 | 16.95 | 75.71 | 3.6556 | 2567.8289 | 520.17 | 0.2247 | 0.16167 | 1
20608 | 14E17G11H13D05M01W02 | 23.3 | 33.75 | 0.64 | 16.95 | 74.64 | 3.5 | 2508.3504 | 516.18 | 0.24089 | 0.17351 | 1
20609 | 14E17G11H13D05M01W03 | 23.3 | 33.75 | 0.64 | 12.18 | 69.87 | 3.5 | 2508.3504 | 449.82 | 0.24089 | 0.22633 | 1
20610 | 14E17G11H13D07M01W02 | 23.77 | 34.94 | 0.64 | 16.95 | 76.3 | 3.5778 | 2584.2367 | 521.85 | 0.21413 | 0.15513 | 1
20611 | 14E17G11H13D07M01W03 | 23.77 | 34.94 | 0.64 | 12.18 | 71.53 | 3.5778 | 2584.2367 | 455.49 | 0.21413 | 0.20795 | 1
20612 | 14E17G11H13D07M01W04 | 23.77 | 34.94 | 0.64 | 8.86 | 68.21 | 3.5778 | 2584.2367 | 409.71 | 0.21413 | 0.24471 | 1
20613 | 14E17G11H13D07M02W02 | 23.65 | 33.86 | 0.64 | 16.95 | 75.1 | 3.6556 | 2502.1975 | 520.17 | 0.23842 | 0.16842 | 1
20614 | 14E17G11H14D05M01W02 | 26.8 | 40.55 | 0.64 | 16.95 | 84.94 | 4.2 | 3045.7076 | 553.56 | 0.087944 | 0.059462
20615 | 14E17G11H14D05M01W03 | 26.8 | 40.55 | 0.64 | 12.18 | 80.17 | 4.2 | 3045.7076 | 487.2 | 0.087944 | 0.11228
20616 | 14E17G11H14D07M01W02 | 27.34 | 41.98 | 0.64 | 16.95 | 86.91 | 4.3556 | 3140.0527 | 560.07 | 0.05578 | 0.037648
20617 | 14E17G11H14D07M01W03 | 27.34 | 41.98 | 0.64 | 12.18 | 82.14 | 4.3556 | 3140.0527 | 493.71 | 0.05578 | 0.090466
20618 | 14E17G11H14D07M01W04 | 27.34 | 41.98 | 0.64 | 8.86 | 78.82 | 4.3556 | 3140.0527 | 447.93 | 0.05578 | 0.12723
20619 | 14E17G11H14D07M02W02 | 27.2 | 40.68 | 0.64 | 16.95 | 85.47 | 4.3556 | 3039.5546 | 557.97 | 0.08502 | 0.053593
20620 | 14E17G12H07D04M01W02 | 25.83 | 97.68 | 0.64 | 16.95 | 141.1 | 8.3222 | 7141.5177 | 542.01 | -1.197 | -0.5624
20621 | 14E17G12H07D05M01W02 | 21.61 | 79.29 | 0.64 | 16.95 | 118.49 | 6.8444 | 5857.6033 | 491.61 | -0.7834 | -0.31204
20622 | 14E17G12H07D05M01W03 | 21.61 | 79.29 | 0.64 | 12.18 | 113.72 | 6.8444 | 5857.6033 | 425.25 | -0.7834 | -0.25922
20623 | 14E17G12H07D06M01W02 | 19.92 | 71.55 | 0.64 | 16.95 | 109.06 | 6.1444 | 5322.2971 | 471.66 | -0.60931 | -0.20762
20624 | 14E17G12H07D06M01W03 | 19.92 | 71.55 | 0.64 | 12.18 | 104.29 | 6.1444 | 5322.2971 | 405.3 | -0.60931 | -0.1548
20625 | 14E17G12H07D07M01W02 | 22.05 | 81.42 | 0.64 | 16.95 | 121.06 | 7 | 6005.274 | 496.86 | -0.83131 | -0.34049
20626 | 14E17G12H07D07M01W03 | 22.05 | 81.42 | 0.64 | 12.18 | 116.29 | 7 | 6005.274 | 430.5 | -0.83131 | -0.28768
20627 | 14E17G12H07D07M01W04 | 22.05 | 81.42 | 0.64 | 8.86 | 112.97 | 7 | 6005.274 | 384.72 | -0.83131 | -0.25091
20628 | 14E17G12H07D07M02W02 | 21.51 | 79.76 | 0.64 | 16.95 | 118.86 | 7 | 5810.4307 | 490.35 | -0.79397 | -0.31613
20629 | 14E17G12H08D05M01W02 | 19.02 | 79.29 | 0.64 | 16.95 | 115.9 | 6.8444 | 5857.6033 | 458.22 | -0.7834 | -0.28336
20630 | 14E17G12H08D05M01W03 | 19.02 | 79.29 | 0.64 | 12.18 | 111.13 | 6.8444 | 5857.6033 | 391.86 | -0.7834 | -0.23054
20631 | 14E17G12H08D06M01W02 | 17.54 | 71.55 | 0.64 | 16.95 | 106.68 | 6.1444 | 5322.2971 | 440.79 | -0.60931 | -0.18126
20632 | 14E17G12H08D06M01W03 | 17.54 | 71.55 | 0.64 | 12.18 | 101.91 | 6.1444 | 5322.2971 | 374.43 | -0.60931 | -0.12845
20633 | 14E17G12H08D07M01W02 | 19.4 | 81.42 | 0.64 | 16.95 | 118.41 | 7 | 6005.274 | 462.63 | -0.83131 | -0.31115
20634 | 14E17G12H08D07M01W03 | 19.4 | 81.42 | 0.64 | 12.18 | 113.64 | 7 | 6005.274 | 396.27 | -0.83131 | -0.25833
20635 | 14E17G12H08D07M01W04 | 19.4 | 81.42 | 0.64 | 8.86 | 110.32 | 7 | 6005.274 | 350.49 | -0.83131 | -0.22157
20636 | 14E17G12H08D07M02W02 | 18.94 | 79.76 | 0.64 | 16.95 | 116.29 | 7 | 5810.4307 | 456.96 | -0.79397 | -0.28768
20637 | 14E17G12H09D05M01W02 | 18.3 | 79.29 | 0.64 | 16.95 | 115.18 | 6.8444 | 5857.6033 | 448.77 | -0.7834 | -0.27538
20638 | 14E17G12H09D05M01W03 | 18.3 | 79.29 | 0.64 | 12.18 | 110.41 | 6.8444 | 5857.6033 | 382.41 | -0.7834 | -0.22257
20639 | 14E17G12H09D07M01W02 | 18.67 | 81.42 | 0.64 | 16.95 | 117.68 | 7 | 6005.274 | 453.18 | -0.83131 | -0.30307
20640 | 14E17G12H09D07M01W03 | 18.67 | 81.42 | 0.64 | 12.18 | 112.91 | 7 | 6005.274 | 386.82 | -0.83131 | -0.25025
20641 | 14E17G12H09D07M01W04 | 18.67 | 81.42 | 0.64 | 8.86 | 109.59 | 7 | 6005.274 | 341.04 | -0.83131 | -0.21349
20642 | 14E17G12H09D07M02W02 | 18.22 | 79.76 | 0.64 | 16.95 | 115.57 | 7 | 5810.4307 | 447.72 | -0.79397 | -0.2797
20643 | 14E17G12H10D05M01W02 | 21.61 | 68.39 | 0.64 | 16.95 | 107.59 | 5.7556 | 5170.5245 | 491.61 | -0.53824 | -0.19134
20644 | 14E17G12H10D05M01W03 | 21.61 | 68.39 | 0.64 | 12.18 | 102.82 | 5.7556 | 5170.5245 | 425.25 | -0.53824 | -0.13852
20645 | 14E17G12H10D07M01W02 | 22.05 | 70.22 | 0.64 | 16.95 | 109.86 | 5.8333 | 5299.7363 | 496.86 | -0.5794 | -0.21648
20646 | 14E17G12H10D07M01W03 | 22.05 | 70.22 | 0.64 | 12.18 | 105.09 | 5.8333 | 5299.7363 | 430.5 | -0.5794 | -0.16366
20647 | 14E17G12H10D07M01W04 | 22.05 | 70.22 | 0.64 | 8.86 | 101.77 | 5.8333 | 5299.7363 | 384.72 | -0.5794 | -0.1269
20648 | 14E17G12H10D07M02W02 | 21.51 | 68.74 | 0.64 | 16.95 | 107.84 | 5.9111 | 5123.3519 | 490.35 | -0.54611 | -0.19411
20649 | 14E17G12H11D05M01W02 | 21.61 | 63.83 | 0.64 | 16.95 | 103.03 | 5.2111 | 4901.8459 | 491.61 | -0.43567 | -0.14085
20650 | 14E17G12H11D05M01W03 | 21.61 | 63.83 | 0.64 | 12.18 | 98.26 | 5.2111 | 4901.8459 | 425.25 | -0.43567 | -0.08803
20651 | 14E17G12H11D06M01W02 | 19.92 | 57.64 | 0.64 | 16.95 | 95.15 | 4.7444 | 4460.8849 | 471.66 | -0.29645 | -0.053593
20652 | 14E17G12H11D06M01W03 | 19.92 | 57.64 | 0.64 | 12.18 | 90.38 | 4.7444 | 4460.8849 | 405.3 | -0.29645 | -0.00077511
20653 | 14E17G12H11D07M01W02 | 22.05 | 65.53 | 0.64 | 16.95 | 105.17 | 5.3667 | 5022.8538 | 496.86 | -0.47391 | -0.16454
20654 | 14E17G12H11D07M01W03 | 22.05 | 65.53 | 0.64 | 12.18 | 100.4 | 5.3667 | 5022.8538 | 430.5 | -0.47391 | -0.11173
20655 | 14E17G12H11D07M01W04 | 22.05 | 65.53 | 0.64 | 8.86 | 97.08 | 5.3667 | 5022.8538 | 384.72 | -0.47391 | -0.074964
20656 | 14E17G12H11D07M02W02 | 21.51 | 64.11 | 0.64 | 16.95 | 103.21 | 5.3667 | 4852.6223 | 490.35 | -0.44197 | -0.14284
20657 | 14E17G12H12D05M01W02 | 18.8 | 53.17 | 0.64 | 16.95 | 89.56 | 4.3556 | 4067.0964 | 461.58 | -0.19591 | 0.0083047
20658 | 14E17G12H12D05M01W03 | 18.8 | 53.17 | 0.64 | 12.18 | 84.79 | 4.3556 | 4067.0964 | 395.22 | -0.19591 | 0.061123
20659 | 14E17G12H12D07M01W02 | 19.18 | 54.58 | 0.64 | 16.95 | 91.35 | 4.4333 | 4167.5945 | 465.99 | -0.22762 | -0.011516
20660 | 14E17G12H12D07M01W03 | 19.18 | 54.58 | 0.64 | 12.18 | 86.58 | 4.4333 | 4167.5945 | 399.63 | -0.22762 | 0.041302
20661 | 14E17G12H12D07M01W04 | 19.18 | 54.58 | 0.64 | 8.86 | 83.26 | 4.4333 | 4167.5945 | 353.85 | -0.22762 | 0.078064
20662 | 14E17G12H12D07M02W02 | 18.71 | 53.4 | 0.64 | 16.95 | 89.7 | 4.5111 | 4026.0768 | 460.32 | -0.20108 | 0.0067545
20663 | 14E17G12H13D05M01W02 | 18.8 | 51.88 | 0.64 | 16.95 | 88.27 | 4.3556 | 3919.4257 | 461.58 | -0.16689 | 0.022589
20664 | 14E17G12H13D05M01W03 | 18.8 | 51.88 | 0.64 | 12.18 | 83.5 | 4.3556 | 3919.4257 | 395.22 | -0.16689 | 0.075407
20665 | 14E17G12H13D07M01W02 | 19.18 | 53.27 | 0.64 | 16.95 | 90.04 | 4.4333 | 4015.8219 | 465.99 | -0.19816 | 0.0029897
20666 | 14E17G12H13D07M01W03 | 19.18 | 53.27 | 0.64 | 12.18 | 85.27 | 4.4333 | 4015.8219 | 399.63 | -0.19816 | 0.055808
20667 | 14E17G12H13D07M01W04 | 19.18 | 53.27 | 0.64 | 8.86 | 81.95 | 4.4333 | 4015.8219 | 353.85 | -0.19816 | 0.09257
20668 | 14E17G12H13D07M02W02 | 18.71 | 52.16 | 0.64 | 16.95 | 88.46 | 4.5111 | 3884.559 | 460.32 | -0.17319 | 0.020485
20669 | 14E17G12H14D05M01W02 | 21.61 | 62.33 | 0.64 | 16.95 | 101.53 | 5.2111 | 4729.5634 | 491.61 | -0.40193 | -0.12424
20670 | 14E17G12H14D05M01W03 | 21.61 | 62.33 | 0.64 | 12.18 | 96.76 | 5.2111 | 4729.5634 | 425.25 | -0.40193 | -0.071421
20671 | 14E17G12H14D07M01W02 | 22.05 | 64 | 0.64 | 16.95 | 103.64 | 5.3667 | 4848.5204 | 496.86 | -0.4395 | -0.1476
20672 | 14E17G12H14D07M01W03 | 22.05 | 64 | 0.64 | 12.18 | 98.87 | 5.3667 | 4848.5204 | 430.5 | -0.4395 | -0.094785
20673 | 14E17G12H14D07M01W04 | 22.05 | 64 | 0.64 | 8.86 | 95.55 | 5.3667 | 4848.5204 | 384.72 | -0.4395 | -0.058022
20674 | 14E17G12H14D07M02W02 | 21.51 | 62.67 | 0.64 | 16.95 | 101.77 | 5.3667 | 4688.5438 | 490.35 | -0.40958 | -0.1269
20675 | 14E18G10H07D04M01W02 | 25.94 | 64.25 | 0.64 | 16.95 | 107.78 | 6.5333 | 4485.4966 | 543.06 | -0.44512 | -0.19344
20676 | 14E18G10H07D05M01W02 | 21.72 | 51.87 | 0.64 | 16.95 | 91.18 | 5.4444 | 3677.4099 | 492.87 | -0.16667 | -0.0096335
20677 | 14E18G10H07D05M01W03 | 21.72 | 51.87 | 0.64 | 12.18 | 86.41 | 5.4444 | 3677.4099 | 426.51 | -0.16667 | 0.043185
20678 | 14E18G10H07D06M01W02 | 19.82 | 45.29 | 0.64 | 16.95 | 82.7 | 4.7444 | 3256.9587 | 470.19 | -0.018668 | 0.084265
20679 | 14E18G10H07D06M01W03 | 19.82 | 45.29 | 0.64 | 12.18 | 77.93 | 4.7444 | 3256.9587 | 403.83 | -0.018668 | 0.13708
20680 | 14E18G10H07D07M01W02 | 22.21 | 53.7 | 0.64 | 16.95 | 93.5 | 5.6 | 3794.3159 | 498.75 | -0.20783 | -0.035323
20681 | 14E18G10H07D07M01W03 | 22.21 | 53.7 | 0.64 | 12.18 | 88.73 | 5.6 | 3794.3159 | 432.39 | -0.20783 | 0.017495
20682 | 14E18G10H07D07M01W04 | 22.21 | 53.7 | 0.64 | 8.86 | 85.41 | 5.6 | 3794.3159 | 386.61 | -0.20783 | 0.054258
20683 | 14E18G10H07D07M02W02 | 22.06 | 52.06 | 0.64 | 16.95 | 91.71 | 5.6 | 3665.104 | 496.65 | -0.17094 | -0.015502
20684 | 14E18G10H08D05M01W02 | 19.12 | 51.87 | 0.64 | 16.95 | 88.58 | 5.4444 | 3677.4099 | 459.27 | -0.16667 | 0.019156
20685 | 14E18G10H08D05M01W03 | 19.12 | 51.87 | 0.64 | 12.18 | 83.81 | 5.4444 | 3677.4099 | 392.91 | -0.16667 | 0.071974
20686 | 14E18G10H08D06M01W02 | 17.45 | 45.29 | 0.64 | 16.95 | 80.33 | 4.7444 | 3256.9587 | 439.53 | -0.018668 | 0.11051
20687 | 14E18G10H08D06M01W03 | 17.45 | 45.29 | 0.64 | 12.18 | 75.56 | 4.7444 | 3256.9587 | 373.17 | -0.018668 | 0.16333 | 1
20688 | 14E18G10H08D07M01W02 | 19.55 | 53.7 | 0.64 | 16.95 | 90.84 | 5.6 | 3794.3159 | 464.31 | -0.20783 | -0.0058687
20689 | 14E18G10H08D07M01W03 | 19.55 | 53.7 | 0.64 | 12.18 | 86.07 | 5.6 | 3794.3159 | 397.95 | -0.20783 | 0.046949
20690 | 14E18G10H08D07M01W04 | 19.55 | 53.7 | 0.64 | 8.86 | 82.75 | 5.6 | 3794.3159 | 352.17 | -0.20783 | 0.083712
20691 | 14E18G10H08D07M02W02 | 19.42 | 52.06 | 0.64 | 16.95 | 89.07 | 5.6 | 3665.104 | 462.42 | -0.17094 | 0.01373
20692 | 14E18G10H09D05M01W02 | 18.4 | 51.87 | 0.64 | 16.95 | 87.86 | 5.4444 | 3677.4099 | 449.82 | -0.16667 | 0.027129
20693 | 14E18G10H09D05M01W03 | 18.4 | 51.87 | 0.64 | 12.18 | 83.09 | 5.4444 | 3677.4099 | 383.46 | -0.16667 | 0.079947
20694 | 14E18G10H09D07M01W02 | 18.82 | 53.7 | 0.64 | 16.95 | 90.11 | 5.6 | 3794.3159 | 454.65 | -0.20783 | 0.0022146
20695 | 14E18G10H09D07M01W03 | 18.82 | 53.7 | 0.64 | 12.18 | 85.34 | 5.6 | 3794.3159 | 388.29 | -0.20783 | 0.055033
20696 | 14E18G10H09D07M01W04 | 18.82 | 53.7 | 0.64 | 8.86 | 82.02 | 5.6 | 3794.3159 | 342.51 | -0.20783 | 0.091795
20697 | 14E18G10H09D07M02W02 | 18.69 | 52.06 | 0.64 | 16.95 | 88.34 | 5.6 | 3665.104 | 452.97 | -0.17094 | 0.021814
20698 | 14E18G10H10D05M01W02 | 21.72 | 44.54 | 0.64 | 16.95 | 83.85 | 4.5111 | 3248.7548 | 492.87 | -0.0017994 | 0.071531
20699 | 14E18G10H10D05M01W03 | 21.72 | 44.54 | 0.64 | 12.18 | 79.08 | 4.5111 | 3248.7548 | 426.51 | -0.0017994 | 0.12435
20700 | 14E18G10H10D07M01W02 | 22.21 | 46.11 | 0.64 | 16.95 | 85.91 | 4.6667 | 3351.3038 | 498.75 | -0.037112 | 0.048721
20701 | 14E18G10H10D07M01W03 | 22.21 | 46.11 | 0.64 | 12.18 | 81.14 | 4.6667 | 3351.3038 | 432.39 | -0.037112 | 0.10154
20702 | 14E18G10H10D07M01W04 | 22.21 | 46.11 | 0.64 | 8.86 | 77.82 | 4.6667 | 3351.3038 | 386.61 | -0.037112 | 0.1383
20703 | 14E18G10H10D07M02W02 | 22.06 | 44.69 | 0.64 | 16.95 | 84.34 | 4.7444 | 3236.4489 | 496.65 | -0.0051732 | 0.066106
20704 | 14E18G10H11D05M01W02 | 21.72 | 41.41 | 0.64 | 16.95 | 80.72 | 4.2 | 3074.4213 | 492.87 | 0.068601 | 0.10619
20705 | 14E18G10H11D05M01W03 | 21.72 | 41.41 | 0.64 | 12.18 | 75.95 | 4.2 | 3074.4213 | 426.51 | 0.068601 | 0.15901 | 1
20706 | 14E18G10H11D06M01W02 | 19.82 | 36.19 | 0.64 | 16.95 | 73.6 | 3.6556 | 2729.8564 | 470.19 | 0.18601 | 0.18503 | 1
20707 | 14E18G10H11D06M01W03 | 19.82 | 36.19 | 0.64 | 12.18 | 68.83 | 3.6556 | 2729.8564 | 403.83 | 0.18601 | 0.23785 | 1
20708 | 14E18G10H11D07M01W02 | 22.21 | 42.86 | 0.64 | 16.95 | 82.66 | 4.2778 | 3168.7665 | 498.75 | 0.035987 | 0.084708
20709 | 14E18G10H11D07M01W03 | 22.21 | 42.86 | 0.64 | 12.18 | 77.89 | 4.2778 | 3168.7665 | 432.39 | 0.035987 | 0.13753
20710 | 14E18G10H11D07M01W04 | 22.21 | 42.86 | 0.64 | 8.86 | 74.57 | 4.2778 | 3168.7665 | 386.61 | 0.035987 | 0.17429 | 1
20711 | 14E18G10H11D07M02W02 | 22.06 | 41.53 | 0.64 | 16.95 | 81.18 | 4.2778 | 3062.1154 | 496.65 | 0.065902 | 0.1011
20712 | 14E18G10H12D05M01W02 | 18.89 | 34.48 | 0.64 | 16.95 | 70.96 | 3.4222 | 2543.2171 | 462.63 | 0.22447 | 0.21426 | 1
20713 | 14E18G10H12D05M01W03 | 18.89 | 34.48 | 0.64 | 12.18 | 66.19 | 3.4222 | 2543.2171 | 396.27 | 0.22447 | 0.26708 | 1
20714 | 14E18G10H12D07M01W02 | 19.32 | 35.69 | 0.64 | 16.95 | 72.6 | 3.5778 | 2619.1034 | 467.67 | 0.19726 | 0.1961 | 1
20715 | 14E18G10H12D07M01W03 | 19.32 | 35.69 | 0.64 | 12.18 | 67.83 | 3.5778 | 2619.1034 | 401.31 | 0.19726 | 0.24892 | 1
20716 | 14E18G10H12D07M01W04 | 19.32 | 35.69 | 0.64 | 8.86 | 64.51 | 3.5778 | 2619.1034 | 355.53 | 0.19726 | 0.28568 | 1
20717 | 14E18G10H12D07M02W02 | 19.19 | 34.58 | 0.64 | 16.95 | 71.36 | 3.5778 | 2530.9112 | 465.78 | 0.22222 | 0.20983 | 1
20718 | 14E18G10H13D05M01W02 | 18.89 | 33.83 | 0.64 | 16.95 | 70.31 | 3.4222 | 2473.4837 | 462.63 | 0.23909 | 0.22146 | 1
20719 | 14E18G10H13D05M01W03 | 18.89 | 33.83 | 0.64 | 12.18 | 65.54 | 3.4222 | 2473.4837 | 396.27 | 0.23909 | 0.27428 | 1
20720 | 14E18G10H13D07M01W02 | 19.32 | 35.03 | 0.64 | 16.95 | 71.94 | 3.5778 | 2549.3701 | 467.67 | 0.2121 | 0.20341 | 1
20721 | 14E18G10H13D07M01W03 | 19.32 | 35.03 | 0.64 | 12.18 | 67.17 | 3.5778 | 2549.3701 | 401.31 | 0.2121 | 0.25623 | 1
20722 | 14E18G10H13D07M01W04 | 19.32 | 35.03 | 0.64 | 8.86 | 63.85 | 3.5778 | 2549.3701 | 355.53 | 0.2121 | 0.29299 | 1
20723 | 14E18G10H13D07M02W02 | 19.19 | 33.95 | 0.64 | 16.95 | 70.73 | 3.5778 | 2465.2798 | 465.78 | 0.23639 | 0.21681 | 1
20724 | 14E18G10H14D05M01W02 | 21.72 | 40.66 | 0.64 | 16.95 | 79.97 | 4.2 | 2994.4331 | 492.87 | 0.08547 | 0.11449
20725 | 14E18G10H14D05M01W03 | 21.72 | 40.66 | 0.64 | 12.18 | 75.2 | 4.2 | 2994.4331 | 426.51 | 0.08547 | 0.16731 | 1
20726 | 14E18G10H14D07M01W02 | 22.21 | 42.09 | 0.64 | 16.95 | 81.89 | 4.2778 | 3086.7272 | 498.75 | 0.053306 | 0.093234
20727 | 14E18G10H14D07M01W03 | 22.21 | 42.09 | 0.64 | 12.18 | 77.12 | 4.2778 | 3086.7272 | 432.39 | 0.053306 | 0.14605
20728 | 14E18G10H14D07M01W04 | 22.21 | 42.09 | 0.64 | 8.86 | 73.8 | 4.2778 | 3086.7272 | 386.61 | 0.053306 | 0.18281 | 1
20729 | 14E18G10H14D07M02W02 | 22.06 | 40.8 | 0.64 | 16.95 | 80.45 | 4.2778 | 2984.1781 | 496.65 | 0.082321 | 0.10918
20730 | 14E18G11H07D04M01W02 | 27.87 | 57.85 | 0.64 | 16.95 | 103.31 | 6.3 | 4058.8925 | 566.16 | -0.30117 | -0.14395
20731 | 14E18G11H07D05M01W02 | 23.46 | 46.71 | 0.64 | 16.95 | 87.76 | 5.2111 | 3334.896 | 513.66 | -0.050607 | 0.028236
20732 | 14E18G11H07D05M01W03 | 23.46 | 46.71 | 0.64 | 12.18 | 82.99 | 5.2111 | 3334.896 | 447.3 | -0.050607 | 0.081054
20733 | 14E18G11H07D06M01W02 | 21.43 | 40.49 | 0.64 | 16.95 | 79.51 | 4.5111 | 2939.0565 | 489.51 | 0.089294 | 0.11959
20734 | 14E18G11H07D06M01W03 | 21.43 | 40.49 | 0.64 | 12.18 | 74.74 | 4.5111 | 2939.0565 | 423.15 | 0.089294 | 0.17241 | 1
20735 | 14E18G11H07D07M01W02 | 23.98 | 48.44 | 0.64 | 16.95 | 90.01 | 5.3667 | 3443.598 | 519.75 | -0.089519 | 0.0033219
20736 | 14E18G11H07D07M01W03 | 23.98 | 48.44 | 0.64 | 12.18 | 85.24 | 5.3667 | 3443.598 | 453.39 | -0.089519 | 0.05614
20737 | 14E18G11H07D07M01W04 | 23.98 | 48.44 | 0.64 | 8.86 | 81.92 | 5.3667 | 3443.598 | 407.61 | -0.089519 | 0.092902
20738 | 14E18G11H07D07M02W02 | 23.87 | 46.92 | 0.64 | 16.95 | 88.38 | 5.3667 | 3338.9979 | 518.28 | -0.055331 | 0.021371
20739 | 14E18G11H08D05M01W02 | 20.66 | 46.71 | 0.64 | 16.95 | 84.96 | 5.2111 | 3334.896 | 477.33 | -0.050607 | 0.05924
20740 | 14E18G11H08D05M01W03 | 20.66 | 46.71 | 0.64 | 12.18 | 80.19 | 5.2111 | 3334.896 | 410.97 | -0.050607 | 0.11206
20741 | 14E18G11H08D06M01W02 | 18.86 | 40.49 | 0.64 | 16.95 | 76.94 | 4.5111 | 2939.0565 | 456.12 | 0.089294 | 0.14805
20742 | 14E18G11H08D06M01W03 | 18.86 | 40.49 | 0.64 | 12.18 | 72.17 | 4.5111 | 2939.0565 | 389.76 | 0.089294 | 0.20086 | 1
20743 | 14E18G11H08D07M01W02 | 21.11 | 48.44 | 0.64 | 16.95 | 87.14 | 5.3667 | 3443.598 | 482.58 | -0.089519 | 0.035101
20744 | 14E18G11H08D07M01W03 | 21.11 | 48.44 | 0.64 | 12.18 | 82.37 | 5.3667 | 3443.598 | 416.22 | -0.089519 | 0.087919
20745 | 14E18G11H08D07M01W04 | 21.11 | 48.44 | 0.64 | 8.86 | 79.05 | 5.3667 | 3443.598 | 370.44 | -0.089519 | 0.12468
20746 | 14E18G11H08D07M02W02 | 21.02 | 46.92 | 0.64 | 16.95 | 85.53 | 5.3667 | 3338.9979 | 481.32 | -0.055331 | 0.052929
20747 | 14E18G11H09D05M01W02 | 19.88 | 46.71 | 0.64 | 16.95 | 84.18 | 5.2111 | 3334.896 | 467.04 | -0.050607 | 0.067877
20748 | 14E18G11H09D05M01W03 | 19.88 | 46.71 | 0.64 | 12.18 | 79.41 | 5.2111 | 3334.896 | 400.68 | -0.050607 | 0.1207
20749 | 14E18G11H09D07M01W02 | 20.32 | 48.44 | 0.64 | 16.95 | 86.35 | 5.3667 | 3443.598 | 472.29 | -0.089519 | 0.043849
20750 | 14E18G11H09D07M01W03 | 20.32 | 48.44 | 0.64 | 12.18 | 81.58 | 5.3667 | 3443.598 | 405.93 | -0.089519 | 0.096667
20751 | 14E18G11H09D07M01W04 | 20.32 | 48.44 | 0.64 | 8.86 | 78.26 | 5.3667 | 3443.598 | 360.15 | -0.089519 | 0.13343
20752 | 14E18G11H09D07M02W02 | 20.22 | 46.92 | 0.64 | 16.95 | 84.73 | 5.3667 | 3338.9979 | 471.03 | -0.055331 | 0.061787
20753 | 14E18G11H10D05M01W02 | 23.46 | 40.08 | 0.64 | 16.95 | 81.13 | 4.3556 | 2951.3624 | 513.66 | 0.098516 | 0.10165
20754 | 14E18G11H10D05M01W03 | 23.46 | 40.08 | 0.64 | 12.18 | 76.36 | 4.3556 | 2951.3624 | 447.3 | 0.098516 | 0.15447 | 1
20755 | 14E18G11H10D07M01W02 | 23.98 | 41.56 | 0.64 | 16.95 | 83.13 | 4.5111 | 3047.7586 | 519.75 | 0.065227 | 0.079504
20756 | 14E18G11H10D07M01W03 | 23.98 | 41.56 | 0.64 | 12.18 | 78.36 | 4.5111 | 3047.7586 | 453.39 | 0.065227 | 0.13232
20757 | 14E18G11H10D07M01W04 | 23.98 | 41.56 | 0.64 | 8.86 | 75.04 | 4.5111 | 3047.7586 | 407.61 | 0.065227 | 0.16908 | 1
20758 | 14E18G11H10D07M02W02 | 23.87 | 40.25 | 0.64 | 16.95 | 81.71 | 4.5111 | 2955.4644 | 518.28 | 0.094692 | 0.095228
20759 | 14E18G11H11D05M01W02 | 23.46 | 37.24 | 0.64 | 16.95 | 78.29 | 3.9667 | 2795.4878 | 513.66 | 0.16239 | 0.1331
20760 | 14E18G11H11D05M01W03 | 23.46 | 37.24 | 0.64 | 12.18 | 73.52 | 3.9667 | 2795.4878 | 447.3 | 0.16239 | 0.18592 | 1
20761 | 14E18G11H11D06M01W02 | 21.43 | 32.31 | 0.64 | 16.95 | 71.33 | 3.5 | 2471.4328 | 489.51 | 0.27328 | 0.21016 | 1
20762 | 14E18G11H11D06M01W03 | 21.43 | 32.31 | 0.64 | 12.18 | 66.56 | 3.5 | 2471.4328 | 423.15 | 0.27328 | 0.26298 | 1
20763 | 14E18G11H11D07M01W02 | 23.98 | 38.61 | 0.64 | 16.95 | 80.18 | 4.1222 | 2883.68 | 519.75 | 0.13158 | 0.11217
20764 | 14E18G11H11D07M01W03 | 23.98 | 38.61 | 0.64 | 12.18 | 75.41 | 4.1222 | 2883.68 | 453.39 | 0.13158 | 0.16499 | 1
20765 | 14E18G11H11D07M01W04 | 23.98 | 38.61 | 0.64 | 8.86 | 72.09 | 4.1222 | 2883.68 | 407.61 | 0.13158 | 0.20175 | 1
20766 | 14E18G11H11D07M02W02 | 23.87 | 37.39 | 0.64 | 16.95 | 78.85 | 4.1222 | 2799.5898 | 518.28 | 0.15902 | 0.1269
20767 | 14E18G11H12D05M01W02 | 20.4 | 31.01 | 0.64 | 16.95 | 69 | 3.2667 | 2307.3542 | 480.9 | 0.30252 | 0.23597 | 1
20768 | 14E18G11H12D05M01W03 | 20.4 | 31.01 | 0.64 | 12.18 | 64.23 | 3.2667 | 2307.3542 | 414.54 | 0.30252 | 0.28878 | 1
20769 | 14E18G11H12D07M01W02 | 20.85 | 32.15 | 0.64 | 16.95 | 70.59 | 3.4222 | 2381.1896 | 486.36 | 0.27688 | 0.21836 | 1
20770 | 14E18G11H12D07M01W03 | 20.85 | 32.15 | 0.64 | 12.18 | 65.82 | 3.4222 | 2381.1896 | 420 | 0.27688 | 0.27118 | 1
20771 | 14E18G11H12D07M01W04 | 20.85 | 32.15 | 0.64 | 8.86 | 62.5 | 3.4222 | 2381.1896 | 374.22 | 0.27688 | 0.30794 | 1
20772 | 14E18G11H12D07M02W02 | 20.75 | 31.13 | 0.64 | 16.95 | 69.47 | 3.4222 | 2309.4052 | 484.89 | 0.29982 | 0.23076 | 1
20773 | 14E18G11H13D05M01W02 | 20.4 | 30.45 | 0.64 | 16.95 | 68.44 | 3.2667 | 2247.8758 | 480.9 | 0.31511 | 0.24217 | 1
20774 | 14E18G11H13D05M01W03 | 20.4 | 30.45 | 0.64 | 12.18 | 63.67 | 3.2667 | 2247.8758 | 414.54 | 0.31511 | 0.29498 | 1
20775 | 14E18G11H13D07M01W02 | 20.85 | 31.58 | 0.64 | 16.95 | 70.02 | 3.4222 | 2319.6601 | 486.36 | 0.2897 | 0.22467 | 1
20776 | 14E18G11H13D07M01W03 | 20.85 | 31.58 | 0.64 | 12.18 | 65.25 | 3.4222 | 2319.6601 | 420 | 0.2897 | 0.27749 | 1
20777 | 14E18G11H13D07M01W04 | 20.85 | 31.58 | 0.64 | 8.86 | 61.93 | 3.4222 | 2319.6601 | 374.22 | 0.2897 | 0.31425 | 1
20778 | 14E18G11H13D07M02W02 | 20.75 | 30.58 | 0.64 | 16.95 | 68.92 | 3.4222 | 2251.9777 | 484.89 | 0.31219 | 0.23685 | 1
20779 | 14E18G11H14D05M01W02 | 23.46 | 36.59 | 0.64 | 16.95 | 77.64 | 3.9667 | 2725.7545 | 513.66 | 0.17701 | 0.14029
20780 | 14E18G11H14D05M01W03 | 23.46 | 36.59 | 0.64 | 12.18 | 72.87 | 3.9667 | 2725.7545 | 447.3 | 0.17701 | 0.19311 | 1
20781 | 14E18G11H14D07M01W02 | 23.98 | 37.95 | 0.64 | 16.95 | 79.52 | 4.1222 | 2813.9467 | 519.75 | 0.14642 | 0.11948
20782 | 14E18G11H14D07M01W03 | 23.98 | 37.95 | 0.64 | 12.18 | 74.75 | 4.1222 | 2813.9467 | 453.39 | 0.14642 | 0.1723 | 1
20783 | 14E18G11H14D07M01W04 | 23.98 | 37.95 | 0.64 | 8.86 | 71.43 | 4.1222 | 2813.9467 | 407.61 | 0.14642 | 0.20906 | 1
20784 | 14E18G11H14D07M02W02 | 23.87 | 36.75 | 0.64 | 16.95 | 78.21 | 4.1222 | 2731.9074 | 518.28 | 0.17341 | 0.13398
20785 | 14E18G12H07D04M01W02 | 22.01 | 92.45 | 0.64 | 16.95 | 132.05 | 7.9333 | 6677.9959 | 496.23 | -1.0794 | -0.46219
20786 | 14E18G12H07D05M01W02 | 18.25 | 74.83 | 0.64 | 16.95 | 110.67 | 6.5333 | 5465.8658 | 451.5 | -0.68309 | -0.22545
20787 | 14E18G12H07D05M01W03 | 18.25 | 74.83 | 0.64 | 12.18 | 105.9 | 6.5333 | 5465.8658 | 385.14 | -0.68309 | -0.17263
20788 | 14E18G12H07D06M01W02 | 16.7 | 67.21 | 0.64 | 16.95 | 101.5 | 5.9111 | 4946.9675 | 433.02 | -0.5117 | -0.12391
20789 | 14E18G12H07D06M01W03 | 16.7 | 67.21 | 0.64 | 12.18 | 96.73 | 5.9111 | 4946.9675 | 366.66 | -0.5117 | -0.071088
20790 | 14E18G12H07D07M01W02 | 18.64 | 76.93 | 0.64 | 16.95 | 113.16 | 6.6889 | 5611.4855 | 456.12 | -0.73032 | -0.25302
20791 | 14E18G12H07D07M01W03 | 18.64 | 76.93 | 0.64 | 12.18 | 108.39 | 6.6889 | 5611.4855 | 389.76 | -0.73032 | -0.2002
20792 | 14E18G12H07D07M01W04 | 18.64 | 76.93 | 0.64 | 8.86 | 105.07 | 6.6889 | 5611.4855 | 343.98 | -0.73032 | -0.16344
20793 | 14E18G12H07D07M02W02 | 18.2 | 75.31 | 0.64 | 16.95 | 111.1 | 6.6889 | 5424.8462 | 450.45 | -0.69388 | -0.23021
20794 | 14E18G12H08D05M01W02 | 16.06 | 74.83 | 0.64 | 16.95 | 108.48 | 6.5333 | 5465.8658 | 423.15 | -0.68309 | -0.2012
20795 | 14E18G12H08D05M01W03 | 16.06 | 74.83 | 0.64 | 12.18 | 103.71 | 6.5333 | 5465.8658 | 356.79 | -0.68309 | -0.14838
20796 | 14E18G12H08D06M01W02 | 14.7 | 67.21 | 0.64 | 16.95 | 99.5 | 5.9111 | 4946.9675 | 407.19 | -0.5117 | -0.10176
20797 | 14E18G12H08D06M01W03 | 14.7 | 67.21 | 0.64 | 12.18 | 94.73 | 5.9111 | 4946.9675 | 340.83 | -0.5117 | -0.048943
20798 | 14E18G12H08D07M01W02 | 16.41 | 76.93 | 0.64 | 16.95 | 110.93 | 6.6889 | 5611.4855 | 427.35 | -0.73032 | -0.22832
20799 | 14E18G12H08D07M01W03 | 16.41 | 76.93 | 0.64 | 12.18 | 106.16 | 6.6889 | 5611.4855 | 360.99 | -0.73032 | -0.17551
20800 | 14E18G12H08D07M01W04 | 16.41 | 76.93 | 0.64 | 8.86 | 102.84 | 6.6889 | 5611.4855 | 315.21 | -0.73032 | -0.13874
20801 | 14E18G12H08D07M02W02 | 16.02 | 75.31 | 0.64 | 16.95 | 108.92 | 6.6889 | 5424.8462 | 422.31 | -0.69388 | -0.20607
20802 | 14E18G12H09D05M01W02 | 15.45 | 74.83 | 0.64 | 16.95 | 107.87 | 6.5333 | 5465.8658 | 415.38 | -0.68309 | -0.19444
20803 | 14E18G12H09D05M01W03 | 15.45 | 74.83 | 0.64 | 12.18 | 103.1 | 6.5333 | 5465.8658 | 349.02 | -0.68309 | -0.14162
20804 | 14E18G12H09D07M01W02 | 15.79 | 76.93 | 0.64 | 16.95 | 110.31 | 6.6889 | 5611.4855 | 419.37 | -0.73032 | -0.22146
20805 | 14E18G12H09D07M01W03 | 15.79 | 76.93 | 0.64 | 12.18 | 105.54 | 6.6889 | 5611.4855 | 353.01 | -0.73032 | -0.16864
20806 | 14E18G12H09D07M01W04 | 15.79 | 76.93 | 0.64 | 8.86 | 102.22 | 6.6889 | 5611.4855 | 307.23 | -0.73032 | -0.13188
20807 | 14E18G12H09D07M02W02 | 15.41 | 75.31 | 0.64 | 16.95 | 108.31 | 6.6889 | 5424.8462 | 414.54 | -0.69388 | -0.19931
20808 | 14E18G12H10D05M01W02 | 18.25 | 64.53 | 0.64 | 16.95 | 100.37 | 5.4444 | 4821.8576 | 451.5 | -0.45142 | -0.11139
20809 | 14E18G12H10D05M01W03 | 18.25 | 64.53 | 0.64 | 12.18 | 95.6 | 5.4444 | 4821.8576 | 385.14 | -0.45142 | -0.058576
20810 | 14E18G12H10D07M01W02 | 18.64 | 66.33 | 0.64 | 16.95 | 102.56 | 5.6 | 4946.9675 | 456.12 | -0.4919 | -0.13564
20811 | 14E18G12H10D07M01W03 | 18.64 | 66.33 | 0.64 | 12.18 | 97.79 | 5.6 | 4946.9675 | 389.76 | -0.4919 | -0.082826
20812 | 14E18G12H10D07M01W04 | 18.64 | 66.33 | 0.64 | 8.86 | 94.47 | 5.6 | 4946.9675 | 343.98 | -0.4919 | -0.046064
20813 | 14E18G12H10D07M02W02 | 18.2 | 64.89 | 0.64 | 16.95 | 100.68 | 5.6778 | 4780.838 | 450.45 | -0.45951 | -0.11483
20814 | 14E18G12H11D05M01W02 | 18.25 | 60.21 | 0.64 | 16.95 | 96.05 | 4.9778 | 4567.5359 | 451.5 | -0.35425 | -0.063559
20815 | 14E18G12H11D05M01W03 | 18.25 | 60.21 | 0.64 | 12.18 | 91.28 | 4.9778 | 4567.5359 | 385.14 | -0.35425 | -0.010741
20816 | 14E18G12H11D06M01W02 | 16.7 | 54.13 | 0.64 | 16.95 | 88.42 | 4.5111 | 4140.9317 | 433.02 | -0.2175 | 0.020928
20817 | 14E18G12H11D06M01W03 | 16.7 | 54.13 | 0.64 | 12.18 | 83.65 | 4.5111 | 4140.9317 | 366.66 | -0.2175 | 0.073746
20818 | 14E18G12H11D07M01W02 | 18.64 | 61.89 | 0.64 | 16.95 | 98.12 | 5.1333 | 4686.4928 | 456.12 | -0.39204 | -0.08648
20819 | 14E18G12H11D07M01W03 | 18.64 | 61.89 | 0.64 | 12.18 | 93.35 | 5.1333 | 4686.4928 | 389.76 | -0.39204 | -0.033662
20820 | 14E18G12H11D07M01W04 | 18.64 | 61.89 | 0.64 | 8.86 | 90.03 | 5.1333 | 4686.4928 | 343.98 | -0.39204 | 0.0031004
20821 | 14E18G12H11D07M02W02 | 18.2 | 60.51 | 0.64 | 16.95 | 96.3 | 5.2111 | 4526.5163 | 450.45 | -0.361 | -0.066327
20822 | 14E18G12H12D05M01W02 | 15.87 | 50.15 | 0.64 | 16.95 | 83.61 | 4.1222 | 3794.3159 | 425.88 | -0.12798 | 0.074189
20823 | 14E18G12H12D05M01W03 | 15.87 | 50.15 | 0.64 | 12.18 | 78.84 | 4.1222 | 3794.3159 | 359.52 | -0.12798 | 0.12701
20824 | 14E18G12H12D07M01W02 | 16.22 | 51.55 | 0.64 | 16.95 | 85.36 | 4.2778 | 3892.763 | 430.29 | -0.15947 | 0.054811
20825 | 14E18G12H12D07M01W03 | 16.22 | 51.55 | 0.64 | 12.18 | 80.59 | 4.2778 | 3892.763 | 363.93 | -0.15947 | 0.10763
20826 | 14E18G12H12D07M01W04 | 16.22 | 51.55 | 0.64 | 8.86 | 77.27 | 4.2778 | 3892.763 | 318.15 | -0.15947 | 0.14439
20827 | 14E18G12H12D07M02W02 | 15.83 | 50.4 | 0.64 | 16.95 | 83.82 | 4.2778 | 3761.5001 | 425.25 | -0.1336 | 0.071864
20828 | 14E18G12H13D05M01W02 | 15.87 | 48.96 | 0.64 | 16.95 | 82.42 | 4.1222 | 3658.9511 | 425.88 | -0.10121 | 0.087366
20829 | 14E18G12H13D05M01W03 | 15.87 | 48.96 | 0.64 | 12.18 | 77.65 | 4.1222 | 3658.9511 | 359.52 | -0.10121 | 0.14018
20830 | 14E18G12H13D07M01W02 | 16.22 | 50.33 | 0.64 | 16.95 | 84.14 | 4.2778 | 3753.2962 | 430.29 | -0.13203 | 0.06832
20831 | 14E18G12H13D07M01W03 | 16.22 | 50.33 | 0.64 | 12.18 | 79.37 | 4.2778 | 3753.2962 | 363.93 | -0.13203 | 0.12114
20832 | 14E18G12H13D07M01W04 | 16.22 | 50.33 | 0.64 | 8.86 | 76.05 | 4.2778 | 3753.2962 | 318.15 | -0.13203 | 0.1579
20833 | 14E18G12H13D07M02W02 | 15.83 | 49.24 | 0.64 | 16.95 | 82.66 | 4.2778 | 3630.2373 | 425.25 | -0.10751 | 0.084708
20834 | 14E18G12H14D05M01W02 | 18.25 | 58.82 | 0.64 | 16.95 | 94.66 | 4.9778 | 4409.6103 | 451.5 | -0.32299 | -0.048167
20835 | 14E18G12H14D05M01W03 | 18.25 | 58.82 | 0.64 | 12.18 | 89.89 | 4.9778 | 4409.6103 | 385.14 | -0.32299 | 0.0046506
20836 | 14E18G12H14D07M01W02 | 18.64 | 60.47 | 0.64 | 16.95 | 96.7 | 5.1333 | 4524.4653 | 456.12 | -0.3601 | -0.070756
20837 | 14E18G12H14D07M01W03 | 18.64 | 60.47 | 0.64 | 12.18 | 91.93 | 5.1333 | 4524.4653 | 389.76 | -0.3601 | -0.017938
20838 | 14E18G12H14D07M01W04 | 18.64 | 60.47 | 0.64 | 8.86 | 88.61 | 5.1333 | 4524.4653 | 343.98 | -0.3601 | 0.018824
20839 | 14E18G12H14D07M02W02 | 18.2 | 59.16 | 0.64 | 16.95 | 94.95 | 5.2111 | 4374.7436 | 450.45 | -0.33063 | -0.051379
20840 | 14E19G10H07D04M01W02 | 26.9 | 49.81 | 0.64 | 16.95 | 94.3 | 5.6 | 3558.453 | 554.4 | -0.12033 | -0.044181
20841 | 14E19G10H07D05M01W02 | 22.57 | 41.33 | 0.64 | 16.95 | 81.49 | 4.6667 | 2998.535 | 502.95 | 0.0704 | 0.097664
20842 | 14E19G10H07D05M01W03 | 22.57 | 41.33 | 0.64 | 12.18 | 76.72 | 4.6667 | 2998.535 | 436.59 | 0.0704 | 0.15048 | 1
20843 | 14E19G10H07D06M01W02 | 20.68 | 37.03 | 0.64 | 16.95 | 75.3 | 4.2 | 2721.6525 | 480.48 | 0.16712 | 0.16621 | 1
20844 | 14E19G10H07D06M01W03 | 20.68 | 37.03 | 0.64 | 12.18 | 70.53 | 4.2 | 2721.6525 | 414.12 | 0.16712 | 0.21902 | 1
20845 | 14E19G10H07D07M01W02 | 23.04 | 42.48 | 0.64 | 16.95 | 83.11 | 4.8222 | 3072.3703 | 508.62 | 0.044534 | 0.079725
20846 | 14E19G10H07D07M01W03 | 23.04 | 42.48 | 0.64 | 12.18 | 78.34 | 4.8222 | 3072.3703 | 442.26 | 0.044534 | 0.13254
20847 | 14E19G10H07D07M01W04 | 23.04 | 42.48 | 0.64 | 8.86 | 75.02 | 4.8222 | 3072.3703 | 396.48 | 0.044534 | 0.16931 | 1
20848 | 14E19G10H07D07M02W02 | 22.93 | 41.19 | 0.64 | 16.95 | 81.71 | 4.8222 | 2986.2291 | 506.94 | 0.073549 | 0.095228
20849 | 14E19G10H08D05M01W02 | 19.87 | 41.33 | 0.64 | 16.95 | 78.79 | 4.6667 | 2998.535 | 467.88 | 0.0704 | 0.12756
20850 | 14E19G10H08D05M01W03 | 19.87 | 41.33 | 0.64 | 12.18 | 74.02 | 4.6667 | 2998.535 | 401.52 | 0.0704 | 0.18038 | 1
20851 | 14E19G10H08D06M01W02 | 18.21 | 37.03 | 0.64 | 16.95 | 72.83 | 4.2 | 2721.6525 | 448.35 | 0.16712 | 0.19356 | 1
20852 | 14E19G10H08D06M01W03 | 18.21 | 37.03 | 0.64 | 12.18 | 68.06 | 4.2 | 2721.6525 | 381.99 | 0.16712 | 0.24637 | 1
20853 | 14E19G10H08D07M01W02 | 20.28 | 42.48 | 0.64 | 16.95 | 80.35 | 4.8222 | 3072.3703 | 472.71 | 0.044534 | 0.11029
20854 | 14E19G10H08D07M01W03 | 20.28 | 42.48 | 0.64 | 12.18 | 75.58 | 4.8222 | 3072.3703 | 406.35 | 0.044534 | 0.1631 | 1
20855 | 14E19G10H08D07M01W04 | 20.28 | 42.48 | 0.64 | 8.86 | 72.26 | 4.8222 | 3072.3703 | 360.57 | 0.044534 | 0.19987 | 1
20856 | 14E19G10H08D07M02W02 | 20.19 | 41.19 | 0.64 | 16.95 | 78.97 | 4.8222 | 2986.2291 | 471.45 | 0.073549 | 0.12557
20857 | 14E19G10H09D05M01W02 | 19.12 | 41.33 | 0.64 | 16.95 | 78.04 | 4.6667 | 2998.535 | 458.22 | 0.0704 | 0.13587
20858 | 14E19G10H09D05M01W03 | 19.12 | 41.33 | 0.64 | 12.18 | 73.27 | 4.6667 | 2998.535 | 391.86 | 0.0704 | 0.18868 | 1
20859 | 14E19G10H09D07M01W02 | 19.52 | 42.48 | 0.64 | 16.95 | 79.59 | 4.8222 | 3072.3703 | 462.84 | 0.044534 | 0.1187
20860 | 14E19G10H09D07M01W03 | 19.52 | 42.48 | 0.64 | 12.18 | 74.82 | 4.8222 | 3072.3703 | 396.48 | 0.044534 | 0.17152 | 1
20861 | 14E19G10H09D07M01W04 | 19.52 | 42.48 | 0.64 | 8.86 | 71.5 | 4.8222 | 3072.3703 | 350.7 | 0.044534 | 0.20828 | 1
20862 | 14E19G10H09D07M02W02 | 19.43 | 41.19 | 0.64 | 16.95 | 78.21 | 4.8222 | 2986.2291 | 461.58 | 0.073549 | 0.13398
20863 | 14E19G10H10D05M01W02 | 22.57 | 35.48 | 0.64 | 16.95 | 75.64 | 3.8889 | 2660.1231 | 502.95 | 0.20198 | 0.16244 | 1
20864 | 14E19G10H10D05M01W03 | 22.57 | 35.48 | 0.64 | 12.18 | 70.87 | 3.8889 | 2660.1231 | 436.59 | 0.20198 | 0.21526 | 1
20865 | 14E19G10H10D07M01W02 | 23.04 | 36.46 | 0.64 | 16.95 | 77.09 | 4.0444 | 2725.7545 | 508.62 | 0.17994 | 0.14638
20866 | 14E19G10H10D07M01W03 | 23.04 | 36.46 | 0.64 | 12.18 | 72.32 | 4.0444 | 2725.7545 | 442.26 | 0.17994 | 0.1992 | 1
20867 | 14E19G10H10D07M01W04 | 23.04 | 36.46 | 0.64 | 8.86 | 69 | 4.0444 | 2725.7545 | 396.48 | 0.17994 | 0.23597 | 1
20868 | 14E19G10H10D07M02W02 | 22.93 | 35.35 | 0.64 | 16.95 | 75.87 | 4.0444 | 2649.8682 | 506.94 | 0.2049 | 0.15989 | 1
20869 | 14E19G10H11D05M01W02 | 22.57 | 32.98 | 0.64 | 16.95 | 73.14 | 3.5778 | 2522.7073 | 502.95 | 0.25821 | 0.19012 | 1
20870 | 14E19G10H11D05M01W03 | 22.57 | 32.98 | 0.64 | 12.18 | 68.37 | 3.5778 | 2522.7073 | 436.59 | 0.25821 | 0.24294 | 1
20871 | 14E19G10H11D06M01W02 | 20.68 | 29.58 | 0.64 | 16.95 | 67.85 | 3.1889 | 2295.0483 | 480.48 | 0.33468 | 0.2487 | 1
20872 | 14E19G10H11D06M01W03 | 20.68 | 29.58 | 0.64 | 12.18 | 63.08 | 3.1889 | 2295.0483 | 414.12 | 0.33468 | 0.30152 | 1
20873 | 14E19G10H11D07M01W02 | 23.04 | 33.89 | 0.64 | 16.95 | 74.52 | 3.6556 | 2584.2367 | 508.62 | 0.23774 | 0.17484 | 1
20874 | 14E19G10H11D07M01W03 | 23.04 | 33.89 | 0.64 | 12.18 | 69.75 | 3.6556 | 2584.2367 | 442.26 | 0.23774 | 0.22766 | 1
20875 | 14E19G10H11D07M01W04 | 23.04 | 33.89 | 0.64 | 8.86 | 66.43 | 3.6556 | 2584.2367 | 396.48 | 0.23774 | 0.26442 | 1
20876 | 14E19G10H11D07M02W02 | 22.93 | 32.86 | 0.64 | 16.95 | 73.38 | 3.6556 | 2514.5034 | 506.94 | 0.26091 | 0.18747 | 1
20877 | 14E19G10H12D05M01W02 | 19.63 | 27.46 | 0.64 | 16.95 | 64.68 | 2.9556 | 2081.7463 | 471.45 | 0.38237 | 0.2838 | 1
20878 | 14E19G10H12D05M01W03 | 19.63 | 27.46 | 0.64 | 12.18 | 59.91 | 2.9556 | 2081.7463 | 405.09 | 0.38237 | 0.33662 | 1
20879 | 14E19G10H12D07M01W02 | 20.04 | 28.22 | 0.64 | 16.95 | 65.85 | 3.0333 | 2133.0208 | 476.28 | 0.36527 | 0.27084 | 1
20880 | 14E19G10H12D07M01W03 | 20.04 | 28.22 | 0.64 | 12.18 | 61.08 | 3.0333 | 2133.0208 | 409.92 | 0.36527 | 0.32366 | 1
20881 | 14E19G10H12D07M01W04 | 20.04 | 28.22 | 0.64 | 8.86 | 57.76 | 3.0333 | 2133.0208 | 364.14 | 0.36527 | 0.36043 | 1
20882 | 14E19G10H12D07M02W02 | 19.95 | 27.36 | 0.64 | 16.95 | 64.9 | 3.0333 | 2073.5423 | 475.02 | 0.38462 | 0.28136 | 1
20883 | 14E19G10H13D05M01W02 | 19.63 | 26.95 | 0.64 | 16.95 | 64.17 | 2.9556 | 2028.4207 | 471.45 | 0.39384 | 0.28945 | 1
20884 | 14E19G10H13D05M01W03 | 19.63 | 26.95 | 0.64 | 12.18 | 59.4 | 2.9556 | 2028.4207 | 405.09 | 0.39384 | 0.34227 | 1
20885 | 14E19G10H13D07M01W02 | 20.04 | 27.7 | 0.64 | 16.95 | 65.33 | 3.0333 | 2077.6443 | 476.28 | 0.37697 | 0.2766 | 1
20886 | 14E19G10H13D07M01W03 | 20.04 | 27.7 | 0.64 | 12.18 | 60.56 | 3.0333 | 2077.6443 | 409.92 | 0.37697 | 0.32942 | 1
20887 | 14E19G10H13D07M01W04 | 20.04 | 27.7 | 0.64 | 8.86 | 57.24 | 3.0333 | 2077.6443 | 364.14 | 0.37697 | 0.36618 | 1
20888 | 14E19G10H13D07M02W02 | 19.95 | 26.85 | 0.64 | 16.95 | 64.39 | 3.0333 | 2020.2168 | 475.02 | 0.39609 | 0.28701 | 1
20889 | 14E19G10H14D05M01W02 | 22.57 | 32.38 | 0.64 | 16.95 | 72.54 | 3.5778 | 2459.1269 | 502.95 | 0.2717 | 0.19677 | 1
20890 | 14E19G10H14D05M01W03 | 22.57 | 32.38 | 0.64 | 12.18 | 67.77 | 3.5778 | 2459.1269 | 436.59 | 0.2717 | 0.24958 | 1
20891 | 14E19G10H14D07M01W02 | 23.04 | 33.28 | 0.64 | 16.95 | 73.91 | 3.6556 | 2520.6563 | 508.62 | 0.25146 | 0.1816 | 1
20892 | 14E19G10H14D07M01W03 | 23.04 | 33.28 | 0.64 | 12.18 | 69.14 | 3.6556 | 2520.6563 | 442.26 | 0.25146 | 0.23441 | 1
20893 | 14E19G10H14D07M01W04 | 23.04 | 33.28 | 0.64 | 8.86 | 65.82 | 3.6556 | 2520.6563 | 396.48 | 0.25146 | 0.27118 | 1
20894 | 14E19G10H14D07M02W02 | 22.93 | 32.27 | 0.64 | 16.95 | 72.79 | 3.6556 | 2450.9229 | 506.94 | 0.27418 | 0.194 | 1
20895 | 14E19G11H07D04M01W02 | 28.95 | 44.25 | 0.64 | 16.95 | 90.79 | 5.2889 | 3217.99 | 578.97 | 0.0047233 | -0.005315
20896 | 14E19G11H07D05M01W02 | 24.42 | 36.65 | 0.64 | 16.95 | 78.66 | 4.4333 | 2711.3976 | 525 | 0.17566 | 0.129
20897 | 14E19G11H07D05M01W03 | 24.42 | 36.65 | 0.64 | 12.18 | 73.89 | 4.4333 | 2711.3976 | 458.64 | 0.17566 | 0.18182 | 1
20898 | 14E19G11H07D06M01W02 | 22.4 | 32.62 | 0.64 | 16.95 | 72.61 | 3.8889 | 2450.9229 | 501.06 | 0.26631 | 0.19599 | 1
20899 | 14E19G11H07D06M01W03 | 22.4 | 32.62 | 0.64 | 12.18 | 67.84 | 3.8889 | 2450.9229 | 434.7 | 0.26631 | 0.24881 | 1
20900 | 14E19G11H07D07M01W02 | 24.92 | 37.74 | 0.64 | 16.95 | 80.25 | 4.5111 | 2781.131 | 531.09 | 0.15115 | 0.11139
20901 | 14E19G11H07D07M01W03 | 24.92 | 37.74 | 0.64 | 12.18 | 75.48 | 4.5111 | 2781.131 | 464.73 | 0.15115 | 0.16421 | 1
20902 | 14E19G11H07D07M01W04 | 24.92 | 37.74 | 0.64 | 8.86 | 72.16 | 4.5111 | 2781.131 | 418.95 | 0.15115 | 0.20097 | 1
20903 | 14E19G11H07D07M02W02 | 24.88 | 36.44 | 0.64 | 16.95 | 78.91 | 4.5111 | 2701.1427 | 530.25 | 0.18039 | 0.12623
20904 | 14E19G11H08D05M01W02 | 21.5 | 36.65 | 0.64 | 16.95 | 75.74 | 4.4333 | 2711.3976 | 487.2 | 0.17566 | 0.16133 | 1
20905 | 14E19G11H08D05M01W03 | 21.5 | 36.65 | 0.64 | 12.18 | 70.97 | 4.4333 | 2711.3976 | 420.84 | 0.17566 | 0.21415 | 1
20906 | 14E19G11H08D06M01W02 | 19.72 | 32.62 | 0.64 | 16.95 | 69.93 | 3.8889 | 2450.9229 | 466.2 | 0.26631 | 0.22567 | 1
20907 | 14E19G11H08D06M01W03 | 19.72 | 32.62 | 0.64 | 12.18 | 65.16 | 3.8889 | 2450.9229 | 399.84 | 0.26631 | 0.27849 | 1
20908 | 14E19G11H08D07M01W02 | 21.94 | 37.74 | 0.64 | 16.95 | 77.27 | 4.5111 | 2781.131 | 492.45 | 0.15115 | 0.14439
20909 | 14E19G11H08D07M01W03 | 21.94 | 37.74 | 0.64 | 12.18 | 72.5 | 4.5111 | 2781.131 | 426.09 | 0.15115 | 0.19721 | 1
20910 | 14E19G11H08D07M01W04 | 21.94 | 37.74 | 0.64 | 8.86 | 69.18 | 4.5111 | 2781.131 | 380.31 | 0.15115 | 0.23397 | 1
20911 | 14E19G11H08D07M02W02 | 21.91 | 36.44 | 0.64 | 16.95 | 75.94 | 4.5111 | 2701.1427 | 491.61 | 0.18039 | 0.15912 | 1
20912 | 14E19G11H09D05M01W02 | 20.69 | 36.65 | 0.64 | 16.95 | 74.93 | 4.4333 | 2711.3976 | 476.7 | 0.17566 | 0.1703 | 1
20913 | 14E19G11H09D05M01W03 | 20.69 | 36.65 | 0.64 | 12.18 | 70.16 | 4.4333 | 2711.3976 | 410.34 | 0.17566 | 0.22312 | 1
20914 | 14E19G11H09D07M01W02 | 21.11 | 37.74 | 0.64 | 16.95 | 76.44 | 4.5111 | 2781.131 | 481.53 | 0.15115 | 0.15358 | 1
20915 | 14E19G11H09D07M01W03 | 21.11 | 37.74 | 0.64 | 12.18 | 71.67 | 4.5111 | 2781.131 | 415.17 | 0.15115 | 0.2064 | 1
20916 | 14E19G11H09D07M01W04 | 21.11 | 37.74 | 0.64 | 8.86 | 68.35 | 4.5111 | 2781.131 | 369.39 | 0.15115 | 0.24316 | 1
20917 | 14E19G11H09D07M02W02 | 21.08 | 36.44 | 0.64 | 16.95 | 75.11 | 4.5111 | 2701.1427 | 480.9 | 0.18039 | 0.16831 | 1
20918 | 14E19G11H10D05M01W02 | 24.42 | 31.45 | 0.64 | 16.95 | 73.46 | 3.7333 | 2414.0053 | 525 | 0.29262 | 0.18658 | 1
20919 | 14E19G11H10D05M01W03 | 24.42 | 31.45 | 0.64 | 12.18 | 68.69 | 3.7333 | 2414.0053 | 458.64 | 0.29262 | 0.2394 | 1
20920 | 14E19G11H10D07M01W02 | 24.92 | 32.37 | 0.64 | 16.95 | 74.88 | 3.8111 | 2475.5347 | 531.09 | 0.27193 | 0.17086 | 1
20921 | 14E19G11H10D07M01W03 | 24.92 | 32.37 | 0.64 | 12.18 | 70.11 | 3.8111 | 2475.5347 | 464.73 | 0.27193 | 0.22367 | 1
20922 | 14E19G11H10D07M01W04 | 24.92 | 32.37 | 0.64 | 8.86 | 66.79 | 3.8111 | 2475.5347 | 418.95 | 0.27193 | 0.26044 | 1
20923 | 14E19G11H10D07M02W02 | 24.88 | 31.26 | 0.64 | 16.95 | 73.73 | 3.8111 | 2405.8013 | 530.25 | 0.2969 | 0.18359 | 1
20924 | 14E19G11H11D05M01W02 | 24.42 | 29.22 | 0.64 | 16.95 | 71.23 | 3.4222 | 2292.9974 | 525 | 0.34278 | 0.21127 | 1
20925 | 14E19G11H11D05M01W03 | 24.42 | 29.22 | 0.64 | 12.18 | 66.46 | 3.4222 | 2292.9974 | 458.64 | 0.34278 | 0.26409 | 1
20926 | 14E19G11H11D06M01W02 | 22.4 | 26.03 | 0.64 | 16.95 | 66.02 | 3.0333 | 2077.6443 | 501.06 | 0.41453 | 0.26896 | 1
20927 | 14E19G11H11D06M01W03 | 22.4 | 26.03 | 0.64 | 12.18 | 61.25 | 3.0333 | 2077.6443 | 434.7 | 0.41453 | 0.32178 | 1
20928 | 14E19G11H11D07M01W02 | 24.92 | 30.08 | 0.64 | 16.95 | 72.59 | 3.5 | 2350.4248 | 531.09 | 0.32344 | 0.19621 | 1
20929 | 14E19G11H11D07M01W03 | 24.92 | 30.08 | 0.64 | 12.18 | 67.82 | 3.5 | 2350.4248 | 464.73 | 0.32344 | 0.24903 | 1
20930 | 14E19G11H11D07M01W04 | 24.92 | 30.08 | 0.64 | 8.86 | 64.5 | 3.5 | 2350.4248 | 418.95 | 0.32344 | 0.28579 | 1
20931 | 14E19G11H11D07M02W02 | 24.88 | 29.05 | 0.64 | 16.95 | 71.52 | 3.5 | 2284.7934 | 530.25 | 0.3466 | 0.20806 | 1
20932 | 14E19G11H12D05M01W02 | 21.23 | 24.33 | 0.64 | 16.95 | 63.15 | 2.8 | 1886.903 | 490.98 | 0.45277 | 0.30074 | 1
20933 | 14E19G11H12D05M01W03 | 21.23 | 24.33 | 0.64 | 12.18 | 58.38 | 2.8 | 1886.903 | 424.62 | 0.45277 | 0.35356 | 2
20934 | 14E19G11H12D07M01W02 | 21.67 | 25.04 | 0.64 | 16.95 | 64.3 | 2.8778 | 1934.0756 | 496.23 | 0.4368 | 0.28801 | 1
20935 | 14E19G11H12D07M01W03 | 21.67 | 25.04 | 0.64 | 12.18 | 59.53 | 2.8778 | 1934.0756 | 429.87 | 0.4368 | 0.34083 | 1
20936 | 14E19G11H12D07M01W04 | 21.67 | 25.04 | 0.64 | 8.86 | 56.21 | 2.8778 | 1934.0756 | 384.09 | 0.4368 | 0.37759 | 2
20937 | 14E19G11H12D07M02W02 | 21.62 | 24.19 | 0.64 | 16.95 | 63.4 | 2.8778 | 1880.7501 | 495.6 | 0.45592 | 0.29797 | 1
20938 | 14E19G11H13D05M01W02 | 21.23 | 23.89 | 0.64 | 16.95 | 62.71 | 2.8 | 1839.7304 | 490.98 | 0.46266 | 0.30561 | 1
20939 | 14E19G11H13D05M01W03 | 21.23 | 23.89 | 0.64 | 12.18 | 57.94 | 2.8 | 1839.7304 | 424.62 | 0.46266 | 0.35843 | 2
20940 | 14E19G11H13D07M01W02 | 21.67 | 24.59 | 0.64 | 16.95 | 63.85 | 2.8778 | 1886.903 | 496.23 | 0.44692 | 0.29299 | 1
20941 | 14E19G11H13D07M01W03 | 21.67 | 24.59 | 0.64 | 12.18 | 59.08 | 2.8778 | 1886.903 | 429.87 | 0.44692 | 0.34581 | 1
20942 | 14E19G11H13D07M01W04 | 21.67 | 24.59 | 0.64 | 8.86 | 55.76 | 2.8778 | 1886.903 | 384.09 | 0.44692 | 0.38257 | 2
20943 | 14E19G11H13D07M02W02 | 21.62 | 23.75 | 0.64 | 16.95 | 62.96 | 2.8778 | 1835.6285 | 495.6 | 0.46581 | 0.30285 | 1
20944 | 14E19G11H14D05M01W02 | 24.42 | 28.71 | 0.64 | 16.95 | 70.72 | 3.4222 | 2239.6718 | 525 | 0.35425 | 0.21692 | 1
20945 | 14E19G11H14D05M01W03 | 24.42 | 28.71 | 0.64 | 12.18 | 65.95 | 3.4222 | 2239.6718 | 458.64 | 0.35425 | 0.26974 | 1
20946 | 14E19G11H14D07M01W02 | 24.92 | 29.55 | 0.64 | 16.95 | 72.06 | 3.5 | 2295.0483 | 531.09 | 0.33536 | 0.20208 | 1
20947 | 14E19G11H14D07M01W03 | 24.92 | 29.55 | 0.64 | 12.18 | 67.29 | 3.5 | 2295.0483 | 464.73 | 0.33536 | 0.2549 | 1
20948 | 14E19G11H14D07M01W04 | 24.92 | 29.55 | 0.64 | 8.86 | 63.97 | 3.5 | 2295.0483 | 418.95 | 0.33536 | 0.29166 | 1
20949 | 14E19G11H14D07M02W02 | 24.88 | 28.54 | 0.64 | 16.95 | 71.01 | 3.5 | 2231.4679 | 530.25 | 0.35807 | 0.21371 | 1
20950 | 14E19G12H07D04M01W02 | 22.55 | 74.65 | 0.64 | 16.95 | 114.79 | 6.9222 | 5371.5207 | 502.74 | -0.67904 | -0.27107
20951 | 14E19G12H07D05M01W02 | 18.72 | 62.66 | 0.64 | 16.95 | 98.97 | 5.7556 | 4567.5359 | 457.17 | -0.40936 | -0.095892
20952 | 14E19G12H07D05M01W03 | 18.72 | 62.66 | 0.64 | 12.18 | 94.2 | 5.7556 | 4567.5359 | 390.81 | -0.40936 | -0.043074
20953 | 14E19G12H07D06M01W02 | 17.21 | 57.67 | 0.64 | 16.95 | 92.47 | 5.2889 | 4231.1749 | 439.11 | -0.29712 | -0.023918
20954 | 14E19G12H07D06M01W03 | 17.21 | 57.67 | 0.64 | 12.18 | 87.7 | 5.2889 | 4231.1749 | 372.75 | -0.29712 | 0.0289
20955 | 14E19G12H07D07M01W02 | 19.12 | 63.98 | 0.64 | 16.95 | 100.69 | 5.9111 | 4655.7281 | 461.58 | -0.43905 | -0.11494
20956 | 14E19G12H07D07M01W03 | 19.12 | 63.98 | 0.64 | 12.18 | 95.92 | 5.9111 | 4655.7281 | 395.22 | -0.43905 | -0.062119
20957 | 14E19G12H07D07M01W04 | 19.12 | 63.98 | 0.64 | 8.86 | 92.6 | 5.9111 | 4655.7281 | 349.44 | -0.43905 | -0.025357
20958 | 14E19G12H07D07M02W02 | 18.74 | 62.62 | 0.64 | 16.95 | 98.95 | 5.9111 | 4508.0574 | 456.96 | -0.40846 | -0.09567
20959 | 14E19G12H08D05M01W02 | 16.48 | 62.66 | 0.64 | 16.95 | 96.73 | 5.7556 | 4567.5359 | 428.19 | -0.40936 | -0.071088
20960 | 14E19G12H08D05M01W03 | 16.48 | 62.66 | 0.64 | 12.18 | 91.96 | 5.7556 | 4567.5359 | 361.83 | -0.40936 | -0.01827
20961 | 14E19G12H08D06M01W02 | 15.15 | 57.67 | 0.64 | 16.95 | 90.41 | 5.2889 | 4231.1749 | 412.44 | -0.29712 | -0.0011073
20962 | 14E19G12H08D06M01W03 | 15.15 | 57.67 | 0.64 | 12.18 | 85.64 | 5.2889 | 4231.1749 | 346.08 | -0.29712 | 0.051711
20963 | 14E19G12H08D07M01W02 | 16.83 | 63.98 | 0.64 | 16.95 | 98.4 | 5.9111 | 4655.7281 | 431.97 | -0.43905 | -0.08958
20964 | 14E19G12H08D07M01W03 | 16.83 | 63.98 | 0.64 | 12.18 | 93.63 | 5.9111 | 4655.7281 | 365.61 | -0.43905 | -0.036762
20965 | 14E19G12H08D07M01W04 | 16.83 | 63.98 | 0.64 | 8.86 | 90.31 | 5.9111 | 4655.7281 | 319.83 | -0.43905 | 0
20966 | 14E19G12H08D07M02W02 | 16.5 | 62.62 | 0.64 | 16.95 | 96.71 | 5.9111 | 4508.0574 | 427.98 | -0.40846 | -0.070867
20967 | 14E19G12H09D05M01W02 | 15.86 | 62.66 | 0.64 | 16.95 | 96.11 | 5.7556 | 4567.5359 | 420 | -0.40936 | -0.064223
20968 | 14E19G12H09D05M01W03 | 15.86 | 62.66 | 0.64 | 12.18 | 91.34 | 5.7556 | 4567.5359 | 353.64 | -0.40936 | -0.011405
20969 | 14E19G12H09D07M01W02 | 16.19 | 63.98 | 0.64 | 16.95 | 97.76 | 5.9111 | 4655.7281 | 423.78 | -0.43905 | -0.082494
20970 | 14E19G12H09D07M01W03 | 16.19 | 63.98 | 0.64 | 12.18 | 92.99 | 5.9111 | 4655.7281 | 357.42 | -0.43905 | -0.029676
20971 | 14E19G12H09D07M01W04 | 16.19 | 63.98 | 0.64 | 8.86 | 89.67 | 5.9111 | 4655.7281 | 311.64 | -0.43905 | 0.0070867
20972 | 14E19G12H09D07M02W02 | 15.87 | 62.62 | 0.64 | 16.95 | 96.08 | 5.9111 | 4508.0574 | 420 | -0.40846 | -0.063891
20973 | 14E19G12H10D05M01W02 | 18.72 | 53.99 | 0.64 | 16.95 | 90.3 | 4.8222 | 4034.2807 | 457.17 | -0.21435 | 0.00011073
20974 | 14E19G12H10D05M01W03 | 18.72 | 53.99 | 0.64 | 12.18 | 85.53 | 4.8222 | 4034.2807 | 390.81 | -0.21435 | 0.052929
20975 | 14E19G12H10D07M01W02 | 19.12 | 55.13 | 0.64 | 16.95 | 91.84 | 4.9778 | 4110.167 | 461.58 | -0.23999 | -0.016942
20976 | 14E19G12H10D07M01W03 | 19.12 | 55.13 | 0.64 | 12.18 | 87.07 | 4.9778 | 4110.167 | 395.22 | -0.23999 | 0.035876
20977 | 14E19G12H10D07M01W04 | 19.12 | 55.13 | 0.64 | 8.86 | 83.75 | 4.9778 | 4110.167 | 349.44 | -0.23999 | 0.072639
20978 | 14E19G12H10D07M02W02 | 18.74 | 53.93 | 0.64 | 16.95 | 90.26 | 4.9778 | 3978.9042 | 456.96 | -0.213 | 0.00055365
20979 | 14E19G12H11D05M01W02 | 18.72 | 50.35 | 0.64 | 16.95 | 86.66 | 4.4333 | 3825.0806 | 457.17 | -0.13248 | 0.040416
20980 | 14E19G12H11D05M01W03 | 18.72 | 50.35 | 0.64 | 12.18 | 81.89 | 4.4333 | 3825.0806 | 390.81 | -0.13248 | 0.093234
20981 | 14E19G12H11D06M01W02 | 17.21 | 46.38 | 0.64 | 16.95 | 81.18 | 4.0444 | 3546.1471 | 439.11 | -0.043185 | 0.1011
20982 | 14E19G12H11D06M01W03 | 17.21 | 46.38 | 0.64 | 12.18 | 76.41 | 4.0444 | 3546.1471 | 372.75 | -0.043185 | 0.15391
20983 | 14E19G12H11D07M01W02 | 19.12 | 51.41 | 0.64 | 16.95 | 88.12 | 4.5111 | 3894.8139 | 461.58 | -0.15632 | 0.02425
20984 | 14E19G12H11D07M01W03 | 19.12 | 51.41 | 0.64 | 12.18 | 83.35 | 4.5111 | 3894.8139 | 395.22 | -0.15632 | 0.077068
20985 | 14E19G12H11D07M01W04 | 19.12 | 51.41 | 0.64 | 8.86 | 80.03 | 4.5111 | 3894.8139 | 349.44 | -0.15632 | 0.11383
20986 | 14E19G12H11D07M02W02 | 18.74 | 50.26 | 0.64 | 16.95 | 86.59 | 4.5889 | 3767.6531 | 456.96 | -0.13045 | 0.041191
20987 | 14E19G12H12D05M01W02 | 16.29 | 41.94 | 0.64 | 16.95 | 75.82 | 3.6556 | 3170.8175 | 430.92 | 0.05668 | 0.16045 | 1
20988 | 14E19G12H12D05M01W03 | 16.29 | 41.94 | 0.64 | 12.18 | 71.05 | 3.6556 | 3170.8175 | 364.56 | 0.05668 | 0.21327 | 1
20989 | 14E19G12H12D07M01W02 | 16.62 | 42.82 | 0.64 | 16.95 | 77.03 | 3.7333 | 3234.3979 | 434.91 | 0.036887 | 0.14705
20990 | 14E19G12H12D07M01W03 | 16.62 | 42.82 | 0.64 | 12.18 | 72.26 | 3.7333 | 3234.3979 | 368.55 | 0.036887 | 0.19987 | 1
20991 | 14E19G12H12D07M01W04 | 16.62 | 42.82 | 0.64 | 8.86 | 68.94 | 3.7333 | 3234.3979 | 322.77 | 0.036887 | 0.23663 | 1
20992 | 14E19G12H12D07M02W02 | 16.29 | 41.86 | 0.64 | 16.95 | 75.74 | 3.8111 | 3125.6959 | 430.92 | 0.05848 | 0.16133 | 1
20993 | 14E19G12H13D05M01W02 | 16.29 | 40.97 | 0.64 | 16.95 | 74.85 | 3.6556 | 3062.1154 | 430.92 | 0.078498 | 0.17119 | 1
20994 | 14E19G12H13D05M01W03 | 16.29 | 40.97 | 0.64 | 12.18 | 70.08 | 3.6556 | 3062.1154 | 364.56 | 0.078498 | 0.22401 | 1
20995 | 14E19G12H13D07M01W02 | 16.62 | 41.84 | 0.64 | 16.95 | 76.05 | 3.7333 | 3123.6449 | 434.91 | 0.058929 | 0.1579 | 1
20996 | 14E19G12H13D07M01W03 | 16.62 | 41.84 | 0.64 | 12.18 | 71.28 | 3.7333 | 3123.6449 | 368.55 | 0.058929 | 0.21072 | 1
20997 | 14E19G12H13D07M01W04 | 16.62 | 41.84 | 0.64 | 8.86 | 67.96 | 3.7333 | 3123.6449 | 322.77 | 0.058929 | 0.24748 | 1
20998 | 14E19G12H13D07M02W02 | 16.29 | 40.93 | 0.64 | 16.95 | 74.81 | 3.8111 | 3023.1468 | 430.92 | 0.079397 | 0.17163 | 1
20999 | 14E19G12H14D05M01W02 | 18.72 | 49.23 | 0.64 | 16.95 | 85.54 | 4.4333 | 3697.9197 | 457.17 | -0.10729 | 0.052818
21000 | 14E19G12H14D05M01W03 | 18.72 | 49.23 | 0.64 | 12.18 | 80.77 | 4.4333 | 3697.9197 | 390.81 | -0.10729 | 0.10564
21001 | 14E19G12H14D07M01W02 | 19.12 | 50.27 | 0.64 | 16.95 | 86.98 | 4.5111 | 3767.6531 | 461.58 | -0.13068 | 0.036873
21002 | 14E19G12H14D07M01W03 | 19.12 | 50.27 | 0.64 | 12.18 | 82.21 | 4.5111 | 3767.6531 | 395.22 | -0.13068 | 0.089691
21003 | 14E19G12H14D07M01W04 | 19.12 | 50.27 | 0.64 | 8.86 | 78.89 | 4.5111 | 3767.6531 | 349.44 | -0.13068 | 0.12645
21004 | 14E19G12H14D07M02W02 | 18.74 | 49.18 | 0.64 | 16.95 | 85.51 | 4.5889 | 3646.6452 | 456.96 | -0.10616 | 0.05315
21005 | 14E20G10H07D04M01W02 | 24.12 | 62.49 | 0.64 | 16.95 | 104.2 | 6.3778 | 4354.2338 | 521.22 | -0.40553 | -0.1538
21006 | 14E20G10H07D05M01W02 | 20.93 | 51.09 | 0.64 | 16.95 | 89.61 | 5.2889 | 3617.9314 | 483.42 | -0.14912 | 0.0077511
21007 | 14E20G10H07D05M01W03 | 20.93 | 51.09 | 0.64 | 12.18 | 84.84 | 5.2889 | 3617.9314 | 417.06 | -0.14912 | 0.060569
21008 | 14E20G10H07D06M01W02 | 19.02 | 44.51 | 0.64 | 16.95 | 81.12 | 4.6667 | 3197.4802 | 460.74 | -0.0011246 | 0.10176
21009 | 14E20G10H07D06M01W03 | 19.02 | 44.51 | 0.64 | 12.18 | 76.35 | 4.6667 | 3197.4802 | 394.38 | -0.0011246 | 0.15458 | 1
21010 | 14E20G10H07D07M01W02 | 21.42 | 52.92 | 0.64 | 16.95 | 91.93 | 5.5222 | 3734.8374 | 489.09 | -0.19028 | -0.017938
21011 | 14E20G10H07D07M01W03 | 21.42 | 52.92 | 0.64 | 12.18 | 87.16 | 5.5222 | 3734.8374 | 422.73 | -0.19028 | 0.03488
21012 | 14E20G10H07D07M01W04 | 21.42 | 52.92 | 0.64 | 8.86 | 83.84 | 5.5222 | 3734.8374 | 376.95 | -0.19028 | 0.071642
21013 | 14E20G10H07D07M02W02 | 21.27 | 51.31 | 0.64 | 16.95 | 90.17 | 5.5222 | 3607.6765 | 487.2 | -0.15407 | 0.0015502
21014 | 14E20G10H08D05M01W02 | 18.43 | 51.09 | 0.64 | 16.95 | 87.11 | 5.2889 | 3617.9314 | 450.87 | -0.14912 | 0.035434
21015 | 14E20G10H08D05M01W03 | 18.43 | 51.09 | 0.64 | 12.18 | 82.34 | 5.2889 | 3617.9314 | 384.51 | -0.14912 | 0.088252
21016 | 14E20G10H08D06M01W02 | 16.74 | 44.51 | 0.64 | 16.95 | 78.84 | 4.6667 | 3197.4802 | 431.13 | -0.0011246 | 0.12701
21017 | 14E20G10H08D06M01W03 | 16.74 | 44.51 | 0.64 | 12.18 | 74.07 | 4.6667 | 3197.4802 | 364.77 | -0.0011246 | 0.17983 | 1
21018 | 14E20G10H08D07M01W02 | 18.86 | 52.92 | 0.64 | 16.95 | 89.37 | 5.5222 | 3734.8374 | 455.91 | -0.19028 | 0.010409
21019 | 14E20G10H08D07M01W03 | 18.86 | 52.92 | 0.64 | 12.18 | 84.6 | 5.5222 | 3734.8374 | 389.55 | -0.19028 | 0.063227
21020 | 14E20G10H08D07M01W04 | 18.86 | 52.92 | 0.64 | 8.86 | 81.28 | 5.5222 | 3734.8374 | 343.77 | -0.19028 | 0.099989
21021 | 14E20G10H08D07M02W02 | 18.73 | 51.31 | 0.64 | 16.95 | 87.63 | 5.5222 | 3607.6765 | 454.23 | -0.15407 | 0.029676
21022 | 14E20G10H09D05M01W02 | 17.73 | 51.09 | 0.64 | 16.95 | 86.41 | 5.2889 | 3617.9314 | 441.84 | -0.14912 | 0.043185
21023 | 14E20G10H09D05M01W03 | 17.73 | 51.09 | 0.64 | 12.18 | 81.64 | 5.2889 | 3617.9314 | 375.48 | -0.14912 | 0.096003
21024 | 14E20G10H09D07M01W02 | 18.15 | 52.92 | 0.64 | 16.95 | 88.66 | 5.5222 | 3734.8374 | 446.67 | -0.19028 | 0.01827
21025 | 14E20G10H09D07M01W03 | 18.15 | 52.92 | 0.64 | 12.18 | 83.89 | 5.5222 | 3734.8374 | 380.31 | -0.19028 | 0.071088
21026 | 14E20G10H09D07M01W04 | 18.15 | 52.92 | 0.64 | 8.86 | 80.57 | 5.5222 | 3734.8374 | 334.53 | -0.19028 | 0.10785
21027 | 14E20G10H09D07M02W02 | 18.02 | 51.31 | 0.64 | 16.95 | 86.92 | 5.5222 | 3607.6765 | 444.99 | -0.15407 | 0.037537
21028 | 14E20G10H10D05M01W02 | 20.93 | 43.87 | 0.64 | 16.95 | 82.39 | 4.5111 | 3195.4292 | 483.42 | 0.01327 | 0.087698
21029 | 14E20G10H10D05M01W03 | 20.93 | 43.87 | 0.64 | 12.18 | 77.62 | 4.5111 | 3195.4292 | 417.06 | 0.01327 | 0.14052
21030 | 14E20G10H10D07M01W02 | 21.42 | 45.44 | 0.64 | 16.95 | 84.45 | 4.5889 | 3297.9783 | 489.09 | -0.022042 | 0.064888
21031 | 14E20G10H10D07M01W03 | 21.42 | 45.44 | 0.64 | 12.18 | 79.68 | 4.5889 | 3297.9783 | 422.73 | -0.022042 | 0.11771
21032 | 14E20G10H10D07M01W04 | 21.42 | 45.44 | 0.64 | 8.86 | 76.36 | 4.5889 | 3297.9783 | 376.95 | -0.022042 | 0.15447
21033 | 14E20G10H10D07M02W02 | 21.27 | 44.05 | 0.64 | 16.95 | 82.91 | 4.6667 | 3187.2253 | 487.2 | 0.0092218 | 0.08194
21034 | 14E20G10H11D05M01W02 | 20.93 | 40.78 | 0.64 | 16.95 | 79.3 | 4.1222 | 3023.1468 | 483.42 | 0.082771 | 0.12191
21035 | 14E20G10H11D05M01W03 | 20.93 | 40.78 | 0.64 | 12.18 | 74.53 | 4.1222 | 3023.1468 | 417.06 | 0.082771 | 0.17473 | 1
21036 | 14E20G10H11D06M01W02 | 19.02 | 35.57 | 0.64 | 16.95 | 72.18 | 3.5778 | 2678.5819 | 460.74 | 0.19996 | 0.20075 | 1
21037 | 14E20G10H11D06M01W03 | 19.02 | 35.57 | 0.64 | 12.18 | 67.41 | 3.5778 | 2678.5819 | 394.38 | 0.19996 | 0.25357 | 1
21038 | 14E20G10H11D07M01W02 | 21.42 | 42.24 | 0.64 | 16.95 | 81.25 | 4.2 | 3119.5429 | 489.09 | 0.049933 | 0.10032
21039 | 14E20G10H11D07M01W03 | 21.42 | 42.24 | 0.64 | 12.18 | 76.48 | 4.2 | 3119.5429 | 422.73 | 0.049933 | 0.15314 | 1
21040 | 14E20G10H11D07M01W04 | 21.42 | 42.24 | 0.64 | 8.86 | 73.16 | 4.2 | 3119.5429 | 376.95 | 0.049933 | 0.1899 | 1
21041 | 14E20G10H11D07M02W02 | 21.27 | 40.94 | 0.64 | 16.95 | 79.8 | 4.2778 | 3014.9429 | 487.2 | 0.079172 | 0.11638
21042 | 14E20G10H12D05M01W02 | 18.2 | 33.96 | 0.64 | 16.95 | 69.75 | 3.4222 | 2500.1465 | 454.23 | 0.23617 | 0.22766 | 1
21043 | 14E20G10H12D05M01W03 | 18.2 | 33.96 | 0.64 | 12.18 | 64.98 | 3.4222 | 2500.1465 | 387.87 | 0.23617 | 0.28048 | 1
21044 | 14E20G10H12D07M01W02 | 18.63 | 35.17 | 0.64 | 16.95 | 71.39 | 3.5 | 2580.1348 | 459.27 | 0.20895 | 0.2095 | 1
21045 | 14E20G10H12D07M01W03 | 18.63 | 35.17 | 0.64 | 12.18 | 66.62 | 3.5 | 2580.1348 | 392.91 | 0.20895 | 0.26232 | 1
21046 | 14E20G10H12D07M01W04 | 18.63 | 35.17 | 0.64 | 8.86 | 63.3 | 3.5 | 2580.1348 | 347.13 | 0.20895 | 0.29908 | 1
21047 | 14E20G10H12D07M02W02 | 18.49 | 34.09 | 0.64 | 16.95 | 70.17 | 3.5 | 2493.9936 | 457.38 | 0.23324 | 0.22301 | 1
21048 | 14E20G10H13D05M01W02 | 18.2 | 33.32 | 0.64 | 16.95 | 69.11 | 3.4222 | 2432.4641 | 454.23 | 0.25056 | 0.23475 | 1
21049 | 14E20G10H13D05M01W03 | 18.2 | 33.32 | 0.64 | 12.18 | 64.34 | 3.4222 | 2432.4641 | 387.87 | 0.25056 | 0.28757 | 1
21050 | 14E20G10H13D07M01W02 | 18.63 | 34.52 | 0.64 | 16.95 | 70.74 | 3.5 | 2510.4014 | 459.27 | 0.22357 | 0.2167 | 1
21051 | 14E20G10H13D07M01W03 | 18.63 | 34.52 | 0.64 | 12.18 | 65.97 | 3.5 | 2510.4014 | 392.91 | 0.22357 | 0.26952 | 1
21052 | 14E20G10H13D07M01W04 | 18.63 | 34.52 | 0.64 | 8.86 | 62.65 | 3.5 | 2510.4014 | 347.13 | 0.22357 | 0.30628 | 1
21053 | 14E20G10H13D07M02W02 | 18.49 | 33.46 | 0.64 | 16.95 | 69.54 | 3.5 | 2426.3112 | 457.38 | 0.24741 | 0.22999 | 1
21054 | 14E20G10H14D05M01W02 | 20.93 | 40.04 | 0.64 | 16.95 | 78.56 | 4.1222 | 2943.1585 | 483.42 | 0.099415 | 0.13011
21055 | 14E20G10H14D05M01W03 | 20.93 | 40.04 | 0.64 | 12.18 | 73.79 | 4.1222 | 2943.1585 | 417.06 | 0.099415 | 0.18293 | 1
21056 | 14E20G10H14D07M01W02 | 21.42 | 41.48 | 0.64 | 16.95 | 80.49 | 4.2 | 3037.5037 | 489.09 | 0.067027 | 0.10874
21057 | 14E20G10H14D07M01W03 | 21.42 | 41.48 | 0.64 | 12.18 | 75.72 | 4.2 | 3037.5037 | 422.73 | 0.067027 | 0.16155 | 1
21058 | 14E20G10H14D07M01W04 | 21.42 | 41.48 | 0.64 | 8.86 | 72.4 | 4.2 | 3037.5037 | 376.95 | 0.067027 | 0.19832 | 1
21059 | 14E20G10H14D07M02W02 | 21.27 | 40.21 | 0.64 | 16.95 | 79.07 | 4.2778 | 2937.0056 | 487.2 | 0.095592 | 0.12446
21060 | 14E20G11H07D04M01W02 | 26.03 | 56.12 | 0.64 | 16.95 | 99.74 | 6.1444 | 3927.6297 | 544.11 | -0.26226 | -0.10442
21061 | 14E20G11H07D05M01W02 | 22.65 | 45.94 | 0.64 | 16.95 | 86.18 | 5.0556 | 3275.4175 | 504 | -0.033288 | 0.045731
21062 | 14E20G11H07D05M01W03 | 22.65 | 45.94 | 0.64 | 12.18 | 81.41 | 5.0556 | 3275.4175 | 437.64 | -0.033288 | 0.098549
21063 | 14E20G11H07D06M01W02 | 20.61 | 39.72 | 0.64 | 16.95 | 77.92 | 4.4333 | 2881.6291 | 479.64 | 0.10661 | 0.13719
21064 | 14E20G11H07D06M01W03 | 20.61 | 39.72 | 0.64 | 12.18 | 73.15 | 4.4333 | 2881.6291 | 413.28 | 0.10661 | 0.19001 | 1
21065 | 14E20G11H07D07M01W02 | 23.17 | 47.68 | 0.64 | 16.95 | 88.44 | 5.2889 | 3386.1705 | 510.09 | -0.072425 | 0.020706
21066 | 14E20G11H07D07M01W03 | 23.17 | 47.68 | 0.64 | 12.18 | 83.67 | 5.2889 | 3386.1705 | 443.73 | -0.072425 | 0.073525
21067 | 14E20G11H07D07M01W04 | 23.17 | 47.68 | 0.64 | 8.86 | 80.35 | 5.2889 | 3386.1705 | 397.95 | -0.072425 | 0.11029
21068 | 14E20G11H07D07M02W02 | 23.06 | 46.15 | 0.64 | 16.95 | 86.8 | 5.2889 | 3281.5705 | 508.62 | -0.038012 | 0.038866
21069 | 14E20G11H08D05M01W02 | 19.94 | 45.94 | 0.64 | 16.95 | 83.47 | 5.0556 | 3275.4175 | 468.93 | -0.033288 | 0.075739
21070 | 14E20G11H08D05M01W03 | 19.94 | 45.94 | 0.64 | 12.18 | 78.7 | 5.0556 | 3275.4175 | 402.57 | -0.033288 | 0.12856
21071 | 14E20G11H08D06M01W02 | 18.15 | 39.72 | 0.64 | 16.95 | 75.46 | 4.4333 | 2881.6291 | 447.72 | 0.10661 | 0.16443 | 1
21072 | 14E20G11H08D06M01W03 | 18.15 | 39.72 | 0.64 | 12.18 | 70.69 | 4.4333 | 2881.6291 | 381.36 | 0.10661 | 0.21725 | 1
21073 | 14E20G11H08D07M01W02 | 20.4 | 47.68 | 0.64 | 16.95 | 85.67 | 5.2889 | 3386.1705 | 474.18 | -0.072425 | 0.051379
21074 | 14E20G11H08D07M01W03 | 20.4 | 47.68 | 0.64 | 12.18 | 80.9 | 5.2889 | 3386.1705 | 407.82 | -0.072425 | 0.1042
21075 | 14E20G11H08D07M01W04 | 20.4 | 47.68 | 0.64 | 8.86 | 77.58 | 5.2889 | 3386.1705 | 362.04 | -0.072425 | 0.14096
21076 | 14E20G11H08D07M02W02 | 20.3 | 46.15 | 0.64 | 16.95 | 84.04 | 5.2889 | 3281.5705 | 472.92 | -0.038012 | 0.069428
21077 | 14E20G11H09D05M01W02 | 19.19 | 45.94 | 0.64 | 16.95 | 82.72 | 5.0556 | 3275.4175 | 459.06 | -0.033288 | 0.084044
21078 | 14E20G11H09D05M01W03 | 19.19 | 45.94 | 0.64 | 12.18 | 77.95 | 5.0556 | 3275.4175 | 392.7 | -0.033288 | 0.13686
21079 | 14E20G11H09D07M01W02 | 19.63 | 47.68 | 0.64 | 16.95 | 84.9 | 5.2889 | 3386.1705 | 464.31 | -0.072425 | 0.059905
21080 | 14E20G11H09D07M01W03 | 19.63 | 47.68 | 0.64 | 12.18 | 80.13 | 5.2889 | 3386.1705 | 397.95 | -0.072425 | 0.11272
21081 | 14E20G11H09D07M01W04 | 19.63 | 47.68 | 0.64 | 8.86 | 76.81 | 5.2889 | 3386.1705 | 352.17 | -0.072425 | 0.14949
21082 | 14E20G11H09D07M02W02 | 19.54 | 46.15 | 0.64 | 16.95 | 83.28 | 5.2889 | 3281.5705 | 462.84 | -0.038012 | 0.077843
21083 | 14E20G11H10D05M01W02 | 22.65 | 39.42 | 0.64 | 16.95 | 79.66 | 4.2778 | 2900.0879 | 504 | 0.11336 | 0.11793
21084 | 14E20G11H10D05M01W03 | 22.65 | 39.42 | 0.64 | 12.18 | 74.89 | 4.2778 | 2900.0879 | 437.64 | 0.11336 | 0.17075 | 1
21085 | 14E20G11H10D07M01W02 | 23.17 | 40.91 | 0.64 | 16.95 | 81.67 | 4.4333 | 2996.484 | 510.09 | 0.079847 | 0.09567
21086 | 14E20G11H10D07M01W03 | 23.17 | 40.91 | 0.64 | 12.18 | 76.9 | 4.4333 | 2996.484 | 443.73 | 0.079847 | 0.14849
21087 | 14E20G11H10D07M01W04 | 23.17 | 40.91 | 0.64 | 8.86 | 73.58 | 4.4333 | 2996.484 | 397.95 | 0.079847 | 0.18525 | 1
21088 | 14E20G11H10D07M02W02 | 23.06 | 39.59 | 0.64 | 16.95 | 80.24 | 4.4333 | 2904.1899 | 508.62 | 0.10954 | 0.1115
21089 | 14E20G11H11D05M01W02 | 22.65 | 36.63 | 0.64 | 16.95 | 76.87 | 3.8889 | 2746.2643 | 504 | 0.17611 | 0.14882
21090 | 14E20G11H11D05M01W03 | 22.65 | 36.63 | 0.64 | 12.18 | 72.1 | 3.8889 | 2746.2643 | 437.64 | 0.17611 | 0.20164 | 1
21091 | 14E20G11H11D06M01W02 | 20.61 | 31.71 | 0.64 | 16.95 | 69.91 | 3.4222 | 2422.2092 | 479.64 | 0.28677 | 0.22589 | 1
21092 | 14E20G11H11D06M01W03 | 20.61 | 31.71 | 0.64 | 12.18 | 65.14 | 3.4222 | 2422.2092 | 413.28 | 0.28677 | 0.27871 | 1
21093 | 14E20G11H11D07M01W02 | 23.17 | 38 | 0.64 | 16.95 | 78.76 | 4.0444 | 2836.5075 | 510.09 | 0.1453 | 0.12789
21094 | 14E20G11H11D07M01W03 | 23.17 | 38 | 0.64 | 12.18 | 73.99 | 4.0444 | 2836.5075 | 443.73 | 0.1453 | 0.18071 | 1
21095 | 14E20G11H11D07M01W04 | 23.17 | 38 | 0.64 | 8.86 | 70.67 | 4.0444 | 2836.5075 | 397.95 | 0.1453 | 0.21747 | 1
21096 | 14E20G11H11D07M02W02 | 23.06 | 36.78 | 0.64 | 16.95 | 77.43 | 4.0444 | 2750.3662 | 508.62 | 0.17274 | 0.14262
21097 | 14E20G11H12D05M01W02 | 19.69 | 30.5 | 0.64 | 16.95 | 67.78 | 3.2667 | 2268.3856 | 472.29 | 0.31399 | 0.24947 | 1
21098 | 14E20G11H12D05M01W03 | 19.69 | 30.5 | 0.64 | 12.18 | 63.01 | 3.2667 | 2268.3856 | 405.93 | 0.31399 | 0.30229 | 1
21099 | 14E20G11H12D07M01W02 | 20.15 | 31.64 | 0.64 | 16.95 | 69.38 | 3.3444 | 2340.1699 | 477.75 | 0.28835 | 0.23176 | 1
21100 | 14E20G11H12D07M01W03 | 20.15 | 31.64 | 0.64 | 12.18 | 64.61 | 3.3444 | 2340.1699 | 411.39 | 0.28835 | 0.28458 | 1
21101 | 14E20G11H12D07M01W04 | 20.15 | 31.64 | 0.64 | 8.86 | 61.29 | 3.3444 | 2340.1699 | 365.61 | 0.28835 | 0.32134 | 1
21102 | 14E20G11H12D07M02W02 | 20.06 | 30.63 | 0.64 | 16.95 | 68.28 | 3.3444 | 2270.4366 | 476.49 | 0.31107 | 0.24394 | 1
21103 | 14E20G11H13D05M01W02 | 19.69 | 29.95 | 0.64 | 16.95 | 67.23 | 3.2667 | 2210.9581 | 472.29 | 0.32636 | 0.25556 | 1
21104 | 14E20G11H13D05M01W03 | 19.69 | 29.95 | 0.64 | 12.18 | 62.46 | 3.2667 | 2210.9581 | 405.93 | 0.32636 | 0.30838 | 1
21105 | 14E20G11H13D07M01W02 | 20.15 | 31.08 | 0.64 | 16.95 | 68.82 | 3.3444 | 2280.6915 | 477.75 | 0.30094 | 0.23796 | 1
21106 | 14E20G11H13D07M01W03 | 20.15 | 31.08 | 0.64 | 12.18 | 64.05 | 3.3444 | 2280.6915 | 411.39 | 0.30094 | 0.29078 | 1
21107 | 14E20G11H13D07M01W04 | 20.15 | 31.08 | 0.64 | 8.86 | 60.73 | 3.3444 | 2280.6915 | 365.61 | 0.30094 | 0.32754 | 1
21108 | 14E20G11H13D07M02W02 | 20.06 | 30.08 | 0.64 | 16.95 | 67.73 | 3.3444 | 2213.0091 | 476.49 | 0.32344 | 0.25003 | 1
21109 | 14E20G11H14D05M01W02 | 22.65 | 35.99 | 0.64 | 16.95 | 76.23 | 3.8889 | 2678.5819 | 504 | 0.19051 | 0.15591 | 1
21110 | 14E20G11H14D05M01W03 | 22.65 | 35.99 | 0.64 | 12.18 | 71.46 | 3.8889 | 2678.5819 | 437.64 | 0.19051 | 0.20873 | 1
21111 | 14E20G11H14D07M01W02 | 23.17 | 37.35 | 0.64 | 16.95 | 78.11 | 4.0444 | 2766.7741 | 510.09 | 0.15992 | 0.13509
21112 | 14E20G11H14D07M01W03 | 23.17 | 37.35 | 0.64 | 12.18 | 73.34 | 4.0444 | 2766.7741 | 443.73 | 0.15992 | 0.18791 | 1
21113 | 14E20G11H14D07M01W04 | 23.17 | 37.35 | 0.64 | 8.86 | 70.02 | 4.0444 | 2766.7741 | 397.95 | 0.15992 | 0.22467 | 1
21114 | 14E20G11H14D07M02W02 | 23.06 | 36.15 | 0.64 | 16.95 | 76.8 | 4.0444 | 2684.7348 | 508.62 | 0.18691 | 0.1496
21115 | 14E20G12H07D04M01W02 | 20.28 | 90.81 | 0.64 | 16.95 | 128.68 | 7.7778 | 6554.937 | 475.44 | -1.0425 | -0.42487
21116 | 14E20G12H07D05M01W02 | 17.49 | 74.07 | 0.64 | 16.95 | 109.15 | 6.4556 | 5408.4383 | 442.47 | -0.66599 | -0.20861
21117 | 14E20G12H07D05M01W03 | 17.49 | 74.07 | 0.64 | 12.18 | 104.38 | 6.4556 | 5408.4383 | 376.11 | -0.66599 | -0.1558
21118 | 14E20G12H07D06M01W02 | 15.96 | 66.41 | 0.64 | 16.95 | 99.96 | 5.8333 | 4885.438 | 424.2 | -0.4937 | -0.10685
21119 | 14E20G12H07D06M01W03 | 15.96 | 66.41 | 0.64 | 12.18 | 95.19 | 5.8333 | 4885.438 | 357.84 | -0.4937 | -0.054036
21120 | 14E20G12H07D07M01W02 | 17.89 | 76.18 | 0.64 | 16.95 | 111.66 | 6.6111 | 5554.058 | 447.09 | -0.71345 | -0.23641
21121 | 14E20G12H07D07M01W03 | 17.89 | 76.18 | 0.64 | 12.18 | 106.89 | 6.6111 | 5554.058 | 380.73 | -0.71345 | -0.18359
21122 | 14E20G12H07D07M01W04 | 17.89 | 76.18 | 0.64 | 8.86 | 103.57 | 6.6111 | 5554.058 | 334.95 | -0.71345 | -0.14683
21123 | 14E20G12H07D07M02W02 | 17.45 | 74.56 | 0.64 | 16.95 | 109.6 | 6.6111 | 5371.5207 | 441.63 | -0.67701 | -0.2136
21124 | 14E20G12H08D05M01W02 | 15.4 | 74.07 | 0.64 | 16.95 | 107.06 | 6.4556 | 5408.4383 | 415.38 | -0.66599 | -0.18547
21125 | 14E20G12H08D05M01W03 | 15.4 | 74.07 | 0.64 | 12.18 | 102.29 | 6.4556 | 5408.4383 | 349.02 | -0.66599 | -0.13265
21126 | 14E20G12H08D06M01W02 | 14.05 | 66.41 | 0.64 | 16.95 | 98.05 | 5.8333 | 4885.438 | 399.42 | -0.4937 | -0.085705
21127 | 14E20G12H08D06M01W03 | 14.05 | 66.41 | 0.64 | 12.18 | 93.28 | 5.8333 | 4885.438 | 333.06 | -0.4937 | -0.032887
21128 | 14E20G12H08D07M01W02 | 15.75 | 76.18 | 0.64 | 16.95 | 109.52 | 6.6111 | 5554.058 | 419.37 | -0.71345 | -0.21271
21129 | 14E20G12H08D07M01W03 | 15.75 | 76.18 | 0.64 | 12.18 | 104.75 | 6.6111 | 5554.058 | 353.01 | -0.71345 | -0.15989
21130 | 14E20G12H08D07M01W04 | 15.75 | 76.18 | 0.64 | 8.86 | 101.43 | 6.6111 | 5554.058 | 307.23 | -0.71345 | -0.12313
21131 | 14E20G12H08D07M02W02 | 15.36 | 74.56 | 0.64 | 16.95 | 107.51 | 6.6111 | 5371.5207 | 414.54 | -0.67701 | -0.19046
21132 | 14E20G12H09D05M01W02 | 14.82 | 74.07 | 0.64 | 16.95 | 106.48 | 6.4556 | 5408.4383 | 407.82 | -0.66599 | -0.17905
21133 | 14E20G12H09D05M01W03 | 14.82 | 74.07 | 0.64 | 12.18 | 101.71 | 6.4556 | 5408.4383 | 341.46 | -0.66599 | -0.12623
21134 | 14E20G12H09D07M01W02 | 15.15 | 76.18 | 0.64 | 16.95 | 108.92 | 6.6111 | 5554.058 | 411.81 | -0.71345 | -0.20607
21135 | 14E20G12H09D07M01W03 | 15.15 | 76.18 | 0.64 | 12.18 | 104.15 | 6.6111 | 5554.058 | 345.45 | -0.71345 | -0.15325
21136 | 14E20G12H09D07M01W04 | 15.15 | 76.18 | 0.64 | 8.86 | 100.83 | 6.6111 | 5554.058 | 299.67 | -0.71345 | -0.11649
21137 | 14E20G12H09D07M02W02 | 14.78 | 74.56 | 0.64 | 16.95 | 106.93 | 6.6111 | 5371.5207 | 407.19 | -0.67701 | -0.18403
21138 | 14E20G12H10D05M01W02 | 17.49 | 63.88 | 0.64 | 16.95 | 98.96 | 5.4444 | 4770.5831 | 442.47 | -0.4368 | -0.095781
21139 | 14E20G12H10D05M01W03 | 17.49 | 63.88 | 0.64 | 12.18 | 94.19 | 5.4444 | 4770.5831 | 376.11 | -0.4368 | -0.042963
21140 | 14E20G12H10D07M01W02 | 17.89 | 65.69 | 0.64 | 16.95 | 101.17 | 5.5222 | 4897.7439 | 447.09 | -0.47751 | -0.12025
21141 | 14E20G12H10D07M01W03 | 17.89 | 65.69 | 0.64 | 12.18 | 96.4 | 5.5222 | 4897.7439 | 380.73 | -0.47751 | -0.067434
21142 | 14E20G12H10D07M01W04 | 17.89 | 65.69 | 0.64 | 8.86 | 93.08 | 5.5222 | 4897.7439 | 334.95 | -0.47751 | -0.030672
21143 | 14E20G12H10D07M02W02 | 17.45 | 64.25 | 0.64 | 16.95 | 99.29 | 5.6 | 4733.6654 | 441.63 | -0.44512 | -0.099435
21144 | 14E20G12H11D05M01W02 | 17.49 | 59.61 | 0.64 | 16.95 | 94.69 | 4.9778 | 4518.3123 | 442.47 | -0.34076 | -0.0485
21145 | 14E20G12H11D05M01W03 | 17.49 | 59.61 | 0.64 | 12.18 | 89.92 | 4.9778 | 4518.3123 | 376.11 | -0.34076 | 0.0043185
21146 | 14E20G12H11D06M01W02 | 15.96 | 53.49 | 0.64 | 16.95 | 87.04 | 4.4333 | 4087.6062 | 424.2 | -0.2031 | 0.036209
21147 | 14E20G12H11D06M01W03 | 15.96 | 53.49 | 0.64 | 12.18 | 82.27 | 4.4333 | 4087.6062 | 357.84 | -0.2031 | 0.089027
21148 | 14E20G12H11D07M01W02 | 17.89 | 61.29 | 0.64 | 16.95 | 96.77 | 5.0556 | 4639.3202 | 447.09 | -0.37854 | -0.071531
21149 | 14E20G12H11D07M01W03 | 17.89 | 61.29 | 0.64 | 12.18 | 92 | 5.0556 | 4639.3202 | 380.73 | -0.37854 | -0.018713
21150 | 14E20G12H11D07M01W04 | 17.89 | 61.29 | 0.64 | 8.86 | 88.68 | 5.0556 | 4639.3202 | 334.95 | -0.37854 | 0.018049
21151 | 14E20G12H11D07M02W02 | 17.45 | 59.92 | 0.64 | 16.95 | 94.96 | 5.1333 | 4479.3437 | 441.63 | -0.34773 | -0.051489
21152 | 14E20G12H12D05M01W02 | 15.22 | 49.65 | 0.64 | 16.95 | 82.46 | 4.1222 | 3755.3472 | 418.11 | -0.11673 | 0.086923
21153 | 14E20G12H12D05M01W03 | 15.22 | 49.65 | 0.64 | 12.18 | 77.69 | 4.1222 | 3755.3472 | 351.75 | -0.11673 | 0.13974
21154 | 14E20G12H12D07M01W02 | 15.56 | 51.05 | 0.64 | 16.95 | 84.2 | 4.2 | 3853.7943 | 422.31 | -0.14822 | 0.067656
21155 | 14E20G12H12D07M01W03 | 15.56 | 51.05 | 0.64 | 12.18 | 79.43 | 4.2 | 3853.7943 | 355.95 | -0.14822 | 0.12047
21156 | 14E20G12H12D07M01W04 | 15.56 | 51.05 | 0.64 | 8.86 | 76.11 | 4.2 | 3853.7943 | 310.17 | -0.14822 | 0.15724
21157 | 14E20G12H12D07M02W02 | 15.18 | 49.91 | 0.64 | 16.95 | 82.68 | 4.2778 | 3720.4805 | 417.27 | -0.12258 | 0.084487
21158 | 14E20G12H13D05M01W02 | 15.22 | 48.46 | 0.64 | 16.95 | 81.27 | 4.1222 | 3619.9824 | 418.11 | -0.089969 | 0.1001
21159 | 14E20G12H13D05M01W03 | 15.22 | 48.46 | 0.64 | 12.18 | 76.5 | 4.1222 | 3619.9824 | 351.75 | -0.089969 | 0.15292
21160 | 14E20G12H13D07M01W02 | 15.56 | 49.84 | 0.64 | 16.95 | 82.99 | 4.2 | 3714.3276 | 422.31 | -0.12101 | 0.081054
21161 | 14E20G12H13D07M01W03 | 15.56 | 49.84 | 0.64 | 12.18 | 78.22 | 4.2 | 3714.3276 | 355.95 | -0.12101 | 0.13387
21162 | 14E20G12H13D07M01W04 | 15.56 | 49.84 | 0.64 | 8.86 | 74.9 | 4.2 | 3714.3276 | 310.17 | -0.12101 | 0.17063
21163 | 14E20G12H13D07M02W02 | 15.18 | 48.76 | 0.64 | 16.95 | 81.53 | 4.2778 | 3591.2687 | 417.27 | -0.096716 | 0.097221
21164 | 14E20G12H14D05M01W02 | 17.49 | 58.22 | 0.64 | 16.95 | 93.3 | 4.9778 | 4360.3868 | 442.47 | -0.30949 | -0.033108
21165 | 14E20G12H14D05M01W03 | 17.49 | 58.22 | 0.64 | 12.18 | 88.53 | 4.9778 | 4360.3868 | 376.11 | -0.30949 | 0.01971
21166 | 14E20G12H14D07M01W02 | 17.89 | 59.88 | 0.64 | 16.95 | 95.36 | 5.0556 | 4477.2927 | 447.09 | -0.34683 | -0.055919
21167 | 14E20G12H14D07M01W03 | 17.89 | 59.88 | 0.64 | 12.18 | 90.59 | 5.0556 | 4477.2927 | 380.73 | -0.34683 | -0.0031004
21168 | 14E20G12H14D07M01W04 | 17.89 | 59.88 | 0.64 | 8.86 | 87.27 | 5.0556 | 4477.2927 | 334.95 | -0.34683 | 0.033662
21169 | 14E20G12H14D07M02W02 | 17.45 | 58.58 | 0.64 | 16.95 | 93.62 | 5.1333 | 4329.622 | 441.63 | -0.31759 | -0.036652
21170 | 14E21G10H07D04M01W02 | 22.02 | 59.95 | 0.64 | 16.95 | 99.56 | 6.2222 | 4140.9317 | 496.02 | -0.3484 | -0.10242
21171 | 14E21G10H07D05M01W02 | 18.99 | 48.89 | 0.64 | 16.95 | 85.47 | 5.2111 | 3433.3431 | 460.11 | -0.09964 | 0.053593
21172 | 14E21G10H07D05M01W03 | 18.99 | 48.89 | 0.64 | 12.18 | 80.7 | 5.2111 | 3433.3431 | 393.75 | -0.09964 | 0.10641
21173 | 14E21G10H07D06M01W02 | 17.12 | 42.39 | 0.64 | 16.95 | 77.1 | 4.5111 | 3021.0958 | 437.85 | 0.046559 | 0.14627
21174 | 14E21G10H07D06M01W03 | 17.12 | 42.39 | 0.64 | 12.18 | 72.33 | 4.5111 | 3021.0958 | 371.49 | 0.046559 | 0.19909 | 1
21175 | 14E21G10H07D07M01W02 | 19.48 | 50.69 | 0.64 | 16.95 | 87.76 | 5.3667 | 3548.1981 | 465.99 | -0.14013 | 0.028236
21176 | 14E21G10H07D07M01W03 | 19.48 | 50.69 | 0.64 | 12.18 | 82.99 | 5.3667 | 3548.1981 | 399.63 | -0.14013 | 0.081054
21177 | 14E21G10H07D07M01W04 | 19.48 | 50.69 | 0.64 | 8.86 | 79.67 | 5.3667 | 3548.1981 | 353.85 | -0.14013 | 0.11782
21178 | 14E21G10H07D07M02W02 | 19.35 | 49.12 | 0.64 | 16.95 | 86.06 | 5.3667 | 3431.2921 | 464.1 | -0.10481 | 0.04706
21179 | 14E21G10H08D05M01W02 | 16.72 | 48.89 | 0.64 | 16.95 | 83.2 | 5.2111 | 3433.3431 | 430.71 | -0.09964 | 0.078729
21180 | 14E21G10H08D05M01W03 | 16.72 | 48.89 | 0.64 | 12.18 | 78.43 | 5.2111 | 3433.3431 | 364.35 | -0.09964 | 0.13155
21181 | 14E21G10H08D06M01W02 | 15.07 | 42.39 | 0.64 | 16.95 | 75.05 | 4.5111 | 3021.0958 | 411.39 | 0.046559 | 0.16897 | 1
21182 | 14E21G10H08D06M01W03 | 15.07 | 42.39 | 0.64 | 12.18 | 70.28 | 4.5111 | 3021.0958 | 345.03 | 0.046559 | 0.22179 | 1
21183 | 14E21G10H08D07M01W02 | 17.15 | 50.69 | 0.64 | 16.95 | 85.43 | 5.3667 | 3548.1981 | 435.75 | -0.14013 | 0.054036
21184 | 14E21G10H08D07M01W03 | 17.15 | 50.69 | 0.64 | 12.18 | 80.66 | 5.3667 | 3548.1981 | 369.39 | -0.14013 | 0.10685
21185 | 14E21G10H08D07M01W04 | 17.15 | 50.69 | 0.64 | 8.86 | 77.34 | 5.3667 | 3548.1981 | 323.61 | -0.14013 | 0.14362
21186 | 14E21G10H08D07M02W02 | 17.03 | 49.12 | 0.64 | 16.95 | 83.74 | 5.3667 | 3431.2921 | 434.28 | -0.10481 | 0.072749
21187 | 14E21G10H09D05M01W02 | 16.09 | 48.89 | 0.64 | 16.95 | 82.57 | 5.2111 | 3433.3431 | 422.52 | -0.09964 | 0.085705
21188 | 14E21G10H09D05M01W03 | 16.09 | 48.89 | 0.64 | 12.18 | 77.8 | 5.2111 | 3433.3431 | 356.16 | -0.09964 | 0.13852
21189 | 14E21G10H09D07M01W02 | 16.5 | 50.69 | 0.64 | 16.95 | 84.78 | 5.3667 | 3548.1981 | 427.35 | -0.14013 | 0.061234
21190 | 14E21G10H09D07M01W03 | 16.5 | 50.69 | 0.64 | 12.18 | 80.01 | 5.3667 | 3548.1981 | 360.99 | -0.14013 | 0.11405
21191 | 14E21G10H09D07M01W04 | 16.5 | 50.69 | 0.64 | 8.86 | 76.69 | 5.3667 | 3548.1981 | 315.21 | -0.14013 | 0.15081
21192 | 14E21G10H09D07M02W02 | 16.39 | 49.12 | 0.64 | 16.95 | 83.1 | 5.3667 | 3431.2921 | 425.88 | -0.10481 | 0.079836
21193 | 14E21G10H10D05M01W02 | 18.99 | 41.97 | 0.64 | 16.95 | 78.55 | 4.3556 | 3029.2997 | 460.11 | 0.056005 | 0.13022
21194 | 14E21G10H10D05M01W03 | 18.99 | 41.97 | 0.64 | 12.18 | 73.78 | 4.3556 | 3029.2997 | 393.75 | 0.056005 | 0.18304 | 1
21195 | 14E21G10H10D07M01W02 | 19.48 | 43.52 | 0.64 | 16.95 | 80.59 | 4.5111 | 3129.7978 | 465.99 | 0.021143 | 0.10763
21196 | 14E21G10H10D07M01W03 | 19.48 | 43.52 | 0.64 | 12.18 | 75.82 | 4.5111 | 3129.7978 | 399.63 | 0.021143 | 0.16045 | 1
21197 | 14E21G10H10D07M01W04 | 19.48 | 43.52 | 0.64 | 8.86 | 72.5 | 4.5111 | 3129.7978 | 353.85 | 0.021143 | 0.19721 | 1
21198 | 14E21G10H10D07M02W02 | 19.35 | 42.16 | 0.64 | 16.95 | 79.1 | 4.5111 | 3029.2997 | 464.1 | 0.051732 | 0.12413
21199 | 14E21G10H11D05M01W02 | 18.99 | 39.01 | 0.64 | 16.95 | 75.59 | 3.9667 | 2865.2212 | 460.11 | 0.12258 | 0.16299 | 1
21200 | 14E21G10H11D05M01W03 | 18.99 | 39.01 | 0.64 | 12.18 | 70.82 | 3.9667 | 2865.2212 | 393.75 | 0.12258 | 0.21581 | 1
21201 | 14E21G10H11D06M01W02 | 17.12 | 33.87 | 0.64 | 16.95 | 68.58 | 3.5 | 2528.8602 | 437.85 | 0.23819 | 0.24062 | 1
21202 | 14E21G10H11D06M01W03 | 17.12 | 33.87 | 0.64 | 12.18 | 63.81 | 3.5 | 2528.8602 | 371.49 | 0.23819 | 0.29343 | 1
21203 | 14E21G10H11D07M01W02 | 19.48 | 40.45 | 0.64 | 16.95 | 77.52 | 4.1222 | 2959.5664 | 465.99 | 0.090193 | 0.14162
21204 | 14E21G10H11D07M01W03 | 19.48 | 40.45 | 0.64 | 12.18 | 72.75 | 4.1222 | 2959.5664 | 399.63 | 0.090193 | 0.19444 | 1
21205 | 14E21G10H11D07M01W04 | 19.48 | 40.45 | 0.64 | 8.86 | 69.43 | 4.1222 | 2959.5664 | 353.85 | 0.090193 | 0.2312 | 1
21206 | 14E21G10H11D07M02W02 | 19.35 | 39.18 | 0.64 | 16.95 | 76.12 | 4.1222 | 2863.1702 | 464.1 | 0.11876 | 0.15713 | 1
21207 | 14E21G10H12D05M01W02 | 16.52 | 32.49 | 0.64 | 16.95 | 66.6 | 3.3444 | 2375.0366 | 433.65 | 0.26923 | 0.26254 | 1
21208 | 14E21G10H12D05M01W03 | 16.52 | 32.49 | 0.64 | 12.18 | 61.83 | 3.3444 | 2375.0366 | 367.29 | 0.26923 | 0.31536 | 1
21209 | 14E21G10H12D07M01W02 | 16.94 | 33.68 | 0.64 | 16.95 | 68.21 | 3.4222 | 2450.9229 | 438.69 | 0.24247 | 0.24471 | 1
21210 | 14E21G10H12D07M01W03 | 16.94 | 33.68 | 0.64 | 12.18 | 63.44 | 3.4222 | 2450.9229 | 372.33 | 0.24247 | 0.29753 | 1
21211 | 14E21G10H12D07M01W04 | 16.94 | 33.68 | 0.64 | 8.86 | 60.12 | 3.4222 | 2450.9229 | 326.55 | 0.24247 | 0.33429 | 1
21212 | 14E21G10H12D07M02W02 | 16.82 | 32.62 | 0.64 | 16.95 | 67.03 | 3.4222 | 2372.9856 | 437.22 | 0.26631 | 0.25778 | 1
21213 | 14E21G10H13D05M01W02 | 16.52 | 31.88 | 0.64 | 16.95 | 65.99 | 3.3444 | 2309.4052 | 433.65 | 0.28295 | 0.26929 | 1
21214 | 14E21G10H13D05M01W03 | 16.52 | 31.88 | 0.64 | 12.18 | 61.22 | 3.3444 | 2309.4052 | 367.29 | 0.28295 | 0.32211 | 1
21215 | 14E21G10H13D07M01W02 | 16.94 | 33.06 | 0.64 | 16.95 | 67.59 | 3.4222 | 2385.2915 | 438.69 | 0.25641 | 0.25158 | 1
21216 | 14E21G10H13D07M01W03 | 16.94 | 33.06 | 0.64 | 12.18 | 62.82 | 3.4222 | 2385.2915 | 372.33 | 0.25641 | 0.3044 | 1
21217 | 14E21G10H13D07M01W04 | 16.94 | 33.06 | 0.64 | 8.86 | 59.5 | 3.4222 | 2385.2915 | 326.55 | 0.25641 | 0.34116 | 1
21218 | 14E21G10H13D07M02W02 | 16.82 | 32.03 | 0.64 | 16.95 | 66.44 | 3.4222 | 2309.4052 | 437.22 | 0.27958 | 0.26431 | 1
21219 | 14E21G10H14D05M01W02 | 18.99 | 38.31 | 0.64 | 16.95 | 74.89 | 3.9667 | 2791.3859 | 460.11 | 0.13833 | 0.17075 | 1
21220 | 14E21G10H14D05M01W03 | 18.99 | 38.31 | 0.64 | 12.18 | 70.12 | 3.9667 | 2791.3859 | 393.75 | 0.13833 | 0.22356 | 1
21221 | 14E21G10H14D07M01W02 | 19.48 | 39.73 | 0.64 | 16.95 | 76.8 | 4.1222 | 2883.68 | 465.99 | 0.10639 | 0.1496
21222 | 14E21G10H14D07M01W03 | 19.48 | 39.73 | 0.64 | 12.18 | 72.03 | 4.1222 | 2883.68 | 399.63 | 0.10639 | 0.20241 | 1
21223 | 14E21G10H14D07M01W04 | 19.48 | 39.73 | 0.64 | 8.86 | 68.71 | 4.1222 | 2883.68 | 353.85 | 0.10639 | 0.23918 | 1
21224 | 14E21G10H14D07M02W02 | 19.35 | 38.48 | 0.64 | 16.95 | 75.42 | 4.1222 | 2791.3859 | 464.1 | 0.1345 | 0.16488 | 1
21225 | 14E21G11H07D04M01W02 | 23.93 | 53.53 | 0.64 | 16.95 | 95.05 | 5.9889 | 3724.5825 | 518.91 | -0.204 | -0.052486
21226 | 14E21G11H07D05M01W02 | 20.7 | 43.71 | 0.64 | 16.95 | 82 | 4.9778 | 3096.9821 | 480.48 | 0.016869 | 0.092016
21227 | 14E21G11H07D05M01W03 | 20.7 | 43.71 | 0.64 | 12.18 | 77.23 | 4.9778 | 3096.9821 | 414.12 | 0.016869 | 0.14483
21228 | 14E21G11H07D06M01W02 | 18.69 | 37.6 | 0.64 | 16.95 | 73.88 | 4.2778 | 2711.3976 | 456.54 | 0.1543 | 0.18193 | 1
21229 | 14E21G11H07D06M01W03 | 18.69 | 37.6 | 0.64 | 12.18 | 69.11 | 4.2778 | 2711.3976 | 390.18 | 0.1543 | 0.23475 | 1
21230 | 14E21G11H07D07M01W02 | 21.22 | 45.42 | 0.64 | 16.95 | 84.23 | 5.1333 | 3205.6841 | 486.78 | -0.021592 | 0.067324
21231 | 14E21G11H07D07M01W03 | 21.22 | 45.42 | 0.64 | 12.18 | 79.46 | 5.1333 | 3205.6841 | 420.42 | -0.021592 | 0.12014
21232 | 14E21G11H07D07M01W04 | 21.22 | 45.42 | 0.64 | 8.86 | 76.14 | 5.1333 | 3205.6841 | 374.64 | -0.021592 | 0.1569 | 1
21233 | 14E21G11H07D07M02W02 | 21.14 | 43.9 | 0.64 | 16.95 | 82.63 | 5.1333 | 3103.1351 | 485.52 | 0.012596 | 0.08504
21234 | 14E21G11H08D05M01W02 | 18.23 | 43.71 | 0.64 | 16.95 | 79.53 | 4.9778 | 3096.9821 | 448.56 | 0.016869 | 0.11937
21235 | 14E21G11H08D05M01W03 | 18.23 | 43.71 | 0.64 | 12.18 | 74.76 | 4.9778 | 3096.9821 | 382.2 | 0.016869 | 0.17218 | 1
21236 | 14E21G11H08D06M01W02 | 16.45 | 37.6 | 0.64 | 16.95 | 71.64 | 4.2778 | 2711.3976 | 427.56 | 0.1543 | 0.20673 | 1
21237 | 14E21G11H08D06M01W03 | 16.45 | 37.6 | 0.64 | 12.18 | 66.87 | 4.2778 | 2711.3976 | 361.2 | 0.1543 | 0.25955 | 1
21238 | 14E21G11H08D07M01W02 | 18.68 | 45.42 | 0.64 | 16.95 | 81.69 | 5.1333 | 3205.6841 | 453.81 | -0.021592 | 0.095449
21239 | 14E21G11H08D07M01W03 | 18.68 | 45.42 | 0.64 | 12.18 | 76.92 | 5.1333 | 3205.6841 | 387.45 | -0.021592 | 0.14827
21240 | 14E21G11H08D07M01W04 | 18.68 | 45.42 | 0.64 | 8.86 | 73.6 | 5.1333 | 3205.6841 | 341.67 | -0.021592 | 0.18503 | 1
21241 | 14E21G11H08D07M02W02 | 18.61 | 43.9 | 0.64 | 16.95 | 80.1 | 5.1333 | 3103.1351 | 452.76 | 0.012596 | 0.11306
21242 | 14E21G11H09D05M01W02 | 17.54 | 43.71 | 0.64 | 16.95 | 78.84 | 4.9778 | 3096.9821 | 439.53 | 0.016869 | 0.12701
21243 | 14E21G11H09D05M01W03 | 17.54 | 43.71 | 0.64 | 12.18 | 74.07 | 4.9778 | 3096.9821 | 373.17 | 0.016869 | 0.17983 | 1
21244 | 14E21G11H09D07M01W02 | 17.98 | 45.42 | 0.64 | 16.95 | 80.99 | 5.1333 | 3205.6841 | 444.78 | -0.021592 | 0.1032
21245 | 14E21G11H09D07M01W03 | 17.98 | 45.42 | 0.64 | 12.18 | 76.22 | 5.1333 | 3205.6841 | 378.42 | -0.021592 | 0.15602 | 1
21246 | 14E21G11H09D07M01W04 | 17.98 | 45.42 | 0.64 | 8.86 | 72.9 | 5.1333 | 3205.6841 | 332.64 | -0.021592 | 0.19278 | 1
21247 | 14E21G11H09D07M02W02 | 17.91 | 43.9 | 0.64 | 16.95 | 79.4 | 5.1333 | 3103.1351 | 443.73 | 0.012596 | 0.12081
21248 | 14E21G11H10D05M01W02 | 20.7 | 37.5 | 0.64 | 16.95 | 75.79 | 4.2 | 2740.1113 | 480.48 | 0.15655 | 0.16078 | 1
21249 | 14E21G11H10D05M01W03 | 20.7 | 37.5 | 0.64 | 12.18 | 71.02 | 4.2 | 2740.1113 | 414.12 | 0.15655 | 0.2136 | 1
21250 | 14E21G11H10D07M01W02 | 21.22 | 38.96 | 0.64 | 16.95 | 77.77 | 4.2778 | 2834.4565 | 486.78 | 0.12371 | 0.13886
21251 | 14E21G11H10D07M01W03 | 21.22 | 38.96 | 0.64 | 12.18 | 73 | 4.2778 | 2834.4565 | 420.42 | 0.12371 | 0.19167 | 1
21252 | 14E21G11H10D07M01W04 | 21.22 | 38.96 | 0.64 | 8.86 | 69.68 | 4.2778 | 2834.4565 | 374.64 | 0.12371 | 0.22844 | 1
21253 | 14E21G11H10D07M02W02 | 21.14 | 37.65 | 0.64 | 16.95 | 76.38 | 4.2778 | 2746.2643 | 485.52 | 0.15317 | 0.15425 | 1
21254 | 14E21G11H11D05M01W02 | 20.7 | 34.84 | 0.64 | 16.95 | 73.13 | 3.8111 | 2594.4916 | 480.48 | 0.21637 | 0.19023 | 1
21255 | 14E21G11H11D05M01W03 | 20.7 | 34.84 | 0.64 | 12.18 | 68.36 | 3.8111 | 2594.4916 | 414.12 | 0.21637 | 0.24305 | 1
21256 | 14E21G11H11D06M01W02 | 18.69 | 30.01 | 0.64 | 16.95 | 66.29 | 3.2667 | 2278.6405 | 456.54 | 0.32501 | 0.26597 | 1
21257 | 14E21G11H11D06M01W03 | 18.69 | 30.01 | 0.64 | 12.18 | 61.52 | 3.2667 | 2278.6405 | 390.18 | 0.32501 | 0.31879 | 1
21258 | 14E21G11H11D07M01W02 | 21.22 | 36.19 | 0.64 | 16.95 | 75 | 3.9667 | 2682.6839 | 486.78 | 0.18601 | 0.16953 | 1
21259 | 14E21G11H11D07M01W03 | 21.22 | 36.19 | 0.64 | 12.18 | 70.23 | 3.9667 | 2682.6839 | 420.42 | 0.18601 | 0.22235 | 1
21260 | 14E21G11H11D07M01W04 | 21.22 | 36.19 | 0.64 | 8.86 | 66.91 | 3.9667 | 2682.6839 | 374.64 | 0.18601 | 0.25911 | 1
21261 | 14E21G11H11D07M02W02 | 21.14 | 34.98 | 0.64 | 16.95 | 73.71 | 3.9667 | 2598.5936 | 485.52 | 0.21323 | 0.18381 | 1
21262 | 14E21G11H12D05M01W02 | 18 | 29.01 | 0.64 | 16.95 | 64.6 | 3.1889 | 2145.3267 | 451.71 | 0.3475 | 0.28469 | 1
21263 | 14E21G11H12D05M01W03 | 18 | 29.01 | 0.64 | 12.18 | 59.83 | 3.1889 | 2145.3267 | 385.35 | 0.3475 | 0.3375 | 1
21264 | 14E21G11H12D07M01W02 | 18.46 | 30.13 | 0.64 | 16.95 | 66.18 | 3.2667 | 2217.111 | 457.17 | 0.32231 | 0.26719 | 1
21265 | 14E21G11H12D07M01W03 | 18.46 | 30.13 | 0.64 | 12.18 | 61.41 | 3.2667 | 2217.111 | 390.81 | 0.32231 | 0.32001 | 1
21266 | 14E21G11H12D07M01W04 | 18.46 | 30.13 | 0.64 | 8.86 | 58.09 | 3.2667 | 2217.111 | 345.03 | 0.32231 | 0.35677 | 1
21267 | 14E21G11H12D07M02W02 | 18.37 | 29.12 | 0.64 | 16.95 | 65.08 | 3.2667 | 2147.3777 | 455.91 | 0.34503 | 0.27937 | 1
21268 | 14E21G11H13D05M01W02 | 18 | 28.49 | 0.64 | 16.95 | 64.08 | 3.1889 | 2089.9502 | 451.71 | 0.3592 | 0.29044 | 1
21269 | 14E21G11H13D05M01W03 | 18 | 28.49 | 0.64 | 12.18 | 59.31 | 3.1889 | 2089.9502 | 385.35 | 0.3592 | 0.34326 | 1
21270 | 14E21G11H13D07M01W02 | 18.46 | 29.6 | 0.64 | 16.95 | 65.65 | 3.2667 | 2161.7345 | 457.17 | 0.33423 | 0.27306 | 1
21271 | 14E21G11H13D07M01W03 | 18.46 | 29.6 | 0.64 | 12.18 | 60.88 | 3.2667 | 2161.7345 | 390.81 | 0.33423 | 0.32588 | 1
21272 | 14E21G11H13D07M01W04 | 18.46 | 29.6 | 0.64 | 8.86 | 57.56 | 3.2667 | 2161.7345 | 345.03 | 0.33423 | 0.36264 | 1
21273 | 14E21G11H13D07M02W02 | 18.37 | 28.61 | 0.64 | 16.95 | 64.57 | 3.2667 | 2092.0012 | 455.91 | 0.3565 | 0.28502 | 1
21274 | 14E21G11H14D05M01W02 | 20.7 | 34.24 | 0.64 | 16.95 | 72.53 | 3.8111 | 2530.9112 | 480.48 | 0.22987 | 0.19688 | 1
21275 | 14E21G11H14D05M01W03 | 20.7 | 34.24 | 0.64 | 12.18 | 67.76 | 3.8111 | 2530.9112 | 414.12 | 0.22987 | 0.2497 | 1
21276 | 14E21G11H14D07M01W02 | 21.22 | 35.57 | 0.64 | 16.95 | 74.38 | 3.9667 | 2617.0524 | 486.78 | 0.19996 | 0.17639 | 1
21277 | 14E21G11H14D07M01W03 | 21.22 | 35.57 | 0.64 | 12.18 | 69.61 | 3.9667 | 2617.0524 | 420.42 | 0.19996 | 0.22921 | 1
21278 | 14E21G11H14D07M01W04 | 21.22 | 35.57 | 0.64 | 8.86 | 66.29 | 3.9667 | 2617.0524 | 374.64 | 0.19996 | 0.26597 | 1
21279 | 14E21G11H14D07M02W02 | 21.14 | 34.38 | 0.64 | 16.95 | 73.11 | 3.9667 | 2535.0132 | 485.52 | 0.22672 | 0.19046 | 1
21280 | 14E21G12H07D04M01W02 | 18.19 | 88.59 | 0.64 | 16.95 | 124.37 | 7.5444 | 6370.3487 | 450.45 | -0.99258 | -0.37715
21281 | 14E21G12H07D05M01W02 | 15.59 | 72.04 | 0.64 | 16.95 | 105.22 | 6.3 | 5225.901 | 419.58 | -0.62033 | -0.1651
21282 | 14E21G12H07D05M01W03 | 15.59 | 72.04 | 0.64 | 12.18 | 100.45 | 6.3 | 5225.901 | 353.22 | -0.62033 | -0.11228
21283 | 14E21G12H07D06M01W02 | 14.11 | 64.38 | 0.64 | 16.95 | 96.08 | 5.6778 | 4704.9517 | 401.94 | -0.44804 | -0.063891
21284 | 14E21G12H07D06M01W03 | 14.11 | 64.38 | 0.64 | 12.18 | 91.31 | 5.6778 | 4704.9517 | 335.58 | -0.44804 | -0.011073
21285 | 14E21G12H07D07M01W02 | 15.98 | 74.15 | 0.64 | 16.95 | 107.72 | 6.4556 | 5371.5207 | 424.2 | -0.66779 | -0.19278
21286 | 14E21G12H07D07M01W03 | 15.98 | 74.15 | 0.64 | 12.18 | 102.95 | 6.4556 | 5371.5207 | 357.84 | -0.66779 | -0.13996
21287 | 14E21G12H07D07M01W04 | 15.98 | 74.15 | 0.64 | 8.86 | 99.63 | 6.4556 | 5371.5207 | 312.06 | -0.66779 | -0.1032
21288 | 14E21G12H07D07M02W02 | 15.56 | 72.58 | 0.64 | 16.95 | 105.73 | 6.5333 | 5195.1362 | 418.95 | -0.63248 | -0.17075
21289 | 14E21G12H08D05M01W02 | 13.72 | 72.04 | 0.64 | 16.95 | 103.35 | 6.3 | 5225.901 | 395.43 | -0.62033 | -0.14439
21290 | 14E21G12H08D05M01W03 | 13.72 | 72.04 | 0.64 | 12.18 | 98.58 | 6.3 | 5225.901 | 329.07 | -0.62033 | -0.091573
21291 | 14E21G12H08D06M01W02 | 12.42 | 64.38 | 0.64 | 16.95 | 94.39 | 5.6778 | 4704.9517 | 380.1 | -0.44804 | -0.045178
21292 | 14E21G12H08D06M01W03 | 12.42 | 64.38 | 0.64 | 12.18 | 89.62 | 5.6778 | 4704.9517 | 313.74 | -0.44804 | 0.0076403
21293 | 14E21G12H08D07M01W02 | 14.07 | 74.15 | 0.64 | 16.95 | 105.81 | 6.4556 | 5371.5207 | 399.63 | -0.66779 | -0.17163
21294 | 14E21G12H08D07M01W03 | 14.07 | 74.15 | 0.64 | 12.18 | 101.04 | 6.4556 | 5371.5207 | 333.27 | -0.66779 | -0.11881
21295 | 14E21G12H08D07M01W04 | 14.07 | 74.15 | 0.64 | 8.86 | 97.72 | 6.4556 | 5371.5207 | 287.49 | -0.66779 | -0.082051
21296 | 14E21G12H08D07M02W02 | 13.7 | 72.58 | 0.64 | 16.95 | 103.87 | 6.5333 | 5195.1362 | 395.01 | -0.63248 | -0.15015
21297 | 14E21G12H09D05M01W02 | 13.21 | 72.04 | 0.64 | 16.95 | 102.84 | 6.3 | 5225.901 | 388.92 | -0.62033 | -0.13874
21298 | 14E21G12H09D05M01W03 | 13.21 | 72.04 | 0.64 | 12.18 | 98.07 | 6.3 | 5225.901 | 322.56 | -0.62033 | -0.085926
21299 | 14E21G12H09D07M01W02 | 13.53 | 74.15 | 0.64 | 16.95 | 105.27 | 6.4556 | 5371.5207 | 392.7 | -0.66779 | -0.16565
21300 | 14E21G12H09D07M01W03 | 13.53 | 74.15 | 0.64 | 12.18 | 100.5 | 6.4556 | 5371.5207 | 326.34 | -0.66779 | -0.11283
21301 | 14E21G12H09D07M01W04 | 13.53 | 74.15 | 0.64 | 8.86 | 97.18 | 6.4556 | 5371.5207 | 280.56 | -0.66779 | -0.076071
21302 | 14E21G12H09D07M02W02 | 13.18 | 72.58 | 0.64 | 16.95 | 103.35 | 6.5333 | 5195.1362 | 388.29 | -0.63248 | -0.14439
21303 | 14E21G12H10D05M01W02 | 15.59 | 62.12 | 0.64 | 16.95 | 95.3 | 5.2889 | 4606.5045 | 419.58 | -0.39721 | -0.055254
21304 | 14E21G12H10D05M01W03 | 15.59 | 62.12 | 0.64 | 12.18 | 90.53 | 5.2889 | 4606.5045 | 353.22 | -0.39721 | -0.0024361
21305 | 14E21G12H10D07M01W02 | 15.98 | 63.93 | 0.64 | 16.95 | 97.5 | 5.4444 | 4733.6654 | 424.2 | -0.43792 | -0.079615
21306 | 14E21G12H10D07M01W03 | 15.98 | 63.93 | 0.64 | 12.18 | 92.73 | 5.4444 | 4733.6654 | 357.84 | -0.43792 | -0.026797
21307 | 14E21G12H10D07M01W04 | 15.98 | 63.93 | 0.64 | 8.86 | 89.41 | 5.4444 | 4733.6654 | 312.06 | -0.43792 | 0.0099657
21308 | 14E21G12H10D07M02W02 | 15.56 | 62.54 | 0.64 | 16.95 | 95.69 | 5.4444 | 4575.7398 | 418.95 | -0.40666 | -0.059573
21309 | 14E21G12H11D05M01W02 | 15.59 | 57.96 | 0.64 | 16.95 | 91.14 | 4.8222 | 4362.4377 | 419.58 | -0.30364 | -0.0091906
21310 | 14E21G12H11D05M01W03 | 15.59 | 57.96 | 0.64 | 12.18 | 86.37 | 4.8222 | 4362.4377 | 353.22 | -0.30364 | 0.043628
21311 | 14E21G12H11D06M01W02 | 14.11 | 51.84 | 0.64 | 16.95 | 83.54 | 4.3556 | 3933.7826 | 401.94 | -0.16599 | 0.074964
21312 | 14E21G12H11D06M01W03 | 14.11 | 51.84 | 0.64 | 12.18 | 78.77 | 4.3556 | 3933.7826 | 335.58 | -0.16599 | 0.12778
21313 | 14E21G12H11D07M01W02 | 15.98 | 59.65 | 0.64 | 16.95 | 93.22 | 4.9778 | 4481.3947 | 424.2 | -0.34166 | -0.032222
21314 | 14E21G12H11D07M01W03 | 15.98 | 59.65 | 0.64 | 12.18 | 88.45 | 4.9778 | 4481.3947 | 357.84 | -0.34166 | 0.020596
21315 | 14E21G12H11D07M01W04 | 15.98 | 59.65 | 0.64 | 8.86 | 85.13 | 4.9778 | 4481.3947 | 312.06 | -0.34166 | 0.057358
21316 | 14E21G12H11D07M02W02 | 15.56 | 58.31 | 0.64 | 16.95 | 91.46 | 4.9778 | 4329.622 | 418.95 | -0.31152 | -0.012734
21317 | 14E21G12H12D05M01W02 | 13.56 | 48.28 | 0.64 | 16.95 | 79.43 | 4.0444 | 3628.1863 | 397.95 | -0.08592 | 0.12047
21318 | 14E21G12H12D05M01W03 | 13.56 | 48.28 | 0.64 | 12.18 | 74.66 | 4.0444 | 3628.1863 | 331.59 | -0.08592 | 0.17329
21319 | 14E21G12H12D07M01W02 | 13.9 | 49.68 | 0.64 | 16.95 | 81.17 | 4.1222 | 3726.6335 | 401.94 | -0.11741 | 0.10121
21320 | 14E21G12H12D07M01W03 | 13.9 | 49.68 | 0.64 | 12.18 | 76.4 | 4.1222 | 3726.6335 | 335.58 | -0.11741 | 0.15403
21321 | 14E21G12H12D07M01W04 | 13.9 | 49.68 | 0.64 | 8.86 | 73.08 | 4.1222 | 3726.6335 | 289.8 | -0.11741 | 0.19079
21322 | 14E21G12H12D07M02W02 | 13.54 | 48.57 | 0.64 | 16.95 | 79.7 | 4.1222 | 3599.4726 | 397.32 | -0.092443 | 0.11748
21323 | 14E21G12H13D05M01W02 | 13.56 | 47.12 | 0.64 | 16.95 | 78.27 | 4.0444 | 3496.9235 | 397.95 | -0.059829 | 0.13332
21324 | 14E21G12H13D05M01W03 | 13.56 | 47.12 | 0.64 | 12.18 | 73.5 | 4.0444 | 3496.9235 | 331.59 | -0.059829 | 0.18614
21325 | 14E21G12H13D07M01W02 | 13.9 | 48.51 | 0.64 | 16.95 | 80 | 4.1222 | 3593.3197 | 401.94 | -0.091093 | 0.11416
21326 | 14E21G12H13D07M01W03 | 13.9 | 48.51 | 0.64 | 12.18 | 75.23 | 4.1222 | 3593.3197 | 335.58 | -0.091093 | 0.16698
21327 | 14E21G12H13D07M01W04 | 13.9 | 48.51 | 0.64 | 8.86 | 71.91 | 4.1222 | 3593.3197 | 289.8 | -0.091093 | 0.20374
21328 | 14E21G12H13D07M02W02 | 13.54 | 47.46 | 0.64 | 16.95 | 78.59 | 4.1222 | 3472.3117 | 397.32 | -0.067476 | 0.12978
21329 | 14E21G12H14D05M01W02 | 15.59 | 56.62 | 0.64 | 16.95 | 89.8 | 4.8222 | 4210.6651 | 419.58 | -0.2735 | 0.0056472
21330 | 14E21G12H14D05M01W03 | 15.59 | 56.62 | 0.64 | 12.18 | 85.03 | 4.8222 | 4210.6651 | 353.22 | -0.2735 | 0.058465
21331 | 14E21G12H14D07M01W02 | 15.98 | 58.28 | 0.64 | 16.95 | 91.85 | 4.9778 | 4325.5201 | 424.2 | -0.31084 | -0.017052
21332 | 14E21G12H14D07M01W03 | 15.98 | 58.28 | 0.64 | 12.18 | 87.08 | 4.9778 | 4325.5201 | 357.84 | -0.31084 | 0.035766
21333 | 14E21G12H14D07M01W04 | 15.98 | 58.28 | 0.64 | 8.86 | 83.76 | 4.9778 | 4325.5201 | 312.06 | -0.31084 | 0.072528
21334 | 14E21G12H14D07M02W02 | 15.56 | 57.02 | 0.64 | 16.95 | 90.17 | 4.9778 | 4184.0023 | 418.95 | -0.2825 | 0.0015502
21335 | 14E22G10H07D04M01W02 | 22.47 | 43.8 | 0.64 | 16.95 | 83.86 | 5.1333 | 3109.288 | 501.27 | 0.014845 | 0.071421
21336 | 14E22G10H07D05M01W02 | 19.38 | 36.93 | 0.64 | 16.95 | 73.9 | 4.2778 | 2664.225 | 464.73 | 0.16937 | 0.18171 | 1
21337 | 14E22G10H07D05M01W03 | 19.38 | 36.93 | 0.64 | 12.18 | 69.13 | 4.2778 | 2664.225 | 398.37 | 0.16937 | 0.23453 | 1
21338 | 14E22G10H07D06M01W02 | 17.49 | 32.93 | 0.64 | 16.95 | 68.01 | 3.8111 | 2405.8013 | 442.26 | 0.25933 | 0.24693 | 1
21339 | 14E22G10H07D06M01W03 | 17.49 | 32.93 | 0.64 | 12.18 | 63.24 | 3.8111 | 2405.8013 | 375.9 | 0.25933 | 0.29975 | 1
21340 | 14E22G10H07D07M01W02 | 19.86 | 38 | 0.64 | 16.95 | 75.45 | 4.4333 | 2733.9584 | 470.4 | 0.1453 | 0.16454 | 1
21341 | 14E22G10H07D07M01W03 | 19.86 | 38 | 0.64 | 12.18 | 70.68 | 4.4333 | 2733.9584 | 404.04 | 0.1453 | 0.21736 | 1
21342 | 14E22G10H07D07M01W04 | 19.86 | 38 | 0.64 | 8.86 | 67.36 | 4.4333 | 2733.9584 | 358.26 | 0.1453 | 0.25412 | 1
21343 | 14E22G10H07D07M02W02 | 19.79 | 36.77 | 0.64 | 16.95 | 74.15 | 4.4333 | 2656.0211 | 469.35 | 0.17296 | 0.17894 | 1
21344 | 14E22G10H08D05M01W02 | 17.06 | 36.93 | 0.64 | 16.95 | 71.58 | 4.2778 | 2664.225 | 434.7 | 0.16937 | 0.2074 | 1
21345 | 14E22G10H08D05M01W03 | 17.06 | 36.93 | 0.64 | 12.18 | 66.81 | 4.2778 | 2664.225 | 368.34 | 0.16937 | 0.26021 | 1
21346 | 14E22G10H08D06M01W02 | 15.4 | 32.93 | 0.64 | 16.95 | 65.92 | 3.8111 | 2405.8013 | 415.17 | 0.25933 | 0.27007 | 1
21347 | 14E22G10H08D06M01W03 | 15.4 | 32.93 | 0.64 | 12.18 | 61.15 | 3.8111 | 2405.8013 | 348.81 | 0.25933 | 0.32289 | 1
21348 | 14E22G10H08D07M01W02 | 17.49 | 38 | 0.64 | 16.95 | 73.08 | 4.4333 | 2733.9584 | 439.74 | 0.1453 | 0.19079 | 1
21349 | 14E22G10H08D07M01W03 | 17.49 | 38 | 0.64 | 12.18 | 68.31 | 4.4333 | 2733.9584 | 373.38 | 0.1453 | 0.24361 | 1
21350 | 14E22G10H08D07M01W04 | 17.49 | 38 | 0.64 | 8.86 | 64.99 | 4.4333 | 2733.9584 | 327.6 | 0.1453 | 0.28037 | 1
21351 | 14E22G10H08D07M02W02 | 17.43 | 36.77 | 0.64 | 16.95 | 71.79 | 4.4333 | 2656.0211 | 438.69 | 0.17296 | 0.20507 | 1
21352 | 14E22G10H09D05M01W02 | 16.42 | 36.93 | 0.64 | 16.95 | 70.94 | 4.2778 | 2664.225 | 426.3 | 0.16937 | 0.21448 | 1
21353 | 14E22G10H09D05M01W03 | 16.42 | 36.93 | 0.64 | 12.18 | 66.17 | 4.2778 | 2664.225 | 359.94 | 0.16937 | 0.2673 | 1
21354 | 14E22G10H09D07M01W02 | 16.83 | 38 | 0.64 | 16.95 | 72.42 | 4.4333 | 2733.9584 | 431.13 | 0.1453 | 0.1981 | 1
21355 | 14E22G10H09D07M01W03 | 16.83 | 38 | 0.64 | 12.18 | 67.65 | 4.4333 | 2733.9584 | 364.77 | 0.1453 | 0.25091 | 1
21356 | 14E22G10H09D07M01W04 | 16.83 | 38 | 0.64 | 8.86 | 64.33 | 4.4333 | 2733.9584 | 318.99 | 0.1453 | 0.28768 | 1
21357 | 14E22G10H09D07M02W02 | 16.77 | 36.77 | 0.64 | 16.95 | 71.13 | 4.4333 | 2656.0211 | 430.29 | 0.17296 | 0.21238 | 1
21358 | 14E22G10H10D05M01W02 | 19.38 | 31.7 | 0.64 | 16.95 | 68.67 | 3.6556 | 2364.7817 | 464.73 | 0.287 | 0.23962 | 1
21359 | 14E22G10H10D05M01W03 | 19.38 | 31.7 | 0.64 | 12.18 | 63.9 | 3.6556 | 2364.7817 | 398.37 | 0.287 | 0.29244 | 1
21360 | 14E22G10H10D07M01W02 | 19.86 | 32.62 | 0.64 | 16.95 | 70.07 | 3.7333 | 2426.3112 | 470.4 | 0.26631 | 0.22412 | 1
21361 | 14E22G10H10D07M01W03 | 19.86 | 32.62 | 0.64 | 12.18 | 65.3 | 3.7333 | 2426.3112 | 404.04 | 0.26631 | 0.27694 | 1
21362 | 14E22G10H10D07M01W04 | 19.86 | 32.62 | 0.64 | 8.86 | 61.98 | 3.7333 | 2426.3112 | 358.26 | 0.26631 | 0.3137 | 1
21363 | 14E22G10H10D07M02W02 | 19.79 | 31.56 | 0.64 | 16.95 | 68.94 | 3.7333 | 2356.5778 | 469.35 | 0.29015 | 0.23663 | 1
21364 | 14E22G10H11D05M01W02 | 19.38 | 29.47 | 0.64 | 16.95 | 66.44 | 3.3444 | 2241.7228 | 464.73 | 0.33716 | 0.26431 | 1
21365 | 14E22G10H11D05M01W03 | 19.38 | 29.47 | 0.64 | 12.18 | 61.67 | 3.3444 | 2241.7228 | 398.37 | 0.33716 | 0.31713 | 1
21366 | 14E22G10H11D06M01W02 | 17.49 | 26.3 | 0.64 | 16.95 | 61.38 | 2.9556 | 2028.4207 | 442.26 | 0.40846 | 0.32034 | 1
21367 | 14E22G10H11D06M01W03 | 17.49 | 26.3 | 0.64 | 12.18 | 56.61 | 2.9556 | 2028.4207 | 375.9 | 0.40846 | 0.37316 | 2
21368 | 14E22G10H11D07M01W02 | 19.86 | 30.31 | 0.64 | 16.95 | 67.76 | 3.4222 | 2299.1503 | 470.4 | 0.31826 | 0.2497 | 1
21369 | 14E22G10H11D07M01W03 | 19.86 | 30.31 | 0.64 | 12.18 | 62.99 | 3.4222 | 2299.1503 | 404.04 | 0.31826 | 0.30251 | 1
21370 | 14E22G10H11D07M01W04 | 19.86 | 30.31 | 0.64 | 8.86 | 59.67 | 3.4222 | 2299.1503 | 358.26 | 0.31826 | 0.33928 | 1
21371 | 14E22G10H11D07M02W02 | 19.79 | 29.34 | 0.64 | 16.95 | 66.72 | 3.4222 | 2235.5699 | 469.35 | 0.34008 | 0.26121 | 1
21372 | 14E22G10H12D05M01W02 | 16.85 | 24.53 | 0.64 | 16.95 | 58.97 | 2.7222 | 1854.0873 | 437.64 | 0.44827 | 0.34703 | 1
21373 | 14E22G10H12D05M01W03 | 16.85 | 24.53 | 0.64 | 12.18 | 54.2 | 2.7222 | 1854.0873 | 371.28 | 0.44827 | 0.39984 | 2
21374 | 14E22G10H12D07M01W02 | 17.28 | 25.24 | 0.64 | 16.95 | 60.11 | 2.8 | 1901.2599 | 442.89 | 0.4323 | 0.3344 | 1
21375 | 14E22G10H12D07M01W03 | 17.28 | 25.24 | 0.64 | 12.18 | 55.34 | 2.8 | 1901.2599 | 376.53 | 0.4323 | 0.38722 | 2
21376 | 14E22G10H12D07M01W04 | 17.28 | 25.24 | 0.64 | 8.86 | 52.02 | 2.8 | 1901.2599 | 330.75 | 0.4323 | 0.42398 | 2
21377 | 14E22G10H12D07M02W02 | 17.2 | 24.43 | 0.64 | 16.95 | 59.22 | 2.8 | 1847.9344 | 441.84 | 0.45052 | 0.34426 | 1
21378 | 14E22G10H13D05M01W02 | 16.85 | 24.08 | 0.64 | 16.95 | 58.52 | 2.7222 | 1804.8638 | 437.64 | 0.45839 | 0.35201 | 2
21379 | 14E22G10H13D05M01W03 | 16.85 | 24.08 | 0.64 | 12.18 | 53.75 | 2.7222 | 1804.8638 | 371.28 | 0.45839 | 0.40483 | 2
21380 | 14E22G10H13D07M01W02 | 17.28 | 24.78 | 0.64 | 16.95 | 59.65 | 2.8 | 1852.0363 | 442.89 | 0.44265 | 0.3395 | 1
21381 | 14E22G10H13D07M01W03 | 17.28 | 24.78 | 0.64 | 12.18 | 54.88 | 2.8 | 1852.0363 | 376.53 | 0.44265 | 0.39232 | 2
21382 | 14E22G10H13D07M01W04 | 17.28 | 24.78 | 0.64 | 8.86 | 51.56 | 2.8 | 1852.0363 | 330.75 | 0.44265 | 0.42908 | 2
21383 | 14E22G10H13D07M02W02 | 17.2 | 23.97 | 0.64 | 16.95 | 58.76 | 2.8 | 1798.7108 | 441.84 | 0.46086 | 0.34935 | 1
21384 | 14E22G10H14D05M01W02 | 19.38 | 28.94 | 0.64 | 16.95 | 65.91 | 3.3444 | 2186.3463 | 464.73 | 0.34908 | 0.27018 | 1
21385 | 14E22G10H14D05M01W03 | 19.38 | 28.94 | 0.64 | 12.18 | 61.14 | 3.3444 | 2186.3463 | 398.37 | 0.34908 | 0.323 | 1
21386 | 14E22G10H14D07M01W02 | 19.86 | 29.77 | 0.64 | 16.95 | 67.22 | 3.4222 | 2241.7228 | 470.4 | 0.33041 | 0.25567 | 1
21387 | 14E22G10H14D07M01W03 | 19.86 | 29.77 | 0.64 | 12.18 | 62.45 | 3.4222 | 2241.7228 | 404.04 | 0.33041 | 0.30849 | 1
21388 | 14E22G10H14D07M01W04 | 19.86 | 29.77 | 0.64 | 8.86 | 59.13 | 3.4222 | 2241.7228 | 358.26 | 0.33041 | 0.34526 | 1
21389 | 14E22G10H14D07M02W02 | 19.79 | 28.81 | 0.64 | 16.95 | 66.19 | 3.4222 | 2180.1934 | 469.35 | 0.352 | 0.26708 | 1
21390 | 14E22G11H07D04M01W02 | 24.56 | 38.21 | 0.64 | 16.95 | 80.36 | 4.8222 | 2777.029 | 526.47 | 0.14058 | 0.11018
21391 | 14E22G11H07D05M01W02 | 21.25 | 32.24 | 0.64 | 16.95 | 71.08 | 4.0444 | 2385.2915 | 486.99 | 0.27485 | 0.21293 | 1
21392 | 14E22G11H07D05M01W03 | 21.25 | 32.24 | 0.64 | 12.18 | 66.31 | 4.0444 | 2385.2915 | 420.63 | 0.27485 | 0.26575 | 1
21393 | 14E22G11H07D06M01W02 | 19.2 | 28.52 | 0.64 | 16.95 | 65.31 | 3.5778 | 2141.2247 | 462.63 | 0.35852 | 0.27682 | 1
21394 | 14E22G11H07D06M01W03 | 19.2 | 28.52 | 0.64 | 12.18 | 60.54 | 3.5778 | 2141.2247 | 396.27 | 0.35852 | 0.32964 | 1
21395 | 14E22G11H07D07M01W02 | 21.77 | 33.24 | 0.64 | 16.95 | 72.6 | 4.2 | 2448.872 | 493.29 | 0.25236 | 0.1961 | 1
21396 | 14E22G11H07D07M01W03 | 21.77 | 33.24 | 0.64 | 12.18 | 67.83 | 4.2 | 2448.872 | 426.93 | 0.25236 | 0.24892 | 1
21397 | 14E22G11H07D07M01W04 | 21.77 | 33.24 | 0.64 | 8.86 | 64.51 | 4.2 | 2448.872 | 381.15 | 0.25236 | 0.28568 | 1
21398 | 14E22G11H07D07M02W02 | 21.74 | 32.02 | 0.64 | 16.95 | 71.35 | 4.2 | 2377.0876 | 492.66 | 0.2798 | 0.20994 | 1
21399 | 14E22G11H08D05M01W02 | 18.71 | 32.24 | 0.64 | 16.95 | 68.54 | 4.0444 | 2385.2915 | 454.23 | 0.27485 | 0.24106 | 1
21400 | 14E22G11H08D05M01W03 | 18.71 | 32.24 | 0.64 | 12.18 | 63.77 | 4.0444 | 2385.2915 | 387.87 | 0.27485 | 0.29388 | 1
21401 | 14E22G11H08D06M01W02 | 16.91 | 28.52 | 0.64 | 16.95 | 63.02 | 3.5778 | 2141.2247 | 433.02 | 0.35852 | 0.30218 | 1
21402 | 14E22G11H08D06M01W03 | 16.91 | 28.52 | 0.64 | 12.18 | 58.25 | 3.5778 | 2141.2247 | 366.66 | 0.35852 | 0.355 | 1
21403 | 14E22G11H08D07M01W02 | 19.16 | 33.24 | 0.64 | 16.95 | 69.99 | 4.2 | 2448.872 | 459.48 | 0.25236 | 0.225 | 1
21404 | 14E22G11H08D07M01W03 | 19.16 | 33.24 | 0.64 | 12.18 | 65.22 | 4.2 | 2448.872 | 393.12 | 0.25236 | 0.27782 | 1
21405 | 14E22G11H08D07M01W04 | 19.16 | 33.24 | 0.64 | 8.86 | 61.9 | 4.2 | 2448.872 | 347.34 | 0.25236 | 0.31458 | 1
21406 | 14E22G11H08D07M02W02 | 19.15 | 32.02 | 0.64 | 16.95 | 68.76 | 4.2 | 2377.0876 | 459.06 | 0.2798 | 0.23862 | 1
21407 | 14E22G11H09D05M01W02 | 18 | 32.24 | 0.64 | 16.95 | 67.83 | 4.0444 | 2385.2915 | 444.99 | 0.27485 | 0.24892 | 1
21408 | 14E22G11H09D05M01W03 | 18 | 32.24 | 0.64 | 12.18 | 63.06 | 4.0444 | 2385.2915 | 378.63 | 0.27485 | 0.30174 | 1
21409 | 14E22G11H09D07M01W02 | 18.44 | 33.24 | 0.64 | 16.95 | 69.27 | 4.2 | 2448.872 | 450.24 | 0.25236 | 0.23298 | 1
21410 | 14E22G11H09D07M01W03 | 18.44 | 33.24 | 0.64 | 12.18 | 64.5 | 4.2 | 2448.872 | 383.88 | 0.25236 | 0.28579 | 1
21411 | 14E22G11H09D07M01W04 | 18.44 | 33.24 | 0.64 | 8.86 | 61.18 | 4.2 | 2448.872 | 338.1 | 0.25236 | 0.32256 | 1
21412 | 14E22G11H09D07M02W02 | 18.42 | 32.02 | 0.64 | 16.95 | 68.03 | 4.2 | 2377.0876 | 449.61 | 0.2798 | 0.24671 | 1
21413 | 14E22G11H10D05M01W02 | 21.25 | 27.66 | 0.64 | 16.95 | 66.5 | 3.4222 | 2124.8169 | 486.99 | 0.37787 | 0.26365 | 1
21414 | 14E22G11H10D05M01W03 | 21.25 | 27.66 | 0.64 | 12.18 | 61.73 | 3.4222 | 2124.8169 | 420.63 | 0.37787 | 0.31647 | 1
21415 | 14E22G11H10D07M01W02 | 21.77 | 28.51 | 0.64 | 16.95 | 67.87 | 3.5 | 2182.2444 | 493.29 | 0.35875 | 0.24848 | 1
21416 | 14E22G11H10D07M01W03 | 21.77 | 28.51 | 0.64 | 12.18 | 63.1 | 3.5 | 2182.2444 | 426.93 | 0.35875 | 0.3013 | 1
21417 | 14E22G11H10D07M01W04 | 21.77 | 28.51 | 0.64 | 8.86 | 59.78 | 3.5 | 2182.2444 | 381.15 | 0.35875 | 0.33806 | 1
21418 | 14E22G11H10D07M02W02 | 21.74 | 27.47 | 0.64 | 16.95 | 66.8 | 3.5 | 2120.7149 | 492.66 | 0.38214 | 0.26033 | 1
21419 | 14E22G11H11D05M01W02 | 21.25 | 25.7 | 0.64 | 16.95 | 64.54 | 3.1111 | 2018.1658 | 486.99 | 0.42195 | 0.28535 | 1
21420 | 14E22G11H11D05M01W03 | 21.25 | 25.7 | 0.64 | 12.18 | 59.77 | 3.1111 | 2018.1658 | 420.63 | 0.42195 | 0.33817 | 1
21421 | 14E22G11H11D06M01W02 | 19.2 | 22.76 | 0.64 | 16.95 | 59.55 | 2.7222 | 1817.1696 | 462.63 | 0.48808 | 0.3406 | 1
21422 | 14E22G11H11D06M01W03 | 19.2 | 22.76 | 0.64 | 12.18 | 54.78 | 2.7222 | 1817.1696 | 396.27 | 0.48808 | 0.39342 | 2
21423 | 14E22G11H11D07M01W02 | 21.77 | 26.49 | 0.64 | 16.95 | 65.85 | 3.1889 | 2071.4914 | 493.29 | 0.40418 | 0.27084 | 1
21424 | 14E22G11H11D07M01W03 | 21.77 | 26.49 | 0.64 | 12.18 | 61.08 | 3.1889 | 2071.4914 | 426.93 | 0.40418 | 0.32366 | 1
21425 | 14E22G11H11D07M01W04 | 21.77 | 26.49 | 0.64 | 8.86 | 57.76 | 3.1889 | 2071.4914 | 381.15 | 0.40418 | 0.36043 | 2
21426 | 14E22G11H11D07M02W02 | 21.74 | 25.53 | 0.64 | 16.95 | 64.86 | 3.1889 | 2014.0639 | 492.66 | 0.42578 | 0.28181 | 1
21427 | 14E22G11H12D05M01W02 | 18.47 | 21.4 | 0.64 | 16.95 | 57.46 | 2.5667 | 1663.346 | 457.38 | 0.51867 | 0.36375 | 2
21428 | 14E22G11H12D05M01W03 | 18.47 | 21.4 | 0.64 | 12.18 | 52.69 | 2.5667 | 1663.346 | 391.02 | 0.51867 | 0.41657 | 2
21429 | 14E22G11H12D07M01W02 | 18.92 | 22.06 | 0.64 | 16.95 | 58.57 | 2.6444 | 1708.4676 | 462.84 | 0.50382 | 0.35146 | 2
21430 | 14E22G11H12D07M01W03 | 18.92 | 22.06 | 0.64 | 12.18 | 53.8 | 2.6444 | 1708.4676 | 396.48 | 0.50382 | 0.40427 | 2
21431 | 14E22G11H12D07M01W04 | 18.92 | 22.06 | 0.64 | 8.86 | 50.48 | 2.6444 | 1708.4676 | 350.7 | 0.50382 | 0.44104 | 2
21432 | 14E22G11H12D07M02W02 | 18.9 | 21.26 | 0.64 | 16.95 | 57.75 | 2.6444 | 1661.295 | 462.42 | 0.52182 | 0.36054 | 2
21433 | 14E22G11H13D05M01W02 | 18.47 | 21.01 | 0.64 | 16.95 | 57.07 | 2.5667 | 1622.3264 | 457.38 | 0.52744 | 0.36807 | 2
21434 | 14E22G11H13D05M01W03 | 18.47 | 21.01 | 0.64 | 12.18 | 52.3 | 2.5667 | 1622.3264 | 391.02 | 0.52744 | 0.42088 | 2
21435 | 14E22G11H13D07M01W02 | 18.92 | 21.66 | 0.64 | 16.95 | 58.17 | 2.6444 | 1665.397 | 462.84 | 0.51282 | 0.35589 | 2
21436 | 14E22G11H13D07M01W03 | 18.92 | 21.66 | 0.64 | 12.18 | 53.4 | 2.6444 | 1665.397 | 396.48 | 0.51282 | 0.4087 | 2
21437 | 14E22G11H13D07M01W04 | 18.92 | 21.66 | 0.64 | 8.86 | 50.08 | 2.6444 | 1665.397 | 350.7 | 0.51282 | 0.44547 | 2
21438 | 14E22G11H13D07M02W02 | 18.9 | 20.87 | 0.64 | 16.95 | 57.36 | 2.6444 | 1618.2244 | 462.42 | 0.53059 | 0.36485 | 2
21439 | 14E22G11H14D05M01W02 | 21.25 | 25.25 | 0.64 | 16.95 | 64.09 | 3.1111 | 1970.9933 | 486.99 | 0.43207 | 0.29033 | 1
21440 | 14E22G11H14D05M01W03 | 21.25 | 25.25 | 0.64 | 12.18 | 59.32 | 3.1111 | 1970.9933 | 420.63 | 0.43207 | 0.34315 | 1
21441 | 14E22G11H14D07M01W02 | 21.77 | 26.03 | 0.64 | 16.95 | 65.39 | 3.1889 | 2022.2678 | 493.29 | 0.41453 | 0.27594 | 1
21442 | 14E22G11H14D07M01W03 | 21.77 | 26.03 | 0.64 | 12.18 | 60.62 | 3.1889 | 2022.2678 | 426.93 | 0.41453 | 0.32876 | 1
21443 | 14E22G11H14D07M01W04 | 21.77 | 26.03 | 0.64 | 8.86 | 57.3 | 3.1889 | 2022.2678 | 381.15 | 0.41453 | 0.36552 | 2
21444 | 14E22G11H14D07M02W02 | 21.74 | 25.08 | 0.64 | 16.95 | 64.41 | 3.1889 | 1966.8913 | 492.66 | 0.4359 | 0.28679 | 1
21445 | 14E22G12H07D04M01W02 | 18.19 | 68.85 | 0.64 | 16.95 | 104.63 | 6.3778 | 4910.0498 | 450.45 | -0.54858 | -0.15856
21446 | 14E22G12H07D05M01W02 | 15.6 | 58.23 | 0.64 | 16.95 | 91.42 | 5.4444 | 4202.4612 | 419.79 | -0.30972 | -0.012291
21447 | 14E22G12H07D05M01W03 | 15.6 | 58.23 | 0.64 | 12.18 | 86.65 | 5.4444 | 4202.4612 | 353.43 | -0.30972 | 0.040527
21448 | 14E22G12H07D06M01W02 | 14.15 | 53.47 | 0.64 | 16.95 | 85.21 | 4.9778 | 3882.5081 | 402.36 | -0.20265 | 0.056472
21449 | 14E22G12H07D06M01W03 | 14.15 | 53.47 | 0.64 | 12.18 | 80.44 | 4.9778 | 3882.5081 | 336 | -0.20265 | 0.10929
21450 | 14E22G12H07D07M01W02 | 15.99 | 59.49 | 0.64 | 16.95 | 93.07 | 5.5222 | 4288.6024 | 424.2 | -0.33806 | -0.030561
21451 | 14E22G12H07D07M01W03 | 15.99 | 59.49 | 0.64 | 12.18 | 88.3 | 5.5222 | 4288.6024 | 357.84 | -0.33806 | 0.022257
21452 | 14E22G12H07D07M01W04 | 15.99 | 59.49 | 0.64 | 8.86 | 84.98 | 5.5222 | 4288.6024 | 312.06 | -0.33806 | 0.059019
21453 | 14E22G12H07D07M02W02 | 15.65 | 58.2 | 0.64 | 16.95 | 91.44 | 5.6 | 4153.2376 | 420 | -0.30904 | -0.012512
21454 | 14E22G12H08D05M01W02 | 13.73 | 58.23 | 0.64 | 16.95 | 89.55 | 5.4444 | 4202.4612 | 395.64 | -0.30972 | 0.0084155
21455 | 14E22G12H08D05M01W03 | 13.73 | 58.23 | 0.64 | 12.18 | 84.78 | 5.4444 | 4202.4612 | 329.28 | -0.30972 | 0.061234
21456 | 14E22G12H08D06M01W02 | 12.45 | 53.47 | 0.64 | 16.95 | 83.51 | 4.9778 | 3882.5081 | 380.52 | -0.20265 | 0.075296
21457 | 14E22G12H08D06M01W03 | 12.45 | 53.47 | 0.64 | 12.18 | 78.74 | 4.9778 | 3882.5081 | 314.16 | -0.20265 | 0.12811
21458 | 14E22G12H08D07M01W02 | 14.07 | 59.49 | 0.64 | 16.95 | 91.15 | 5.5222 | 4288.6024 | 399.42 | -0.33806 | -0.0093013
21459 | 14E22G12H08D07M01W03 | 14.07 | 59.49 | 0.64 | 12.18 | 86.38 | 5.5222 | 4288.6024 | 333.06 | -0.33806 | 0.043517
21460 | 14E22G12H08D07M01W04 | 14.07 | 59.49 | 0.64 | 8.86 | 83.06 | 5.5222 | 4288.6024 | 287.28 | -0.33806 | 0.080279
21461 | 14E22G12H08D07M02W02 | 13.77 | 58.2 | 0.64 | 16.95 | 89.56 | 5.6 | 4153.2376 | 395.85 | -0.30904 | 0.0083047
21462 | 14E22G12H09D05M01W02 | 13.21 | 58.23 | 0.64 | 16.95 | 89.03 | 5.4444 | 4202.4612 | 388.92 | -0.30972 | 0.014173
21463 | 14E22G12H09D05M01W03 | 13.21 | 58.23 | 0.64 | 12.18 | 84.26 | 5.4444 | 4202.4612 | 322.56 | -0.30972 | 0.066991
21464 | 14E22G12H09D07M01W02 | 13.54 | 59.49 | 0.64 | 16.95 | 90.62 | 5.5222 | 4288.6024 | 392.7 | -0.33806 | -0.0034326
21465 | 14E22G12H09D07M01W03 | 13.54 | 59.49 | 0.64 | 12.18 | 85.85 | 5.5222 | 4288.6024 | 326.34 | -0.33806 | 0.049385
21466 | 14E22G12H09D07M01W04 | 13.54 | 59.49 | 0.64 | 8.86 | 82.53 | 5.5222 | 4288.6024 | 280.56 | -0.33806 | 0.086148
21467 | 14E22G12H09D07M02W02 | 13.25 | 58.2 | 0.64 | 16.95 | 89.04 | 5.6 | 4153.2376 | 389.13 | -0.30904 | 0.014063
21468 | 14E22G12H10D05M01W02 | 15.6 | 50.17 | 0.64 | 16.95 | 83.36 | 4.5889 | 3710.2256 | 419.79 | -0.12843 | 0.076957
21469 | 14E22G12H10D05M01W03 | 15.6 | 50.17 | 0.64 | 12.18 | 78.59 | 4.5889 | 3710.2256 | 353.43 | -0.12843 | 0.12978
21470 | 14E22G12H10D07M01W02 | 15.99 | 51.26 | 0.64 | 16.95 | 84.84 | 4.6667 | 3784.0609 | 424.2 | -0.15295 | 0.060569
21471 | 14E22G12H10D07M01W03 | 15.99 | 51.26 | 0.64 | 12.18 | 80.07 | 4.6667 | 3784.0609 | 357.84 | -0.15295 | 0.11339
21472 | 14E22G12H10D07M01W04 | 15.99 | 51.26 | 0.64 | 8.86 | 76.75 | 4.6667 | 3784.0609 | 312.06 | -0.15295 | 0.15015
21473 | 14E22G12H10D07M02W02 | 15.65 | 50.12 | 0.64 | 16.95 | 83.36 | 4.6667 | 3663.053 | 420 | -0.12731 | 0.076957
21474 | 14E22G12H11D05M01W02 | 15.6 | 46.78 | 0.64 | 16.95 | 79.97 | 4.2 | 3513.3314 | 419.79 | -0.052182 | 0.11449
21475 | 14E22G12H11D05M01W03 | 15.6 | 46.78 | 0.64 | 12.18 | 75.2 | 4.2 | 3513.3314 | 353.43 | -0.052182 | 0.16731
21476 | 14E22G12H11D06M01W02 | 14.15 | 42.99 | 0.64 | 16.95 | 74.73 | 3.8111 | 3248.7548 | 402.36 | 0.033063 | 0.17252 | 1
21477 | 14E22G12H11D06M01W03 | 14.15 | 42.99 | 0.64 | 12.18 | 69.96 | 3.8111 | 3248.7548 | 336 | 0.033063 | 0.22533 | 1
21478 | 14E22G12H11D07M01W02 | 15.99 | 47.79 | 0.64 | 16.95 | 81.37 | 4.2778 | 3583.0648 | 424.2 | -0.074899 | 0.098992
21479 | 14E22G12H11D07M01W03 | 15.99 | 47.79 | 0.64 | 12.18 | 76.6 | 4.2778 | 3583.0648 | 357.84 | -0.074899 | 0.15181
21480 | 14E22G12H11D07M01W04 | 15.99 | 47.79 | 0.64 | 8.86 | 73.28 | 4.2778 | 3583.0648 | 312.06 | -0.074899 | 0.18857
21481 | 14E22G12H11D07M02W02 | 15.65 | 46.71 | 0.64 | 16.95 | 79.95 | 4.2778 | 3466.1588 | 420 | -0.050607 | 0.11472
21482 | 14E22G12H12D05M01W02 | 13.57 | 38.97 | 0.64 | 16.95 | 70.13 | 3.4222 | 2920.5977 | 397.95 | 0.12348 | 0.22345 | 1
21483 | 14E22G12H12D05M01W03 | 13.57 | 38.97 | 0.64 | 12.18 | 65.36 | 3.4222 | 2920.5977 | 331.59 | 0.12348 | 0.27627 | 1
21484 | 14E22G12H12D07M01W02 | 13.9 | 39.8 | 0.64 | 16.95 | 71.29 | 3.5 | 2978.0252 | 401.94 | 0.10481 | 0.21061 | 1
21485 | 14E22G12H12D07M01W03 | 13.9 | 39.8 | 0.64 | 12.18 | 66.52 | 3.5 | 2978.0252 | 335.58 | 0.10481 | 0.26343 | 1
21486 | 14E22G12H12D07M01W04 | 13.9 | 39.8 | 0.64 | 8.86 | 63.2 | 3.5 | 2978.0252 | 289.8 | 0.10481 | 0.30019 | 1
21487 | 14E22G12H12D07M02W02 | 13.6 | 38.9 | 0.64 | 16.95 | 70.09 | 3.5778 | 2881.6291 | 398.16 | 0.12506 | 0.2239 | 1
21488 | 14E22G12H13D05M01W02 | 13.57 | 38.07 | 0.64 | 16.95 | 69.23 | 3.4222 | 2822.1506 | 397.95 | 0.14372 | 0.23342 | 1
21489 | 14E22G12H13D05M01W03 | 13.57 | 38.07 | 0.64 | 12.18 | 64.46 | 3.4222 | 2822.1506 | 331.59 | 0.14372 | 0.28624 | 1
21490 | 14E22G12H13D07M01W02 | 13.9 | 38.9 | 0.64 | 16.95 | 70.39 | 3.5 | 2877.5271 | 401.94 | 0.12506 | 0.22057 | 1
21491 | 14E22G12H13D07M01W03 | 13.9 | 38.9 | 0.64 | 12.18 | 65.62 | 3.5 | 2877.5271 | 335.58 | 0.12506 | 0.27339 | 1
21492 | 14E22G12H13D07M01W04 | 13.9 | 38.9 | 0.64 | 8.86 | 62.3 | 3.5 | 2877.5271 | 289.8 | 0.12506 | 0.31015 | 1
21493 | 14E22G12H13D07M02W02 | 13.6 | 38.04 | 0.64 | 16.95 | 69.23 | 3.5778 | 2787.2839 | 398.16 | 0.1444 | 0.23342 | 1
21494 | 14E22G12H14D05M01W02 | 15.6 | 45.75 | 0.64 | 16.95 | 78.94 | 4.2 | 3398.4764 | 419.79 | -0.029015 | 0.1259
21495 | 14E22G12H14D05M01W03 | 15.6 | 45.75 | 0.64 | 12.18 | 74.17 | 4.2 | 3398.4764 | 353.43 | -0.029015 | 0.17872
21496 | 14E22G12H14D07M01W02 | 15.99 | 46.73 | 0.64 | 16.95 | 80.31 | 4.2778 | 3466.1588 | 424.2 | -0.051057 | 0.11073
21497 | 14E22G12H14D07M01W03 | 15.99 | 46.73 | 0.64 | 12.18 | 75.54 | 4.2778 | 3466.1588 | 357.84 | -0.051057 | 0.16355
21498 | 14E22G12H14D07M01W04 | 15.99 | 46.73 | 0.64 | 8.86 | 72.22 | 4.2778 | 3466.1588 | 312.06 | -0.051057 | 0.20031
21499 | 14E22G12H14D07M02W02 | 15.65 | 45.7 | 0.64 | 16.95 | 78.94 | 4.2778 | 3355.4058 | 420 | -0.02789 | 0.1259
21500 | 14E23G10H07D04M01W02 | 18.47 | 41.51 | 0.64 | 16.95 | 77.57 | 4.9778 | 2910.3428 | 453.81 | 0.066352 | 0.14107
21501 | 14E23G10H07D05M01W02 | 15.88 | 34.96 | 0.64 | 16.95 | 68.43 | 4.2 | 2489.8916 | 423.15 | 0.21368 | 0.24228 | 1
21502 | 14E23G10H07D05M01W03 | 15.88 | 34.96 | 0.64 | 12.18 | 63.66 | 4.2 | 2489.8916 | 356.79 | 0.21368 | 0.29509 | 1
21503 | 14E23G10H07D06M01W02 | 14.17 | 31.09 | 0.64 | 16.95 | 62.85 | 3.6556 | 2241.7228 | 402.78 | 0.30072 | 0.30406 | 1
21504 | 14E23G10H07D06M01W03 | 14.17 | 31.09 | 0.64 | 12.18 | 58.08 | 3.6556 | 2241.7228 | 336.42 | 0.30072 | 0.35688 | 1
21505 | 14E23G10H07D07M01W02 | 16.33 | 36 | 0.64 | 16.95 | 69.92 | 4.2778 | 2557.574 | 428.4 | 0.19028 | 0.22578 | 1
21506 | 14E23G10H07D07M01W03 | 16.33 | 36 | 0.64 | 12.18 | 65.15 | 4.2778 | 2557.574 | 362.04 | 0.19028 | 0.2786 | 1
21507 | 14E23G10H07D07M01W04 | 16.33 | 36 | 0.64 | 8.86 | 61.83 | 4.2778 | 2557.574 | 316.26 | 0.19028 | 0.31536 | 1
21508 | 14E23G10H07D07M02W02 | 16.22 | 34.79 | 0.64 | 16.95 | 68.6 | 4.2778 | 2483.7386 | 426.93 | 0.2175 | 0.24039 | 1
21509 | 14E23G10H08D05M01W02 | 13.98 | 34.96 | 0.64 | 16.95 | 66.53 | 4.2 | 2489.8916 | 398.58 | 0.21368 | 0.26332 | 1
21510 | 14E23G10H08D05M01W03 | 13.98 | 34.96 | 0.64 | 12.18 | 61.76 | 4.2 | 2489.8916 | 332.22 | 0.21368 | 0.31613 | 1
21511 | 14E23G10H08D06M01W02 | 12.47 | 31.09 | 0.64 | 16.95 | 61.15 | 3.6556 | 2241.7228 | 380.94 | 0.30072 | 0.32289 | 1
21512 | 14E23G10H08D06M01W03 | 12.47 | 31.09 | 0.64 | 12.18 | 56.38 | 3.6556 | 2241.7228 | 314.58 | 0.30072 | 0.37571 | 1
21513 | 14E23G10H08D07M01W02 | 14.38 | 36 | 0.64 | 16.95 | 67.97 | 4.2778 | 2557.574 | 403.2 | 0.19028 | 0.24737 | 1
21514 | 14E23G10H08D07M01W03 | 14.38 | 36 | 0.64 | 12.18 | 63.2 | 4.2778 | 2557.574 | 336.84 | 0.19028 | 0.30019 | 1
21515 | 14E23G10H08D07M01W04 | 14.38 | 36 | 0.64 | 8.86 | 59.88 | 4.2778 | 2557.574 | 291.06 | 0.19028 | 0.33695 | 1
21516 | 14E23G10H08D07M02W02 | 14.28 | 34.79 | 0.64 | 16.95 | 66.66 | 4.2778 | 2483.7386 | 401.73 | 0.2175 | 0.26188 | 1
21517 | 14E23G10H09D05M01W02 | 13.45 | 34.96 | 0.64 | 16.95 | 66 | 4.2 | 2489.8916 | 391.65 | 0.21368 | 0.26918 | 1
21518 | 14E23G10H09D05M01W03 | 13.45 | 34.96 | 0.64 | 12.18 | 61.23 | 4.2 | 2489.8916 | 325.29 | 0.21368 | 0.322 | 1
21519 | 14E23G10H09D07M01W02 | 13.83 | 36 | 0.64 | 16.95 | 67.42 | 4.2778 | 2557.574 | 396.06 | 0.19028 | 0.25346 | 1
21520 | 14E23G10H09D07M01W03 | 13.83 | 36 | 0.64 | 12.18 | 62.65 | 4.2778 | 2557.574 | 329.7 | 0.19028 | 0.30628 | 1
21521 | 14E23G10H09D07M01W04 | 13.83 | 36 | 0.64 | 8.86 | 59.33 | 4.2778 | 2557.574 | 283.92 | 0.19028 | 0.34304 | 1
21522 | 14E23G10H09D07M02W02 | 13.74 | 34.79 | 0.64 | 16.95 | 66.12 | 4.2778 | 2483.7386 | 394.8 | 0.2175 | 0.26786 | 1
21523 | 14E23G10H10D05M01W02 | 15.88 | 30.01 | 0.64 | 16.95 | 63.48 | 3.5 | 2204.8052 | 423.15 | 0.32501 | 0.29709 | 1
21524 | 14E23G10H10D05M01W03 | 15.88 | 30.01 | 0.64 | 12.18 | 58.71 | 3.5 | 2204.8052 | 356.79 | 0.32501 | 0.34991 | 1
21525 | 14E23G10H10D07M01W02 | 16.33 | 30.89 | 0.64 | 16.95 | 64.81 | 3.5778 | 2266.3346 | 428.4 | 0.30522 | 0.28236 | 1
21526 | 14E23G10H10D07M01W03 | 16.33 | 30.89 | 0.64 | 12.18 | 60.04 | 3.5778 | 2266.3346 | 362.04 | 0.30522 | 0.33518 | 1
21527 | 14E23G10H10D07M01W04 | 16.33 | 30.89 | 0.64 | 8.86 | 56.72 | 3.5778 | 2266.3346 | 316.26 | 0.30522 | 0.37194 | 1
21528 | 14E23G10H10D07M02W02 | 16.22 | 29.86 | 0.64 | 16.95 | 63.67 | 3.5778 | 2200.7032 | 426.93 | 0.32839 | 0.29498 | 1
21529 | 14E23G10H11D05M01W02 | 15.88 | 27.89 | 0.64 | 16.95 | 61.36 | 3.1889 | 2089.9502 | 423.15 | 0.37269 | 0.32056 | 1
21530 | 14E23G10H11D05M01W03 | 15.88 | 27.89 | 0.64 | 12.18 | 56.59 | 3.1889 | 2089.9502 | 356.79 | 0.37269 | 0.37338 | 1
21531 | 14E23G10H11D06M01W02 | 14.17 | 24.83 | 0.64 | 16.95 | 56.59 | 2.8 | 1886.903 | 402.78 | 0.44152 | 0.37338 | 2
21532 | 14E23G10H11D06M01W03 | 14.17 | 24.83 | 0.64 | 12.18 | 51.82 | 2.8 | 1886.903 | 336.42 | 0.44152 | 0.4262 | 2
21533 | 14E23G10H11D07M01W02 | 16.33 | 28.71 | 0.64 | 16.95 | 62.63 | 3.2667 | 2145.3267 | 428.4 | 0.35425 | 0.3065 | 1
21534 | 14E23G10H11D07M01W03 | 16.33 | 28.71 | 0.64 | 12.18 | 57.86 | 3.2667 | 2145.3267 | 362.04 | 0.35425 | 0.35932 | 1
21535 | 14E23G10H11D07M01W04 | 16.33 | 28.71 | 0.64 | 8.86 | 54.54 | 3.2667 | 2145.3267 | 316.26 | 0.35425 | 0.39608 | 1
21536 | 14E23G10H11D07M02W02 | 16.22 | 27.76 | 0.64 | 16.95 | 61.57 | 3.2667 | 2085.8482 | 426.93 | 0.37562 | 0.31824 | 1
21537 | 14E23G10H12D05M01W02 | 13.81 | 23.22 | 0.64 | 16.95 | 54.62 | 2.6444 | 1733.0794 | 401.1 | 0.47773 | 0.39519 | 2
21538 | 14E23G10H12D05M01W03 | 13.81 | 23.22 | 0.64 | 12.18 | 49.85 | 2.6444 | 1733.0794 | 334.74 | 0.47773 | 0.44801 | 2
21539 | 14E23G10H12D07M01W02 | 14.2 | 23.91 | 0.64 | 16.95 | 55.7 | 2.7222 | 1776.15 | 405.72 | 0.46221 | 0.38324 | 2
21540 | 14E23G10H12D07M01W03 | 14.2 | 23.91 | 0.64 | 12.18 | 50.93 | 2.7222 | 1776.15 | 339.36 | 0.46221 | 0.43605 | 2
21541 | 14E23G10H12D07M01W04 | 14.2 | 23.91 | 0.64 | 8.86 | 47.61 | 2.7222 | 1776.15 | 293.58 | 0.46221 | 0.47282 | 2
21542 | 14E23G10H12D07M02W02 | 14.1 | 23.11 | 0.64 | 16.95 | 54.8 | 2.7222 | 1726.9265 | 404.25 | 0.48021 | 0.3932 | 2
21543 | 14E23G10H13D05M01W02 | 13.81 | 22.79 | 0.64 | 16.95 | 54.19 | 2.6444 | 1685.9068 | 401.1 | 0.4874 | 0.39996 | 2
21544 | 14E23G10H13D05M01W03 | 13.81 | 22.79 | 0.64 | 12.18 | 49.42 | 2.6444 | 1685.9068 | 334.74 | 0.4874 | 0.45277 | 2
21545 | 14E23G10H13D07M01W02 | 14.2 | 23.47 | 0.64 | 16.95 | 55.26 | 2.7222 | 1728.9774 | 405.72 | 0.47211 | 0.38811 | 2
21546 | 14E23G10H13D07M01W03 | 14.2 | 23.47 | 0.64 | 12.18 | 50.49 | 2.7222 | 1728.9774 | 339.36 | 0.47211 | 0.44093 | 2
21547 | 14E23G10H13D07M01W04 | 14.2 | 23.47 | 0.64 | 8.86 | 47.17 | 2.7222 | 1728.9774 | 293.58 | 0.47211 | 0.47769 | 2
21548 | 14E23G10H13D07M02W02 | 14.1 | 22.68 | 0.64 | 16.95 | 54.37 | 2.7222 | 1681.8049 | 404.25 | 0.48988 | 0.39796 | 2
21549 | 14E23G10H14D05M01W02 | 15.88 | 27.39 | 0.64 | 16.95 | 60.86 | 3.1889 | 2036.6247 | 423.15 | 0.38394 | 0.3261 | 1
21550 | 14E23G10H14D05M01W03 | 15.88 | 27.39 | 0.64 | 12.18 | 56.09 | 3.1889 | 2036.6247 | 356.79 | 0.38394 | 0.37892 | 1
21551 | 14E23G10H14D07M01W02 | 16.33 | 28.2 | 0.64 | 16.95 | 62.12 | 3.2667 | 2092.0012 | 428.4 | 0.36572 | 0.31215 | 1
21552 | 14E23G10H14D07M01W03 | 16.33 | 28.2 | 0.64 | 12.18 | 57.35 | 3.2667 | 2092.0012 | 362.04 | 0.36572 | 0.36497 | 1
21553 | 14E23G10H14D07M01W04 | 16.33 | 28.2 | 0.64 | 8.86 | 54.03 | 3.2667 | 2092.0012 | 316.26 | 0.36572 | 0.40173 | 1
21554 | 14E23G10H14D07M02W02 | 16.22 | 27.26 | 0.64 | 16.95 | 61.07 | 3.2667 | 2032.5227 | 426.93 | 0.38686 | 0.32377 | 1
21555 | 14E23G11H07D04M01W02 | 20.45 | 35.85 | 0.64 | 16.95 | 73.89 | 4.6667 | 2571.9309 | 477.54 | 0.19366 | 0.18182 | 1
21556 | 14E23G11H07D05M01W02 | 17.65 | 30.19 | 0.64 | 16.95 | 65.43 | 3.8889 | 2204.8052 | 444.15 | 0.32096 | 0.2755 | 1
21557 | 14E23G11H07D05M01W03 | 17.65 | 30.19 | 0.64 | 12.18 | 60.66 | 3.8889 | 2204.8052 | 377.79 | 0.32096 | 0.32831 | 1
21558 | 14E23G11H07D06M01W02 | 15.76 | 26.63 | 0.64 | 16.95 | 59.98 | 3.4222 | 1975.0952 | 421.68 | 0.40103 | 0.33584 | 1
21559 | 14E23G11H07D06M01W03 | 15.76 | 26.63 | 0.64 | 12.18 | 55.21 | 3.4222 | 1975.0952 | 355.32 | 0.40103 | 0.38866 | 2
21560 | 14E23G11H07D07M01W02 | 18.13 | 31.14 | 0.64 | 16.95 | 66.86 | 4.0444 | 2268.3856 | 449.82 | 0.2996 | 0.25966 | 1
21561 | 14E23G11H07D07M01W03 | 18.13 | 31.14 | 0.64 | 12.18 | 62.09 | 4.0444 | 2268.3856 | 383.46 | 0.2996 | 0.31248 | 1
21562 | 14E23G11H07D07M01W04 | 18.13 | 31.14 | 0.64 | 8.86 | 58.77 | 4.0444 | 2268.3856 | 337.68 | 0.2996 | 0.34924 | 1
21563 | 14E23G11H07D07M02W02 | 18.08 | 30 | 0.64 | 16.95 | 65.67 | 4.0444 | 2202.7542 | 448.98 | 0.32524 | 0.27284 | 1
21564 | 14E23G11H08D05M01W02 | 15.54 | 30.19 | 0.64 | 16.95 | 63.32 | 3.8889 | 2204.8052 | 416.85 | 0.32096 | 0.29886 | 1
21565 | 14E23G11H08D05M01W03 | 15.54 | 30.19 | 0.64 | 12.18 | 58.55 | 3.8889 | 2204.8052 | 350.49 | 0.32096 | 0.35168 | 1
21566 | 14E23G11H08D06M01W02 | 13.87 | 26.63 | 0.64 | 16.95 | 58.09 | 3.4222 | 1975.0952 | 397.32 | 0.40103 | 0.35677 | 2
21567 | 14E23G11H08D06M01W03 | 13.87 | 26.63 | 0.64 | 12.18 | 53.32 | 3.4222 | 1975.0952 | 330.96 | 0.40103 | 0.40959 | 2
21568 | 14E23G11H08D07M01W02 | 15.96 | 31.14 | 0.64 | 16.95 | 64.69 | 4.0444 | 2268.3856 | 421.89 | 0.2996 | 0.28369 | 1
21569 | 14E23G11H08D07M01W03 | 15.96 | 31.14 | 0.64 | 12.18 | 59.92 | 4.0444 | 2268.3856 | 355.53 | 0.2996 | 0.33651 | 1
21570 | 14E23G11H08D07M01W04 | 15.96 | 31.14 | 0.64 | 8.86 | 56.6 | 4.0444 | 2268.3856 | 309.75 | 0.2996 | 0.37327 | 1
21571 | 14E23G11H08D07M02W02 | 15.92 | 30 | 0.64 | 16.95 | 63.51 | 4.0444 | 2202.7542 | 421.05 | 0.32524 | 0.29676 | 1
21572 | 14E23G11H09D05M01W02 | 14.95 | 30.19 | 0.64 | 16.95 | 62.73 | 3.8889 | 2204.8052 | 409.29 | 0.32096 | 0.30539 | 1
21573 | 14E23G11H09D05M01W03 | 14.95 | 30.19 | 0.64 | 12.18 | 57.96 | 3.8889 | 2204.8052 | 342.93 | 0.32096 | 0.35821 | 1
21574 | 14E23G11H09D07M01W02 | 15.36 | 31.14 | 0.64 | 16.95 | 64.09 | 4.0444 | 2268.3856 | 413.91 | 0.2996 | 0.29033 | 1
21575 | 14E23G11H09D07M01W03 | 15.36 | 31.14 | 0.64 | 12.18 | 59.32 | 4.0444 | 2268.3856 | 347.55 | 0.2996 | 0.34315 | 1
21576 | 14E23G11H09D07M01W04 | 15.36 | 31.14 | 0.64 | 8.86 | 56 | 4.0444 | 2268.3856 | 301.77 | 0.2996 | 0.37991 | 1
21577 | 14E23G11H09D07M02W02 | 15.32 | 30 | 0.64 | 16.95 | 62.91 | 4.0444 | 2202.7542 | 413.28 | 0.32524 | 0.3034 | 1
21578 | 14E23G11H10D05M01W02 | 17.65 | 25.9 | 0.64 | 16.95 | 61.14 | 3.2667 | 1962.7893 | 444.15 | 0.41745 | 0.323 | 1
21579 | 14E23G11H10D05M01W03 | 17.65 | 25.9 | 0.64 | 12.18 | 56.37 | 3.2667 | 1962.7893 | 377.79 | 0.41745 | 0.37582 | 2
21580 | 14E23G11H10D07M01W02 | 18.13 | 26.72 | 0.64 | 16.95 | 62.44 | 3.4222 | 2016.1149 | 449.82 | 0.39901 | 0.3086 | 1
21581 | 14E23G11H10D07M01W03 | 18.13 | 26.72 | 0.64 | 12.18 | 57.67 | 3.4222 | 2016.1149 | 383.46 | 0.39901 | 0.36142 | 1
21582 | 14E23G11H10D07M01W04 | 18.13 | 26.72 | 0.64 | 8.86 | 54.35 | 3.4222 | 2016.1149 | 337.68 | 0.39901 | 0.39818 | 1
21583 | 14E23G11H10D07M02W02 | 18.08 | 25.74 | 0.64 | 16.95 | 61.41 | 3.3444 | 1960.7384 | 448.98 | 0.42105 | 0.32001 | 1
21584 | 14E23G11H11D05M01W02 | 17.65 | 24.07 | 0.64 | 16.95 | 59.31 | 3.0333 | 1862.2912 | 444.15 | 0.45861 | 0.34326 | 1
21585 | 14E23G11H11D05M01W03 | 17.65 | 24.07 | 0.64 | 12.18 | 54.54 | 3.0333 | 1862.2912 | 377.79 | 0.45861 | 0.39608 | 2
21586 | 14E23G11H11D06M01W02 | 15.76 | 21.25 | 0.64 | 16.95 | 54.6 | 2.6444 | 1673.6009 | 421.68 | 0.52204 | 0.39542 | 2
21587 | 14E23G11H11D06M01W03 | 15.76 | 21.25 | 0.64 | 12.18 | 49.83 | 2.6444 | 1673.6009 | 355.32 | 0.52204 | 0.44823 | 2
21588 | 14E23G11H11D07M01W02 | 18.13 | 24.82 | 0.64 | 16.95 | 60.54 | 3.1111 | 1913.5658 | 449.82 | 0.44175 | 0.32964 | 1
21589 | 14E23G11H11D07M01W03 | 18.13 | 24.82 | 0.64 | 12.18 | 55.77 | 3.1111 | 1913.5658 | 383.46 | 0.44175 | 0.38246 | 2
21590 | 14E23G11H11D07M01W04 | 18.13 | 24.82 | 0.64 | 8.86 | 52.45 | 3.1111 | 1913.5658 | 337.68 | 0.44175 | 0.41922 | 2
21591 | 14E23G11H11D07M02W02 | 18.08 | 23.92 | 0.64 | 16.95 | 59.59 | 3.1111 | 1862.2912 | 448.98 | 0.46199 | 0.34016 | 1
21592 | 14E23G11H12D05M01W02 | 15.34 | 20.04 | 0.64 | 16.95 | 52.97 | 2.4889 | 1540.2871 | 419.58 | 0.54926 | 0.41346 | 2
21593 | 14E23G11H12D05M01W03 | 15.34 | 20.04 | 0.64 | 12.18 | 48.2 | 2.4889 | 1540.2871 | 353.22 | 0.54926 | 0.46628 | 2
21594 | 14E23G11H12D07M01W02 | 15.76 | 20.67 | 0.64 | 16.95 | 54.02 | 2.5667 | 1581.3068 | 424.62 | 0.53509 | 0.40184 | 2
21595 | 14E23G11H12D07M01W03 | 15.76 | 20.67 | 0.64 | 12.18 | 49.25 | 2.5667 | 1581.3068 | 358.26 | 0.53509 | 0.45466 | 2
21596 | 14E23G11H12D07M01W04 | 15.76 | 20.67 | 0.64 | 8.86 | 45.93 | 2.5667 | 1581.3068 | 312.48 | 0.53509 | 0.49142 | 2
21597 | 14E23G11H12D07M02W02 | 15.72 | 19.92 | 0.64 | 16.95 | 53.23 | 2.5667 | 1538.2362 | 423.78 | 0.55196 | 0.41059 | 2
21598 | 14E23G11H13D05M01W02 | 15.34 | 19.67 | 0.64 | 16.95 | 52.6 | 2.4889 | 1503.3695 | 419.58 | 0.55758 | 0.41756 | 2
21599 | 14E23G11H13D05M01W03 | 15.34 | 19.67 | 0.64 | 12.18 | 47.83 | 2.4889 | 1503.3695 | 353.22 | 0.55758 | 0.47038 | 2
21600 | 14E23G11H13D07M01W02 | 15.76 | 20.29 | 0.64 | 16.95 | 53.64 | 2.5667 | 1542.3381 | 424.62 | 0.54363 | 0.40605 | 2
21601 | 14E23G11H13D07M01W03 | 15.76 | 20.29 | 0.64 | 12.18 | 48.87 | 2.5667 | 1542.3381 | 358.26 | 0.54363 | 0.45886 | 2
21602 | 14E23G11H13D07M01W04 | 15.76 | 20.29 | 0.64 | 8.86 | 45.55 | 2.5667 | 1542.3381 | 312.48 | 0.54363 | 0.49563 | 2
21603 | 14E23G11H13D07M02W02 | 15.72 | 19.55 | 0.64 | 16.95 | 52.86 | 2.5667 | 1499.2675 | 423.78 | 0.56028 | 0.41468 | 2
21604 | 14E23G11H14D05M01W02 | 17.65 | 23.64 | 0.64 | 16.95 | 58.88 | 3.0333 | 1817.1696 | 444.15 | 0.46829 | 0.34802 | 1
21605 | 14E23G11H14D05M01W03 | 17.65 | 23.64 | 0.64 | 12.18 | 54.11 | 3.0333 | 1817.1696 | 377.79 | 0.46829 | 0.40084 | 2
21606 | 14E23G11H14D07M01W02 | 18.13 | 24.39 | 0.64 | 16.95 | 60.11 | 3.1111 | 1868.4442 | 449.82 | 0.45142 | 0.3344 | 1
21607 | 14E23G11H14D07M01W03 | 18.13 | 24.39 | 0.64 | 12.18 | 55.34 | 3.1111 | 1868.4442 | 383.46 | 0.45142 | 0.38722 | 2
21608 | 14E23G11H14D07M01W04 | 18.13 | 24.39 | 0.64 | 8.86 | 52.02 | 3.1111 | 1868.4442 | 337.68 | 0.45142 | 0.42398 | 2
21609 | 14E23G11H14D07M02W02 | 18.08 | 23.5 | 0.64 | 16.95 | 59.17 | 3.1111 | 1817.1696 | 448.98 | 0.47143 | 0.34481 | 1
21610 | 14E23G12H07D04M01W02 | 14.54 | 67.08 | 0.64 | 16.95 | 99.21 | 6.2222 | 4745.9713 | 406.98 | -0.50877 | -0.098549
21611 | 14E23G12H07D05M01W02 | 12.43 | 56.68 | 0.64 | 16.95 | 86.7 | 5.2889 | 4060.9435 | 381.99 | -0.27485 | 0.039973
21612 | 14E23G12H07D05M01W03 | 12.43 | 56.68 | 0.64 | 12.18 | 81.93 | 5.2889 | 4060.9435 | 315.63 | -0.27485 | 0.092791
21613 | 14E23G12H07D06M01W02 | 11.15 | 51.96 | 0.64 | 16.95 | 80.7 | 4.8222 | 3747.1433 | 366.66 | -0.16869 | 0.10641
21614 | 14E23G12H07D06M01W03 | 11.15 | 51.96 | 0.64 | 12.18 | 75.93 | 4.8222 | 3747.1433 | 300.3 | -0.16869 | 0.15923
21615 | 14E23G12H07D07M01W02 | 12.77 | 57.93 | 0.64 | 16.95 | 88.29 | 5.4444 | 4142.9827 | 385.77 | -0.30297 | 0.022367
21616 | 14E23G12H07D07M01W03 | 12.77 | 57.93 | 0.64 | 12.18 | 83.52 | 5.4444 | 4142.9827 | 319.41 | -0.30297 | 0.075185
21617 | 14E23G12H07D07M01W04 | 12.77 | 57.93 | 0.64 | 8.86 | 80.2 | 5.4444 | 4142.9827 | 273.63 | -0.30297 | 0.11195
21618 | 14E23G12H07D07M02W02 | 12.42 | 56.65 | 0.64 | 16.95 | 86.66 | 5.4444 | 4011.7199 | 381.57 | -0.27418 | 0.040416
21619 | 14E23G12H08D05M01W02 | 10.94 | 56.68 | 0.64 | 16.95 | 85.21 | 5.2889 | 4060.9435 | 362.67 | -0.27485 | 0.056472
21620 | 14E23G12H08D05M01W03 | 10.94 | 56.68 | 0.64 | 12.18 | 80.44 | 5.2889 | 4060.9435 | 296.31 | -0.27485 | 0.10929
21621 | 14E23G12H08D06M01W02 | 9.82 | 51.96 | 0.64 | 16.95 | 79.37 | 4.8222 | 3747.1433 | 349.44 | -0.16869 | 0.12114
21622 | 14E23G12H08D06M01W03 | 9.82 | 51.96 | 0.64 | 12.18 | 74.6 | 4.8222 | 3747.1433 | 283.08 | -0.16869 | 0.17396
21623 | 14E23G12H08D07M01W02 | 11.24 | 57.93 | 0.64 | 16.95 | 86.76 | 5.4444 | 4142.9827 | 366.24 | -0.30297 | 0.039309
21624 | 14E23G12H08D07M01W03 | 11.24 | 57.93 | 0.64 | 12.18 | 81.99 | 5.4444 | 4142.9827 | 299.88 | -0.30297 | 0.092127
21625 | 14E23G12H08D07M01W04 | 11.24 | 57.93 | 0.64 | 8.86 | 78.67 | 5.4444 | 4142.9827 | 254.1 | -0.30297 | 0.12889
21626 | 14E23G12H08D07M02W02 | 10.93 | 56.65 | 0.64 | 16.95 | 85.17 | 5.4444 | 4011.7199 | 362.46 | -0.27418 | 0.056915
21627 | 14E23G12H09D05M01W02 | 10.53 | 56.68 | 0.64 | 16.95 | 84.8 | 5.2889 | 4060.9435 | 357.42 | -0.27485 | 0.061012
21628 | 14E23G12H09D05M01W03 | 10.53 | 56.68 | 0.64 | 12.18 | 80.03 | 5.2889 | 4060.9435 | 291.06 | -0.27485 | 0.11383
21629 | 14E23G12H09D07M01W02 | 10.81 | 57.93 | 0.64 | 16.95 | 86.33 | 5.4444 | 4142.9827 | 360.78 | -0.30297 | 0.04407
21630 | 14E23G12H09D07M01W03 | 10.81 | 57.93 | 0.64 | 12.18 | 81.56 | 5.4444 | 4142.9827 | 294.42 | -0.30297 | 0.096888
21631 | 14E23G12H09D07M01W04 | 10.81 | 57.93 | 0.64 | 8.86 | 78.24 | 5.4444 | 4142.9827 | 248.64 | -0.30297 | 0.13365
21632 | 14E23G12H09D07M02W02 | 10.52 | 56.65 | 0.64 | 16.95 | 84.76 | 5.4444 | 4011.7199 | 357.21 | -0.27418 | 0.061455
21633 | 14E23G12H10D05M01W02 | 12.43 | 48.84 | 0.64 | 16.95 | 78.86 | 4.4333 | 3581.0138 | 381.99 | -0.098516 | 0.12679
21634 | 14E23G12H10D05M01W03 | 12.43 | 48.84 | 0.64 | 12.18 | 74.09 | 4.4333 | 3581.0138 | 315.63 | -0.098516 | 0.1796
21635 | 14E23G12H10D07M01W02 | 12.77 | 49.92 | 0.64 | 16.95 | 80.28 | 4.5111 | 3652.7981 | 385.77 | -0.12281 | 0.11106
21636 | 14E23G12H10D07M01W03 | 12.77 | 49.92 | 0.64 | 12.18 | 75.51 | 4.5111 | 3652.7981 | 319.41 | -0.12281 | 0.16388
21637 | 14E23G12H10D07M01W04 | 12.77 | 49.92 | 0.64 | 8.86 | 72.19 | 4.5111 | 3652.7981 | 273.63 | -0.12281 | 0.20064
21638 | 14E23G12H10D07M02W02 | 12.42 | 48.79 | 0.64 | 16.95 | 78.8 | 4.5889 | 3535.8922 | 381.57 | -0.097391 | 0.12745
21639 | 14E23G12H11D05M01W02 | 12.43 | 45.55 | 0.64 | 16.95 | 75.57 | 4.0444 | 3392.3235 | 381.99 | -0.024516 | 0.16322
21640 | 14E23G12H11D05M01W03 | 12.43 | 45.55 | 0.64 | 12.18 | 70.8 | 4.0444 | 3392.3235 | 315.63 | -0.024516 | 0.21603
21641 | 14E23G12H11D06M01W02 | 11.15 | 41.79 | 0.64 | 16.95 | 70.53 | 3.7333 | 3131.8488 | 366.66 | 0.060054 | 0.21902 | 1
21642 | 14E23G12H11D06M01W03 | 11.15 | 41.79 | 0.64 | 12.18 | 65.76 | 3.7333 | 3131.8488 | 300.3 | 0.060054 | 0.27184 | 1
21643 | 14E23G12H11D07M01W02 | 12.77 | 46.55 | 0.64 | 16.95 | 76.91 | 4.2 | 3457.9549 | 385.77 | -0.047009 | 0.14838
21644 | 14E23G12H11D07M01W03 | 12.77 | 46.55 | 0.64 | 12.18 | 72.14 | 4.2 | 3457.9549 | 319.41 | -0.047009 | 0.2012
21645 | 14E23G12H11D07M01W04 | 12.77 | 46.55 | 0.64 | 8.86 | 68.82 | 4.2 | 3457.9549 | 273.63 | -0.047009 | 0.23796
21646 | 14E23G12H11D07M02W02 | 12.42 | 45.48 | 0.64 | 16.95 | 75.49 | 4.2 | 3347.2019 | 381.57 | -0.022942 | 0.1641
21647 | 14E23G12H12D05M01W02 | 10.81 | 37.94 | 0.64 | 16.95 | 66.34 | 3.3444 | 2824.2016 | 364.56 | 0.14665 | 0.26542 | 1
21648 | 14E23G12H12D05M01W03 | 10.81 | 37.94 | 0.64 | 12.18 | 61.57 | 3.3444 | 2824.2016 | 298.2 | 0.14665 | 0.31824 | 1
21649 | 14E23G12H12D07M01W02 | 11.1 | 38.77 | 0.64 | 16.95 | 67.46 | 3.4222 | 2877.5271 | 368.13 | 0.12798 | 0.25302 | 1
21650 | 14E23G12H12D07M01W03 | 11.1 | 38.77 | 0.64 | 12.18 | 62.69 | 3.4222 | 2877.5271 | 301.77 | 0.12798 | 0.30584 | 1
21651 | 14E23G12H12D07M01W04 | 11.1 | 38.77 | 0.64 | 8.86 | 59.37 | 3.4222 | 2877.5271 | 255.99 | 0.12798 | 0.3426 | 1
21652 | 14E23G12H12D07M02W02 | 10.79 | 37.88 | 0.64 | 16.95 | 66.26 | 3.5 | 2783.182 | 364.35 | 0.148 | 0.2663 | 1
21653 | 14E23G12H13D05M01W02 | 10.81 | 37.06 | 0.64 | 16.95 | 65.46 | 3.3444 | 2723.7035 | 364.56 | 0.16644 | 0.27516 | 1
21654 | 14E23G12H13D05M01W03 | 10.81 | 37.06 | 0.64 | 12.18 | 60.69 | 3.3444 | 2723.7035 | 298.2 | 0.16644 | 0.32798 | 1
21655 | 14E23G12H13D07M01W02 | 11.1 | 37.88 | 0.64 | 16.95 | 66.57 | 3.4222 | 2777.029 | 368.13 | 0.148 | 0.26287 | 1
21656 | 14E23G12H13D07M01W03 | 11.1 | 37.88 | 0.64 | 12.18 | 61.8 | 3.4222 | 2777.029 | 301.77 | 0.148 | 0.31569 | 1
21657 | 14E23G12H13D07M01W04 | 11.1 | 37.88 | 0.64 | 8.86 | 58.48 | 3.4222 | 2777.029 | 255.99 | 0.148 | 0.35245 | 1
21658 | 14E23G12H13D07M02W02 | 10.79 | 37.03 | 0.64 | 16.95 | 65.41 | 3.5 | 2688.8368 | 364.35 | 0.16712 | 0.27572 | 1
21659 | 14E23G12H14D05M01W02 | 12.43 | 44.53 | 0.64 | 16.95 | 74.55 | 4.0444 | 3275.4175 | 381.99 | -0.0015744 | 0.17451 | 1
21660 | 14E23G12H14D05M01W03 | 12.43 | 44.53 | 0.64 | 12.18 | 69.78 | 4.0444 | 3275.4175 | 315.63 | -0.0015744 | 0.22733 | 1
21661 | 14E23G12H14D07M01W02 | 12.77 | 45.51 | 0.64 | 16.95 | 75.87 | 4.2 | 3341.0489 | 385.77 | -0.023617 | 0.15989
21662 | 14E23G12H14D07M01W03 | 12.77 | 45.51 | 0.64 | 12.18 | 71.1 | 4.2 | 3341.0489 | 319.41 | -0.023617 | 0.21271
21663 | 14E23G12H14D07M01W04 | 12.77 | 45.51 | 0.64 | 8.86 | 67.78 | 4.2 | 3341.0489 | 273.63 | -0.023617 | 0.24947
21664 | 14E23G12H14D07M02W02 | 12.42 | 44.49 | 0.64 | 16.95 | 74.5 | 4.2 | 3236.4489 | 381.57 | -0.00067476 | 0.17506 | 1
21665 | 14E24G10H07D04M01W02 | 20.37 | 44.24 | 0.64 | 16.95 | 82.2 | 5.1333 | 3113.39 | 476.49 | 0.0049483 | 0.089802
21666 | 14E24G10H07D05M01W02 | 17.54 | 37.3 | 0.64 | 16.95 | 72.43 | 4.3556 | 2666.276 | 442.89 | 0.16104 | 0.19798 | 1
21667 | 14E24G10H07D05M01W03 | 17.54 | 37.3 | 0.64 | 12.18 | 67.66 | 4.3556 | 2666.276 | 376.53 | 0.16104 | 0.2508 | 1
21668 | 14E24G10H07D06M01W02 | 15.74 | 33.29 | 0.64 | 16.95 | 66.62 | 3.8111 | 2405.8013 | 421.47 | 0.25124 | 0.26232 | 1
21669 | 14E24G10H07D06M01W03 | 15.74 | 33.29 | 0.64 | 12.18 | 61.85 | 3.8111 | 2405.8013 | 355.11 | 0.25124 | 0.31514 | 1
21670 | 14E24G10H07D07M01W02 | 18 | 38.38 | 0.64 | 16.95 | 73.97 | 4.4333 | 2736.0094 | 448.35 | 0.13675 | 0.18093 | 1
21671 | 14E24G10H07D07M01W03 | 18 | 38.38 | 0.64 | 12.18 | 69.2 | 4.4333 | 2736.0094 | 381.99 | 0.13675 | 0.23375 | 1
21672 | 14E24G10H07D07M01W04 | 18 | 38.38 | 0.64 | 8.86 | 65.88 | 4.4333 | 2736.0094 | 336.21 | 0.13675 | 0.27051 | 1
21673 | 14E24G10H07D07M02W02 | 17.88 | 37.17 | 0.64 | 16.95 | 72.64 | 4.4333 | 2658.0721 | 446.67 | 0.16397 | 0.19566 | 1
21674 | 14E24G10H08D05M01W02 | 15.44 | 37.3 | 0.64 | 16.95 | 70.33 | 4.3556 | 2666.276 | 415.8 | 0.16104 | 0.22124 | 1
21675 | 14E24G10H08D05M01W03 | 15.44 | 37.3 | 0.64 | 12.18 | 65.56 | 4.3556 | 2666.276 | 349.44 | 0.16104 | 0.27406 | 1
21676 | 14E24G10H08D06M01W02 | 13.85 | 33.29 | 0.64 | 16.95 | 64.73 | 3.8111 | 2405.8013 | 397.11 | 0.25124 | 0.28325 | 1
21677 | 14E24G10H08D06M01W03 | 13.85 | 33.29 | 0.64 | 12.18 | 59.96 | 3.8111 | 2405.8013 | 330.75 | 0.25124 | 0.33606 | 1
21678 | 14E24G10H08D07M01W02 | 15.85 | 38.38 | 0.64 | 16.95 | 71.82 | 4.4333 | 2736.0094 | 420.42 | 0.13675 | 0.20474 | 1
21679 | 14E24G10H08D07M01W03 | 15.85 | 38.38 | 0.64 | 12.18 | 67.05 | 4.4333 | 2736.0094 | 354.06 | 0.13675 | 0.25756 | 1
21680 | 14E24G10H08D07M01W04 | 15.85 | 38.38 | 0.64 | 8.86 | 63.73 | 4.4333 | 2736.0094 | 308.28 | 0.13675 | 0.29432 | 1
21681 | 14E24G10H08D07M02W02 | 15.75 | 37.17 | 0.64 | 16.95 | 70.51 | 4.4333 | 2658.0721 | 419.16 | 0.16397 | 0.21924 | 1
21682 | 14E24G10H09D05M01W02 | 14.86 | 37.3 | 0.64 | 16.95 | 69.75 | 4.3556 | 2666.276 | 408.24 | 0.16104 | 0.22766 | 1
21683 | 14E24G10H09D05M01W03 | 14.86 | 37.3 | 0.64 | 12.18 | 64.98 | 4.3556 | 2666.276 | 341.88 | 0.16104 | 0.28048 | 1
21684 | 14E24G10H09D07M01W02 | 15.25 | 38.38 | 0.64 | 16.95 | 71.22 | 4.4333 | 2736.0094 | 412.65 | 0.13675 | 0.21138 | 1
21685 | 14E24G10H09D07M01W03 | 15.25 | 38.38 | 0.64 | 12.18 | 66.45 | 4.4333 | 2736.0094 | 346.29 | 0.13675 | 0.2642 | 1
21686 | 14E24G10H09D07M01W04 | 15.25 | 38.38 | 0.64 | 8.86 | 63.13 | 4.4333 | 2736.0094 | 300.51 | 0.13675 | 0.30096 | 1
21687 | 14E24G10H09D07M02W02 | 15.15 | 37.17 | 0.64 | 16.95 | 69.91 | 4.4333 | 2658.0721 | 411.39 | 0.16397 | 0.22589 | 1
21688 | 14E24G10H10D05M01W02 | 17.54 | 32.01 | 0.64 | 16.95 | 67.14 | 3.6556 | 2362.7307 | 442.89 | 0.28003 | 0.25656 | 1
21689 | 14E24G10H10D05M01W03 | 17.54 | 32.01 | 0.64 | 12.18 | 62.37 | 3.6556 | 2362.7307 | 376.53 | 0.28003 | 0.30938 | 1
21690 | 14E24G10H10D07M01W02 | 18 | 32.93 | 0.64 | 16.95 | 68.52 | 3.7333 | 2422.2092 | 448.35 | 0.25933 | 0.24128 | 1
21691 | 14E24G10H10D07M01W03 | 18 | 32.93 | 0.64 | 12.18 | 63.75 | 3.7333 | 2422.2092 | 381.99 | 0.25933 | 0.2941 | 1
21692 | 14E24G10H10D07M01W04 | 18 | 32.93 | 0.64 | 8.86 | 60.43 | 3.7333 | 2422.2092 | 336.21 | 0.25933 | 0.33086 | 1
21693 | 14E24G10H10D07M02W02 | 17.88 | 31.9 | 0.64 | 16.95 | 67.37 | 3.7333 | 2354.5268 | 446.67 | 0.2825 | 0.25401 | 1
21694 | 14E24G10H11D05M01W02 | 17.54 | 29.76 | 0.64 | 16.95 | 64.89 | 3.3444 | 2239.6718 | 442.89 | 0.33063 | 0.28147 | 1
21695 | 14E24G10H11D05M01W03 | 17.54 | 29.76 | 0.64 | 12.18 | 60.12 | 3.3444 | 2239.6718 | 376.53 | 0.33063 | 0.33429 | 1
21696 | 14E24G10H11D06M01W02 | 15.74 | 26.58 | 0.64 | 16.95 | 59.91 | 2.9556 | 2022.2678 | 421.47 | 0.40216 | 0.33662 | 1
21697 | 14E24G10H11D06M01W03 | 15.74 | 26.58 | 0.64 | 12.18 | 55.14 | 2.9556 | 2022.2678 | 355.11 | 0.40216 | 0.38944 | 2
21698 | 14E24G10H11D07M01W02 | 18 | 30.61 | 0.64 | 16.95 | 66.2 | 3.4222 | 2295.0483 | 448.35 | 0.31152 | 0.26697 | 1
21699 | 14E24G10H11D07M01W03 | 18 | 30.61 | 0.64 | 12.18 | 61.43 | 3.4222 | 2295.0483 | 381.99 | 0.31152 | 0.31979 | 1
21700 | 14E24G10H11D07M01W04 | 18 | 30.61 | 0.64 | 8.86 | 58.11 | 3.4222 | 2295.0483 | 336.21 | 0.31152 | 0.35655 | 1
21701 | 14E24G10H11D07M02W02 | 17.88 | 29.65 | 0.64 | 16.95 | 65.12 | 3.4222 | 2231.4679 | 446.67 | 0.33311 | 0.27893 | 1
21702 | 14E24G10H12D05M01W02 | 15.25 | 24.78 | 0.64 | 16.95 | 57.62 | 2.7222 | 1852.0363 | 418.53 | 0.44265 | 0.36198 | 2
21703 | 14E24G10H12D05M01W03 | 15.25 | 24.78 | 0.64 | 12.18 | 52.85 | 2.7222 | 1852.0363 | 352.17 | 0.44265 | 0.41479 | 2
21704 | 14E24G10H12D07M01W02 | 15.66 | 25.49 | 0.64 | 16.95 | 58.74 | 2.8778 | 1901.2599 | 423.36 | 0.42668 | 0.34957 | 1
21705 | 14E24G10H12D07M01W03 | 15.66 | 25.49 | 0.64 | 12.18 | 53.97 | 2.8778 | 1901.2599 | 357 | 0.42668 | 0.40239 | 2
21706 | 14E24G10H12D07M01W04 | 15.66 | 25.49 | 0.64 | 8.86 | 50.65 | 2.8778 | 1901.2599 | 311.22 | 0.42668 | 0.43915 | 2
21707 | 14E24G10H12D07M02W02 | 15.55 | 24.69 | 0.64 | 16.95 | 57.83 | 2.8778 | 1847.9344 | 421.89 | 0.44467 | 0.35965 | 2
21708 | 14E24G10H13D05M01W02 | 15.25 | 24.32 | 0.64 | 16.95 | 57.16 | 2.7222 | 1804.8638 | 418.53 | 0.45299 | 0.36707 | 2
21709 | 14E24G10H13D05M01W03 | 15.25 | 24.32 | 0.64 | 12.18 | 52.39 | 2.7222 | 1804.8638 | 352.17 | 0.45299 | 0.41989 | 2
21710 | 14E24G10H13D07M01W02 | 15.66 | 25.02 | 0.64 | 16.95 | 58.27 | 2.8778 | 1849.9854 | 423.36 | 0.43725 | 0.35478 | 2
21711 | 14E24G10H13D07M01W03 | 15.66 | 25.02 | 0.64 | 12.18 | 53.5 | 2.8778 | 1849.9854 | 357 | 0.43725 | 0.4076 | 2
21712 | 14E24G10H13D07M01W04 | 15.66 | 25.02 | 0.64 | 8.86 | 50.18 | 2.8778 | 1849.9854 | 311.22 | 0.43725 | 0.44436 | 2
21713 | 14E24G10H13D07M02W02 | 15.55 | 24.23 | 0.64 | 16.95 | 57.37 | 2.8778 | 1798.7108 | 421.89 | 0.45502 | 0.36474 | 2
21714 | 14E24G10H14D05M01W02 | 17.54 | 29.22 | 0.64 | 16.95 | 64.35 | 3.3444 | 2182.2444 | 442.89 | 0.34278 | 0.28745 | 1
21715 | 14E24G10H14D05M01W03 | 17.54 | 29.22 | 0.64 | 12.18 | 59.58 | 3.3444 | 2182.2444 | 376.53 | 0.34278 | 0.34027 | 1
21716 | 14E24G10H14D07M01W02 | 18 | 30.07 | 0.64 | 16.95 | 65.66 | 3.4222 | 2237.6209 | 448.35 | 0.32366 | 0.27295 | 1
21717 | 14E24G10H14D07M01W03 | 18 | 30.07 | 0.64 | 12.18 | 60.89 | 3.4222 | 2237.6209 | 381.99 | 0.32366 | 0.32577 | 1
21718 | 14E24G10H14D07M01W04 | 18 | 30.07 | 0.64 | 8.86 | 57.57 | 3.4222 | 2237.6209 | 336.21 | 0.32366 | 0.36253 | 1
21719 | 14E24G10H14D07M02W02 | 17.88 | 29.12 | 0.64 | 16.95 | 64.59 | 3.4222 | 2176.0914 | 446.67 | 0.34503 | 0.2848 | 1
21720 | 14E24G11H07D04M01W02 | 22.36 | 38.63 | 0.64 | 16.95 | 78.58 | 4.8222 | 2772.927 | 500.22 | 0.13113 | 0.12989
21721 | 14E24G11H07D05M01W02 | 19.3 | 32.58 | 0.64 | 16.95 | 69.47 | 4.0444 | 2381.1896 | 463.89 | 0.26721 | 0.23076 | 1
21722 | 14E24G11H07D05M01W03 | 19.3 | 32.58 | 0.64 | 12.18 | 64.7 | 4.0444 | 2381.1896 | 397.53 | 0.26721 | 0.28358 | 1
21723 | 14E24G11H07D06M01W02 | 17.34 | 28.84 | 0.64 | 16.95 | 63.77 | 3.5778 | 2137.1228 | 440.58 | 0.35133 | 0.29388 | 1
21724 | 14E24G11H07D06M01W03 | 17.34 | 28.84 | 0.64 | 12.18 | 59 | 3.5778 | 2137.1228 | 374.22 | 0.35133 | 0.34669 | 1
21725 | 14E24G11H07D07M01W02 | 19.81 | 33.58 | 0.64 | 16.95 | 70.98 | 4.2 | 2444.77 | 469.98 | 0.24471 | 0.21404 | 1
21726 | 14E24G11H07D07M01W03 | 19.81 | 33.58 | 0.64 | 12.18 | 66.21 | 4.2 | 2444.77 | 403.62 | 0.24471 | 0.26686 | 1
21727 | 14E24G11H07D07M01W04 | 19.81 | 33.58 | 0.64 | 8.86 | 62.89 | 4.2 | 2444.77 | 357.84 | 0.24471 | 0.30362 | 1
21728 | 14E24G11H07D07M02W02 | 19.73 | 32.39 | 0.64 | 16.95 | 69.71 | 4.2 | 2375.0366 | 468.72 | 0.27148 | 0.2281 | 1
21729 | 14E24G11H08D05M01W02 | 16.99 | 32.58 | 0.64 | 16.95 | 67.16 | 4.0444 | 2381.1896 | 434.07 | 0.26721 | 0.25634 | 1
21730 | 14E24G11H08D05M01W03 | 16.99 | 32.58 | 0.64 | 12.18 | 62.39 | 4.0444 | 2381.1896 | 367.71 | 0.26721 | 0.30916 | 1
21731 | 14E24G11H08D06M01W02 | 15.27 | 28.84 | 0.64 | 16.95 | 61.7 | 3.5778 | 2137.1228 | 413.7 | 0.35133 | 0.3168 | 1
21732 | 14E24G11H08D06M01W03 | 15.27 | 28.84 | 0.64 | 12.18 | 56.93 | 3.5778 | 2137.1228 | 347.34 | 0.35133 | 0.36962 | 1
21733 | 14E24G11H08D07M01W02 | 17.44 | 33.58 | 0.64 | 16.95 | 68.61 | 4.2 | 2444.77 | 439.32 | 0.24471 | 0.24028 | 1
21734 | 14E24G11H08D07M01W03 | 17.44 | 33.58 | 0.64 | 12.18 | 63.84 | 4.2 | 2444.77 | 372.96 | 0.24471 | 0.2931 | 1
21735 | 14E24G11H08D07M01W04 | 17.44 | 33.58 | 0.64 | 8.86 | 60.52 | 4.2 | 2444.77 | 327.18 | 0.24471 | 0.32986 | 1
21736 | 14E24G11H08D07M02W02 | 17.37 | 32.39 | 0.64 | 16.95 | 67.35 | 4.2 | 2375.0366 | 438.27 | 0.27148 | 0.25424 | 1
21737 | 14E24G11H09D05M01W02 | 16.35 | 32.58 | 0.64 | 16.95 | 66.52 | 4.0444 | 2381.1896 | 425.67 | 0.26721 | 0.26343 | 1
21738 | 14E24G11H09D05M01W03 | 16.35 | 32.58 | 0.64 | 12.18 | 61.75 | 4.0444 | 2381.1896 | 359.31 | 0.26721 | 0.31624 | 1
21739 | 14E24G11H09D07M01W02 | 16.78 | 33.58 | 0.64 | 16.95 | 67.95 | 4.2 | 2444.77 | 430.71 | 0.24471 | 0.24759 | 1
21740 | 14E24G11H09D07M01W03 | 16.78 | 33.58 | 0.64 | 12.18 | 63.18 | 4.2 | 2444.77 | 364.35 | 0.24471 | 0.30041 | 1
21741 | 14E24G11H09D07M01W04 | 16.78 | 33.58 | 0.64 | 8.86 | 59.86 | 4.2 | 2444.77 | 318.57 | 0.24471 | 0.33717 | 1
21742 | 14E24G11H09D07M02W02 | 16.72 | 32.39 | 0.64 | 16.95 | 66.7 | 4.2 | 2375.0366 | 429.87 | 0.27148 | 0.26143 | 1
21743 | 14E24G11H10D05M01W02 | 19.3 | 27.95 | 0.64 | 16.95 | 64.84 | 3.4222 | 2116.613 | 463.89 | 0.37135 | 0.28203 | 1
21744 | 14E24G11H10D05M01W03 | 19.3 | 27.95 | 0.64 | 12.18 | 60.07 | 3.4222 | 2116.613 | 397.53 | 0.37135 | 0.33485 | 1
21745 | 14E24G11H10D07M01W02 | 19.81 | 28.8 | 0.64 | 16.95 | 66.2 | 3.5 | 2174.0404 | 469.98 | 0.35223 | 0.26697 | 1
21746 | 14E24G11H10D07M01W03 | 19.81 | 28.8 | 0.64 | 12.18 | 61.43 | 3.5 | 2174.0404 | 403.62 | 0.35223 | 0.31979 | 1
21747 | 14E24G11H10D07M01W04 | 19.81 | 28.8 | 0.64 | 8.86 | 58.11 | 3.5 | 2174.0404 | 357.84 | 0.35223 | 0.35655 | 1
21748 | 14E24G11H10D07M02W02 | 19.73 | 27.79 | 0.64 | 16.95 | 65.11 | 3.5 | 2114.562 | 468.72 | 0.37494 | 0.27904 | 1
21749 | 14E24G11H11D05M01W02 | 19.3 | 25.97 | 0.64 | 16.95 | 62.86 | 3.1111 | 2009.9619 | 463.89 | 0.41588 | 0.30395 | 1
21750 | 14E24G11H11D05M01W03 | 19.3 | 25.97 | 0.64 | 12.18 | 58.09 | 3.1111 | 2009.9619 | 397.53 | 0.41588 | 0.35677 | 2
21751 | 14E24G11H11D06M01W02 | 17.34 | 23.02 | 0.64 | 16.95 | 57.95 | 2.7222 | 1806.9147 | 440.58 | 0.48223 | 0.35832 | 2
21752 | 14E24G11H11D06M01W03 | 17.34 | 23.02 | 0.64 | 12.18 | 53.18 | 2.7222 | 1806.9147 | 374.22 | 0.48223 | 0.41114 | 2
21753 | 14E24G11H11D07M01W02 | 19.81 | 26.76 | 0.64 | 16.95 | 64.16 | 3.2667 | 2063.2874 | 469.98 | 0.39811 | 0.28956 | 1
21754 | 14E24G11H11D07M01W03 | 19.81 | 26.76 | 0.64 | 12.18 | 59.39 | 3.2667 | 2063.2874 | 403.62 | 0.39811 | 0.34238 | 1
21755 | 14E24G11H11D07M01W04 | 19.81 | 26.76 | 0.64 | 8.86 | 56.07 | 3.2667 | 2063.2874 | 357.84 | 0.39811 | 0.37914 | 1
21756 | 14E24G11H11D07M02W02 | 19.73 | 25.83 | 0.64 | 16.95 | 63.15 | 3.1889 | 2005.8599 | 468.72 | 0.41903 | 0.30074 | 1
21757 | 14E24G11H12D05M01W02 | 16.78 | 21.62 | 0.64 | 16.95 | 55.99 | 2.5667 | 1659.2441 | 437.01 | 0.51372 | 0.38002 | 2
21758 | 14E24G11H12D05M01W03 | 16.78 | 21.62 | 0.64 | 12.18 | 51.22 | 2.5667 | 1659.2441 | 370.65 | 0.51372 | 0.43284 | 2
21759 | 14E24G11H12D07M01W02 | 17.22 | 22.28 | 0.64 | 16.95 | 57.09 | 2.6444 | 1702.3147 | 442.26 | 0.49888 | 0.36784 | 2
21760 | 14E24G11H12D07M01W03 | 17.22 | 22.28 | 0.64 | 12.18 | 52.32 | 2.6444 | 1702.3147 | 375.9 | 0.49888 | 0.42066 | 2
21761 | 14E24G11H12D07M01W04 | 17.22 | 22.28 | 0.64 | 8.86 | 49 | 2.6444 | 1702.3147 | 330.12 | 0.49888 | 0.45742 | 2
21762 | 14E24G11H12D07M02W02 | 17.15 | 21.5 | 0.64 | 16.95 | 56.24 | 2.6444 | 1657.1931 | 441.42 | 0.51642 | 0.37726 | 2
21763 | 14E24G11H13D05M01W02 | 16.78 | 21.23 | 0.64 | 16.95 | 55.6 | 2.5667 | 1618.2244 | 437.01 | 0.52249 | 0.38434 | 2
21764 | 14E24G11H13D05M01W03 | 16.78 | 21.23 | 0.64 | 12.18 | 50.83 | 2.5667 | 1618.2244 | 370.65 | 0.52249 | 0.43716 | 2
21765 | 14E24G11H13D07M01W02 | 17.22 | 21.88 | 0.64 | 16.95 | 56.69 | 2.6444 | 1659.2441 | 442.26 | 0.50787 | 0.37227 | 2
21766 | 14E24G11H13D07M01W03 | 17.22 | 21.88 | 0.64 | 12.18 | 51.92 | 2.6444 | 1659.2441 | 375.9 | 0.50787 | 0.42509 | 2
21767 | 14E24G11H13D07M01W04 | 17.22 | 21.88 | 0.64 | 8.86 | 48.6 | 2.6444 | 1659.2441 | 330.12 | 0.50787 | 0.46185 | 2
21768 | 14E24G11H13D07M02W02 | 17.15 | 21.11 | 0.64 | 16.95 | 55.85 | 2.6444 | 1614.1225 | 441.42 | 0.52519 | 0.38157 | 2
21769 | 14E24G11H14D05M01W02 | 19.3 | 25.51 | 0.64 | 16.95 | 62.4 | 3.1111 | 1960.7384 | 463.89 | 0.42623 | 0.30905 | 1
21770 | 14E24G11H14D05M01W03 | 19.3 | 25.51 | 0.64 | 12.18 | 57.63 | 3.1111 | 1960.7384 | 397.53 | 0.42623 | 0.36186 | 2
21771 | 14E24G11H14D07M01W02 | 19.81 | 26.3 | 0.64 | 16.95 | 63.7 | 3.2667 | 2014.0639 | 469.98 | 0.40846 | 0.29465 | 1
21772 | 14E24G11H14D07M01W03 | 19.81 | 26.3 | 0.64 | 12.18 | 58.93 | 3.2667 | 2014.0639 | 403.62 | 0.40846 | 0.34747 | 1
21773 | 14E24G11H14D07M01W04 | 19.81 | 26.3 | 0.64 | 8.86 | 55.61 | 3.2667 | 2014.0639 | 357.84 | 0.40846 | 0.38423 | 2
21774 | 14E24G11H14D07M02W02 | 19.73 | 25.37 | 0.64 | 16.95 | 62.69 | 3.1889 | 1958.6874 | 468.72 | 0.42937 | 0.30584 | 1
21775 | 14E24G12H07D04M01W02 | 16.39 | 69.53 | 0.64 | 16.95 | 103.51 | 6.3778 | 4955.1714 | 429.03 | -0.56388 | -0.14616
21776 | 14E24G12H07D05M01W02 | 14.04 | 58.83 | 0.64 | 16.95 | 90.46 | 5.4444 | 4243.4808 | 401.1 | -0.32321 | -0.0016609
21777 | 14E24G12H07D05M01W03 | 14.04 | 58.83 | 0.64 | 12.18 | 85.69 | 5.4444 | 4243.4808 | 334.74 | -0.32321 | 0.051157
21778 | 14E24G12H07D06M01W02 | 12.66 | 54.04 | 0.64 | 16.95 | 84.29 | 4.9778 | 3919.4257 | 384.72 | -0.21547 | 0.066659
21779 | 14E24G12H07D06M01W03 | 12.66 | 54.04 | 0.64 | 12.18 | 79.52 | 4.9778 | 3919.4257 | 318.36 | -0.21547 | 0.11948
21780 | 14E24G12H07D07M01W02 | 14.39 | 60.09 | 0.64 | 16.95 | 92.07 | 5.5222 | 4325.5201 | 405.3 | -0.35155 | -0.019488
21781 | 14E24G12H07D07M01W03 | 14.39 | 60.09 | 0.64 | 12.18 | 87.3 | 5.5222 | 4325.5201 | 338.94 | -0.35155 | 0.03333
21782 | 14E24G12H07D07M01W04 | 14.39 | 60.09 | 0.64 | 8.86 | 83.98 | 5.5222 | 4325.5201 | 293.16 | -0.35155 | 0.070092
21783 | 14E24G12H07D07M02W02 | 14.02 | 58.81 | 0.64 | 16.95 | 90.42 | 5.6 | 4190.1553 | 400.68 | -0.32276 | -0.001218
21784 | 14E24G12H08D05M01W02 | 12.36 | 58.83 | 0.64 | 16.95 | 88.78 | 5.4444 | 4243.4808 | 379.47 | -0.32321 | 0.016942
21785 | 14E24G12H08D05M01W03 | 12.36 | 58.83 | 0.64 | 12.18 | 84.01 | 5.4444 | 4243.4808 | 313.11 | -0.32321 | 0.06976
21786 | 14E24G12H08D06M01W02 | 11.15 | 54.04 | 0.64 | 16.95 | 82.78 | 4.9778 | 3919.4257 | 365.19 | -0.21547 | 0.083379
21787 | 14E24G12H08D06M01W03 | 11.15 | 54.04 | 0.64 | 12.18 | 78.01 | 4.9778 | 3919.4257 | 298.83 | -0.21547 | 0.1362
21788 | 14E24G12H08D07M01W02 | 12.67 | 60.09 | 0.64 | 16.95 | 90.35 | 5.5222 | 4325.5201 | 383.04 | -0.35155 | -0.00044292
21789 | 14E24G12H08D07M01W03 | 12.67 | 60.09 | 0.64 | 12.18 | 85.58 | 5.5222 | 4325.5201 | 316.68 | -0.35155 | 0.052375
21790 | 14E24G12H08D07M01W04 | 12.67 | 60.09 | 0.64 | 8.86 | 82.26 | 5.5222 | 4325.5201 | 270.9 | -0.35155 | 0.089137
21791 | 14E24G12H08D07M02W02 | 12.34 | 58.81 | 0.64 | 16.95 | 88.74 | 5.6 | 4190.1553 | 379.05 | -0.32276 | 0.017385
21792 | 14E24G12H09D05M01W02 | 11.89 | 58.83 | 0.64 | 16.95 | 88.31 | 5.4444 | 4243.4808 | 373.38 | -0.32321 | 0.022146
21793 | 14E24G12H09D05M01W03 | 11.89 | 58.83 | 0.64 | 12.18 | 83.54 | 5.4444 | 4243.4808 | 307.02 | -0.32321 | 0.074964
21794 | 14E24G12H09D07M01W02 | 12.19 | 60.09 | 0.64 | 16.95 | 89.87 | 5.5222 | 4325.5201 | 376.95 | -0.35155 | 0.0048721
21795 | 14E24G12H09D07M01W03 | 12.19 | 60.09 | 0.64 | 12.18 | 85.1 | 5.5222 | 4325.5201 | 310.59 | -0.35155 | 0.05769
21796 | 14E24G12H09D07M01W04 | 12.19 | 60.09 | 0.64 | 8.86 | 81.78 | 5.5222 | 4325.5201 | 264.81 | -0.35155 | 0.094452
21797 | 14E24G12H09D07M02W02 | 11.88 | 58.81 | 0.64 | 16.95 | 88.28 | 5.6 | 4190.1553 | 372.96 | -0.32276 | 0.022478
21798 | 14E24G12H10D05M01W02 | 14.04 | 50.7 | 0.64 | 16.95 | 82.33 | 4.5889 | 3743.0413 | 401.1 | -0.14035 | 0.088362
21799 | 14E24G12H10D05M01W03 | 14.04 | 50.7 | 0.64 | 12.18 | 77.56 | 4.5889 | 3743.0413 | 334.74 | -0.14035 | 0.14118
21800 | 14E24G12H10D07M01W02 | 14.39 | 51.78 | 0.64 | 16.95 | 83.76 | 4.6667 | 3814.8257 | 405.3 | -0.16464 | 0.072528
21801 | 14E24G12H10D07M01W03 | 14.39 | 51.78 | 0.64 | 12.18 | 78.99 | 4.6667 | 3814.8257 | 338.94 | -0.16464 | 0.12535
21802 | 14E24G12H10D07M01W04 | 14.39 | 51.78 | 0.64 | 8.86 | 75.67 | 4.6667 | 3814.8257 | 293.16 | -0.16464 | 0.16211
21803 | 14E24G12H10D07M02W02 | 14.02 | 50.65 | 0.64 | 16.95 | 82.26 | 4.6667 | 3693.8178 | 400.68 | -0.13923 | 0.089137
21804 | 14E24G12H11D05M01W02 | 14.04 | 47.28 | 0.64 | 16.95 | 78.91 | 4.2 | 3546.1471 | 401.1 | -0.063428 | 0.12623
21805 | 14E24G12H11D05M01W03 | 14.04 | 47.28 | 0.64 | 12.18 | 74.14 | 4.2 | 3546.1471 | 334.74 | -0.063428 | 0.17905
21806 | 14E24G12H11D06M01W02 | 12.66 | 43.47 | 0.64 | 16.95 | 73.72 | 3.8111 | 3279.5195 | 384.72 | 0.022267 | 0.1837 | 1
21807 | 14E24G12H11D06M01W03 | 12.66 | 43.47 | 0.64 | 12.18 | 68.95 | 3.8111 | 3279.5195 | 318.36 | 0.022267 | 0.23652 | 1
21808 | 14E24G12H11D07M01W02 | 14.39 | 48.29 | 0.64 | 16.95 | 80.27 | 4.2778 | 3613.8295 | 405.3 | -0.086145 | 0.11117
21809 | 14E24G12H11D07M01W03 | 14.39 | 48.29 | 0.64 | 12.18 | 75.5 | 4.2778 | 3613.8295 | 338.94 | -0.086145 | 0.16399
21810 | 14E24G12H11D07M01W04 | 14.39 | 48.29 | 0.64 | 8.86 | 72.18 | 4.2778 | 3613.8295 | 293.16 | -0.086145 | 0.20075
21811 | 14E24G12H11D07M02W02 | 14.02 | 47.22 | 0.64 | 16.95 | 78.83 | 4.2778 | 3494.8725 | 400.68 | -0.062078 | 0.12712
21812 | 14E24G12H12D05M01W02 | 12.2 | 39.38 | 0.64 | 16.95 | 69.17 | 3.5 | 2947.2605 | 381.57 | 0.11426 | 0.23408 | 1
21813 | 14E24G12H12D05M01W03 | 12.2 | 39.38 | 0.64 | 12.18 | 64.4 | 3.5 | 2947.2605 | 315.21 | 0.11426 | 0.2869 | 1
21814 | 14E24G12H12D07M01W02 | 12.51 | 40.22 | 0.64 | 16.95 | 70.32 | 3.5778 | 3004.688 | 385.35 | 0.095367 | 0.22135 | 1
21815 | 14E24G12H12D07M01W03 | 12.51 | 40.22 | 0.64 | 12.18 | 65.55 | 3.5778 | 3004.688 | 318.99 | 0.095367 | 0.27417 | 1
21816 | 14E24G12H12D07M01W04 | 12.51 | 40.22 | 0.64 | 8.86 | 62.23 | 3.5778 | 3004.688 | 273.21 | 0.095367 | 0.31093 | 1
21817 | 14E24G12H12D07M02W02 | 12.19 | 39.33 | 0.64 | 16.95 | 69.11 | 3.5778 | 2908.2918 | 381.15 | 0.11538 | 0.23475 | 1
21818 | 14E24G12H13D05M01W02 | 12.2 | 38.47 | 0.64 | 16.95 | 68.26 | 3.5 | 2844.7114 | 381.57 | 0.13473 | 0.24416 | 1
21819 | 14E24G12H13D05M01W03 | 12.2 | 38.47 | 0.64 | 12.18 | 63.49 | 3.5 | 2844.7114 | 315.21 | 0.13473 | 0.29698 | 1
21820 | 14E24G12H13D07M01W02 | 12.51 | 39.29 | 0.64 | 16.95 | 69.39 | 3.5778 | 2900.0879 | 385.35 | 0.11628 | 0.23165 | 1
21821 | 14E24G12H13D07M01W03 | 12.51 | 39.29 | 0.64 | 12.18 | 64.62 | 3.5778 | 2900.0879 | 318.99 | 0.11628 | 0.28446 | 1
21822 | 14E24G12H13D07M01W04 | 12.51 | 39.29 | 0.64 | 8.86 | 61.3 | 3.5778 | 2900.0879 | 273.21 | 0.11628 | 0.32123 | 1
21823 | 14E24G12H13D07M02W02 | 12.19 | 38.44 | 0.64 | 16.95 | 68.22 | 3.5778 | 2809.8447 | 381.15 | 0.1354 | 0.2446 | 1
21824 | 14E24G12H14D05M01W02 | 14.04 | 46.22 | 0.64 | 16.95 | 77.85 | 4.2 | 3425.1392 | 401.1 | -0.039586 | 0.13797
21825 | 14E24G12H14D05M01W03 | 14.04 | 46.22 | 0.64 | 12.18 | 73.08 | 4.2 | 3425.1392 | 334.74 | -0.039586 | 0.19079
21826 | 14E24G12H14D07M01W02 | 14.39 | 47.21 | 0.64 | 16.95 | 79.19 | 4.2778 | 3492.8216 | 405.3 | -0.061853 | 0.12313
21827 | 14E24G12H14D07M01W03 | 14.39 | 47.21 | 0.64 | 12.18 | 74.42 | 4.2778 | 3492.8216 | 338.94 | -0.061853 | 0.17595
21828 | 14E24G12H14D07M01W04 | 14.39 | 47.21 | 0.64 | 8.86 | 71.1 | 4.2778 | 3492.8216 | 293.16 | -0.061853 | 0.21271
21829 | 14E24G12H14D07M02W02 | 14.02 | 46.19 | 0.64 | 16.95 | 77.8 | 4.2778 | 3380.0176 | 400.68 | -0.038911 | 0.13852
21830 | 14E25G10H07D04M01W02 | 30.17 | 73.01 | 0.64 | 16.95 | 120.77 | 7.0778 | 5186.9323 | 593.67 | -0.64215 | -0.33728
21831 | 14E25G10H07D05M01W02 | 25.53 | 59.35 | 0.64 | 16.95 | 102.47 | 5.8333 | 4272.1946 | 538.44 | -0.33491 | -0.13465
21832 | 14E25G10H07D05M01W03 | 25.53 | 59.35 | 0.64 | 12.18 | 97.7 | 5.8333 | 4272.1946 | 472.08 | -0.33491 | -0.081829
21833 | 14E25G10H07D06M01W02 | 23.54 | 52.42 | 0.64 | 16.95 | 93.55 | 5.2111 | 3820.9786 | 514.71 | -0.17904 | -0.035876
21834 | 14E25G10H07D06M01W03 | 23.54 | 52.42 | 0.64 | 12.18 | 88.78 | 5.2111 | 3820.9786 | 448.35 | -0.17904 | 0.016942
21835 | 14E25G10H07D07M01W02 | 26.03 | 61.27 | 0.64 | 16.95 | 104.89 | 5.9889 | 4397.3044 | 544.53 | -0.37809 | -0.16144
21836 | 14E25G10H07D07M01W03 | 26.03 | 61.27 | 0.64 | 12.18 | 100.12 | 5.9889 | 4397.3044 | 478.17 | -0.37809 | -0.10863
21837 | 14E25G10H07D07M01W04 | 26.03 | 61.27 | 0.64 | 8.86 | 96.8 | 5.9889 | 4397.3044 | 432.39 | -0.37809 | -0.071864
21838 | 14E25G10H07D07M02W02 | 25.82 | 59.64 | 0.64 | 16.95 | 103.05 | 6.0667 | 4253.7357 | 541.59 | -0.34143 | -0.14107
21839 | 14E25G10H08D05M01W02 | 22.47 | 59.35 | 0.64 | 16.95 | 99.41 | 5.8333 | 4272.1946 | 498.75 | -0.33491 | -0.10076
21840 | 14E25G10H08D05M01W03 | 22.47 | 59.35 | 0.64 | 12.18 | 94.64 | 5.8333 | 4272.1946 | 432.39 | -0.33491 | -0.047946
21841 | 14E25G10H08D06M01W02 | 20.72 | 52.42 | 0.64 | 16.95 | 90.73 | 5.2111 | 3820.9786 | 478.17 | -0.17904 | -0.0046506
21842 | 14E25G10H08D06M01W03 | 20.72 | 52.42 | 0.64 | 12.18 | 85.96 | 5.2111 | 3820.9786 | 411.81 | -0.17904 | 0.048167
21843 | 14E25G10H08D07M01W02 | 22.92 | 61.27 | 0.64 | 16.95 | 101.78 | 5.9889 | 4397.3044 | 504 | -0.37809 | -0.12701
21844 | 14E25G10H08D07M01W03 | 22.92 | 61.27 | 0.64 | 12.18 | 97.01 | 5.9889 | 4397.3044 | 437.64 | -0.37809 | -0.074189
21845 | 14E25G10H08D07M01W04 | 22.92 | 61.27 | 0.64 | 8.86 | 93.69 | 5.9889 | 4397.3044 | 391.86 | -0.37809 | -0.037427
21846 | 14E25G10H08D07M02W02 | 22.73 | 59.64 | 0.64 | 16.95 | 99.96 | 6.0667 | 4253.7357 | 501.48 | -0.34143 | -0.10685
21847 | 14E25G10H09D05M01W02 | 21.62 | 59.35 | 0.64 | 16.95 | 98.56 | 5.8333 | 4272.1946 | 487.83 | -0.33491 | -0.091352
21848 | 14E25G10H09D05M01W03 | 21.62 | 59.35 | 0.64 | 12.18 | 93.79 | 5.8333 | 4272.1946 | 421.47 | -0.33491 | -0.038534
21849 | 14E25G10H09D07M01W02 | 22.05 | 61.27 | 0.64 | 16.95 | 100.91 | 5.9889 | 4397.3044 | 492.87 | -0.37809 | -0.11737
21850 | 14E25G10H09D07M01W03 | 22.05 | 61.27 | 0.64 | 12.18 | 96.14 | 5.9889 | 4397.3044 | 426.51 | -0.37809 | -0.064555
21851 | 14E25G10H09D07M01W04 | 22.05 | 61.27 | 0.64 | 8.86 | 92.82 | 5.9889 | 4397.3044 | 380.73 | -0.37809 | -0.027793
21852 | 14E25G10H09D07M02W02 | 21.88 | 59.64 | 0.64 | 16.95 | 99.11 | 6.0667 | 4253.7357 | 490.35 | -0.34143 | -0.097442
21853 | 14E25G10H10D05M01W02 | 25.53 | 51 | 0.64 | 16.95 | 94.12 | 4.9 | 3775.857 | 538.44 | -0.1471 | -0.042188
21854 | 14E25G10H10D05M01W03 | 25.53 | 51 | 0.64 | 12.18 | 89.35 | 4.9 | 3775.857 | 472.08 | -0.1471 | 0.01063
21855 | 14E25G10H10D07M01W02 | 26.03 | 52.64 | 0.64 | 16.95 | 96.26 | 5.0556 | 3884.559 | 544.53 | -0.18399 | -0.065884
21856 | 14E25G10H10D07M01W03 | 26.03 | 52.64 | 0.64 | 12.18 | 91.49 | 5.0556 | 3884.559 | 478.17 | -0.18399 | -0.013066
21857 | 14E25G10H10D07M01W04 | 26.03 | 52.64 | 0.64 | 8.86 | 88.17 | 5.0556 | 3884.559 | 432.39 | -0.18399 | 0.023696
21858 | 14E25G10H10D07M02W02 | 25.82 | 51.22 | 0.64 | 16.95 | 94.63 | 5.0556 | 3759.4492 | 541.59 | -0.15205 | -0.047835
21859 | 14E25G10H11D05M01W02 | 25.53 | 47.44 | 0.64 | 16.95 | 90.56 | 4.5111 | 3574.8608 | 538.44 | -0.067027 | -0.0027682
21860 | 14E25G10H11D05M01W03 | 25.53 | 47.44 | 0.64 | 12.18 | 85.79 | 4.5111 | 3574.8608 | 472.08 | -0.067027 | 0.05005
21861 | 14E25G10H11D06M01W02 | 23.54 | 41.93 | 0.64 | 16.95 | 83.06 | 3.9667 | 3205.6841 | 514.71 | 0.056905 | 0.080279
21862 | 14E25G10H11D06M01W03 | 23.54 | 41.93 | 0.64 | 12.18 | 78.29 | 3.9667 | 3205.6841 | 448.35 | 0.056905 | 0.1331
21863 | 14E25G10H11D07M01W02 | 26.03 | 48.96 | 0.64 | 16.95 | 92.58 | 4.6667 | 3675.3589 | 544.53 | -0.10121 | -0.025136
21864 | 14E25G10H11D07M01W03 | 26.03 | 48.96 | 0.64 | 12.18 | 87.81 | 4.6667 | 3675.3589 | 478.17 | -0.10121 | 0.027682
21865 | 14E25G10H11D07M01W04 | 26.03 | 48.96 | 0.64 | 8.86 | 84.49 | 4.6667 | 3675.3589 | 432.39 | -0.10121 | 0.064445
21866 | 14E25G10H11D07M02W02 | 25.82 | 47.63 | 0.64 | 16.95 | 91.04 | 4.6667 | 3556.402 | 541.59 | -0.0713 | -0.0080833
21867 | 14E25G10H12D05M01W02 | 22.2 | 39.5 | 0.64 | 16.95 | 79.29 | 3.7333 | 2953.4134 | 502.74 | 0.11156 | 0.12202
21868 | 14E25G10H12D05M01W03 | 22.2 | 39.5 | 0.64 | 12.18 | 74.52 | 3.7333 | 2953.4134 | 436.38 | 0.11156 | 0.17484 | 1
21869 | 14E25G10H12D07M01W02 | 22.64 | 40.77 | 0.64 | 16.95 | 81 | 3.8111 | 3037.5037 | 508.2 | 0.082996 | 0.10309
21870 | 14E25G10H12D07M01W03 | 22.64 | 40.77 | 0.64 | 12.18 | 76.23 | 3.8111 | 3037.5037 | 441.84 | 0.082996 | 0.15591 | 1
21871 | 14E25G10H12D07M01W04 | 22.64 | 40.77 | 0.64 | 8.86 | 72.91 | 3.8111 | 3037.5037 | 396.06 | 0.082996 | 0.19267 | 1
21872 | 14E25G10H12D07M02W02 | 22.45 | 39.66 | 0.64 | 16.95 | 79.7 | 3.8889 | 2939.0565 | 505.47 | 0.10796 | 0.11748
21873 | 14E25G10H13D05M01W02 | 22.2 | 38.74 | 0.64 | 16.95 | 78.53 | 3.7333 | 2869.3232 | 502.74 | 0.12865 | 0.13044
21874 | 14E25G10H13D05M01W03 | 22.2 | 38.74 | 0.64 | 12.18 | 73.76 | 3.7333 | 2869.3232 | 436.38 | 0.12865 | 0.18326 | 1
21875 | 14E25G10H13D07M01W02 | 22.64 | 39.99 | 0.64 | 16.95 | 80.22 | 3.8111 | 2951.3624 | 508.2 | 0.10054 | 0.11173
21876 | 14E25G10H13D07M01W03 | 22.64 | 39.99 | 0.64 | 12.18 | 75.45 | 3.8111 | 2951.3624 | 441.84 | 0.10054 | 0.16454 | 1
21877 | 14E25G10H13D07M01W04 | 22.64 | 39.99 | 0.64 | 8.86 | 72.13 | 3.8111 | 2951.3624 | 396.06 | 0.10054 | 0.20131 | 1
21878 | 14E25G10H13D07M02W02 | 22.45 | 38.91 | 0.64 | 16.95 | 78.95 | 3.8889 | 2859.0683 | 505.47 | 0.12483 | 0.12579
21879 | 14E25G10H14D05M01W02 | 25.53 | 46.54 | 0.64 | 16.95 | 89.66 | 4.5111 | 3476.4137 | 538.44 | -0.046784 | 0.0071974
21880 | 14E25G10H14D05M01W03 | 25.53 | 46.54 | 0.64 | 12.18 | 84.89 | 4.5111 | 3476.4137 | 472.08 | -0.046784 | 0.060016
21881 | 14E25G10H14D07M01W02 | 26.03 | 48.05 | 0.64 | 16.95 | 91.67 | 4.6667 | 3576.9118 | 544.53 | -0.080747 | -0.015059
21882 | 14E25G10H14D07M01W03 | 26.03 | 48.05 | 0.64 | 12.18 | 86.9 | 4.6667 | 3576.9118 | 478.17 | -0.080747 | 0.037759
21883 | 14E25G10H14D07M01W04 | 26.03 | 48.05 | 0.64 | 8.86 | 83.58 | 4.6667 | 3576.9118 | 432.39 | -0.080747 | 0.074521
21884 | 14E25G10H14D07M02W02 | 25.82 | 46.76 | 0.64 | 16.95 | 90.17 | 4.6667 | 3462.0568 | 541.59 | -0.051732 | 0.0015502
21885 | 14E25G11H07D04M01W02 | 32.04 | 66.81 | 0.64 | 16.95 | 116.44 | 6.7667 | 4743.9203 | 616.14 | -0.5027 | -0.28934
21886 | 14E25G11H07D05M01W02 | 27.22 | 54.33 | 0.64 | 16.95 | 99.14 | 5.6 | 3917.3747 | 558.6 | -0.222 | -0.097774
21887 | 14E25G11H07D05M01W03 | 27.22 | 54.33 | 0.64 | 12.18 | 94.37 | 5.6 | 3917.3747 | 492.24 | -0.222 | -0.044956
21888 | 14E25G11H07D06M01W02 | 25.12 | 47.69 | 0.64 | 16.95 | 90.4 | 4.9778 | 3488.7196 | 533.61 | -0.07265 | -0.00099657
21889 | 14E25G11H07D06M01W03 | 25.12 | 47.69 | 0.64 | 12.18 | 85.63 | 4.9778 | 3488.7196 | 467.25 | -0.07265 | 0.051822
21890 | 14E25G11H07D07M01W02 | 27.75 | 56.17 | 0.64 | 16.95 | 101.51 | 5.7556 | 4036.3317 | 564.9 | -0.26338 | -0.12402
21891 | 14E25G11H07D07M01W03 | 27.75 | 56.17 | 0.64 | 12.18 | 96.74 | 5.7556 | 4036.3317 | 498.54 | -0.26338 | -0.071199
21892 | 14E25G11H07D07M01W04 | 27.75 | 56.17 | 0.64 | 8.86 | 93.42 | 5.7556 | 4036.3317 | 452.76 | -0.26338 | -0.034437
21893 | 14E25G11H07D07M02W02 | 27.59 | 54.56 | 0.64 | 16.95 | 99.74 | 5.8333 | 3907.1198 | 562.8 | -0.22717 | -0.10442
21894 | 14E25G11H08D05M01W02 | 23.96 | 54.33 | 0.64 | 16.95 | 95.88 | 5.6 | 3917.3747 | 516.39 | -0.222 | -0.061676
21895 | 14E25G11H08D05M01W03 | 23.96 | 54.33 | 0.64 | 12.18 | 91.11 | 5.6 | 3917.3747 | 450.03 | -0.222 | -0.0088584
21896 | 14E25G11H08D06M01W02 | 22.12 | 47.69 | 0.64 | 16.95 | 87.4 | 4.9778 | 3488.7196 | 494.76 | -0.07265 | 0.032222
21897 | 14E25G11H08D06M01W03 | 22.12 | 47.69 | 0.64 | 12.18 | 82.63 | 4.9778 | 3488.7196 | 428.4 | -0.07265 | 0.08504
21898 | 14E25G11H08D07M01W02 | 24.43 | 56.17 | 0.64 | 16.95 | 98.19 | 5.7556 | 4036.3317 | 521.85 | -0.26338 | -0.087255
21899 | 14E25G11H08D07M01W03 | 24.43 | 56.17 | 0.64 | 12.18 | 93.42 | 5.7556 | 4036.3317 | 455.49 | -0.26338 | -0.034437
21900 | 14E25G11H08D07M01W04 | 24.43 | 56.17 | 0.64 | 8.86 | 90.1 | 5.7556 | 4036.3317 | 409.71 | -0.26338 | 0.0023253
21901 | 14E25G11H08D07M02W02 | 24.29 | 54.56 | 0.64 | 16.95 | 96.44 | 5.8333 | 3907.1198 | 519.96 | -0.22717 | -0.067877
21902 | 14E25G11H09D05M01W02 | 23.06 | 54.33 | 0.64 | 16.95 | 94.98 | 5.6 | 3917.3747 | 504.63 | -0.222 | -0.051711
21903 | 14E25G11H09D05M01W03 | 23.06 | 54.33 | 0.64 | 12.18 | 90.21 | 5.6 | 3917.3747 | 438.27 | -0.222 | 0.0011073
21904 | 14E25G11H09D07M01W02 | 23.51 | 56.17 | 0.64 | 16.95 | 97.27 | 5.7556 | 4036.3317 | 509.88 | -0.26338 | -0.077068
21905 | 14E25G11H09D07M01W03 | 23.51 | 56.17 | 0.64 | 12.18 | 92.5 | 5.7556 | 4036.3317 | 443.52 | -0.26338 | -0.02425
21906 | 14E25G11H09D07M01W04 | 23.51 | 56.17 | 0.64 | 8.86 | 89.18 | 5.7556 | 4036.3317 | 397.74 | -0.26338 | 0.012512
21907 | 14E25G11H09D07M02W02 | 23.37 | 54.56 | 0.64 | 16.95 | 95.52 | 5.8333 | 3907.1198 | 508.2 | -0.22717 | -0.05769
21908 | 14E25G11H10D05M01W02 | 27.22 | 46.64 | 0.64 | 16.95 | 91.45 | 4.7444 | 3468.2098 | 558.6 | -0.049033 | -0.012623
21909 | 14E25G11H10D05M01W03 | 27.22 | 46.64 | 0.64 | 12.18 | 86.68 | 4.7444 | 3468.2098 | 492.24 | -0.049033 | 0.040195
21910 | 14E25G11H10D07M01W02 | 27.75 | 48.22 | 0.64 | 16.95 | 93.56 | 4.9 | 3570.7589 | 564.9 | -0.08457 | -0.035987
21911 | 14E25G11H10D07M01W03 | 27.75 | 48.22 | 0.64 | 12.18 | 88.79 | 4.9 | 3570.7589 | 498.54 | -0.08457 | 0.016831
21912 | 14E25G11H10D07M01W04 | 27.75 | 48.22 | 0.64 | 8.86 | 85.47 | 4.9 | 3570.7589 | 452.76 | -0.08457 | 0.053593
21913 | 14E25G11H10D07M02W02 | 27.59 | 46.83 | 0.64 | 16.95 | 92.01 | 4.9 | 3457.9549 | 562.8 | -0.053306 | -0.018824
21914 | 14E25G11H11D05M01W02 | 27.22 | 43.36 | 0.64 | 16.95 | 88.17 | 4.3556 | 3285.6724 | 558.6 | 0.024741 | 0.023696
21915 | 14E25G11H11D05M01W03 | 27.22 | 43.36 | 0.64 | 12.18 | 83.4 | 4.3556 | 3285.6724 | 492.24 | 0.024741 | 0.076514
21916 | 14E25G11H11D06M01W02 | 25.12 | 38.1 | 0.64 | 16.95 | 80.81 | 3.8111 | 2932.9036 | 533.61 | 0.14305 | 0.10519
21917 | 14E25G11H11D06M01W03 | 25.12 | 38.1 | 0.64 | 12.18 | 76.04 | 3.8111 | 2932.9036 | 467.25 | 0.14305 | 0.15801 | 1
21918 | 14E25G11H11D07M01W02 | 27.75 | 44.82 | 0.64 | 16.95 | 90.16 | 4.4333 | 3382.0686 | 564.9 | -0.0080972 | 0.0016609
21919 | 14E25G11H11D07M01W03 | 27.75 | 44.82 | 0.64 | 12.18 | 85.39 | 4.4333 | 3382.0686 | 498.54 | -0.0080972 | 0.054479
21920 | 14E25G11H11D07M01W04 | 27.75 | 44.82 | 0.64 | 8.86 | 82.07 | 4.4333 | 3382.0686 | 452.76 | -0.0080972 | 0.091241
21921 | 14E25G11H11D07M02W02 | 27.59 | 43.52 | 0.64 | 16.95 | 88.7 | 4.4333 | 3275.4175 | 562.8 | 0.021143 | 0.017827
21922 | 14E25G11H12D05M01W02 | 23.67 | 36.11 | 0.64 | 16.95 | 77.37 | 3.5778 | 2707.2956 | 520.59 | 0.18781 | 0.14328
21923 | 14E25G11H12D05M01W03 | 23.67 | 36.11 | 0.64 | 12.18 | 72.6 | 3.5778 | 2707.2956 | 454.23 | 0.18781 | 0.1961 | 1
21924 | 14E25G11H12D07M01W02 | 24.13 | 37.32 | 0.64 | 16.95 | 79.04 | 3.7333 | 2787.2839 | 526.26 | 0.16059 | 0.12479
21925 | 14E25G11H12D07M01W03 | 24.13 | 37.32 | 0.64 | 12.18 | 74.27 | 3.7333 | 2787.2839 | 459.9 | 0.16059 | 0.17761 | 1
21926 | 14E25G11H12D07M01W04 | 24.13 | 37.32 | 0.64 | 8.86 | 70.95 | 3.7333 | 2787.2839 | 414.12 | 0.16059 | 0.21437 | 1
21927 | 14E25G11H12D07M02W02 | 23.99 | 36.24 | 0.64 | 16.95 | 77.82 | 3.7333 | 2701.1427 | 524.37 | 0.18489 | 0.1383
21928 | 14E25G11H13D05M01W02 | 23.67 | 35.44 | 0.64 | 16.95 | 76.7 | 3.5778 | 2635.5113 | 520.59 | 0.20288 | 0.1507 | 1
21929 | 14E25G11H13D05M01W03 | 23.67 | 35.44 | 0.64 | 12.18 | 71.93 | 3.5778 | 2635.5113 | 454.23 | 0.20288 | 0.20352 | 1
21930 | 14E25G11H13D07M01W02 | 24.13 | 36.64 | 0.64 | 16.95 | 78.36 | 3.7333 | 2713.4486 | 526.26 | 0.17589 | 0.13232
21931 | 14E25G11H13D07M01W03 | 24.13 | 36.64 | 0.64 | 12.18 | 73.59 | 3.7333 | 2713.4486 | 459.9 | 0.17589 | 0.18514 | 1
21932 | 14E25G11H13D07M01W04 | 24.13 | 36.64 | 0.64 | 8.86 | 70.27 | 3.7333 | 2713.4486 | 414.12 | 0.17589 | 0.2219 | 1
21933 | 14E25G11H13D07M02W02 | 23.99 | 35.58 | 0.64 | 16.95 | 77.16 | 3.7333 | 2629.3583 | 524.37 | 0.19973 | 0.14561
21934 | 14E25G11H14D05M01W02 | 27.22 | 42.58 | 0.64 | 16.95 | 87.39 | 4.3556 | 3201.5822 | 558.6 | 0.042285 | 0.032333
21935 | 14E25G11H14D05M01W03 | 27.22 | 42.58 | 0.64 | 12.18 | 82.62 | 4.3556 | 3201.5822 | 492.24 | 0.042285 | 0.085151
21936 | 14E25G11H14D07M01W02 | 27.75 | 44.02 | 0.64 | 16.95 | 89.36 | 4.4333 | 3295.9273 | 564.9 | 0.0098965 | 0.010519
21937 | 14E25G11H14D07M01W03 | 27.75 | 44.02 | 0.64 | 12.18 | 84.59 | 4.4333 | 3295.9273 | 498.54 | 0.0098965 | 0.063337
21938 | 14E25G11H14D07M01W04 | 27.75 | 44.02 | 0.64 | 8.86 | 81.27 | 4.4333 | 3295.9273 | 452.76 | 0.0098965 | 0.1001
21939 | 14E25G11H14D07M02W02 | 27.59 | 42.75 | 0.64 | 16.95 | 87.93 | 4.4333 | 3193.3783 | 562.8 | 0.038462 | 0.026354
21940 | 14E25G12H07D04M01W02 | 26.37 | 100.28 | 0.64 | 16.95 | 144.24 | 8.4 | 7375.3296 | 548.52 | -1.2555 | -0.59717
21941 | 14E25G12H07D05M01W02 | 22.14 | 81.79 | 0.64 | 16.95 | 121.52 | 6.9222 | 6077.0583 | 498.12 | -0.83963 | -0.34559
21942 | 14E25G12H07D05M01W03 | 22.14 | 81.79 | 0.64 | 12.18 | 116.75 | 6.9222 | 6077.0583 | 431.76 | -0.83963 | -0.29277
21943 | 14E25G12H07D06M01W02 | 20.47 | 74.08 | 0.64 | 16.95 | 112.14 | 6.3 | 5539.7011 | 478.17 | -0.66622 | -0.24172
21944 | 14E25G12H07D06M01W03 | 20.47 | 74.08 | 0.64 | 12.18 | 107.37 | 6.3 | 5539.7011 | 411.81 | -0.66622 | -0.1889
21945 | 14E25G12H07D07M01W02 | 22.57 | 83.9 | 0.64 | 16.95 | 124.06 | 7.0778 | 6224.729 | 503.16 | -0.88709 | -0.37371
21946 | 14E25G12H07D07M01W03 | 22.57 | 83.9 | 0.64 | 12.18 | 119.29 | 7.0778 | 6224.729 | 436.8 | -0.88709 | -0.32089
21947 | 14E25G12H07D07M01W04 | 22.57 | 83.9 | 0.64 | 8.86 | 115.97 | 7.0778 | 6224.729 | 391.02 | -0.88709 | -0.28413
21948 | 14E25G12H07D07M02W02 | 22.02 | 82.22 | 0.64 | 16.95 | 121.83 | 7.1556 | 6023.7328 | 496.23 | -0.8493 | -0.34902
21949 | 14E25G12H08D05M01W02 | 19.48 | 81.79 | 0.64 | 16.95 | 118.86 | 6.9222 | 6077.0583 | 463.68 | -0.83963 | -0.31613
21950 | 14E25G12H08D05M01W03 | 19.48 | 81.79 | 0.64 | 12.18 | 114.09 | 6.9222 | 6077.0583 | 397.32 | -0.83963 | -0.26332
21951 | 14E25G12H08D06M01W02 | 18.02 | 74.08 | 0.64 | 16.95 | 109.69 | 6.3 | 5539.7011 | 446.46 | -0.66622 | -0.21459
21952 | 14E25G12H08D06M01W03 | 18.02 | 74.08 | 0.64 | 12.18 | 104.92 | 6.3 | 5539.7011 | 380.1 | -0.66622 | -0.16178
21953 | 14E25G12H08D07M01W02 | 19.87 | 83.9 | 0.64 | 16.95 | 121.36 | 7.0778 | 6224.729 | 468.09 | -0.88709 | -0.34382
21954 | 14E25G12H08D07M01W03 | 19.87 | 83.9 | 0.64 | 12.18 | 116.59 | 7.0778 | 6224.729 | 401.73 | -0.88709 | -0.291
21955 | 14E25G12H08D07M01W04 | 19.87 | 83.9 | 0.64 | 8.86 | 113.27 | 7.0778 | 6224.729 | 355.95 | -0.88709 | -0.25424
21956 | 14E25G12H08D07M02W02 | 19.38 | 82.22 | 0.64 | 16.95 | 119.19 | 7.1556 | 6023.7328 | 462.21 | -0.8493 | -0.31979
21957 | 14E25G12H09D05M01W02 | 18.75 | 81.79 | 0.64 | 16.95 | 118.13 | 6.9222 | 6077.0583 | 454.23 | -0.83963 | -0.30805
21958 | 14E25G12H09D05M01W03 | 18.75 | 81.79 | 0.64 | 12.18 | 113.36 | 6.9222 | 6077.0583 | 387.87 | -0.83963 | -0.25523
21959 | 14E25G12H09D07M01W02 | 19.12 | 83.9 | 0.64 | 16.95 | 120.61 | 7.0778 | 6224.729 | 458.43 | -0.88709 | -0.33551
21960 | 14E25G12H09D07M01W03 | 19.12 | 83.9 | 0.64 | 12.18 | 115.84 | 7.0778 | 6224.729 | 392.07 | -0.88709 | -0.28269
21961 | 14E25G12H09D07M01W04 | 19.12 | 83.9 | 0.64 | 8.86 | 112.52 | 7.0778 | 6224.729 | 346.29 | -0.88709 | -0.24593
21962 | 14E25G12H09D07M02W02 | 18.65 | 82.22 | 0.64 | 16.95 | 118.46 | 7.1556 | 6023.7328 | 452.76 | -0.8493 | -0.3117
21963 | 14E25G12H10D05M01W02 | 22.14 | 70.57 | 0.64 | 16.95 | 110.3 | 5.8333 | 5367.4187 | 498.12 | -0.58727 | -0.22135
21964 | 14E25G12H10D05M01W03 | 22.14 | 70.57 | 0.64 | 12.18 | 105.53 | 5.8333 | 5367.4187 | 431.76 | -0.58727 | -0.16853
21965 | 14E25G12H10D07M01W02 | 22.57 | 72.39 | 0.64 | 16.95 | 112.55 | 5.9889 | 5496.6305 | 503.16 | -0.62821 | -0.24626
21966 | 14E25G12H10D07M01W03 | 22.57 | 72.39 | 0.64 | 12.18 | 107.78 | 5.9889 | 5496.6305 | 436.8 | -0.62821 | -0.19344
21967 | 14E25G12H10D07M01W04 | 22.57 | 72.39 | 0.64 | 8.86 | 104.46 | 5.9889 | 5496.6305 | 391.02 | -0.62821 | -0.15668
21968 | 14E25G12H10D07M02W02 | 22.02 | 70.89 | 0.64 | 16.95 | 110.5 | 5.9889 | 5314.0932 | 496.23 | -0.59447 | -0.22356
21969 | 14E25G12H11D05M01W02 | 22.14 | 65.89 | 0.64 | 16.95 | 105.62 | 5.3667 | 5088.4852 | 498.12 | -0.48201 | -0.16953
21970 | 14E25G12H11D05M01W03 | 22.14 | 65.89 | 0.64 | 12.18 | 100.85 | 5.3667 | 5088.4852 | 431.76 | -0.48201 | -0.11671
21971 | 14E25G12H11D06M01W02 | 20.47 | 59.72 | 0.64 | 16.95 | 97.78 | 4.9 | 4645.4732 | 478.17 | -0.34323 | -0.082715
21972 | 14E25G12H11D06M01W03 | 20.47 | 59.72 | 0.64 | 12.18 | 93.01 | 4.9 | 4645.4732 | 411.81 | -0.34323 | -0.029897
21973 | 14E25G12H11D07M01W02 | 22.57 | 67.58 | 0.64 | 16.95 | 107.74 | 5.4444 | 5211.5441 | 503.16 | -0.52002 | -0.193
21974 | 14E25G12H11D07M01W03 | 22.57 | 67.58 | 0.64 | 12.18 | 102.97 | 5.4444 | 5211.5441 | 436.8 | -0.52002 | -0.14018
21975 | 14E25G12H11D07M01W04 | 22.57 | 67.58 | 0.64 | 8.86 | 99.65 | 5.4444 | 5211.5441 | 391.02 | -0.52002 | -0.10342
21976 | 14E25G12H11D07M02W02 | 22.02 | 66.14 | 0.64 | 16.95 | 105.75 | 5.5222 | 5035.1597 | 496.23 | -0.48763 | -0.17097
21977 | 14E25G12H12D05M01W02 | 19.26 | 54.88 | 0.64 | 16.95 | 91.73 | 4.4333 | 4222.971 | 467.25 | -0.23437 | -0.015724
21978 | 14E25G12H12D05M01W03 | 19.26 | 54.88 | 0.64 | 12.18 | 86.96 | 4.4333 | 4222.971 | 400.89 | -0.23437 | 0.037094
21979 | 14E25G12H12D07M01W02 | 19.64 | 56.29 | 0.64 | 16.95 | 93.52 | 4.5111 | 4323.4691 | 471.66 | -0.26608 | -0.035544
21980 | 14E25G12H12D07M01W03 | 19.64 | 56.29 | 0.64 | 12.18 | 88.75 | 4.5111 | 4323.4691 | 405.3 | -0.26608 | 0.017274
21981 | 14E25G12H12D07M01W04 | 19.64 | 56.29 | 0.64 | 8.86 | 85.43 | 4.5111 | 4323.4691 | 359.52 | -0.26608 | 0.054036
21982 | 14E25G12H12D07M02W02 | 19.15 | 55.09 | 0.64 | 16.95 | 91.83 | 4.5889 | 4177.8494 | 465.57 | -0.23909 | -0.016831
21983 | 14E25G12H13D05M01W02 | 19.26 | 53.53 | 0.64 | 16.95 | 90.38 | 4.4333 | 4067.0964 | 467.25 | -0.204 | -0.00077511
21984 | 14E25G12H13D05M01W03 | 19.26 | 53.53 | 0.64 | 12.18 | 85.61 | 4.4333 | 4067.0964 | 400.89 | -0.204 | 0.052043
21985 | 14E25G12H13D07M01W02 | 19.64 | 54.91 | 0.64 | 16.95 | 92.14 | 4.5111 | 4163.4925 | 471.66 | -0.23504 | -0.020264
21986 | 14E25G12H13D07M01W03 | 19.64 | 54.91 | 0.64 | 12.18 | 87.37 | 4.5111 | 4163.4925 | 405.3 | -0.23504 | 0.032555
21987 | 14E25G12H13D07M01W04 | 19.64 | 54.91 | 0.64 | 8.86 | 84.05 | 4.5111 | 4163.4925 | 359.52 | -0.23504 | 0.069317
21988 | 14E25G12H13D07M02W02 | 19.15 | 53.78 | 0.64 | 16.95 | 90.52 | 4.5889 | 4028.1277 | 465.57 | -0.20963 | -0.0023253
21989 | 14E25G12H14D05M01W02 | 22.14 | 64.31 | 0.64 | 16.95 | 104.04 | 5.3667 | 4907.9988 | 498.12 | -0.44647 | -0.15203
21990 | 14E25G12H14D05M01W03 | 22.14 | 64.31 | 0.64 | 12.18 | 99.27 | 5.3667 | 4907.9988 | 431.76 | -0.44647 | -0.099214
21991 | 14E25G12H14D07M01W02 | 22.57 | 65.97 | 0.64 | 16.95 | 106.13 | 5.4444 | 5024.9048 | 503.16 | -0.48381 | -0.17517
21992 | 14E25G12H14D07M01W03 | 22.57 | 65.97 | 0.64 | 12.18 | 101.36 | 5.4444 | 5024.9048 | 436.8 | -0.48381 | -0.12236
21993 | 14E25G12H14D07M01W04 | 22.57 | 65.97 | 0.64 | 8.86 | 98.04 | 5.4444 | 5024.9048 | 391.02 | -0.48381 | -0.085594
21994 | 14E25G12H14D07M02W02 | 22.02 | 64.62 | 0.64 | 16.95 | 104.23 | 5.5222 | 4860.8263 | 496.23 | -0.45344 | -0.15414
21995 | 15E15G05H03D03M01W01 | 3.04 | 91.59 | 0.64 | 16.25 | 111.52 | 5.3667 | 8074.7143 | 260.82 | 0 | 0 |  | 4.5843 | 6789.9483 | 188.1404 | 3.1905 | 4630.8599 | 219.1306
21996 | 15E15G11H03D03M01W01 | 2.83 | 75.97 | 0.64 | 16.25 | 95.69 | 4.6667 | 6548.7841 | 258.51 | 0.17054 | 0.14195
21997 | 15E15G11H06D03M01W01 | 2.81 | 66.88 | 0.64 | 16.25 | 86.58 | 4.1222 | 5775.564 | 258.93 | 0.26979 | 0.22364 | 1
21998 | 15E15G11H07D03M01W01 | 2.76 | 81.92 | 0.64 | 16.25 | 101.57 | 5.0556 | 7041.0196 | 257.67 | 0.10558 | 0.089222
21999 | 15E15G11H07D04M01W01 | 3.4 | 98.14 | 0.64 | 16.25 | 118.43 | 6.0667 | 8343.3929 | 265.02 | -0.071514 | -0.061962
22000 | 15E15G11H07D04M01W02 | 3.4 | 98.14 | 0.64 | 14.95 | 117.13 | 6.0667 | 8343.3929 | 246.96 | -0.071514 | -0.050305
22001 | 15E15G11H07D05M01W01 | 2.76 | 81.92 | 0.64 | 16.25 | 101.57 | 5.0556 | 7041.0196 | 257.67 | 0.10558 | 0.089222
22002 | 15E15G11H07D05M01W02 | 2.76 | 81.92 | 0.64 | 14.95 | 100.27 | 5.0556 | 7041.0196 | 239.61 | 0.10558 | 0.10088
22003 | 15E15G11H07D05M01W03 | 2.76 | 81.92 | 0.64 | 10.18 | 95.5 | 5.0556 | 7041.0196 | 173.25 | 0.10558 | 0.14365
22004 | 15E15G11H07D06M01W01 | 2.48 | 73.71 | 0.64 | 16.25 | 93.08 | 4.5889 | 6386.7565 | 254.31 | 0.19522 | 0.16535 | 1
22005 | 15E15G11H07D06M01W02 | 2.48 | 73.71 | 0.64 | 14.95 | 91.78 | 4.5889 | 6386.7565 | 236.25 | 0.19522 | 0.17701 | 1
22006 | 15E15G11H07D06M01W03 | 2.48 | 73.71 | 0.64 | 10.18 | 87.01 | 4.5889 | 6386.7565 | 169.89 | 0.19522 | 0.21978 | 1
22007 | 15E15G11H07D07M01W01 | 2.84 | 84.07 | 0.64 | 16.25 | 103.8 | 5.2111 | 7211.2511 | 258.51 | 0.082105 | 0.069225
22008 | 15E15G11H07D07M01W02 | 2.84 | 84.07 | 0.64 | 14.95 | 102.5 | 5.2111 | 7211.2511 | 240.45 | 0.082105 | 0.080882
22009 | 15E15G11H07D07M01W03 | 2.84 | 84.07 | 0.64 | 10.18 | 97.73 | 5.2111 | 7211.2511 | 174.09 | 0.082105 | 0.12365
22010 | 15E15G11H07D07M01W04 | 2.84 | 84.07 | 0.64 | 7.55 | 95.1 | 5.2111 | 7211.2511 | 137.76 | 0.082105 | 0.14724
22011 | 15E15G11H07D07M02W02 | 2.63 | 83.26 | 0.64 | 14.95 | 101.48 | 5.2889 | 7123.0589 | 237.93 | 0.090949 | 0.090029
22012 | 15E15G11H08D03M01W01 | 2.43 | 81.92 | 0.64 | 16.25 | 101.24 | 5.0556 | 7041.0196 | 253.47 | 0.10558 | 0.092181
22013 | 15E15G11H08D05M01W01 | 2.43 | 81.92 | 0.64 | 16.25 | 101.24 | 5.0556 | 7041.0196 | 253.47 | 0.10558 | 0.092181
22014 | 15E15G11H08D05M01W02 | 2.43 | 81.92 | 0.64 | 14.95 | 99.94 | 5.0556 | 7041.0196 | 235.41 | 0.10558 | 0.10384
22015 | 15E15G11H08D05M01W03 | 2.43 | 81.92 | 0.64 | 10.18 | 95.17 | 5.0556 | 7041.0196 | 169.05 | 0.10558 | 0.14661
22016 | 15E15G11H08D06M01W01 | 2.18 | 73.71 | 0.64 | 16.25 | 92.78 | 4.5889 | 6386.7565 | 250.53 | 0.19522 | 0.16804 | 1
22017 | 15E15G11H08D06M01W02 | 2.18 | 73.71 | 0.64 | 14.95 | 91.48 | 4.5889 | 6386.7565 | 232.47 | 0.19522 | 0.1797 | 1
22018 | 15E15G11H08D06M01W03 | 2.18 | 73.71 | 0.64 | 10.18 | 86.71 | 4.5889 | 6386.7565 | 166.11 | 0.19522 | 0.22247 | 1
22019 | 15E15G11H08D07M01W01 | 2.5 | 84.07 | 0.64 | 16.25 | 103.46 | 5.2111 | 7211.2511 | 254.1 | 0.082105 | 0.072274
22020 | 15E15G11H08D07M01W02 | 2.5 | 84.07 | 0.64 | 14.95 | 102.16 | 5.2111 | 7211.2511 | 236.04 | 0.082105 | 0.083931
22021 | 15E15G11H08D07M01W03 | 2.5 | 84.07 | 0.64 | 10.18 | 97.39 | 5.2111 | 7211.2511 | 169.68 | 0.082105 | 0.1267
22022 | 15E15G11H08D07M01W04 | 2.5 | 84.07 | 0.64 | 7.55 | 94.76 | 5.2111 | 7211.2511 | 133.35 | 0.082105 | 0.15029 | 1
22023 | 15E15G11H08D07M02W02 | 2.32 | 83.26 | 0.64 | 14.95 | 101.17 | 5.2889 | 7123.0589 | 233.94 | 0.090949 | 0.092808
22024 | 15E15G11H09D03M01W01 | 2.34 | 81.92 | 0.64 | 16.25 | 101.15 | 5.0556 | 7041.0196 | 252.21 | 0.10558 | 0.092988
22025 | 15E15G11H09D05M01W01 | 2.34 | 81.92 | 0.64 | 16.25 | 101.15 | 5.0556 | 7041.0196 | 252.21 | 0.10558 | 0.092988
22026 | 15E15G11H09D05M01W02 | 2.34 | 81.92 | 0.64 | 14.95 | 99.85 | 5.0556 | 7041.0196 | 234.15 | 0.10558 | 0.10464
22027 | 15E15G11H09D05M01W03 | 2.34 | 81.92 | 0.64 | 10.18 | 95.08 | 5.0556 | 7041.0196 | 167.79 | 0.10558 | 0.14742
22028 | 15E15G11H09D07M01W01 | 2.41 | 84.07 | 0.64 | 16.25 | 103.37 | 5.2111 | 7211.2511 | 252.84 | 0.082105 | 0.073081
22029 | 15E15G11H09D07M01W02 | 2.41 | 84.07 | 0.64 | 14.95 | 102.07 | 5.2111 | 7211.2511 | 234.78 | 0.082105 | 0.084738
22030 | 15E15G11H09D07M01W03 | 2.41 | 84.07 | 0.64 | 10.18 | 97.3 | 5.2111 | 7211.2511 | 168.42 | 0.082105 | 0.12751
22031 | 15E15G11H09D07M01W04 | 2.41 | 84.07 | 0.64 | 7.55 | 94.67 | 5.2111 | 7211.2511 | 132.09 | 0.082105 | 0.15109 | 1
22032 | 15E15G11H09D07M02W02 | 2.23 | 83.26 | 0.64 | 14.95 | 101.08 | 5.2889 | 7123.0589 | 232.89 | 0.090949 | 0.093615
22033 | 15E15G11H10D03M01W01 | 2.76 | 69.35 | 0.64 | 16.25 | 89 | 4.2 | 6046.2936 | 257.67 | 0.24282 | 0.20194 | 1
22034 | 15E15G11H10D05M01W01 | 2.76 | 69.35 | 0.64 | 16.25 | 89 | 4.2 | 6046.2936 | 257.67 | 0.24282 | 0.20194 | 1
22035 | 15E15G11H10D05M01W02 | 2.76 | 69.35 | 0.64 | 14.95 | 87.7 | 4.2 | 6046.2936 | 239.61 | 0.24282 | 0.21359 | 1
22036 | 15E15G11H10D05M01W03 | 2.76 | 69.35 | 0.64 | 10.18 | 82.93 | 4.2 | 6046.2936 | 173.25 | 0.24282 | 0.25637 | 1
22037 | 15E15G11H10D07M01W01 | 2.84 | 71.16 | 0.64 | 16.25 | 90.89 | 4.3556 | 6191.9133 | 258.51 | 0.22306 | 0.18499 | 1
22038 | 15E15G11H10D07M01W02 | 2.84 | 71.16 | 0.64 | 14.95 | 89.59 | 4.3556 | 6191.9133 | 240.45 | 0.22306 | 0.19665 | 1
22039 | 15E15G11H10D07M01W03 | 2.84 | 71.16 | 0.64 | 10.18 | 84.82 | 4.3556 | 6191.9133 | 174.09 | 0.22306 | 0.23942 | 1
22040 | 15E15G11H10D07M01W04 | 2.84 | 71.16 | 0.64 | 7.55 | 82.19 | 4.3556 | 6191.9133 | 137.76 | 0.22306 | 0.263 | 1
22041 | 15E15G11H10D07M02W02 | 2.63 | 70.5 | 0.64 | 14.95 | 88.72 | 4.3556 | 6118.0779 | 237.93 | 0.23027 | 0.20445 | 1
22042 | 15E15G11H11D03M01W01 | 2.76 | 63.94 | 0.64 | 16.25 | 83.59 | 3.8111 | 5631.9953 | 257.67 | 0.30189 | 0.25045 | 1
22043 | 15E15G11H11D05M01W01 | 2.76 | 63.94 | 0.64 | 16.25 | 83.59 | 3.8111 | 5631.9953 | 257.67 | 0.30189 | 0.25045 | 1
22044 | 15E15G11H11D05M01W02 | 2.76 | 63.94 | 0.64 | 14.95 | 82.29 | 3.8111 | 5631.9953 | 239.61 | 0.30189 | 0.26211 | 1
22045 | 15E15G11H11D05M01W03 | 2.76 | 63.94 | 0.64 | 10.18 | 77.52 | 3.8111 | 5631.9953 | 173.25 | 0.30189 | 0.30488 | 1
22046 | 15E15G11H11D06M01W01 | 2.48 | 57.6 | 0.64 | 16.25 | 76.97 | 3.4222 | 5119.2499 | 254.31 | 0.37111 | 0.30981 | 1
22047 | 15E15G11H11D06M01W02 | 2.48 | 57.6 | 0.64 | 14.95 | 75.67 | 3.4222 | 5119.2499 | 236.25 | 0.37111 | 0.32147 | 1
22048 | 15E15G11H11D06M01W03 | 2.48 | 57.6 | 0.64 | 10.18 | 70.9 | 3.4222 | 5119.2499 | 169.89 | 0.37111 | 0.36424 | 1
22049 | 15E15G11H11D07M01W01 | 2.84 | 65.6 | 0.64 | 16.25 | 85.33 | 3.9667 | 5767.3601 | 258.51 | 0.28376 | 0.23485 | 1
22050 | 15E15G11H11D07M01W02 | 2.84 | 65.6 | 0.64 | 14.95 | 84.03 | 3.9667 | 5767.3601 | 240.45 | 0.28376 | 0.2465 | 1
22051 | 15E15G11H11D07M01W03 | 2.84 | 65.6 | 0.64 | 10.18 | 79.26 | 3.9667 | 5767.3601 | 174.09 | 0.28376 | 0.28928 | 1
22052 | 15E15G11H11D07M01W04 | 2.84 | 65.6 | 0.64 | 7.55 | 76.63 | 3.9667 | 5767.3601 | 137.76 | 0.28376 | 0.31286 | 1
22053 | 15E15G11H11D07M02W02 | 2.63 | 65.01 | 0.64 | 14.95 | 83.23 | 3.9667 | 5699.6777 | 237.93 | 0.29021 | 0.25368 | 1
22054 | 15E15G11H12D03M01W01 | 2.41 | 53.02 | 0.64 | 16.25 | 72.32 | 3.1889 | 4690.5948 | 253.89 | 0.42112 | 0.35151 | 2
22055 | 15E15G11H12D05M01W01 | 2.41 | 53.02 | 0.64 | 16.25 | 72.32 | 3.1889 | 4690.5948 | 253.89 | 0.42112 | 0.35151 | 2
22056 | 15E15G11H12D05M01W02 | 2.41 | 53.02 | 0.64 | 14.95 | 71.02 | 3.1889 | 4690.5948 | 235.83 | 0.42112 | 0.36316 | 2
22057 | 15E15G11H12D05M01W03 | 2.41 | 53.02 | 0.64 | 10.18 | 66.25 | 3.1889 | 4690.5948 | 169.47 | 0.42112 | 0.40594 | 2
22058 | 15E15G11H12D07M01W01 | 2.46 | 54.4 | 0.64 | 16.25 | 73.75 | 3.2667 | 4801.3478 | 254.52 | 0.40605 | 0.33868 | 1
22059 | 15E15G11H12D07M01W02 | 2.46 | 54.4 | 0.64 | 14.95 | 72.45 | 3.2667 | 4801.3478 | 236.46 | 0.40605 | 0.35034 | 2
22060 | 15E15G11H12D07M01W03 | 2.46 | 54.4 | 0.64 | 10.18 | 67.68 | 3.2667 | 4801.3478 | 170.1 | 0.40605 | 0.39311 | 2
22061 | 15E15G11H12D07M01W04 | 2.46 | 54.4 | 0.64 | 7.55 | 65.05 | 3.2667 | 4801.3478 | 133.77 | 0.40605 | 0.4167 | 2
22062 | 15E15G11H12D07M02W02 | 2.29 | 53.91 | 0.64 | 14.95 | 71.79 | 3.2667 | 4748.0223 | 234.36 | 0.4114 | 0.35626 | 2
22063 | 15E15G11H13D03M01W01 | 2.41 | 52.32 | 0.64 | 16.25 | 71.62 | 3.1889 | 4581.8928 | 253.89 | 0.42876 | 0.35778 | 2
22064 | 15E15G11H13D05M01W01 | 2.41 | 52.32 | 0.64 | 16.25 | 71.62 | 3.1889 | 4581.8928 | 253.89 | 0.42876 | 0.35778 | 2
22065 | 15E15G11H13D05M01W02 | 2.41 | 52.32 | 0.64 | 14.95 | 70.32 | 3.1889 | 4581.8928 | 235.83 | 0.42876 | 0.36944 | 2
22066 | 15E15G11H13D05M01W03 | 2.41 | 52.32 | 0.64 | 10.18 | 65.55 | 3.1889 | 4581.8928 | 169.47 | 0.42876 | 0.41221 | 2
22067 | 15E15G11H13D07M01W01 | 2.46 | 53.68 | 0.64 | 16.25 | 73.03 | 3.2667 | 4690.5948 | 254.52 | 0.41391 | 0.34514 | 1
22068 | 15E15G11H13D07M01W02 | 2.46 | 53.68 | 0.64 | 14.95 | 71.73 | 3.2667 | 4690.5948 | 236.46 | 0.41391 | 0.3568 | 2
22069 | 15E15G11H13D07M01W03 | 2.46 | 53.68 | 0.64 | 10.18 | 66.96 | 3.2667 | 4690.5948 | 170.1 | 0.41391 | 0.39957 | 2
22070 | 15E15G11H13D07M01W04 | 2.46 | 53.68 | 0.64 | 7.55 | 64.33 | 3.2667 | 4690.5948 | 133.77 | 0.41391 | 0.42315 | 2
22071 | 15E15G11H13D07M02W02 | 2.29 | 53.17 | 0.64 | 14.95 | 71.05 | 3.2667 | 4635.2183 | 234.36 | 0.41948 | 0.36289 | 2
22072 | 15E15G11H14D03M01W01 | 2.76 | 63.12 | 0.64 | 16.25 | 82.77 | 3.8111 | 5504.8345 | 257.67 | 0.31084 | 0.2578 | 1
22073 | 15E15G11H14D05M01W01 | 2.76 | 63.12 | 0.64 | 16.25 | 82.77 | 3.8111 | 5504.8345 | 257.67 | 0.31084 | 0.2578 | 1
22074 | 15E15G11H14D05M01W02 | 2.76 | 63.12 | 0.64 | 14.95 | 81.47 | 3.8111 | 5504.8345 | 239.61 | 0.31084 | 0.26946 | 1
22075 | 15E15G11H14D05M01W03 | 2.76 | 63.12 | 0.64 | 10.18 | 76.7 | 3.8111 | 5504.8345 | 173.25 | 0.31084 | 0.31223 | 1
22076 | 15E15G11H14D07M01W01 | 2.84 | 64.77 | 0.64 | 16.25 | 84.5 | 3.9667 | 5638.1483 | 258.51 | 0.29283 | 0.24229 | 1
22077 | 15E15G11H14D07M01W02 | 2.84 | 64.77 | 0.64 | 14.95 | 83.2 | 3.9667 | 5638.1483 | 240.45 | 0.29283 | 0.25395 | 1
22078 | 15E15G11H14D07M01W03 | 2.84 | 64.77 | 0.64 | 10.18 | 78.43 | 3.9667 | 5638.1483 | 174.09 | 0.29283 | 0.29672 | 1
22079 | 15E15G11H14D07M01W04 | 2.84 | 64.77 | 0.64 | 7.55 | 75.8 | 3.9667 | 5638.1483 | 137.76 | 0.29283 | 0.3203 | 1
22080 | 15E15G11H14D07M02W02 | 2.63 | 64.16 | 0.64 | 14.95 | 82.38 | 3.9667 | 5568.4149 | 237.93 | 0.29949 | 0.2613 | 1
22081 | 15E17G10H07D04M01W02 | 3.42 | 136.65 | 0.64 | 14.95 | 155.66 | 7.7 | 11901.8459 | 247.38 | -0.49198 | -0.3958
22082 | 15E17G10H07D05M01W02 | 2.77 | 111.34 | 0.64 | 14.95 | 129.7 | 6.3778 | 9746.2643 | 239.61 | -0.21563 | -0.16302
22083 | 15E17G10H07D05M01W03 | 2.77 | 111.34 | 0.64 | 10.18 | 124.93 | 6.3778 | 9746.2643 | 173.25 | -0.21563 | -0.12025
22084 | 15E17G10H07D06M01W02 | 2.49 | 98.71 | 0.64 | 14.95 | 116.79 | 5.7556 | 8694.1108 | 236.46 | -0.077738 | -0.047256
22085 | 15E17G10H07D06M01W03 | 2.49 | 98.71 | 0.64 | 10.18 | 112.02 | 5.7556 | 8694.1108 | 170.1 | -0.077738 | -0.0044835
22086 | 15E17G10H07D07M01W02 | 2.84 | 114.8 | 0.64 | 14.95 | 133.23 | 6.6111 | 10035.4527 | 240.45 | -0.25341 | -0.19467
22087 | 15E17G10H07D07M01W03 | 2.84 | 114.8 | 0.64 | 10.18 | 128.46 | 6.6111 | 10035.4527 | 174.09 | -0.25341 | -0.1519
22088 | 15E17G10H07D07M01W04 | 2.84 | 114.8 | 0.64 | 7.55 | 125.83 | 6.6111 | 10035.4527 | 137.76 | -0.25341 | -0.12832
22089 | 15E17G10H07D07M02W02 | 2.57 | 113.73 | 0.64 | 14.95 | 131.89 | 6.6889 | 9879.5781 | 237.3 | -0.24173 | -0.18266
22090 | 15E17G10H08D05M01W02 | 2.44 | 111.34 | 0.64 | 14.95 | 129.37 | 6.3778 | 9746.2643 | 235.41 | -0.21563 | -0.16006
22091 | 15E17G10H08D05M01W03 | 2.44 | 111.34 | 0.64 | 10.18 | 124.6 | 6.3778 | 9746.2643 | 169.05 | -0.21563 | -0.11729
22092 | 15E17G10H08D06M01W02 | 2.2 | 98.71 | 0.64 | 14.95 | 116.5 | 5.7556 | 8694.1108 | 232.68 | -0.077738 | -0.044656
22093 | 15E17G10H08D06M01W03 | 2.2 | 98.71 | 0.64 | 10.18 | 111.73 | 5.7556 | 8694.1108 | 166.32 | -0.077738 | -0.0018831
22094 | 15E17G10H08D07M01W02 | 2.51 | 114.8 | 0.64 | 14.95 | 132.9 | 6.6111 | 10035.4527 | 236.25 | -0.25341 | -0.19171
22095 | 15E17G10H08D07M01W03 | 2.51 | 114.8 | 0.64 | 10.18 | 128.13 | 6.6111 | 10035.4527 | 169.89 | -0.25341 | -0.14894
22096 | 15E17G10H08D07M01W04 | 2.51 | 114.8 | 0.64 | 7.55 | 125.5 | 6.6111 | 10035.4527 | 133.56 | -0.25341 | -0.12536
22097 | 15E17G10H08D07M02W02 | 2.26 | 113.73 | 0.64 | 14.95 | 131.58 | 6.6889 | 9879.5781 | 233.31 | -0.24173 | -0.17988
22098 | 15E17G10H09D05M01W02 | 2.35 | 111.34 | 0.64 | 14.95 | 129.28 | 6.3778 | 9746.2643 | 234.15 | -0.21563 | -0.15925
22099 | 15E17G10H09D05M01W03 | 2.35 | 111.34 | 0.64 | 10.18 | 124.51 | 6.3778 | 9746.2643 | 167.79 | -0.21563 | -0.11648
22100 | 15E17G10H09D07M01W02 | 2.41 | 114.8 | 0.64 | 14.95 | 132.8 | 6.6111 | 10035.4527 | 234.99 | -0.25341 | -0.19082
22101 | 15E17G10H09D07M01W03 | 2.41 | 114.8 | 0.64 | 10.18 | 128.03 | 6.6111 | 10035.4527 | 168.63 | -0.25341 | -0.14805
22102 | 15E17G10H09D07M01W04 | 2.41 | 114.8 | 0.64 | 7.55 | 125.4 | 6.6111 | 10035.4527 | 132.3 | -0.25341 | -0.12446
22103 | 15E17G10H09D07M02W02 | 2.18 | 113.73 | 0.64 | 14.95 | 131.5 | 6.6889 | 9879.5781 | 232.26 | -0.24173 | -0.17916
22104 | 15E17G10H10D05M01W02 | 2.77 | 94.25 | 0.64 | 14.95 | 112.61 | 5.2889 | 8355.6988 | 239.61 | -0.029042 | -0.009774
22105 | 15E17G10H10D05M01W03 | 2.77 | 94.25 | 0.64 | 10.18 | 107.84 | 5.2889 | 8355.6988 | 173.25 | -0.029042 | 0.032999
22106 | 15E17G10H10D07M01W02 | 2.84 | 97.17 | 0.64 | 14.95 | 115.6 | 5.4444 | 8601.8166 | 240.45 | -0.060924 | -0.036585
22107 | 15E17G10H10D07M01W03 | 2.84 | 97.17 | 0.64 | 10.18 | 110.83 | 5.4444 | 8601.8166 | 174.09 | -0.060924 | 0.0061872
22108 | 15E17G10H10D07M01W04 | 2.84 | 97.17 | 0.64 | 7.55 | 108.2 | 5.4444 | 8601.8166 | 137.76 | -0.060924 | 0.02977
22109 | 15E17G10H10D07M02W02 | 2.57 | 96.26 | 0.64 | 14.95 | 114.42 | 5.5222 | 8468.5028 | 237.3 | -0.050988 | -0.026004
22110 | 15E17G10H11D05M01W02 | 2.77 | 86.88 | 0.64 | 14.95 | 105.24 | 4.8222 | 7773.22 | 239.61 | 0.051425 | 0.056313
22111 | 15E17G10H11D05M01W03 | 2.77 | 86.88 | 0.64 | 10.18 | 100.47 | 4.8222 | 7773.22 | 173.25 | 0.051425 | 0.099085
22112 | 15E17G10H11D06M01W02 | 2.49 | 77.11 | 0.64 | 14.95 | 95.19 | 4.3556 | 6950.7764 | 236.46 | 0.1581 | 0.14643
22113 | 15E17G10H11D06M01W03 | 2.49 | 77.11 | 0.64 | 10.18 | 90.42 | 4.3556 | 6950.7764 | 170.1 | 0.1581 | 0.1892 | 1
22114 | 15E17G10H11D07M01W02 | 2.84 | 89.55 | 0.64 | 14.95 | 107.98 | 4.9778 | 8000.879 | 240.45 | 0.022273 | 0.031743
22115 | 15E17G10H11D07M01W03 | 2.84 | 89.55 | 0.64 | 10.18 | 103.21 | 4.9778 | 8000.879 | 174.09 | 0.022273 | 0.074516
22116 | 15E17G10H11D07M01W04 | 2.84 | 89.55 | 0.64 | 7.55 | 100.58 | 4.9778 | 8000.879 | 137.76 | 0.022273 | 0.098099
22117 | 15E17G10H11D07M02W02 | 2.57 | 88.71 | 0.64 | 14.95 | 106.87 | 5.0556 | 7877.8201 | 237.3 | 0.031444 | 0.041697
22118 | 15E17G10H12D05M01W02 | 2.41 | 72.05 | 0.64 | 14.95 | 90.05 | 3.9667 | 6470.8468 | 235.83 | 0.21334 | 0.19252 | 1
22119 | 15E17G10H12D05M01W03 | 2.41 | 72.05 | 0.64 | 10.18 | 85.28 | 3.9667 | 6470.8468 | 169.47 | 0.21334 | 0.23529 | 1
22120 | 15E17G10H12D07M01W02 | 2.47 | 74.27 | 0.64 | 14.95 | 92.33 | 4.1222 | 6657.4861 | 236.67 | 0.1891 | 0.17208 | 1
22121 | 15E17G10H12D07M01W03 | 2.47 | 74.27 | 0.64 | 10.18 | 87.56 | 4.1222 | 6657.4861 | 170.31 | 0.1891 | 0.21485 | 1
22122 | 15E17G10H12D07M01W04 | 2.47 | 74.27 | 0.64 | 7.55 | 84.93 | 4.1222 | 6657.4861 | 133.98 | 0.1891 | 0.23843 | 1
22123 | 15E17G10H12D07M02W02 | 2.23 | 73.57 | 0.64 | 14.95 | 91.39 | 4.1222 | 6554.937 | 233.73 | 0.19675 | 0.18051 | 1
22124 | 15E17G10H13D05M01W02 | 2.41 | 71.13 | 0.64 | 14.95 | 89.13 | 3.9667 | 6327.2781 | 235.83 | 0.22339 | 0.20077 | 1
22125 | 15E17G10H13D05M01W03 | 2.41 | 71.13 | 0.64 | 10.18 | 84.36 | 3.9667 | 6327.2781 | 169.47 | 0.22339 | 0.24354 | 1
22126 | 15E17G10H13D07M01W02 | 2.47 | 73.33 | 0.64 | 14.95 | 91.39 | 4.1222 | 6511.8664 | 236.67 | 0.19937 | 0.18051 | 1
22127 | 15E17G10H13D07M01W03 | 2.47 | 73.33 | 0.64 | 10.18 | 86.62 | 4.1222 | 6511.8664 | 170.31 | 0.19937 | 0.22328 | 1
22128 | 15E17G10H13D07M01W04 | 2.47 | 73.33 | 0.64 | 7.55 | 83.99 | 4.1222 | 6511.8664 | 133.98 | 0.19937 | 0.24686 | 1
22129 | 15E17G10H13D07M02W02 | 2.23 | 72.64 | 0.64 | 14.95 | 90.46 | 4.1222 | 6411.3683 | 233.73 | 0.2069 | 0.18885 | 1
22130 | 15E17G10H14D05M01W02 | 2.77 | 85.8 | 0.64 | 14.95 | 104.16 | 4.8222 | 7607.0905 | 239.61 | 0.063217 | 0.065997
22131 | 15E17G10H14D05M01W03 | 2.77 | 85.8 | 0.64 | 10.18 | 99.39 | 4.8222 | 7607.0905 | 173.25 | 0.063217 | 0.10877
22132 | 15E17G10H14D07M01W02 | 2.84 | 88.46 | 0.64 | 14.95 | 106.89 | 4.9778 | 7832.6985 | 240.45 | 0.034174 | 0.041517
22133 | 15E17G10H14D07M01W03 | 2.84 | 88.46 | 0.64 | 10.18 | 102.12 | 4.9778 | 7832.6985 | 174.09 | 0.034174 | 0.08429
22134 | 15E17G10H14D07M01W04 | 2.84 | 88.46 | 0.64 | 7.55 | 99.49 | 4.9778 | 7832.6985 | 137.76 | 0.034174 | 0.10787
22135 | 15E17G10H14D07M02W02 | 2.57 | 87.63 | 0.64 | 14.95 | 105.79 | 5.0556 | 7709.6396 | 237.3 | 0.043236 | 0.051381
22136 | 15E17G11H07D04M01W02 | 4.03 | 129.61 | 0.64 | 14.95 | 149.23 | 7.4667 | 11169.6455 | 254.52 | -0.41511 | -0.33815
22137 | 15E17G11H07D05M01W02 | 3.31 | 105.68 | 0.64 | 14.95 | 124.58 | 6.2222 | 9155.5816 | 245.91 | -0.15384 | -0.11711
22138 | 15E17G11H07D05M01W03 | 3.31 | 105.68 | 0.64 | 10.18 | 119.81 | 6.2222 | 9155.5816 | 179.55 | -0.15384 | -0.074336
22139 | 15E17G11H07D06M01W02 | 2.97 | 93.13 | 0.64 | 14.95 | 111.69 | 5.5222 | 8125.9889 | 242.13 | -0.016814 | -0.0015244
22140 | 15E17G11H07D06M01W03 | 2.97 | 93.13 | 0.64 | 10.18 | 106.92 | 5.5222 | 8125.9889 | 175.77 | -0.016814 | 0.041248
22141 | 15E17G11H07D07M01W02 | 3.38 | 109.13 | 0.64 | 14.95 | 128.1 | 6.3778 | 9440.668 | 246.96 | -0.19151 | -0.14867
22142 | 15E17G11H07D07M01W03 | 3.38 | 109.13 | 0.64 | 10.18 | 123.33 | 6.3778 | 9440.668 | 180.6 | -0.19151 | -0.1059
22143 | 15E17G11H07D07M01W04 | 3.38 | 109.13 | 0.64 | 7.55 | 120.7 | 6.3778 | 9440.668 | 144.27 | -0.19151 | -0.082317
22144 | 15E17G11H07D07M02W02 | 3.12 | 108.08 | 0.64 | 14.95 | 126.79 | 6.4556 | 9299.1503 | 243.81 | -0.18004 | -0.13693
22145 | 15E17G11H08D05M01W02 | 2.91 | 105.68 | 0.64 | 14.95 | 124.18 | 6.2222 | 9155.5816 | 240.87 | -0.15384 | -0.11352
22146 | 15E17G11H08D05M01W03 | 2.91 | 105.68 | 0.64 | 10.18 | 119.41 | 6.2222 | 9155.5816 | 174.51 | -0.15384 | -0.07075
22147 | 15E17G11H08D06M01W02 | 2.62 | 93.13 | 0.64 | 14.95 | 111.34 | 5.5222 | 8125.9889 | 237.51 | -0.016814 | 0.0016141
22148 | 15E17G11H08D06M01W03 | 2.62 | 93.13 | 0.64 | 10.18 | 106.57 | 5.5222 | 8125.9889 | 171.15 | -0.016814 | 0.044387
22149 | 15E17G11H08D07M01W02 | 2.98 | 109.13 | 0.64 | 14.95 | 127.7 | 6.3778 | 9440.668 | 241.71 | -0.19151 | -0.14509
22150 | 15E17G11H08D07M01W03 | 2.98 | 109.13 | 0.64 | 10.18 | 122.93 | 6.3778 | 9440.668 | 175.35 | -0.19151 | -0.10231
22151 | 15E17G11H08D07M01W04 | 2.98 | 109.13 | 0.64 | 7.55 | 120.3 | 6.3778 | 9440.668 | 139.02 | -0.19151 | -0.07873
22152 | 15E17G11H08D07M02W02 | 2.75 | 108.08 | 0.64 | 14.95 | 126.42 | 6.4556 | 9299.1503 | 238.98 | -0.18004 | -0.13361
22153 | 15E17G11H09D05M01W02 | 2.8 | 105.68 | 0.64 | 14.95 | 124.07 | 6.2222 | 9155.5816 | 239.4 | -0.15384 | -0.11254
22154 | 15E17G11H09D05M01W03 | 2.8 | 105.68 | 0.64 | 10.18 | 119.3 | 6.2222 | 9155.5816 | 173.04 | -0.15384 | -0.069763
22155 | 15E17G11H09D07M01W02 | 2.87 | 109.13 | 0.64 | 14.95 | 127.59 | 6.3778 | 9440.668 | 240.24 | -0.19151 | -0.1441
22156 | 15E17G11H09D07M01W03 | 2.87 | 109.13 | 0.64 | 10.18 | 122.82 | 6.3778 | 9440.668 | 173.88 | -0.19151 | -0.10133
22157 | 15E17G11H09D07M01W04 | 2.87 | 109.13 | 0.64 | 7.55 | 120.19 | 6.3778 | 9440.668 | 137.55 | -0.19151 | -0.077744
22158 | 15E17G11H09D07M02W02 | 2.65 | 108.08 | 0.64 | 14.95 | 126.32 | 6.4556 | 9299.1503 | 237.72 | -0.18004 | -0.13271
22159 | 15E17G11H10D05M01W02 | 3.31 | 89.42 | 0.64 | 14.95 | 108.32 | 5.1333 | 7847.0554 | 245.91 | 0.023693 | 0.028694
22160 | 15E17G11H10D05M01W03 | 3.31 | 89.42 | 0.64 | 10.18 | 103.55 | 5.1333 | 7847.0554 | 179.55 | 0.023693 | 0.071467
22161 | 15E17G11H10D07M01W02 | 3.38 | 92.32 | 0.64 | 14.95 | 111.29 | 5.2889 | 8089.0712 | 246.96 | -0.0079703 | 0.0020624
22162 | 15E17G11H10D07M01W03 | 3.38 | 92.32 | 0.64 | 10.18 | 106.52 | 5.2889 | 8089.0712 | 180.6 | -0.0079703 | 0.044835
22163 | 15E17G11H10D07M01W04 | 3.38 | 92.32 | 0.64 | 7.55 | 103.89 | 5.2889 | 8089.0712 | 144.27 | -0.0079703 | 0.068418
22164 | 15E17G11H10D07M02W02 | 3.12 | 91.44 | 0.64 | 14.95 | 110.15 | 5.3667 | 7968.0633 | 243.81 | 0.0016377 | 0.012285
22165 | 15E17G11H11D05M01W02 | 3.31 | 82.39 | 0.64 | 14.95 | 101.29 | 4.6667 | 7297.3923 | 245.91 | 0.10045 | 0.091732
22166 | 15E17G11H11D05M01W03 | 3.31 | 82.39 | 0.64 | 10.18 | 96.52 | 4.6667 | 7297.3923 | 179.55 | 0.10045 | 0.13451
22167 | 15E17G11H11D06M01W02 | 2.97 | 72.69 | 0.64 | 14.95 | 91.25 | 4.2 | 6491.3566 | 242.13 | 0.20635 | 0.18176 | 1
22168 | 15E17G11H11D06M01W03 | 2.97 | 72.69 | 0.64 | 10.18 | 86.48 | 4.2 | 6491.3566 | 175.77 | 0.20635 | 0.22453 | 1
22169 | 15E17G11H11D07M01W02 | 3.38 | 85.05 | 0.64 | 14.95 | 104.02 | 4.8222 | 7520.9493 | 246.96 | 0.071405 | 0.067253
22170 | 15E17G11H11D07M01W03 | 3.38 | 85.05 | 0.64 | 10.18 | 99.25 | 4.8222 | 7520.9493 | 180.6 | 0.071405 | 0.11003
22171 | 15E17G11H11D07M01W04 | 3.38 | 85.05 | 0.64 | 7.55 | 96.62 | 4.8222 | 7520.9493 | 144.27 | 0.071405 | 0.13361
22172 | 15E17G11H11D07M02W02 | 3.12 | 84.24 | 0.64 | 14.95 | 102.95 | 4.9 | 7410.1963 | 243.81 | 0.080249 | 0.076847
22173 | 15E17G11H12D05M01W02 | 2.87 | 68.32 | 0.64 | 14.95 | 86.78 | 3.8889 | 6072.9563 | 241.29 | 0.25407 | 0.22184 | 1
22174 | 15E17G11H12D05M01W03 | 2.87 | 68.32 | 0.64 | 10.18 | 82.01 | 3.8889 | 6072.9563 | 174.93 | 0.25407 | 0.26462 | 1
22175 | 15E17G11H12D07M01W02 | 2.95 | 70.53 | 0.64 | 14.95 | 89.07 | 3.9667 | 6257.5447 | 242.34 | 0.22994 | 0.20131 | 1
22176 | 15E17G11H12D07M01W03 | 2.95 | 70.53 | 0.64 | 10.18 | 84.3 | 3.9667 | 6257.5447 | 175.98 | 0.22994 | 0.24408 | 1
22177 | 15E17G11H12D07M01W04 | 2.95 | 70.53 | 0.64 | 7.55 | 81.67 | 3.9667 | 6257.5447 | 139.65 | 0.22994 | 0.26766 | 1
22178 | 15E17G11H12D07M02W02 | 2.72 | 69.86 | 0.64 | 14.95 | 88.17 | 4.0444 | 6165.2505 | 239.61 | 0.23725 | 0.20938 | 1
22179 | 15E17G11H13D05M01W02 | 2.87 | 67.48 | 0.64 | 14.95 | 85.94 | 3.8889 | 5943.7445 | 241.29 | 0.26324 | 0.22938 | 1
22180 | 15E17G11H13D05M01W03 | 2.87 | 67.48 | 0.64 | 10.18 | 81.17 | 3.8889 | 5943.7445 | 174.93 | 0.26324 | 0.27215 | 1
22181 | 15E17G11H13D07M01W02 | 2.95 | 69.67 | 0.64 | 14.95 | 88.21 | 3.9667 | 6124.2309 | 242.34 | 0.23933 | 0.20902 | 1
22182 | 15E17G11H13D07M01W03 | 2.95 | 69.67 | 0.64 | 10.18 | 83.44 | 3.9667 | 6124.2309 | 175.98 | 0.23933 | 0.25179 | 1
22183 | 15E17G11H13D07M01W04 | 2.95 | 69.67 | 0.64 | 7.55 | 80.81 | 3.9667 | 6124.2309 | 139.65 | 0.23933 | 0.27538 | 1
22184 | 15E17G11H13D07M02W02 | 2.72 | 69 | 0.64 | 14.95 | 87.31 | 4.0444 | 6033.9877 | 239.61 | 0.24664 | 0.21709 | 1
22185 | 15E17G11H14D05M01W02 | 3.31 | 81.41 | 0.64 | 14.95 | 100.31 | 4.6667 | 7145.6197 | 245.91 | 0.11115 | 0.10052
22186 | 15E17G11H14D05M01W03 | 3.31 | 81.41 | 0.64 | 10.18 | 95.54 | 4.6667 | 7145.6197 | 179.55 | 0.11115 | 0.14329
22187 | 15E17G11H14D07M01W02 | 3.38 | 84.05 | 0.64 | 14.95 | 103.02 | 4.8222 | 7367.1257 | 246.96 | 0.082323 | 0.07622
22188 | 15E17G11H14D07M01W03 | 3.38 | 84.05 | 0.64 | 10.18 | 98.25 | 4.8222 | 7367.1257 | 180.6 | 0.082323 | 0.11899
22189 | 15E17G11H14D07M01W04 | 3.38 | 84.05 | 0.64 | 7.55 | 95.62 | 4.8222 | 7367.1257 | 144.27 | 0.082323 | 0.14258
22190 | 15E17G11H14D07M02W02 | 3.12 | 83.25 | 0.64 | 14.95 | 101.96 | 4.9 | 7256.3727 | 243.81 | 0.091058 | 0.085725
22191 | 15E17G12H07D04M01W02 | 2.54 | 170.16 | 0.64 | 14.95 | 188.29 | 9.0222 | 15409.0243 | 237.09 | -0.85784 | -0.6884
22192 | 15E17G12H07D05M01W02 | 2.02 | 138.05 | 0.64 | 14.95 | 155.66 | 7.4667 | 12578.6698 | 231 | -0.50726 | -0.3958
22193 | 15E17G12H07D05M01W03 | 2.02 | 138.05 | 0.64 | 10.18 | 150.89 | 7.4667 | 12578.6698 | 164.64 | -0.50726 | -0.35303
22194 | 15E17G12H07D06M01W02 | 1.83 | 126 | 0.64 | 14.95 | 143.42 | 6.7667 | 11555.23 | 228.69 | -0.3757 | -0.28605
22195 | 15E17G12H07D06M01W03 | 1.83 | 126 | 0.64 | 10.18 | 138.65 | 6.7667 | 11555.23 | 162.33 | -0.3757 | -0.24327
22196 | 15E17G12H07D07M01W02 | 2.07 | 141.33 | 0.64 | 14.95 | 158.99 | 7.6222 | 12859.6543 | 231.63 | -0.54307 | -0.42566
22197 | 15E17G12H07D07M01W03 | 2.07 | 141.33 | 0.64 | 10.18 | 154.22 | 7.6222 | 12859.6543 | 165.27 | -0.54307 | -0.38289
22198 | 15E17G12H07D07M01W04 | 2.07 | 141.33 | 0.64 | 7.55 | 151.59 | 7.6222 | 12859.6543 | 128.94 | -0.54307 | -0.35931
22199 | 15E17G12H07D07M02W02 | 1.61 | 140.14 | 0.64 | 14.95 | 157.34 | 7.7 | 12654.5561 | 226.17 | -0.53008 | -0.41087
22200 | 15E17G12H08D05M01W02 | 1.78 | 138.05 | 0.64 | 14.95 | 155.42 | 7.4667 | 12578.6698 | 227.85 | -0.50726 | -0.39365
22201 | 15E17G12H08D05M01W03 | 1.78 | 138.05 | 0.64 | 10.18 | 150.65 | 7.4667 | 12578.6698 | 161.49 | -0.50726 | -0.35088
22202 | 15E17G12H08D06M01W02 | 1.61 | 126 | 0.64 | 14.95 | 143.2 | 6.7667 | 11555.23 | 225.75 | -0.3757 | -0.28407
22203 | 15E17G12H08D06M01W03 | 1.61 | 126 | 0.64 | 10.18 | 138.43 | 6.7667 | 11555.23 | 159.39 | -0.3757 | -0.2413
22204 | 15E17G12H08D07M01W02 | 1.82 | 141.33 | 0.64 | 14.95 | 158.74 | 7.6222 | 12859.6543 | 228.27 | -0.54307 | -0.42342
22205 | 15E17G12H08D07M01W03 | 1.82 | 141.33 | 0.64 | 10.18 | 153.97 | 7.6222 | 12859.6543 | 161.91 | -0.54307 | -0.38065
22206 | 15E17G12H08D07M01W04 | 1.82 | 141.33 | 0.64 | 7.55 | 151.34 | 7.6222 | 12859.6543 | 125.58 | -0.54307 | -0.35707
22207 | 15E17G12H08D07M02W02 | 1.41 | 140.14 | 0.64 | 14.95 | 157.14 | 7.7 | 12654.5561 | 223.65 | -0.53008 | -0.40907
22208 | 15E17G12H09D05M01W02 | 1.71 | 138.05 | 0.64 | 14.95 | 155.35 | 7.4667 | 12578.6698 | 227.01 | -0.50726 | -0.39302
22209 | 15E17G12H09D05M01W03 | 1.71 | 138.05 | 0.64 | 10.18 | 150.58 | 7.4667 | 12578.6698 | 160.65 | -0.50726 | -0.35025
22210 | 15E17G12H09D07M01W02 | 1.75 | 141.33 | 0.64 | 14.95 | 158.67 | 7.6222 | 12859.6543 | 227.43 | -0.54307 | -0.42279
22211 | 15E17G12H09D07M01W03 | 1.75 | 141.33 | 0.64 | 10.18 | 153.9 | 7.6222 | 12859.6543 | 161.07 | -0.54307 | -0.38002
22212 | 15E17G12H09D07M01W04 | 1.75 | 141.33 | 0.64 | 7.55 | 151.27 | 7.6222 | 12859.6543 | 124.74 | -0.54307 | -0.35644
22213 | 15E17G12H09D07M02W02 | 1.36 | 140.14 | 0.64 | 14.95 | 157.09 | 7.7 | 12654.5561 | 223.02 | -0.53008 | -0.40863
22214 | 15E17G12H10D05M01W02 | 2.02 | 117.17 | 0.64 | 14.95 | 134.78 | 6.2222 | 10816.8766 | 231 | -0.27929 | -0.20857
22215 | 15E17G12H10D05M01W03 | 2.02 | 117.17 | 0.64 | 10.18 | 130.01 | 6.2222 | 10816.8766 | 164.64 | -0.27929 | -0.1658
22216 | 15E17G12H10D07M01W02 | 2.07 | 119.93 | 0.64 | 14.95 | 137.59 | 6.3778 | 11056.8415 | 231.63 | -0.30942 | -0.23377
22217 | 15E17G12H10D07M01W03 | 2.07 | 119.93 | 0.64 | 10.18 | 132.82 | 6.3778 | 11056.8415 | 165.27 | -0.30942 | -0.191
22218 | 15E17G12H10D07M01W04 | 2.07 | 119.93 | 0.64 | 7.55 | 130.19 | 6.3778 | 11056.8415 | 128.94 | -0.30942 | -0.16741
22219 | 15E17G12H10D07M02W02 | 1.61 | 118.89 | 0.64 | 14.95 | 136.09 | 6.3778 | 10874.3041 | 226.17 | -0.29807 | -0.22032
22220 | 15E17G12H11D05M01W02 | 2.02 | 108.23 | 0.64 | 14.95 | 125.84 | 5.6778 | 10090.8292 | 231 | -0.18168 | -0.12841
22221 | 15E17G12H11D05M01W03 | 2.02 | 108.23 | 0.64 | 10.18 | 121.07 | 5.6778 | 10090.8292 | 164.64 | -0.18168 | -0.085635
22222 | 15E17G12H11D06M01W02 | 1.83 | 98.88 | 0.64 | 14.95 | 116.3 | 5.1333 | 9284.7934 | 228.69 | -0.079594 | -0.042862
22223 | 15E17G12H11D06M01W03 | 1.83 | 98.88 | 0.64 | 10.18 | 111.53 | 5.1333 | 9284.7934 | 162.33 | -0.079594 | -8.967e-05
22224 | 15E17G12H11D07M01W02 | 2.07 | 110.77 | 0.64 | 14.95 | 128.43 | 5.7556 | 10312.3352 | 231.63 | -0.20941 | -0.15163
22225 | 15E17G12H11D07M01W03 | 2.07 | 110.77 | 0.64 | 10.18 | 123.66 | 5.7556 | 10312.3352 | 165.27 | -0.20941 | -0.10886
22226 | 15E17G12H11D07M01W04 | 2.07 | 110.77 | 0.64 | 7.55 | 121.03 | 5.7556 | 10312.3352 | 128.94 | -0.20941 | -0.085276
22227 | 15E17G12H11D07M02W02 | 1.61 | 109.77 | 0.64 | 14.95 | 126.97 | 5.8333 | 10138.0018 | 226.17 | -0.19849 | -0.13854
22228 | 15E17G12H12D05M01W02 | 1.76 | 89.78 | 0.64 | 14.95 | 107.13 | 4.6667 | 8398.7694 | 228.06 | 0.019762 | 0.039365
22229 | 15E17G12H12D05M01W03 | 1.76 | 89.78 | 0.64 | 10.18 | 102.36 | 4.6667 | 8398.7694 | 161.7 | 0.019762 | 0.082138
22230 | 15E17G12H12D07M01W02 | 1.8 | 91.89 | 0.64 | 14.95 | 109.28 | 4.7444 | 8583.3577 | 228.69 | -0.0032755 | 0.020086
22231 | 15E17G12H12D07M01W03 | 1.8 | 91.89 | 0.64 | 10.18 | 104.51 | 4.7444 | 8583.3577 | 162.33 | -0.0032755 | 0.062859
22232 | 15E17G12H12D07M01W04 | 1.8 | 91.89 | 0.64 | 7.55 | 101.88 | 4.7444 | 8583.3577 | 126 | -0.0032755 | 0.086442
22233 | 15E17G12H12D07M02W02 | 1.4 | 91.06 | 0.64 | 14.95 | 108.05 | 4.8222 | 8437.7381 | 223.86 | 0.0057867 | 0.031115
22234 | 15E17G12H13D05M01W02 | 1.76 | 88.39 | 0.64 | 14.95 | 105.74 | 4.6667 | 8177.2634 | 228.06 | 0.034938 | 0.051829
22235 | 15E17G12H13D05M01W03 | 1.76 | 88.39 | 0.64 | 10.18 | 100.97 | 4.6667 | 8177.2634 | 161.7 | 0.034938 | 0.094602
22236 | 15E17G12H13D07M01W02 | 1.8 | 90.48 | 0.64 | 14.95 | 107.87 | 4.7444 | 8359.8008 | 228.69 | 0.012119 | 0.03273
22237 | 15E17G12H13D07M01W03 | 1.8 | 90.48 | 0.64 | 10.18 | 103.1 | 4.7444 | 8359.8008 | 162.33 | 0.012119 | 0.075502
22238 | 15E17G12H13D07M01W04 | 1.8 | 90.48 | 0.64 | 7.55 | 100.47 | 4.7444 | 8359.8008 | 126 | 0.012119 | 0.099085
22239 | 15E17G12H13D07M02W02 | 1.4 | 89.69 | 0.64 | 14.95 | 106.68 | 4.8222 | 8222.385 | 223.86 | 0.020745 | 0.0434
22240 | 15E17G12H14D05M01W02 | 2.02 | 106.6 | 0.64 | 14.95 | 124.21 | 5.6778 | 9834.4565 | 231 | -0.16388 | -0.11379
22241 | 15E17G12H14D05M01W03 | 2.02 | 106.6 | 0.64 | 10.18 | 119.44 | 5.6778 | 9834.4565 | 164.64 | -0.16388 | -0.071019
22242 | 15E17G12H14D07M01W02 | 2.07 | 109.12 | 0.64 | 14.95 | 126.78 | 5.7556 | 10051.8605 | 231.63 | -0.1914 | -0.13684
22243 | 15E17G12H14D07M01W03 | 2.07 | 109.12 | 0.64 | 10.18 | 122.01 | 5.7556 | 10051.8605 | 165.27 | -0.1914 | -0.094064
22244 | 15E17G12H14D07M01W04 | 2.07 | 109.12 | 0.64 | 7.55 | 119.38 | 5.7556 | 10051.8605 | 128.94 | -0.1914 | -0.070481
22245 | 15E17G12H14D07M02W02 | 1.61 | 108.18 | 0.64 | 14.95 | 125.38 | 5.8333 | 9887.782 | 226.17 | -0.18113 | -0.12428
22246 | 15E18G10H07D04M01W02 | 2.5 | 127.66 | 0.64 | 14.95 | 145.75 | 7.3111 | 11015.8219 | 236.46 | -0.39382 | -0.30694
22247 | 15E18G10H07D05M01W02 | 1.98 | 103.64 | 0.64 | 14.95 | 121.21 | 6.0667 | 8999.707 | 230.37 | -0.13156 | -0.08689
22248 | 15E18G10H07D05M01W03 | 1.98 | 103.64 | 0.64 | 10.18 | 116.44 | 6.0667 | 8999.707 | 164.01 | -0.13156 | -0.044118
22249 | 15E18G10H07D06M01W02 | 1.76 | 91.26 | 0.64 | 14.95 | 108.61 | 5.3667 | 7982.4202 | 227.85 | 0.003603 | 0.026094
22250 | 15E18G10H07D06M01W03 | 1.76 | 91.26 | 0.64 | 10.18 | 103.84 | 5.3667 | 7982.4202 | 161.49 | 0.003603 | 0.068867
22251 | 15E18G10H07D07M01W02 | 2.03 | 107.06 | 0.64 | 14.95 | 124.68 | 6.2222 | 9280.6915 | 231 | -0.1689 | -0.11801
22252 | 15E18G10H07D07M01W03 | 2.03 | 107.06 | 0.64 | 10.18 | 119.91 | 6.2222 | 9280.6915 | 164.64 | -0.1689 | -0.075233
22253 | 15E18G10H07D07M01W04 | 2.03 | 107.06 | 0.64 | 7.55 | 117.28 | 6.2222 | 9280.6915 | 128.31 | -0.1689 | -0.05165
22254 | 15E18G10H07D07M02W02 | 1.8 | 105.96 | 0.64 | 14.95 | 123.35 | 6.3 | 9133.0208 | 228.27 | -0.15689 | -0.10608
22255 | 15E18G10H08D05M01W02 | 1.75 | 103.64 | 0.64 | 14.95 | 120.98 | 6.0667 | 8999.707 | 227.43 | -0.13156 | -0.084828
22256 | 15E18G10H08D05M01W03 | 1.75 | 103.64 | 0.64 | 10.18 | 116.21 | 6.0667 | 8999.707 | 161.07 | -0.13156 | -0.042055
22257 | 15E18G10H08D06M01W02 | 1.55 | 91.26 | 0.64 | 14.95 | 108.4 | 5.3667 | 7982.4202 | 225.12 | 0.003603 | 0.027977
22258 | 15E18G10H08D06M01W03 | 1.55 | 91.26 | 0.64 | 10.18 | 103.63 | 5.3667 | 7982.4202 | 158.76 | 0.003603 | 0.07075
22259 | 15E18G10H08D07M01W02 | 1.79 | 107.06 | 0.64 | 14.95 | 124.44 | 6.2222 | 9280.6915 | 227.85 | -0.1689 | -0.11585
22260 | 15E18G10H08D07M01W03 | 1.79 | 107.06 | 0.64 | 10.18 | 119.67 | 6.2222 | 9280.6915 | 161.49 | -0.1689 | -0.073081
22261 | 15E18G10H08D07M01W04 | 1.79 | 107.06 | 0.64 | 7.55 | 117.04 | 6.2222 | 9280.6915 | 125.16 | -0.1689 | -0.049498
22262 | 15E18G10H08D07M02W02 | 1.59 | 105.96 | 0.64 | 14.95 | 123.14 | 6.3 | 9133.0208 | 225.54 | -0.15689 | -0.1042
22263 | 15E18G10H09D05M01W02 | 1.68 | 103.64 | 0.64 | 14.95 | 120.91 | 6.0667 | 8999.707 | 226.38 | -0.13156 | -0.0842
22264 | 15E18G10H09D05M01W03 | 1.68 | 103.64 | 0.64 | 10.18 | 116.14 | 6.0667 | 8999.707 | 160.02 | -0.13156 | -0.041428
22265 | 15E18G10H09D07M01W02 | 1.72 | 107.06 | 0.64 | 14.95 | 124.37 | 6.2222 | 9280.6915 | 227.01 | -0.1689 | -0.11523
22266 | 15E18G10H09D07M01W03 | 1.72 | 107.06 | 0.64 | 10.18 | 119.6 | 6.2222 | 9280.6915 | 160.65 | -0.1689 | -0.072453
22267 | 15E18G10H09D07M01W04 | 1.72 | 107.06 | 0.64 | 7.55 | 116.97 | 6.2222 | 9280.6915 | 124.32 | -0.1689 | -0.04887
22268 | 15E18G10H09D07M02W02 | 1.53 | 105.96 | 0.64 | 14.95 | 123.08 | 6.3 | 9133.0208 | 224.7 | -0.15689 | -0.10366
22269 | 15E18G10H10D05M01W02 | 1.98 | 87.73 | 0.64 | 14.95 | 105.3 | 5.0556 | 7715.7926 | 230.37 | 0.042144 | 0.055775
22270 | 15E18G10H10D05M01W03 | 1.98 | 87.73 | 0.64 | 10.18 | 100.53 | 5.0556 | 7715.7926 | 164.01 | 0.042144 | 0.098547
22271 | 15E18G10H10D07M01W02 | 2.03 | 90.6 | 0.64 | 14.95 | 108.22 | 5.2111 | 7953.7064 | 231 | 0.010809 | 0.029591
22272 | 15E18G10H10D07M01W03 | 2.03 | 90.6 | 0.64 | 10.18 | 103.45 | 5.2111 | 7953.7064 | 164.64 | 0.010809 | 0.072364
22273 | 15E18G10H10D07M01W04 | 2.03 | 90.6 | 0.64 | 7.55 | 100.82 | 5.2111 | 7953.7064 | 128.31 | 0.010809 | 0.095947
22274 | 15E18G10H10D07M02W02 | 1.8 | 89.68 | 0.64 | 14.95 | 107.07 | 5.2111 | 7828.5965 | 228.27 | 0.020854 | 0.039903
22275 | 15E18G10H11D05M01W02 | 1.98 | 80.86 | 0.64 | 14.95 | 98.43 | 4.5889 | 7178.4354 | 230.37 | 0.11715 | 0.11738
22276 | 15E18G10H11D05M01W03 | 1.98 | 80.86 | 0.64 | 10.18 | 93.66 | 4.5889 | 7178.4354 | 164.01 | 0.11715 | 0.16015 | 1
22277 | 15E18G10H11D06M01W02 | 1.76 | 71.29 | 0.64 | 14.95 | 88.64 | 4.0444 | 6380.6036 | 227.85 | 0.22164 | 0.20516 | 1
22278 | 15E18G10H11D06M01W03 | 1.76 | 71.29 | 0.64 | 10.18 | 83.87 | 4.0444 | 6380.6036 | 161.49 | 0.22164 | 0.24794 | 1
22279 | 15E18G10H11D07M01W02 | 2.03 | 83.5 | 0.64 | 14.95 | 101.12 | 4.7444 | 7397.8904 | 231 | 0.088328 | 0.093257
22280 | 15E18G10H11D07M01W03 | 2.03 | 83.5 | 0.64 | 10.18 | 96.35 | 4.7444 | 7397.8904 | 164.64 | 0.088328 | 0.13603
22281 | 15E18G10H11D07M01W04 | 2.03 | 83.5 | 0.64 | 7.55 | 93.72 | 4.7444 | 7397.8904 | 128.31 | 0.088328 | 0.15961 | 1
22282 | 15E18G10H11D07M02W02 | 1.8 | 82.65 | 0.64 | 14.95 | 100.04 | 4.7444 | 7283.0355 | 228.27 | 0.097609 | 0.10294
22283 | 15E18G10H12D05M01W02 | 1.72 | 67.06 | 0.64 | 14.95 | 84.37 | 3.8111 | 5976.5602 | 227.64 | 0.26782 | 0.24345 | 1
22284 | 15E18G10H12D05M01W03 | 1.72 | 67.06 | 0.64 | 10.18 | 79.6 | 3.8111 | 5976.5602 | 161.28 | 0.26782 | 0.28623 | 1
22285 | 15E18G10H12D07M01W02 | 1.78 | 69.24 | 0.64 | 14.95 | 86.61 | 3.8889 | 6159.0976 | 228.27 | 0.24402 | 0.22337 | 1
22286 | 15E18G10H12D07M01W03 | 1.78 | 69.24 | 0.64 | 10.18 | 81.84 | 3.8889 | 6159.0976 | 161.91 | 0.24402 | 0.26614 | 1
22287 | 15E18G10H12D07M01W04 | 1.78 | 69.24 | 0.64 | 7.55 | 79.21 | 3.8889 | 6159.0976 | 125.58 | 0.24402 | 0.28972 | 1
22288 | 15E18G10H12D07M02W02 | 1.57 | 68.54 | 0.64 | 14.95 | 85.7 | 3.9667 | 6064.7524 | 225.75 | 0.25167 | 0.23153 | 1
22289 | 15E18G10H13D05M01W02 | 1.72 | 66.2 | 0.64 | 14.95 | 83.51 | 3.8111 | 5843.2464 | 227.64 | 0.27721 | 0.25117 | 1
22290 | 15E18G10H13D05M01W03 | 1.72 | 66.2 | 0.64 | 10.18 | 78.74 | 3.8111 | 5843.2464 | 161.28 | 0.27721 | 0.29394 | 1
22291 | 15E18G10H13D07M01W02 | 1.78 | 68.37 | 0.64 | 14.95 | 85.74 | 3.8889 | 6023.7328 | 228.27 | 0.25352 | 0.23117 | 1
22292 | 15E18G10H13D07M01W03 | 1.78 | 68.37 | 0.64 | 10.18 | 80.97 | 3.8889 | 6023.7328 | 161.91 | 0.25352 | 0.27394 | 1
22293 | 15E18G10H13D07M01W04 | 1.78 | 68.37 | 0.64 | 7.55 | 78.34 | 3.8889 | 6023.7328 | 125.58 | 0.25352 | 0.29753 | 1
22294 | 15E18G10H13D07M02W02 | 1.57 | 67.67 | 0.64 | 14.95 | 84.83 | 3.9667 | 5929.3876 | 225.75 | 0.26116 | 0.23933 | 1
22295 | 15E18G10H14D05M01W02 | 1.98 | 79.86 | 0.64 | 14.95 | 97.43 | 4.5889 | 7024.6118 | 230.37 | 0.12807 | 0.12635
22296 | 15E18G10H14D05M01W03 | 1.98 | 79.86 | 0.64 | 10.18 | 92.66 | 4.5889 | 7024.6118 | 164.01 | 0.12807 | 0.16912 | 1
22297 | 15E18G10H14D07M01W02 | 2.03 | 82.48 | 0.64 | 14.95 | 100.1 | 4.7444 | 7242.0158 | 231 | 0.099465 | 0.1024
22298 | 15E18G10H14D07M01W03 | 2.03 | 82.48 | 0.64 | 10.18 | 95.33 | 4.7444 | 7242.0158 | 164.64 | 0.099465 | 0.14518
22299 | 15E18G10H14D07M01W04 | 2.03 | 82.48 | 0.64 | 7.55 | 92.7 | 4.7444 | 7242.0158 | 128.31 | 0.099465 | 0.16876 | 1
22300 | 15E18G10H14D07M02W02 | 1.8 | 81.63 | 0.64 | 14.95 | 99.02 | 4.7444 | 7125.1099 | 228.27 | 0.10875 | 0.11209
22301 | 15E18G11H07D04M01W02 | 3.1 | 120.55 | 0.64 | 14.95 | 139.24 | 7.0778 | 10285.6724 | 243.6 | -0.31619 | -0.24857
22302 | 15E18G11H07D05M01W02 | 2.5 | 97.94 | 0.64 | 14.95 | 116.03 | 5.8333 | 8411.0753 | 236.46 | -0.069331 | -0.040441
22303 | 15E18G11H07D05M01W03 | 2.5 | 97.94 | 0.64 | 10.18 | 111.26 | 5.8333 | 8411.0753 | 170.1 | -0.069331 | 0.0023314
22304 | 15E18G11H07D06M01W02 | 2.23 | 85.66 | 0.64 | 14.95 | 103.48 | 5.2111 | 7418.4002 | 233.31 | 0.064745 | 0.072095
22305 | 15E18G11H07D06M01W03 | 2.23 | 85.66 | 0.64 | 10.18 | 98.71 | 5.2111 | 7418.4002 | 166.95 | 0.064745 | 0.11487
22306 | 15E18G11H07D07M01W02 | 2.57 | 101.32 | 0.64 | 14.95 | 119.48 | 6.0667 | 8687.9578 | 237.3 | -0.10623 | -0.071377
22307 | 15E18G11H07D07M01W03 | 2.57 | 101.32 | 0.64 | 10.18 | 114.71 | 6.0667 | 8687.9578 | 170.94 | -0.10623 | -0.028605
22308 | 15E18G11H07D07M01W04 | 2.57 | 101.32 | 0.64 | 7.55 | 112.08 | 6.0667 | 8687.9578 | 134.61 | -0.10623 | -0.0050215
22309 | 15E18G11H07D07M02W02 | 2.34 | 100.16 | 0.64 | 14.95 | 118.09 | 6.1444 | 8544.3891 | 234.57 | -0.093569 | -0.058913
22310 | 15E18G11H08D05M01W02 | 2.2 | 97.94 | 0.64 | 14.95 | 115.73 | 5.8333 | 8411.0753 | 232.68 | -0.069331 | -0.037751
22311 | 15E18G11H08D05M01W03 | 2.2 | 97.94 | 0.64 | 10.18 | 110.96 | 5.8333 | 8411.0753 | 166.32 | -0.069331 | 0.0050215
22312 | 15E18G11H08D06M01W02 | 1.96 | 85.66 | 0.64 | 14.95 | 103.21 | 5.2111 | 7418.4002 | 229.74 | 0.064745 | 0.074516
22313 | 15E18G11H08D06M01W03 | 1.96 | 85.66 | 0.64 | 10.18 | 98.44 | 5.2111 | 7418.4002 | 163.38 | 0.064745 | 0.11729
22314 | 15E18G11H08D07M01W02 | 2.26 | 101.32 | 0.64 | 14.95 | 119.17 | 6.0667 | 8687.9578 | 233.31 | -0.10623 | -0.068598
22315 | 15E18G11H08D07M01W03 | 2.26 | 101.32 | 0.64 | 10.18 | 114.4 | 6.0667 | 8687.9578 | 166.95 | -0.10623 | -0.025825
22316 | 15E18G11H08D07M01W04 | 2.26 | 101.32 | 0.64 | 7.55 | 111.77 | 6.0667 | 8687.9578 | 130.62 | -0.10623 | -0.0022418
22317 | 15E18G11H08D07M02W02 | 2.06 | 100.16 | 0.64 | 14.95 | 117.81 | 6.1444 | 8544.3891 | 231 | -0.093569 | -0.056402
22318 | 15E18G11H09D05M01W02 | 2.11 | 97.94 | 0.64 | 14.95 | 115.64 | 5.8333 | 8411.0753 | 231.63 | -0.069331 | -0.036944
22319 | 15E18G11H09D05M01W03 | 2.11 | 97.94 | 0.64 | 10.18 | 110.87 | 5.8333 | 8411.0753 | 165.06 | -0.069331 | 0.0058286
22320 | 15E18G11H09D07M01W02 | 2.18 | 101.32 | 0.64 | 14.95 | 119.09 | 6.0667 | 8687.9578 | 232.26 | -0.10623 | -0.06788
22321 | 15E18G11H09D07M01W03 | 2.18 | 101.32 | 0.64 | 10.18 | 114.32 | 6.0667 | 8687.9578 | 165.9 | -0.10623 | -0.025108
22322 | 15E18G11H09D07M01W04 | 2.18 | 101.32 | 0.64 | 7.55 | 111.69 | 6.0667 | 8687.9578 | 129.57 | -0.10623 | -0.0015244
22323 | 15E18G11H09D07M02W02 | 1.99 | 100.16 | 0.64 | 14.95 | 117.74 | 6.1444 | 8544.3891 | 229.95 | -0.093569 | -0.055775
22324 | 15E18G11H10D05M01W02 | 2.5 | 82.86 | 0.64 | 14.95 | 100.95 | 4.9 | 7209.2001 | 236.46 | 0.095316 | 0.094781
22325 | 15E18G11H10D05M01W03 | 2.5 | 82.86 | 0.64 | 10.18 | 96.18 | 4.9 | 7209.2001 | 170.1 | 0.095316 | 0.13755
22326 | 15E18G11H10D07M01W02 | 2.57 | 85.71 | 0.64 | 14.95 | 103.87 | 5.0556 | 7445.063 | 237.3 | 0.064199 | 0.068598
22327 | 15E18G11H10D07M01W03 | 2.57 | 85.71 | 0.64 | 10.18 | 99.1 | 5.0556 | 7445.063 | 170.94 | 0.064199 | 0.11137
22328 | 15E18G11H10D07M01W04 | 2.57 | 85.71 | 0.64 | 7.55 | 96.47 | 5.0556 | 7445.063 | 134.61 | 0.064199 | 0.13495
22329 | 15E18G11H10D07M02W02 | 2.34 | 84.73 | 0.64 | 14.95 | 102.66 | 5.0556 | 7322.0041 | 234.57 | 0.074899 | 0.079448
22330 | 15E18G11H11D05M01W02 | 2.5 | 76.35 | 0.64 | 14.95 | 94.44 | 4.4333 | 6704.6587 | 236.46 | 0.16639 | 0.15316 | 1
22331 | 15E18G11H11D05M01W03 | 2.5 | 76.35 | 0.64 | 10.18 | 89.67 | 4.4333 | 6704.6587 | 170.1 | 0.16639 | 0.19593 | 1
22332 | 15E18G11H11D06M01W02 | 2.23 | 66.87 | 0.64 | 14.95 | 84.69 | 3.8889 | 5927.3367 | 233.31 | 0.2699 | 0.24058 | 1
22333 | 15E18G11H11D06M01W03 | 2.23 | 66.87 | 0.64 | 10.18 | 79.92 | 3.8889 | 5927.3367 | 166.95 | 0.2699 | 0.28336 | 1
22334 | 15E18G11H11D07M01W02 | 2.57 | 78.96 | 0.64 | 14.95 | 97.12 | 4.5889 | 6922.0627 | 237.3 | 0.1379 | 0.12912
22335 | 15E18G11H11D07M01W03 | 2.57 | 78.96 | 0.64 | 10.18 | 92.35 | 4.5889 | 6922.0627 | 170.94 | 0.1379 | 0.1719 | 1
22336 | 15E18G11H11D07M01W04 | 2.57 | 78.96 | 0.64 | 7.55 | 89.72 | 4.5889 | 6922.0627 | 134.61 | 0.1379 | 0.19548 | 1
22337 | 15E18G11H11D07M02W02 | 2.34 | 78.07 | 0.64 | 14.95 | 96 | 4.5889 | 6809.2587 | 234.57 | 0.14761 | 0.13917
22338 | 15E18G11H12D05M01W02 | 2.17 | 63.31 | 0.64 | 14.95 | 81.07 | 3.6556 | 5580.7208 | 232.89 | 0.30877 | 0.27305 | 1
22339 | 15E18G11H12D05M01W03 | 2.17 | 63.31 | 0.64 | 10.18 | 76.3 | 3.6556 | 5580.7208 | 166.53 | 0.30877 | 0.31582 | 1
22340 | 15E18G11H12D07M01W02 | 2.23 | 65.47 | 0.64 | 14.95 | 83.29 | 3.8111 | 5761.2071 | 233.73 | 0.28518 | 0.25314 | 1
22341 | 15E18G11H12D07M01W03 | 2.23 | 65.47 | 0.64 | 10.18 | 78.52 | 3.8111 | 5761.2071 | 167.37 | 0.28518 | 0.29591 | 1
22342 | 15E18G11H12D07M01W04 | 2.23 | 65.47 | 0.64 | 7.55 | 75.89 | 3.8111 | 5761.2071 | 131.04 | 0.28518 | 0.31949 | 1
22343 | 15E18G11H12D07M02W02 | 2.04 | 64.73 | 0.64 | 14.95 | 82.36 | 3.8111 | 5668.913 | 231.42 | 0.29326 | 0.26148 | 1
22344 | 15E18G11H13D05M01W02 | 2.17 | 62.52 | 0.64 | 14.95 | 80.28 | 3.6556 | 5461.7638 | 232.89 | 0.31739 | 0.28013 | 1
22345 | 15E18G11H13D05M01W03 | 2.17 | 62.52 | 0.64 | 10.18 | 75.51 | 3.6556 | 5461.7638 | 166.53 | 0.31739 | 0.3229 | 1
22346 | 15E18G11H13D07M01W02 | 2.23 | 64.67 | 0.64 | 14.95 | 82.49 | 3.8111 | 5638.1483 | 233.73 | 0.29392 | 0.26031 | 1
22347 | 15E18G11H13D07M01W03 | 2.23 | 64.67 | 0.64 | 10.18 | 77.72 | 3.8111 | 5638.1483 | 167.37 | 0.29392 | 0.30308 | 1
22348 | 15E18G11H13D07M01W04 | 2.23 | 64.67 | 0.64 | 7.55 | 75.09 | 3.8111 | 5638.1483 | 131.04 | 0.29392 | 0.32667 | 1
22349 | 15E18G11H13D07M02W02 | 2.04 | 63.93 | 0.64 | 14.95 | 81.56 | 3.8111 | 5543.8031 | 231.42 | 0.302 | 0.26865 | 1
22350 | 15E18G11H14D05M01W02 | 2.5 | 75.43 | 0.64 | 14.95 | 93.52 | 4.4333 | 6565.1919 | 236.46 | 0.17644 | 0.16141 | 1
22351 | 15E18G11H14D05M01W03 | 2.5 | 75.43 | 0.64 | 10.18 | 88.75 | 4.4333 | 6565.1919 | 170.1 | 0.17644 | 0.20418 | 1
22352 | 15E18G11H14D07M01W02 | 2.57 | 78.03 | 0.64 | 14.95 | 96.19 | 4.5889 | 6778.494 | 237.3 | 0.14805 | 0.13746
22353 | 15E18G11H14D07M01W03 | 2.57 | 78.03 | 0.64 | 10.18 | 91.42 | 4.5889 | 6778.494 | 170.94 | 0.14805 | 0.18024 | 1
22354 | 15E18G11H14D07M01W04 | 2.57 | 78.03 | 0.64 | 7.55 | 88.79 | 4.5889 | 6778.494 | 134.61 | 0.14805 | 0.20382 | 1
22355 | 15E18G11H14D07M02W02 | 2.34 | 77.13 | 0.64 | 14.95 | 95.06 | 4.5889 | 6667.741 | 234.57 | 0.15788 | 0.1476
22356 | 15E18G12H07D04M01W02 | 1.66 | 161.49 | 0.64 | 14.95 | 178.74 | 8.6333 | 14549.6631 | 226.59 | -0.76318 | -0.60276
22357 | 15E18G12H07D05M01W02 | 1.28 | 131.24 | 0.64 | 14.95 | 148.11 | 7.1556 | 11928.5086 | 222.18 | -0.43291 | -0.3281
22358 | 15E18G12H07D05M01W03 | 1.28 | 131.24 | 0.64 | 10.18 | 143.34 | 7.1556 | 11928.5086 | 155.82 | -0.43291 | -0.28533
22359 | 15E18G12H07D06M01W02 | 1.15 | 118.64 | 0.64 | 14.95 | 135.38 | 6.4556 | 10841.4884 | 220.5 | -0.29534 | -0.21395
22360 | 15E18G12H07D06M01W03 | 1.15 | 118.64 | 0.64 | 10.18 | 130.61 | 6.4556 | 10841.4884 | 154.14 | -0.29534 | -0.17118
22361 | 15E18G12H07D07M01W02 | 1.31 | 134.69 | 0.64 | 14.95 | 151.59 | 7.3111 | 12227.9519 | 222.6 | -0.47058 | -0.35931
22362 | 15E18G12H07D07M01W03 | 1.31 | 134.69 | 0.64 | 10.18 | 146.82 | 7.3111 | 12227.9519 | 156.24 | -0.47058 | -0.31654
22363 | 15E18G12H07D07M01W04 | 1.31 | 134.69 | 0.64 | 7.55 | 144.19 | 7.3111 | 12227.9519 | 119.91 | -0.47058 | -0.29295
22364 | 15E18G12H07D07M02W02 | 0.99 | 133.49 | 0.64 | 14.95 | 150.07 | 7.3889 | 12029.0067 | 218.82 | -0.45747 | -0.34568
22365 | 15E18G12H08D05M01W02 | 1.13 | 131.24 | 0.64 | 14.95 | 147.96 | 7.1556 | 11928.5086 | 220.29 | -0.43291 | -0.32676
22366 | 15E18G12H08D05M01W03 | 1.13 | 131.24 | 0.64 | 10.18 | 143.19 | 7.1556 | 11928.5086 | 153.93 | -0.43291 | -0.28398
22367 | 15E18G12H08D06M01W02 | 1.01 | 118.64 | 0.64 | 14.95 | 135.24 | 6.4556 | 10841.4884 | 218.82 | -0.29534 | -0.2127
22368 | 15E18G12H08D06M01W03 | 1.01 | 118.64 | 0.64 | 10.18 | 130.47 | 6.4556 | 10841.4884 | 152.46 | -0.29534 | -0.16992
22369 | 15E18G12H08D07M01W02 | 1.16 | 134.69 | 0.64 | 14.95 | 151.44 | 7.3111 | 12227.9519 | 220.5 | -0.47058 | -0.35796
22370 | 15E18G12H08D07M01W03 | 1.16 | 134.69 | 0.64 | 10.18 | 146.67 | 7.3111 | 12227.9519 | 154.14 | -0.47058 | -0.31519
22371 | 15E18G12H08D07M01W04 | 1.16 | 134.69 | 0.64 | 7.55 | 144.04 | 7.3111 | 12227.9519 | 117.81 | -0.47058 | -0.29161
22372 | 15E18G12H08D07M02W02 | 0.87 | 133.49 | 0.64 | 14.95 | 149.95 | 7.3889 | 12029.0067 | 217.14 | -0.45747 | -0.3446
22373 | 15E18G12H09D05M01W02 | 1.09 | 131.24 | 0.64 | 14.95 | 147.92 | 7.1556 | 11928.5086 | 219.66 | -0.43291 | -0.3264
22374 | 15E18G12H09D05M01W03 | 1.09 | 131.24 | 0.64 | 10.18 | 143.15 | 7.1556 | 11928.5086 | 153.3 | -0.43291 | -0.28363
22375 | 15E18G12H09D07M01W02 | 1.11 | 134.69 | 0.64 | 14.95 | 151.39 | 7.3111 | 12227.9519 | 220.08 | -0.47058 | -0.35751
22376 | 15E18G12H09D07M01W03 | 1.11 | 134.69 | 0.64 | 10.18 | 146.62 | 7.3111 | 12227.9519 | 153.72 | -0.47058 | -0.31474
22377 | 15E18G12H09D07M01W04 | 1.11 | 134.69 | 0.64 | 7.55 | 143.99 | 7.3111 | 12227.9519 | 117.39 | -0.47058 | -0.29116
22378 | 15E18G12H09D07M02W02 | 0.84 | 133.49 | 0.64 | 14.95 | 149.92 | 7.3889 | 12029.0067 | 216.72 | -0.45747 | -0.34433
22379 | 15E18G12H10D05M01W02 | 1.28 | 111.39 | 0.64 | 14.95 | 128.26 | 5.9111 | 10259.0097 | 222.18 | -0.21618 | -0.15011
22380 | 15E18G12H10D05M01W03 | 1.28 | 111.39 | 0.64 | 10.18 | 123.49 | 5.9111 | 10259.0097 | 155.82 | -0.21618 | -0.10734
22381 | 15E18G12H10D07M01W02 | 1.31 | 114.3 | 0.64 | 14.95 | 131.2 | 6.0667 | 10513.3314 | 222.6 | -0.24795 | -0.17647
22382 | 15E18G12H10D07M01W03 | 1.31 | 114.3 | 0.64 | 10.18 | 126.43 | 6.0667 | 10513.3314 | 156.24 | -0.24795 | -0.1337
22383 | 15E18G12H10D07M01W04 | 1.31 | 114.3 | 0.64 | 7.55 | 123.8 | 6.0667 | 10513.3314 | 119.91 | -0.24795 | -0.11011
22384 | 15E18G12H10D07M02W02 | 0.99 | 113.25 | 0.64 | 14.95 | 129.83 | 6.1444 | 10338.9979 | 218.82 | -0.23649 | -0.16419
22385 | 15E18G12H11D05M01W02 | 1.28 | 102.89 | 0.64 | 14.95 | 119.76 | 5.3667 | 9567.8289 | 222.18 | -0.12338 | -0.073888
22386 | 15E18G12H11D05M01W03 | 1.28 | 102.89 | 0.64 | 10.18 | 114.99 | 5.3667 | 9567.8289 | 155.82 | -0.12338 | -0.031115
22387 | 15E18G12H11D06M01W02 | 1.15 | 93.11 | 0.64 | 14.95 | 109.85 | 4.9 | 8710.5186 | 220.5 | -0.016596 | 0.014975
22388 | 15E18G12H11D06M01W03 | 1.15 | 93.11 | 0.64 | 10.18 | 105.08 | 4.9 | 8710.5186 | 154.14 | -0.016596 | 0.057747
22389 | 15E18G12H11D07M01W02 | 1.31 | 105.56 | 0.64 | 14.95 | 122.46 | 5.5222 | 9805.7427 | 222.6 | -0.15253 | -0.098099
22390 | 15E18G12H11D07M01W03 | 1.31 | 105.56 | 0.64 | 10.18 | 117.69 | 5.5222 | 9805.7427 | 156.24 | -0.15253 | -0.055326
22391 | 15E18G12H11D07M01W04 | 1.31 | 105.56 | 0.64 | 7.55 | 115.06 | 5.5222 | 9805.7427 | 119.91 | -0.15253 | -0.031743
22392 | 15E18G12H11D07M02W02 | 0.99 | 104.57 | 0.64 | 14.95 | 121.15 | 5.6 | 9639.6132 | 218.82 | -0.14172 | -0.086352
22393 | 15E18G12H12D05M01W02 | 1.11 | 85.36 | 0.64 | 14.95 | 102.06 | 4.4333 | 7966.0123 | 220.29 | 0.068021 | 0.084828
22394 | 15E18G12H12D05M01W03 | 1.11 | 85.36 | 0.64 | 10.18 | 97.29 | 4.4333 | 7966.0123 | 153.93 | 0.068021 | 0.1276
22395 | 15E18G12H12D07M01W02 | 1.14 | 87.57 | 0.64 | 14.95 | 104.3 | 4.5111 | 8160.8556 | 220.71 | 0.043891 | 0.064742
22396 | 15E18G12H12D07M01W03 | 1.14 | 87.57 | 0.64 | 10.18 | 99.53 | 4.5111 | 8160.8556 | 154.35 | 0.043891 | 0.10751
22397 | 15E18G12H12D07M01W04 | 1.14 | 87.57 | 0.64 | 7.55 | 96.9 | 4.5111 | 8160.8556 | 118.02 | 0.043891 | 0.1311
22398 | 15E18G12H12D07M02W02 | 0.86 | 86.74 | 0.64 | 14.95 | 103.19 | 4.5889 | 8023.4398 | 217.35 | 0.052953 | 0.074695
22399 | 15E18G12H13D05M01W02 | 1.11 | 84.03 | 0.64 | 14.95 | 100.73 | 4.4333 | 7756.8122 | 220.29 | 0.082542 | 0.096754
22400 | 15E18G12H13D05M01W03 | 1.11 | 84.03 | 0.64 | 10.18 | 95.96 | 4.4333 | 7756.8122 | 153.93 | 0.082542 | 0.13953
22401 | 15E18G12H13D07M01W02 | 1.14 | 86.23 | 0.64 | 14.95 | 102.96 | 4.5111 | 7949.6045 | 220.71 | 0.058522 | 0.076758
22402 | 15E18G12H13D07M01W03 | 1.14 | 86.23 | 0.64 | 10.18 | 98.19 | 4.5111 | 7949.6045 | 154.35 | 0.058522 | 0.11953
22403 | 15E18G12H13D07M01W04 | 1.14 | 86.23 | 0.64 | 7.55 | 95.56 | 4.5111 | 7949.6045 | 118.02 | 0.058522 | 0.14311
22404 | 15E18G12H13D07M02W02 | 0.86 | 85.43 | 0.64 | 14.95 | 101.88 | 4.5889 | 7818.3416 | 217.35 | 0.067256 | 0.086442
22405 | 15E18G12H14D05M01W02 | 1.28 | 101.35 | 0.64 | 14.95 | 118.22 | 5.3667 | 9323.7621 | 222.18 | -0.10656 | -0.060079
22406 | 15E18G12H14D05M01W03 | 1.28 | 101.35 | 0.64 | 10.18 | 113.45 | 5.3667 | 9323.7621 | 155.82 | -0.10656 | -0.017306
22407 | 15E18G12H14D07M01W02 | 1.31 | 104 | 0.64 | 14.95 | 120.9 | 5.5222 | 9557.574 | 222.6 | -0.1355 | -0.08411
22408 | 15E18G12H14D07M01W03 | 1.31 | 104 | 0.64 | 10.18 | 116.13 | 5.5222 | 9557.574 | 156.24 | -0.1355 | -0.041338
22409 | 15E18G12H14D07M01W04 | 1.31 | 104 | 0.64 | 7.55 | 113.5 | 5.5222 | 9557.574 | 119.91 | -0.1355 | -0.017755
22410 | 15E18G12H14D07M02W02 | 0.99 | 103.04 | 0.64 | 14.95 | 119.62 | 5.6 | 9399.6484 | 218.82 | -0.12501 | -0.072633
22411 | 15E19G10H07D04M01W02 | 2.68 | 107.34 | 0.64 | 14.95 | 125.61 | 6.3778 | 9210.9581 | 238.56 | -0.17196 | -0.12635
22412 | 15E19G10H07D05M01W02 | 2.13 | 89.09 | 0.64 | 14.95 | 106.81 | 5.3667 | 7726.0475 | 232.26 | 0.027296 | 0.042235
22413 | 15E19G10H07D05M01W03 | 2.13 | 89.09 | 0.64 | 10.18 | 102.04 | 5.3667 | 7726.0475 | 165.9 | 0.027296 | 0.085007
22414 | 15E19G10H07D06M01W02 | 1.91 | 80.33 | 0.64 | 14.95 | 97.83 | 4.8222 | 7018.4588 | 229.53 | 0.12294 | 0.12276
22415 | 15E19G10H07D06M01W03 | 1.91 | 80.33 | 0.64 | 10.18 | 93.06 | 4.8222 | 7018.4588 | 163.17 | 0.12294 | 0.16553 | 1
22416 | 15E19G10H07D07M01W02 | 2.2 | 91.41 | 0.64 | 14.95 | 109.2 | 5.5222 | 7910.6358 | 232.89 | 0.0019653 | 0.020803
22417 | 15E19G10H07D07M01W03 | 2.2 | 91.41 | 0.64 | 10.18 | 104.43 | 5.5222 | 7910.6358 | 166.53 | 0.0019653 | 0.063576
22418 | 15E19G10H07D07M01W04 | 2.2 | 91.41 | 0.64 | 7.55 | 101.8 | 5.5222 | 7910.6358 | 130.2 | 0.0019653 | 0.087159
22419 | 15E19G10H07D07M02W02 | 1.98 | 90.56 | 0.64 | 14.95 | 108.13 | 5.6 | 7801.9338 | 230.37 | 0.011246 | 0.030398
22420 | 15E19G10H08D05M01W02 | 1.88 | 89.09 | 0.64 | 14.95 | 106.56 | 5.3667 | 7726.0475 | 228.9 | 0.027296 | 0.044476
22421 | 15E19G10H08D05M01W03 | 1.88 | 89.09 | 0.64 | 10.18 | 101.79 | 5.3667 | 7726.0475 | 162.54 | 0.027296 | 0.087249
22422 | 15E19G10H08D06M01W02 | 1.68 | 80.33 | 0.64 | 14.95 | 97.6 | 4.8222 | 7018.4588 | 226.59 | 0.12294 | 0.12482
22423 | 15E19G10H08D06M01W03 | 1.68 | 80.33 | 0.64 | 10.18 | 92.83 | 4.8222 | 7018.4588 | 160.23 | 0.12294 | 0.16759 | 1
22424 | 15E19G10H08D07M01W02 | 1.94 | 91.41 | 0.64 | 14.95 | 108.94 | 5.5222 | 7910.6358 | 229.53 | 0.0019653 | 0.023135
22425 | 15E19G10H08D07M01W03 | 1.94 | 91.41 | 0.64 | 10.18 | 104.17 | 5.5222 | 7910.6358 | 163.17 | 0.0019653 | 0.065907
22426 | 15E19G10H08D07M01W04 | 1.94 | 91.41 | 0.64 | 7.55 | 101.54 | 5.5222 | 7910.6358 | 126.84 | 0.0019653 | 0.089491
22427 | 15E19G10H08D07M02W02 | 1.74 | 90.56 | 0.64 | 14.95 | 107.89 | 5.6 | 7801.9338 | 227.22 | 0.011246 | 0.03255
22428 | 15E19G10H09D05M01W02 | 1.81 | 89.09 | 0.64 | 14.95 | 106.49 | 5.3667 | 7726.0475 | 228.06 | 0.027296 | 0.045104
22429 | 15E19G10H09D05M01W03 | 1.81 | 89.09 | 0.64 | 10.18 | 101.72 | 5.3667 | 7726.0475 | 161.7 | 0.027296 | 0.087877
22430 | 15E19G10H09D07M01W02 | 1.86 | 91.41 | 0.64 | 14.95 | 108.86 | 5.5222 | 7910.6358 | 228.48 | 0.0019653 | 0.023852
22431 | 15E19G10H09D07M01W03 | 1.86 | 91.41 | 0.64 | 10.18 | 104.09 | 5.5222 | 7910.6358 | 162.12 | 0.0019653 | 0.066625
22432 | 15E19G10H09D07M01W04 | 1.86 | 91.41 | 0.64 | 7.55 | 101.46 | 5.5222 | 7910.6358 | 125.79 | 0.0019653 | 0.090208
22433 | 15E19G10H09D07M02W02 | 1.68 | 90.56 | 0.64 | 14.95 | 107.83 | 5.6 | 7801.9338 | 226.38 | 0.011246 | 0.033088
22434 | 15E19G10H10D05M01W02 | 2.13 | 75.45 | 0.64 | 14.95 | 93.17 | 4.4333 | 6632.8743 | 232.26 | 0.17622 | 0.16454 | 1
22435 | 15E19G10H10D05M01W03 | 2.13 | 75.45 | 0.64 | 10.18 | 88.4 | 4.4333 | 6632.8743 | 165.9 | 0.17622 | 0.20732 | 1
22436 | 15E19G10H10D07M01W02 | 2.2 | 77.4 | 0.64 | 14.95 | 95.19 | 4.5889 | 6790.7999 | 232.89 | 0.15493 | 0.14643
22437 | 15E19G10H10D07M01W03 | 2.2 | 77.4 | 0.64 | 10.18 | 90.42 | 4.5889 | 6790.7999 | 166.53 | 0.15493 | 0.1892 | 1
22438 | 15E19G10H10D07M01W04 | 2.2 | 77.4 | 0.64 | 7.55 | 87.79 | 4.5889 | 6790.7999 | 130.2 | 0.15493 | 0.21279 | 1
22439 | 15E19G10H10D07M02W02 | 1.98 | 76.69 | 0.64 | 14.95 | 94.26 | 4.6667 | 6698.5057 | 230.37 | 0.16268 | 0.15477 | 1
22440 | 15E19G10H11D05M01W02 | 2.13 | 69.57 | 0.64 | 14.95 | 87.29 | 4.0444 | 6177.5564 | 232.26 | 0.24042 | 0.21727 | 1
22441 | 15E19G10H11D05M01W03 | 2.13 | 69.57 | 0.64 | 10.18 | 82.52 | 4.0444 | 6177.5564 | 165.9 | 0.24042 | 0.26004 | 1
22442 | 15E19G10H11D06M01W02 | 1.91 | 62.8 | 0.64 | 14.95 | 80.3 | 3.6556 | 5623.7914 | 229.53 | 0.31434 | 0.27995 | 1
22443 | 15E19G10H11D06M01W03 | 1.91 | 62.8 | 0.64 | 10.18 | 75.53 | 3.6556 | 5623.7914 | 163.17 | 0.31434 | 0.32272 | 1
22444 | 15E19G10H11D07M01W02 | 2.2 | 71.36 | 0.64 | 14.95 | 89.15 | 4.2 | 6323.1761 | 232.89 | 0.22088 | 0.20059 | 1
22445 | 15E19G10H11D07M01W03 | 2.2 | 71.36 | 0.64 | 10.18 | 84.38 | 4.2 | 6323.1761 | 166.53 | 0.22088 | 0.24336 | 1
22446 | 15E19G10H11D07M01W04 | 2.2 | 71.36 | 0.64 | 7.55 | 81.75 | 4.2 | 6323.1761 | 130.2 | 0.22088 | 0.26695 | 1
22447 | 15E19G10H11D07M02W02 | 1.98 | 70.72 | 0.64 | 14.95 | 88.29 | 4.2 | 6239.0858 | 230.37 | 0.22786 | 0.2083 | 1
22448 | 15E19G10H12D05M01W02 | 1.86 | 57.69 | 0.64 | 14.95 | 75.14 | 3.3444 | 5143.8617 | 229.11 | 0.37013 | 0.32622 | 1
22449 | 15E19G10H12D05M01W03 | 1.86 | 57.69 | 0.64 | 10.18 | 70.37 | 3.3444 | 5143.8617 | 162.75 | 0.37013 | 0.36899 | 1
22450 | 15E19G10H12D07M01W02 | 1.9 | 59.18 | 0.64 | 14.95 | 76.67 | 3.4222 | 5264.8696 | 229.74 | 0.35386 | 0.3125 | 1
22451 | 15E19G10H12D07M01W03 | 1.9 | 59.18 | 0.64 | 10.18 | 71.9 | 3.4222 | 5264.8696 | 163.38 | 0.35386 | 0.35527 | 1
22452 | 15E19G10H12D07M01W04 | 1.9 | 59.18 | 0.64 | 7.55 | 69.27 | 3.4222 | 5264.8696 | 127.05 | 0.35386 | 0.37886 | 1
22453 | 15E19G10H12D07M02W02 | 1.72 | 58.65 | 0.64 | 14.95 | 75.96 | 3.5 | 5199.2382 | 227.64 | 0.35965 | 0.31887 | 1
22454 | 15E19G10H13D05M01W02 | 1.86 | 56.92 | 0.64 | 14.95 | 74.37 | 3.3444 | 5022.8538 | 229.11 | 0.37853 | 0.33312 | 1
22455 | 15E19G10H13D05M01W03 | 1.86 | 56.92 | 0.64 | 10.18 | 69.6 | 3.3444 | 5022.8538 | 162.75 | 0.37853 | 0.3759 | 1
22456 | 15E19G10H13D07M01W02 | 1.9 | 58.39 | 0.64 | 14.95 | 75.88 | 3.4222 | 5143.8617 | 229.74 | 0.36248 | 0.31958 | 1
22457 | 15E19G10H13D07M01W03 | 1.9 | 58.39 | 0.64 | 10.18 | 71.11 | 3.4222 | 5143.8617 | 163.38 | 0.36248 | 0.36236 | 1
22458 | 15E19G10H13D07M01W04 | 1.9 | 58.39 | 0.64 | 7.55 | 68.48 | 3.4222 | 5143.8617 | 127.05 | 0.36248 | 0.38594 | 1
22459 | 15E19G10H13D07M02W02 | 1.72 | 57.85 | 0.64 | 14.95 | 75.16 | 3.5 | 5074.1283 | 227.64 | 0.36838 | 0.32604 | 1
22460 | 15E19G10H14D05M01W02 | 2.13 | 68.66 | 0.64 | 14.95 | 86.38 | 4.0444 | 6038.0897 | 232.26 | 0.25035 | 0.22543 | 1
22461 | 15E19G10H14D05M01W03 | 2.13 | 68.66 | 0.64 | 10.18 | 81.61 | 4.0444 | 6038.0897 | 165.9 | 0.25035 | 0.2682 | 1
22462 | 15E19G10H14D07M01W02 | 2.2 | 70.44 | 0.64 | 14.95 | 88.23 | 4.2 | 6179.6074 | 232.89 | 0.23092 | 0.20884 | 1
22463 | 15E19G10H14D07M01W03 | 2.2 | 70.44 | 0.64 | 10.18 | 83.46 | 4.2 | 6179.6074 | 166.53 | 0.23092 | 0.25161 | 1
22464 | 15E19G10H14D07M01W04 | 2.2 | 70.44 | 0.64 | 7.55 | 80.83 | 4.2 | 6179.6074 | 130.2 | 0.23092 | 0.2752 | 1
22465 | 15E19G10H14D07M02W02 | 1.98 | 69.8 | 0.64 | 14.95 | 87.37 | 4.2 | 6095.5171 | 230.37 | 0.23791 | 0.21655 | 1
22466 | 15E19G11H07D04M01W02 | 3.3 | 100.94 | 0.64 | 14.95 | 119.83 | 6.1444 | 8579.2558 | 245.91 | -0.10209 | -0.074516
22467 | 15E19G11H07D05M01W02 | 2.68 | 83.73 | 0.64 | 14.95 | 102 | 5.1333 | 7194.8432 | 238.56 | 0.085817 | 0.085366
22468 | 15E19G11H07D05M01W03 | 2.68 | 83.73 | 0.64 | 10.18 | 97.23 | 5.1333 | 7194.8432 | 172.2 | 0.085817 | 0.12814
22469 | 15E19G11H07D06M01W02 | 2.4 | 75.04 | 0.64 | 14.95 | 93.03 | 4.6667 | 6501.6115 | 235.2 | 0.1807 | 0.1658 | 1
22470 | 15E19G11H07D06M01W03 | 2.4 | 75.04 | 0.64 | 10.18 | 88.26 | 4.6667 | 6501.6115 | 168.84 | 0.1807 | 0.20857 | 1
22471 | 15E19G11H07D07M01W02 | 2.75 | 86.03 | 0.64 | 14.95 | 104.37 | 5.2889 | 7375.3296 | 239.4 | 0.060705 | 0.064114
22472 | 15E19G11H07D07M01W03 | 2.75 | 86.03 | 0.64 | 10.18 | 99.6 | 5.2889 | 7375.3296 | 173.04 | 0.060705 | 0.10689
22473 | 15E19G11H07D07M01W04 | 2.75 | 86.03 | 0.64 | 7.55 | 96.97 | 5.2889 | 7375.3296 | 136.71 | 0.060705 | 0.13047
22474 | 15E19G11H07D07M02W02 | 2.55 | 85.18 | 0.64 | 14.95 | 103.32 | 5.3667 | 7283.0355 | 236.88 | 0.069986 | 0.073529
22475 | 15E19G11H08D05M01W02 | 2.36 | 83.73 | 0.64 | 14.95 | 101.68 | 5.1333 | 7194.8432 | 234.36 | 0.085817 | 0.088235
22476 | 15E19G11H08D05M01W03 | 2.36 | 83.73 | 0.64 | 10.18 | 96.91 | 5.1333 | 7194.8432 | 168 | 0.085817 | 0.13101
22477 | 15E19G11H08D06M01W02 | 2.11 | 75.04 | 0.64 | 14.95 | 92.74 | 4.6667 | 6501.6115 | 231.63 | 0.1807 | 0.1684 | 1
22478 | 15E19G11H08D06M01W03 | 2.11 | 75.04 | 0.64 | 10.18 | 87.97 | 4.6667 | 6501.6115 | 165.27 | 0.1807 | 0.21117 | 1
22479 | 15E19G11H08D07M01W02 | 2.42 | 86.03 | 0.64 | 14.95 | 104.04 | 5.2889 | 7375.3296 | 235.2 | 0.060705 | 0.067073
22480 | 15E19G11H08D07M01W03 | 2.42 | 86.03 | 0.64 | 10.18 | 99.27 | 5.2889 | 7375.3296 | 168.84 | 0.060705 | 0.10985
22481 | 15E19G11H08D07M01W04 | 2.42 | 86.03 | 0.64 | 7.55 | 96.64 | 5.2889 | 7375.3296 | 132.51 | 0.060705 | 0.13343
22482 | 15E19G11H08D07M02W02 | 2.25 | 85.18 | 0.64 | 14.95 | 103.02 | 5.3667 | 7283.0355 | 233.1 | 0.069986 | 0.07622
22483 | 15E19G11H09D05M01W02 | 2.27 | 83.73 | 0.64 | 14.95 | 101.59 | 5.1333 | 7194.8432 | 233.31 | 0.085817 | 0.089042
22484 | 15E19G11H09D05M01W03 | 2.27 | 83.73 | 0.64 | 10.18 | 96.82 | 5.1333 | 7194.8432 | 166.95 | 0.085817 | 0.13181
22485 | 15E19G11H09D07M01W02 | 2.33 | 86.03 | 0.64 | 14.95 | 103.95 | 5.2889 | 7375.3296 | 233.94 | 0.060705 | 0.06788
22486 | 15E19G11H09D07M01W03 | 2.33 | 86.03 | 0.64 | 10.18 | 99.18 | 5.2889 | 7375.3296 | 167.58 | 0.060705 | 0.11065
22487 | 15E19G11H09D07M01W04 | 2.33 | 86.03 | 0.64 | 7.55 | 96.55 | 5.2889 | 7375.3296 | 131.25 | 0.060705 | 0.13424
22488 | 15E19G11H09D07M02W02 | 2.16 | 85.18 | 0.64 | 14.95 | 102.93 | 5.3667 | 7283.0355 | 232.05 | 0.069986 | 0.077027
22489 | 15E19G11H10D05M01W02 | 2.68 | 70.88 | 0.64 | 14.95 | 89.15 | 4.2778 | 6177.5564 | 238.56 | 0.22612 | 0.20059 | 1
22490 | 15E19G11H10D05M01W03 | 2.68 | 70.88 | 0.64 | 10.18 | 84.38 | 4.2778 | 6177.5564 | 172.2 | 0.22612 | 0.24336 | 1
22491 | 15E19G11H10D07M01W02 | 2.75 | 72.82 | 0.64 | 14.95 | 91.16 | 4.4333 | 6331.38 | 239.4 | 0.20494 | 0.18257 | 1
22492 | 15E19G11H10D07M01W03 | 2.75 | 72.82 | 0.64 | 10.18 | 86.39 | 4.4333 | 6331.38 | 173.04 | 0.20494 | 0.22534 | 1
22493 | 15E19G11H10D07M01W04 | 2.75 | 72.82 | 0.64 | 7.55 | 83.76 | 4.4333 | 6331.38 | 136.71 | 0.20494 | 0.24892 | 1
22494 | 15E19G11H10D07M02W02 | 2.55 | 72.12 | 0.64 | 14.95 | 90.26 | 4.4333 | 6255.4937 | 236.88 | 0.21258 | 0.19064 | 1
22495 | 15E19G11H11D05M01W02 | 2.68 | 65.35 | 0.64 | 14.95 | 83.62 | 3.8889 | 5753.0032 | 238.56 | 0.28649 | 0.25018 | 1
22496 | 15E19G11H11D05M01W03 | 2.68 | 65.35 | 0.64 | 10.18 | 78.85 | 3.8889 | 5753.0032 | 172.2 | 0.28649 | 0.29295 | 1
22497 | 15E19G11H11D06M01W02 | 2.4 | 58.64 | 0.64 | 14.95 | 76.63 | 3.5 | 5211.5441 | 235.2 | 0.35976 | 0.31286 | 1
22498 | 15E19G11H11D06M01W03 | 2.4 | 58.64 | 0.64 | 10.18 | 71.86 | 3.5 | 5211.5441 | 168.84 | 0.35976 | 0.35563 | 1
22499 | 15E19G11H11D07M01W02 | 2.75 | 67.12 | 0.64 | 14.95 | 85.46 | 4.0444 | 5894.5209 | 239.4 | 0.26717 | 0.23368 | 1
22500 | 15E19G11H11D07M01W03 | 2.75 | 67.12 | 0.64 | 10.18 | 80.69 | 4.0444 | 5894.5209 | 173.04 | 0.26717 | 0.27645 | 1
22501 | 15E19G11H11D07M01W04 | 2.75 | 67.12 | 0.64 | 7.55 | 78.06 | 4.0444 | 5894.5209 | 136.71 | 0.26717 | 0.30004 | 1
22502 | 15E19G11H11D07M02W02 | 2.55 | 66.49 | 0.64 | 14.95 | 84.63 | 4.0444 | 5826.8386 | 236.88 | 0.27405 | 0.24112 | 1
22503 | 15E19G11H12D05M01W02 | 2.33 | 54.19 | 0.64 | 14.95 | 72.11 | 3.1889 | 4789.0419 | 234.78 | 0.40834 | 0.35339 | 2
22504 | 15E19G11H12D05M01W03 | 2.33 | 54.19 | 0.64 | 10.18 | 67.34 | 3.1889 | 4789.0419 | 168.42 | 0.40834 | 0.39616 | 2
22505 | 15E19G11H12D07M01W02 | 2.39 | 55.66 | 0.64 | 14.95 | 73.64 | 3.3444 | 4910.0498 | 235.62 | 0.39229 | 0.33967 | 1
22506 | 15E19G11H12D07M01W03 | 2.39 | 55.66 | 0.64 | 10.18 | 68.87 | 3.3444 | 4910.0498 | 169.26 | 0.39229 | 0.38244 | 1
22507 | 15E19G11H12D07M01W04 | 2.39 | 55.66 | 0.64 | 7.55 | 66.24 | 3.3444 | 4910.0498 | 132.93 | 0.39229 | 0.40603 | 1
22508 | 15E19G11H12D07M02W02 | 2.22 | 55.14 | 0.64 | 14.95 | 72.95 | 3.3444 | 4852.6223 | 233.52 | 0.39797 | 0.34586 | 1
22509 | 15E19G11H13D05M01W02 | 2.33 | 53.47 | 0.64 | 14.95 | 71.39 | 3.1889 | 4678.2889 | 234.78 | 0.4162 | 0.35985 | 2
22510 | 15E19G11H13D05M01W03 | 2.33 | 53.47 | 0.64 | 10.18 | 66.62 | 3.1889 | 4678.2889 | 168.42 | 0.4162 | 0.40262 | 2
22511 | 15E19G11H13D07M01W02 | 2.39 | 54.93 | 0.64 | 14.95 | 72.91 | 3.3444 | 4797.2458 | 235.62 | 0.40026 | 0.34622 | 1
22512 | 15E19G11H13D07M01W03 | 2.39 | 54.93 | 0.64 | 10.18 | 68.14 | 3.3444 | 4797.2458 | 169.26 | 0.40026 | 0.38899 | 2
22513 | 15E19G11H13D07M01W04 | 2.39 | 54.93 | 0.64 | 7.55 | 65.51 | 3.3444 | 4797.2458 | 132.93 | 0.40026 | 0.41257 | 2
22514 | 15E19G11H13D07M02W02 | 2.22 | 54.4 | 0.64 | 14.95 | 72.21 | 3.3444 | 4737.7674 | 233.52 | 0.40605 | 0.35249 | 2
22515 | 15E19G11H14D05M01W02 | 2.68 | 64.51 | 0.64 | 14.95 | 82.78 | 3.8889 | 5623.7914 | 238.56 | 0.29567 | 0.25771 | 1
22516 | 15E19G11H14D05M01W03 | 2.68 | 64.51 | 0.64 | 10.18 | 78.01 | 3.8889 | 5623.7914 | 172.2 | 0.29567 | 0.30048 | 1
22517 | 15E19G11H14D07M01W02 | 2.75 | 66.28 | 0.64 | 14.95 | 84.62 | 4.0444 | 5765.3091 | 239.4 | 0.27634 | 0.24121 | 1
22518 | 15E19G11H14D07M01W03 | 2.75 | 66.28 | 0.64 | 10.18 | 79.85 | 4.0444 | 5765.3091 | 173.04 | 0.27634 | 0.28398 | 1
22519 | 15E19G11H14D07M01W04 | 2.75 | 66.28 | 0.64 | 7.55 | 77.22 | 4.0444 | 5765.3091 | 136.71 | 0.27634 | 0.30757 | 1
22520 | 15E19G11H14D07M02W02 | 2.55 | 65.63 | 0.64 | 14.95 | 83.77 | 4.0444 | 5693.5248 | 236.88 | 0.28344 | 0.24883 | 1
22521 | 15E19G12H07D04M01W02 | 1.63 | 137.94 | 0.64 | 14.95 | 155.16 | 7.6222 | 12351.0108 | 226.17 | -0.50606 | -0.39132
22522 | 15E19G12H07D05M01W02 | 1.26 | 115.27 | 0.64 | 14.95 | 132.12 | 6.3778 | 10449.751 | 221.97 | -0.25854 | -0.18472
22523 | 15E19G12H07D05M01W03 | 1.26 | 115.27 | 0.64 | 10.18 | 127.35 | 6.3778 | 10449.751 | 155.61 | -0.25854 | -0.14195
22524 | 15E19G12H07D06M01W02 | 1.13 | 106.39 | 0.64 | 14.95 | 123.11 | 5.9111 | 9699.0917 | 220.5 | -0.16159 | -0.10393
22525 | 15E19G12H07D06M01W03 | 1.13 | 106.39 | 0.64 | 10.18 | 118.34 | 5.9111 | 9699.0917 | 154.14 | -0.16159 | -0.061155
22526 | 15E19G12H07D07M01W02 | 1.29 | 117.61 | 0.64 | 14.95 | 134.49 | 6.5333 | 10646.6452 | 222.39 | -0.28409 | -0.20597
22527 | 15E19G12H07D07M01W03 | 1.29 | 117.61 | 0.64 | 10.18 | 129.72 | 6.5333 | 10646.6452 | 156.03 | -0.28409 | -0.1632
22528 | 15E19G12H07D07M01W04 | 1.29 | 117.61 | 0.64 | 7.55 | 127.09 | 6.5333 | 10646.6452 | 119.7 | -0.28409 | -0.13962
22529 | 15E19G12H07D07M02W02 | 0.99 | 116.69 | 0.64 | 14.95 | 133.27 | 6.6111 | 10490.7706 | 218.82 | -0.27405 | -0.19503
22530 | 15E19G12H08D05M01W02 | 1.11 | 115.27 | 0.64 | 14.95 | 131.97 | 6.3778 | 10449.751 | 220.08 | -0.25854 | -0.18338
22531 | 15E19G12H08D05M01W03 | 1.11 | 115.27 | 0.64 | 10.18 | 127.2 | 6.3778 | 10449.751 | 153.72 | -0.25854 | -0.1406
22532 | 15E19G12H08D06M01W02 | 0.99 | 106.39 | 0.64 | 14.95 | 122.97 | 5.9111 | 9699.0917 | 218.61 | -0.16159 | -0.10267
22533 | 15E19G12H08D06M01W03 | 0.99 | 106.39 | 0.64 | 10.18 | 118.2 | 5.9111 | 9699.0917 | 152.25 | -0.16159 | -0.0599
22534 | 15E19G12H08D07M01W02 | 1.14 | 117.61 | 0.64 | 14.95 | 134.34 | 6.5333 | 10646.6452 | 220.29 | -0.28409 | -0.20463
22535 | 15E19G12H08D07M01W03 | 1.14 | 117.61 | 0.64 | 10.18 | 129.57 | 6.5333 | 10646.6452 | 153.93 | -0.28409 | -0.16185
22536 | 15E19G12H08D07M01W04 | 1.14 | 117.61 | 0.64 | 7.55 | 126.94 | 6.5333 | 10646.6452 | 117.6 | -0.28409 | -0.13827
22537 | 15E19G12H08D07M02W02 | 0.87 | 116.69 | 0.64 | 14.95 | 133.15 | 6.6111 | 10490.7706 | 217.35 | -0.27405 | -0.19396
22538 | 15E19G12H09D05M01W02 | 1.07 | 115.27 | 0.64 | 14.95 | 131.93 | 6.3778 | 10449.751 | 219.45 | -0.25854 | -0.18302
22539 | 15E19G12H09D05M01W03 | 1.07 | 115.27 | 0.64 | 10.18 | 127.16 | 6.3778 | 10449.751 | 153.09 | -0.25854 | -0.14024
22540 | 15E19G12H09D07M01W02 | 1.1 | 117.61 | 0.64 | 14.95 | 134.3 | 6.5333 | 10646.6452 | 219.87 | -0.28409 | -0.20427
22541 | 15E19G12H09D07M01W03 | 1.1 | 117.61 | 0.64 | 10.18 | 129.53 | 6.5333 | 10646.6452 | 153.51 | -0.28409 | -0.1615
22542 | 15E19G12H09D07M01W04 | 1.1 | 117.61 | 0.64 | 7.55 | 126.9 | 6.5333 | 10646.6452 | 117.18 | -0.28409 | -0.13791
22543 | 15E19G12H09D07M02W02 | 0.84 | 116.69 | 0.64 | 14.95 | 133.12 | 6.6111 | 10490.7706 | 216.93 | -0.27405 | -0.19369
22544 | 15E19G12H10D05M01W02 | 1.26 | 97.85 | 0.64 | 14.95 | 114.7 | 5.2889 | 8991.5031 | 221.97 | -0.068348 | -0.028515
22545 | 15E19G12H10D05M01W03 | 1.26 | 97.85 | 0.64 | 10.18 | 109.93 | 5.2889 | 8991.5031 | 155.61 | -0.068348 | 0.014258
22546 | 15E19G12H10D07M01W02 | 1.29 | 99.82 | 0.64 | 14.95 | 116.7 | 5.4444 | 9159.6836 | 222.39 | -0.089857 | -0.046449
22547 | 15E19G12H10D07M01W03 | 1.29 | 99.82 | 0.64 | 10.18 | 111.93 | 5.4444 | 9159.6836 | 156.03 | -0.089857 | -0.0036765
22548 | 15E19G12H10D07M01W04 | 1.29 | 99.82 | 0.64 | 7.55 | 109.3 | 5.4444 | 9159.6836 | 119.7 | -0.089857 | 0.019907
22549 | 15E19G12H10D07M02W02 | 0.99 | 99.02 | 0.64 | 14.95 | 115.6 | 5.4444 | 9022.2678 | 218.82 | -0.081122 | -0.036585
22550 | 15E19G12H11D05M01W02 | 1.26 | 90.39 | 0.64 | 14.95 | 107.24 | 4.8222 | 8390.5655 | 221.97 | 0.013102 | 0.038379
22551 | 15E19G12H11D05M01W03 | 1.26 | 90.39 | 0.64 | 10.18 | 102.47 | 4.8222 | 8390.5655 | 155.61 | 0.013102 | 0.081151
22552 | 15E19G12H11D06M01W02 | 1.13 | 83.49 | 0.64 | 14.95 | 100.21 | 4.4333 | 7797.8318 | 220.5 | 0.088438 | 0.10142
22553 | 15E19G12H11D06M01W03 | 1.13 | 83.49 | 0.64 | 10.18 | 95.44 | 4.4333 | 7797.8318 | 154.14 | 0.088438 | 0.14419
22554 | 15E19G12H11D07M01W02 | 1.29 | 92.2 | 0.64 | 14.95 | 109.08 | 4.9 | 8546.4401 | 222.39 | -0.0066601 | 0.021879
22555 | 15E19G12H11D07M01W03 | 1.29 | 92.2 | 0.64 | 10.18 | 104.31 | 4.9 | 8546.4401 | 156.03 | -0.0066601 | 0.064652
22556 | 15E19G12H11D07M01W04 | 1.29 | 92.2 | 0.64 | 7.55 | 101.68 | 4.9 | 8546.4401 | 119.7 | -0.0066601 | 0.088235
22557 | 15E19G12H11D07M02W02 | 0.99 | 91.45 | 0.64 | 14.95 | 108.03 | 4.9778 | 8417.2282 | 218.82 | 0.0015286 | 0.031295
22558 | 15E19G12H12D05M01W02 | 1.1 | 74.99 | 0.64 | 14.95 | 91.68 | 3.9667 | 6987.6941 | 220.08 | 0.18124 | 0.17791 | 1
22559 | 15E19G12H12D05M01W03 | 1.1 | 74.99 | 0.64 | 10.18 | 86.91 | 3.9667 | 6987.6941 | 153.72 | 0.18124 | 0.22068 | 1
22560 | 15E19G12H12D07M01W02 | 1.12 | 76.49 | 0.64 | 14.95 | 93.2 | 4.0444 | 7116.9059 | 220.5 | 0.16487 | 0.16428 | 1
22561 | 15E19G12H12D07M01W03 | 1.12 | 76.49 | 0.64 | 10.18 | 88.43 | 4.0444 | 7116.9059 | 154.14 | 0.16487 | 0.20705 | 1
22562 | 15E19G12H12D07M01W04 | 1.12 | 76.49 | 0.64 | 7.55 | 85.8 | 4.0444 | 7116.9059 | 117.81 | 0.16487 | 0.23063 | 1
22563 | 15E19G12H12D07M02W02 | 0.86 | 75.86 | 0.64 | 14.95 | 92.31 | 4.1222 | 7008.2039 | 217.35 | 0.17174 | 0.17226 | 1
22564 | 15E19G12H13D05M01W02 | 1.1 | 73.81 | 0.64 | 14.95 | 90.5 | 3.9667 | 6801.0548 | 220.08 | 0.19413 | 0.18849 | 1
22565 | 15E19G12H13D05M01W03 | 1.1 | 73.81 | 0.64 | 10.18 | 85.73 | 3.9667 | 6801.0548 | 153.72 | 0.19413 | 0.23126 | 1
22566 | 15E19G12H13D07M01W02 | 1.12 | 75.3 | 0.64 | 14.95 | 92.01 | 4.0444 | 6926.1647 | 220.5 | 0.17786 | 0.17495 | 1
22567 | 15E19G12H13D07M01W03 | 1.12 | 75.3 | 0.64 | 10.18 | 87.24 | 4.0444 | 6926.1647 | 154.14 | 0.17786 | 0.21772 | 1
22568 | 15E19G12H13D07M01W04 | 1.12 | 75.3 | 0.64 | 7.55 | 84.61 | 4.0444 | 6926.1647 | 117.81 | 0.17786 | 0.2413 | 1
22569 | 15E19G12H13D07M02W02 | 0.86 | 74.69 | 0.64 | 14.95 | 91.14 | 4.1222 | 6823.6156 | 217.35 | 0.18452 | 0.18275 | 1
22570 | 15E19G12H14D05M01W02 | 1.26 | 89.02 | 0.64 | 14.95 | 105.87 | 4.8222 | 8173.1614 | 221.97 | 0.02806 | 0.050664
22571 | 15E19G12H14D05M01W03 | 1.26 | 89.02 | 0.64 | 10.18 | 101.1 | 4.8222 | 8173.1614 | 155.61 | 0.02806 | 0.093436
22572 | 15E19G12H14D07M01W02 | 1.29 | 90.81 | 0.64 | 14.95 | 107.69 | 4.9 | 8326.9851 | 222.39 | 0.0085162 | 0.034344
22573 | 15E19G12H14D07M01W03 | 1.29 | 90.81 | 0.64 | 10.18 | 102.92 | 4.9 | 8326.9851 | 156.03 | 0.0085162 | 0.077116
22574 | 15E19G12H14D07M01W04 | 1.29 | 90.81 | 0.64 | 7.55 | 100.29 | 4.9 | 8326.9851 | 119.7 | 0.0085162 | 0.1007
22575 | 15E19G12H14D07M02W02 | 0.99 | 90.09 | 0.64 | 14.95 | 106.67 | 4.9778 | 8201.8752 | 218.82 | 0.016377 | 0.04349
22576 | 15E20G10H07D04M01W02 | 2.09 | 124.34 | 0.64 | 14.95 | 142.02 | 7.1556 | 10736.8884 | 231.63 | -0.35757 | -0.27349
22577 | 15E20G10H07D05M01W02 | 1.8 | 102.17 | 0.64 | 14.95 | 119.56 | 5.9889 | 8874.5971 | 228.27 | -0.11551 | -0.072095
22578 | 15E20G10H07D05M01W03 | 1.8 | 102.17 | 0.64 | 10.18 | 114.79 | 5.9889 | 8874.5971 | 161.91 | -0.11551 | -0.029322
22579 | 15E20G10H07D06M01W02 | 1.6 | 89.74 | 0.64 | 14.95 | 106.93 | 5.3667 | 7855.2593 | 225.96 | 0.020199 | 0.041159
22580 | 15E20G10H07D06M01W03 | 1.6 | 89.74 | 0.64 | 10.18 | 102.16 | 5.3667 | 7855.2593 | 159.6 | 0.020199 | 0.083931
22581 | 15E20G10H07D07M01W02 | 1.86 | 105.6 | 0.64 | 14.95 | 123.05 | 6.2222 | 9159.6836 | 228.9 | -0.15296 | -0.10339
22582 | 15E20G10H07D07M01W03 | 1.86 | 105.6 | 0.64 | 10.18 | 118.28 | 6.2222 | 9159.6836 | 162.54 | -0.15296 | -0.060617
22583 | 15E20G10H07D07M01W04 | 1.86 | 105.6 | 0.64 | 7.55 | 115.65 | 6.2222 | 9159.6836 | 126.21 | -0.15296 | -0.037034
22584 | 15E20G10H07D07M02W02 | 1.63 | 104.49 | 0.64 | 14.95 | 121.71 | 6.3 | 9009.9619 | 226.38 | -0.14085 | -0.091374
22585 | 15E20G10H08D05M01W02 | 1.58 | 102.17 | 0.64 | 14.95 | 119.34 | 5.9889 | 8874.5971 | 225.54 | -0.11551 | -0.070122
22586 | 15E20G10H08D05M01W03 | 1.58 | 102.17 | 0.64 | 10.18 | 114.57 | 5.9889 | 8874.5971 | 159.18 | -0.11551 | -0.027349
22587 | 15E20G10H08D06M01W02 | 1.41 | 89.74 | 0.64 | 14.95 | 106.74 | 5.3667 | 7855.2593 | 223.44 | 0.020199 | 0.042862
22588 | 15E20G10H08D06M01W03 | 1.41 | 89.74 | 0.64 | 10.18 | 101.97 | 5.3667 | 7855.2593 | 157.08 | 0.020199 | 0.085635
22589 | 15E20G10H08D07M01W02 | 1.64 | 105.6 | 0.64 | 14.95 | 122.83 | 6.2222 | 9159.6836 | 225.96 | -0.15296 | -0.10142
22590 | 15E20G10H08D07M01W03 | 1.64 | 105.6 | 0.64 | 10.18 | 118.06 | 6.2222 | 9159.6836 | 159.6 | -0.15296 | -0.058644
22591 | 15E20G10H08D07M01W04 | 1.64 | 105.6 | 0.64 | 7.55 | 115.43 | 6.2222 | 9159.6836 | 123.27 | -0.15296 | -0.035061
22592 | 15E20G10H08D07M02W02 | 1.44 | 104.49 | 0.64 | 14.95 | 121.52 | 6.3 | 9009.9619 | 223.86 | -0.14085 | -0.08967
22593 | 15E20G10H09D05M01W02 | 1.52 | 102.17 | 0.64 | 14.95 | 119.28 | 5.9889 | 8874.5971 | 224.7 | -0.11551 | -0.069584
22594 | 15E20G10H09D05M01W03 | 1.52 | 102.17 | 0.64 | 10.18 | 114.51 | 5.9889 | 8874.5971 | 158.34 | -0.11551 | -0.026811
22595 | 15E20G10H09D07M01W02 | 1.58 | 105.6 | 0.64 | 14.95 | 122.77 | 6.2222 | 9159.6836 | 225.33 | -0.15296 | -0.10088
22596 | 15E20G10H09D07M01W03 | 1.58 | 105.6 | 0.64 | 10.18 | 118 | 6.2222 | 9159.6836 | 158.97 | -0.15296 | -0.058106
22597 | 15E20G10H09D07M01W04 | 1.58 | 105.6 | 0.64 | 7.55 | 115.37 | 6.2222 | 9159.6836 | 122.64 | -0.15296 | -0.034523
22598 | 15E20G10H09D07M02W02 | 1.39 | 104.49 | 0.64 | 14.95 | 121.47 | 6.3 | 9009.9619 | 223.02 | -0.14085 | -0.089222
22599 | 15E20G10H10D05M01W02 | 1.8 | 86.49 | 0.64 | 14.95 | 103.88 | 4.9778 | 7609.1415 | 228.27 | 0.055683 | 0.068508
22600 | 15E20G10H10D05M01W03 | 1.8 | 86.49 | 0.64 | 10.18 | 99.11 | 4.9778 | 7609.1415 | 161.91 | 0.055683 | 0.11128
22601 | 15E20G10H10D07M01W02 | 1.86 | 89.38 | 0.64 | 14.95 | 106.83 | 5.1333 | 7851.1573 | 228.9 | 0.024129 | 0.042055
22602 | 15E20G10H10D07M01W03 | 1.86 | 89.38 | 0.64 | 10.18 | 102.06 | 5.1333 | 7851.1573 | 162.54 | 0.024129 | 0.084828
22603 | 15E20G10H10D07M01W04 | 1.86 | 89.38 | 0.64 | 7.55 | 99.43 | 5.1333 | 7851.1573 | 126.21 | 0.024129 | 0.10841
22604 | 15E20G10H10D07M02W02 | 1.63 | 88.45 | 0.64 | 14.95 | 105.67 | 5.2111 | 7726.0475 | 226.38 | 0.034283 | 0.052457
22605 | 15E20G10H11D05M01W02 | 1.8 | 79.73 | 0.64 | 14.95 | 97.12 | 4.5111 | 7079.9883 | 228.27 | 0.12949 | 0.12912
22606 | 15E20G10H11D05M01W03 | 1.8 | 79.73 | 0.64 | 10.18 | 92.35 | 4.5111 | 7079.9883 | 161.91 | 0.12949 | 0.1719 | 1
22607 | 15E20G10H11D06M01W02 | 1.6 | 70.12 | 0.64 | 14.95 | 87.31 | 4.0444 | 6282.1565 | 225.96 | 0.23441 | 0.21709 | 1
22608 | 15E20G10H11D06M01W03 | 1.6 | 70.12 | 0.64 | 10.18 | 82.54 | 4.0444 | 6282.1565 | 159.6 | 0.23441 | 0.25986 | 1
22609 | 15E20G10H11D07M01W02 | 1.86 | 82.38 | 0.64 | 14.95 | 99.83 | 4.6667 | 7303.5453 | 228.9 | 0.10056 | 0.10482
22610 | 15E20G10H11D07M01W03 | 1.86 | 82.38 | 0.64 | 10.18 | 95.06 | 4.6667 | 7303.5453 | 162.54 | 0.10056 | 0.1476
22611 | 15E20G10H11D07M01W04 | 1.86 | 82.38 | 0.64 | 7.55 | 92.43 | 4.6667 | 7303.5453 | 126.21 | 0.10056 | 0.17118 | 1
22612 | 15E20G10H11D07M02W02 | 1.63 | 81.52 | 0.64 | 14.95 | 98.74 | 4.7444 | 7186.6393 | 226.38 | 0.10995 | 0.1146
22613 | 15E20G10H12D05M01W02 | 1.57 | 66.12 | 0.64 | 14.95 | 83.28 | 3.7333 | 5896.5719 | 225.75 | 0.27809 | 0.25323 | 1
22614 | 15E20G10H12D05M01W03 | 1.57 | 66.12 | 0.64 | 10.18 | 78.51 | 3.7333 | 5896.5719 | 159.39 | 0.27809 | 0.296 | 1
22615 | 15E20G10H12D07M01W02 | 1.61 | 68.31 | 0.64 | 14.95 | 85.51 | 3.8889 | 6079.1093 | 226.38 | 0.25418 | 0.23323 | 1
22616 | 15E20G10H12D07M01W03 | 1.61 | 68.31 | 0.64 | 10.18 | 80.74 | 3.8889 | 6079.1093 | 160.02 | 0.25418 | 0.276 | 1
22617 | 15E20G10H12D07M01W04 | 1.61 | 68.31 | 0.64 | 7.55 | 78.11 | 3.8889 | 6079.1093 | 123.69 | 0.25418 | 0.29959 | 1
22618 | 15E20G10H12D07M02W02 | 1.42 | 67.6 | 0.64 | 14.95 | 84.61 | 3.8889 | 5984.7641 | 224.07 | 0.26193 | 0.2413 | 1
22619 | 15E20G10H13D05M01W02 | 1.57 | 65.26 | 0.64 | 14.95 | 82.42 | 3.7333 | 5763.2581 | 225.75 | 0.28748 | 0.26094 | 1
22620 | 15E20G10H13D05M01W03 | 1.57 | 65.26 | 0.64 | 10.18 | 77.65 | 3.7333 | 5763.2581 | 159.39 | 0.28748 | 0.30371 | 1
22621 | 15E20G10H13D07M01W02 | 1.61 | 67.44 | 0.64 | 14.95 | 84.64 | 3.8889 | 5945.7955 | 226.38 | 0.26368 | 0.24103 | 1
22622 | 15E20G10H13D07M01W03 | 1.61 | 67.44 | 0.64 | 10.18 | 79.87 | 3.8889 | 5945.7955 | 160.02 | 0.26368 | 0.28381 | 1
22623 | 15E20G10H13D07M01W04 | 1.61 | 67.44 | 0.64 | 7.55 | 77.24 | 3.8889 | 5945.7955 | 123.69 | 0.26368 | 0.30739 | 1
22624 | 15E20G10H13D07M02W02 | 1.42 | 66.73 | 0.64 | 14.95 | 83.74 | 3.8889 | 5849.3994 | 224.07 | 0.27143 | 0.2491 | 1
22625 | 15E20G10H14D05M01W02 | 1.8 | 78.73 | 0.64 | 14.95 | 96.12 | 4.5111 | 6926.1647 | 228.27 | 0.14041 | 0.13809
22626 | 15E20G10H14D05M01W03 | 1.8 | 78.73 | 0.64 | 10.18 | 91.35 | 4.5111 | 6926.1647 | 161.91 | 0.14041 | 0.18086 | 1
22627 | 15E20G10H14D07M01W02 | 1.86 | 81.37 | 0.64 | 14.95 | 98.82 | 4.6667 | 7147.6707 | 228.9 | 0.11158 | 0.11388
22628 | 15E20G10H14D07M01W03 | 1.86 | 81.37 | 0.64 | 10.18 | 94.05 | 4.6667 | 7147.6707 | 162.54 | 0.11158 | 0.15665 | 1
22629 | 15E20G10H14D07M01W04 | 1.86 | 81.37 | 0.64 | 7.55 | 91.42 | 4.6667 | 7147.6707 | 126.21 | 0.11158 | 0.18024 | 1
22630 | 15E20G10H14D07M02W02 | 1.63 | 80.51 | 0.64 | 14.95 | 97.73 | 4.7444 | 7030.7647 | 226.38 | 0.12097 | 0.12365
22631 | 15E20G11H07D04M01W02 | 2.66 | 117.16 | 0.64 | 14.95 | 135.41 | 6.9222 | 9996.484 | 238.35 | -0.27918 | -0.21422
22632 | 15E20G11H07D05M01W02 | 2.31 | 96.45 | 0.64 | 14.95 | 114.35 | 5.8333 | 8288.0164 | 234.15 | -0.053063 | -0.025377
22633 | 15E20G11H07D05M01W03 | 2.31 | 96.45 | 0.64 | 10.18 | 109.58 | 5.8333 | 8288.0164 | 167.79 | -0.053063 | 0.017396
22634 | 15E20G11H07D06M01W02 | 2.05 | 84.13 | 0.64 | 14.95 | 101.77 | 5.1333 | 7289.1884 | 231.21 | 0.08145 | 0.087428
22635 | 15E20G11H07D06M01W03 | 2.05 | 84.13 | 0.64 | 10.18 | 97 | 5.1333 | 7289.1884 | 164.85 | 0.08145 | 0.1302
22636 | 15E20G11H07D07M01W02 | 2.37 | 99.84 | 0.64 | 14.95 | 117.8 | 5.9889 | 8562.8479 | 234.99 | -0.090075 | -0.056313
22637 | 15E20G11H07D07M01W03 | 2.37 | 99.84 | 0.64 | 10.18 | 113.03 | 5.9889 | 8562.8479 | 168.63 | -0.090075 | -0.01354
22638 | 15E20G11H07D07M01W04 | 2.37 | 99.84 | 0.64 | 7.55 | 110.4 | 5.9889 | 8562.8479 | 132.3 | -0.090075 | 0.010043
22639 | 15E20G11H07D07M02W02 | 2.15 | 98.67 | 0.64 | 14.95 | 116.41 | 6.0667 | 8421.3302 | 232.47 | -0.077301 | -0.043849
22640 | 15E20G11H08D05M01W02 | 2.04 | 96.45 | 0.64 | 14.95 | 114.08 | 5.8333 | 8288.0164 | 230.58 | -0.053063 | -0.022956
22641 | 15E20G11H08D05M01W03 | 2.04 | 96.45 | 0.64 | 10.18 | 109.31 | 5.8333 | 8288.0164 | 164.22 | -0.053063 | 0.019817
22642 | 15E20G11H08D06M01W02 | 1.8 | 84.13 | 0.64 | 14.95 | 101.52 | 5.1333 | 7289.1884 | 228.06 | 0.08145 | 0.08967
22643 | 15E20G11H08D06M01W03 | 1.8 | 84.13 | 0.64 | 10.18 | 96.75 | 5.1333 | 7289.1884 | 161.7 | 0.08145 | 0.13244
22644 | 15E20G11H08D07M01W02 | 2.09 | 99.84 | 0.64 | 14.95 | 117.52 | 5.9889 | 8562.8479 | 231.42 | -0.090075 | -0.053802
22645 | 15E20G11H08D07M01W03 | 2.09 | 99.84 | 0.64 | 10.18 | 112.75 | 5.9889 | 8562.8479 | 165.06 | -0.090075 | -0.011029
22646 | 15E20G11H08D07M01W04 | 2.09 | 99.84 | 0.64 | 7.55 | 110.12 | 5.9889 | 8562.8479 | 128.73 | -0.090075 | 0.012554
22647 | 15E20G11H08D07M02W02 | 1.89 | 98.67 | 0.64 | 14.95 | 116.15 | 6.0667 | 8421.3302 | 229.11 | -0.077301 | -0.041517
22648 | 15E20G11H09D05M01W02 | 1.96 | 96.45 | 0.64 | 14.95 | 114 | 5.8333 | 8288.0164 | 229.74 | -0.053063 | -0.022238
22649 | 15E20G11H09D05M01W03 | 1.96 | 96.45 | 0.64 | 10.18 | 109.23 | 5.8333 | 8288.0164 | 163.38 | -0.053063 | 0.020534
22650 | 15E20G11H09D07M01W02 | 2.01 | 99.84 | 0.64 | 14.95 | 117.44 | 5.9889 | 8562.8479 | 230.37 | -0.090075 | -0.053085
22651 | 15E20G11H09D07M01W03 | 2.01 | 99.84 | 0.64 | 10.18 | 112.67 | 5.9889 | 8562.8479 | 164.01 | -0.090075 | -0.010312
22652 | 15E20G11H09D07M01W04 | 2.01 | 99.84 | 0.64 | 7.55 | 110.04 | 5.9889 | 8562.8479 | 127.68 | -0.090075 | 0.013271
22653 | 15E20G11H09D07M02W02 | 1.82 | 98.67 | 0.64 | 14.95 | 116.08 | 6.0667 | 8421.3302 | 228.27 | -0.077301 | -0.04089
22654 | 15E20G11H10D05M01W02 | 2.31 | 81.61 | 0.64 | 14.95 | 99.51 | 4.8222 | 7104.6001 | 234.15 | 0.10896 | 0.10769
22655 | 15E20G11H10D05M01W03 | 2.31 | 81.61 | 0.64 | 10.18 | 94.74 | 4.8222 | 7104.6001 | 167.79 | 0.10896 | 0.15047 | 1
22656 | 15E20G11H10D07M01W02 | 2.37 | 84.47 | 0.64 | 14.95 | 102.43 | 4.9778 | 7338.412 | 234.99 | 0.077738 | 0.08151
22657 | 15E20G11H10D07M01W03 | 2.37 | 84.47 | 0.64 | 10.18 | 97.66 | 4.9778 | 7338.412 | 168.63 | 0.077738 | 0.12428
22658 | 15E20G11H10D07M01W04 | 2.37 | 84.47 | 0.64 | 7.55 | 95.03 | 4.9778 | 7338.412 | 132.3 | 0.077738 | 0.14787
22659 | 15E20G11H10D07M02W02 | 2.15 | 83.49 | 0.64 | 14.95 | 101.23 | 5.0556 | 7219.455 | 232.47 | 0.088438 | 0.09227
22660 | 15E20G11H11D05M01W02 | 2.31 | 75.2 | 0.64 | 14.95 | 93.1 | 4.3556 | 6608.2625 | 234.15 | 0.17895 | 0.16517 | 1
22661 | 15E20G11H11D05M01W03 | 2.31 | 75.2 | 0.64 | 10.18 | 88.33 | 4.3556 | 6608.2625 | 167.79 | 0.17895 | 0.20794 | 1
22662 | 15E20G11H11D06M01W02 | 2.05 | 65.69 | 0.64 | 14.95 | 83.33 | 3.8889 | 5828.8895 | 231.21 | 0.28278 | 0.25278 | 1
22663 | 15E20G11H11D06M01W03 | 2.05 | 65.69 | 0.64 | 10.18 | 78.56 | 3.8889 | 5828.8895 | 164.85 | 0.28278 | 0.29555 | 1
22664 | 15E20G11H11D07M01W02 | 2.37 | 77.82 | 0.64 | 14.95 | 95.78 | 4.5111 | 6823.6156 | 234.99 | 0.15034 | 0.14114
22665 | 15E20G11H11D07M01W03 | 2.37 | 77.82 | 0.64 | 10.18 | 91.01 | 4.5111 | 6823.6156 | 168.63 | 0.15034 | 0.18391 | 1
22666 | 15E20G11H11D07M01W04 | 2.37 | 77.82 | 0.64 | 7.55 | 88.38 | 4.5111 | 6823.6156 | 132.3 | 0.15034 | 0.2075 | 1
22667 | 15E20G11H11D07M02W02 | 2.15 | 76.92 | 0.64 | 14.95 | 94.66 | 4.5889 | 6714.9136 | 232.47 | 0.16017 | 0.15118 | 1
22668 | 15E20G11H12D05M01W02 | 2 | 62.36 | 0.64 | 14.95 | 79.95 | 3.6556 | 5500.7325 | 231 | 0.31914 | 0.28309 | 1
22669 | 15E20G11H12D05M01W03 | 2 | 62.36 | 0.64 | 10.18 | 75.18 | 3.6556 | 5500.7325 | 164.64 | 0.31914 | 0.32586 | 1
22670 | 15E20G11H12D07M01W02 | 2.07 | 64.53 | 0.64 | 14.95 | 82.19 | 3.7333 | 5681.2189 | 231.63 | 0.29545 | 0.263 | 1
22671 | 15E20G11H12D07M01W03 | 2.07 | 64.53 | 0.64 | 10.18 | 77.42 | 3.7333 | 5681.2189 | 165.27 | 0.29545 | 0.30577 | 1
22672 | 15E20G11H12D07M01W04 | 2.07 | 64.53 | 0.64 | 7.55 | 74.79 | 3.7333 | 5681.2189 | 128.94 | 0.29545 | 0.32936 | 1
22673 | 15E20G11H12D07M02W02 | 1.87 | 63.79 | 0.64 | 14.95 | 81.25 | 3.8111 | 5588.9247 | 229.32 | 0.30353 | 0.27143 | 1
22674 | 15E20G11H13D05M01W02 | 2 | 61.57 | 0.64 | 14.95 | 79.16 | 3.6556 | 5379.7246 | 231 | 0.32777 | 0.29017 | 1
22675 | 15E20G11H13D05M01W03 | 2 | 61.57 | 0.64 | 10.18 | 74.39 | 3.6556 | 5379.7246 | 164.64 | 0.32777 | 0.33294 | 1
22676 | 15E20G11H13D07M01W02 | 2.07 | 63.73 | 0.64 | 14.95 | 81.39 | 3.7333 | 5558.16 | 231.63 | 0.30418 | 0.27018 | 1
22677 | 15E20G11H13D07M01W03 | 2.07 | 63.73 | 0.64 | 10.18 | 76.62 | 3.7333 | 5558.16 | 165.27 | 0.30418 | 0.31295 | 1
22678 | 15E20G11H13D07M01W04 | 2.07 | 63.73 | 0.64 | 7.55 | 73.99 | 3.7333 | 5558.16 | 128.94 | 0.30418 | 0.33653 | 1
22679 | 15E20G11H13D07M02W02 | 1.87 | 62.99 | 0.64 | 14.95 | 80.45 | 3.8111 | 5465.8658 | 229.32 | 0.31226 | 0.2786 | 1
22680 | 15E20G11H14D05M01W02 | 2.31 | 74.29 | 0.64 | 14.95 | 92.19 | 4.3556 | 6468.7958 | 234.15 | 0.18889 | 0.17333 | 1
22681 | 15E20G11H14D05M01W03 | 2.31 | 74.29 | 0.64 | 10.18 | 87.42 | 4.3556 | 6468.7958 | 167.79 | 0.18889 | 0.2161 | 1
22682 | 15E20G11H14D07M01W02 | 2.37 | 76.89 | 0.64 | 14.95 | 94.85 | 4.5111 | 6682.0979 | 234.99 | 0.1605 | 0.14948
22683 | 15E20G11H14D07M01W03 | 2.37 | 76.89 | 0.64 | 10.18 | 90.08 | 4.5111 | 6682.0979 | 168.63 | 0.1605 | 0.19225 | 1
22684 | 15E20G11H14D07M01W04 | 2.37 | 76.89 | 0.64 | 7.55 | 87.45 | 4.5111 | 6682.0979 | 132.3 | 0.1605 | 0.21584 | 1
22685 | 15E20G11H14D07M02W02 | 2.15 | 75.99 | 0.64 | 14.95 | 93.73 | 4.5889 | 6571.3449 | 232.47 | 0.17032 | 0.15952 | 1
22686 | 15E20G12H07D04M01W02 | 1.34 | 158.41 | 0.64 | 14.95 | 175.34 | 8.4778 | 14297.3923 | 222.81 | -0.72956 | -0.57227
22687 | 15E20G12H07D05M01W02 | 1.15 | 129.81 | 0.64 | 14.95 | 146.55 | 7.0778 | 11811.6027 | 220.71 | -0.41729 | -0.31411
22688 | 15E20G12H07D05M01W03 | 1.15 | 129.81 | 0.64 | 10.18 | 141.78 | 7.0778 | 11811.6027 | 154.35 | -0.41729 | -0.27134
22689 | 15E20G12H07D06M01W02 | 1.03 | 117.16 | 0.64 | 14.95 | 133.78 | 6.3778 | 10720.4805 | 219.24 | -0.27918 | -0.19961
22690 | 15E20G12H07D06M01W03 | 1.03 | 117.16 | 0.64 | 10.18 | 129.01 | 6.3778 | 10720.4805 | 152.88 | -0.27918 | -0.15683
22691 | 15E20G12H07D07M01W02 | 1.18 | 133.28 | 0.64 | 14.95 | 150.05 | 7.2333 | 12113.097 | 220.92 | -0.45518 | -0.3455
22692 | 15E20G12H07D07M01W03 | 1.18 | 133.28 | 0.64 | 10.18 | 145.28 | 7.2333 | 12113.097 | 154.56 | -0.45518 | -0.30273
22693 | 15E20G12H07D07M01W04 | 1.18 | 133.28 | 0.64 | 7.55 | 142.65 | 7.2333 | 12113.097 | 118.23 | -0.45518 | -0.27914
22694 | 15E20G12H07D07M02W02 | 0.87 | 132.07 | 0.64 | 14.95 | 148.53 | 7.3111 | 11914.1518 | 217.35 | -0.44197 | -0.33187
22695 | 15E20G12H08D05M01W02 | 1.01 | 129.81 | 0.64 | 14.95 | 146.41 | 7.0778 | 11811.6027 | 218.82 | -0.41729 | -0.31286
22696 | 15E20G12H08D05M01W03 | 1.01 | 129.81 | 0.64 | 10.18 | 141.64 | 7.0778 | 11811.6027 | 152.46 | -0.41729 | -0.27009
22697 | 15E20G12H08D06M01W02 | 0.91 | 117.16 | 0.64 | 14.95 | 133.66 | 6.3778 | 10720.4805 | 217.56 | -0.27918 | -0.19853
22698 | 15E20G12H08D06M01W03 | 0.91 | 117.16 | 0.64 | 10.18 | 128.89 | 6.3778 | 10720.4805 | 151.2 | -0.27918 | -0.15576
22699 | 15E20G12H08D07M01W02 | 1.04 | 133.28 | 0.64 | 14.95 | 149.91 | 7.2333 | 12113.097 | 219.24 | -0.45518 | -0.34424
22700 | 15E20G12H08D07M01W03 | 1.04 | 133.28 | 0.64 | 10.18 | 145.14 | 7.2333 | 12113.097 | 152.88 | -0.45518 | -0.30147
22701 | 15E20G12H08D07M01W04 | 1.04 | 133.28 | 0.64 | 7.55 | 142.51 | 7.2333 | 12113.097 | 116.55 | -0.45518 | -0.27789
22702 | 15E20G12H08D07M02W02 | 0.77 | 132.07 | 0.64 | 14.95 | 148.43 | 7.3111 | 11914.1518 | 216.09 | -0.44197 | -0.33097
22703 | 15E20G12H09D05M01W02 | 0.98 | 129.81 | 0.64 | 14.95 | 146.38 | 7.0778 | 11811.6027 | 218.4 | -0.41729 | -0.31259
22704 | 15E20G12H09D05M01W03 | 0.98 | 129.81 | 0.64 | 10.18 | 141.61 | 7.0778 | 11811.6027 | 152.04 | -0.41729 | -0.26982
22705 | 15E20G12H09D07M01W02 | 1 | 133.28 | 0.64 | 14.95 | 149.87 | 7.2333 | 12113.097 | 218.61 | -0.45518 | -0.34388
22706 | 15E20G12H09D07M01W03 | 1 | 133.28 | 0.64 | 10.18 | 145.1 | 7.2333 | 12113.097 | 152.25 | -0.45518 | -0.30111
22707 | 15E20G12H09D07M01W04 | 1 | 133.28 | 0.64 | 7.55 | 142.47 | 7.2333 | 12113.097 | 115.92 | -0.45518 | -0.27753
22708 | 15E20G12H09D07M02W02 | 0.74 | 132.07 | 0.64 | 14.95 | 148.4 | 7.3111 | 11914.1518 | 215.67 | -0.44197 | -0.3307
22709 | 15E20G12H10D05M01W02 | 1.15 | 110.19 | 0.64 | 14.95 | 126.93 | 5.8333 | 10158.5116 | 220.71 | -0.20308 | -0.13818
22710 | 15E20G12H10D05M01W03 | 1.15 | 110.19 | 0.64 | 10.18 | 122.16 | 5.8333 | 10158.5116 | 154.35 | -0.20308 | -0.095409
22711 | 15E20G12H10D07M01W02 | 1.18 | 113.12 | 0.64 | 14.95 | 129.89 | 5.9889 | 10416.9352 | 220.92 | -0.23507 | -0.16472
22712 | 15E20G12H10D07M01W03 | 1.18 | 113.12 | 0.64 | 10.18 | 125.12 | 5.9889 | 10416.9352 | 154.56 | -0.23507 | -0.12195
22713 | 15E20G12H10D07M01W04 | 1.18 | 113.12 | 0.64 | 7.55 | 122.49 | 5.9889 | 10416.9352 | 118.23 | -0.23507 | -0.098368
22714 | 15E20G12H10D07M02W02 | 0.87 | 112.06 | 0.64 | 14.95 | 128.52 | 6.0667 | 10240.5508 | 217.35 | -0.2235 | -0.15244
22715 | 15E20G12H11D05M01W02 | 1.15 | 101.8 | 0.64 | 14.95 | 118.54 | 5.3667 | 9477.5857 | 220.71 | -0.11148 | -0.062948
22716 | 15E20G12H11D05M01W03 | 1.15 | 101.8 | 0.64 | 10.18 | 113.77 | 5.3667 | 9477.5857 | 154.35 | -0.11148 | -0.020176
22717 | 15E20G12H11D06M01W02 | 1.03 | 91.97 | 0.64 | 14.95 | 108.59 | 4.8222 | 8618.2244 | 219.24 | -0.0041489 | 0.026273
22718 | 15E20G12H11D06M01W03 | 1.03 | 91.97 | 0.64 | 10.18 | 103.82 | 4.8222 | 8618.2244 | 152.88 | -0.0041489 | 0.069046
22719 | 15E20G12H11D07M01W02 | 1.18 | 104.49 | 0.64 | 14.95 | 121.26 | 5.4444 | 9715.4996 | 220.92 | -0.14085 | -0.087339
22720 | 15E20G12H11D07M01W03 | 1.18 | 104.49 | 0.64 | 10.18 | 116.49 | 5.4444 | 9715.4996 | 154.56 | -0.14085 | -0.044566
22721 | 15E20G12H11D07M01W04 | 1.18 | 104.49 | 0.64 | 7.55 | 113.86 | 5.4444 | 9715.4996 | 118.23 | -0.14085 | -0.020983
22722 | 15E20G12H11D07M02W02 | 0.87 | 103.49 | 0.64 | 14.95 | 119.95 | 5.5222 | 9549.3701 | 217.35 | -0.12993 | -0.075592
22723 | 15E20G12H12D05M01W02 | 1 | 84.45 | 0.64 | 14.95 | 101.04 | 4.4333 | 7892.177 | 219.03 | 0.077956 | 0.093974
22724 | 15E20G12H12D05M01W03 | 1 | 84.45 | 0.64 | 10.18 | 96.27 | 4.4333 | 7892.177 | 152.67 | 0.077956 | 0.13675
22725 | 15E20G12H12D07M01W02 | 1.03 | 86.68 | 0.64 | 14.95 | 103.3 | 4.5111 | 8087.0202 | 219.45 | 0.053608 | 0.073709
22726 | 15E20G12H12D07M01W03 | 1.03 | 86.68 | 0.64 | 10.18 | 98.53 | 4.5111 | 8087.0202 | 153.09 | 0.053608 | 0.11648
22727 | 15E20G12H12D07M01W04 | 1.03 | 86.68 | 0.64 | 7.55 | 95.9 | 4.5111 | 8087.0202 | 116.76 | 0.053608 | 0.14006
22728 | 15E20G12H12D07M02W02 | 0.76 | 85.85 | 0.64 | 14.95 | 102.2 | 4.5889 | 7951.6554 | 216.09 | 0.062671 | 0.083572
22729 | 15E20G12H13D05M01W02 | 1 | 83.12 | 0.64 | 14.95 | 99.71 | 4.4333 | 7680.9259 | 219.03 | 0.092477 | 0.1059
22730 | 15E20G12H13D05M01W03 | 1 | 83.12 | 0.64 | 10.18 | 94.94 | 4.4333 | 7680.9259 | 152.67 | 0.092477 | 0.14867
22731 | 15E20G12H13D07M01W02 | 1.03 | 85.33 | 0.64 | 14.95 | 101.95 | 4.5111 | 7873.7181 | 219.45 | 0.068348 | 0.085814
22732 | 15E20G12H13D07M01W03 | 1.03 | 85.33 | 0.64 | 10.18 | 97.18 | 4.5111 | 7873.7181 | 153.09 | 0.068348 | 0.12859
22733 | 15E20G12H13D07M01W04 | 1.03 | 85.33 | 0.64 | 7.55 | 94.55 | 4.5111 | 7873.7181 | 116.76 | 0.068348 | 0.15217 | 1
22734 | 15E20G12H13D07M02W02 | 0.76 | 84.54 | 0.64 | 14.95 | 100.89 | 4.5889 | 7744.5063 | 216.09 | 0.076973 | 0.095319
22735 | 15E20G12H14D05M01W02 | 1.15 | 100.25 | 0.64 | 14.95 | 116.99 | 5.3667 | 9233.5189 | 220.71 | -0.094552 | -0.049049
22736 | 15E20G12H14D05M01W03 | 1.15 | 100.25 | 0.64 | 10.18 | 112.22 | 5.3667 | 9233.5189 | 154.35 | -0.094552 | -0.0062769
22737 | 15E20G12H14D07M01W02 | 1.18 | 102.92 | 0.64 | 14.95 | 119.69 | 5.4444 | 9467.3308 | 220.92 | -0.1237 | -0.07326
22738 | 15E20G12H14D07M01W03 | 1.18 | 102.92 | 0.64 | 10.18 | 114.92 | 5.4444 | 9467.3308 | 154.56 | -0.1237 | -0.030488
22739 | 15E20G12H14D07M01W04 | 1.18 | 102.92 | 0.64 | 7.55 | 112.29 | 5.4444 | 9467.3308 | 118.23 | -0.1237 | -0.0069046
22740 | 15E20G12H14D07M02W02 | 0.87 | 101.96 | 0.64 | 14.95 | 118.42 | 5.5222 | 9309.4052 | 217.35 | -0.11322 | -0.061872
22741 | 15E21G10H07D04M01W02 | 1.53 | 120.66 | 0.64 | 14.95 | 137.78 | 7 | 10386.1705 | 225.12 | -0.31739 | -0.23547
22742 | 15E21G10H07D05M01W02 | 1.31 | 98.88 | 0.64 | 14.95 | 115.78 | 5.8333 | 8566.9499 | 222.6 | -0.079594 | -0.038199
22743 | 15E21G10H07D05M01W03 | 1.31 | 98.88 | 0.64 | 10.18 | 111.01 | 5.8333 | 8566.9499 | 156.24 | -0.079594 | 0.0045732
22744 | 15E21G10H07D06M01W02 | 1.15 | 86.45 | 0.64 | 14.95 | 103.19 | 5.1333 | 7549.6631 | 220.71 | 0.05612 | 0.074695
22745 | 15E21G10H07D06M01W03 | 1.15 | 86.45 | 0.64 | 10.18 | 98.42 | 5.1333 | 7549.6631 | 154.35 | 0.05612 | 0.11747
22746 | 15E21G10H07D07M01W02 | 1.36 | 102.32 | 0.64 | 14.95 | 119.27 | 6.0667 | 8847.9344 | 223.02 | -0.11715 | -0.069494
22747 | 15E21G10H07D07M01W03 | 1.36 | 102.32 | 0.64 | 10.18 | 114.5 | 6.0667 | 8847.9344 | 156.66 | -0.11715 | -0.026722
22748 | 15E21G10H07D07M01W04 | 1.36 | 102.32 | 0.64 | 7.55 | 111.87 | 6.0667 | 8847.9344 | 120.33 | -0.11715 | -0.0031385
22749 | 15E21G10H07D07M02W02 | 1.17 | 101.19 | 0.64 | 14.95 | 117.95 | 6.1444 | 8706.4166 | 220.92 | -0.10481 | -0.057658
22750 | 15E21G10H08D05M01W02 | 1.15 | 98.88 | 0.64 | 14.95 | 115.62 | 5.8333 | 8566.9499 | 220.5 | -0.079594 | -0.036765
22751 | 15E21G10H08D05M01W03 | 1.15 | 98.88 | 0.64 | 10.18 | 110.85 | 5.8333 | 8566.9499 | 154.14 | -0.079594 | 0.0060079
22752 | 15E21G10H08D06M01W02 | 1.02 | 86.45 | 0.64 | 14.95 | 103.06 | 5.1333 | 7549.6631 | 218.82 | 0.05612 | 0.075861
22753 | 15E21G10H08D06M01W03 | 1.02 | 86.45 | 0.64 | 10.18 | 98.29 | 5.1333 | 7549.6631 | 152.46 | 0.05612 | 0.11863
22754 | 15E21G10H08D07M01W02 | 1.2 | 102.32 | 0.64 | 14.95 | 119.11 | 6.0667 | 8847.9344 | 220.92 | -0.11715 | -0.06806
22755 | 15E21G10H08D07M01W03 | 1.2 | 102.32 | 0.64 | 10.18 | 114.34 | 6.0667 | 8847.9344 | 154.56 | -0.11715 | -0.025287
22756 | 15E21G10H08D07M01W04 | 1.2 | 102.32 | 0.64 | 7.55 | 111.71 | 6.0667 | 8847.9344 | 118.23 | -0.11715 | -0.0017037
22757 | 15E21G10H08D07M02W02 | 1.03 | 101.19 | 0.64 | 14.95 | 117.81 | 6.1444 | 8706.4166 | 219.03 | -0.10481 | -0.056402
22758 | 15E21G10H09D05M01W02 | 1.11 | 98.88 | 0.64 | 14.95 | 115.58 | 5.8333 | 8566.9499 | 219.87 | -0.079594 | -0.036406
22759 | 15E21G10H09D05M01W03 | 1.11 | 98.88 | 0.64 | 10.18 | 110.81 | 5.8333 | 8566.9499 | 153.51 | -0.079594 | 0.0063666
22760 | 15E21G10H09D07M01W02 | 1.15 | 102.32 | 0.64 | 14.95 | 119.06 | 6.0667 | 8847.9344 | 220.29 | -0.11715 | -0.067611
22761 | 15E21G10H09D07M01W03 | 1.15 | 102.32 | 0.64 | 10.18 | 114.29 | 6.0667 | 8847.9344 | 153.93 | -0.11715 | -0.024839
22762 | 15E21G10H09D07M01W04 | 1.15 | 102.32 | 0.64 | 7.55 | 111.66 | 6.0667 | 8847.9344 | 117.6 | -0.11715 | -0.0012554
22763 | 15E21G10H09D07M02W02 | 0.99 | 101.19 | 0.64 | 14.95 | 117.77 | 6.1444 | 8706.4166 | 218.61 | -0.10481 | -0.056044
22764 | 15E21G10H10D05M01W02 | 1.31 | 83.71 | 0.64 | 14.95 | 100.61 | 4.9 | 7346.6159 | 222.6 | 0.086036 | 0.09783
22765 | 15E21G10H10D05M01W03 | 1.31 | 83.71 | 0.64 | 10.18 | 95.84 | 4.9 | 7346.6159 | 156.24 | 0.086036 | 0.1406
22766 | 15E21G10H10D07M01W02 | 1.36 | 86.6 | 0.64 | 14.95 | 103.55 | 5.0556 | 7584.5297 | 223.02 | 0.054482 | 0.071467
22767 | 15E21G10H10D07M01W03 | 1.36 | 86.6 | 0.64 | 10.18 | 98.78 | 5.0556 | 7584.5297 | 156.66 | 0.054482 | 0.11424
22768 | 15E21G10H10D07M01W04 | 1.36 | 86.6 | 0.64 | 7.55 | 96.15 | 5.0556 | 7584.5297 | 120.33 | 0.054482 | 0.13782
22769 | 15E21G10H10D07M02W02 | 1.17 | 85.65 | 0.64 | 14.95 | 102.41 | 5.0556 | 7465.5728 | 220.92 | 0.064854 | 0.081689
22770 | 15E21G10H11D05M01W02 | 1.31 | 77.16 | 0.64 | 14.95 | 94.06 | 4.4333 | 6835.9215 | 222.6 | 0.15755 | 0.15656 | 1
22771 | 15E21G10H11D05M01W03 | 1.31 | 77.16 | 0.64 | 10.18 | 89.29 | 4.4333 | 6835.9215 | 156.24 | 0.15755 | 0.19934 | 1
22772 | 15E21G10H11D06M01W02 | 1.15 | 67.56 | 0.64 | 14.95 | 84.3 | 3.8889 | 6040.1406 | 220.71 | 0.26236 | 0.24408 | 1
22773 | 15E21G10H11D06M01W03 | 1.15 | 67.56 | 0.64 | 10.18 | 79.53 | 3.8889 | 6040.1406 | 154.35 | 0.26236 | 0.28685 | 1
22774 | 15E21G10H11D07M01W02 | 1.36 | 79.82 | 0.64 | 14.95 | 96.77 | 4.5889 | 7057.4275 | 223.02 | 0.12851 | 0.13226
22775 | 15E21G10H11D07M01W03 | 1.36 | 79.82 | 0.64 | 10.18 | 92 | 4.5889 | 7057.4275 | 156.66 | 0.12851 | 0.17504 | 1
22776 | 15E21G10H11D07M01W04 | 1.36 | 79.82 | 0.64 | 7.55 | 89.37 | 4.5889 | 7057.4275 | 120.33 | 0.12851 | 0.19862 | 1
22777 | 15E21G10H11D07M02W02 | 1.17 | 78.95 | 0.64 | 14.95 | 95.71 | 4.5889 | 6946.6745 | 220.92 | 0.13801 | 0.14177
22778 | 15E21G10H12D05M01W02 | 1.14 | 63.99 | 0.64 | 14.95 | 80.72 | 3.6556 | 5691.4738 | 220.71 | 0.30134 | 0.27618 | 1
22779 | 15E21G10H12D05M01W03 | 1.14 | 63.99 | 0.64 | 10.18 | 75.95 | 3.6556 | 5691.4738 | 154.35 | 0.30134 | 0.31896 | 1
22780 | 15E21G10H12D07M01W02 | 1.17 | 66.19 | 0.64 | 14.95 | 82.95 | 3.7333 | 5874.0111 | 221.13 | 0.27732 | 0.25619 | 1
22781 | 15E21G10H12D07M01W03 | 1.17 | 66.19 | 0.64 | 10.18 | 78.18 | 3.7333 | 5874.0111 | 154.77 | 0.27732 | 0.29896 | 1
22782 | 15E21G10H12D07M01W04 | 1.17 | 66.19 | 0.64 | 7.55 | 75.55 | 3.7333 | 5874.0111 | 118.44 | 0.27732 | 0.32254 | 1
22783 | 15E21G10H12D07M02W02 | 1.02 | 65.47 | 0.64 | 14.95 | 82.08 | 3.8111 | 5783.7679 | 219.24 | 0.28518 | 0.26399 | 1
22784 | 15E21G10H13D05M01W02 | 1.14 | 63.16 | 0.64 | 14.95 | 79.89 | 3.6556 | 5562.2619 | 220.71 | 0.31041 | 0.28363 | 1
22785 | 15E21G10H13D05M01W03 | 1.14 | 63.16 | 0.64 | 10.18 | 75.12 | 3.6556 | 5562.2619 | 154.35 | 0.31041 | 0.3264 | 1
22786 | 15E21G10H13D07M01W02 | 1.17 | 65.35 | 0.64 | 14.95 | 82.11 | 3.7333 | 5744.7993 | 221.13 | 0.28649 | 0.26372 | 1
22787 | 15E21G10H13D07M01W03 | 1.17 | 65.35 | 0.64 | 10.18 | 77.34 | 3.7333 | 5744.7993 | 154.77 | 0.28649 | 0.30649 | 1
22788 | 15E21G10H13D07M01W04 | 1.17 | 65.35 | 0.64 | 7.55 | 74.71 | 3.7333 | 5744.7993 | 118.44 | 0.28649 | 0.33008 | 1
22789 | 15E21G10H13D07M02W02 | 1.02 | 64.62 | 0.64 | 14.95 | 81.23 | 3.8111 | 5650.4541 | 219.24 | 0.29446 | 0.27161 | 1
22790 | 15E21G10H14D05M01W02 | 1.31 | 76.19 | 0.64 | 14.95 | 93.09 | 4.4333 | 6686.1998 | 222.6 | 0.16814 | 0.16526 | 1
22791 | 15E21G10H14D05M01W03 | 1.31 | 76.19 | 0.64 | 10.18 | 88.32 | 4.4333 | 6686.1998 | 156.24 | 0.16814 | 0.20803 | 1
22792 | 15E21G10H14D07M01W02 | 1.36 | 78.84 | 0.64 | 14.95 | 95.79 | 4.5889 | 6903.6039 | 223.02 | 0.13921 | 0.14105
22793 | 15E21G10H14D07M01W03 | 1.36 | 78.84 | 0.64 | 10.18 | 91.02 | 4.5889 | 6903.6039 | 156.66 | 0.13921 | 0.18382 | 1
22794 | 15E21G10H14D07M01W04 | 1.36 | 78.84 | 0.64 | 7.55 | 88.39 | 4.5889 | 6903.6039 | 120.33 | 0.13921 | 0.20741 | 1
22795 | 15E21G10H14D07M02W02 | 1.17 | 77.96 | 0.64 | 14.95 | 94.72 | 4.5889 | 6792.8509 | 220.92 | 0.14882 | 0.15065 | 1
22796 | 15E21G11H07D04M01W02 | 2.06 | 113.38 | 0.64 | 14.95 | 131.03 | 6.7667 | 9641.6642 | 231.21 | -0.23791 | -0.17495
22797 | 15E21G11H07D05M01W02 | 1.78 | 93.1 | 0.64 | 14.95 | 110.47 | 5.6778 | 7976.2672 | 228.06 | -0.016487 | 0.0094154
22798 | 15E21G11H07D05M01W03 | 1.78 | 93.1 | 0.64 | 10.18 | 105.7 | 5.6778 | 7976.2672 | 161.7 | -0.016487 | 0.052188
22799 | 15E21G11H07D06M01W02 | 1.56 | 80.81 | 0.64 | 14.95 | 97.96 | 4.9778 | 6985.6431 | 225.54 | 0.1177 | 0.12159
22800 | 15E21G11H07D06M01W03 | 1.56 | 80.81 | 0.64 | 10.18 | 93.19 | 4.9778 | 6985.6431 | 159.18 | 0.1177 | 0.16437 | 1
22801 | 15E21G11H07D07M01W02 | 1.84 | 96.5 | 0.64 | 14.95 | 113.93 | 5.8333 | 8249.0478 | 228.69 | -0.053608 | -0.02161
22802 | 15E21G11H07D07M01W03 | 1.84 | 96.5 | 0.64 | 10.18 | 109.16 | 5.8333 | 8249.0478 | 162.33 | -0.053608 | 0.021162
22803 | 15E21G11H07D07M01W04 | 1.84 | 96.5 | 0.64 | 7.55 | 106.53 | 5.8333 | 8249.0478 | 126 | -0.053608 | 0.044745
22804 | 15E21G11H07D07M02W02 | 1.65 | 95.29 | 0.64 | 14.95 | 112.53 | 5.9111 | 8109.581 | 226.38 | -0.040397 | -0.0090567
22805 | 15E21G11H08D05M01W02 | 1.57 | 93.1 | 0.64 | 14.95 | 110.26 | 5.6778 | 7976.2672 | 225.33 | -0.016487 | 0.011298
22806 | 15E21G11H08D05M01W03 | 1.57 | 93.1 | 0.64 | 10.18 | 105.49 | 5.6778 | 7976.2672 | 158.97 | -0.016487 | 0.054071
22807 | 15E21G11H08D06M01W02 | 1.38 | 80.81 | 0.64 | 14.95 | 97.78 | 4.9778 | 6985.6431 | 223.02 | 0.1177 | 0.12321
22808 | 15E21G11H08D06M01W03 | 1.38 | 80.81 | 0.64 | 10.18 | 93.01 | 4.9778 | 6985.6431 | 156.66 | 0.1177 | 0.16598 | 1
22809 | 15E21G11H08D07M01W02 | 1.62 | 96.5 | 0.64 | 14.95 | 113.71 | 5.8333 | 8249.0478 | 225.75 | -0.053608 | -0.019638
22810 | 15E21G11H08D07M01W03 | 1.62 | 96.5 | 0.64 | 10.18 | 108.94 | 5.8333 | 8249.0478 | 159.39 | -0.053608 | 0.023135
22811 | 15E21G11H08D07M01W04 | 1.62 | 96.5 | 0.64 | 7.55 | 106.31 | 5.8333 | 8249.0478 | 123.06 | -0.053608 | 0.046718
22812 | 15E21G11H08D07M02W02 | 1.45 | 95.29 | 0.64 | 14.95 | 112.33 | 5.9111 | 8109.581 | 223.86 | -0.040397 | -0.0072633
22813 | 15E21G11H09D05M01W02 | 1.51 | 93.1 | 0.64 | 14.95 | 110.2 | 5.6778 | 7976.2672 | 224.49 | -0.016487 | 0.011836
22814 | 15E21G11H09D05M01W03 | 1.51 | 93.1 | 0.64 | 10.18 | 105.43 | 5.6778 | 7976.2672 | 158.13 | -0.016487 | 0.054609
22815 | 15E21G11H09D07M01W02 | 1.56 | 96.5 | 0.64 | 14.95 | 113.65 | 5.8333 | 8249.0478 | 225.12 | -0.053608 | -0.0191
22816 | 15E21G11H09D07M01W03 | 1.56 | 96.5 | 0.64 | 10.18 | 108.88 | 5.8333 | 8249.0478 | 158.76 | -0.053608 | 0.023673
22817 | 15E21G11H09D07M01W04 | 1.56 | 96.5 | 0.64 | 7.55 | 106.25 | 5.8333 | 8249.0478 | 122.43 | -0.053608 | 0.047256
22818 | 15E21G11H09D07M02W02 | 1.4 | 95.29 | 0.64 | 14.95 | 112.28 | 5.9111 | 8109.581 | 223.23 | -0.040397 | -0.0068149
22819 | 15E21G11H10D05M01W02 | 1.78 | 78.78 | 0.64 | 14.95 | 96.15 | 4.6667 | 6837.9725 | 228.06 | 0.13986 | 0.13782
22820 | 15E21G11H10D05M01W03 | 1.78 | 78.78 | 0.64 | 10.18 | 91.38 | 4.6667 | 6837.9725 | 161.7 | 0.13986 | 0.1806 | 1
22821 | 15E21G11H10D07M01W02 | 1.84 | 81.64 | 0.64 | 14.95 | 99.07 | 4.8222 | 7069.7334 | 228.69 | 0.10864 | 0.11164
22822 | 15E21G11H10D07M01W03 | 1.84 | 81.64 | 0.64 | 10.18 | 94.3 | 4.8222 | 7069.7334 | 162.33 | 0.10864 | 0.15441 | 1
22823 | 15E21G11H10D07M01W04 | 1.84 | 81.64 | 0.64 | 7.55 | 91.67 | 4.8222 | 7069.7334 | 126 | 0.10864 | 0.17799 | 1
22824 | 15E21G11H10D07M02W02 | 1.65 | 80.63 | 0.64 | 14.95 | 97.87 | 4.9 | 6952.8274 | 226.38 | 0.11966 | 0.1224
22825 | 15E21G11H11D05M01W02 | 1.78 | 72.6 | 0.64 | 14.95 | 89.97 | 4.2778 | 6362.1447 | 228.06 | 0.20734 | 0.19324 | 1
22826 | 15E21G11H11D05M01W03 | 1.78 | 72.6 | 0.64 | 10.18 | 85.2 | 4.2778 | 6362.1447 | 161.7 | 0.20734 | 0.23601 | 1
22827 | 15E21G11H11D06M01W02 | 1.56 | 63.11 | 0.64 | 14.95 | 80.26 | 3.7333 | 5586.8737 | 225.54 | 0.31095 | 0.28031 | 1
22828 | 15E21G11H11D06M01W03 | 1.56 | 63.11 | 0.64 | 10.18 | 75.49 | 3.7333 | 5586.8737 | 159.18 | 0.31095 | 0.32308 | 1
22829 | 15E21G11H11D07M01W02 | 1.84 | 75.21 | 0.64 | 14.95 | 92.64 | 4.4333 | 6575.4468 | 228.69 | 0.17884 | 0.1693 | 1
22830 | 15E21G11H11D07M01W03 | 1.84 | 75.21 | 0.64 | 10.18 | 87.87 | 4.4333 | 6575.4468 | 162.33 | 0.17884 | 0.21207 | 1
22831 | 15E21G11H11D07M01W04 | 1.84 | 75.21 | 0.64 | 7.55 | 85.24 | 4.4333 | 6575.4468 | 126 | 0.17884 | 0.23565 | 1
22832 | 15E21G11H11D07M02W02 | 1.65 | 74.3 | 0.64 | 14.95 | 91.54 | 4.4333 | 6466.7448 | 226.38 | 0.18878 | 0.17916 | 1
22833 | 15E21G11H12D05M01W02 | 1.55 | 60.2 | 0.64 | 14.95 | 77.34 | 3.5 | 5295.6343 | 225.54 | 0.34272 | 0.30649 | 1
22834 | 15E21G11H12D05M01W03 | 1.55 | 60.2 | 0.64 | 10.18 | 72.57 | 3.5 | 5295.6343 | 159.18 | 0.34272 | 0.34926 | 1
22835 | 15E21G11H12D07M01W02 | 1.59 | 62.37 | 0.64 | 14.95 | 79.55 | 3.6556 | 5476.1207 | 226.17 | 0.31903 | 0.28668 | 1
22836 | 15E21G11H12D07M01W03 | 1.59 | 62.37 | 0.64 | 10.18 | 74.78 | 3.6556 | 5476.1207 | 159.81 | 0.31903 | 0.32945 | 1
22837 | 15E21G11H12D07M01W04 | 1.59 | 62.37 | 0.64 | 7.55 | 72.15 | 3.6556 | 5476.1207 | 123.48 | 0.31903 | 0.35303 | 1
22838 | 15E21G11H12D07M02W02 | 1.43 | 61.61 | 0.64 | 14.95 | 78.63 | 3.6556 | 5385.8775 | 224.07 | 0.32733 | 0.29492 | 1
22839 | 15E21G11H13D05M01W02 | 1.55 | 59.44 | 0.64 | 14.95 | 76.58 | 3.5 | 5178.7284 | 225.54 | 0.35102 | 0.31331 | 1
22840 | 15E21G11H13D05M01W03 | 1.55 | 59.44 | 0.64 | 10.18 | 71.81 | 3.5 | 5178.7284 | 159.18 | 0.35102 | 0.35608 | 1
22841 | 15E21G11H13D07M01W02 | 1.59 | 61.59 | 0.64 | 14.95 | 78.77 | 3.6556 | 5357.1638 | 226.17 | 0.32755 | 0.29367 | 1
22842 | 15E21G11H13D07M01W03 | 1.59 | 61.59 | 0.64 | 10.18 | 74 | 3.6556 | 5357.1638 | 159.81 | 0.32755 | 0.33644 | 1
22843 | 15E21G11H13D07M01W04 | 1.59 | 61.59 | 0.64 | 7.55 | 71.37 | 3.6556 | 5357.1638 | 123.48 | 0.32755 | 0.36003 | 1
22844 | 15E21G11H13D07M02W02 | 1.43 | 60.83 | 0.64 | 14.95 | 77.85 | 3.6556 | 5264.8696 | 224.07 | 0.33584 | 0.30192 | 1
22845 | 15E21G11H14D05M01W02 | 1.78 | 71.71 | 0.64 | 14.95 | 89.08 | 4.2778 | 6224.729 | 228.06 | 0.21705 | 0.20122 | 1
22846 | 15E21G11H14D05M01W03 | 1.78 | 71.71 | 0.64 | 10.18 | 84.31 | 4.2778 | 6224.729 | 161.7 | 0.21705 | 0.24399 | 1
22847 | 15E21G11H14D07M01W02 | 1.84 | 74.32 | 0.64 | 14.95 | 91.75 | 4.4333 | 6435.9801 | 228.69 | 0.18856 | 0.17728 | 1
22848 | 15E21G11H14D07M01W03 | 1.84 | 74.32 | 0.64 | 10.18 | 86.98 | 4.4333 | 6435.9801 | 162.33 | 0.18856 | 0.22005 | 1
22849 | 15E21G11H14D07M01W04 | 1.84 | 74.32 | 0.64 | 7.55 | 84.35 | 4.4333 | 6435.9801 | 126 | 0.18856 | 0.24363 | 1
22850 | 15E21G11H14D07M02W02 | 1.65 | 73.39 | 0.64 | 14.95 | 90.63 | 4.4333 | 6327.2781 | 226.38 | 0.19871 | 0.18732 | 1
22851 | 15E21G12H07D04M01W02 | 0.91 | 154.99 | 0.64 | 14.95 | 171.49 | 8.3222 | 13977.4392 | 217.77 | -0.69222 | -0.53775
22852 | 15E21G12H07D05M01W02 | 0.78 | 126.68 | 0.64 | 14.95 | 143.05 | 6.9222 | 11520.3633 | 216.3 | -0.38312 | -0.28273
22853 | 15E21G12H07D05M01W03 | 0.78 | 126.68 | 0.64 | 10.18 | 138.28 | 6.9222 | 11520.3633 | 149.94 | -0.38312 | -0.23996
22854 | 15E21G12H07D06M01W02 | 0.69 | 113.96 | 0.64 | 14.95 | 130.24 | 6.2222 | 10423.0882 | 215.25 | -0.24424 | -0.16786
22855 | 15E21G12H07D06M01W03 | 0.69 | 113.96 | 0.64 | 10.18 | 125.47 | 6.2222 | 10423.0882 | 148.89 | -0.24424 | -0.12509
22856 | 15E21G12H07D07M01W02 | 0.8 | 130.17 | 0.64 | 14.95 | 146.56 | 7.0778 | 11823.9086 | 216.51 | -0.42123 | -0.3142
22857 | 15E21G12H07D07M01W03 | 0.8 | 130.17 | 0.64 | 10.18 | 141.79 | 7.0778 | 11823.9086 | 150.15 | -0.42123 | -0.27143
22858 | 15E21G12H07D07M01W04 | 0.8 | 130.17 | 0.64 | 7.55 | 139.16 | 7.0778 | 11823.9086 | 113.82 | -0.42123 | -0.24785
22859 | 15E21G12H07D07M02W02 | 0.56 | 128.97 | 0.64 | 14.95 | 145.12 | 7.1556 | 11629.0653 | 213.57 | -0.40812 | -0.30129
22860 | 15E21G12H08D05M01W02 | 0.69 | 126.68 | 0.64 | 14.95 | 142.96 | 6.9222 | 11520.3633 | 215.04 | -0.38312 | -0.28192
22861 | 15E21G12H08D05M01W03 | 0.69 | 126.68 | 0.64 | 10.18 | 138.19 | 6.9222 | 11520.3633 | 148.68 | -0.38312 | -0.23915
22862 | 15E21G12H08D06M01W02 | 0.6 | 113.96 | 0.64 | 14.95 | 130.15 | 6.2222 | 10423.0882 | 213.99 | -0.24424 | -0.16706
22863 | 15E21G12H08D06M01W03 | 0.6 | 113.96 | 0.64 | 10.18 | 125.38 | 6.2222 | 10423.0882 | 147.63 | -0.24424 | -0.12428
22864 | 15E21G12H08D07M01W02 | 0.71 | 130.17 | 0.64 | 14.95 | 146.47 | 7.0778 | 11823.9086 | 215.25 | -0.42123 | -0.3134
22865 | 15E21G12H08D07M01W03 | 0.71 | 130.17 | 0.64 | 10.18 | 141.7 | 7.0778 | 11823.9086 | 148.89 | -0.42123 | -0.27062
22866 | 15E21G12H08D07M01W04 | 0.71 | 130.17 | 0.64 | 7.55 | 139.07 | 7.0778 | 11823.9086 | 112.56 | -0.42123 | -0.24704
22867 | 15E21G12H08D07M02W02 | 0.49 | 128.97 | 0.64 | 14.95 | 145.05 | 7.1556 | 11629.0653 | 212.73 | -0.40812 | -0.30066
22868 | 15E21G12H09D05M01W02 | 0.66 | 126.68 | 0.64 | 14.95 | 142.93 | 6.9222 | 11520.3633 | 214.62 | -0.38312 | -0.28165
22869 | 15E21G12H09D05M01W03 | 0.66 | 126.68 | 0.64 | 10.18 | 138.16 | 6.9222 | 11520.3633 | 148.26 | -0.38312 | -0.23888
22870 | 15E21G12H09D07M01W02 | 0.68 | 130.17 | 0.64 | 14.95 | 146.44 | 7.0778 | 11823.9086 | 214.83 | -0.42123 | -0.31313
22871 | 15E21G12H09D07M01W03 | 0.68 | 130.17 | 0.64 | 10.18 | 141.67 | 7.0778 | 11823.9086 | 148.47 | -0.42123 | -0.27036
22872 | 15E21G12H09D07M01W04 | 0.68 | 130.17 | 0.64 | 7.55 | 139.04 | 7.0778 | 11823.9086 | 112.14 | -0.42123 | -0.24677
22873 | 15E21G12H09D07M02W02 | 0.47 | 128.97 | 0.64 | 14.95 | 145.03 | 7.1556 | 11629.0653 | 212.52 | -0.40812 | -0.30048
22874 | 15E21G12H10D05M01W02 | 0.78 | 107.54 | 0.64 | 14.95 | 123.91 | 5.7556 | 9912.3938 | 216.3 | -0.17415 | -0.1111
22875 | 15E21G12H10D05M01W03 | 0.78 | 107.54 | 0.64 | 10.18 | 119.14 | 5.7556 | 9912.3938 | 149.94 | -0.17415 | -0.068329
22876 | 15E21G12H10D07M01W02 | 0.8 | 110.49 | 0.64 | 14.95 | 126.88 | 5.9111 | 10168.7665 | 216.51 | -0.20635 | -0.13773
22877 | 15E21G12H10D07M01W03 | 0.8 | 110.49 | 0.64 | 10.18 | 122.11 | 5.9111 | 10168.7665 | 150.15 | -0.20635 | -0.094961
22878 | 15E21G12H10D07M01W04 | 0.8 | 110.49 | 0.64 | 7.55 | 119.48 | 5.9111 | 10168.7665 | 113.82 | -0.20635 | -0.071377
22879 | 15E21G12H10D07M02W02 | 0.56 | 109.43 | 0.64 | 14.95 | 125.58 | 5.9111 | 9998.535 | 213.57 | -0.19478 | -0.12608
22880 | 15E21G12H11D05M01W02 | 0.78 | 99.35 | 0.64 | 14.95 | 115.72 | 5.2111 | 9247.8758 | 216.3 | -0.084725 | -0.037661
22881 | 15E21G12H11D05M01W03 | 0.78 | 99.35 | 0.64 | 10.18 | 110.95 | 5.2111 | 9247.8758 | 149.94 | -0.084725 | 0.0051112
22882 | 15E21G12H11D06M01W02 | 0.69 | 89.48 | 0.64 | 14.95 | 105.76 | 4.7444 | 8382.3616 | 215.25 | 0.023037 | 0.05165
22883 | 15E21G12H11D06M01W03 | 0.69 | 89.48 | 0.64 | 10.18 | 100.99 | 4.7444 | 8382.3616 | 148.89 | 0.023037 | 0.094423
22884 | 15E21G12H11D07M01W02 | 0.8 | 102.06 | 0.64 | 14.95 | 118.45 | 5.3667 | 9485.7896 | 216.51 | -0.11431 | -0.062141
22885 | 15E21G12H11D07M01W03 | 0.8 | 102.06 | 0.64 | 10.18 | 113.68 | 5.3667 | 9485.7896 | 150.15 | -0.11431 | -0.019369
22886 | 15E21G12H11D07M01W04 | 0.8 | 102.06 | 0.64 | 7.55 | 111.05 | 5.3667 | 9485.7896 | 113.82 | -0.11431 | 0.0042145
22887 | 15E21G12H11D07M02W02 | 0.56 | 101.07 | 0.64 | 14.95 | 117.22 | 5.3667 | 9323.7621 | 213.57 | -0.1035 | -0.051112
22888 | 15E21G12H12D05M01W02 | 0.68 | 82.42 | 0.64 | 14.95 | 98.69 | 4.2778 | 7699.3847 | 215.04 | 0.10012 | 0.11505
22889 | 15E21G12H12D05M01W03 | 0.68 | 82.42 | 0.64 | 10.18 | 93.92 | 4.2778 | 7699.3847 | 148.68 | 0.10012 | 0.15782 | 1
22890 | 15E21G12H12D07M01W02 | 0.7 | 84.67 | 0.64 | 14.95 | 100.96 | 4.4333 | 7898.3299 | 215.46 | 0.075554 | 0.094692
22891 | 15E21G12H12D07M01W03 | 0.7 | 84.67 | 0.64 | 10.18 | 96.19 | 4.4333 | 7898.3299 | 149.1 | 0.075554 | 0.13746
22892 | 15E21G12H12D07M01W04 | 0.7 | 84.67 | 0.64 | 7.55 | 93.56 | 4.4333 | 7898.3299 | 112.77 | 0.075554 | 0.16105 | 1
22893 | 15E21G12H12D07M02W02 | 0.48 | 83.84 | 0.64 | 14.95 | 99.91 | 4.4333 | 7765.0161 | 212.94 | 0.084616 | 0.10411
22894 | 15E21G12H13D05M01W02 | 0.68 | 81.12 | 0.64 | 14.95 | 97.39 | 4.2778 | 7492.2356 | 215.04 | 0.11431 | 0.1267
22895 | 15E21G12H13D05M01W03 | 0.68 | 81.12 | 0.64 | 10.18 | 92.62 | 4.2778 | 7492.2356 | 148.68 | 0.11431 | 0.16948 | 1
22896 | 15E21G12H13D07M01W02 | 0.7 | 83.34 | 0.64 | 14.95 | 99.63 | 4.4333 | 7687.0788 | 215.46 | 0.090075 | 0.10662
22897 | 15E21G12H13D07M01W03 | 0.7 | 83.34 | 0.64 | 10.18 | 94.86 | 4.4333 | 7687.0788 | 149.1 | 0.090075 | 0.14939
22898 | 15E21G12H13D07M01W04 | 0.7 | 83.34 | 0.64 | 7.55 | 92.23 | 4.4333 | 7687.0788 | 112.77 | 0.090075 | 0.17297 | 1
22899 | 15E21G12H13D07M02W02 | 0.48 | 82.55 | 0.64 | 14.95 | 98.62 | 4.4333 | 7559.918 | 212.94 | 0.098701 | 0.11567
22900 | 15E21G12H14D05M01W02 | 0.78 | 97.83 | 0.64 | 14.95 | 114.2 | 5.2111 | 9007.9109 | 216.3 | -0.06813 | -0.024032
22901 | 15E21G12H14D05M01W03 | 0.78 | 97.83 | 0.64 | 10.18 | 109.43 | 5.2111 | 9007.9109 | 149.94 | -0.06813 | 0.018741
22902 | 15E21G12H14D07M01W02 | 0.8 | 100.52 | 0.64 | 14.95 | 116.91 | 5.3667 | 9241.7228 | 216.51 | -0.0975 | -0.048332
22903 | 15E21G12H14D07M01W03 | 0.8 | 100.52 | 0.64 | 10.18 | 112.14 | 5.3667 | 9241.7228 | 150.15 | -0.0975 | -0.0055595
22904 | 15E21G12H14D07M01W04 | 0.8 | 100.52 | 0.64 | 7.55 | 109.51 | 5.3667 | 9241.7228 | 113.82 | -0.0975 | 0.018024
22905 | 15E21G12H14D07M02W02 | 0.56 | 99.57 | 0.64 | 14.95 | 115.72 | 5.3667 | 9087.8992 | 213.57 | -0.087127 | -0.037661
22906 | 15E22G10H07D04M01W02 | 1.57 | 97.2 | 0.64 | 14.95 | 114.36 | 5.9111 | 8318.7811 | 225.54 | -0.061251 | -0.025466
22907 | 15E22G10H07D05M01W02 | 1.36 | 81.93 | 0.64 | 14.95 | 98.88 | 5.0556 | 7084.0902 | 223.02 | 0.10547 | 0.11334
22908 | 15E22G10H07D05M01W03 | 1.36 | 81.93 | 0.64 | 10.18 | 94.11 | 5.0556 | 7084.0902 | 156.66 | 0.10547 | 0.15612 | 1
22909 | 15E22G10H07D06M01W02 | 1.19 | 73.46 | 0.64 | 14.95 | 90.24 | 4.5111 | 6405.2154 | 220.92 | 0.19795 | 0.19082 | 1
22910 | 15E22G10H07D06M01W03 | 1.19 | 73.46 | 0.64 | 10.18 | 85.47 | 4.5111 | 6405.2154 | 154.56 | 0.19795 | 0.23359 | 1
22911 | 15E22G10H07D07M01W02 | 1.4 | 84.17 | 0.64 | 14.95 | 101.16 | 5.1333 | 7262.5256 | 223.44 | 0.081013 | 0.092898
22912 | 15E22G10H07D07M01W03 | 1.4 | 84.17 | 0.64 | 10.18 | 96.39 | 5.1333 | 7262.5256 | 157.08 | 0.081013 | 0.13567
22913 | 15E22G10H07D07M01W04 | 1.4 | 84.17 | 0.64 | 7.55 | 93.76 | 5.1333 | 7262.5256 | 120.75 | 0.081013 | 0.15925 | 1
22914 | 15E22G10H07D07M02W02 | 1.23 | 83.32 | 0.64 | 14.95 | 100.14 | 5.2111 | 7166.1295 | 221.55 | 0.090294 | 0.10204
22915 | 15E22G10H08D05M01W02 | 1.2 | 81.93 | 0.64 | 14.95 | 98.72 | 5.0556 | 7084.0902 | 220.92 | 0.10547 | 0.11478
22916 | 15E22G10H08D05M01W03 | 1.2 | 81.93 | 0.64 | 10.18 | 93.95 | 5.0556 | 7084.0902 | 154.56 | 0.10547 | 0.15755 | 1
22917 | 15E22G10H08D06M01W02 | 1.04 | 73.46 | 0.64 | 14.95 | 90.09 | 4.5111 | 6405.2154 | 219.24 | 0.19795 | 0.19216 | 1
22918 | 15E22G10H08D06M01W03 | 1.04 | 73.46 | 0.64 | 10.18 | 85.32 | 4.5111 | 6405.2154 | 152.88 | 0.19795 | 0.23494 | 1
22919 | 15E22G10H08D07M01W02 | 1.23 | 84.17 | 0.64 | 14.95 | 100.99 | 5.1333 | 7262.5256 | 221.34 | 0.081013 | 0.094423
22920 | 15E22G10H08D07M01W03 | 1.23 | 84.17 | 0.64 | 10.18 | 96.22 | 5.1333 | 7262.5256 | 154.98 | 0.081013 | 0.1372
22921 | 15E22G10H08D07M01W04 | 1.23 | 84.17 | 0.64 | 7.55 | 93.59 | 5.1333 | 7262.5256 | 118.65 | 0.081013 | 0.16078 | 1
22922 | 15E22G10H08D07M02W02 | 1.09 | 83.32 | 0.64 | 14.95 | 100 | 5.2111 | 7166.1295 | 219.66 | 0.090294 | 0.1033
22923 | 15E22G10H09D05M01W02 | 1.15 | 81.93 | 0.64 | 14.95 | 98.67 | 5.0556 | 7084.0902 | 220.29 | 0.10547 | 0.11523
22924 | 15E22G10H09D05M01W03 | 1.15 | 81.93 | 0.64 | 10.18 | 93.9 | 5.0556 | 7084.0902 | 153.93 | 0.10547 | 0.158 | 1
22925 | 15E22G10H09D07M01W02 | 1.19 | 84.17 | 0.64 | 14.95 | 100.95 | 5.1333 | 7262.5256 | 220.71 | 0.081013 | 0.094781
22926 | 15E22G10H09D07M01W03 | 1.19 | 84.17 | 0.64 | 10.18 | 96.18 | 5.1333 | 7262.5256 | 154.35 | 0.081013 | 0.13755
22927 | 15E22G10H09D07M01W04 | 1.19 | 84.17 | 0.64 | 7.55 | 93.55 | 5.1333 | 7262.5256 | 118.02 | 0.081013 | 0.16114 | 1
22928 | 15E22G10H09D07M02W02 | 1.05 | 83.32 | 0.64 | 14.95 | 99.96 | 5.2111 | 7166.1295 | 219.03 | 0.090294 | 0.10366
22929 | 15E22G10H10D05M01W02 | 1.36 | 69.4 | 0.64 | 14.95 | 86.35 | 4.2 | 6085.2622 | 223.02 | 0.24228 | 0.2257 | 1
22930 | 15E22G10H10D05M01W03 | 1.36 | 69.4 | 0.64 | 10.18 | 81.58 | 4.2 | 6085.2622 | 156.66 | 0.24228 | 0.26847 | 1
22931 | 15E22G10H10D07M01W02 | 1.4 | 71.29 | 0.64 | 14.95 | 88.28 | 4.2778 | 6237.0349 | 223.44 | 0.22164 | 0.20839 | 1
22932 | 15E22G10H10D07M01W03 | 1.4 | 71.29 | 0.64 | 10.18 | 83.51 | 4.2778 | 6237.0349 | 157.08 | 0.22164 | 0.25117 | 1
22933 | 15E22G10H10D07M01W04 | 1.4 | 71.29 | 0.64 | 7.55 | 80.88 | 4.2778 | 6237.0349 | 120.75 | 0.22164 | 0.27475 | 1
22934 | 15E22G10H10D07M02W02 | 1.23 | 70.58 | 0.64 | 14.95 | 87.4 | 4.3556 | 6154.9956 | 221.55 | 0.22939 | 0.21628 | 1
22935 | 15E22G10H11D05M01W02 | 1.36 | 64.01 | 0.64 | 14.95 | 80.96 | 3.8111 | 5670.964 | 223.02 | 0.30112 | 0.27403 | 1
22936 | 15E22G10H11D05M01W03 | 1.36 | 64.01 | 0.64 | 10.18 | 76.19 | 3.8111 | 5670.964 | 156.66 | 0.30112 | 0.3168 | 1
22937 | 15E22G10H11D06M01W02 | 1.19 | 57.45 | 0.64 | 14.95 | 74.23 | 3.4222 | 5137.7088 | 220.92 | 0.37275 | 0.33438 | 1
22938 | 15E22G10H11D06M01W03 | 1.19 | 57.45 | 0.64 | 10.18 | 69.46 | 3.4222 | 5137.7088 | 154.56 | 0.37275 | 0.37715 | 1
22939 | 15E22G10H11D07M01W02 | 1.4 | 65.74 | 0.64 | 14.95 | 82.73 | 3.8889 | 5810.4307 | 223.44 | 0.28224 | 0.25816 | 1
22940 | 15E22G10H11D07M01W03 | 1.4 | 65.74 | 0.64 | 10.18 | 77.96 | 3.8889 | 5810.4307 | 157.08 | 0.28224 | 0.30093 | 1
22941 | 15E22G10H11D07M01W04 | 1.4 | 65.74 | 0.64 | 7.55 | 75.33 | 3.8889 | 5810.4307 | 120.75 | 0.28224 | 0.32452 | 1
22942 | 15E22G10H11D07M02W02 | 1.23 | 65.1 | 0.64 | 14.95 | 81.92 | 3.9667 | 5736.5954 | 221.55 | 0.28922 | 0.26542 | 1
22943 | 15E22G10H12D05M01W02 | 1.17 | 53.08 | 0.64 | 14.95 | 69.84 | 3.1111 | 4723.4105 | 221.13 | 0.42046 | 0.37374 | 2
22944 | 15E22G10H12D05M01W03 | 1.17 | 53.08 | 0.64 | 10.18 | 65.07 | 3.1111 | 4723.4105 | 154.77 | 0.42046 | 0.41652 | 2
22945 | 15E22G10H12D07M01W02 | 1.22 | 54.51 | 0.64 | 14.95 | 71.32 | 3.1889 | 4840.3164 | 221.55 | 0.40485 | 0.36047 | 2
22946 | 15E22G10H12D07M01W03 | 1.22 | 54.51 | 0.64 | 10.18 | 66.55 | 3.1889 | 4840.3164 | 155.19 | 0.40485 | 0.40325 | 2
22947 | 15E22G10H12D07M01W04 | 1.22 | 54.51 | 0.64 | 7.55 | 63.92 | 3.1889 | 4840.3164 | 118.86 | 0.40485 | 0.42683 | 2
22948 | 15E22G10H12D07M02W02 | 1.07 | 53.99 | 0.64 | 14.95 | 70.65 | 3.2667 | 4780.838 | 219.87 | 0.41053 | 0.36648 | 2
22949 | 15E22G10H13D05M01W02 | 1.17 | 52.35 | 0.64 | 14.95 | 69.11 | 3.1111 | 4610.6065 | 221.13 | 0.42843 | 0.38029 | 2
22950 | 15E22G10H13D05M01W03 | 1.17 | 52.35 | 0.64 | 10.18 | 64.34 | 3.1111 | 4610.6065 | 154.77 | 0.42843 | 0.42306 | 2
22951 | 15E22G10H13D07M01W02 | 1.22 | 53.77 | 0.64 | 14.95 | 70.58 | 3.1889 | 4723.4105 | 221.55 | 0.41293 | 0.36711 | 2
22952 | 15E22G10H13D07M01W03 | 1.22 | 53.77 | 0.64 | 10.18 | 65.81 | 3.1889 | 4723.4105 | 155.19 | 0.41293 | 0.40988 | 2
22953 | 15E22G10H13D07M01W04 | 1.22 | 53.77 | 0.64 | 7.55 | 63.18 | 3.1889 | 4723.4105 | 118.86 | 0.41293 | 0.43346 | 2
22954 | 15E22G10H13D07M02W02 | 1.07 | 53.23 | 0.64 | 14.95 | 69.89 | 3.2667 | 4663.932 | 219.87 | 0.41882 | 0.3733 | 2
22955 | 15E22G10H14D05M01W02 | 1.36 | 63.16 | 0.64 | 14.95 | 80.11 | 3.8111 | 5537.6502 | 223.02 | 0.31041 | 0.28165 | 1
22956 | 15E22G10H14D05M01W03 | 1.36 | 63.16 | 0.64 | 10.18 | 75.34 | 3.8111 | 5537.6502 | 156.66 | 0.31041 | 0.32443 | 1
22957 | 15E22G10H14D07M01W02 | 1.4 | 64.87 | 0.64 | 14.95 | 81.86 | 3.8889 | 5675.0659 | 223.44 | 0.29173 | 0.26596 | 1
22958 | 15E22G10H14D07M01W03 | 1.4 | 64.87 | 0.64 | 10.18 | 77.09 | 3.8889 | 5675.0659 | 157.08 | 0.29173 | 0.30873 | 1
22959 | 15E22G10H14D07M01W04 | 1.4 | 64.87 | 0.64 | 7.55 | 74.46 | 3.8889 | 5675.0659 | 120.75 | 0.29173 | 0.33232 | 1
22960 | 15E22G10H14D07M02W02 | 1.23 | 64.22 | 0.64 | 14.95 | 81.04 | 3.9667 | 5601.2306 | 221.55 | 0.29883 | 0.27331 | 1
22961 | 15E22G11H07D04M01W02 | 2.13 | 90.81 | 0.64 | 14.95 | 108.53 | 5.6778 | 7697.3337 | 232.05 | 0.0085162 | 0.026811
22962 | 15E22G11H07D05M01W02 | 1.85 | 76.58 | 0.64 | 14.95 | 94.02 | 4.8222 | 6565.1919 | 228.69 | 0.16388 | 0.15692 | 1
22963 | 15E22G11H07D05M01W03 | 1.85 | 76.58 | 0.64 | 10.18 | 89.25 | 4.8222 | 6565.1919 | 162.33 | 0.16388 | 0.1997 | 1
22964 | 15E22G11H07D06M01W02 | 1.63 | 68.2 | 0.64 | 14.95 | 85.42 | 4.2778 | 5898.6229 | 226.17 | 0.25538 | 0.23404 | 1
22965 | 15E22G11H07D06M01W03 | 1.63 | 68.2 | 0.64 | 10.18 | 80.65 | 4.2778 | 5898.6229 | 159.81 | 0.25538 | 0.27681 | 1
22966 | 15E22G11H07D07M01W02 | 1.9 | 78.8 | 0.64 | 14.95 | 96.29 | 4.9778 | 6739.5253 | 229.53 | 0.13964 | 0.13657
22967 | 15E22G11H07D07M01W03 | 1.9 | 78.8 | 0.64 | 10.18 | 91.52 | 4.9778 | 6739.5253 | 163.17 | 0.13964 | 0.17934 | 1
22968 | 15E22G11H07D07M01W04 | 1.9 | 78.8 | 0.64 | 7.55 | 88.89 | 4.9778 | 6739.5253 | 126.84 | 0.13964 | 0.20292 | 1
22969 | 15E22G11H07D07M02W02 | 1.74 | 77.93 | 0.64 | 14.95 | 95.26 | 5.0556 | 6653.3841 | 227.43 | 0.14914 | 0.1458
22970 | 15E22G11H08D05M01W02 | 1.63 | 76.58 | 0.64 | 14.95 | 93.8 | 4.8222 | 6565.1919 | 225.96 | 0.16388 | 0.1589 | 1
22971 | 15E22G11H08D05M01W03 | 1.63 | 76.58 | 0.64 | 10.18 | 89.03 | 4.8222 | 6565.1919 | 159.6 | 0.16388 | 0.20167 | 1
22972 | 15E22G11H08D06M01W02 | 1.43 | 68.2 | 0.64 | 14.95 | 85.22 | 4.2778 | 5898.6229 | 223.65 | 0.25538 | 0.23583 | 1
22973 | 15E22G11H08D06M01W03 | 1.43 | 68.2 | 0.64 | 10.18 | 80.45 | 4.2778 | 5898.6229 | 157.29 | 0.25538 | 0.2786 | 1
22974 | 15E22G11H08D07M01W02 | 1.68 | 78.8 | 0.64 | 14.95 | 96.07 | 4.9778 | 6739.5253 | 226.59 | 0.13964 | 0.13854
22975 | 15E22G11H08D07M01W03 | 1.68 | 78.8 | 0.64 | 10.18 | 91.3 | 4.9778 | 6739.5253 | 160.23 | 0.13964 | 0.18131 | 1
22976 | 15E22G11H08D07M01W04 | 1.68 | 78.8 | 0.64 | 7.55 | 88.67 | 4.9778 | 6739.5253 | 123.9 | 0.13964 | 0.2049 | 1
22977 | 15E22G11H08D07M02W02 | 1.53 | 77.93 | 0.64 | 14.95 | 95.05 | 5.0556 | 6653.3841 | 224.91 | 0.14914 | 0.14769
22978 | 15E22G11H09D05M01W02 | 1.57 | 76.58 | 0.64 | 14.95 | 93.74 | 4.8222 | 6565.1919 | 225.12 | 0.16388 | 0.15943 | 1
22979 | 15E22G11H09D05M01W03 | 1.57 | 76.58 | 0.64 | 10.18 | 88.97 | 4.8222 | 6565.1919 | 158.76 | 0.16388 | 0.20221 | 1
22980 | 15E22G11H09D07M01W02 | 1.61 | 78.8 | 0.64 | 14.95 | 96 | 4.9778 | 6739.5253 | 225.75 | 0.13964 | 0.13917
22981 | 15E22G11H09D07M01W03 | 1.61 | 78.8 | 0.64 | 10.18 | 91.23 | 4.9778 | 6739.5253 | 159.39 | 0.13964 | 0.18194 | 1
22982 | 15E22G11H09D07M01W04 | 1.61 | 78.8 | 0.64 | 7.55 | 88.6 | 4.9778 | 6739.5253 | 123.06 | 0.13964 | 0.20552 | 1
22983 | 15E22G11H09D07M02W02 | 1.48 | 77.93 | 0.64 | 14.95 | 95 | 5.0556 | 6653.3841 | 224.07 | 0.14914 | 0.14813
22984 | 15E22G11H10D05M01W02 | 1.85 | 64.85 | 0.64 | 14.95 | 82.29 | 4.0444 | 5640.1992 | 228.69 | 0.29195 | 0.26211 | 1
22985 | 15E22G11H10D05M01W03 | 1.85 | 64.85 | 0.64 | 10.18 | 77.52 | 4.0444 | 5640.1992 | 162.33 | 0.29195 | 0.30488 | 1
22986 | 15E22G11H10D07M01W02 | 1.9 | 66.72 | 0.64 | 14.95 | 84.21 | 4.1222 | 5787.8699 | 229.53 | 0.27154 | 0.24489 | 1
22987 | 15E22G11H10D07M01W03 | 1.9 | 66.72 | 0.64 | 10.18 | 79.44 | 4.1222 | 5787.8699 | 163.17 | 0.27154 | 0.28766 | 1
22988 | 15E22G11H10D07M01W04 | 1.9 | 66.72 | 0.64 | 7.55 | 76.81 | 4.1222 | 5787.8699 | 126.84 | 0.27154 | 0.31124 | 1
22989 | 15E22G11H10D07M02W02 | 1.74 | 66 | 0.64 | 14.95 | 83.33 | 4.2 | 5718.1365 | 227.43 | 0.2794 | 0.25278 | 1
22990 | 15E22G11H11D05M01W02 | 1.85 | 59.8 | 0.64 | 14.95 | 77.24 | 3.6556 | 5256.6657 | 228.69 | 0.34709 | 0.30739 | 1
22991 | 15E22G11H11D05M01W03 | 1.85 | 59.8 | 0.64 | 10.18 | 72.47 | 3.6556 | 5256.6657 | 162.33 | 0.34709 | 0.35016 | 1
22992 | 15E22G11H11D06M01W02 | 1.63 | 53.32 | 0.64 | 14.95 | 70.54 | 3.2667 | 4733.6654 | 226.17 | 0.41784 | 0.36747 | 2
22993 | 15E22G11H11D06M01W03 | 1.63 | 53.32 | 0.64 | 10.18 | 65.77 | 3.2667 | 4733.6654 | 159.81 | 0.41784 | 0.41024 | 2
22994 | 15E22G11H11D07M01W02 | 1.9 | 61.51 | 0.64 | 14.95 | 79 | 3.7333 | 5392.0305 | 229.53 | 0.32842 | 0.29161 | 1
22995 | 15E22G11H11D07M01W03 | 1.9 | 61.51 | 0.64 | 10.18 | 74.23 | 3.7333 | 5392.0305 | 163.17 | 0.32842 | 0.33438 | 1
22996 | 15E22G11H11D07M01W04 | 1.9 | 61.51 | 0.64 | 7.55 | 71.6 | 3.7333 | 5392.0305 | 126.84 | 0.32842 | 0.35796 | 1
22997 | 15E22G11H11D07M02W02 | 1.74 | 60.87 | 0.64 | 14.95 | 78.2 | 3.8111 | 5328.45 | 227.43 | 0.33541 | 0.29878 | 1
22998 | 15E22G11H12D05M01W02 | 1.6 | 49.59 | 0.64 | 14.95 | 66.78 | 3.0333 | 4378.8456 | 226.17 | 0.45857 | 0.40118 | 2
22999 | 15E22G11H12D05M01W03 | 1.6 | 49.59 | 0.64 | 10.18 | 62.01 | 3.0333 | 4378.8456 | 159.81 | 0.45857 | 0.44396 | 2
23000 | 15E22G11H12D07M01W02 | 1.66 | 51.01 | 0.64 | 14.95 | 68.26 | 3.1111 | 4491.6496 | 226.8 | 0.44306 | 0.38791 | 2
23001 | 15E22G11H12D07M01W03 | 1.66 | 51.01 | 0.64 | 10.18 | 63.49 | 3.1111 | 4491.6496 | 160.44 | 0.44306 | 0.43069 | 2
23002 | 15E22G11H12D07M01W04 | 1.66 | 51.01 | 0.64 | 7.55 | 60.86 | 3.1111 | 4491.6496 | 124.11 | 0.44306 | 0.45427 | 2
23003 | 15E22G11H12D07M02W02 | 1.51 | 50.48 | 0.64 | 14.95 | 67.58 | 3.1111 | 4440.375 | 225.12 | 0.44885 | 0.39401 | 2
23004 | 15E22G11H13D05M01W02 | 1.6 | 48.91 | 0.64 | 14.95 | 66.1 | 3.0333 | 4274.2455 | 226.17 | 0.46599 | 0.40728 | 2
23005 | 15E22G11H13D05M01W03 | 1.6 | 48.91 | 0.64 | 10.18 | 61.33 | 3.0333 | 4274.2455 | 159.81 | 0.46599 | 0.45005 | 2
23006 | 15E22G11H13D07M01W02 | 1.66 | 50.32 | 0.64 | 14.95 | 67.57 | 3.1111 | 4384.9985 | 226.8 | 0.4506 | 0.3941 | 2
23007 | 15E22G11H13D07M01W03 | 1.66 | 50.32 | 0.64 | 10.18 | 62.8 | 3.1111 | 4384.9985 | 160.44 | 0.4506 | 0.43687 | 2
23008 | 15E22G11H13D07M01W04 | 1.66 | 50.32 | 0.64 | 7.55 | 60.17 | 3.1111 | 4384.9985 | 124.11 | 0.4506 | 0.46046 | 2
23009 | 15E22G11H13D07M02W02 | 1.51 | 49.78 | 0.64 | 14.95 | 66.88 | 3.1111 | 4331.673 | 225.12 | 0.45649 | 0.40029 | 2
23010 | 15E22G11H14D05M01W02 | 1.85 | 59.01 | 0.64 | 14.95 | 76.45 | 3.6556 | 5133.6068 | 228.69 | 0.35572 | 0.31447 | 1
23011 | 15E22G11H14D05M01W03 | 1.85 | 59.01 | 0.64 | 10.18 | 71.68 | 3.6556 | 5133.6068 | 162.33 | 0.35572 | 0.35725 | 1
23012 | 15E22G11H14D07M01W02 | 1.9 | 60.72 | 0.64 | 14.95 | 78.21 | 3.7333 | 5268.9716 | 229.53 | 0.33705 | 0.29869 | 1
23013 | 15E22G11H14D07M01W03 | 1.9 | 60.72 | 0.64 | 10.18 | 73.44 | 3.7333 | 5268.9716 | 163.17 | 0.33705 | 0.34146 | 1
23014 | 15E22G11H14D07M01W04 | 1.9 | 60.72 | 0.64 | 7.55 | 70.81 | 3.7333 | 5268.9716 | 126.84 | 0.33705 | 0.36505 | 1
23015 | 15E22G11H14D07M02W02 | 1.74 | 60.06 | 0.64 | 14.95 | 77.39 | 3.8111 | 5203.3402 | 227.43 | 0.34425 | 0.30604 | 1
23016 | 15E22G12H07D04M01W02 | 0.81 | 128 | 0.64 | 14.95 | 144.4 | 7.1556 | 11497.8025 | 216.51 | -0.39753 | -0.29484
23017 | 15E22G12H07D05M01W02 | 0.69 | 108.11 | 0.64 | 14.95 | 124.39 | 6.0667 | 9803.6918 | 215.25 | -0.18037 | -0.11541
23018 | 15E22G12H07D05M01W03 | 0.69 | 108.11 | 0.64 | 10.18 | 119.62 | 6.0667 | 9803.6918 | 148.89 | -0.18037 | -0.072633
23019 | 15E22G12H07D06M01W02 | 0.6 | 99.46 | 0.64 | 14.95 | 115.65 | 5.5222 | 9073.5423 | 214.2 | -0.085926 | -0.037034
23020 | 15E22G12H07D06M01W03 | 0.6 | 99.46 | 0.64 | 10.18 | 110.88 | 5.5222 | 9073.5423 | 147.84 | -0.085926 | 0.0057389
23021 | 15E22G12H07D07M01W02 | 0.71 | 110.38 | 0.64 | 14.95 | 126.68 | 6.1444 | 9992.3821 | 215.46 | -0.20515 | -0.13594
23022 | 15E22G12H07D07M01W03 | 0.71 | 110.38 | 0.64 | 10.18 | 121.91 | 6.1444 | 9992.3821 | 149.1 | -0.20515 | -0.093167
23023 | 15E22G12H07D07M01W04 | 0.71 | 110.38 | 0.64 | 7.55 | 119.28 | 6.1444 | 9992.3821 | 112.77 | -0.20515 | -0.069584
23024 | 15E22G12H07D07M02W02 | 0.49 | 109.52 | 0.64 | 14.95 | 125.6 | 6.2222 | 9852.9153 | 212.94 | -0.19576 | -0.12626
23025 | 15E22G12H08D05M01W02 | 0.61 | 108.11 | 0.64 | 14.95 | 124.31 | 6.0667 | 9803.6918 | 214.2 | -0.18037 | -0.11469
23026 | 15E22G12H08D05M01W03 | 0.61 | 108.11 | 0.64 | 10.18 | 119.54 | 6.0667 | 9803.6918 | 147.84 | -0.18037 | -0.071915
23027 | 15E22G12H08D06M01W02 | 0.53 | 99.46 | 0.64 | 14.95 | 115.58 | 5.5222 | 9073.5423 | 213.36 | -0.085926 | -0.036406
23028 | 15E22G12H08D06M01W03 | 0.53 | 99.46 | 0.64 | 10.18 | 110.81 | 5.5222 | 9073.5423 | 147 | -0.085926 | 0.0063666
23029 | 15E22G12H08D07M01W02 | 0.62 | 110.38 | 0.64 | 14.95 | 126.59 | 6.1444 | 9992.3821 | 214.41 | -0.20515 | -0.13513
23030 | 15E22G12H08D07M01W03 | 0.62 | 110.38 | 0.64 | 10.18 | 121.82 | 6.1444 | 9992.3821 | 148.05 | -0.20515 | -0.09236
23031 | 15E22G12H08D07M01W04 | 0.62 | 110.38 | 0.64 | 7.55 | 119.19 | 6.1444 | 9992.3821 | 111.72 | -0.20515 | -0.068777
23032 | 15E22G12H08D07M02W02 | 0.43 | 109.52 | 0.64 | 14.95 | 125.54 | 6.2222 | 9852.9153 | 212.1 | -0.19576 | -0.12572
23033 | 15E22G12H09D05M01W02 | 0.58 | 108.11 | 0.64 | 14.95 | 124.28 | 6.0667 | 9803.6918 | 213.78 | -0.18037 | -0.11442
23034 | 15E22G12H09D05M01W03 | 0.58 | 108.11 | 0.64 | 10.18 | 119.51 | 6.0667 | 9803.6918 | 147.42 | -0.18037 | -0.071646
23035 | 15E22G12H09D07M01W02 | 0.6 | 110.38 | 0.64 | 14.95 | 126.57 | 6.1444 | 9992.3821 | 213.99 | -0.20515 | -0.13495
23036 | 15E22G12H09D07M01W03 | 0.6 | 110.38 | 0.64 | 10.18 | 121.8 | 6.1444 | 9992.3821 | 147.63 | -0.20515 | -0.092181
23037 | 15E22G12H09D07M01W04 | 0.6 | 110.38 | 0.64 | 7.55 | 119.17 | 6.1444 | 9992.3821 | 111.3 | -0.20515 | -0.068598
23038 | 15E22G12H09D07M02W02 | 0.41 | 109.52 | 0.64 | 14.95 | 125.52 | 6.2222 | 9852.9153 | 211.89 | -0.19576 | -0.12554
23039 | 15E22G12H10D05M01W02 | 0.69 | 91.79 | 0.64 | 14.95 | 108.07 | 5.0556 | 8439.789 | 215.25 | -0.0021836 | 0.030936
23040 | 15E22G12H10D05M01W03 | 0.69 | 91.79 | 0.64 | 10.18 | 103.3 | 5.0556 | 8439.789 | 148.89 | -0.0021836 | 0.073709
23041 | 15E22G12H10D07M01W02 | 0.71 | 93.7 | 0.64 | 14.95 | 110 | 5.1333 | 8601.8166 | 215.46 | -0.023037 | 0.01363
23042 | 15E22G12H10D07M01W03 | 0.71 | 93.7 | 0.64 | 10.18 | 105.23 | 5.1333 | 8601.8166 | 149.1 | -0.023037 | 0.056402
23043 | 15E22G12H10D07M01W04 | 0.71 | 93.7 | 0.64 | 7.55 | 102.6 | 5.1333 | 8601.8166 | 112.77 | -0.023037 | 0.079986
23044 | 15E22G12H10D07M02W02 | 0.49 | 92.96 | 0.64 | 14.95 | 109.04 | 5.2111 | 8478.7577 | 212.94 | -0.014958 | 0.022238
23045 | 15E22G12H11D05M01W02 | 0.69 | 84.81 | 0.64 | 14.95 | 101.09 | 4.5889 | 7877.8201 | 215.25 | 0.074026 | 0.093526
23046 | 15E22G12H11D05M01W03 | 0.69 | 84.81 | 0.64 | 10.18 | 96.32 | 4.5889 | 7877.8201 | 148.89 | 0.074026 | 0.1363
23047 | 15E22G12H11D06M01W02 | 0.6 | 78.1 | 0.64 | 14.95 | 94.29 | 4.2 | 7303.5453 | 214.2 | 0.14729 | 0.1545 | 1
23048 | 15E22G12H11D06M01W03 | 0.6 | 78.1 | 0.64 | 10.18 | 89.52 | 4.2 | 7303.5453 | 147.84 | 0.14729 | 0.19727 | 1
23049 | 15E22G12H11D07M01W02 | 0.71 | 86.57 | 0.64 | 14.95 | 102.87 | 4.6667 | 8027.5418 | 215.46 | 0.054809 | 0.077565
23050 | 15E22G12H11D07M01W03 | 0.71 | 86.57 | 0.64 | 10.18 | 98.1 | 4.6667 | 8027.5418 | 149.1 | 0.054809 | 0.12034
23051 | 15E22G12H11D07M01W04 | 0.71 | 86.57 | 0.64 | 7.55 | 95.47 | 4.6667 | 8027.5418 | 112.77 | 0.054809 | 0.14392
23052 | 15E22G12H11D07M02W02 | 0.49 | 85.88 | 0.64 | 14.95 | 101.96 | 4.7444 | 7912.6868 | 212.94 | 0.062343 | 0.085725
23053 | 15E22G12H12D05M01W02 | 0.59 | 70.36 | 0.64 | 14.95 | 86.54 | 3.7333 | 6563.1409 | 214.2 | 0.23179 | 0.224 | 1
23054 | 15E22G12H12D05M01W03 | 0.59 | 70.36 | 0.64 | 10.18 | 81.77 | 3.7333 | 6563.1409 | 147.84 | 0.23179 | 0.26677 | 1
23055 | 15E22G12H12D07M01W02 | 0.61 | 71.82 | 0.64 | 14.95 | 88.02 | 3.8889 | 6688.2508 | 214.41 | 0.21585 | 0.21072 | 1
23056 | 15E22G12H12D07M01W03 | 0.61 | 71.82 | 0.64 | 10.18 | 83.25 | 3.8889 | 6688.2508 | 148.05 | 0.21585 | 0.2535 | 1
23057 | 15E22G12H12D07M01W04 | 0.61 | 71.82 | 0.64 | 7.55 | 80.62 | 3.8889 | 6688.2508 | 111.72 | 0.21585 | 0.27708 | 1
23058 | 15E22G12H12D07M02W02 | 0.43 | 71.24 | 0.64 | 14.95 | 87.26 | 3.8889 | 6591.8547 | 212.1 | 0.22219 | 0.21754 | 1
23059 | 15E22G12H13D05M01W02 | 0.59 | 69.23 | 0.64 | 14.95 | 85.41 | 3.7333 | 6382.6546 | 214.2 | 0.24413 | 0.23413 | 1
23060 | 15E22G12H13D05M01W03 | 0.59 | 69.23 | 0.64 | 10.18 | 80.64 | 3.7333 | 6382.6546 | 147.84 | 0.24413 | 0.2769 | 1
23061 | 15E22G12H13D07M01W02 | 0.61 | 70.67 | 0.64 | 14.95 | 86.87 | 3.8889 | 6505.7134 | 214.41 | 0.22841 | 0.22104 | 1
23062 | 15E22G12H13D07M01W03 | 0.61 | 70.67 | 0.64 | 10.18 | 82.1 | 3.8889 | 6505.7134 | 148.05 | 0.22841 | 0.26381 | 1
23063 | 15E22G12H13D07M01W04 | 0.61 | 70.67 | 0.64 | 7.55 | 79.47 | 3.8889 | 6505.7134 | 111.72 | 0.22841 | 0.28739 | 1
23064 | 15E22G12H13D07M02W02 | 0.43 | 70.11 | 0.64 | 14.95 | 86.13 | 3.8889 | 6413.4193 | 212.1 | 0.23452 | 0.22767 | 1
23065 | 15E22G12H14D05M01W02 | 0.69 | 83.49 | 0.64 | 14.95 | 99.77 | 4.5889 | 7668.62 | 215.25 | 0.088438 | 0.10536
23066 | 15E22G12H14D05M01W03 | 0.69 | 83.49 | 0.64 | 10.18 | 95 | 4.5889 | 7668.62 | 148.89 | 0.088438 | 0.14813
23067 | 15E22G12H14D07M01W02 | 0.71 | 85.24 | 0.64 | 14.95 | 101.54 | 4.6667 | 7816.2907 | 215.46 | 0.069331 | 0.089491
23068 | 15E22G12H14D07M01W03 | 0.71 | 85.24 | 0.64 | 10.18 | 96.77 | 4.6667 | 7816.2907 | 149.1 | 0.069331 | 0.13226
23069 | 15E22G12H14D07M01W04 | 0.71 | 85.24 | 0.64 | 7.55 | 94.14 | 4.6667 | 7816.2907 | 112.77 | 0.069331 | 0.15585 | 1
23070 | 15E22G12H14D07M02W02 | 0.49 | 84.57 | 0.64 | 14.95 | 100.65 | 4.7444 | 7705.5377 | 212.94 | 0.076646 | 0.097471
23071 | 15E23G10H07D04M01W02 | 0.9 | 92.4 | 0.64 | 14.95 | 108.89 | 5.7556 | 7859.3613 | 217.56 | -0.0088438 | 0.023583
23072 | 15E23G10H07D05M01W02 | 0.77 | 77.74 | 0.64 | 14.95 | 94.1 | 4.9 | 6686.1998 | 216.09 | 0.15122 | 0.15621 | 1
23073 | 15E23G10H07D05M01W03 | 0.77 | 77.74 | 0.64 | 10.18 | 89.33 | 4.9 | 6686.1998 | 149.73 | 0.15122 | 0.19898 | 1
23074 | 15E23G10H07D06M01W02 | 0.67 | 69.48 | 0.64 | 14.95 | 85.74 | 4.3556 | 6027.8347 | 214.83 | 0.2414 | 0.23117 | 1
23075 | 15E23G10H07D06M01W03 | 0.67 | 69.48 | 0.64 | 10.18 | 80.97 | 4.3556 | 6027.8347 | 148.47 | 0.2414 | 0.27394 | 1
23076 | 15E23G10H07D07M01W02 | 0.8 | 79.94 | 0.64 | 14.95 | 96.33 | 4.9778 | 6860.5333 | 216.51 | 0.1272 | 0.13621
23077 | 15E23G10H07D07M01W03 | 0.8 | 79.94 | 0.64 | 10.18 | 91.56 | 4.9778 | 6860.5333 | 150.15 | 0.1272 | 0.17898 | 1
23078 | 15E23G10H07D07M01W04 | 0.8 | 79.94 | 0.64 | 7.55 | 88.93 | 4.9778 | 6860.5333 | 113.82 | 0.1272 | 0.20256 | 1
23079 | 15E23G10H07D07M02W02 | 0.68 | 79.04 | 0.64 | 14.95 | 95.31 | 5.0556 | 6764.1371 | 215.04 | 0.13702 | 0.14536
23080 | 15E23G10H08D05M01W02 | 0.68 | 77.74 | 0.64 | 14.95 | 94.01 | 4.9 | 6686.1998 | 214.83 | 0.15122 | 0.15701 | 1
23081 | 15E23G10H08D05M01W03 | 0.68 | 77.74 | 0.64 | 10.18 | 89.24 | 4.9 | 6686.1998 | 148.47 | 0.15122 | 0.19978 | 1
23082 | 15E23G10H08D06M01W02 | 0.59 | 69.48 | 0.64 | 14.95 | 85.66 | 4.3556 | 6027.8347 | 213.78 | 0.2414 | 0.23189 | 1
23083 | 15E23G10H08D06M01W03 | 0.59 | 69.48 | 0.64 | 10.18 | 80.89 | 4.3556 | 6027.8347 | 147.42 | 0.2414 | 0.27466 | 1
23084 | 15E23G10H08D07M01W02 | 0.7 | 79.94 | 0.64 | 14.95 | 96.23 | 4.9778 | 6860.5333 | 215.25 | 0.1272 | 0.13711
23085 | 15E23G10H08D07M01W03 | 0.7 | 79.94 | 0.64 | 10.18 | 91.46 | 4.9778 | 6860.5333 | 148.89 | 0.1272 | 0.17988 | 1
23086 | 15E23G10H08D07M01W04 | 0.7 | 79.94 | 0.64 | 7.55 | 88.83 | 4.9778 | 6860.5333 | 112.56 | 0.1272 | 0.20346 | 1
23087 | 15E23G10H08D07M02W02 | 0.6 | 79.04 | 0.64 | 14.95 | 95.23 | 5.0556 | 6764.1371 | 213.99 | 0.13702 | 0.14607
23088 | 15E23G10H09D05M01W02 | 0.66 | 77.74 | 0.64 | 14.95 | 93.99 | 4.9 | 6686.1998 | 214.62 | 0.15122 | 0.15719 | 1
23089 | 15E23G10H09D05M01W03 | 0.66 | 77.74 | 0.64 | 10.18 | 89.22 | 4.9 | 6686.1998 | 148.26 | 0.15122 | 0.19996 | 1
23090 | 15E23G10H09D07M01W02 | 0.68 | 79.94 | 0.64 | 14.95 | 96.21 | 4.9778 | 6860.5333 | 214.83 | 0.1272 | 0.13728
23091 | 15E23G10H09D07M01W03 | 0.68 | 79.94 | 0.64 | 10.18 | 91.44 | 4.9778 | 6860.5333 | 148.47 | 0.1272 | 0.18006 | 1
23092 | 15E23G10H09D07M01W04 | 0.68 | 79.94 | 0.64 | 7.55 | 88.81 | 4.9778 | 6860.5333 | 112.14 | 0.1272 | 0.20364 | 1
23093 | 15E23G10H09D07M02W02 | 0.57 | 79.04 | 0.64 | 14.95 | 95.2 | 5.0556 | 6764.1371 | 213.78 | 0.13702 | 0.14634
23094 | 15E23G10H10D05M01W02 | 0.77 | 65.84 | 0.64 | 14.95 | 82.2 | 4.0444 | 5742.7483 | 216.09 | 0.28114 | 0.26291 | 1
23095 | 15E23G10H10D05M01W03 | 0.77 | 65.84 | 0.64 | 10.18 | 77.43 | 4.0444 | 5742.7483 | 149.73 | 0.28114 | 0.30569 | 1
23096 | 15E23G10H10D07M01W02 | 0.8 | 67.69 | 0.64 | 14.95 | 84.08 | 4.1222 | 5890.419 | 216.51 | 0.26095 | 0.24605 | 1
23097 | 15E23G10H10D07M01W03 | 0.8 | 67.69 | 0.64 | 10.18 | 79.31 | 4.1222 | 5890.419 | 150.15 | 0.26095 | 0.28883 | 1
23098 | 15E23G10H10D07M01W04 | 0.8 | 67.69 | 0.64 | 7.55 | 76.68 | 4.1222 | 5890.419 | 113.82 | 0.26095 | 0.31241 | 1
23099 | 15E23G10H10D07M02W02 | 0.68 | 66.95 | 0.64 | 14.95 | 83.22 | 4.2 | 5810.4307 | 215.04 | 0.26903 | 0.25377 | 1
23100 | 15E23G10H11D05M01W02 | 0.77 | 60.72 | 0.64 | 14.95 | 77.08 | 3.6556 | 5351.0108 | 216.09 | 0.33705 | 0.30882 | 1
23101 | 15E23G10H11D05M01W03 | 0.77 | 60.72 | 0.64 | 10.18 | 72.31 | 3.6556 | 5351.0108 | 149.73 | 0.33705 | 0.3516 | 1
23102 | 15E23G10H11D06M01W02 | 0.67 | 54.33 | 0.64 | 14.95 | 70.59 | 3.2667 | 4834.1635 | 214.83 | 0.40681 | 0.36702 | 2
23103 | 15E23G10H11D06M01W03 | 0.67 | 54.33 | 0.64 | 10.18 | 65.82 | 3.2667 | 4834.1635 | 148.47 | 0.40681 | 0.40979 | 2
23104 | 15E23G10H11D07M01W02 | 0.8 | 62.41 | 0.64 | 14.95 | 78.8 | 3.8111 | 5486.3756 | 216.51 | 0.31859 | 0.2934 | 1
23105 | 15E23G10H11D07M01W03 | 0.8 | 62.41 | 0.64 | 10.18 | 74.03 | 3.8111 | 5486.3756 | 150.15 | 0.31859 | 0.33617 | 1
23106 | 15E23G10H11D07M01W04 | 0.8 | 62.41 | 0.64 | 7.55 | 71.4 | 3.8111 | 5486.3756 | 113.82 | 0.31859 | 0.35976 | 1
23107 | 15E23G10H11D07M02W02 | 0.68 | 61.75 | 0.64 | 14.95 | 78.02 | 3.8111 | 5414.5913 | 215.04 | 0.3258 | 0.30039 | 1
23108 | 15E23G10H12D05M01W02 | 0.67 | 50.35 | 0.64 | 14.95 | 66.61 | 3.0333 | 4458.8339 | 215.04 | 0.45027 | 0.40271 | 2
23109 | 15E23G10H12D05M01W03 | 0.67 | 50.35 | 0.64 | 10.18 | 61.84 | 3.0333 | 4458.8339 | 148.68 | 0.45027 | 0.44548 | 2
23110 | 15E23G10H12D07M01W02 | 0.69 | 51.76 | 0.64 | 14.95 | 68.04 | 3.1111 | 4571.6379 | 215.25 | 0.43487 | 0.38989 | 2
23111 | 15E23G10H12D07M01W03 | 0.69 | 51.76 | 0.64 | 10.18 | 63.27 | 3.1111 | 4571.6379 | 148.89 | 0.43487 | 0.43266 | 2
23112 | 15E23G10H12D07M01W04 | 0.69 | 51.76 | 0.64 | 7.55 | 60.64 | 3.1111 | 4571.6379 | 112.56 | 0.43487 | 0.45624 | 2
23113 | 15E23G10H12D07M02W02 | 0.58 | 51.2 | 0.64 | 14.95 | 67.37 | 3.1889 | 4512.1594 | 213.99 | 0.44099 | 0.39589 | 2
23114 | 15E23G10H13D05M01W02 | 0.67 | 49.66 | 0.64 | 14.95 | 65.92 | 3.0333 | 4352.1828 | 215.04 | 0.4578 | 0.4089 | 2
23115 | 15E23G10H13D05M01W03 | 0.67 | 49.66 | 0.64 | 10.18 | 61.15 | 3.0333 | 4352.1828 | 148.68 | 0.4578 | 0.45167 | 2
23116 | 15E23G10H13D07M01W02 | 0.69 | 51.06 | 0.64 | 14.95 | 67.34 | 3.1111 | 4462.9358 | 215.25 | 0.44252 | 0.39616 | 2
23117 | 15E23G10H13D07M01W03 | 0.69 | 51.06 | 0.64 | 10.18 | 62.57 | 3.1111 | 4462.9358 | 148.89 | 0.44252 | 0.43893 | 2
23118 | 15E23G10H13D07M01W04 | 0.69 | 51.06 | 0.64 | 7.55 | 59.94 | 3.1111 | 4462.9358 | 112.56 | 0.44252 | 0.46252 | 2
23119 | 15E23G10H13D07M02W02 | 0.58 | 50.49 | 0.64 | 14.95 | 66.66 | 3.1889 | 4403.4574 | 213.99 | 0.44874 | 0.40226 | 2
23120 | 15E23G10H14D05M01W02 | 0.77 | 59.92 | 0.64 | 14.95 | 76.28 | 3.6556 | 5225.901 | 216.09 | 0.34578 | 0.316 | 1
23121 | 15E23G10H14D05M01W03 | 0.77 | 59.92 | 0.64 | 10.18 | 71.51 | 3.6556 | 5225.901 | 149.73 | 0.34578 | 0.35877 | 1
23122 | 15E23G10H14D07M01W02 | 0.8 | 61.6 | 0.64 | 14.95 | 77.99 | 3.8111 | 5359.2148 | 216.51 | 0.32744 | 0.30066 | 1
23123 | 15E23G10H14D07M01W03 | 0.8 | 61.6 | 0.64 | 10.18 | 73.22 | 3.8111 | 5359.2148 | 150.15 | 0.32744 | 0.34344 | 1
23124 | 15E23G10H14D07M01W04 | 0.8 | 61.6 | 0.64 | 7.55 | 70.59 | 3.8111 | 5359.2148 | 113.82 | 0.32744 | 0.36702 | 1
23125 | 15E23G10H14D07M02W02 | 0.68 | 60.92 | 0.64 | 14.95 | 77.19 | 3.8111 | 5285.3794 | 215.04 | 0.33486 | 0.30784 | 1
23126 | 15E23G11H07D04M01W02 | 1.33 | 85.83 | 0.64 | 14.95 | 102.75 | 5.5222 | 7223.557 | 222.81 | 0.062889 | 0.078641
23127 | 15E23G11H07D05M01W02 | 1.15 | 72.28 | 0.64 | 14.95 | 89.02 | 4.6667 | 6152.9446 | 220.5 | 0.21083 | 0.20176 | 1
23128 | 15E23G11H07D05M01W03 | 1.15 | 72.28 | 0.64 | 10.18 | 84.25 | 4.6667 | 6152.9446 | 154.14 | 0.21083 | 0.24453 | 1
23129 | 15E23G11H07D06M01W02 | 1 | 64.14 | 0.64 | 14.95 | 80.73 | 4.1222 | 5513.0384 | 218.82 | 0.29971 | 0.27609 | 1
23130 | 15E23G11H07D06M01W03 | 1 | 64.14 | 0.64 | 10.18 | 75.96 | 4.1222 | 5513.0384 | 152.46 | 0.29971 | 0.31887 | 1
23131 | 15E23G11H07D07M01W02 | 1.19 | 74.43 | 0.64 | 14.95 | 91.21 | 4.8222 | 6323.1761 | 221.13 | 0.18736 | 0.18212 | 1
23132 | 15E23G11H07D07M01W03 | 1.19 | 74.43 | 0.64 | 10.18 | 86.44 | 4.8222 | 6323.1761 | 154.77 | 0.18736 | 0.22489 | 1
23133 | 15E23G11H07D07M01W04 | 1.19 | 74.43 | 0.64 | 7.55 | 83.81 | 4.8222 | 6323.1761 | 118.44 | 0.18736 | 0.24848 | 1
23134 | 15E23G11H07D07M02W02 | 1.05 | 73.48 | 0.64 | 14.95 | 90.12 | 4.9 | 6237.0349 | 219.45 | 0.19773 | 0.19189 | 1
23135 | 15E23G11H08D05M01W02 | 1.01 | 72.28 | 0.64 | 14.95 | 88.88 | 4.6667 | 6152.9446 | 218.82 | 0.21083 | 0.20301 | 1
23136 | 15E23G11H08D05M01W03 | 1.01 | 72.28 | 0.64 | 10.18 | 84.11 | 4.6667 | 6152.9446 | 152.46 | 0.21083 | 0.24579 | 1
23137 | 15E23G11H08D06M01W02 | 0.88 | 64.14 | 0.64 | 14.95 | 80.61 | 4.1222 | 5513.0384 | 217.14 | 0.29971 | 0.27717 | 1
23138 | 15E23G11H08D06M01W03 | 0.88 | 64.14 | 0.64 | 10.18 | 75.84 | 4.1222 | 5513.0384 | 150.78 | 0.29971 | 0.31994 | 1
23139 | 15E23G11H08D07M01W02 | 1.05 | 74.43 | 0.64 | 14.95 | 91.07 | 4.8222 | 6323.1761 | 219.24 | 0.18736 | 0.18338 | 1
23140 | 15E23G11H08D07M01W03 | 1.05 | 74.43 | 0.64 | 10.18 | 86.3 | 4.8222 | 6323.1761 | 152.88 | 0.18736 | 0.22615 | 1
23141 | 15E23G11H08D07M01W04 | 1.05 | 74.43 | 0.64 | 7.55 | 83.67 | 4.8222 | 6323.1761 | 116.55 | 0.18736 | 0.24973 | 1
23142 | 15E23G11H08D07M02W02 | 0.93 | 73.48 | 0.64 | 14.95 | 90 | 4.9 | 6237.0349 | 217.77 | 0.19773 | 0.19297 | 1
23143 | 15E23G11H09D05M01W02 | 0.98 | 72.28 | 0.64 | 14.95 | 88.85 | 4.6667 | 6152.9446 | 218.4 | 0.21083 | 0.20328 | 1
23144 | 15E23G11H09D05M01W03 | 0.98 | 72.28 | 0.64 | 10.18 | 84.08 | 4.6667 | 6152.9446 | 152.04 | 0.21083 | 0.24605 | 1
23145 | 15E23G11H09D07M01W02 | 1.01 | 74.43 | 0.64 | 14.95 | 91.03 | 4.8222 | 6323.1761 | 218.82 | 0.18736 | 0.18373 | 1
23146 | 15E23G11H09D07M01W03 | 1.01 | 74.43 | 0.64 | 10.18 | 86.26 | 4.8222 | 6323.1761 | 152.46 | 0.18736 | 0.22651 | 1
23147 | 15E23G11H09D07M01W04 | 1.01 | 74.43 | 0.64 | 7.55 | 83.63 | 4.8222 | 6323.1761 | 116.13 | 0.18736 | 0.25009 | 1
23148 | 15E23G11H09D07M02W02 | 0.89 | 73.48 | 0.64 | 14.95 | 89.96 | 4.9 | 6237.0349 | 217.35 | 0.19773 | 0.19333 | 1
23149 | 15E23G11H10D05M01W02 | 1.15 | 61.19 | 0.64 | 14.95 | 77.93 | 3.8889 | 5285.3794 | 220.5 | 0.33191 | 0.3012 | 1
23150 | 15E23G11H10D05M01W03 | 1.15 | 61.19 | 0.64 | 10.18 | 73.16 | 3.8889 | 5285.3794 | 154.14 | 0.33191 | 0.34397 | 1
23151 | 15E23G11H10D07M01W02 | 1.19 | 63.01 | 0.64 | 14.95 | 79.79 | 3.9667 | 5428.9481 | 221.13 | 0.31204 | 0.28452 | 1
23152 | 15E23G11H10D07M01W03 | 1.19 | 63.01 | 0.64 | 10.18 | 75.02 | 3.9667 | 5428.9481 | 154.77 | 0.31204 | 0.3273 | 1
23153 | 15E23G11H10D07M01W04 | 1.19 | 63.01 | 0.64 | 7.55 | 72.39 | 3.9667 | 5428.9481 | 118.44 | 0.31204 | 0.35088 | 1
23154 | 15E23G11H10D07M02W02 | 1.05 | 62.22 | 0.64 | 14.95 | 78.86 | 4.0444 | 5359.2148 | 219.45 | 0.32067 | 0.29286 | 1
23155 | 15E23G11H11D05M01W02 | 1.15 | 56.42 | 0.64 | 14.95 | 73.16 | 3.5 | 4922.3557 | 220.5 | 0.38399 | 0.34397 | 1
23156 | 15E23G11H11D05M01W03 | 1.15 | 56.42 | 0.64 | 10.18 | 68.39 | 3.5 | 4922.3557 | 154.14 | 0.38399 | 0.38675 | 1
23157 | 15E23G11H11D06M01W02 | 1 | 50.13 | 0.64 | 14.95 | 66.72 | 3.1111 | 4421.9162 | 218.82 | 0.45267 | 0.40172 | 2
23158 | 15E23G11H11D06M01W03 | 1 | 50.13 | 0.64 | 10.18 | 61.95 | 3.1111 | 4421.9162 | 152.46 | 0.45267 | 0.44449 | 2
23159 | 15E23G11H11D07M01W02 | 1.19 | 58.08 | 0.64 | 14.95 | 74.86 | 3.6556 | 5057.7205 | 221.13 | 0.36587 | 0.32873 | 1
23160 | 15E23G11H11D07M01W03 | 1.19 | 58.08 | 0.64 | 10.18 | 70.09 | 3.6556 | 5057.7205 | 154.77 | 0.36587 | 0.3715 | 1
23161 | 15E23G11H11D07M01W04 | 1.19 | 58.08 | 0.64 | 7.55 | 67.46 | 3.6556 | 5057.7205 | 118.44 | 0.36587 | 0.39509 | 1
23162 | 15E23G11H11D07M02W02 | 1.05 | 57.38 | 0.64 | 14.95 | 74.02 | 3.6556 | 4994.1401 | 219.45 | 0.37351 | 0.33626 | 1
23163 | 15E23G11H12D05M01W02 | 1 | 46.78 | 0.64 | 14.95 | 63.37 | 2.8778 | 4104.0141 | 219.03 | 0.48925 | 0.43176 | 2
23164 | 15E23G11H12D05M01W03 | 1 | 46.78 | 0.64 | 10.18 | 58.6 | 2.8778 | 4104.0141 | 152.67 | 0.48925 | 0.47453 | 2
23165 | 15E23G11H12D07M01W02 | 1.03 | 48.16 | 0.64 | 14.95 | 64.78 | 3.0333 | 4212.7161 | 219.45 | 0.47418 | 0.41912 | 2
23166 | 15E23G11H12D07M01W03 | 1.03 | 48.16 | 0.64 | 10.18 | 60.01 | 3.0333 | 4212.7161 | 153.09 | 0.47418 | 0.46189 | 2
23167 | 15E23G11H12D07M01W04 | 1.03 | 48.16 | 0.64 | 7.55 | 57.38 | 3.0333 | 4212.7161 | 116.76 | 0.47418 | 0.48547 | 2
23168 | 15E23G11H12D07M02W02 | 0.92 | 47.58 | 0.64 | 14.95 | 64.09 | 3.0333 | 4163.4925 | 217.98 | 0.48051 | 0.4253 | 2
23169 | 15E23G11H13D05M01W02 | 1 | 46.15 | 0.64 | 14.95 | 62.74 | 2.8778 | 4007.6179 | 219.03 | 0.49612 | 0.43741 | 2
23170 | 15E23G11H13D05M01W03 | 1 | 46.15 | 0.64 | 10.18 | 57.97 | 2.8778 | 4007.6179 | 152.67 | 0.49612 | 0.48018 | 2
23171 | 15E23G11H13D07M01W02 | 1.03 | 47.52 | 0.64 | 14.95 | 64.14 | 3.0333 | 4114.269 | 219.45 | 0.48117 | 0.42486 | 2
23172 | 15E23G11H13D07M01W03 | 1.03 | 47.52 | 0.64 | 10.18 | 59.37 | 3.0333 | 4114.269 | 153.09 | 0.48117 | 0.46763 | 2
23173 | 15E23G11H13D07M01W04 | 1.03 | 47.52 | 0.64 | 7.55 | 56.74 | 3.0333 | 4114.269 | 116.76 | 0.48117 | 0.49121 | 2
23174 | 15E23G11H13D07M02W02 | 0.92 | 46.93 | 0.64 | 14.95 | 63.44 | 3.0333 | 4062.9944 | 217.98 | 0.48761 | 0.43113 | 2
23175 | 15E23G11H14D05M01W02 | 1.15 | 55.69 | 0.64 | 14.95 | 72.43 | 3.5 | 4809.5517 | 220.5 | 0.39196 | 0.35052 | 1
23176 | 15E23G11H14D05M01W03 | 1.15 | 55.69 | 0.64 | 10.18 | 67.66 | 3.5 | 4809.5517 | 154.14 | 0.39196 | 0.39329 | 1
23177 | 15E23G11H14D07M01W02 | 1.19 | 57.34 | 0.64 | 14.95 | 74.12 | 3.6556 | 4942.8655 | 221.13 | 0.37395 | 0.33537 | 1
23178 | 15E23G11H14D07M01W03 | 1.19 | 57.34 | 0.64 | 10.18 | 69.35 | 3.6556 | 4942.8655 | 154.77 | 0.37395 | 0.37814 | 1
23179 | 15E23G11H14D07M01W04 | 1.19 | 57.34 | 0.64 | 7.55 | 66.72 | 3.6556 | 4942.8655 | 118.44 | 0.37395 | 0.40172 | 1
23180 | 15E23G11H14D07M02W02 | 1.05 | 56.62 | 0.64 | 14.95 | 73.26 | 3.6556 | 4877.2341 | 219.45 | 0.38181 | 0.34308 | 1
23181 | 15E23G12H07D04M01W02 | 0.4 | 123.75 | 0.64 | 14.95 | 139.74 | 7 | 11101.9631 | 211.89 | -0.35113 | -0.25305
23182 | 15E23G12H07D05M01W02 | 0.34 | 104.33 | 0.64 | 14.95 | 120.26 | 5.9111 | 9455.0249 | 211.05 | -0.1391 | -0.078372
23183 | 15E23G12H07D05M01W03 | 0.34 | 104.33 | 0.64 | 10.18 | 115.49 | 5.9111 | 9455.0249 | 144.69 | -0.1391 | -0.035599
23184 | 15E23G12H07D06M01W02 | 0.3 | 95.8 | 0.64 | 14.95 | 111.69 | 5.3667 | 8737.1814 | 210.63 | -0.045966 | -0.0015244
23185 | 15E23G12H07D06M01W03 | 0.3 | 95.8 | 0.64 | 10.18 | 106.92 | 5.3667 | 8737.1814 | 144.27 | -0.045966 | 0.041248
23186 | 15E23G12H07D07M01W02 | 0.35 | 106.57 | 0.64 | 14.95 | 122.51 | 5.9889 | 9641.6642 | 211.26 | -0.16355 | -0.098547
23187 | 15E23G12H07D07M01W03 | 0.35 | 106.57 | 0.64 | 10.18 | 117.74 | 5.9889 | 9641.6642 | 144.9 | -0.16355 | -0.055775
23188 | 15E23G12H07D07M01W04 | 0.35 | 106.57 | 0.64 | 7.55 | 115.11 | 5.9889 | 9641.6642 | 108.57 | -0.16355 | -0.032192
23189 | 15E23G12H07D07M02W02 | 0.23 | 105.73 | 0.64 | 14.95 | 121.55 | 6.0667 | 9504.2485 | 209.79 | -0.15438 | -0.089939
23190 | 15E23G12H08D05M01W02 | 0.3 | 104.33 | 0.64 | 14.95 | 120.22 | 5.9111 | 9455.0249 | 210.63 | -0.1391 | -0.078013
23191 | 15E23G12H08D05M01W03 | 0.3 | 104.33 | 0.64 | 10.18 | 115.45 | 5.9111 | 9455.0249 | 144.27 | -0.1391 | -0.03524
23192 | 15E23G12H08D06M01W02 | 0.27 | 95.8 | 0.64 | 14.95 | 111.66 | 5.3667 | 8737.1814 | 210.21 | -0.045966 | -0.0012554
23193 | 15E23G12H08D06M01W03 | 0.27 | 95.8 | 0.64 | 10.18 | 106.89 | 5.3667 | 8737.1814 | 143.85 | -0.045966 | 0.041517
23194 | 15E23G12H08D07M01W02 | 0.31 | 106.57 | 0.64 | 14.95 | 122.47 | 5.9889 | 9641.6642 | 210.63 | -0.16355 | -0.098189
23195 | 15E23G12H08D07M01W03 | 0.31 | 106.57 | 0.64 | 10.18 | 117.7 | 5.9889 | 9641.6642 | 144.27 | -0.16355 | -0.055416
23196 | 15E23G12H08D07M01W04 | 0.31 | 106.57 | 0.64 | 7.55 | 115.07 | 5.9889 | 9641.6642 | 107.94 | -0.16355 | -0.031833
23197 | 15E23G12H08D07M02W02 | 0.2 | 105.73 | 0.64 | 14.95 | 121.52 | 6.0667 | 9504.2485 | 209.37 | -0.15438 | -0.08967
23198 | 15E23G12H09D05M01W02 | 0.29 | 104.33 | 0.64 | 14.95 | 120.21 | 5.9111 | 9455.0249 | 210.42 | -0.1391 | -0.077923
23199 | 15E23G12H09D05M01W03 | 0.29 | 104.33 | 0.64 | 10.18 | 115.44 | 5.9111 | 9455.0249 | 144.06 | -0.1391 | -0.035151
23200 | 15E23G12H09D07M01W02 | 0.3 | 106.57 | 0.64 | 14.95 | 122.46 | 5.9889 | 9641.6642 | 210.63 | -0.16355 | -0.098099
23201 | 15E23G12H09D07M01W03 | 0.3 | 106.57 | 0.64 | 10.18 | 117.69 | 5.9889 | 9641.6642 | 144.27 | -0.16355 | -0.055326
23202 | 15E23G12H09D07M01W04 | 0.3 | 106.57 | 0.64 | 7.55 | 115.06 | 5.9889 | 9641.6642 | 107.94 | -0.16355 | -0.031743
23203 | 15E23G12H09D07M02W02 | 0.2 | 105.73 | 0.64 | 14.95 | 121.52 | 6.0667 | 9504.2485 | 209.37 | -0.15438 | -0.08967
23204 | 15E23G12H10D05M01W02 | 0.34 | 88.59 | 0.64 | 14.95 | 104.52 | 4.9 | 8140.3457 | 211.05 | 0.032755 | 0.062769
23205 | 15E23G12H10D05M01W03 | 0.34 | 88.59 | 0.64 | 10.18 | 99.75 | 4.9 | 8140.3457 | 144.69 | 0.032755 | 0.10554
23206 | 15E23G12H10D07M01W02 | 0.35 | 90.48 | 0.64 | 14.95 | 106.42 | 4.9778 | 8300.3223 | 211.26 | 0.012119 | 0.045732
23207 | 15E23G12H10D07M01W03 | 0.35 | 90.48 | 0.64 | 10.18 | 101.65 | 4.9778 | 8300.3223 | 144.9 | 0.012119 | 0.088504
23208 | 15E23G12H10D07M01W04 | 0.35 | 90.48 | 0.64 | 7.55 | 99.02 | 4.9778 | 8300.3223 | 108.57 | 0.012119 | 0.11209
23209 | 15E23G12H10D07M02W02 | 0.23 | 89.75 | 0.64 | 14.95 | 105.57 | 5.0556 | 8181.3654 | 209.79 | 0.02009 | 0.053354
23210 | 15E23G12H11D05M01W02 | 0.34 | 81.86 | 0.64 | 14.95 | 97.79 | 4.4333 | 7600.9376 | 211.05 | 0.10623 | 0.12312
23211 | 15E23G12H11D05M01W03 | 0.34 | 81.86 | 0.64 | 10.18 | 93.02 | 4.4333 | 7600.9376 | 144.69 | 0.10623 | 0.16589 | 1
23212 | 15E23G12H11D06M01W02 | 0.3 | 75.24 | 0.64 | 14.95 | 91.13 | 4.0444 | 7034.8667 | 210.63 | 0.17851 | 0.18284 | 1
23213 | 15E23G12H11D06M01W03 | 0.3 | 75.24 | 0.64 | 10.18 | 86.36 | 4.0444 | 7034.8667 | 144.27 | 0.17851 | 0.22561 | 1
23214 | 15E23G12H11D07M01W02 | 0.35 | 83.6 | 0.64 | 14.95 | 99.54 | 4.5111 | 7748.6083 | 211.26 | 0.087237 | 0.10742
23215 | 15E23G12H11D07M01W03 | 0.35 | 83.6 | 0.64 | 10.18 | 94.77 | 4.5111 | 7748.6083 | 144.9 | 0.087237 | 0.1502 | 1
23216 | 15E23G12H11D07M01W04 | 0.35 | 83.6 | 0.64 | 7.55 | 92.14 | 4.5111 | 7748.6083 | 108.57 | 0.087237 | 0.17378 | 1
23217 | 15E23G12H11D07M02W02 | 0.23 | 82.92 | 0.64 | 14.95 | 98.74 | 4.5889 | 7637.8553 | 209.79 | 0.094661 | 0.1146
23218 | 15E23G12H12D05M01W02 | 0.3 | 67.91 | 0.64 | 14.95 | 83.8 | 3.6556 | 6333.431 | 210.63 | 0.25854 | 0.24857 | 1
23219 | 15E23G12H12D05M01W03 | 0.3 | 67.91 | 0.64 | 10.18 | 79.03 | 3.6556 | 6333.431 | 144.27 | 0.25854 | 0.29134 | 1
23220 | 15E23G12H12D07M01W02 | 0.31 | 69.35 | 0.64 | 14.95 | 85.25 | 3.7333 | 6454.4389 | 210.84 | 0.24282 | 0.23556 | 1
23221 | 15E23G12H12D07M01W03 | 0.31 | 69.35 | 0.64 | 10.18 | 80.48 | 3.7333 | 6454.4389 | 144.48 | 0.24282 | 0.27834 | 1
23222 | 15E23G12H12D07M01W04 | 0.31 | 69.35 | 0.64 | 7.55 | 77.85 | 3.7333 | 6454.4389 | 108.15 | 0.24282 | 0.30192 | 1
23223 | 15E23G12H12D07M02W02 | 0.2 | 68.78 | 0.64 | 14.95 | 84.57 | 3.8111 | 6362.1447 | 209.58 | 0.24904 | 0.24166 | 1
23224 | 15E23G12H13D05M01W02 | 0.3 | 66.81 | 0.64 | 14.95 | 82.7 | 3.6556 | 6157.0466 | 210.63 | 0.27055 | 0.25843 | 1
23225 | 15E23G12H13D05M01W03 | 0.3 | 66.81 | 0.64 | 10.18 | 77.93 | 3.6556 | 6157.0466 | 144.27 | 0.27055 | 0.3012 | 1
23226 | 15E23G12H13D07M01W02 | 0.31 | 68.23 | 0.64 | 14.95 | 84.13 | 3.7333 | 6278.0545 | 210.84 | 0.25505 | 0.24561 | 1
23227 | 15E23G12H13D07M01W03 | 0.31 | 68.23 | 0.64 | 10.18 | 79.36 | 3.7333 | 6278.0545 | 144.48 | 0.25505 | 0.28838 | 1
23228 | 15E23G12H13D07M01W04 | 0.31 | 68.23 | 0.64 | 7.55 | 76.73 | 3.7333 | 6278.0545 | 108.15 | 0.25505 | 0.31196 | 1
23229 | 15E23G12H13D07M02W02 | 0.2 | 67.68 | 0.64 | 14.95 | 83.47 | 3.8111 | 6187.8113 | 209.58 | 0.26105 | 0.25152 | 1
23230 | 15E23G12H14D05M01W02 | 0.34 | 80.58 | 0.64 | 14.95 | 96.51 | 4.4333 | 7397.8904 | 211.05 | 0.12021 | 0.13459
23231 | 15E23G12H14D05M01W03 | 0.34 | 80.58 | 0.64 | 10.18 | 91.74 | 4.4333 | 7397.8904 | 144.69 | 0.12021 | 0.17737 | 1
23232 | 15E23G12H14D07M01W02 | 0.35 | 82.3 | 0.64 | 14.95 | 98.24 | 4.5111 | 7541.4591 | 211.26 | 0.10143 | 0.11908
23233 | 15E23G12H14D07M01W03 | 0.35 | 82.3 | 0.64 | 10.18 | 93.47 | 4.5111 | 7541.4591 | 144.9 | 0.10143 | 0.16185 | 1
23234 | 15E23G12H14D07M01W04 | 0.35 | 82.3 | 0.64 | 7.55 | 90.84 | 4.5111 | 7541.4591 | 108.57 | 0.10143 | 0.18544 | 1
23235 | 15E23G12H14D07M02W02 | 0.23 | 81.64 | 0.64 | 14.95 | 97.46 | 4.5889 | 7434.8081 | 209.79 | 0.10864 | 0.12608
23236 | 15E24G10H07D04M01W02 | 1.22 | 96.82 | 0.64 | 14.95 | 113.63 | 5.9111 | 8271.6086 | 221.55 | -0.057102 | -0.01892
23237 | 15E24G10H07D05M01W02 | 1.05 | 81.55 | 0.64 | 14.95 | 98.19 | 5.0556 | 7038.9686 | 219.45 | 0.10962 | 0.11953
23238 | 15E24G10H07D05M01W03 | 1.05 | 81.55 | 0.64 | 10.18 | 93.42 | 5.0556 | 7038.9686 | 153.09 | 0.10962 | 0.1623 | 1
23239 | 15E24G10H07D06M01W02 | 0.92 | 73.13 | 0.64 | 14.95 | 89.64 | 4.5111 | 6366.2467 | 217.77 | 0.20155 | 0.1962 | 1
23240 | 15E24G10H07D06M01W03 | 0.92 | 73.13 | 0.64 | 10.18 | 84.87 | 4.5111 | 6366.2467 | 151.41 | 0.20155 | 0.23897 | 1
23241 | 15E24G10H07D07M01W02 | 1.08 | 83.77 | 0.64 | 14.95 | 100.44 | 5.2111 | 7217.404 | 219.87 | 0.085381 | 0.099354
23242 | 15E24G10H07D07M01W03 | 1.08 | 83.77 | 0.64 | 10.18 | 95.67 | 5.2111 | 7217.404 | 153.51 | 0.085381 | 0.14213
23243 | 15E24G10H07D07M01W04 | 1.08 | 83.77 | 0.64 | 7.55 | 93.04 | 5.2111 | 7217.404 | 117.18 | 0.085381 | 0.16571 | 1
23244 | 15E24G10H07D07M02W02 | 0.94 | 82.9 | 0.64 | 14.95 | 99.43 | 5.2111 | 7116.9059 | 218.19 | 0.094879 | 0.10841
23245 | 15E24G10H08D05M01W02 | 0.93 | 81.55 | 0.64 | 14.95 | 98.07 | 5.0556 | 7038.9686 | 217.77 | 0.10962 | 0.12061
23246 | 15E24G10H08D05M01W03 | 0.93 | 81.55 | 0.64 | 10.18 | 93.3 | 5.0556 | 7038.9686 | 151.41 | 0.10962 | 0.16338 | 1
23247 | 15E24G10H08D06M01W02 | 0.81 | 73.13 | 0.64 | 14.95 | 89.53 | 4.5111 | 6366.2467 | 216.51 | 0.20155 | 0.19718 | 1
23248 | 15E24G10H08D06M01W03 | 0.81 | 73.13 | 0.64 | 10.18 | 84.76 | 4.5111 | 6366.2467 | 150.15 | 0.20155 | 0.23996 | 1
23249 | 15E24G10H08D07M01W02 | 0.95 | 83.77 | 0.64 | 14.95 | 100.31 | 5.2111 | 7217.404 | 218.19 | 0.085381 | 0.10052
23250 | 15E24G10H08D07M01W03 | 0.95 | 83.77 | 0.64 | 10.18 | 95.54 | 5.2111 | 7217.404 | 151.83 | 0.085381 | 0.14329
23251 | 15E24G10H08D07M01W04 | 0.95 | 83.77 | 0.64 | 7.55 | 92.91 | 5.2111 | 7217.404 | 115.5 | 0.085381 | 0.16688 | 1
23252 | 15E24G10H08D07M02W02 | 0.83 | 82.9 | 0.64 | 14.95 | 99.32 | 5.2111 | 7116.9059 | 216.72 | 0.094879 | 0.1094
23253 | 15E24G10H09D05M01W02 | 0.89 | 81.55 | 0.64 | 14.95 | 98.03 | 5.0556 | 7038.9686 | 217.35 | 0.10962 | 0.12096
23254 | 15E24G10H09D05M01W03 | 0.89 | 81.55 | 0.64 | 10.18 | 93.26 | 5.0556 | 7038.9686 | 150.99 | 0.10962 | 0.16374 | 1
23255 | 15E24G10H09D07M01W02 | 0.92 | 83.77 | 0.64 | 14.95 | 100.28 | 5.2111 | 7217.404 | 217.77 | 0.085381 | 0.10079
23256 | 15E24G10H09D07M01W03 | 0.92 | 83.77 | 0.64 | 10.18 | 95.51 | 5.2111 | 7217.404 | 151.41 | 0.085381 | 0.14356
23257 | 15E24G10H09D07M01W04 | 0.92 | 83.77 | 0.64 | 7.55 | 92.88 | 5.2111 | 7217.404 | 115.08 | 0.085381 | 0.16714 | 1
23258 | 15E24G10H09D07M02W02 | 0.8 | 82.9 | 0.64 | 14.95 | 99.29 | 5.2111 | 7116.9059 | 216.3 | 0.094879 | 0.10967
23259 | 15E24G10H10D05M01W02 | 1.05 | 69.06 | 0.64 | 14.95 | 85.7 | 4.2 | 6044.2426 | 219.45 | 0.24599 | 0.23153 | 1
23260 | 15E24G10H10D05M01W03 | 1.05 | 69.06 | 0.64 | 10.18 | 80.93 | 4.2 | 6044.2426 | 153.09 | 0.24599 | 0.2743 | 1
23261 | 15E24G10H10D07M01W02 | 1.08 | 70.93 | 0.64 | 14.95 | 87.6 | 4.2778 | 6196.0152 | 219.87 | 0.22557 | 0.21449 | 1
23262 | 15E24G10H10D07M01W03 | 1.08 | 70.93 | 0.64 | 10.18 | 82.83 | 4.2778 | 6196.0152 | 153.51 | 0.22557 | 0.25726 | 1
23263 | 15E24G10H10D07M01W04 | 1.08 | 70.93 | 0.64 | 7.55 | 80.2 | 4.2778 | 6196.0152 | 117.18 | 0.22557 | 0.28085 | 1
23264 | 15E24G10H10D07M02W02 | 0.94 | 70.21 | 0.64 | 14.95 | 86.74 | 4.3556 | 6111.925 | 218.19 | 0.23343 | 0.2222 | 1
23265 | 15E24G10H11D05M01W02 | 1.05 | 63.68 | 0.64 | 14.95 | 80.32 | 3.8111 | 5629.9443 | 219.45 | 0.30473 | 0.27977 | 1
23266 | 15E24G10H11D05M01W03 | 1.05 | 63.68 | 0.64 | 10.18 | 75.55 | 3.8111 | 5629.9443 | 153.09 | 0.30473 | 0.32254 | 1
23267 | 15E24G10H11D06M01W02 | 0.92 | 57.18 | 0.64 | 14.95 | 73.69 | 3.4222 | 5100.7911 | 217.77 | 0.3757 | 0.33922 | 1
23268 | 15E24G10H11D06M01W03 | 0.92 | 57.18 | 0.64 | 10.18 | 68.92 | 3.4222 | 5100.7911 | 151.41 | 0.3757 | 0.38199 | 1
23269 | 15E24G10H11D07M01W02 | 1.08 | 65.4 | 0.64 | 14.95 | 82.07 | 3.8889 | 5769.4111 | 219.87 | 0.28595 | 0.26408 | 1
23270 | 15E24G10H11D07M01W03 | 1.08 | 65.4 | 0.64 | 10.18 | 77.3 | 3.8889 | 5769.4111 | 153.51 | 0.28595 | 0.30685 | 1
23271 | 15E24G10H11D07M01W04 | 1.08 | 65.4 | 0.64 | 7.55 | 74.67 | 3.8889 | 5769.4111 | 117.18 | 0.28595 | 0.33043 | 1
23272 | 15E24G10H11D07M02W02 | 0.94 | 64.75 | 0.64 | 14.95 | 81.28 | 3.9667 | 5693.5248 | 218.19 | 0.29305 | 0.27116 | 1
23273 | 15E24G10H12D05M01W02 | 0.92 | 52.81 | 0.64 | 14.95 | 69.32 | 3.1111 | 4692.6458 | 217.98 | 0.42341 | 0.37841 | 2
23274 | 15E24G10H12D05M01W03 | 0.92 | 52.81 | 0.64 | 10.18 | 64.55 | 3.1111 | 4692.6458 | 151.62 | 0.42341 | 0.42118 | 2
23275 | 15E24G10H12D07M01W02 | 0.95 | 54.24 | 0.64 | 14.95 | 70.78 | 3.2667 | 4807.5007 | 218.4 | 0.4078 | 0.36532 | 2
23276 | 15E24G10H12D07M01W03 | 0.95 | 54.24 | 0.64 | 10.18 | 66.01 | 3.2667 | 4807.5007 | 152.04 | 0.4078 | 0.40809 | 2
23277 | 15E24G10H12D07M01W04 | 0.95 | 54.24 | 0.64 | 7.55 | 63.38 | 3.2667 | 4807.5007 | 115.71 | 0.4078 | 0.43167 | 2
23278 | 15E24G10H12D07M02W02 | 0.82 | 53.69 | 0.64 | 14.95 | 70.1 | 3.2667 | 4743.9203 | 216.93 | 0.4138 | 0.37141 | 2
23279 | 15E24G10H13D05M01W02 | 0.92 | 52.09 | 0.64 | 14.95 | 68.6 | 3.1111 | 4579.8418 | 217.98 | 0.43127 | 0.38486 | 2
23280 | 15E24G10H13D05M01W03 | 0.92 | 52.09 | 0.64 | 10.18 | 63.83 | 3.1111 | 4579.8418 | 151.62 | 0.43127 | 0.42764 | 2
23281 | 15E24G10H13D07M01W02 | 0.95 | 53.51 | 0.64 | 14.95 | 70.05 | 3.2667 | 4694.6967 | 218.4 | 0.41577 | 0.37186 | 2
23282 | 15E24G10H13D07M01W03 | 0.95 | 53.51 | 0.64 | 10.18 | 65.28 | 3.2667 | 4694.6967 | 152.04 | 0.41577 | 0.41463 | 2
23283 | 15E24G10H13D07M01W04 | 0.95 | 53.51 | 0.64 | 7.55 | 62.65 | 3.2667 | 4694.6967 | 115.71 | 0.41577 | 0.43822 | 2
23284 | 15E24G10H13D07M02W02 | 0.82 | 52.96 | 0.64 | 14.95 | 69.37 | 3.2667 | 4629.0653 | 216.93 | 0.42177 | 0.37796 | 2
23285 | 15E24G10H14D05M01W02 | 1.05 | 62.85 | 0.64 | 14.95 | 79.49 | 3.8111 | 5500.7325 | 219.45 | 0.31379 | 0.28721 | 1
23286 | 15E24G10H14D05M01W03 | 1.05 | 62.85 | 0.64 | 10.18 | 74.72 | 3.8111 | 5500.7325 | 153.09 | 0.31379 | 0.32999 | 1
23287 | 15E24G10H14D07M01W02 | 1.08 | 64.56 | 0.64 | 14.95 | 81.23 | 3.8889 | 5638.1483 | 219.87 | 0.29512 | 0.27161 | 1
23288 | 15E24G10H14D07M01W03 | 1.08 | 64.56 | 0.64 | 10.18 | 76.46 | 3.8889 | 5638.1483 | 153.51 | 0.29512 | 0.31438 | 1
23289 | 15E24G10H14D07M01W04 | 1.08 | 64.56 | 0.64 | 7.55 | 73.83 | 3.8889 | 5638.1483 | 117.18 | 0.29512 | 0.33797 | 1
23290 | 15E24G10H14D07M02W02 | 0.94 | 63.89 | 0.64 | 14.95 | 80.42 | 3.9667 | 5560.211 | 218.19 | 0.30243 | 0.27887 | 1
23291 | 15E24G11H07D04M01W02 | 1.73 | 90.33 | 0.64 | 14.95 | 107.65 | 5.6778 | 7635.8043 | 227.43 | 0.013757 | 0.034702
23292 | 15E24G11H07D05M01W02 | 1.49 | 76.11 | 0.64 | 14.95 | 93.19 | 4.8222 | 6505.7134 | 224.49 | 0.16901 | 0.16437 | 1
23293 | 15E24G11H07D05M01W03 | 1.49 | 76.11 | 0.64 | 10.18 | 88.42 | 4.8222 | 6505.7134 | 158.13 | 0.16901 | 0.20714 | 1
23294 | 15E24G11H07D06M01W02 | 1.3 | 67.8 | 0.64 | 14.95 | 84.69 | 4.2778 | 5847.3484 | 222.39 | 0.25974 | 0.24058 | 1
23295 | 15E24G11H07D06M01W03 | 1.3 | 67.8 | 0.64 | 10.18 | 79.92 | 4.2778 | 5847.3484 | 156.03 | 0.25974 | 0.28336 | 1
23296 | 15E24G11H07D07M01W02 | 1.54 | 78.31 | 0.64 | 14.95 | 95.44 | 4.9778 | 6677.9959 | 225.12 | 0.14499 | 0.14419
23297 | 15E24G11H07D07M01W03 | 1.54 | 78.31 | 0.64 | 10.18 | 90.67 | 4.9778 | 6677.9959 | 158.76 | 0.14499 | 0.18696 | 1
23298 | 15E24G11H07D07M01W04 | 1.54 | 78.31 | 0.64 | 7.55 | 88.04 | 4.9778 | 6677.9959 | 122.43 | 0.14499 | 0.21055 | 1
23299 | 15E24G11H07D07M02W02 | 1.38 | 77.43 | 0.64 | 14.95 | 94.4 | 5.0556 | 6591.8547 | 223.23 | 0.1546 | 0.15352 | 1
23300 | 15E24G11H08D05M01W02 | 1.32 | 76.11 | 0.64 | 14.95 | 93.02 | 4.8222 | 6505.7134 | 222.39 | 0.16901 | 0.16589 | 1
23301 | 15E24G11H08D05M01W03 | 1.32 | 76.11 | 0.64 | 10.18 | 88.25 | 4.8222 | 6505.7134 | 156.03 | 0.16901 | 0.20866 | 1
23302 | 15E24G11H08D06M01W02 | 1.14 | 67.8 | 0.64 | 14.95 | 84.53 | 4.2778 | 5847.3484 | 220.29 | 0.25974 | 0.24202 | 1
23303 | 15E24G11H08D06M01W03 | 1.14 | 67.8 | 0.64 | 10.18 | 79.76 | 4.2778 | 5847.3484 | 153.93 | 0.25974 | 0.28479 | 1
23304 | 15E24G11H08D07M01W02 | 1.35 | 78.31 | 0.64 | 14.95 | 95.25 | 4.9778 | 6677.9959 | 222.81 | 0.14499 | 0.14589
23305 | 15E24G11H08D07M01W03 | 1.35 | 78.31 | 0.64 | 10.18 | 90.48 | 4.9778 | 6677.9959 | 156.45 | 0.14499 | 0.18867 | 1
23306 | 15E24G11H08D07M01W04 | 1.35 | 78.31 | 0.64 | 7.55 | 87.85 | 4.9778 | 6677.9959 | 120.12 | 0.14499 | 0.21225 | 1
23307 | 15E24G11H08D07M02W02 | 1.22 | 77.43 | 0.64 | 14.95 | 94.24 | 5.0556 | 6591.8547 | 221.13 | 0.1546 | 0.15495 | 1
23308 | 15E24G11H09D05M01W02 | 1.27 | 76.11 | 0.64 | 14.95 | 92.97 | 4.8222 | 6505.7134 | 221.76 | 0.16901 | 0.16634 | 1
23309 | 15E24G11H09D05M01W03 | 1.27 | 76.11 | 0.64 | 10.18 | 88.2 | 4.8222 | 6505.7134 | 155.4 | 0.16901 | 0.20911 | 1
23310 | 15E24G11H09D07M01W02 | 1.3 | 78.31 | 0.64 | 14.95 | 95.2 | 4.9778 | 6677.9959 | 222.18 | 0.14499 | 0.14634
23311 | 15E24G11H09D07M01W03 | 1.3 | 78.31 | 0.64 | 10.18 | 90.43 | 4.9778 | 6677.9959 | 155.82 | 0.14499 | 0.18911 | 1
23312 | 15E24G11H09D07M01W04 | 1.3 | 78.31 | 0.64 | 7.55 | 87.8 | 4.9778 | 6677.9959 | 119.49 | 0.14499 | 0.2127 | 1
23313 | 15E24G11H09D07M02W02 | 1.17 | 77.43 | 0.64 | 14.95 | 94.19 | 5.0556 | 6591.8547 | 220.5 | 0.1546 | 0.1554 | 1
23314 | 15E24G11H10D05M01W02 | 1.49 | 64.43 | 0.64 | 14.95 | 81.51 | 4.0444 | 5584.8227 | 224.49 | 0.29654 | 0.2691 | 1
23315 | 15E24G11H10D05M01W03 | 1.49 | 64.43 | 0.64 | 10.18 | 76.74 | 4.0444 | 5584.8227 | 158.13 | 0.29654 | 0.31187 | 1
23316 | 15E24G11H10D07M01W02 | 1.54 | 66.29 | 0.64 | 14.95 | 83.42 | 4.1222 | 5732.4934 | 225.12 | 0.27623 | 0.25197 | 1
23317 | 15E24G11H10D07M01W03 | 1.54 | 66.29 | 0.64 | 10.18 | 78.65 | 4.1222 | 5732.4934 | 158.76 | 0.27623 | 0.29475 | 1
23318 | 15E24G11H10D07M01W04 | 1.54 | 66.29 | 0.64 | 7.55 | 76.02 | 4.1222 | 5732.4934 | 122.43 | 0.27623 | 0.31833 | 1
23319 | 15E24G11H10D07M02W02 | 1.38 | 65.56 | 0.64 | 14.95 | 82.53 | 4.2 | 5660.7091 | 223.23 | 0.2842 | 0.25995 | 1
23320 | 15E24G11H11D05M01W02 | 1.49 | 59.4 | 0.64 | 14.95 | 76.48 | 3.6556 | 5201.2892 | 224.49 | 0.35146 | 0.3142 | 1
23321 | 15E24G11H11D05M01W03 | 1.49 | 59.4 | 0.64 | 10.18 | 71.71 | 3.6556 | 5201.2892 | 158.13 | 0.35146 | 0.35698 | 1
23322 | 15E24G11H11D06M01W02 | 1.3 | 52.98 | 0.64 | 14.95 | 69.87 | 3.2667 | 4686.4928 | 222.39 | 0.42155 | 0.37348 | 2
23323 | 15E24G11H11D06M01W03 | 1.3 | 52.98 | 0.64 | 10.18 | 65.1 | 3.2667 | 4686.4928 | 156.03 | 0.42155 | 0.41625 | 2
23324 | 15E24G11H11D07M01W02 | 1.54 | 61.1 | 0.64 | 14.95 | 78.23 | 3.7333 | 5336.654 | 225.12 | 0.3329 | 0.29851 | 1
23325 | 15E24G11H11D07M01W03 | 1.54 | 61.1 | 0.64 | 10.18 | 73.46 | 3.7333 | 5336.654 | 158.76 | 0.3329 | 0.34128 | 1
23326 | 15E24G11H11D07M01W04 | 1.54 | 61.1 | 0.64 | 7.55 | 70.83 | 3.7333 | 5336.654 | 122.43 | 0.3329 | 0.36487 | 1
23327 | 15E24G11H11D07M02W02 | 1.38 | 60.45 | 0.64 | 14.95 | 77.42 | 3.8111 | 5273.0735 | 223.23 | 0.33999 | 0.30577 | 1
23328 | 15E24G11H12D05M01W02 | 1.29 | 49.26 | 0.64 | 14.95 | 66.14 | 3.0333 | 4335.775 | 222.6 | 0.46217 | 0.40692 | 2
23329 | 15E24G11H12D05M01W03 | 1.29 | 49.26 | 0.64 | 10.18 | 61.37 | 3.0333 | 4335.775 | 156.24 | 0.46217 | 0.4497 | 2
23330 | 15E24G11H12D07M01W02 | 1.34 | 50.67 | 0.64 | 14.95 | 67.6 | 3.1111 | 4446.528 | 223.02 | 0.44677 | 0.39383 | 2
23331 | 15E24G11H12D07M01W03 | 1.34 | 50.67 | 0.64 | 10.18 | 62.83 | 3.1111 | 4446.528 | 156.66 | 0.44677 | 0.4366 | 2
23332 | 15E24G11H12D07M01W04 | 1.34 | 50.67 | 0.64 | 7.55 | 60.2 | 3.1111 | 4446.528 | 120.33 | 0.44677 | 0.46019 | 2
23333 | 15E24G11H12D07M02W02 | 1.2 | 50.13 | 0.64 | 14.95 | 66.92 | 3.1111 | 4393.2025 | 221.34 | 0.45267 | 0.39993 | 2
23334 | 15E24G11H13D05M01W02 | 1.29 | 48.6 | 0.64 | 14.95 | 65.48 | 3.0333 | 4233.2259 | 222.6 | 0.46937 | 0.41284 | 2
23335 | 15E24G11H13D05M01W03 | 1.29 | 48.6 | 0.64 | 10.18 | 60.71 | 3.0333 | 4233.2259 | 156.24 | 0.46937 | 0.45561 | 2
23336 | 15E24G11H13D07M01W02 | 1.34 | 50 | 0.64 | 14.95 | 66.93 | 3.1111 | 4343.9789 | 223.02 | 0.45409 | 0.39984 | 2
23337 | 15E24G11H13D07M01W03 | 1.34 | 50 | 0.64 | 10.18 | 62.16 | 3.1111 | 4343.9789 | 156.66 | 0.45409 | 0.44261 | 2
23338 | 15E24G11H13D07M01W04 | 1.34 | 50 | 0.64 | 7.55 | 59.53 | 3.1111 | 4343.9789 | 120.33 | 0.45409 | 0.46619 | 2
23339 | 15E24G11H13D07M02W02 | 1.2 | 49.45 | 0.64 | 14.95 | 66.24 | 3.1111 | 4288.6024 | 221.34 | 0.46009 | 0.40603 | 2
23340 | 15E24G11H14D05M01W02 | 1.49 | 58.64 | 0.64 | 14.95 | 75.72 | 3.6556 | 5084.3832 | 224.49 | 0.35976 | 0.32102 | 1
23341 | 15E24G11H14D05M01W03 | 1.49 | 58.64 | 0.64 | 10.18 | 70.95 | 3.6556 | 5084.3832 | 158.13 | 0.35976 | 0.36379 | 1
23342 | 15E24G11H14D07M01W02 | 1.54 | 60.33 | 0.64 | 14.95 | 77.46 | 3.7333 | 5217.697 | 225.12 | 0.3413 | 0.30542 | 1
23343 | 15E24G11H14D07M01W03 | 1.54 | 60.33 | 0.64 | 10.18 | 72.69 | 3.7333 | 5217.697 | 158.76 | 0.3413 | 0.34819 | 1
23344 | 15E24G11H14D07M01W04 | 1.54 | 60.33 | 0.64 | 7.55 | 70.06 | 3.7333 | 5217.697 | 122.43 | 0.3413 | 0.37177 | 1
23345 | 15E24G11H14D07M02W02 | 1.38 | 59.66 | 0.64 | 14.95 | 76.63 | 3.8111 | 5152.0656 | 223.23 | 0.34862 | 0.31286 | 1
23346 | 15E24G12H07D04M01W02 | 0.63 | 127.9 | 0.64 | 14.95 | 144.12 | 7.1556 | 11499.8535 | 214.62 | -0.39644 | -0.29232
23347 | 15E24G12H07D05M01W02 | 0.54 | 107.97 | 0.64 | 14.95 | 124.1 | 6.0667 | 9801.6408 | 213.36 | -0.17884 | -0.1128
23348 | 15E24G12H07D05M01W03 | 0.54 | 107.97 | 0.64 | 10.18 | 119.33 | 6.0667 | 9801.6408 | 147 | -0.17884 | -0.070032
23349 | 15E24G12H07D06M01W02 | 0.47 | 99.36 | 0.64 | 14.95 | 115.42 | 5.5222 | 9073.5423 | 212.73 | -0.084835 | -0.034971
23350 | 15E24G12H07D06M01W03 | 0.47 | 99.36 | 0.64 | 10.18 | 110.65 | 5.5222 | 9073.5423 | 146.37 | -0.084835 | 0.0078013
23351 | 15E24G12H07D07M01W02 | 0.56 | 110.23 | 0.64 | 14.95 | 126.38 | 6.2222 | 9990.3311 | 213.57 | -0.20352 | -0.13325
23352 | 15E24G12H07D07M01W03 | 0.56 | 110.23 | 0.64 | 10.18 | 121.61 | 6.2222 | 9990.3311 | 147.21 | -0.20352 | -0.090477
23353 | 15E24G12H07D07M01W04 | 0.56 | 110.23 | 0.64 | 7.55 | 118.98 | 6.2222 | 9990.3311 | 110.88 | -0.20352 | -0.066894
23354 | 15E24G12H07D07M02W02 | 0.37 | 109.34 | 0.64 | 14.95 | 125.3 | 6.2222 | 9844.7114 | 211.47 | -0.1938 | -0.12357
23355 | 15E24G12H08D05M01W02 | 0.48 | 107.97 | 0.64 | 14.95 | 124.04 | 6.0667 | 9801.6408 | 212.73 | -0.17884 | -0.11227
23356 | 15E24G12H08D05M01W03 | 0.48 | 107.97 | 0.64 | 10.18 | 119.27 | 6.0667 | 9801.6408 | 146.37 | -0.17884 | -0.069494
23357 | 15E24G12H08D06M01W02 | 0.42 | 99.36 | 0.64 | 14.95 | 115.37 | 5.5222 | 9073.5423 | 211.89 | -0.084835 | -0.034523
23358 | 15E24G12H08D06M01W03 | 0.42 | 99.36 | 0.64 | 10.18 | 110.6 | 5.5222 | 9073.5423 | 145.53 | -0.084835 | 0.0082496
23359 | 15E24G12H08D07M01W02 | 0.49 | 110.23 | 0.64 | 14.95 | 126.31 | 6.2222 | 9990.3311 | 212.73 | -0.20352 | -0.13262
23360 | 15E24G12H08D07M01W03 | 0.49 | 110.23 | 0.64 | 10.18 | 121.54 | 6.2222 | 9990.3311 | 146.37 | -0.20352 | -0.089849
23361 | 15E24G12H08D07M01W04 | 0.49 | 110.23 | 0.64 | 7.55 | 118.91 | 6.2222 | 9990.3311 | 110.04 | -0.20352 | -0.066266
23362 | 15E24G12H08D07M02W02 | 0.32 | 109.34 | 0.64 | 14.95 | 125.25 | 6.2222 | 9844.7114 | 210.84 | -0.1938 | -0.12312
23363 | 15E24G12H09D05M01W02 | 0.46 | 107.97 | 0.64 | 14.95 | 124.02 | 6.0667 | 9801.6408 | 212.31 | -0.17884 | -0.11209
23364 | 15E24G12H09D05M01W03 | 0.46 | 107.97 | 0.64 | 10.18 | 119.25 | 6.0667 | 9801.6408 | 145.95 | -0.17884 | -0.069315
23365 | 15E24G12H09D07M01W02 | 0.48 | 110.23 | 0.64 | 14.95 | 126.3 | 6.2222 | 9990.3311 | 212.52 | -0.20352 | -0.13253
23366 | 15E24G12H09D07M01W03 | 0.48 | 110.23 | 0.64 | 10.18 | 121.53 | 6.2222 | 9990.3311 | 146.16 | -0.20352 | -0.08976
23367 | 15E24G12H09D07M01W04 | 0.48 | 110.23 | 0.64 | 7.55 | 118.9 | 6.2222 | 9990.3311 | 109.83 | -0.20352 | -0.066176
23368 | 15E24G12H09D07M02W02 | 0.31 | 109.34 | 0.64 | 14.95 | 125.24 | 6.2222 | 9844.7114 | 210.84 | -0.1938 | -0.12303
23369 | 15E24G12H10D05M01W02 | 0.54 | 91.68 | 0.64 | 14.95 | 107.81 | 5.0556 | 8437.7381 | 213.36 | -0.00098264 | 0.033268
23370 | 15E24G12H10D05M01W03 | 0.54 | 91.68 | 0.64 | 10.18 | 103.04 | 5.0556 | 8437.7381 | 147 | -0.00098264 | 0.07604
23371 | 15E24G12H10D07M01W02 | 0.56 | 93.58 | 0.64 | 14.95 | 109.73 | 5.1333 | 8599.7656 | 213.57 | -0.021727 | 0.016051
23372 | 15E24G12H10D07M01W03 | 0.56 | 93.58 | 0.64 | 10.18 | 104.96 | 5.1333 | 8599.7656 | 147.21 | -0.021727 | 0.058824
23373 | 15E24G12H10D07M01W04 | 0.56 | 93.58 | 0.64 | 7.55 | 102.33 | 5.1333 | 8599.7656 | 110.88 | -0.021727 | 0.082407
23374 | 15E24G12H10D07M02W02 | 0.37 | 92.81 | 0.64 | 14.95 | 108.77 | 5.2111 | 8472.6047 | 211.47 | -0.01332 | 0.024659
23375 | 15E24G12H11D05M01W02 | 0.54 | 84.71 | 0.64 | 14.95 | 100.84 | 4.5889 | 7877.8201 | 213.36 | 0.075117 | 0.095768
23376 | 15E24G12H11D05M01W03 | 0.54 | 84.71 | 0.64 | 10.18 | 96.07 | 4.5889 | 7877.8201 | 147 | 0.075117 | 0.13854
23377 | 15E24G12H11D06M01W02 | 0.47 | 78.03 | 0.64 | 14.95 | 94.09 | 4.2 | 7303.5453 | 212.73 | 0.14805 | 0.15629 | 1
23378 | 15E24G12H11D06M01W03 | 0.47 | 78.03 | 0.64 | 10.18 | 89.32 | 4.2 | 7303.5453 | 146.37 | 0.14805 | 0.19907 | 1
23379 | 15E24G12H11D07M01W02 | 0.56 | 86.46 | 0.64 | 14.95 | 102.61 | 4.6667 | 8027.5418 | 213.57 | 0.05601 | 0.079896
23380 | 15E24G12H11D07M01W03 | 0.56 | 86.46 | 0.64 | 10.18 | 97.84 | 4.6667 | 8027.5418 | 147.21 | 0.05601 | 0.12267
23381 | 15E24G12H11D07M01W04 | 0.56 | 86.46 | 0.64 | 7.55 | 95.21 | 4.6667 | 8027.5418 | 110.88 | 0.05601 | 0.14625
23382 | 15E24G12H11D07M02W02 | 0.37 | 85.74 | 0.64 | 14.95 | 101.7 | 4.7444 | 7906.5338 | 211.47 | 0.063872 | 0.088056
23383 | 15E24G12H12D05M01W02 | 0.47 | 70.28 | 0.64 | 14.95 | 86.34 | 3.8111 | 6563.1409 | 212.73 | 0.23267 | 0.22579 | 1
23384 | 15E24G12H12D05M01W03 | 0.47 | 70.28 | 0.64 | 10.18 | 81.57 | 3.8111 | 6563.1409 | 146.37 | 0.23267 | 0.26856 | 1
23385 | 15E24G12H12D07M01W02 | 0.48 | 71.73 | 0.64 | 14.95 | 87.8 | 3.8889 | 6686.1998 | 212.94 | 0.21684 | 0.2127 | 1
23386 | 15E24G12H12D07M01W03 | 0.48 | 71.73 | 0.64 | 10.18 | 83.03 | 3.8889 | 6686.1998 | 146.58 | 0.21684 | 0.25547 | 1
23387 | 15E24G12H12D07M01W04 | 0.48 | 71.73 | 0.64 | 7.55 | 80.4 | 3.8889 | 6686.1998 | 110.25 | 0.21684 | 0.27905 | 1
23388 | 15E24G12H12D07M02W02 | 0.32 | 71.13 | 0.64 | 14.95 | 87.04 | 3.8889 | 6585.7017 | 211.05 | 0.22339 | 0.21951 | 1
23389 | 15E24G12H13D05M01W02 | 0.47 | 69.14 | 0.64 | 14.95 | 85.2 | 3.8111 | 6382.6546 | 212.73 | 0.24511 | 0.23601 | 1
23390 | 15E24G12H13D05M01W03 | 0.47 | 69.14 | 0.64 | 10.18 | 80.43 | 3.8111 | 6382.6546 | 146.37 | 0.24511 | 0.27878 | 1
23391 | 15E24G12H13D07M01W02 | 0.48 | 70.58 | 0.64 | 14.95 | 86.65 | 3.8889 | 6503.6625 | 212.94 | 0.22939 | 0.22301 | 1
23392 | 15E24G12H13D07M01W03 | 0.48 | 70.58 | 0.64 | 10.18 | 81.88 | 3.8889 | 6503.6625 | 146.58 | 0.22939 | 0.26578 | 1
23393 | 15E24G12H13D07M01W04 | 0.48 | 70.58 | 0.64 | 7.55 | 79.25 | 3.8889 | 6503.6625 | 110.25 | 0.22939 | 0.28937 | 1
23394 | 15E24G12H13D07M02W02 | 0.32 | 70 | 0.64 | 14.95 | 85.91 | 3.8889 | 6407.2663 | 211.05 | 0.23572 | 0.22964 | 1
23395 | 15E24G12H14D05M01W02 | 0.54 | 83.39 | 0.64 | 14.95 | 99.52 | 4.5889 | 7668.62 | 213.36 | 0.089529 | 0.1076
23396 | 15E24G12H14D05M01W03 | 0.54 | 83.39 | 0.64 | 10.18 | 94.75 | 4.5889 | 7668.62 | 147 | 0.089529 | 0.15038 | 1
23397 | 15E24G12H14D07M01W02 | 0.56 | 85.13 | 0.64 | 14.95 | 101.28 | 4.6667 | 7814.2397 | 213.57 | 0.070532 | 0.091822
23398 | 15E24G12H14D07M01W03 | 0.56 | 85.13 | 0.64 | 10.18 | 96.51 | 4.6667 | 7814.2397 | 147.21 | 0.070532 | 0.13459
23399 | 15E24G12H14D07M01W04 | 0.56 | 85.13 | 0.64 | 7.55 | 93.88 | 4.6667 | 7814.2397 | 110.88 | 0.070532 | 0.15818 | 1
23400 | 15E24G12H14D07M02W02 | 0.37 | 84.43 | 0.64 | 14.95 | 100.39 | 4.7444 | 7699.3847 | 211.47 | 0.078174 | 0.099803
23401 | 15E25G10H07D04M01W02 | 3.58 | 140.02 | 0.64 | 14.95 | 159.19 | 7.8556 | 12230.0029 | 249.27 | -0.52877 | -0.42746
23402 | 15E25G10H07D05M01W02 | 2.91 | 114.59 | 0.64 | 14.95 | 133.09 | 6.5333 | 10058.0135 | 241.5 | -0.25112 | -0.19342
23403 | 15E25G10H07D05M01W03 | 2.91 | 114.59 | 0.64 | 10.18 | 128.32 | 6.5333 | 10058.0135 | 175.14 | -0.25112 | -0.15065
23404 | 15E25G10H07D06M01W02 | 2.64 | 102.09 | 0.64 | 14.95 | 120.32 | 5.9111 | 9016.1149 | 238.14 | -0.11464 | -0.07891
23405 | 15E25G10H07D06M01W03 | 2.64 | 102.09 | 0.64 | 10.18 | 115.55 | 5.9111 | 9016.1149 | 171.78 | -0.11464 | -0.036137
23406 | 15E25G10H07D07M01W02 | 2.99 | 118.01 | 0.64 | 14.95 | 136.59 | 6.7667 | 10347.2019 | 242.34 | -0.28846 | -0.2248
23407 | 15E25G10H07D07M01W03 | 2.99 | 118.01 | 0.64 | 10.18 | 131.82 | 6.7667 | 10347.2019 | 175.98 | -0.28846 | -0.18203
23408 | 15E25G10H07D07M01W04 | 2.99 | 118.01 | 0.64 | 7.55 | 129.19 | 6.7667 | 10347.2019 | 139.65 | -0.28846 | -0.15845
23409 | 15E25G10H07D07M02W02 | 2.7 | 116.96 | 0.64 | 14.95 | 135.25 | 6.8444 | 10191.3273 | 238.77 | -0.277 | -0.21279
23410 | 15E25G10H08D05M01W02 | 2.57 | 114.59 | 0.64 | 14.95 | 132.75 | 6.5333 | 10058.0135 | 236.88 | -0.25112 | -0.19037
23411 | 15E25G10H08D05M01W03 | 2.57 | 114.59 | 0.64 | 10.18 | 127.98 | 6.5333 | 10058.0135 | 170.52 | -0.25112 | -0.1476
23412 | 15E25G10H08D06M01W02 | 2.32 | 102.09 | 0.64 | 14.95 | 120 | 5.9111 | 9016.1149 | 234.15 | -0.11464 | -0.07604
23413 | 15E25G10H08D06M01W03 | 2.32 | 102.09 | 0.64 | 10.18 | 115.23 | 5.9111 | 9016.1149 | 167.79 | -0.11464 | -0.033268
23414 | 15E25G10H08D07M01W02 | 2.63 | 118.01 | 0.64 | 14.95 | 136.23 | 6.7667 | 10347.2019 | 237.72 | -0.28846 | -0.22157
23415 | 15E25G10H08D07M01W03 | 2.63 | 118.01 | 0.64 | 10.18 | 131.46 | 6.7667 | 10347.2019 | 171.36 | -0.28846 | -0.1788
23416 | 15E25G10H08D07M01W04 | 2.63 | 118.01 | 0.64 | 7.55 | 128.83 | 6.7667 | 10347.2019 | 135.03 | -0.28846 | -0.15522
23417 | 15E25G10H08D07M02W02 | 2.38 | 116.96 | 0.64 | 14.95 | 134.93 | 6.8444 | 10191.3273 | 234.78 | -0.277 | -0.20992
23418 | 15E25G10H09D05M01W02 | 2.47 | 114.59 | 0.64 | 14.95 | 132.65 | 6.5333 | 10058.0135 | 235.62 | -0.25112 | -0.18947
23419 | 15E25G10H09D05M01W03 | 2.47 | 114.59 | 0.64 | 10.18 | 127.88 | 6.5333 | 10058.0135 | 169.26 | -0.25112 | -0.1467
23420 | 15E25G10H09D07M01W02 | 2.54 | 118.01 | 0.64 | 14.95 | 136.14 | 6.7667 | 10347.2019 | 236.46 | -0.28846 | -0.22077
23421 | 15E25G10H09D07M01W03 | 2.54 | 118.01 | 0.64 | 10.18 | 131.37 | 6.7667 | 10347.2019 | 170.1 | -0.28846 | -0.17799
23422 | 15E25G10H09D07M01W04 | 2.54 | 118.01 | 0.64 | 7.55 | 128.74 | 6.7667 | 10347.2019 | 133.77 | -0.28846 | -0.15441
23423 | 15E25G10H09D07M02W02 | 2.29 | 116.96 | 0.64 | 14.95 | 134.84 | 6.8444 | 10191.3273 | 233.52 | -0.277 | -0.20911
23424 | 15E25G10H10D05M01W02 | 2.91 | 97.02 | 0.64 | 14.95 | 115.52 | 5.4444 | 8624.3774 | 241.5 | -0.059286 | -0.035868
23425 | 15E25G10H10D05M01W03 | 2.91 | 97.02 | 0.64 | 10.18 | 110.75 | 5.4444 | 8624.3774 | 175.14 | -0.059286 | 0.0069046
23426 | 15E25G10H10D07M01W02 | 2.99 | 99.9 | 0.64 | 14.95 | 118.48 | 5.6 | 8870.4952 | 242.34 | -0.09073 | -0.06241
23427 | 15E25G10H10D07M01W03 | 2.99 | 99.9 | 0.64 | 10.18 | 113.71 | 5.6 | 8870.4952 | 175.98 | -0.09073 | -0.019638
23428 | 15E25G10H10D07M01W04 | 2.99 | 99.9 | 0.64 | 7.55 | 111.08 | 5.6 | 8870.4952 | 139.65 | -0.09073 | 0.0039455
23429 | 15E25G10H10D07M02W02 | 2.7 | 99.01 | 0.64 | 14.95 | 117.3 | 5.6778 | 8737.1814 | 238.77 | -0.081013 | -0.051829
23430 | 15E25G10H11D05M01W02 | 2.91 | 89.44 | 0.64 | 14.95 | 107.94 | 4.9778 | 8025.4908 | 241.5 | 0.023474 | 0.032102
23431 | 15E25G10H11D05M01W03 | 2.91 | 89.44 | 0.64 | 10.18 | 103.17 | 4.9778 | 8025.4908 | 175.14 | 0.023474 | 0.074874
23432 | 15E25G10H11D06M01W02 | 2.64 | 79.78 | 0.64 | 14.95 | 98.01 | 4.4333 | 7207.1491 | 238.14 | 0.12894 | 0.12114
23433 | 15E25G10H11D06M01W03 | 2.64 | 79.78 | 0.64 | 10.18 | 93.24 | 4.4333 | 7207.1491 | 171.78 | 0.12894 | 0.16392 | 1
23434 | 15E25G10H11D07M01W02 | 2.99 | 92.08 | 0.64 | 14.95 | 110.66 | 5.0556 | 8251.0987 | 242.34 | -0.0053499 | 0.0077116
23435 | 15E25G10H11D07M01W03 | 2.99 | 92.08 | 0.64 | 10.18 | 105.89 | 5.0556 | 8251.0987 | 175.98 | -0.0053499 | 0.050484
23436 | 15E25G10H11D07M01W04 | 2.99 | 92.08 | 0.64 | 7.55 | 103.26 | 5.0556 | 8251.0987 | 139.65 | -0.0053499 | 0.074067
23437 | 15E25G10H11D07M02W02 | 2.7 | 91.26 | 0.64 | 14.95 | 109.55 | 5.1333 | 8125.9889 | 238.77 | 0.003603 | 0.017665
23438 | 15E25G10H12D05M01W02 | 2.54 | 74.18 | 0.64 | 14.95 | 92.31 | 4.1222 | 6680.0469 | 237.51 | 0.19009 | 0.17226 | 1
23439 | 15E25G10H12D05M01W03 | 2.54 | 74.18 | 0.64 | 10.18 | 87.54 | 4.1222 | 6680.0469 | 171.15 | 0.19009 | 0.21503 | 1
23440 | 15E25G10H12D07M01W02 | 2.6 | 76.37 | 0.64 | 14.95 | 94.56 | 4.2 | 6864.6352 | 238.14 | 0.16618 | 0.15208 | 1
23441 | 15E25G10H12D07M01W03 | 2.6 | 76.37 | 0.64 | 10.18 | 89.79 | 4.2 | 6864.6352 | 171.78 | 0.16618 | 0.19485 | 1
23442 | 15E25G10H12D07M01W04 | 2.6 | 76.37 | 0.64 | 7.55 | 87.16 | 4.2 | 6864.6352 | 135.45 | 0.16618 | 0.21844 | 1
23443 | 15E25G10H12D07M02W02 | 2.35 | 75.68 | 0.64 | 14.95 | 93.62 | 4.2778 | 6762.0861 | 235.2 | 0.17371 | 0.16051 | 1
23444 | 15E25G10H13D05M01W02 | 2.54 | 73.22 | 0.64 | 14.95 | 91.35 | 4.1222 | 6530.3252 | 237.51 | 0.20057 | 0.18086 | 1
23445 | 15E25G10H13D05M01W03 | 2.54 | 73.22 | 0.64 | 10.18 | 86.58 | 4.1222 | 6530.3252 | 171.15 | 0.20057 | 0.22364 | 1
23446 | 15E25G10H13D07M01W02 | 2.6 | 75.39 | 0.64 | 14.95 | 93.58 | 4.2 | 6714.9136 | 238.14 | 0.17688 | 0.16087 | 1
23447 | 15E25G10H13D07M01W03 | 2.6 | 75.39 | 0.64 | 10.18 | 88.81 | 4.2 | 6714.9136 | 171.78 | 0.17688 | 0.20364 | 1
23448 | 15E25G10H13D07M01W04 | 2.6 | 75.39 | 0.64 | 7.55 | 86.18 | 4.2 | 6714.9136 | 135.45 | 0.17688 | 0.22722 | 1
23449 | 15E25G10H13D07M02W02 | 2.35 | 74.71 | 0.64 | 14.95 | 92.65 | 4.2778 | 6612.3645 | 235.2 | 0.1843 | 0.16921 | 1
23450 | 15E25G10H14D05M01W02 | 2.91 | 88.32 | 0.64 | 14.95 | 106.82 | 4.9778 | 7851.1573 | 241.5 | 0.035703 | 0.042145
23451 | 15E25G10H14D05M01W03 | 2.91 | 88.32 | 0.64 | 10.18 | 102.05 | 4.9778 | 7851.1573 | 175.14 | 0.035703 | 0.084918
23452 | 15E25G10H14D07M01W02 | 2.99 | 90.95 | 0.64 | 14.95 | 109.53 | 5.0556 | 8074.7143 | 242.34 | 0.0069877 | 0.017844
23453 | 15E25G10H14D07M01W03 | 2.99 | 90.95 | 0.64 | 10.18 | 104.76 | 5.0556 | 8074.7143 | 175.98 | 0.0069877 | 0.060617
23454 | 15E25G10H14D07M01W04 | 2.99 | 90.95 | 0.64 | 7.55 | 102.13 | 5.0556 | 8074.7143 | 139.65 | 0.0069877 | 0.0842
23455 | 15E25G10H14D07M02W02 | 2.7 | 90.13 | 0.64 | 14.95 | 108.42 | 5.1333 | 7953.7064 | 238.77 | 0.015941 | 0.027798
23456 | 15E25G11H07D04M01W02 | 4.18 | 133.05 | 0.64 | 14.95 | 152.82 | 7.5444 | 11503.9555 | 256.41 | -0.45267 | -0.37034
23457 | 15E25G11H07D05M01W02 | 3.45 | 108.97 | 0.64 | 14.95 | 128.01 | 6.3778 | 9471.4328 | 247.59 | -0.18976 | -0.14787
23458 | 15E25G11H07D05M01W03 | 3.45 | 108.97 | 0.64 | 10.18 | 123.24 | 6.3778 | 9471.4328 | 181.23 | -0.18976 | -0.10509
23459 | 15E25G11H07D06M01W02 | 3.11 | 96.54 | 0.64 | 14.95 | 115.24 | 5.6778 | 8445.942 | 243.6 | -0.054045 | -0.033357
23460 | 15E25G11H07D06M01W03 | 3.11 | 96.54 | 0.64 | 10.18 | 110.47 | 5.6778 | 8445.942 | 177.24 | -0.054045 | 0.0094154
23461 | 15E25G11H07D07M01W02 | 3.52 | 112.37 | 0.64 | 14.95 | 131.48 | 6.5333 | 9754.4682 | 248.64 | -0.22688 | -0.17898
23462 | 15E25G11H07D07M01W03 | 3.52 | 112.37 | 0.64 | 10.18 | 126.71 | 6.5333 | 9754.4682 | 182.28 | -0.22688 | -0.13621
23463 | 15E25G11H07D07M01W04 | 3.52 | 112.37 | 0.64 | 7.55 | 124.08 | 6.5333 | 9754.4682 | 145.95 | -0.22688 | -0.11263
23464 | 15E25G11H07D07M02W02 | 3.25 | 111.32 | 0.64 | 14.95 | 130.16 | 6.6111 | 9608.8485 | 245.28 | -0.21542 | -0.16714
23465 | 15E25G11H08D05M01W02 | 3.03 | 108.97 | 0.64 | 14.95 | 127.59 | 6.3778 | 9471.4328 | 242.34 | -0.18976 | -0.1441
23466 | 15E25G11H08D05M01W03 | 3.03 | 108.97 | 0.64 | 10.18 | 122.82 | 6.3778 | 9471.4328 | 175.98 | -0.18976 | -0.10133
23467 | 15E25G11H08D06M01W02 | 2.74 | 96.54 | 0.64 | 14.95 | 114.87 | 5.6778 | 8445.942 | 238.98 | -0.054045 | -0.030039
23468 | 15E25G11H08D06M01W03 | 2.74 | 96.54 | 0.64 | 10.18 | 110.1 | 5.6778 | 8445.942 | 172.62 | -0.054045 | 0.012733
23469 | 15E25G11H08D07M01W02 | 3.1 | 112.37 | 0.64 | 14.95 | 131.06 | 6.5333 | 9754.4682 | 243.18 | -0.22688 | -0.17522
23470 | 15E25G11H08D07M01W03 | 3.1 | 112.37 | 0.64 | 10.18 | 126.29 | 6.5333 | 9754.4682 | 176.82 | -0.22688 | -0.13244
23471 | 15E25G11H08D07M01W04 | 3.1 | 112.37 | 0.64 | 7.55 | 123.66 | 6.5333 | 9754.4682 | 140.49 | -0.22688 | -0.10886
23472 | 15E25G11H08D07M02W02 | 2.86 | 111.32 | 0.64 | 14.95 | 129.77 | 6.6111 | 9608.8485 | 240.45 | -0.21542 | -0.16365
23473 | 15E25G11H09D05M01W02 | 2.92 | 108.97 | 0.64 | 14.95 | 127.48 | 6.3778 | 9471.4328 | 240.87 | -0.18976 | -0.14311
23474 | 15E25G11H09D05M01W03 | 2.92 | 108.97 | 0.64 | 10.18 | 122.71 | 6.3778 | 9471.4328 | 174.51 | -0.18976 | -0.10034
23475 | 15E25G11H09D07M01W02 | 2.99 | 112.37 | 0.64 | 14.95 | 130.95 | 6.5333 | 9754.4682 | 241.71 | -0.22688 | -0.17423
23476 | 15E25G11H09D07M01W03 | 2.99 | 112.37 | 0.64 | 10.18 | 126.18 | 6.5333 | 9754.4682 | 175.35 | -0.22688 | -0.13146
23477 | 15E25G11H09D07M01W04 | 2.99 | 112.37 | 0.64 | 7.55 | 123.55 | 6.5333 | 9754.4682 | 139.02 | -0.22688 | -0.10787
23478 | 15E25G11H09D07M02W02 | 2.76 | 111.32 | 0.64 | 14.95 | 129.67 | 6.6111 | 9608.8485 | 238.98 | -0.21542 | -0.16275
23479 | 15E25G11H10D05M01W02 | 3.45 | 92.22 | 0.64 | 14.95 | 111.26 | 5.2889 | 8119.8359 | 247.59 | -0.0068785 | 0.0023314
23480 | 15E25G11H10D05M01W03 | 3.45 | 92.22 | 0.64 | 10.18 | 106.49 | 5.2889 | 8119.8359 | 181.23 | -0.0068785 | 0.045104
23481 | 15E25G11H10D07M01W02 | 3.52 | 95.08 | 0.64 | 14.95 | 114.19 | 5.4444 | 8359.8008 | 248.64 | -0.038105 | -0.023942
23482 | 15E25G11H10D07M01W03 | 3.52 | 95.08 | 0.64 | 10.18 | 109.42 | 5.4444 | 8359.8008 | 182.28 | -0.038105 | 0.018831
23483 | 15E25G11H10D07M01W04 | 3.52 | 95.08 | 0.64 | 7.55 | 106.79 | 5.4444 | 8359.8008 | 145.95 | -0.038105 | 0.042414
23484 | 15E25G11H10D07M02W02 | 3.25 | 94.19 | 0.64 | 14.95 | 113.03 | 5.4444 | 8234.6909 | 245.28 | -0.028387 | -0.01354
23485 | 15E25G11H11D05M01W02 | 3.45 | 84.98 | 0.64 | 14.95 | 104.02 | 4.8222 | 7551.714 | 247.59 | 0.072169 | 0.067253
23486 | 15E25G11H11D05M01W03 | 3.45 | 84.98 | 0.64 | 10.18 | 99.25 | 4.8222 | 7551.714 | 181.23 | 0.072169 | 0.11003
23487 | 15E25G11H11D06M01W02 | 3.11 | 75.37 | 0.64 | 14.95 | 94.07 | 4.2778 | 6749.7803 | 243.6 | 0.17709 | 0.15647 | 1
23488 | 15E25G11H11D06M01W03 | 3.11 | 75.37 | 0.64 | 10.18 | 89.3 | 4.2778 | 6749.7803 | 177.24 | 0.17709 | 0.19925 | 1
23489 | 15E25G11H11D07M01W02 | 3.52 | 87.61 | 0.64 | 14.95 | 106.72 | 4.9 | 7773.22 | 248.64 | 0.043455 | 0.043042
23490 | 15E25G11H11D07M01W03 | 3.52 | 87.61 | 0.64 | 10.18 | 101.95 | 4.9 | 7773.22 | 182.28 | 0.043455 | 0.085814
23491 | 15E25G11H11D07M01W04 | 3.52 | 87.61 | 0.64 | 7.55 | 99.32 | 4.9 | 7773.22 | 145.95 | 0.043455 | 0.1094
23492 | 15E25G11H11D07M02W02 | 3.25 | 86.79 | 0.64 | 14.95 | 105.63 | 4.9778 | 7656.3141 | 245.28 | 0.052407 | 0.052816
23493 | 15E25G11H12D05M01W02 | 2.99 | 70.47 | 0.64 | 14.95 | 89.05 | 3.9667 | 6282.1565 | 242.76 | 0.23059 | 0.20149 | 1
23494 | 15E25G11H12D05M01W03 | 2.99 | 70.47 | 0.64 | 10.18 | 84.28 | 3.9667 | 6282.1565 | 176.4 | 0.23059 | 0.24426 | 1
23495 | 15E25G11H12D07M01W02 | 3.06 | 72.65 | 0.64 | 14.95 | 91.3 | 4.0444 | 6466.7448 | 243.81 | 0.20679 | 0.18131 | 1
23496 | 15E25G11H12D07M01W03 | 3.06 | 72.65 | 0.64 | 10.18 | 86.53 | 4.0444 | 6466.7448 | 177.45 | 0.20679 | 0.22409 | 1
23497 | 15E25G11H12D07M01W04 | 3.06 | 72.65 | 0.64 | 7.55 | 83.9 | 4.0444 | 6466.7448 | 141.12 | 0.20679 | 0.24767 | 1
23498 | 15E25G11H12D07M02W02 | 2.83 | 71.97 | 0.64 | 14.95 | 90.39 | 4.1222 | 6370.3487 | 240.87 | 0.21422 | 0.18947 | 1
23499 | 15E25G11H13D05M01W02 | 2.99 | 69.59 | 0.64 | 14.95 | 88.17 | 3.9667 | 6146.7917 | 242.76 | 0.2402 | 0.20938 | 1
23500 | 15E25G11H13D05M01W03 | 2.99 | 69.59 | 0.64 | 10.18 | 83.4 | 3.9667 | 6146.7917 | 176.4 | 0.2402 | 0.25215 | 1
23501 | 15E25G11H13D07M01W02 | 3.06 | 71.76 | 0.64 | 14.95 | 90.41 | 4.0444 | 6329.329 | 243.81 | 0.21651 | 0.18929 | 1
23502 | 15E25G11H13D07M01W03 | 3.06 | 71.76 | 0.64 | 10.18 | 85.64 | 4.0444 | 6329.329 | 177.45 | 0.21651 | 0.23207 | 1
23503 | 15E25G11H13D07M01W04 | 3.06 | 71.76 | 0.64 | 7.55 | 83.01 | 4.0444 | 6329.329 | 141.12 | 0.21651 | 0.25565 | 1
23504 | 15E25G11H13D07M02W02 | 2.83 | 71.08 | 0.64 | 14.95 | 89.5 | 4.1222 | 6232.9329 | 240.87 | 0.22393 | 0.19745 | 1
23505 | 15E25G11H14D05M01W02 | 3.45 | 83.96 | 0.64 | 14.95 | 103 | 4.8222 | 7393.7885 | 247.59 | 0.083306 | 0.076399
23506 | 15E25G11H14D05M01W03 | 3.45 | 83.96 | 0.64 | 10.18 | 98.23 | 4.8222 | 7393.7885 | 181.23 | 0.083306 | 0.11917
23507 | 15E25G11H14D07M01W02 | 3.52 | 86.57 | 0.64 | 14.95 | 105.68 | 4.9 | 7613.2435 | 248.64 | 0.054809 | 0.052367
23508 | 15E25G11H14D07M01W03 | 3.52 | 86.57 | 0.64 | 10.18 | 100.91 | 4.9 | 7613.2435 | 182.28 | 0.054809 | 0.09514
23509 | 15E25G11H14D07M01W04 | 3.52 | 86.57 | 0.64 | 7.55 | 98.28 | 4.9 | 7613.2435 | 145.95 | 0.054809 | 0.11872
23510 | 15E25G11H14D07M02W02 | 3.25 | 85.75 | 0.64 | 14.95 | 104.59 | 4.9778 | 7498.3885 | 245.28 | 0.063762 | 0.062141
23511 | 15E25G12H07D04M01W02 | 2.75 | 173.39 | 0.64 | 14.95 | 191.73 | 9.1 | 15728.9774 | 239.61 | -0.89311 | -0.71924
23512 | 15E25G12H07D05M01W02 | 2.2 | 141.33 | 0.64 | 14.95 | 159.12 | 7.6222 | 12898.6229 | 233.1 | -0.54307 | -0.42683
23513 | 15E25G12H07D05M01W03 | 2.2 | 141.33 | 0.64 | 10.18 | 154.35 | 7.6222 | 12898.6229 | 166.74 | -0.54307 | -0.38406
23514 | 15E25G12H07D06M01W02 | 2.01 | 129.4 | 0.64 | 14.95 | 147 | 7 | 11887.489 | 230.79 | -0.41282 | -0.31815
23515 | 15E25G12H07D06M01W03 | 2.01 | 129.4 | 0.64 | 10.18 | 142.23 | 7 | 11887.489 | 164.43 | -0.41282 | -0.27538
23516 | 15E25G12H07D07M01W02 | 2.26 | 144.56 | 0.64 | 14.95 | 162.41 | 7.7778 | 13177.5564 | 233.73 | -0.57834 | -0.45633
23517 | 15E25G12H07D07M01W03 | 2.26 | 144.56 | 0.64 | 10.18 | 157.64 | 7.7778 | 13177.5564 | 167.37 | -0.57834 | -0.41356
23518 | 15E25G12H07D07M01W04 | 2.26 | 144.56 | 0.64 | 7.55 | 155.01 | 7.7778 | 13177.5564 | 131.04 | -0.57834 | -0.38997
23519 | 15E25G12H07D07M02W02 | 1.77 | 143.34 | 0.64 | 14.95 | 160.7 | 7.8556 | 12966.3053 | 228.06 | -0.56502 | -0.441
23520 | 15E25G12H08D05M01W02 | 1.94 | 141.33 | 0.64 | 14.95 | 158.86 | 7.6222 | 12898.6229 | 229.74 | -0.54307 | -0.4245
23521 | 15E25G12H08D05M01W03 | 1.94 | 141.33 | 0.64 | 10.18 | 154.09 | 7.6222 | 12898.6229 | 163.38 | -0.54307 | -0.38173
23522 | 15E25G12H08D06M01W02 | 1.77 | 129.4 | 0.64 | 14.95 | 146.76 | 7 | 11887.489 | 227.64 | -0.41282 | -0.316
23523 | 15E25G12H08D06M01W03 | 1.77 | 129.4 | 0.64 | 10.18 | 141.99 | 7 | 11887.489 | 161.28 | -0.41282 | -0.27322
23524 | 15E25G12H08D07M01W02 | 1.99 | 144.56 | 0.64 | 14.95 | 162.14 | 7.7778 | 13177.5564 | 230.37 | -0.57834 | -0.45391
23525 | 15E25G12H08D07M01W03 | 1.99 | 144.56 | 0.64 | 10.18 | 157.37 | 7.7778 | 13177.5564 | 164.01 | -0.57834 | -0.41114
23526 | 15E25G12H08D07M01W04 | 1.99 | 144.56 | 0.64 | 7.55 | 154.74 | 7.7778 | 13177.5564 | 127.68 | -0.57834 | -0.38755
23527 | 15E25G12H08D07M02W02 | 1.56 | 143.34 | 0.64 | 14.95 | 160.49 | 7.8556 | 12966.3053 | 225.33 | -0.56502 | -0.43911
23528 | 15E25G12H09D05M01W02 | 1.87 | 141.33 | 0.64 | 14.95 | 158.79 | 7.6222 | 12898.6229 | 228.69 | -0.54307 | -0.42387
23529 | 15E25G12H09D05M01W03 | 1.87 | 141.33 | 0.64 | 10.18 | 154.02 | 7.6222 | 12898.6229 | 162.33 | -0.54307 | -0.3811
23530 | 15E25G12H09D07M01W02 | 1.92 | 144.56 | 0.64 | 14.95 | 162.07 | 7.7778 | 13177.5564 | 229.32 | -0.57834 | -0.45328
23531 | 15E25G12H09D07M01W03 | 1.92 | 144.56 | 0.64 | 10.18 | 157.3 | 7.7778 | 13177.5564 | 162.96 | -0.57834 | -0.41051
23532 | 15E25G12H09D07M01W04 | 1.92 | 144.56 | 0.64 | 7.55 | 154.67 | 7.7778 | 13177.5564 | 126.63 | -0.57834 | -0.38693
23533 | 15E25G12H09D07M02W02 | 1.5 | 143.34 | 0.64 | 14.95 | 160.43 | 7.8556 | 12966.3053 | 224.49 | -0.56502 | -0.43858
23534 | 15E25G12H10D05M01W02 | 2.2 | 119.97 | 0.64 | 14.95 | 137.76 | 6.3 | 11093.7592 | 233.1 | -0.30986 | -0.23529
23535 | 15E25G12H10D05M01W03 | 2.2 | 119.97 | 0.64 | 10.18 | 132.99 | 6.3 | 11093.7592 | 166.74 | -0.30986 | -0.19252
23536 | 15E25G12H10D07M01W02 | 2.26 | 122.69 | 0.64 | 14.95 | 140.54 | 6.4556 | 11333.724 | 233.73 | -0.33956 | -0.26022
23537 | 15E25G12H10D07M01W03 | 2.26 | 122.69 | 0.64 | 10.18 | 135.77 | 6.4556 | 11333.724 | 167.37 | -0.33956 | -0.21745
23538 | 15E25G12H10D07M01W04 | 2.26 | 122.69 | 0.64 | 7.55 | 133.14 | 6.4556 | 11333.724 | 131.04 | -0.33956 | -0.19387
23539 | 15E25G12H10D07M02W02 | 1.77 | 121.61 | 0.64 | 14.95 | 138.97 | 6.5333 | 11145.0337 | 228.06 | -0.32777 | -0.24614
23540 | 15E25G12H11D05M01W02 | 2.2 | 110.82 | 0.64 | 14.95 | 128.61 | 5.7556 | 10349.2529 | 233.1 | -0.20996 | -0.15325
23541 | 15E25G12H11D05M01W03 | 2.2 | 110.82 | 0.64 | 10.18 | 123.84 | 5.7556 | 10349.2529 | 166.74 | -0.20996 | -0.11047
23542 | 15E25G12H11D06M01W02 | 2.01 | 101.58 | 0.64 | 14.95 | 119.18 | 5.2889 | 9553.472 | 230.79 | -0.10907 | -0.068687
23543 | 15E25G12H11D06M01W03 | 2.01 | 101.58 | 0.64 | 10.18 | 114.41 | 5.2889 | 9553.472 | 164.43 | -0.10907 | -0.025915
23544 | 15E25G12H11D07M01W02 | 2.26 | 113.33 | 0.64 | 14.95 | 131.18 | 5.9111 | 10570.7589 | 233.73 | -0.23736 | -0.17629
23545 | 15E25G12H11D07M01W03 | 2.26 | 113.33 | 0.64 | 10.18 | 126.41 | 5.9111 | 10570.7589 | 167.37 | -0.23736 | -0.13352
23546 | 15E25G12H11D07M01W04 | 2.26 | 113.33 | 0.64 | 7.55 | 123.78 | 5.9111 | 10570.7589 | 131.04 | -0.23736 | -0.10994
23547 | 15E25G12H11D07M02W02 | 1.77 | 112.3 | 0.64 | 14.95 | 129.66 | 5.9111 | 10390.2725 | 228.06 | -0.22612 | -0.16266
23548 | 15E25G12H12D05M01W02 | 1.92 | 91.94 | 0.64 | 14.95 | 109.45 | 4.7444 | 8614.1225 | 229.95 | -0.0038214 | 0.018562
23549 | 15E25G12H12D05M01W03 | 1.92 | 91.94 | 0.64 | 10.18 | 104.68 | 4.7444 | 8614.1225 | 163.59 | -0.0038214 | 0.061334
23550 | 15E25G12H12D07M01W02 | 1.97 | 94.02 | 0.64 | 14.95 | 111.58 | 4.8222 | 8796.6598 | 230.58 | -0.026531 | -0.00053802
23551 | 15E25G12H12D07M01W03 | 1.97 | 94.02 | 0.64 | 10.18 | 106.81 | 4.8222 | 8796.6598 | 164.22 | -0.026531 | 0.042235
23552 | 15E25G12H12D07M01W04 | 1.97 | 94.02 | 0.64 | 7.55 | 104.18 | 4.8222 | 8796.6598 | 127.89 | -0.026531 | 0.065818
23553 | 15E25G12H12D07M02W02 | 1.54 | 93.16 | 0.64 | 14.95 | 110.29 | 4.9 | 8646.9382 | 225.54 | -0.017142 | 0.011029
23554 | 15E25G12H13D05M01W02 | 1.92 | 90.5 | 0.64 | 14.95 | 108.01 | 4.7444 | 8386.4635 | 229.95 | 0.011901 | 0.031474
23555 | 15E25G12H13D05M01W03 | 1.92 | 90.5 | 0.64 | 10.18 | 103.24 | 4.7444 | 8386.4635 | 163.59 | 0.011901 | 0.074247
23556 | 15E25G12H13D07M01W02 | 1.97 | 92.55 | 0.64 | 14.95 | 110.11 | 4.8222 | 8564.8989 | 230.58 | -0.010481 | 0.012643
23557 | 15E25G12H13D07M01W03 | 1.97 | 92.55 | 0.64 | 10.18 | 105.34 | 4.8222 | 8564.8989 | 164.22 | -0.010481 | 0.055416
23558 | 15E25G12H13D07M01W04 | 1.97 | 92.55 | 0.64 | 7.55 | 102.71 | 4.8222 | 8564.8989 | 127.89 | -0.010481 | 0.078999
23559 | 15E25G12H13D07M02W02 | 1.54 | 91.75 | 0.64 | 14.95 | 108.88 | 4.9 | 8423.3812 | 225.54 | -0.0017469 | 0.023673
23560 | 15E25G12H14D05M01W02 | 2.2 | 109.14 | 0.64 | 14.95 | 126.93 | 5.7556 | 10084.6762 | 233.1 | -0.19161 | -0.13818
23561 | 15E25G12H14D05M01W03 | 2.2 | 109.14 | 0.64 | 10.18 | 122.16 | 5.7556 | 10084.6762 | 166.74 | -0.19161 | -0.095409
23562 | 15E25G12H14D07M01W02 | 2.26 | 111.63 | 0.64 | 14.95 | 129.48 | 5.9111 | 10302.0803 | 233.73 | -0.2188 | -0.16105
23563 | 15E25G12H14D07M01W03 | 2.26 | 111.63 | 0.64 | 10.18 | 124.71 | 5.9111 | 10302.0803 | 167.37 | -0.2188 | -0.11827
23564 | 15E25G12H14D07M01W04 | 2.26 | 111.63 | 0.64 | 7.55 | 122.08 | 5.9111 | 10302.0803 | 131.04 | -0.2188 | -0.094692
23565 | 15E25G12H14D07M02W02 | 1.77 | 110.66 | 0.64 | 14.95 | 128.02 | 5.9111 | 10131.8488 | 228.06 | -0.20821 | -0.14796
23566 | 16E16G03H01D03M01W01 | 53.01 | 14.76 | 0.65 | 20.11 | 88.53 | 2.4889 | 1759.7422 | 918.12 | 0 | 0 |  | 0.92486 | 1218.5876 | 829.1486 | 0.44147 | 880.3622 | 648.9799
23567 | 16E16G09H01D03M01W01 | 48.7 | 9.56 | 0.65 | 20.11 | 79.02 | 1.6333 | 1398.7694 | 865.83 | 0.3523 | 0.10742
23568 | 16E16G09H04D03M01W01 | 48.26 | 8.82 | 0.65 | 20.11 | 77.84 | 1.5556 | 1152.6516 | 874.65 | 0.40244 | 0.12075
23569 | 16E16G09H07D03M01W01 | 47.58 | 9.56 | 0.65 | 20.11 | 77.9 | 1.6333 | 1398.7694 | 851.13 | 0.3523 | 0.12007
23570 | 16E16G09H07D04M01W01 | 56.84 | 12.09 | 0.65 | 20.11 | 89.69 | 2.1 | 1681.8049 | 962.85 | 0.18089 | -0.013103
23571 | 16E16G09H07D04M01W02 | 56.84 | 12.09 | 0.65 | 18.71 | 88.29 | 2.1 | 1681.8049 | 943.53 | 0.18089 | 0.0027109
23572 | 16E16G09H07D05M01W01 | 47.58 | 9.56 | 0.65 | 20.11 | 77.9 | 1.6333 | 1398.7694 | 851.13 | 0.3523 | 0.12007
23573 | 16E16G09H07D05M01W02 | 47.58 | 9.56 | 0.65 | 18.71 | 76.5 | 1.6333 | 1398.7694 | 831.81 | 0.3523 | 0.13589
23574 | 16E16G09H07D05M01W03 | 47.58 | 9.56 | 0.65 | 13.97 | 71.76 | 1.6333 | 1398.7694 | 765.87 | 0.3523 | 0.18943 | 1
23575 | 16E16G09H07D06M01W01 | 43.77 | 8.22 | 0.65 | 20.11 | 72.75 | 1.4 | 1263.4046 | 805.35 | 0.44309 | 0.17824 | 1
23576 | 16E16G09H07D06M01W02 | 43.77 | 8.22 | 0.65 | 18.71 | 71.35 | 1.4 | 1263.4046 | 786.03 | 0.44309 | 0.19406 | 1
23577 | 16E16G09H07D06M01W03 | 43.77 | 8.22 | 0.65 | 13.97 | 66.61 | 1.4 | 1263.4046 | 720.09 | 0.44309 | 0.2476 | 1
23578 | 16E16G09H07D07M01W01 | 48.55 | 9.95 | 0.65 | 20.11 | 79.26 | 1.7111 | 1435.6871 | 862.89 | 0.32588 | 0.10471
23579 | 16E16G09H07D07M01W02 | 48.55 | 9.95 | 0.65 | 18.71 | 77.86 | 1.7111 | 1435.6871 | 843.57 | 0.32588 | 0.12052
23580 | 16E16G09H07D07M01W03 | 48.55 | 9.95 | 0.65 | 13.97 | 73.12 | 1.7111 | 1435.6871 | 777.63 | 0.32588 | 0.17407 | 1
23581 | 16E16G09H07D07M01W04 | 48.55 | 9.95 | 0.65 | 10.04 | 69.19 | 1.7111 | 1435.6871 | 723.24 | 0.32588 | 0.21846 | 1
23582 | 16E16G09H07D07M02W02 | 48.55 | 7.93 | 0.65 | 18.71 | 75.84 | 1.3222 | 1320.8321 | 842.94 | 0.46274 | 0.14334
23583 | 16E16G09H08D03M01W01 | 41.9 | 9.56 | 0.65 | 20.11 | 72.22 | 1.6333 | 1398.7694 | 776.58 | 0.3523 | 0.18423 | 1
23584 | 16E16G09H08D05M01W01 | 41.9 | 9.56 | 0.65 | 20.11 | 72.22 | 1.6333 | 1398.7694 | 776.58 | 0.3523 | 0.18423 | 1
23585 | 16E16G09H08D05M01W02 | 41.9 | 9.56 | 0.65 | 18.71 | 70.82 | 1.6333 | 1398.7694 | 757.26 | 0.3523 | 0.20005 | 1
23586 | 16E16G09H08D05M01W03 | 41.9 | 9.56 | 0.65 | 13.97 | 66.08 | 1.6333 | 1398.7694 | 691.32 | 0.3523 | 0.25359 | 1
23587 | 16E16G09H08D06M01W01 | 38.55 | 8.22 | 0.65 | 20.11 | 67.53 | 1.4 | 1263.4046 | 736.68 | 0.44309 | 0.23721 | 1
23588 | 16E16G09H08D06M01W02 | 38.55 | 8.22 | 0.65 | 18.71 | 66.13 | 1.4 | 1263.4046 | 717.36 | 0.44309 | 0.25302 | 1
23589 | 16E16G09H08D06M01W03 | 38.55 | 8.22 | 0.65 | 13.97 | 61.39 | 1.4 | 1263.4046 | 651.42 | 0.44309 | 0.30656 | 1
23590 | 16E16G09H08D07M01W01 | 42.76 | 9.96 | 0.65 | 20.11 | 73.48 | 1.7111 | 1435.6871 | 786.66 | 0.3252 | 0.17 | 1
23591 | 16E16G09H08D07M01W02 | 42.76 | 9.96 | 0.65 | 18.71 | 72.08 | 1.7111 | 1435.6871 | 767.34 | 0.3252 | 0.18581 | 1
23592 | 16E16G09H08D07M01W03 | 42.76 | 9.96 | 0.65 | 13.97 | 67.34 | 1.7111 | 1435.6871 | 701.4 | 0.3252 | 0.23935 | 1
23593 | 16E16G09H08D07M01W04 | 42.76 | 9.96 | 0.65 | 10.04 | 63.41 | 1.7111 | 1435.6871 | 647.01 | 0.3252 | 0.28375 | 1
23594 | 16E16G09H08D07M02W02 | 42.76 | 7.94 | 0.65 | 18.71 | 70.06 | 1.3222 | 1320.8321 | 766.92 | 0.46206 | 0.20863 | 1
23595 | 16E16G09H09D03M01W01 | 40.33 | 9.56 | 0.65 | 20.11 | 70.65 | 1.6333 | 1398.7694 | 755.79 | 0.3523 | 0.20197 | 1
23596 | 16E16G09H09D05M01W01 | 40.33 | 9.57 | 0.65 | 20.11 | 70.66 | 1.6333 | 1398.7694 | 755.79 | 0.35163 | 0.20185 | 1
23597 | 16E16G09H09D05M01W02 | 40.33 | 9.57 | 0.65 | 18.71 | 69.26 | 1.6333 | 1398.7694 | 736.47 | 0.35163 | 0.21767 | 1
23598 | 16E16G09H09D05M01W03 | 40.33 | 9.57 | 0.65 | 13.97 | 64.52 | 1.6333 | 1398.7694 | 670.53 | 0.35163 | 0.27121 | 1
23599 | 16E16G09H09D07M01W01 | 41.15 | 9.96 | 0.65 | 20.11 | 71.87 | 1.7111 | 1435.6871 | 765.45 | 0.3252 | 0.18818 | 1
23600 | 16E16G09H09D07M01W02 | 41.15 | 9.96 | 0.65 | 18.71 | 70.47 | 1.7111 | 1435.6871 | 746.13 | 0.3252 | 0.204 | 1
23601 | 16E16G09H09D07M01W03 | 41.15 | 9.96 | 0.65 | 13.97 | 65.73 | 1.7111 | 1435.6871 | 680.19 | 0.3252 | 0.25754 | 1
23602 | 16E16G09H09D07M01W04 | 41.15 | 9.96 | 0.65 | 10.04 | 61.8 | 1.7111 | 1435.6871 | 625.8 | 0.3252 | 0.30193 | 1
23603 | 16E16G09H09D07M02W02 | 41.15 | 7.94 | 0.65 | 18.71 | 68.45 | 1.3222 | 1320.8321 | 745.71 | 0.46206 | 0.22682 | 1
23604 | 16E16G09H10D03M01W01 | 47.58 | 8.74 | 0.65 | 20.11 | 77.08 | 1.4778 | 1353.6478 | 851.13 | 0.40786 | 0.12933
23605 | 16E16G09H10D05M01W01 | 47.58 | 8.74 | 0.65 | 20.11 | 77.08 | 1.4778 | 1353.6478 | 851.13 | 0.40786 | 0.12933
23606 | 16E16G09H10D05M01W02 | 47.58 | 8.74 | 0.65 | 18.71 | 75.68 | 1.4778 | 1353.6478 | 831.81 | 0.40786 | 0.14515
23607 | 16E16G09H10D05M01W03 | 47.58 | 8.74 | 0.65 | 13.97 | 70.94 | 1.4778 | 1353.6478 | 765.87 | 0.40786 | 0.19869 | 1
23608 | 16E16G09H10D07M01W01 | 48.55 | 9.1 | 0.65 | 20.11 | 78.41 | 1.5556 | 1388.5145 | 862.89 | 0.38347 | 0.11431
23609 | 16E16G09H10D07M01W02 | 48.55 | 9.1 | 0.65 | 18.71 | 77.01 | 1.5556 | 1388.5145 | 843.57 | 0.38347 | 0.13013
23610 | 16E16G09H10D07M01W03 | 48.55 | 9.1 | 0.65 | 13.97 | 72.27 | 1.5556 | 1388.5145 | 777.63 | 0.38347 | 0.18367 | 1
23611 | 16E16G09H10D07M01W04 | 48.55 | 9.1 | 0.65 | 10.04 | 68.34 | 1.5556 | 1388.5145 | 723.24 | 0.38347 | 0.22806 | 1
23612 | 16E16G09H10D07M02W02 | 48.55 | 7.25 | 0.65 | 18.71 | 75.16 | 1.2444 | 1281.8635 | 842.94 | 0.50881 | 0.15102 | 1
23613 | 16E16G09H11D03M01W01 | 47.58 | 8.57 | 0.65 | 20.11 | 76.91 | 1.4778 | 1347.4949 | 851.13 | 0.41938 | 0.13125
23614 | 16E16G09H11D05M01W01 | 47.58 | 8.57 | 0.65 | 20.11 | 76.91 | 1.4778 | 1347.4949 | 851.13 | 0.41938 | 0.13125
23615 | 16E16G09H11D05M01W02 | 47.58 | 8.57 | 0.65 | 18.71 | 75.51 | 1.4778 | 1347.4949 | 831.81 | 0.41938 | 0.14707
23616 | 16E16G09H11D05M01W03 | 47.58 | 8.57 | 0.65 | 13.97 | 70.77 | 1.4778 | 1347.4949 | 765.87 | 0.41938 | 0.20061 | 1
23617 | 16E16G09H11D06M01W01 | 43.77 | 7.38 | 0.65 | 20.11 | 71.91 | 1.2444 | 1218.283 | 805.35 | 0.5 | 0.18773 | 1
23618 | 16E16G09H11D06M01W02 | 43.77 | 7.38 | 0.65 | 18.71 | 70.51 | 1.2444 | 1218.283 | 786.03 | 0.5 | 0.20355 | 1
23619 | 16E16G09H11D06M01W03 | 43.77 | 7.38 | 0.65 | 13.97 | 65.77 | 1.2444 | 1218.283 | 720.09 | 0.5 | 0.25709 | 1
23620 | 16E16G09H11D07M01W01 | 48.55 | 8.92 | 0.65 | 20.11 | 78.23 | 1.5556 | 1380.3106 | 862.89 | 0.39566 | 0.11634
23621 | 16E16G09H11D07M01W02 | 48.55 | 8.92 | 0.65 | 18.71 | 76.83 | 1.5556 | 1380.3106 | 843.57 | 0.39566 | 0.13216
23622 | 16E16G09H11D07M01W03 | 48.55 | 8.92 | 0.65 | 13.97 | 72.09 | 1.5556 | 1380.3106 | 777.63 | 0.39566 | 0.1857 | 1
23623 | 16E16G09H11D07M01W04 | 48.55 | 8.92 | 0.65 | 10.04 | 68.16 | 1.5556 | 1380.3106 | 723.24 | 0.39566 | 0.23009 | 1
23624 | 16E16G09H11D07M02W02 | 48.55 | 7.11 | 0.65 | 18.71 | 75.02 | 1.1667 | 1275.7105 | 842.94 | 0.51829 | 0.1526 | 1
23625 | 16E16G09H12D03M01W01 | 41.36 | 7.15 | 0.65 | 20.11 | 69.27 | 1.2444 | 1060.3575 | 783.93 | 0.51558 | 0.21755 | 1
23626 | 16E16G09H12D05M01W01 | 41.36 | 7.15 | 0.65 | 20.11 | 69.27 | 1.2444 | 1060.3575 | 783.93 | 0.51558 | 0.21755 | 1
23627 | 16E16G09H12D05M01W02 | 41.36 | 7.15 | 0.65 | 18.71 | 67.87 | 1.2444 | 1060.3575 | 764.61 | 0.51558 | 0.23337 | 1
23628 | 16E16G09H12D05M01W03 | 41.36 | 7.15 | 0.65 | 13.97 | 63.13 | 1.2444 | 1060.3575 | 698.67 | 0.51558 | 0.28691 | 1
23629 | 16E16G09H12D07M01W01 | 42.21 | 7.44 | 0.65 | 20.11 | 70.41 | 1.2444 | 1087.0202 | 794.43 | 0.49593 | 0.20468 | 1
23630 | 16E16G09H12D07M01W02 | 42.21 | 7.44 | 0.65 | 18.71 | 69.01 | 1.2444 | 1087.0202 | 775.11 | 0.49593 | 0.22049 | 1
23631 | 16E16G09H12D07M01W03 | 42.21 | 7.44 | 0.65 | 13.97 | 64.27 | 1.2444 | 1087.0202 | 709.17 | 0.49593 | 0.27403 | 1
23632 | 16E16G09H12D07M01W04 | 42.21 | 7.44 | 0.65 | 10.04 | 60.34 | 1.2444 | 1087.0202 | 654.78 | 0.49593 | 0.31842 | 1
23633 | 16E16G09H12D07M02W02 | 42.2 | 5.93 | 0.65 | 18.71 | 67.49 | 1.0111 | 998.828 | 774.48 | 0.59824 | 0.23766 | 1
23634 | 16E16G09H13D03M01W01 | 41.36 | 6.45 | 0.65 | 20.11 | 68.57 | 1.0889 | 1015.2359 | 783.93 | 0.56301 | 0.22546 | 1
23635 | 16E16G09H13D05M01W01 | 41.36 | 6.45 | 0.65 | 20.11 | 68.57 | 1.0889 | 1015.2359 | 783.93 | 0.56301 | 0.22546 | 1
23636 | 16E16G09H13D05M01W02 | 41.36 | 6.45 | 0.65 | 18.71 | 67.17 | 1.0889 | 1015.2359 | 764.61 | 0.56301 | 0.24127 | 1
23637 | 16E16G09H13D05M01W03 | 41.36 | 6.45 | 0.65 | 13.97 | 62.43 | 1.0889 | 1015.2359 | 698.67 | 0.56301 | 0.29482 | 1
23638 | 16E16G09H13D07M01W01 | 42.21 | 6.72 | 0.65 | 20.11 | 69.69 | 1.1667 | 1039.8476 | 794.43 | 0.54472 | 0.21281 | 1
23639 | 16E16G09H13D07M01W02 | 42.21 | 6.72 | 0.65 | 18.71 | 68.29 | 1.1667 | 1039.8476 | 775.11 | 0.54472 | 0.22862 | 1
23640 | 16E16G09H13D07M01W03 | 42.21 | 6.72 | 0.65 | 13.97 | 63.55 | 1.1667 | 1039.8476 | 709.17 | 0.54472 | 0.28216 | 1
23641 | 16E16G09H13D07M01W04 | 42.21 | 6.72 | 0.65 | 10.04 | 59.62 | 1.1667 | 1039.8476 | 654.78 | 0.54472 | 0.32656 | 1
23642 | 16E16G09H13D07M02W02 | 42.2 | 5.36 | 0.65 | 18.71 | 66.92 | 0.93333 | 961.9103 | 774.48 | 0.63686 | 0.2441 | 1
23643 | 16E16G09H14D03M01W01 | 47.58 | 7.76 | 0.65 | 20.11 | 76.1 | 1.3222 | 1294.1694 | 851.13 | 0.47425 | 0.1404
23644 | 16E16G09H14D05M01W01 | 47.58 | 7.76 | 0.65 | 20.11 | 76.1 | 1.3222 | 1294.1694 | 851.13 | 0.47425 | 0.1404
23645 | 16E16G09H14D05M01W02 | 47.58 | 7.76 | 0.65 | 18.71 | 74.7 | 1.3222 | 1294.1694 | 831.81 | 0.47425 | 0.15622 | 1
23646 | 16E16G09H14D05M01W03 | 47.58 | 7.76 | 0.65 | 13.97 | 69.96 | 1.3222 | 1294.1694 | 765.87 | 0.47425 | 0.20976 | 1
23647 | 16E16G09H14D07M01W01 | 48.55 | 8.08 | 0.65 | 20.11 | 77.39 | 1.4 | 1324.9341 | 862.89 | 0.45257 | 0.12583
23648 | 16E16G09H14D07M01W02 | 48.55 | 8.08 | 0.65 | 18.71 | 75.99 | 1.4 | 1324.9341 | 843.57 | 0.45257 | 0.14165
23649 | 16E16G09H14D07M01W03 | 48.55 | 8.08 | 0.65 | 13.97 | 71.25 | 1.4 | 1324.9341 | 777.63 | 0.45257 | 0.19519 | 1
23650 | 16E16G09H14D07M01W04 | 48.55 | 8.08 | 0.65 | 10.04 | 67.32 | 1.4 | 1324.9341 | 723.24 | 0.45257 | 0.23958 | 1
23651 | 16E16G09H14D07M02W02 | 48.55 | 6.44 | 0.65 | 18.71 | 74.35 | 1.0889 | 1232.6399 | 842.94 | 0.56369 | 0.16017 | 1
23652 | 16E17G09H07D04M01W02 | 68.1 | 13.94 | 0.65 | 18.71 | 101.4 | 2.4889 | 1944.3305 | 1080.66 | 0.055556 | -0.14537
23653 | 16E17G09H07D05M01W02 | 57.6 | 11.01 | 0.65 | 18.71 | 87.97 | 1.9444 | 1626.4284 | 953.61 | 0.25407 | 0.0063255
23654 | 16E17G09H07D05M01W03 | 57.6 | 11.01 | 0.65 | 13.97 | 83.23 | 1.9444 | 1626.4284 | 887.67 | 0.25407 | 0.059867
23655 | 16E17G09H07D06M01W02 | 53.58 | 9.5 | 0.65 | 18.71 | 82.44 | 1.6333 | 1480.8087 | 905.31 | 0.35637 | 0.06879
23656 | 16E17G09H07D06M01W03 | 53.58 | 9.5 | 0.65 | 13.97 | 77.7 | 1.6333 | 1480.8087 | 839.37 | 0.35637 | 0.12233
23657 | 16E17G09H07D07M01W02 | 58.61 | 11.46 | 0.65 | 18.71 | 89.43 | 2.0222 | 1665.397 | 965.79 | 0.22358 | -0.010166
23658 | 16E17G09H07D07M01W03 | 58.61 | 11.46 | 0.65 | 13.97 | 84.69 | 2.0222 | 1665.397 | 899.85 | 0.22358 | 0.043375
23659 | 16E17G09H07D07M01W04 | 58.61 | 11.46 | 0.65 | 10.04 | 80.76 | 2.0222 | 1665.397 | 845.46 | 0.22358 | 0.087767
23660 | 16E17G09H07D07M02W02 | 58.65 | 9.23 | 0.65 | 18.71 | 87.24 | 1.6333 | 1544.3891 | 965.79 | 0.37466 | 0.014571
23661 | 16E17G09H08D05M01W02 | 50.73 | 11.01 | 0.65 | 18.71 | 81.1 | 1.9444 | 1626.4284 | 863.1 | 0.25407 | 0.083926
23662 | 16E17G09H08D05M01W03 | 50.73 | 11.01 | 0.65 | 13.97 | 76.36 | 1.9444 | 1626.4284 | 797.16 | 0.25407 | 0.13747
23663 | 16E17G09H08D06M01W02 | 47.19 | 9.5 | 0.65 | 18.71 | 76.05 | 1.6333 | 1480.8087 | 820.89 | 0.35637 | 0.14097
23664 | 16E17G09H08D06M01W03 | 47.19 | 9.5 | 0.65 | 13.97 | 71.31 | 1.6333 | 1480.8087 | 754.95 | 0.35637 | 0.19451 | 1
23665 | 16E17G09H08D07M01W02 | 51.61 | 11.46 | 0.65 | 18.71 | 82.43 | 2.0222 | 1665.397 | 873.6 | 0.22358 | 0.068903
23666 | 16E17G09H08D07M01W03 | 51.61 | 11.46 | 0.65 | 13.97 | 77.69 | 2.0222 | 1665.397 | 807.66 | 0.22358 | 0.12244
23667 | 16E17G09H08D07M01W04 | 51.61 | 11.46 | 0.65 | 10.04 | 73.76 | 2.0222 | 1665.397 | 753.27 | 0.22358 | 0.16684 | 1
23668 | 16E17G09H08D07M02W02 | 51.65 | 9.23 | 0.65 | 18.71 | 80.24 | 1.6333 | 1544.3891 | 873.6 | 0.37466 | 0.093641
23669 | 16E17G09H09D05M01W02 | 48.82 | 11.01 | 0.65 | 18.71 | 79.19 | 1.9444 | 1626.4284 | 837.9 | 0.25407 | 0.1055
23670 | 16E17G09H09D05M01W03 | 48.82 | 11.01 | 0.65 | 13.97 | 74.45 | 1.9444 | 1626.4284 | 771.96 | 0.25407 | 0.15904 | 1
23671 | 16E17G09H09D07M01W02 | 49.67 | 11.46 | 0.65 | 18.71 | 80.49 | 2.0222 | 1665.397 | 848.19 | 0.22358 | 0.090817
23672 | 16E17G09H09D07M01W03 | 49.67 | 11.46 | 0.65 | 13.97 | 75.75 | 2.0222 | 1665.397 | 782.25 | 0.22358 | 0.14436
23673 | 16E17G09H09D07M01W04 | 49.67 | 11.46 | 0.65 | 10.04 | 71.82 | 2.0222 | 1665.397 | 727.86 | 0.22358 | 0.18875 | 1
23674 | 16E17G09H09D07M02W02 | 49.71 | 9.23 | 0.65 | 18.71 | 78.3 | 1.6333 | 1544.3891 | 847.98 | 0.37466 | 0.11555
23675 | 16E17G09H10D05M01W02 | 57.6 | 10.05 | 0.65 | 18.71 | 87.01 | 1.7111 | 1575.1538 | 953.61 | 0.31911 | 0.017169
23676 | 16E17G09H10D05M01W03 | 57.6 | 10.05 | 0.65 | 13.97 | 82.27 | 1.7111 | 1575.1538 | 887.67 | 0.31911 | 0.07071
23677 | 16E17G09H10D07M01W02 | 58.61 | 10.46 | 0.65 | 18.71 | 88.43 | 1.7889 | 1612.0715 | 965.79 | 0.29133 | 0.0011296
23678 | 16E17G09H10D07M01W03 | 58.61 | 10.46 | 0.65 | 13.97 | 83.69 | 1.7889 | 1612.0715 | 899.85 | 0.29133 | 0.054671
23679 | 16E17G09H10D07M01W04 | 58.61 | 10.46 | 0.65 | 10.04 | 79.76 | 1.7889 | 1612.0715 | 845.46 | 0.29133 | 0.099062
23680 | 16E17G09H10D07M02W02 | 58.65 | 8.43 | 0.65 | 18.71 | 86.44 | 1.4778 | 1499.2675 | 965.79 | 0.42886 | 0.023608
23681 | 16E17G09H11D05M01W02 | 57.6 | 9.84 | 0.65 | 18.71 | 86.8 | 1.7111 | 1566.9499 | 953.61 | 0.33333 | 0.019541
23682 | 16E17G09H11D05M01W03 | 57.6 | 9.84 | 0.65 | 13.97 | 82.06 | 1.7111 | 1566.9499 | 887.67 | 0.33333 | 0.073083
23683 | 16E17G09H11D06M01W02 | 53.58 | 8.5 | 0.65 | 18.71 | 81.44 | 1.4778 | 1429.5341 | 905.31 | 0.42412 | 0.080086
23684 | 16E17G09H11D06M01W03 | 53.58 | 8.5 | 0.65 | 13.97 | 76.7 | 1.4778 | 1429.5341 | 839.37 | 0.42412 | 0.13363
23685 | 16E17G09H11D07M01W02 | 58.61 | 10.24 | 0.65 | 18.71 | 88.21 | 1.7889 | 1601.8166 | 965.79 | 0.30623 | 0.0036146
23686 | 16E17G09H11D07M01W03 | 58.61 | 10.24 | 0.65 | 13.97 | 83.47 | 1.7889 | 1601.8166 | 899.85 | 0.30623 | 0.057156
23687 | 16E17G09H11D07M01W04 | 58.61 | 10.24 | 0.65 | 10.04 | 79.54 | 1.7889 | 1601.8166 | 845.46 | 0.30623 | 0.10155
23688 | 16E17G09H11D07M02W02 | 58.65 | 8.26 | 0.65 | 18.71 | 86.27 | 1.4 | 1493.1146 | 965.79 | 0.44038 | 0.025528
23689 | 16E17G09H12D05M01W02 | 50.07 | 8.21 | 0.65 | 18.71 | 77.64 | 1.4 | 1226.487 | 872.13 | 0.44377 | 0.12301
23690 | 16E17G09H12D05M01W03 | 50.07 | 8.21 | 0.65 | 13.97 | 72.9 | 1.4 | 1226.487 | 806.19 | 0.44377 | 0.17655 | 1
23691 | 16E17G09H12D07M01W02 | 50.94 | 8.54 | 0.65 | 18.71 | 78.84 | 1.4778 | 1255.2007 | 882.84 | 0.42141 | 0.10945
23692 | 16E17G09H12D07M01W03 | 50.94 | 8.54 | 0.65 | 13.97 | 74.1 | 1.4778 | 1255.2007 | 816.9 | 0.42141 | 0.163 | 1
23693 | 16E17G09H12D07M01W04 | 50.94 | 8.54 | 0.65 | 10.04 | 70.17 | 1.4778 | 1255.2007 | 762.51 | 0.42141 | 0.20739 | 1
23694 | 16E17G09H12D07M02W02 | 50.98 | 6.89 | 0.65 | 18.71 | 77.23 | 1.1667 | 1162.9065 | 882.84 | 0.5332 | 0.12764
23695 | 16E17G09H13D05M01W02 | 50.07 | 7.42 | 0.65 | 18.71 | 76.85 | 1.3222 | 1175.2124 | 872.13 | 0.49729 | 0.13193
23696 | 16E17G09H13D05M01W03 | 50.07 | 7.42 | 0.65 | 13.97 | 72.11 | 1.3222 | 1175.2124 | 806.19 | 0.49729 | 0.18547 | 1
23697 | 16E17G09H13D07M01W02 | 50.94 | 7.72 | 0.65 | 18.71 | 78.02 | 1.3222 | 1201.8752 | 882.84 | 0.47696 | 0.11872
23698 | 16E17G09H13D07M01W03 | 50.94 | 7.72 | 0.65 | 13.97 | 73.28 | 1.3222 | 1201.8752 | 816.9 | 0.47696 | 0.17226 | 1
23699 | 16E17G09H13D07M01W04 | 50.94 | 7.72 | 0.65 | 10.04 | 69.35 | 1.3222 | 1201.8752 | 762.51 | 0.47696 | 0.21665 | 1
23700 | 16E17G09H13D07M02W02 | 50.98 | 6.23 | 0.65 | 18.71 | 76.57 | 1.0889 | 1119.8359 | 882.84 | 0.57791 | 0.1351
23701 | 16E17G09H14D05M01W02 | 57.6 | 8.93 | 0.65 | 18.71 | 85.89 | 1.5556 | 1507.4714 | 953.61 | 0.39499 | 0.02982
23702 | 16E17G09H14D05M01W03 | 57.6 | 8.93 | 0.65 | 13.97 | 81.15 | 1.5556 | 1507.4714 | 887.67 | 0.39499 | 0.083362
23703 | 16E17G09H14D07M01W02 | 58.61 | 9.29 | 0.65 | 18.71 | 87.26 | 1.6333 | 1540.2871 | 965.79 | 0.3706 | 0.014345
23704 | 16E17G09H14D07M01W03 | 58.61 | 9.29 | 0.65 | 13.97 | 82.52 | 1.6333 | 1540.2871 | 899.85 | 0.3706 | 0.067887
23705 | 16E17G09H14D07M01W04 | 58.61 | 9.29 | 0.65 | 10.04 | 78.59 | 1.6333 | 1540.2871 | 845.46 | 0.3706 | 0.11228
23706 | 16E17G09H14D07M02W02 | 58.65 | 7.49 | 0.65 | 18.71 | 85.5 | 1.3222 | 1441.84 | 965.79 | 0.49255 | 0.034226
23707 | 16E17G10H07D04M01W02 | 75.37 | 4.63 | 0.65 | 18.71 | 99.36 | 0.62222 | 1552.593 | 1170.54 | 0.68631 | -0.12233
23708 | 16E17G10H07D05M01W02 | 64.16 | 3.58 | 0.65 | 18.71 | 87.1 | 0.46667 | 1316.7301 | 1034.88 | 0.75745 | 0.016153
23709 | 16E17G10H07D05M01W03 | 64.16 | 3.58 | 0.65 | 13.97 | 82.36 | 0.46667 | 1316.7301 | 968.94 | 0.75745 | 0.069694
23710 | 16E17G10H07D06M01W02 | 59.74 | 2.96 | 0.65 | 18.71 | 82.06 | 0.38889 | 1210.0791 | 981.54 | 0.79946 | 0.073083
23711 | 16E17G10H07D06M01W03 | 59.74 | 2.96 | 0.65 | 13.97 | 77.32 | 0.38889 | 1210.0791 | 915.6 | 0.79946 | 0.12662
23712 | 16E17G10H07D07M01W02 | 65.26 | 3.77 | 0.65 | 18.71 | 88.39 | 0.46667 | 1345.4439 | 1048.32 | 0.74458 | 0.0015814
23713 | 16E17G10H07D07M01W03 | 65.26 | 3.77 | 0.65 | 13.97 | 83.65 | 0.46667 | 1345.4439 | 982.38 | 0.74458 | 0.055123
23714 | 16E17G10H07D07M01W04 | 65.26 | 3.77 | 0.65 | 10.04 | 79.72 | 0.46667 | 1345.4439 | 927.99 | 0.74458 | 0.099514
23715 | 16E17G10H07D07M02W02 | 65.53 | 2.62 | 0.65 | 18.71 | 87.51 | 0.23333 | 1281.8635 | 1051.05 | 0.82249 | 0.011522
23716 | 16E17G10H08D05M01W02 | 56.51 | 3.58 | 0.65 | 18.71 | 79.45 | 0.46667 | 1316.7301 | 933.66 | 0.75745 | 0.10256
23717 | 16E17G10H08D05M01W03 | 56.51 | 3.58 | 0.65 | 13.97 | 74.71 | 0.46667 | 1316.7301 | 867.72 | 0.75745 | 0.15611 | 1
23718 | 16E17G10H08D06M01W02 | 52.61 | 2.96 | 0.65 | 18.71 | 74.93 | 0.38889 | 1210.0791 | 887.25 | 0.79946 | 0.15362 | 1
23719 | 16E17G10H08D06M01W03 | 52.61 | 2.96 | 0.65 | 13.97 | 70.19 | 0.38889 | 1210.0791 | 821.31 | 0.79946 | 0.20716 | 1
23720 | 16E17G10H08D07M01W02 | 57.48 | 3.77 | 0.65 | 18.71 | 80.61 | 0.46667 | 1345.4439 | 945.42 | 0.74458 | 0.089461
23721 | 16E17G10H08D07M01W03 | 57.48 | 3.77 | 0.65 | 13.97 | 75.87 | 0.46667 | 1345.4439 | 879.48 | 0.74458 | 0.143
23722 | 16E17G10H08D07M01W04 | 57.48 | 3.77 | 0.65 | 10.04 | 71.94 | 0.46667 | 1345.4439 | 825.09 | 0.74458 | 0.18739 | 1
23723 | 16E17G10H08D07M02W02 | 57.72 | 2.62 | 0.65 | 18.71 | 79.7 | 0.23333 | 1281.8635 | 947.73 | 0.82249 | 0.09974
23724 | 16E17G10H09D05M01W02 | 54.38 | 3.58 | 0.65 | 18.71 | 77.32 | 0.46667 | 1316.7301 | 905.52 | 0.75745 | 0.12662
23725 | 16E17G10H09D05M01W03 | 54.38 | 3.58 | 0.65 | 13.97 | 72.58 | 0.46667 | 1316.7301 | 839.58 | 0.75745 | 0.18016 | 1
23726 | 16E17G10H09D07M01W02 | 55.32 | 3.77 | 0.65 | 18.71 | 78.45 | 0.46667 | 1345.4439 | 916.65 | 0.74458 | 0.11386
23727 | 16E17G10H09D07M01W03 | 55.32 | 3.77 | 0.65 | 13.97 | 73.71 | 0.46667 | 1345.4439 | 850.71 | 0.74458 | 0.1674 | 1
23728 | 16E17G10H09D07M01W04 | 55.32 | 3.77 | 0.65 | 10.04 | 69.78 | 0.46667 | 1345.4439 | 796.32 | 0.74458 | 0.21179 | 1
23729 | 16E17G10H09D07M02W02 | 55.55 | 2.62 | 0.65 | 18.71 | 77.53 | 0.23333 | 1281.8635 | 919.17 | 0.82249 | 0.12425
23730 | 16E17G10H10D05M01W02 | 64.16 | 3.27 | 0.65 | 18.71 | 86.79 | 0.46667 | 1298.2713 | 1034.88 | 0.77846 | 0.019654
23731 | 16E17G10H10D05M01W03 | 64.16 | 3.27 | 0.65 | 13.97 | 82.05 | 0.46667 | 1298.2713 | 968.94 | 0.77846 | 0.073196
23732 | 16E17G10H10D07M01W02 | 65.26 | 3.45 | 0.65 | 18.71 | 88.07 | 0.46667 | 1326.9851 | 1048.32 | 0.76626 | 0.005196