## Instructions
LEGEND
Utility Input | Enter Utility specific information and program data in yellow cells
Do Not Alter
Avoided Cost Input | Inputs from Avoided Cost Model
CPUC Input | Inputs made by CPUC Energy Division Staff
Formula | Formulas contained in this Excel Workbook
All inputs in nominal dollars
TO Add Program
Copy first program tab (BIP Example) and rename
On summary tab, insert a column between program columns and last portfolio column
Copy column C (BIP Example) and paste into added column
Change label in Row 2 from "BIP Example" to name of added tab. (Must be exactly the same)
INDIRECT Excel references will update the Summary results automatically
Portfolio Tab
The naming and formatting of the Portfolio Tab is consistent with that for individual programs
Enter portfolio impacts adjusted for dual participation
Total portfolio costs should be entered, including all program or portfolio level administration costs.
Enter total benefits, starting in cell D107 adjusted for dual participation
Average Avoided Cost values on a $/kW-Yr. and $/MWh basis are calculated by spreadsheet
Add Program

## Inputs
Program Start Year | 2012 | Avoided Cost Parameters |  | Avoided Cost Values (Nominal) |  |  |  |  | LEGEND
Dollar Year | 2011 | Nominal Discount Rate | 5.06% |  | 2012 | 2013 | 2014 |  | Utility Input |  |  | Enter Utility specific information and program data in yellow cells
Utility | SDG&E | Real Discount Rate | 3% | Market Price ($/MWh) | 43.2171 | 47.2412 | 49.9974 |  | Do Not Alter
|  | Inflation | 2% | On-Peak Multiplier | 141.8% | 141.5% | 141.4% |  | Avoided Cost Input |  |  | Inputs from Avoided Cost Model
Financial |  | Hours in Year | 8760 | On-Peak Market Price ($/MWh) | 61.2999 | 66.8232 | 70.719 |  | CPUC Input |  |  | Inputs made by CPUC Energy Division Staff
After Tax WACC | 7.51% |  |  | Nameplate Generation Capacity ($/kW-yr) | 135.6306 | 132.8844 | 131.9994 |  | Formula |  |  | Formulas contained in this Excel Workbook
|  | DR Time Frame |  | Summer Generation Capacity ($/kW-yr) | 147.7597 | 144.7633 | 143.7967 |  | All inputs in nominal dollars
Sensitivities |  | Start Year | 2012 | Transmission Deferral ($/kW-yr) | 21.4983 | 21.9283 | 22.3668
% Incentives as Participant Costs |  | Time Span | 3 | Distribution Deferral ($/kW-yr) | 53.2803 | 54.3459 | 55.4329
high value | 100% |  |  | Emissions ($/ton) | 15.3693 | 16.8924 | 19.8723
Base Case | 75% | Central Station Plant Assumptions |  | Capacity Factor | 4.665% | 4.987% | 5.432%
low value | 50% |  | CT | Avoided cost values above have not been adjusted for losses
Generation Capacity Costs |  | Operating Data
- % | -30% | Heat rate (BTU/kWh) | 9300 | GHG Value
+ % | 30% | Cap Factor | 5.451% | Avg. On-Peak System Heat Rate Btu/kWh | 10615.7414 | 10819.7523 | 10973.7064
T&D Capacity Costs |  | Lifetime (yrs) | 20 | Avg. On-Peak Emissions Rate Tons/MWh | 0.62102 | 0.63296 | 0.64196
- % | -30% | Plant Costs |  | Avg. On-Peak GHG Value $/MWh | 9.5447 | 10.6922 | 12.7572
+ % | 30% | In-Service Cost ($/kW) | 1365.4532
Capital Ammortization Period |  | Fixed O&M ($/kW-yr.) | 17.4 |  | On-Peak Losses |  |  | Transmission Deferral ($/kW-yr) |  |  | Distribution Deferral ($/kW-yr) |  |  | WACC
Years | 3 | Variable O&M ($/MWh) | 4.17 |  | Gen. | T&D | D | 2012 | 2013 | 2014 | 2012 | 2013 | 2014
Years | 15 | Cost Basis Year for Plant Costs | 2009 | PG&E | 9.793% | 7.628% | 4.58% | 19.5804 | 19.972 | 20.3714 | 57.0301 | 58.1707 | 59.3341 | 7.67%
Load Impact |  | Levelized Costs (2012) |  | SCE | 7.79% | 5.132% | 2.171% | 23.8536 | 24.3307 | 24.8173 | 30.705 | 31.3191 | 31.9455 | 7.66%
- % | -30% | Annual Fixed Cost ($/kW-yr) | 192.0901 | SDG&E | 7.484% | 6.627% | 4.115% | 21.4983 | 21.9283 | 22.3668 | 53.2803 | 54.3459 | 55.4329 | 7.31%
+ % | 30% | Real-Time Energy Revenue | -74.9853 | SDG&E | 7.484% | 6.627% | 4.115% | 21.4983 | 21.9283 | 22.3668 | 53.2803 | 54.3459 | 55.4329 | 7.31%
A Adjustment Factor |  | AS Revenue | -8.3033
- % | -10% | Operating Cost | 26.8291 | CT Capacity Adjustments
100 % (No Adjustment) | 100% | Residual Capacity Value | 135.6306 | Reserve Margin | 15%
+/- % Sensitivity values are multiplicative |  | Summer Output | 91.79%
e.g. for low case, the A Adjustment factor will be |  | Summer Capacity Value | 147.7597 | Avoided Cost Monthly Capacity Allocation Factors
multiplied by (1-10%) or 90% |  | Financing |  |  | Jan | Feb | Mar | Apr | May | Jun | Jul | Aug | Sep | Oct | Nov | Dec
|  | Debt-to-Equity | 60% | Generation Capacity Value | 0% | 0% | 0% | 0% | 0.8839% | 8.776% | 40.23% | 31.81% | 17.85% | 0.4525% | 0% | 0% | 100%
|  | Debt Cost | 7.67%
|  | Equity Cost | 11.96%
|  | Marginal Tax Rate | 40.75%
|  |  |  | T&D Capacity Value (SDG&E) | 0% | 0% | 1.365% | 0.3612% | 0% | 4.938% | 32.1% | 32.86% | 25.85% | 2.479% | 0.04826% | 0% | 100%
|  |  |  | Statewide Average | 0.01539% | 0.0426% | 1.527% | 0.2062% | 0% | 3.639% | 22.78% | 32.04% | 31.07% | 7.924% | 0.7501% | 0%
|  |  |  | PG&E | 0.03078% | 0% | 0.9137% | 0% | 0% | 4.605% | 20.84% | 32.3% | 31.95% | 8.16% | 1.197% | 0%
|  |  |  | SCE | 0% | 0.0852% | 1.626% | 0.2318% | 0% | 2.672% | 23.74% | 30.85% | 29.18% | 10.59% | 1.019% | 0%
|  |  |  | SDG&E | 0% | 0% | 1.365% | 0.3612% | 0% | 4.938% | 32.1% | 32.86% | 25.85% | 2.479% | 0.04826% | 0%
[5 empty] | Discount Factors |  |  |  | T&D
[5 empty] | Year 1 | Year 2 | Year 3 |  | D Only
[5 empty] | 1 | 2 | 3 |  | User Input
[5 empty] | 2012 | 2013 | 2014
[5 empty] | 0.93188 | 0.8684 | 0.80924 |  | 3

## Summary
| BIP | CBP_DA | CBP_DO | SCTD | PTR | PLS | Portfolio_all | Port_noPTR
Benefit/Cost Ratio
TRC | #REF! | #REF! | #REF! | #REF! | #REF! | #REF! | #REF! | #REF!
PAC | #REF! | #REF! | #REF! | #REF! | #REF! | #REF! | #REF! | #REF!
RIM | #REF! | #REF! | #REF! | #REF! | #REF! | #REF! | #REF! | #REF!
PCT | #REF! | #REF! | #REF! | #REF! | #REF! | #REF! | #REF! | #REF!
Load Impacts (MW) | #REF! | #REF! | #REF! | #REF! | #REF! | #REF! | #REF! | #REF!
Energy Savings (MWh) | #REF! | #REF! | #REF! | #REF! | #REF! | #REF! | #REF! | #REF!
$ Million
TRC Costs | #REF! | #REF! | #REF! | #REF! | #REF! | #REF! | #REF! | #REF!
PAC Costs | #REF! | #REF! | #REF! | #REF! | #REF! | #REF! | #REF! | #REF!
RIM Costs | #REF! | #REF! | #REF! | #REF! | #REF! | #REF! | #REF! | #REF!
TRC Benefits | #REF! | #REF! | #REF! | #REF! | #REF! | #REF! | #REF! | #REF!
TRC Net Benefit | #REF! | #REF! | #REF! | #REF! | #REF! | #REF! | #REF! | #REF!
PAC Net Benefit | #REF! | #REF! | #REF! | #REF! | #REF! | #REF! | #REF! | #REF!
RIM Net Benefit | #REF! | #REF! | #REF! | #REF! | #REF! | #REF! | #REF! | #REF!
$/kW-Yr.
TRC Costs | #REF! | #REF! | #REF! | #REF! | #REF! | #REF! | #REF! | #REF!
PAC Costs | #REF! | #REF! | #REF! | #REF! | #REF! | #REF! | #REF! | #REF!
RIM Costs | #REF! | #REF! | #REF! | #REF! | #REF! | #REF! | #REF! | #REF!
TRC Benefits | #REF! | #REF! | #REF! | #REF! | #REF! | #REF! | #REF! | #REF!
TRC Net Benefit | #REF! | #REF! | #REF! | #REF! | #REF! | #REF! | #REF! | #REF!
PAC Net Benefit | #REF! | #REF! | #REF! | #REF! | #REF! | #REF! | #REF! | #REF!
RIM Net Benefit | #REF! | #REF! | #REF! | #REF! | #REF! | #REF! | #REF! | #REF!

## DropDowns (hidden)
Spreadsheet Selection
Utility | #NAME? | 1=PG&E, 2=SDG&E, 3=SCE
Climate Zone | #REF! | Set to 1 through 16 based on T24 standard
Division (=1) | 1 | 1=Weighted Average (all cases in this tool)
Voltage (=3) | 3 | 3=Secondary (all T24 customers)
North / South | #NAME? | 1=North, 2=South
Measure Life | #NAME? | years
Calendar | #NAME?
Lookup Tables
Measure Life |  |  | Climate Zone to Utility
| Measure Type | Measure Life | Climate Zone | Utility | North / South | Utility
1 | #REF! | #REF! | 1 | 1 | 1 | PG&E
2 | #REF! | #REF! | 2 | 1 | 1 | PG&E
3 | #REF! | #REF! | 3 | 1 | 1 | PG&E
|  |  | 4 | 1 | 1 | PG&E
Calendar |  |  | 5 | 1 | 1 | PG&E (SCE)
|  |  | 6 | 3 | 2 | SCE
1 | Jan 2008 - Dec 2008 |  | 7 | 2 | 2 | SDG&E
2 | Jul 2008 - Jun 2009 |  | 8 | 3 | 2 | SCE
|  |  | 9 | 3 | 2 | SCE
|  |  | 10 | 3 | 2 | SCE (SDG&E)
|  |  | 11 | 1 | 1 | PG&E
|  |  | 12 | 1 | 1 | PG&E
|  |  | 13 | 1 | 1 | PG&E
|  |  | 14 | 3 | 2 | SCE (SDG&E)
|  |  | 15 | 3 | 2 | SCE (SDG&E)
|  |  | 16 | 1 | 1 | PG&E (SCE)
|  |  |  | 1=PG&E, 2=SDG&E, 3=SCE | 1=North, 2=South

## Scenarios (hidden)
Utility | Total CZ's | CZ | Divisions per CZ | Utility | Total CZ's | CZ | Divisions per CZ | Utility | Total CZ's | CZ | Divisions per CZ
PG&E | 10 | 1 | 1 | SDGE | 4 | 7 | 1 | SCE | 8 | 6 | 3
|  | 2 | 2 |  |  | 10 | 1 |  |  | 8 | 2
|  | 3A | 3 |  |  | 14 | 1 |  |  | 9 | 4
|  | 3B | 3 |  |  | 15 | 1 |  |  | 10 | 1
|  | 4 | 4 | [6 empty] | 13 | 1
|  | 5 | 1 | [6 empty] | 14 | 3
|  | 11 | 3 | [6 empty] | 15 | 2
|  | 12 | 7 | [6 empty] | 16 | 1
|  | 13 | 3
|  | 16 | 2

## Port_noPTR
Program Name
Port_noPTR
Base Case Results
2011 Dollars | Benefits | Costs | Net Benefits | Net $/kW-Yr. | Ratio
TRC | 23126491.2191 | 31037527.3654 | -7911036.1463 | -77.1114 | 0.74511
PAC |  | 32250185.4713 | -9123694.2522 | -88.9316 | 0.7171
RIM |  | 33824779.4597 | -10698288.2406 | -104.2797 | 0.68371
PCT | 11149008.3771 | 8361756.2828 | 2787252.0943 | 27.1682 | 1.3333
Sensitivities
| % of Customer Incentives in TRC |  | Generation Capacity Value |  | T&D Capacity Value |  | Capital Amortization Period |  | Load Impact
| 100% | 50% | -30% | 30% | -30% | 30% | 3 | 15 | -30% | 30%
TRC | 0.68371 | 0.81863 | 0.55268 | 0.93754 | 0.72069 | 0.76953 | 0.49782 | 0.76514 | 0.52158 | 0.96865
PAC | - |  | 0.5319 | 0.90229 | 0.69359 | 0.7406 | 0.59038 | 0.73562 | 0.50197 | 0.93223
RIM | - |  | 0.50714 | 0.86029 | 0.66131 | 0.70612 | 0.56757 | 0.70054 | 0.4786 | 0.88883
Adjustment Factors | [5 empty] | LEGEND
A) Availability adjustment | [5 empty] | Utility Input |  | Enter Utility specific information and program data in yellow cells
B) Notification adjustment | [5 empty] | Do Not Alter
C) Trigger adjustment | [5 empty] | Avoided Cost Input |  | Inputs from Avoided Cost Model
D) T&D right time-right place adjustment | [5 empty] | Formula |  | Formulas contained in this Excel Workbook
E) Energy price adjustment
Program | [5 empty] | Annual Inputs |  |  |  | Monthly Inputs
Nominal Dollars | [5 empty] | (Inputs override monthly inputs) |  |  |  | 2012 | [11 empty] | 2013 | [11 empty] | 2014
Adjusted Avoided Cost Values |  | 2012 | 2013 | 2014 |  | 2012 | 2013 | 2014 |  | 2012-01-01 | 2012-02-01 | 2012-03-01 | 2012-04-01 | 2012-05-01 | 2012-06-01 | 2012-07-01 | 2012-08-01 | 2012-09-01 | 2012-10-01 | 2012-11-01 | 2012-12-01 | 2013-01-01 | 2013-02-01 | 2013-03-01 | 2013-04-01 | 2013-05-01 | 2013-06-01 | 2013-07-01 | 2013-08-01 | 2013-09-01 | 2013-10-01 | 2013-11-01 | 2013-12-01 | 2014-01-01 | 2014-02-01 | 2014-03-01 | 2014-04-01 | 2014-05-01 | 2014-06-01 | 2014-07-01 | 2014-08-01 | 2014-09-01 | 2014-10-01 | 2014-11-01 | 2014-12-01
Monthly Generation Capacity Allocation
Monthly T&D Capacity Allocation
Adjusted Generation Capacity Value ($/kW-Yr) |  | 197.0316 | 193.7078 | 192.0866 | [41 empty] | Sum
Adjusted T&D Capacity Value ($/kW-Yr.) |  | 20.3622 | 25.0989 | 27.4656 | [41 empty] | Sum
Adjusted On-Peak Avoided Energy Cost ($/MWh) |  | 55.7563 | 55.5231 | 55.8136 | [41 empty] | Avg
Adjusted GHG Value ($/MWh) |  | 10.3168 | 11.5571 | 13.7892 | [41 empty] | Avg
Impacts
Load Impacts 1 in 2 Years (MW) |  | 31.5848 | 40.0001 | 47.4801 | [5 empty] | 10.6868 | 11.025 | 11.557 | 15.7707 | 49.1983 | 47.1722 | 50.7314 | 51.0975 | 54.3905 | 52.2023 | 12.8721 | 12.3133 | 15.9611 | 16.0182 | 16.4991 | 23.5751 | 60.1224 | 57.0274 | 62.5476 | 63.328 | 65.8102 | 63.8893 | 18.0764 | 17.1465 | 20.581 | 20.667 | 21.1974 | 30.7612 | 69.972 | 66.3735 | 72.8258 | 73.4861 | 76.1065 | 73.8683 | 22.7239 | 21.1988 | Avg
Energy Savings 1 in 2 years (MWh) |  | 2701.7057 | 4014.9568 | 5172.1117 | [5 empty] | 2012-07-01: 2701.7057; 2013-07-01: 4014.9568; 2014-07-01: 5172.1117 | Sum
Avg. Hours of Curtailment |  | 85.5383 | 100.3737 | 108.9321
Expense Costs
Annual Utility Expense ($ per year)
Admin Costs |  | 7408398.2731 | 6704792.5556 | 6194466.6629 |  | 7408398.2731 | 6704792.5556 | 6194466.6629 | [37 empty] | Sum
Incentive Cost |  | 3229634.0677 | 3691568.1583 | 4150822.9471 |  | 3229634.0677 | 3691568.1583 | 4150822.9471 | [37 empty] | Sum
Net Bill/Revenue Reductions |  | 401917.04 | 618507.2673 | 819214.4154 |  | 401917.04 | 618507.2673 | 819214.4154 | [37 empty] | Sum
Ammortized Equipment Costs (entered below) |  | 883920.6534 | 1642164.6681 | 2167968.2319
name |  | 357377.5122 | 357377.5122 | 357377.5122 |  | 357377.5122 | 357377.5122 | 357377.5122 | [37 empty] | Sum
name |  | 0 | 0 | 0 | [41 empty] | Sum
Annual Participant Expense ($ per year)
Participant Annual Expenses |  | 2249411.0778 | 1955601.8087 | 1310602.697 | [41 empty] | Sum
Ammortized Equipment Costs (entered below) |  | 474252.253 | 1276954.7606 | 2416925.3249
name |  | 0 | 0 | 0 | [41 empty] | Sum
name |  | 0 | 0 | 0 | [41 empty] | Sum
Capital Costs
Utility Equipment Cost ($ installed per year) | Ammortization Period
name | 10 | 827943.5879 | 1484309.3433 | 1917750.7491 |  | 5732706.2784 | 4544696.2114 | 3001161.3162 | [37 empty] | Sum
name | 15 | 55977.0655 | 157855.3247 | 250217.4828 |  | 500000 | 910000 | 825000 | [37 empty] | Sum
name | 10 | 0 | 0 | 0 | [41 empty] | Sum
name | 10 | 0 | 0 | 0 | [41 empty] | Sum
name | 10 | 0 | 0 | 0 | [41 empty] | Sum
Participant Equipment Cost ($ installed per year) | Ammortization Period
name | 15 | 474252.253 | 1276954.7606 | 2416925.3249 |  | 4236130 | 7169923.0769 | 10182478.7879 | [37 empty] | Sum
name | 10 | 0 | 0 | 0 | [41 empty] | Sum
name | 10 | 0 | 0 | 0 | [41 empty] | Sum
name | 10 | 0 | 0 | 0 | [41 empty] | Sum
name | 10 | 0 | 0 | 0 | [41 empty] | Sum
Benefits
Optional Benefits ($ per year)
Environmental Benefits |  | 0 | 0 | 0 | [41 empty] | Sum
Market Benefits |  | 0 | 0 | 0 | [41 empty] | Sum
Non-Energy/Non-Monetary Benefits |  | 0 | 0 | 0 | [41 empty] | Sum
State Tax Benefits/(Costs) |  | 0 | 0 | 0 | [41 empty] | Sum
Federal Tax Benefits/(Costs) |  | 0 | 0 | 0 | [41 empty] | Sum
name |  | 0 | 0 | 0 | [41 empty] | Sum
name |  | 0 | 0 | 0 | [41 empty] | Sum
CAISO Market Participation
CAISO Market
MWs Bid into Market |  | 0 | 0 | 0 | [41 empty] | Avg
Number of Hours Bid |  | 0 | 0 | 0 | [41 empty] | Sum
MWhs bid |  | 0 | 0 | 0 |  | 0 | 0 | 0 |  | 0 | 0 | 0 | 0 | 0 | 0 | 0 | 0 | 0 | 0 | 0 | 0 | 0 | 0 | 0 | 0 | 0 | 0 | 0 | 0 | 0 | 0 | 0 | 0 | 0 | 0 | 0 | 0 | 0 | 0 | 0 | 0 | 0 | 0 | 0 | 0 | Sum
Average Market Price ($/MWh) |  | 0 | 0 | 0 | [41 empty] | Avg
All inputs in nominal year dollars
TOTAL |  | 2012 | 2013 | 2014 | 2011 NPV
TRC Costs |  | 11373359.7694 | 11936891.3051 | 12447340.4288 | 31037527.3654
PAC Costs |  | 11879330.5063 | 12395902.8942 | 12870635.3541 | 32250185.4713
RIM Costs |  | 12281247.5463 | 13014410.1615 | 13689849.7694 | 33824779.4597
PCT Costs |  | 2723663.3308 | 3232556.5693 | 3727528.0219 | 8361756.2828
Generation Capacity Value |  | 6223197.1855 | 7748332.5193 | 9120297.6384 | 19908464.209
T&D Capacity Value |  | 643135.2499 | 1003959.1193 | 1304070.8233 | 2526473.6215
Energy Value |  | 150636.9929 | 222923.0046 | 288674.3259 | 567569.714
GHG Value |  | 27872.8347 | 46401.2162 | 71319.3562 | 123983.6746
Optional Benefits |  | 0 | 0 | 0 | 0
CAISO Market Value |  | 0 | 0 | 0 | 0
Total Benefits |  | 7044842.263 | 9021615.8594 | 10784362.1438 | 23126491.2191
Participant Benefits |  | 3631551.1077 | 4310075.4257 | 4970037.3625 | 11149008.3771
|  |  |  | NPV MW Impact (for levelized $/kW-Yr. calculation) | 102.5923
Sensitivities
|  | 2012 | 2013 | 2014 | 2011 NPV
% Incentives as Participant Costs
100% of Incentive Costs | TRC Cost | 12281247.5463 | 13014410.1615 | 13689849.7694 | 33824779.4597
50% of Incentive Costs | TRC Cost | 10465471.9925 | 10859372.4487 | 11204831.0882 | 28250275.2712
Generation Capacity Costs
Base Case -30% | TRC Benefits | 5177883.1074 | 6697116.1036 | 8048272.8522 | 17153951.9564
Base Case +30% | TRC Benefits | 8911801.4187 | 11346115.6152 | 13520451.4353 | 29099030.4818
T&D Capacity Costs
Base Case -30% | TRC Benefits | 6851901.688 | 8720428.1236 | 10393140.8968 | 22368549.1327
Base Case +30% | TRC Benefits | 7237782.838 | 9322803.5952 | 11175583.3907 | 23884433.3056
Capital Ammortization Period
3 Years | TRC Cost | 14026968.3459 | 17867456.3071 | 22080407.3437 | 46455971.5875
| PAC Cost | 13383856.3785 | 15232488.6474 | 16647647.6679 | 39172036.3905
| RIM Cost | 13785773.4186 | 15850995.9147 | 17466862.0833 | 40746630.3788
15 Years | TRC Cost | 11187216.3313 | 11603179.6266 | 12016179.7518 | 30225354.875
| PAC Cost | 11693187.0682 | 12062191.2157 | 12439474.6771 | 31438012.9809
| RIM Cost | 12095104.1082 | 12680698.483 | 13258689.0924 | 33012606.9692
Load Impact
Base Case -30% | TRC Benefits |  |  |  | 16188543.8534
Base Case +30% | TRC Benefits |  |  |  | 30064438.5849
Chart
|  | Base Case | High | Low | Base Case | 1
Base Case |  | 0.74511 |  |  | 0.74511 | 1
% of Incentives as Participant Costs | 100% |  |  | 0.68371 | 0.74511 | 1
| 50% |  | 0.81863 |  | 0.74511 | 1
Generation Capacity Value | -30% |  |  | 0.55268 | 0.74511 | 1
| 30% |  | 0.93754 |  | 0.74511 | 1
T&D Capacity Value | -30% |  |  | 0.72069 | 0.74511 | 1
| 30% |  | 0.76953 |  | 0.74511 | 1
Capital Amortization Period | 3 |  |  | 0.49782 | 0.74511 | 1
| 15 |  | 0.76514 |  | 0.74511 | 1
Load Impact | -30% |  |  | 0.52158 | 0.74511 | 1
| 30% |  | 0.96865 |  | 0.74511 | 1
Note on C62: Include ALL types of incentives (e.g. upfront, capacity, energy)
Note on C68: 75% of (Incentives + Bill Savings-Equipment Costs)

## Portfolio_all
Program Name
Portfolio_all
Base Case Results
2011 Dollars | Benefits | Costs | Net Benefits | Net $/kW-Yr. | Ratio
TRC | 50158404.2405 | 37653052.4106 | 12505351.8299 | 62.5642 | 1.3321
PAC |  | 37145699.3697 | 13012704.8708 | 65.1025 | 1.3503
RIM |  | 41013641.5538 | 9144762.6868 | 45.7512 | 1.223
PCT | 13442356.5728 | 10081767.4296 | 3360589.1432 | 16.813 | 1.3333
Sensitivities
| % of Customer Incentives in TRC |  | Generation Capacity Value |  | T&D Capacity Value |  | Capital Amortization Period |  | Load Impact
| 100% | 50% | -30% | 30% | -30% | 30% | 3 | 15 | -30% | 30%
TRC | 1.223 | 1.4627 | 0.9686 | 1.6956 | 1.312 | 1.3523 | 0.94511 | 1.3615 | 0.93248 | 1.7318
PAC | - |  | 0.98183 | 1.7188 | 1.3299 | 1.3707 | 1.1382 | 1.3805 | 0.94522 | 1.7554
RIM | - |  | 0.88924 | 1.5567 | 1.2045 | 1.2414 | 1.0464 | 1.2477 | 0.85608 | 1.5899
Adjustment Factors | [5 empty] | LEGEND
A) Availability adjustment | [5 empty] | Utility Input |  | Enter Utility specific information and program data in yellow cells
B) Notification adjustment | [5 empty] | Do Not Alter
C) Trigger adjustment | [5 empty] | Avoided Cost Input |  | Inputs from Avoided Cost Model
D) T&D right time-right place adjustment | [5 empty] | Formula |  | Formulas contained in this Excel Workbook
E) Energy price adjustment
Program | [5 empty] | Annual Inputs |  |  |  | Monthly Inputs
Nominal Dollars | [5 empty] | (Inputs override monthly inputs) |  |  |  | 2012 | [11 empty] | 2013 | [11 empty] | 2014
Adjusted Avoided Cost Values |  | 2012 | 2013 | 2014 |  | 2012 | 2013 | 2014 |  | 2012-01-01 | 2012-02-01 | 2012-03-01 | 2012-04-01 | 2012-05-01 | 2012-06-01 | 2012-07-01 | 2012-08-01 | 2012-09-01 | 2012-10-01 | 2012-11-01 | 2012-12-01 | 2013-01-01 | 2013-02-01 | 2013-03-01 | 2013-04-01 | 2013-05-01 | 2013-06-01 | 2013-07-01 | 2013-08-01 | 2013-09-01 | 2013-10-01 | 2013-11-01 | 2013-12-01 | 2014-01-01 | 2014-02-01 | 2014-03-01 | 2014-04-01 | 2014-05-01 | 2014-06-01 | 2014-07-01 | 2014-08-01 | 2014-09-01 | 2014-10-01 | 2014-11-01 | 2014-12-01
Monthly Generation Capacity Allocation
Monthly T&D Capacity Allocation
Adjusted Generation Capacity Value ($/kW-Yr) |  | 253.8004 | 219.4008 | 215.8267 | [41 empty] | Sum
Adjusted T&D Capacity Value ($/kW-Yr.) |  | 10.1736 | 12.5434 | 14.7668 | [41 empty] | Sum
Adjusted On-Peak Avoided Energy Cost ($/MWh) |  | 78.7264 | 79.6428 | 79.9105 | [41 empty] | Avg
Adjusted GHG Value ($/MWh) |  | 10.3168 | 11.5571 | 13.7892 | [41 empty] | Avg
Impacts
Load Impacts 1 in 2 Years (MW) |  | 63.2161 | 80.0388 | 88.3109 | [5 empty] | 10.6868 | 11.025 | 11.557 | 15.7707 | 99.685 | 92.6749 | 120.9129 | 119.789 | 117.6237 | 104.5293 | 26.4442 | 27.894 | 34.4096 | 33.4123 | 30.5649 | 67.0463 | 111.6079 | 103.4303 | 134.1174 | 133.3784 | 130.2944 | 117.2514 | 31.917 | 33.0354 | 39.3944 | 38.4053 | 35.5415 | 75.0924 | 122.476 | 113.6943 | 145.8115 | 144.9222 | 141.8663 | 128.2861 | 36.8382 | 37.402 | Avg
Energy Savings 1 in 2 years (MWh) |  | 7123.1394 | 8523.8562 | 9770.207 | [5 empty] | 2012-07-01: 7123.1394; 2013-07-01: 8523.8562; 2014-07-01: 9770.207 | Sum
Avg. Hours of Curtailment |  | 112.6793 | 106.4966 | 110.6343
Expense Costs
Annual Utility Expense ($ per year)
Admin Costs |  | 10679239.0619 | 7793768.2532 | 7308862.5548 |  | 10679239.0619 | 7793768.2532 | 7308862.5548 | [37 empty] | Sum
Incentive Cost |  | 3229634.0677 | 3691568.1583 | 4150822.9471 |  | 3229634.0677 | 3691568.1583 | 4150822.9471 | [37 empty] | Sum
Net Bill/Revenue Reductions |  | 1239867.1528 | 1498669.6751 | 1743715.5906 |  | 1239867.1528 | 1498669.6751 | 1743715.5906 | [37 empty] | Sum
Ammortized Equipment Costs (entered below) |  | 883920.6534 | 1642164.6681 | 2167968.2319
name |  | 357377.5122 | 357377.5122 | 357377.5122 |  | 357377.5122 | 357377.5122 | 357377.5122 | [37 empty] | Sum
name |  | 0 | 0 | 0 | [41 empty] | Sum
Annual Participant Expense ($ per year)
Participant Annual Expenses |  | 2877873.6624 | 2615723.6145 | 2003978.5784 | [41 empty] | Sum
Ammortized Equipment Costs (entered below) |  | 474252.253 | 1276954.7606 | 2416925.3249
name |  | 0 | 0 | 0 | [41 empty] | Sum
name |  | 0 | 0 | 0 | [41 empty] | Sum
Capital Costs
Utility Equipment Cost ($ installed per year) | Ammortization Period
name | 10 | 827943.5879 | 1484309.3433 | 1917750.7491 |  | 5732706.2784 | 4544696.2114 | 3001161.3162 | [37 empty] | Sum
name | 15 | 55977.0655 | 157855.3247 | 250217.4828 |  | 500000 | 910000 | 825000 | [37 empty] | Sum
name | 10 | 0 | 0 | 0 | [41 empty] | Sum
name | 10 | 0 | 0 | 0 | [41 empty] | Sum
name | 10 | 0 | 0 | 0 | [41 empty] | Sum
Participant Equipment Cost ($ installed per year) | Ammortization Period
name | 15 | 474252.253 | 1276954.7606 | 2416925.3249 |  | 4236130 | 7169923.0769 | 10182478.7879 | [37 empty] | Sum
name | 10 | 0 | 0 | 0 | [41 empty] | Sum
name | 10 | 0 | 0 | 0 | [41 empty] | Sum
name | 10 | 0 | 0 | 0 | [41 empty] | Sum
name | 10 | 0 | 0 | 0 | [41 empty] | Sum
Benefits
Optional Benefits ($ per year)
Environmental Benefits |  | 0 | 0 | 0 | [41 empty] | Sum
Market Benefits |  | 0 | 0 | 0 | [41 empty] | Sum
Non-Energy/Non-Monetary Benefits |  | 0 | 0 | 0 | [41 empty] | Sum
State Tax Benefits/(Costs) |  | 0 | 0 | 0 | [41 empty] | Sum
Federal Tax Benefits/(Costs) |  | 0 | 0 | 0 | [41 empty] | Sum
name |  | 0 | 0 | 0 | [41 empty] | Sum
name |  | 0 | 0 | 0 | [41 empty] | Sum
CAISO Market Participation
CAISO Market
MWs Bid into Market |  | 0 | 0 | 0 | [41 empty] | Avg
Number of Hours Bid |  | 0 | 0 | 0 | [41 empty] | Sum
MWhs bid |  | 0 | 0 | 0 |  | 0 | 0 | 0 |  | 0 | 0 | 0 | 0 | 0 | 0 | 0 | 0 | 0 | 0 | 0 | 0 | 0 | 0 | 0 | 0 | 0 | 0 | 0 | 0 | 0 | 0 | 0 | 0 | 0 | 0 | 0 | 0 | 0 | 0 | 0 | 0 | 0 | 0 | 0 | 0 | Sum
Average Market Price ($/MWh) |  | 0 | 0 | 0 | [41 empty] | Avg
All inputs in nominal year dollars
TOTAL |  | 2012 | 2013 | 2014 | 2011 NPV
TRC Costs |  | 15272663.1428 | 13685988.8085 | 14255112.2022 | 37653052.4106
PAC Costs |  | 15150171.2951 | 13484878.5917 | 13985031.246 | 37145699.3697
RIM Costs |  | 16390038.4479 | 14983548.2668 | 15728746.8366 | 41013641.5538
PCT Costs |  | 3352125.9154 | 3892678.3751 | 4420903.9033 | 10081767.4296
Generation Capacity Value |  | 16044256.3075 | 17560571.8316 | 19059835.5088 | 45624963.5106
T&D Capacity Value |  | 643135.2499 | 1003959.1193 | 1304070.8233 | 2526473.6215
Energy Value |  | 560778.8122 | 678864.0213 | 780742.1919 | 1743914.4029
GHG Value |  | 73487.6804 | 98510.9713 | 134723.4781 | 263052.7055
Optional Benefits |  | 0 | 0 | 0 | 0
CAISO Market Value |  | 0 | 0 | 0 | 0
Total Benefits |  | 17321658.05 | 19341905.9435 | 21279372.002 | 50158404.2405
Participant Benefits |  | 4469501.2205 | 5190237.8335 | 5894538.5377 | 13442356.5728
|  |  |  | NPV MW Impact (for levelized $/kW-Yr. calculation) | 199.8804
Sensitivities
|  | 2012 | 2013 | 2014 | 2011 NPV
% Incentives as Participant Costs
100% of Incentive Costs | TRC Cost | 16390038.4479 | 14983548.2668 | 15728746.8366 | 41013641.5538
50% of Incentive Costs | TRC Cost | 14155287.8377 | 12388429.3501 | 12781477.5677 | 34292463.2674
Generation Capacity Costs
Base Case -30% | TRC Benefits | 12508381.1577 | 14073734.394 | 15561421.3494 | 36470915.1874
Base Case +30% | TRC Benefits | 22134934.9422 | 24610077.4929 | 26997322.6547 | 63845893.2937
T&D Capacity Costs
Base Case -30% | TRC Benefits | 17128717.475 | 19040718.2077 | 20888150.755 | 49400462.1541
Base Case +30% | TRC Benefits | 17514598.625 | 19643093.6793 | 21670593.249 | 50916346.327
Capital Ammortization Period
3 Years | TRC Cost | 17926271.7193 | 19616553.8105 | 23888179.1171 | 53071496.6326
| PAC Cost | 16654697.1674 | 16321464.345 | 17762043.5598 | 44067550.2888
| RIM Cost | 17894564.3202 | 17820134.0201 | 19505759.1504 | 47935492.4729
15 Years | TRC Cost | 15086519.7047 | 13352277.13 | 13823951.5252 | 36840879.9201
| PAC Cost | 14964027.857 | 13151166.9133 | 13553870.569 | 36333526.8792
| RIM Cost | 16203895.0098 | 14649836.5884 | 15297586.1596 | 40201469.0633
Load Impact
Base Case -30% | TRC Benefits |  |  |  | 35110882.9684
Base Case +30% | TRC Benefits |  |  |  | 65205925.5127
Chart
|  | Base Case | High | Low | Base Case | 1
Base Case |  | 1.3321 |  |  | 1.3321 | 1
% of Incentives as Participant Costs | 100% |  |  | 1.223 | 1.3321 | 1
| 50% |  | 1.4627 |  | 1.3321 | 1
Generation Capacity Value | -30% |  |  | 0.9686 | 1.3321 | 1
| 30% |  | 1.6956 |  | 1.3321 | 1
T&D Capacity Value | -30% |  |  | 1.312 | 1.3321 | 1
| 30% |  | 1.3523 |  | 1.3321 | 1
Capital Amortization Period | 3 |  |  | 0.94511 | 1.3321 | 1
| 15 |  | 1.3615 |  | 1.3321 | 1
Load Impact | -30% |  |  | 0.93248 | 1.3321 | 1
| 30% |  | 1.7318 |  | 1.3321 | 1
Note on C62: Include ALL types of incentives (e.g. upfront, capacity, energy)
Note on C68: 75% of (Incentives + Bill Savings-Equipment Costs)

## BIP
Program Name
BIP
Base Case Results
2011 Dollars | Benefits | Costs | Net Benefits | Net $/kW-Yr. | Ratio
TRC | 4161123.9254 | 3626237.8114 | 534886.1139 | 17.8714 | 1.1475
PAC |  | 4310753.7998 | -149629.8745 | -4.9994 | 0.96529
RIM |  | 4351020.5005 | -189896.5752 | -6.3448 | 0.95636
PCT | 2899130.7565 | 2174348.0674 | 724782.6891 | 24.2162 | 1.3333
Sensitivities
| % of Customer Incentives in TRC |  | Generation Capacity Value |  | T&D Capacity Value |  | Capital Amortization Period |  | Load Impact |  | A Adjustment Factor
| 100% | 50% | -30% | 30% | -30% | 30% | 3 | 15 | -30% | 30% | 61.2% | 100%
TRC | 0.95636 | 1.4342 | 0.8058 | 1.4892 | 1.1475 | 1.1475 | 1.1475 | 1.1475 | 0.80325 | 1.4918 | 1.0336 | 1.6835
PAC | - |  | 0.67784 | 1.2527 | 0.96529 | 0.96529 | 0.96529 | 0.96529 | 0.6757 | 1.2549 | 0.86947 | 1.4162
RIM | - |  | 0.67157 | 1.2411 | 0.95636 | 0.95636 | 0.95636 | 0.95636 | 0.66945 | 1.2433 | 0.86143 | 1.4031
Adjustment Factors | [5 empty] | LEGEND
A) Availability adjustment |  | 68% |  |  |  | Utility Input |  | Enter Utility specific information and program data in yellow cells
B) Notification adjustment |  | 100% |  |  |  | Do Not Alter
C) Trigger adjustment |  | 100% | Select |  |  | Avoided Cost Input |  | Inputs from Avoided Cost Model
D) T&D right time-right place adjustment |  | 0% | T&D Value--> | D Only |  | Formula |  | Formulas contained in this Excel Workbook
E) Energy price adjustment |  | 140%
Program | [5 empty] | Annual Inputs |  |  |  | Monthly Inputs
Nominal Dollars | [5 empty] | (Inputs override monthly inputs) |  |  |  | 2012 | [11 empty] | 2013 | [11 empty] | 2014
Adjusted Avoided Cost Values |  | 2012 | 2013 | 2014 |  | 2012 | 2013 | 2014 |  | 2012-01-01 | 2012-02-01 | 2012-03-01 | 2012-04-01 | 2012-05-01 | 2012-06-01 | 2012-07-01 | 2012-08-01 | 2012-09-01 | 2012-10-01 | 2012-11-01 | 2012-12-01 | 2013-01-01 | 2013-02-01 | 2013-03-01 | 2013-04-01 | 2013-05-01 | 2013-06-01 | 2013-07-01 | 2013-08-01 | 2013-09-01 | 2013-10-01 | 2013-11-01 | 2013-12-01 | 2014-01-01 | 2014-02-01 | 2014-03-01 | 2014-04-01 | 2014-05-01 | 2014-06-01 | 2014-07-01 | 2014-08-01 | 2014-09-01 | 2014-10-01 | 2014-11-01 | 2014-12-01
Monthly Generation Capacity Allocation |  |  |  |  | Enter Alternate |  |  |  |  | 0% | 0% | 0% | 0% | 0.8839% | 8.776% | 40.23% | 31.81% | 17.85% | 0.4525% | 0% | 0% | 0% | 0% | 0% | 0% | 0.8839% | 8.776% | 40.23% | 31.81% | 17.85% | 0.4525% | 0% | 0% | 0% | 0% | 0% | 0% | 0.8839% | 8.776% | 40.23% | 31.81% | 17.85% | 0.4525% | 0% | 0%
Monthly T&D Capacity Allocation |  |  |  |  | T&D Values --> |  |  |  |  | 0% | 0% | 1.365% | 0.3612% | 0% | 4.938% | 32.1% | 32.86% | 25.85% | 2.479% | 0.04826% | 0% | 0% | 0% | 1.365% | 0.3612% | 0% | 4.938% | 32.1% | 32.86% | 25.85% | 2.479% | 0.04826% | 0% | 0% | 0% | 1.365% | 0.3612% | 0% | 4.938% | 32.1% | 32.86% | 25.85% | 2.479% | 0.04826% | 0%
Adjusted Generation Capacity Value ($/kW-Yr) |  | 141.2834 | 136.6672 | 136.679 |  | 167.1481 | 161.6868 | 161.7008 |  | 0 | 0 | 0 | 0 | 1.306 | 12.968 | 59.4457 | 46.9999 | 26.3714 | 0.66864 | 0 | 0 | 0 | 0 | 0 | 0 | 1.2795 | 12.7051 | 58.2402 | 46.0468 | 25.8367 | 0.65508 | 0 | 0 | 0 | 0 | 0 | 0 | 1.271 | 12.6202 | 57.8514 | 45.7393 | 25.6641 | 0.65071 | 0 | 0 | Sum
Adjusted T&D Capacity Value ($/kW-Yr.) |  | 0 | 0 | 0 |  | 59.9962 | 60.4386 | 62.0681 |  | 0 | 0 | 0.72715 | 0.19245 | 0 | 2.6312 | 17.1046 | 17.5065 | 13.772 | 1.3208 | 0.025712 | 0 | 0 | 0 | 0.74169 | 0.1963 | 0 | 2.6838 | 17.4467 | 17.8566 | 14.0474 | 1.3472 | 0.026226 | 0 | 0 | 0 | 0.75653 | 0.20023 | 0 | 2.7375 | 17.7956 | 18.2137 | 14.3284 | 1.3741 | 0.026751 | 0 | Sum
Adjusted On-Peak Avoided Energy Cost ($/MWh) |  | 92.7622 | 101.1202 | 107.0156 |  | 61.2999 | 66.8232 | 70.719 |  | 61.2999 | 61.2999 | 61.2999 | 61.2999 | 61.2999 | 61.2999 | 61.2999 | 61.2999 | 61.2999 | 61.2999 | 61.2999 | 61.2999 | 66.8232 | 66.8232 | 66.8232 | 66.8232 | 66.8232 | 66.8232 | 66.8232 | 66.8232 | 66.8232 | 66.8232 | 66.8232 | 66.8232 | 70.719 | 70.719 | 70.719 | 70.719 | 70.719 | 70.719 | 70.719 | 70.719 | 70.719 | 70.719 | 70.719 | 70.719 | Avg
Adjusted GHG Value ($/MWh) |  | 10.3168 | 11.5571 | 13.7892 |  | 9.5447 | 10.6922 | 12.7572 |  | 9.5447 | 9.5447 | 9.5447 | 9.5447 | 9.5447 | 9.5447 | 9.5447 | 9.5447 | 9.5447 | 9.5447 | 9.5447 | 9.5447 | 10.6922 | 10.6922 | 10.6922 | 10.6922 | 10.6922 | 10.6922 | 10.6922 | 10.6922 | 10.6922 | 10.6922 | 10.6922 | 10.6922 | 12.7572 | 12.7572 | 12.7572 | 12.7572 | 12.7572 | 12.7572 | 12.7572 | 12.7572 | 12.7572 | 12.7572 | 12.7572 | 12.7572 | Avg
Impacts
Load Impacts 1 in 2 Years (MW) |  | 9.2583 | 11.4917 | 13.9917 | [5 empty] | 7.3 | 7.6 | 8 | 9.3 | 9.9 | 10.2 | 10.6 | 10.4 | 10.5 | 9.7 | 8.8 | 8.8 | 9.8 | 9.8 | 10.1 | 11.6 | 12.1 | 12.4 | 13 | 12.8 | 12.8 | 11.9 | 10.8 | 10.8 | 12 | 12 | 12.3 | 14.2 | 14.9 | 15.3 | 15.9 | 15.7 | 15.7 | 14.7 | 12.8 | 12.4 | Avg
Energy Savings 1 in 2 years (MWh) |  | 84.8 | 104 | 127.2 | [5 empty] | 2012-07-01: 84.8; 2013-07-01: 104; 2014-07-01: 127.2 | Sum
Avg. Hours of Curtailment |  | 9.1593 | 9.05 | 9.0911
Expense Costs
Annual Utility Expense ($ per year)
Admin Costs |  | 510754.0683 | 530446.0021 | 596379.9901 |  | 510754.0683 | 530446.0021 | 596379.9901 | [37 empty] | Sum
Incentive Cost |  | 890400 | 1092000 | 1335600 |  | 890400 | 1092000 | 1335600 | [37 empty] | Sum
Net Bill/Revenue Reductions |  | 12140.816 | 15336.3704 | 19320.2875 |  | 12140.816 | 15336.3704 | 19320.2875 | [37 empty] | Sum
Ammortized Equipment Costs (entered below) |  | 0 | 0 | 0
name |  | 12520.49 | 12520.49 | 12520.49 |  | 12520.49 | 12520.49 | 12520.49 | [37 empty] | Sum
name |  | 0 | 0 | 0 | [41 empty] | Sum
Annual Participant Expense ($ per year)
Participant Annual Expenses |  | 676905.612 | 830502.2778 | 1016190.2157 | [41 empty] | Sum
Ammortized Equipment Costs (entered below) |  | 0 | 0 | 0
name |  | 0 | 0 | 0 | [41 empty] | Sum
name |  | 0 | 0 | 0 | [41 empty] | Sum
Equipment Costs
Utility Equipment Cost ($ installed per year) | Ammortization Period
name | 10 | 0 | 0 | 0 |  | 0 | 0 | 0 | [37 empty] | Sum
name | 10 | 0 | 0 | 0 | [41 empty] | Sum
name | 10 | 0 | 0 | 0 | [41 empty] | Sum
name | 10 | 0 | 0 | 0 | [41 empty] | Sum
name | 10 | 0 | 0 | 0 | [41 empty] | Sum
Participant Equipment Cost ($ installed per year) | Ammortization Period
name | 10 | 0 | 0 | 0 | [41 empty] | Sum
name | 10 | 0 | 0 | 0 | [41 empty] | Sum
name | 10 | 0 | 0 | 0 | [41 empty] | Sum
name | 10 | 0 | 0 | 0 | [41 empty] | Sum
name | 10 | 0 | 0 | 0 | [41 empty] | Sum
Benefits
Optional Benefits ($ per year)
Environmental Benefits |  | 0 | 0 | 0 | [41 empty] | Sum
Market Benefits |  | 0 | 0 | 0 | [41 empty] | Sum
Non-Energy/Non-Monetary Benefits |  | 0 | 0 | 0 | [41 empty] | Sum
State Tax Benefits/(Costs) |  | 0 | 0 | 0 | [41 empty] | Sum
Federal Tax Benefits/(Costs) |  | 0 | 0 | 0 | [41 empty] | Sum
name |  | 0 | 0 | 0 | [41 empty] | Sum
name |  | 0 | 0 | 0 | [41 empty] | Sum
CAISO Market Participation
CAISO Market |  | Spinning Reserve
MWs Bid into Market |  | 0 | 0 | 0 | [41 empty] | Avg
Number of Hours Bid |  | 0 | 0 | 0 | [41 empty] | Sum
MWhs bid |  | 0 | 0 | 0 |  | 0 | 0 | 0 |  | 0 | 0 | 0 | 0 | 0 | 0 | 0 | 0 | 0 | 0 | 0 | 0 | 0 | 0 | 0 | 0 | 0 | 0 | 0 | 0 | 0 | 0 | 0 | 0 | 0 | 0 | 0 | 0 | 0 | 0 | 0 | 0 | 0 | 0 | 0 | 0 | Sum
Average Market Price ($/MWh) |  | 0 | 0 | 0 | [41 empty] | Avg
All inputs in nominal year dollars
TOTAL |  | 2012 | 2013 | 2014 | 2011 NPV
TRC Costs |  | 1200180.1703 | 1373468.7699 | 1625090.6958 | 3626237.8114
PAC Costs |  | 1413674.5583 | 1634966.4921 | 1944500.4801 | 4310753.7998
RIM Costs |  | 1425815.3743 | 1650302.8625 | 1963820.7677 | 4351020.5005
PCT Costs |  | 676905.612 | 830502.2778 | 1016190.2157 | 2174348.0674
Generation Capacity Value |  | 1308048.8777 | 1570534.0089 | 1912367.5281 | 4130366.8464 | T&D Values
T&D Capacity Value |  | 0 | 0 | 0 | 0 | 53.2803 | 54.3459 | 55.4329
Energy Value |  | 7866.2327 | 10516.5056 | 13612.3825 | 27478.6481
GHG Value |  | 874.8608 | 1201.9373 | 1753.9881 | 3278.4309
Optional Benefits |  | 0 | 0 | 0 | 0
CAISO Market Value |  | 0 | 0 | 0 | 0
Total Benefits |  | 1316789.9712 | 1582252.4519 | 1927733.8987 | 4161123.9254
Participant Benefits |  | 902540.816 | 1107336.3704 | 1354920.2875 | 2899130.7565
|  |  |  | NPV MW Impact (for levelized $/kW-Yr. calculation) | 29.9297
Sensitivities
|  | 2012 | 2013 | 2014 | 2011 NPV
% Incentives as Participant Costs
100% of Incentive Costs | TRC Cost | 1425815.3743 | 1650302.8625 | 1963820.7677 | 4351020.5005
50% of Incentive Costs | TRC Cost | 974544.9663 | 1096634.6773 | 1286360.6239 | 2901455.1223
Generation Capacity Costs
Base Case -30% | TRC Benefits | 924375.3079 | 1111092.2492 | 1354023.6403 | 2922013.8714
Base Case +30% | TRC Benefits | 1709204.6345 | 2053412.6546 | 2501444.1572 | 5400233.9793
T&D Capacity Costs
Base Case -30% | TRC Benefits | 1316789.9712 | 1582252.4519 | 1927733.8987 | 4161123.9254
Base Case +30% | TRC Benefits | 1316789.9712 | 1582252.4519 | 1927733.8987 | 4161123.9254
Capital Ammortization Period
3 Years | TRC Cost | 1200180.1703 | 1373468.7699 | 1625090.6958 | 3626237.8114
| PAC Cost | 1413674.5583 | 1634966.4921 | 1944500.4801 | 4310753.7998
| RIM Cost | 1425815.3743 | 1650302.8625 | 1963820.7677 | 4351020.5005
15 Years | TRC Cost | 1200180.1703 | 1373468.7699 | 1625090.6958 | 3626237.8114
| PAC Cost | 1413674.5583 | 1634966.4921 | 1944500.4801 | 4310753.7998
| RIM Cost | 1425815.3743 | 1650302.8625 | 1963820.7677 | 4351020.5005
Load Impact
Base Case -30% | TRC Benefits |  |  |  | 2912786.7478
Base Case +30% | TRC Benefits |  |  |  | 5409461.103
Adjustment Factors
A Factor at 61% | Gen. Cap. Value | 127.1551 | 123.0005 | 123.0111
| TRC Benefits | 1185985.0834 | 1425199.051 | 1736497.1459 | 3748087.2407
A Factor at 100% | Gen. Cap. Value | 207.7697 | 200.9812 | 200.9986
| TRC Benefits | 1932342.3842 | 2321327.2796 | 2827671.559 | 6104825.9707
Chart
|  | Base Case | High | Low | Base Case | 1
Base Case |  | 1.1475 |  |  | 1.1475 | 1
% of Incentives as Participant Costs | 100% |  |  | 0.95636 | 1.1475 | 1
| 50% |  | 1.4342 |  | 1.1475 | 1
Generation Capacity Value | -30% |  |  | 0.8058 | 1.1475 | 1
| 30% |  | 1.4892 |  | 1.1475 | 1
T&D Capacity Value | -30% |  |  | 1.1475 | 1.1475 | 1
| 30% |  | 1.1475 |  | 1.1475 | 1
Capital Amortization Period | 3 |  |  | 1.1475 | 1.1475 | 1
| 15 |  | 1.1475 |  | 1.1475 | 1
Load Impact | -30% |  |  | 0.80325 | 1.1475 | 1
| 30% |  | 1.4918 |  | 1.1475 | 1
A Factor | 61.2% |  |  | 1.0336 | 1.1475 | 1
| 100% |  | 1.6835 |  | 1.1475 | 1
Note on C62: Include ALL types of incentives (e.g. upfront, capacity, energy)
Note on C68: 75% of (Incentives + Bill Savings-Equipment Costs)
Note on H50: Enter Alternate T&D Avoided Cost Values ($/kW-Yr.)

## CBP_DA
Program Name
CBP_DA
Base Case Results
2011 Dollars | Benefits | Costs | Net Benefits | Net $/kW-Yr. | Ratio
TRC | 2812528.7374 | 2925715.1999 | -113186.4625 | -4.1685 | 0.96131
PAC |  | 3256819.6843 | -444290.9469 | -16.3628 | 0.86358
RIM |  | 3356914.3362 | -544385.5988 | -20.0492 | 0.83783
PCT | 1724796.5453 | 1293597.409 | 431199.1363 | 15.8806 | 1.3333
Sensitivities
| % of Customer Incentives in TRC |  | Generation Capacity Value |  | T&D Capacity Value |  | Capital Amortization Period |  | Load Impact |  | A Adjustment Factor
| 100% | 50% | -30% | 30% | -30% | 30% | 3 | 15 | -30% | 30% | 54% | 100%
TRC | 0.83783 | 1.1275 | 0.69206 | 1.2306 | 0.94997 | 0.97266 | 0.96131 | 0.96131 | 0.67292 | 1.2497 | 0.87156 | 1.5596
PAC | - |  | 0.6217 | 1.1055 | 0.85339 | 0.87377 | 0.86358 | 0.86358 | 0.60451 | 1.1227 | 0.78296 | 1.4011
RIM | - |  | 0.60317 | 1.0725 | 0.82795 | 0.84772 | 0.83783 | 0.83783 | 0.58648 | 1.0892 | 0.75961 | 1.3593
Adjustment Factors | [5 empty] | LEGEND
A) Availability adjustment |  | 60% |  |  |  | Utility Input |  | Enter Utility specific information and program data in yellow cells
B) Notification adjustment |  | 88% |  |  |  | Do Not Alter
C) Trigger adjustment |  | 100% | Select |  |  | Avoided Cost Input |  | Inputs from Avoided Cost Model
D) T&D right time-right place adjustment |  | 7% | T&D Value--> | D Only |  | Formula |  | Formulas contained in this Excel Workbook
E) Energy price adjustment |  | 140%
Program | [5 empty] | Annual Inputs |  |  |  | Monthly Inputs
Nominal Dollars | [5 empty] | (Inputs override monthly inputs) |  |  |  | 2012 | [11 empty] | 2013 | [11 empty] | 2014
Adjusted Avoided Cost Values |  | 2012 | 2013 | 2014 |  | 2012 | 2013 | 2014 |  | 2012-01-01 | 2012-02-01 | 2012-03-01 | 2012-04-01 | 2012-05-01 | 2012-06-01 | 2012-07-01 | 2012-08-01 | 2012-09-01 | 2012-10-01 | 2012-11-01 | 2012-12-01 | 2013-01-01 | 2013-02-01 | 2013-03-01 | 2013-04-01 | 2013-05-01 | 2013-06-01 | 2013-07-01 | 2013-08-01 | 2013-09-01 | 2013-10-01 | 2013-11-01 | 2013-12-01 | 2014-01-01 | 2014-02-01 | 2014-03-01 | 2014-04-01 | 2014-05-01 | 2014-06-01 | 2014-07-01 | 2014-08-01 | 2014-09-01 | 2014-10-01 | 2014-11-01 | 2014-12-01
Monthly Generation Capacity Allocation |  |  |  |  | Enter Alternate |  |  |  |  | 0% | 0% | 0% | 0% | 0.8839% | 8.776% | 40.23% | 31.81% | 17.85% | 0.4525% | 0% | 0% | 0% | 0% | 0% | 0% | 0.8839% | 8.776% | 40.23% | 31.81% | 17.85% | 0.4525% | 0% | 0% | 0% | 0% | 0% | 0% | 0.8839% | 8.776% | 40.23% | 31.81% | 17.85% | 0.4525% | 0% | 0%
Monthly T&D Capacity Allocation |  |  |  |  | T&D Values --> |  |  |  |  | 0% | 0% | 1.365% | 0.3612% | 0% | 4.938% | 32.1% | 32.86% | 25.85% | 2.479% | 0.04826% | 0% | 0% | 0% | 1.365% | 0.3612% | 0% | 4.938% | 32.1% | 32.86% | 25.85% | 2.479% | 0.04826% | 0% | 0% | 0% | 1.365% | 0.3612% | 0% | 4.938% | 32.1% | 32.86% | 25.85% | 2.479% | 0.04826% | 0%
Adjusted Generation Capacity Value ($/kW-Yr) |  | 98.2157 | 96.2742 | 95.6011 |  | 149.6464 | 146.6882 | 145.6626 |  | 0 | 0 | 0 | 0 | 1.306 | 12.968 | 59.4457 | 46.9999 | 26.3714 | 0.66864 | 0 | 0 | 0 | 0 | 0 | 0 | 1.2795 | 12.7051 | 58.2402 | 46.0468 | 25.8367 | 0.65508 | 0 | 0 | 0 | 0 | 0 | 0 | 1.271 | 12.6202 | 57.8514 | 45.7393 | 25.6641 | 0.65071 | 0 | 0 | Sum
Adjusted T&D Capacity Value ($/kW-Yr.) |  | 3.9993 | 4.0766 | 4.1484 |  | 53.3469 | 54.3779 | 55.3352 |  | 0 | 0 | 0.72715 | 0.19245 | 0 | 2.6312 | 17.1046 | 17.5065 | 13.772 | 1.3208 | 0.025712 | 0 | 0 | 0 | 0.74169 | 0.1963 | 0 | 2.6838 | 17.4467 | 17.8566 | 14.0474 | 1.3472 | 0.026226 | 0 | 0 | 0 | 0.75653 | 0.20023 | 0 | 2.7375 | 17.7956 | 18.2137 | 14.3284 | 1.3741 | 0.026751 | 0 | Sum
Adjusted On-Peak Avoided Energy Cost ($/MWh) |  | 92.7622 | 101.1202 | 107.0156 |  | 61.2999 | 66.8232 | 70.719 |  | 61.2999 | 61.2999 | 61.2999 | 61.2999 | 61.2999 | 61.2999 | 61.2999 | 61.2999 | 61.2999 | 61.2999 | 61.2999 | 61.2999 | 66.8232 | 66.8232 | 66.8232 | 66.8232 | 66.8232 | 66.8232 | 66.8232 | 66.8232 | 66.8232 | 66.8232 | 66.8232 | 66.8232 | 70.719 | 70.719 | 70.719 | 70.719 | 70.719 | 70.719 | 70.719 | 70.719 | 70.719 | 70.719 | 70.719 | 70.719 | Avg
Adjusted GHG Value ($/MWh) |  | 10.3168 | 11.5571 | 13.7892 |  | 9.5447 | 10.6922 | 12.7572 |  | 9.5447 | 9.5447 | 9.5447 | 9.5447 | 9.5447 | 9.5447 | 9.5447 | 9.5447 | 9.5447 | 9.5447 | 9.5447 | 9.5447 | 10.6922 | 10.6922 | 10.6922 | 10.6922 | 10.6922 | 10.6922 | 10.6922 | 10.6922 | 10.6922 | 10.6922 | 10.6922 | 10.6922 | 12.7572 | 12.7572 | 12.7572 | 12.7572 | 12.7572 | 12.7572 | 12.7572 | 12.7572 | 12.7572 | 12.7572 | 12.7572 | 12.7572 | Avg
Impacts
Load Impacts 1 in 2 Years (MW) |  | 9.7616 | 10.6747 | 10.857 | [5 empty] | 0 | 0 | 0 | 0 | 9.1657 | 9.4601 | 9.6529 | 10.2083 | 10.0805 | 10.002 | 0 | 0 | 0 | 0 | 0 | 0 | 10.15 | 10.3824 | 10.6101 | 11.1171 | 10.9939 | 10.7947 | 0 | 0 | 0 | 0 | 0 | 0 | 10.5071 | 10.6613 | 10.8371 | 11.268 | 11.0739 | 10.7947 | 0 | 0 | Avg
Energy Savings 1 in 2 years (MWh) |  | 245 | 266.8097 | 270.4314 | [5 empty] | 2012-07-01: 245; 2013-07-01: 266.8097; 2014-07-01: 270.4314 | Sum
Avg. Hours of Curtailment |  | 25.0984 | 24.9946 | 24.9085
Expense Costs
Annual Utility Expense ($ per year)
Admin Costs |  | 539477.8914 | 542611.9423 | 523325.2428 |  | 539477.8914 | 542611.9423 | 523325.2428 | [37 empty] | Sum
Incentive Cost |  | 585153.824 | 638717.4476 | 648441.1362 |  | 585153.824 | 638717.4476 | 648441.1362 | [37 empty] | Sum
Net Bill/Revenue Reductions |  | 35076.6457 | 39345.1174 | 41075.5756 |  | 35076.6457 | 39345.1174 | 41075.5756 | [37 empty] | Sum
Ammortized Equipment Costs (entered below) |  | 0 | 0 | 0
name |  | 90640.7052 | 90722.0444 | 88277.9723 |  | 90640.7052 | 90722.0444 | 88277.9723 | [37 empty] | Sum
name |  | 0 | 0 | 0 | [41 empty] | Sum
Annual Participant Expense ($ per year)
Participant Annual Expenses |  | 465172.8522 | 508546.9237 | 517137.5338 | [41 empty] | Sum
Ammortized Equipment Costs (entered below) |  | 0 | 0 | 0
name |  | 0 | 0 | 0 | [41 empty] | Sum
name |  | 0 | 0 | 0 | [41 empty] | Sum
Equipment Costs
Utility Equipment Cost ($ installed per year) | Ammortization Period
name | 10 | 0 | 0 | 0 |  | 0 | 0 | 0 | [37 empty] | Sum
name | 10 | 0 | 0 | 0 | [41 empty] | Sum
name | 10 | 0 | 0 | 0 | [41 empty] | Sum
name | 10 | 0 | 0 | 0 | [41 empty] | Sum
name | 10 | 0 | 0 | 0 | [41 empty] | Sum
Participant Equipment Cost ($ installed per year) | Ammortization Period
name | 10 | 0 | 0 | 0 | [41 empty] | Sum
name | 10 | 0 | 0 | 0 | [41 empty] | Sum
name | 10 | 0 | 0 | 0 | [41 empty] | Sum
name | 10 | 0 | 0 | 0 | [41 empty] | Sum
name | 10 | 0 | 0 | 0 | [41 empty] | Sum
Benefits
Optional Benefits ($ per year)
Environmental Benefits |  | 0 | 0 | 0 | [41 empty] | Sum
Market Benefits |  | 0 | 0 | 0 | [41 empty] | Sum
Non-Energy/Non-Monetary Benefits |  | 0 | 0 | 0 | [41 empty] | Sum
State Tax Benefits/(Costs) |  | 0 | 0 | 0 | [41 empty] | Sum
Federal Tax Benefits/(Costs) |  | 0 | 0 | 0 | [41 empty] | Sum
name |  | 0 | 0 | 0 | [41 empty] | Sum
name |  | 0 | 0 | 0 | [41 empty] | Sum
CAISO Market Participation
CAISO Market |  | Spinning Reserve
MWs Bid into Market |  | 0 | 0 | 0 | [41 empty] | Avg
Number of Hours Bid |  | 0 | 0 | 0 | [41 empty] | Sum
MWhs bid |  | 0 | 0 | 0 |  | 0 | 0 | 0 |  | 0 | 0 | 0 | 0 | 0 | 0 | 0 | 0 | 0 | 0 | 0 | 0 | 0 | 0 | 0 | 0 | 0 | 0 | 0 | 0 | 0 | 0 | 0 | 0 | 0 | 0 | 0 | 0 | 0 | 0 | 0 | 0 | 0 | 0 | 0 | 0 | Sum
Average Market Price ($/MWh) |  | 0 | 0 | 0 | [41 empty] | Avg
All inputs in nominal year dollars
TOTAL |  | 2012 | 2013 | 2014 | 2011 NPV
TRC Costs |  | 1095291.4488 | 1141880.9105 | 1128740.7489 | 2925715.1999
PAC Costs |  | 1215272.4206 | 1272051.4343 | 1260044.3513 | 3256819.6843
RIM Costs |  | 1250349.0662 | 1311396.5517 | 1301119.9269 | 3356914.3362
PCT Costs |  | 465172.8522 | 508546.9237 | 517137.5338 | 1293597.409
Generation Capacity Value |  | 958741.7532 | 1027697.5272 | 1037942.1245 | 2625832.2909 | T&D Values
T&D Capacity Value |  | 39039.8126 | 43516.6436 | 45039.1215 | 110617.8732 | 53.2803 | 54.3459 | 55.4329
Energy Value |  | 22726.7308 | 26979.8615 | 28940.3792 | 68027.7018
GHG Value |  | 2527.6045 | 3083.5435 | 3729.0371 | 8050.8714
Optional Benefits |  | 0 | 0 | 0 | 0
CAISO Market Value |  | 0 | 0 | 0 | 0
Total Benefits |  | 1023035.9011 | 1101277.5758 | 1115650.6623 | 2812528.7374
Participant Benefits |  | 620230.4697 | 678062.565 | 689516.7117 | 1724796.5453
|  |  |  | NPV MW Impact (for levelized $/kW-Yr. calculation) | 27.1525
Sensitivities
|  | 2012 | 2013 | 2014 | 2011 NPV
% Incentives as Participant Costs
100% of Incentive Costs | TRC Cost | 1250349.0662 | 1311396.5517 | 1301119.9269 | 3356914.3362
50% of Incentive Costs | TRC Cost | 940233.8314 | 972365.2692 | 956361.571 | 2494516.0636
Generation Capacity Costs
Base Case -30% | TRC Benefits | 735413.3752 | 792968.3176 | 804268.0249 | 2024779.0501
Base Case +30% | TRC Benefits | 1310658.4271 | 1409586.834 | 1427033.2996 | 3600278.4247
T&D Capacity Costs
Base Case -30% | TRC Benefits | 1011323.9574 | 1088222.5827 | 1102138.9258 | 2779343.3755
Base Case +30% | TRC Benefits | 1034747.8449 | 1114332.5689 | 1129162.3987 | 2845714.0994
Capital Ammortization Period
3 Years | TRC Cost | 1095291.4488 | 1141880.9105 | 1128740.7489 | 2925715.1999
| PAC Cost | 1215272.4206 | 1272051.4343 | 1260044.3513 | 3256819.6843
| RIM Cost | 1250349.0662 | 1311396.5517 | 1301119.9269 | 3356914.3362
15 Years | TRC Cost | 1095291.4488 | 1141880.9105 | 1128740.7489 | 2925715.1999
| PAC Cost | 1215272.4206 | 1272051.4343 | 1260044.3513 | 3256819.6843
| RIM Cost | 1250349.0662 | 1311396.5517 | 1301119.9269 | 3356914.3362
Load Impact
Base Case -30% | TRC Benefits |  |  |  | 1968770.1162
Base Case +30% | TRC Benefits |  |  |  | 3656287.3586
Adjustment Factors
A Factor at 54% | Gen. Cap. Value | 88.3941 | 86.6468 | 86.041
| TRC Benefits | 927161.7258 | 998507.8231 | 1011856.4498 | 2549945.5083
A Factor at 100% | Gen. Cap. Value | 163.6929 | 160.457 | 159.3351
| TRC Benefits | 1662197.0699 | 1786409.2606 | 1807612.0786 | 4563083.598
Chart
|  | Base Case | High | Low | Base Case | 1
Base Case |  | 0.96131 |  |  | 0.96131 | 1
% of Incentives as Participant Costs | 100% |  |  | 0.83783 | 0.96131 | 1
| 50% |  | 1.1275 |  | 0.96131 | 1
Generation Capacity Value | -30% |  |  | 0.69206 | 0.96131 | 1
| 30% |  | 1.2306 |  | 0.96131 | 1
T&D Capacity Value | -30% |  |  | 0.94997 | 0.96131 | 1
| 30% |  | 0.97266 |  | 0.96131 | 1
Capital Amortization Period | 3 |  |  | 0.96131 | 0.96131 | 1
| 15 |  | 0.96131 |  | 0.96131 | 1
Load Impact | -30% |  |  | 0.67292 | 0.96131 | 1
| 30% |  | 1.2497 |  | 0.96131 | 1
A Factor | 54% |  |  | 0.87156 | 0.96131 | 1
| 100% |  | 1.5596 |  | 0.96131 | 1
Note on C62: Include ALL types of incentives (e.g. upfront, capacity, energy)
Note on C68: 75% of (Incentives + Bill Savings-Equipment Costs)
Note on H50: Enter Alternate T&D Avoided Cost Values ($/kW-Yr.)

## CBP_DO
Program Name
CBP_DO
Base Case Results
2011 Dollars | Benefits | Costs | Net Benefits | Net $/kW-Yr. | Ratio
TRC | 7448421.4975 | 8185580.8135 | -737159.316 | -11.9074 | 0.90994
PAC |  | 9206404.357 | -1757982.8595 | -28.3969 | 0.80905
RIM |  | 9440982.1111 | -1992560.6137 | -32.1861 | 0.78895
PCT | 5021605.1907 | 3766203.893 | 1255401.2977 | 20.2786 | 1.3333
Sensitivities
| % of Customer Incentives in TRC |  | Generation Capacity Value |  | T&D Capacity Value |  | Capital Amortization Period |  | Load Impact |  | A Adjustment Factor
| 100% | 50% | -30% | 30% | -30% | 30% | 3 | 15 | -30% | 30% | 54.9% | 100%
TRC | 0.78895 | 1.0748 | 0.65926 | 1.1606 | 0.89418 | 0.92571 | 0.89846 | 0.91153 | 0.63696 | 1.1829 | 0.82638 | 1.4442
PAC | - |  | 0.58616 | 1.0319 | 0.79503 | 0.82306 | 0.79995 | 0.8103 | 0.56633 | 1.0518 | 0.73475 | 1.284
RIM | - |  | 0.5716 | 1.0063 | 0.77528 | 0.80261 | 0.78029 | 0.79014 | 0.55226 | 1.0256 | 0.7165 | 1.2521
Adjustment Factors | [5 empty] | LEGEND
A) Availability adjustment |  | 61% |  |  |  | Utility Input |  | Enter Utility specific information and program data in yellow cells
B) Notification adjustment |  | 100% |  |  |  | Do Not Alter
C) Trigger adjustment |  | 100% | Select |  |  | Avoided Cost Input |  | Inputs from Avoided Cost Model
D) T&D right time-right place adjustment |  | 12% | T&D Value--> | D Only |  | Formula |  | Formulas contained in this Excel Workbook
E) Energy price adjustment |  | 140%
Program | [5 empty] | Annual Inputs |  |  |  | Monthly Inputs
Nominal Dollars | [5 empty] | (Inputs override monthly inputs) |  |  |  | 2012 | [11 empty] | 2013 | [11 empty] | 2014
Adjusted Avoided Cost Values |  | 2012 | 2013 | 2014 |  | 2012 | 2013 | 2014 |  | 2012-01-01 | 2012-02-01 | 2012-03-01 | 2012-04-01 | 2012-05-01 | 2012-06-01 | 2012-07-01 | 2012-08-01 | 2012-09-01 | 2012-10-01 | 2012-11-01 | 2012-12-01 | 2013-01-01 | 2013-02-01 | 2013-03-01 | 2013-04-01 | 2013-05-01 | 2013-06-01 | 2013-07-01 | 2013-08-01 | 2013-09-01 | 2013-10-01 | 2013-11-01 | 2013-12-01 | 2014-01-01 | 2014-02-01 | 2014-03-01 | 2014-04-01 | 2014-05-01 | 2014-06-01 | 2014-07-01 | 2014-08-01 | 2014-09-01 | 2014-10-01 | 2014-11-01 | 2014-12-01
Monthly Generation Capacity Allocation |  |  |  |  | Enter Alternate |  |  |  |  | 0% | 0% | 0% | 0% | 0.8839% | 8.776% | 40.23% | 31.81% | 17.85% | 0.4525% | 0% | 0% | 0% | 0% | 0% | 0% | 0.8839% | 8.776% | 40.23% | 31.81% | 17.85% | 0.4525% | 0% | 0% | 0% | 0% | 0% | 0% | 0.8839% | 8.776% | 40.23% | 31.81% | 17.85% | 0.4525% | 0% | 0%
Monthly T&D Capacity Allocation |  |  |  |  | T&D Values --> |  |  |  |  | 0% | 0% | 1.365% | 0.3612% | 0% | 4.938% | 32.1% | 32.86% | 25.85% | 2.479% | 0.04826% | 0% | 0% | 0% | 1.365% | 0.3612% | 0% | 4.938% | 32.1% | 32.86% | 25.85% | 2.479% | 0.04826% | 0% | 0% | 0% | 1.365% | 0.3612% | 0% | 4.938% | 32.1% | 32.86% | 25.85% | 2.479% | 0.04826% | 0%
Adjusted Generation Capacity Value ($/kW-Yr) |  | 112.0862 | 109.9922 | 109.4078 |  | 147.8228 | 145.0611 | 144.2904 |  | 0 | 0 | 0 | 0 | 1.306 | 12.968 | 59.4457 | 46.9999 | 26.3714 | 0.66864 | 0 | 0 | 0 | 0 | 0 | 0 | 1.2795 | 12.7051 | 58.2402 | 46.0468 | 25.8367 | 0.65508 | 0 | 0 | 0 | 0 | 0 | 0 | 1.271 | 12.6202 | 57.8514 | 45.7393 | 25.6641 | 0.65071 | 0 | 0 | Sum
Adjusted T&D Capacity Value ($/kW-Yr.) |  | 6.8032 | 6.9454 | 7.0912 |  | 52.9362 | 54.0423 | 55.1768 |  | 0 | 0 | 0.72715 | 0.19245 | 0 | 2.6312 | 17.1046 | 17.5065 | 13.772 | 1.3208 | 0.025712 | 0 | 0 | 0 | 0.74169 | 0.1963 | 0 | 2.6838 | 17.4467 | 17.8566 | 14.0474 | 1.3472 | 0.026226 | 0 | 0 | 0 | 0.75653 | 0.20023 | 0 | 2.7375 | 17.7956 | 18.2137 | 14.3284 | 1.3741 | 0.026751 | 0 | Sum
Adjusted On-Peak Avoided Energy Cost ($/MWh) |  | 92.7622 | 101.1202 | 107.0156 |  | 61.2999 | 66.8232 | 70.719 |  | 61.2999 | 61.2999 | 61.2999 | 61.2999 | 61.2999 | 61.2999 | 61.2999 | 61.2999 | 61.2999 | 61.2999 | 61.2999 | 61.2999 | 66.8232 | 66.8232 | 66.8232 | 66.8232 | 66.8232 | 66.8232 | 66.8232 | 66.8232 | 66.8232 | 66.8232 | 66.8232 | 66.8232 | 70.719 | 70.719 | 70.719 | 70.719 | 70.719 | 70.719 | 70.719 | 70.719 | 70.719 | 70.719 | 70.719 | 70.719 | Avg
Adjusted GHG Value ($/MWh) |  | 10.3168 | 11.5571 | 13.7892 |  | 9.5447 | 10.6922 | 12.7572 |  | 9.5447 | 9.5447 | 9.5447 | 9.5447 | 9.5447 | 9.5447 | 9.5447 | 9.5447 | 9.5447 | 9.5447 | 9.5447 | 9.5447 | 10.6922 | 10.6922 | 10.6922 | 10.6922 | 10.6922 | 10.6922 | 10.6922 | 10.6922 | 10.6922 | 10.6922 | 10.6922 | 10.6922 | 12.7572 | 12.7572 | 12.7572 | 12.7572 | 12.7572 | 12.7572 | 12.7572 | 12.7572 | 12.7572 | 12.7572 | 12.7572 | 12.7572 | Avg
Impacts
Load Impacts 1 in 2 Years (MW) |  | 21.8711 | 23.8329 | 25.7398 | [5 empty] | 0 | 0 | 0 | 0 | 21.3691 | 20.0362 | 21.6797 | 21.7582 | 23.4563 | 22.9269 | 0 | 0 | 0 | 0 | 0 | 0 | 23.3106 | 21.9481 | 23.6839 | 23.7656 | 25.4921 | 24.7975 | 0 | 0 | 0 | 0 | 0 | 0 | 25.1531 | 23.7787 | 25.6211 | 25.7248 | 27.4995 | 26.6618 | 0 | 0 | Avg
Energy Savings 1 in 2 years (MWh) |  | 562.9519 | 611.8105 | 659.9885 | [5 empty] | 2012-07-01: 562.9519; 2013-07-01: 611.8105; 2014-07-01: 659.9885 | Sum
Avg. Hours of Curtailment |  | 25.7396 | 25.6708 | 25.6407
Expense Costs
Annual Utility Expense ($ per year)
Admin Costs |  | 1401505.7682 | 1408275.7829 | 1435739.9585 |  | 1401505.7682 | 1408275.7829 | 1435739.9585 | [37 empty] | Sum
Incentive Cost |  | 1692073.7128 | 1842308.2029 | 1989954.8708 |  | 1692073.7128 | 1842308.2029 | 1989954.8708 | [37 empty] | Sum
Net Bill/Revenue Reductions |  | 80597.8164 | 90220.6992 | 100245.0292 |  | 80597.8164 | 90220.6992 | 100245.0292 | [37 empty] | Sum
Ammortized Equipment Costs (entered below) |  | 13026.1368 | 24867.922 | 36544.7324
name |  | 254216.3169 | 254134.9778 | 256579.0499 |  | 254216.3169 | 254134.9778 | 256579.0499 | [37 empty] | Sum
name |  | 0 | 0 | 0 | [41 empty] | Sum
Annual Participant Expense ($ per year)
Participant Annual Expenses |  | 1329503.6469 | 1449396.6765 | 1567649.925 | [41 empty] | Sum
Ammortized Equipment Costs (entered below) |  | 0 | 0 | 0
name |  | 0 | 0 | 0 | [41 empty] | Sum
name |  | 0 | 0 | 0 | [41 empty] | Sum
Equipment Costs
Utility Equipment Cost ($ installed per year) | Ammortization Period
name | 10 | 13026.1368 | 24867.922 | 36544.7324 |  | 90193.3629 | 81992.8764 | 80850.5857 | [37 empty] | Sum
name | 10 | 0 | 0 | 0 | [41 empty] | Sum
name | 10 | 0 | 0 | 0 | [41 empty] | Sum
name | 10 | 0 | 0 | 0 | [41 empty] | Sum
name | 10 | 0 | 0 | 0 | [41 empty] | Sum
Participant Equipment Cost ($ installed per year) | Ammortization Period
name | 10 | 0 | 0 | 0 | [41 empty] | Sum
name | 10 | 0 | 0 | 0 | [41 empty] | Sum
name | 10 | 0 | 0 | 0 | [41 empty] | Sum
name | 10 | 0 | 0 | 0 | [41 empty] | Sum
name | 10 | 0 | 0 | 0 | [41 empty] | Sum
Benefits
Optional Benefits ($ per year)
Environmental Benefits |  | 0 | 0 | 0 | [41 empty] | Sum
Market Benefits |  | 0 | 0 | 0 | [41 empty] | Sum
Non-Energy/Non-Monetary Benefits |  | 0 | 0 | 0 | [41 empty] | Sum
State Tax Benefits/(Costs) |  | 0 | 0 | 0 | [41 empty] | Sum
Federal Tax Benefits/(Costs) |  | 0 | 0 | 0 | [41 empty] | Sum
name |  | 0 | 0 | 0 | [41 empty] | Sum
name |  | 0 | 0 | 0 | [41 empty] | Sum
CAISO Market Participation
CAISO Market |  | Spinning Reserve
MWs Bid into Market |  | 0 | 0 | 0 | [41 empty] | Avg
Number of Hours Bid |  | 0 | 0 | 0 | [41 empty] | Sum
MWhs bid |  | 0 | 0 | 0 |  | 0 | 0 | 0 |  | 0 | 0 | 0 | 0 | 0 | 0 | 0 | 0 | 0 | 0 | 0 | 0 | 0 | 0 | 0 | 0 | 0 | 0 | 0 | 0 | 0 | 0 | 0 | 0 | 0 | 0 | 0 | 0 | 0 | 0 | 0 | 0 | 0 | 0 | 0 | 0 | Sum
Average Market Price ($/MWh) |  | 0 | 0 | 0 | [41 empty] | Avg
All inputs in nominal year dollars
TOTAL |  | 2012 | 2013 | 2014 | 2011 NPV
TRC Costs |  | 2998251.8689 | 3136675.3593 | 3296513.6658 | 8185580.8135
PAC Costs |  | 3360821.9348 | 3529586.8856 | 3718818.6116 | 9206404.357
RIM Costs |  | 3441419.7512 | 3619807.5848 | 3819063.6408 | 9440982.1111
PCT Costs |  | 1329503.6469 | 1449396.6765 | 1567649.925 | 3766203.893
Generation Capacity Value |  | 2451445.2084 | 2621437.6038 | 2816138.3359 | 6839849.7962 | T&D Values
T&D Capacity Value |  | 148793.6519 | 165528.5125 | 182525.4903 | 430110.2947 | 53.2803 | 54.3459 | 55.4329
Energy Value |  | 52220.6398 | 61866.4304 | 70629.0568 | 159544.2628
GHG Value |  | 5807.836 | 7070.7491 | 9100.723 | 18917.1438
Optional Benefits |  | 0 | 0 | 0 | 0
CAISO Market Value |  | 0 | 0 | 0 | 0
Total Benefits |  | 2658267.3361 | 2855903.2959 | 3078393.606 | 7448421.4975
Participant Benefits |  | 1772671.5292 | 1932528.902 | 2090199.9 | 5021605.1907
|  |  |  | NPV MW Impact (for levelized $/kW-Yr. calculation) | 61.9075
Sensitivities
|  | 2012 | 2013 | 2014 | 2011 NPV
% Incentives as Participant Costs
100% of Incentive Costs | TRC Cost | 3441419.7512 | 3619807.5848 | 3819063.6408 | 9440982.1111
50% of Incentive Costs | TRC Cost | 2555083.9866 | 2653543.1338 | 2773963.6907 | 6930179.5158
Generation Capacity Costs
Base Case -30% | TRC Benefits | 1922833.7736 | 2069472.0148 | 2233552.1052 | 5396466.5586
Base Case +30% | TRC Benefits | 3393700.8986 | 3642334.5771 | 3923235.1068 | 9500376.4363
T&D Capacity Costs
Base Case -30% | TRC Benefits | 2613629.2405 | 2806244.7422 | 3023635.9589 | 7319388.4091
Base Case +30% | TRC Benefits | 2702905.4316 | 2905561.8497 | 3133151.2531 | 7577454.5859
Capital Ammortization Period
3 Years | TRC Cost | 3019788.8921 | 3177791.2341 | 3356935.6279 | 8290251.837
| PAC Cost | 3382358.958 | 3570702.7605 | 3779240.5737 | 9311075.3806
| RIM Cost | 3462956.7744 | 3660923.4596 | 3879485.6029 | 9545653.1347
15 Years | TRC Cost | 2995323.2517 | 3131084.398 | 3288297.4512 | 8171347.5851
| PAC Cost | 3357893.3175 | 3523995.9244 | 3710602.3971 | 9192171.1287
| RIM Cost | 3438491.134 | 3614216.6236 | 3810847.4262 | 9426748.8828
Load Impact
Base Case -30% | TRC Benefits |  |  |  | 5213895.0482
Base Case +30% | TRC Benefits |  |  |  | 9682947.9467
Adjustment Factors
A Factor at 55% | Gen. Cap. Value | 100.8776 | 98.993 | 98.467
| TRC Benefits | 2413122.8152 | 2593759.5355 | 2796779.7724 | 6764436.5178
A Factor at 100% | Gen. Cap. Value | 183.7478 | 180.315 | 179.357
| TRC Benefits | 4225584.7644 | 4531904.3869 | 4878875.4929 | 11821440.2197
Chart
|  | Base Case | High | Low | Base Case | 1
Base Case |  | 0.90994 |  |  | 0.90994 | 1
% of Incentives as Participant Costs | 100% |  |  | 0.78895 | 0.90994 | 1
| 50% |  | 1.0748 |  | 0.90994 | 1
Generation Capacity Value | -30% |  |  | 0.65926 | 0.90994 | 1
| 30% |  | 1.1606 |  | 0.90994 | 1
T&D Capacity Value | -30% |  |  | 0.89418 | 0.90994 | 1
| 30% |  | 0.92571 |  | 0.90994 | 1
Capital Amortization Period | 3 |  |  | 0.89846 | 0.90994 | 1
| 15 |  | 0.91153 |  | 0.90994 | 1
Load Impact | -30% |  |  | 0.63696 | 0.90994 | 1
| 30% |  | 1.1829 |  | 0.90994 | 1
A Factor | 54.9% |  |  | 0.82638 | 0.90994 | 1
| 100% |  | 1.4442 |  | 0.90994 | 1
Note on C62: Include ALL types of incentives (e.g. upfront, capacity, energy)
Note on C68: 75% of (Incentives + Bill Savings-Equipment Costs)
Note on H50: Enter Alternate T&D Avoided Cost Values ($/kW-Yr.)

## SCTD
Program Name
SCTD
Base Case Results
2011 Dollars | Benefits | Costs | Net Benefits | Net $/kW-Yr. | Ratio
TRC | 4990790.7978 | 7769836.4514 | -2779045.6536 | -204.9988 | 0.64233
PAC |  | 7569514.4849 | -2578723.6871 | -190.2219 | 0.65933
RIM |  | 7836610.4402 | -2845819.6424 | -209.9245 | 0.63686
PCT | 267095.9552 | 200321.9664 | 66773.9888 | 4.9256 | 1.3333
Sensitivities
| % of Customer Incentives in TRC |  | Generation Capacity Value |  | T&D Capacity Value |  | Capital Amortization Period |  | Load Impact |  | A Adjustment Factor
| 100% | 50% | -30% | 30% | -30% | 30% | 3 | 15 | -30% | 30% | 80.1% | 100%
TRC | 0.63686 | 0.6479 | 0.50608 | 0.77858 | 0.59189 | 0.69277 | 0.3898 | 0.70438 | 0.44963 | 0.83503 | 0.59691 | 0.69846
PAC | - |  | 0.51947 | 0.79918 | 0.60756 | 0.7111 | 0.39599 | 0.72488 | 0.46153 | 0.85713 | 0.61271 | 0.71695
RIM | - |  | 0.50177 | 0.77194 | 0.58685 | 0.68686 | 0.38777 | 0.69781 | 0.4458 | 0.82791 | 0.59183 | 0.69251
\
Adjustment Factors | [5 empty] | LEGEND
A) Availability adjustment |  | 89% |  |  |  | Utility Input |  | Enter Utility specific information and program data in yellow cells
B) Notification adjustment |  | 100% |  |  |  | Do Not Alter
C) Trigger adjustment |  | 100% | Select |  |  | Avoided Cost Input |  | Inputs from Avoided Cost Model
D) T&D right time-right place adjustment |  | 100% | T&D Value--> | D Only |  | Formula |  | Formulas contained in this Excel Workbook
E) Energy price adjustment |  | 140%
Program | [5 empty] | Annual Inputs |  |  |  | Monthly Inputs
Nominal Dollars | [5 empty] | (Inputs override monthly inputs) |  |  |  | 2012 | [11 empty] | 2013 | [11 empty] | 2014
Adjusted Avoided Cost Values |  | 2012 | 2013 | 2014 |  | 2012 | 2013 | 2014 |  | 2012-01-01 | 2012-02-01 | 2012-03-01 | 2012-04-01 | 2012-05-01 | 2012-06-01 | 2012-07-01 | 2012-08-01 | 2012-09-01 | 2012-10-01 | 2012-11-01 | 2012-12-01 | 2013-01-01 | 2013-02-01 | 2013-03-01 | 2013-04-01 | 2013-05-01 | 2013-06-01 | 2013-07-01 | 2013-08-01 | 2013-09-01 | 2013-10-01 | 2013-11-01 | 2013-12-01 | 2014-01-01 | 2014-02-01 | 2014-03-01 | 2014-04-01 | 2014-05-01 | 2014-06-01 | 2014-07-01 | 2014-08-01 | 2014-09-01 | 2014-10-01 | 2014-11-01 | 2014-12-01
Monthly Generation Capacity Allocation |  |  |  |  | Enter Alternate |  |  |  |  | 0% | 0% | 0% | 0% | 0.8839% | 8.776% | 40.23% | 31.81% | 17.85% | 0.4525% | 0% | 0% | 0% | 0% | 0% | 0% | 0.8839% | 8.776% | 40.23% | 31.81% | 17.85% | 0.4525% | 0% | 0% | 0% | 0% | 0% | 0% | 0.8839% | 8.776% | 40.23% | 31.81% | 17.85% | 0.4525% | 0% | 0%
Monthly T&D Capacity Allocation |  |  |  |  | T&D Values --> |  |  |  |  | 0% | 0% | 1.365% | 0.3612% | 0% | 4.938% | 32.1% | 32.86% | 25.85% | 2.479% | 0.04826% | 0% | 0% | 0% | 1.365% | 0.3612% | 0% | 4.938% | 32.1% | 32.86% | 25.85% | 2.479% | 0.04826% | 0% | 0% | 0% | 1.365% | 0.3612% | 0% | 4.938% | 32.1% | 32.86% | 25.85% | 2.479% | 0.04826% | 0%
Adjusted Generation Capacity Value ($/kW-Yr) |  | 265.1359 | 259.8609 | 258.0621 |  | 239.6612 | 234.893 | 233.267 |  | 0 | 0 | 0 | 0 | 1.306 | 12.968 | 59.4457 | 46.9999 | 26.3714 | 0.66864 | 0 | 0 | 0 | 0 | 0 | 0 | 1.2795 | 12.7051 | 58.2402 | 46.0468 | 25.8367 | 0.65508 | 0 | 0 | 0 | 0 | 0 | 0 | 1.271 | 12.6202 | 57.8514 | 45.7393 | 25.6641 | 0.65071 | 0 | 0 | Sum
Adjusted T&D Capacity Value ($/kW-Yr.) |  | 94.1549 | 96.019 | 97.8514 |  | 87.915 | 89.6555 | 91.3665 |  | 0 | 0 | 0.72715 | 0.19245 | 0 | 2.6312 | 17.1046 | 17.5065 | 13.772 | 1.3208 | 0.025712 | 0 | 0 | 0 | 0.74169 | 0.1963 | 0 | 2.6838 | 17.4467 | 17.8566 | 14.0474 | 1.3472 | 0.026226 | 0 | 0 | 0 | 0.75653 | 0.20023 | 0 | 2.7375 | 17.7956 | 18.2137 | 14.3284 | 1.3741 | 0.026751 | 0 | Sum
Adjusted On-Peak Avoided Energy Cost ($/MWh) |  | 92.7622 | 101.1202 | 107.0156 |  | 61.2999 | 66.8232 | 70.719 |  | 61.2999 | 61.2999 | 61.2999 | 61.2999 | 61.2999 | 61.2999 | 61.2999 | 61.2999 | 61.2999 | 61.2999 | 61.2999 | 61.2999 | 66.8232 | 66.8232 | 66.8232 | 66.8232 | 66.8232 | 66.8232 | 66.8232 | 66.8232 | 66.8232 | 66.8232 | 66.8232 | 66.8232 | 70.719 | 70.719 | 70.719 | 70.719 | 70.719 | 70.719 | 70.719 | 70.719 | 70.719 | 70.719 | 70.719 | 70.719 | Avg
Adjusted GHG Value ($/MWh) |  | 10.3168 | 11.5571 | 13.7892 |  | 9.5447 | 10.6922 | 12.7572 |  | 9.5447 | 9.5447 | 9.5447 | 9.5447 | 9.5447 | 9.5447 | 9.5447 | 9.5447 | 9.5447 | 9.5447 | 9.5447 | 9.5447 | 10.6922 | 10.6922 | 10.6922 | 10.6922 | 10.6922 | 10.6922 | 10.6922 | 10.6922 | 10.6922 | 10.6922 | 10.6922 | 10.6922 | 12.7572 | 12.7572 | 12.7572 | 12.7572 | 12.7572 | 12.7572 | 12.7572 | 12.7572 | 12.7572 | 12.7572 | 12.7572 | 12.7572 | Avg
Impacts
Load Impacts 1 in 2 Years (MW) |  | 3.2798 | 5.6002 | 6.9655 | [5 empty] | 0.88746 | 0.88386 | 0.88276 | 3.0043 | 5.0116 | 3.6839 | 5.0985 | 5.589 | 6.1448 | 5.841 | 1.4466 | 0.88359 | 1.5252 | 1.5181 | 1.5159 | 5.1681 | 8.5626 | 6.3174 | 8.7165 | 9.5474 | 10.469 | 9.8815 | 2.4635 | 1.5175 | 1.9234 | 1.9126 | 1.9093 | 6.4914 | 10.6432 | 7.9003 | 10.844 | 11.8754 | 12.9828 | 12.1315 | 3.0608 | 1.9118 | Avg
Energy Savings 1 in 2 years (MWh) |  | 331.8172 | 565.3273 | 701.0705 | [5 empty] | 0 | 0 | 0 | 0 | 0 | 0 | 331.8172 | 0 | 0 | 0 | 0 | 0 | 0 | 0 | 0 | 0 | 0 | 0 | 565.3273 | 0 | 0 | 0 | 0 | 0 | 0 | 0 | 0 | 0 | 0 | 0 | 701.0705 | 0 | 0 | 0 | 0 | 0 | Sum
Avg. Hours of Curtailment |  | 101.1708 | 100.9472 | 100.6486
Expense Costs
Annual Utility Expense ($ per year)
Admin Costs |  | 2389246.3323 | 1574365.4565 | 1150851.4933 |  | 2389246.3323 | 1574365.4565 | 1150851.4933 | [37 empty] | Sum
Incentive Cost |  | 0 | 0 | 0 |  | 0 | 0 | 0 | [37 empty] | Sum
Net Bill/Revenue Reductions |  | 62620.0926 | 109807.3139 | 140112.2045 |  | 62620.0926 | 109807.3139 | 140112.2045 | [37 empty] | Sum
Ammortized Equipment Costs (entered below) |  | 711931.8919 | 1262556.2502 | 1587517.2548
name |  | 0 | 0 | 0 |  | 0 | 0 | 0 | [37 empty] | Sum
name |  | 0 | 0 | 0 | [41 empty] | Sum
Annual Participant Expense ($ per year)
Participant Annual Expenses |  | 46965.0695 | 82355.4854 | 105084.1534 | [41 empty] | Sum
Ammortized Equipment Costs (entered below) |  | 0 | 0 | 0
name |  | 0 | 0 | 0 | [41 empty] | Sum
name |  | 0 | 0 | 0 | [41 empty] | Sum
Equipment Costs
Utility Equipment Cost ($ installed per year) | Ammortization Period
name | 10 | 711931.8919 | 1262556.2502 | 1587517.2548 |  | 4929437.81 | 3812539.6 | 2250039.76 | [37 empty] | Sum
name | 10 | 0 | 0 | 0 | [41 empty] | Sum
name | 10 | 0 | 0 | 0 | [41 empty] | Sum
name | 10 | 0 | 0 | 0 | [41 empty] | Sum
name | 10 | 0 | 0 | 0 | [41 empty] | Sum
Participant Equipment Cost ($ installed per year) | Ammortization Period
name | 10 | 0 | 0 | 0 | [41 empty] | Sum
name | 10 | 0 | 0 | 0 | [41 empty] | Sum
name | 10 | 0 | 0 | 0 | [41 empty] | Sum
name | 10 | 0 | 0 | 0 | [41 empty] | Sum
name | 10 | 0 | 0 | 0 | [41 empty] | Sum
Benefits
Optional Benefits ($ per year)
Environmental Benefits |  | 0 | 0 | 0 | [41 empty] | Sum
Market Benefits |  | 0 | 0 | 0 | [41 empty] | Sum
Non-Energy/Non-Monetary Benefits |  | 0 | 0 | 0 | [41 empty] | Sum
State Tax Benefits/(Costs) |  | 0 | 0 | 0 | [41 empty] | Sum
Federal Tax Benefits/(Costs) |  | 0 | 0 | 0 | [41 empty] | Sum
name |  | 0 | 0 | 0 | [41 empty] | Sum
name |  | 0 | 0 | 0 | [41 empty] | Sum
CAISO Market Participation
CAISO Market |  | Spinning Reserve
MWs Bid into Market |  | 0 | 0 | 0 | [41 empty] | Avg
Number of Hours Bid |  | 0 | 0 | 0 | [41 empty] | Sum
MWhs bid |  | 0 | 0 | 0 |  | 0 | 0 | 0 |  | 0 | 0 | 0 | 0 | 0 | 0 | 0 | 0 | 0 | 0 | 0 | 0 | 0 | 0 | 0 | 0 | 0 | 0 | 0 | 0 | 0 | 0 | 0 | 0 | 0 | 0 | 0 | 0 | 0 | 0 | 0 | 0 | 0 | 0 | 0 | 0 | Sum
Average Market Price ($/MWh) |  | 0 | 0 | 0 | [41 empty] | Avg
All inputs in nominal year dollars
TOTAL |  | 2012 | 2013 | 2014 | 2011 NPV
TRC Costs |  | 3148143.2937 | 2919277.1921 | 2843452.9015 | 7769836.4514
PAC Costs |  | 3101178.2242 | 2836921.7066 | 2738368.7482 | 7569514.4849
RIM Costs |  | 3163798.3169 | 2946729.0205 | 2878480.9526 | 7836610.4402
PCT Costs |  | 46965.0695 | 82355.4854 | 105084.1534 | 200321.9664
Generation Capacity Value |  | 869585.5989 | 1455279.9354 | 1797538.5763 | 3528760.646 | T&D Values
T&D Capacity Value |  | 308806.6673 | 537728.0287 | 681586.3699 | 1306303.0222 | 53.2803 | 54.3459 | 55.4329
Energy Value |  | 30780.0825 | 57166.038 | 75025.4683 | 139040.1949
GHG Value |  | 3423.2762 | 6533.5386 | 9667.2111 | 16686.9348
Optional Benefits |  | 0 | 0 | 0 | 0
CAISO Market Value |  | 0 | 0 | 0 | 0
Total Benefits |  | 1212595.6248 | 2056707.5407 | 2563817.6256 | 4990790.7978
Participant Benefits |  | 62620.0926 | 109807.3139 | 140112.2045 | 267095.9552
|  |  |  | NPV MW Impact (for levelized $/kW-Yr. calculation) | 13.5564
Sensitivities
|  | 2012 | 2013 | 2014 | 2011 NPV
% Incentives as Participant Costs
100% of Incentive Costs | TRC Cost | 3163798.3169 | 2946729.0205 | 2878480.9526 | 7836610.4402
50% of Incentive Costs | TRC Cost | 3132488.2706 | 2891825.3636 | 2808424.8504 | 7703062.4626
Generation Capacity Costs
Base Case -30% | TRC Benefits | 951719.9451 | 1620123.5601 | 2024556.0527 | 3932162.604
Base Case +30% | TRC Benefits | 1473471.3044 | 2493291.5214 | 3103079.1985 | 6049418.9916
T&D Capacity Costs
Base Case -30% | TRC Benefits | 1119953.6246 | 1895389.1321 | 2359341.7146 | 4598899.8912
Base Case +30% | TRC Benefits | 1305237.625 | 2218025.9493 | 2768293.5366 | 5382681.7045
Capital Ammortization Period
3 Years | TRC Cost | 4325230.0856 | 5006749.7479 | 5468206.2153 | 12803565.4504
| PAC Cost | 4278265.0161 | 4924394.2625 | 5363122.0619 | 12603243.484
| RIM Cost | 4340885.1087 | 5034201.5764 | 5503234.2664 | 12870339.4392
15 Years | TRC Cost | 2988082.3282 | 2635421.4262 | 2486537.3771 | 7085346.9734
| PAC Cost | 2941117.2587 | 2553065.9408 | 2381453.2237 | 6885025.0069
| RIM Cost | 3003737.3514 | 2662873.2547 | 2521565.4282 | 7152120.9622
Load Impact
Base Case -30% | TRC Benefits |  |  |  | 3493553.5585
Base Case +30% | TRC Benefits |  |  |  | 6488028.0372
Adjustment Factors
A Factor at 80% | Gen. Cap. Value | 238.6223 | 233.8748 | 232.2559
| TRC Benefits | 1125637.0649 | 1911179.5472 | 2384063.768 | 4637914.7332
A Factor at 100% | Gen. Cap. Value | 297.9055 | 291.9785 | 289.9574
| TRC Benefits | 1320072.4966 | 2236573.6002 | 2785985.3148 | 5426929.7541
Chart
|  | Base Case | High | Low | Base Case | 1
Base Case |  | 0.64233 |  |  | 0.64233 | 1
% of Incentives as Participant Costs | 100% |  |  | 0.63686 | 0.64233 | 1
| 50% |  | 0.6479 |  | 0.64233 | 1
Generation Capacity Value | -30% |  |  | 0.50608 | 0.64233 | 1
| 30% |  | 0.77858 |  | 0.64233 | 1
T&D Capacity Value | -30% |  |  | 0.59189 | 0.64233 | 1
| 30% |  | 0.69277 |  | 0.64233 | 1
Capital Amortization Period | 3 |  |  | 0.3898 | 0.64233 | 1
| 15 |  | 0.70438 |  | 0.64233 | 1
Load Impact | -30% |  |  | 0.44963 | 0.64233 | 1
| 30% |  | 0.83503 |  | 0.64233 | 1
A Factor | 80.1% |  |  | 0.59691 | 0.64233 | 1
| 100% |  | 0.69846 |  | 0.64233 | 1
Note on C62: Include ALL types of incentives (e.g. upfront, capacity, energy)
Note on C68: 75% of (Incentives + Bill Savings-Equipment Costs)
Note on H50: Enter Alternate T&D Avoided Cost Values ($/kW-Yr.)

## TIinCPPD
\
TIinCPPD
Base Case Results
2011 Dollars | Benefits | Costs | Net Benefits | Net $/kW-Yr. | Ratio
TRC | 1611723.7445 | 3213315.6847 | -1601591.9401 | -292.4896 | 0.50158
PAC |  | 3235813.9039 | -1624090.1594 | -296.5983 | 0.49809
RIM |  | 3307089.9459 | -1695366.2014 | -309.615 | 0.48735
PCT | 375097.045 | 281322.7838 | 93774.2613 | 17.1255 | 1.3333
Sensitivities
| % of Customer Incentives in TRC |  | Generation Capacity Value |  | T&D Capacity Value |  | Capital Amortization Period |  | Load Impact |  | A Adjustment Factor
| 100% | 50% | -30% | 30% | -30% | 30% | 3 | 15 | -30% | 30% | 80.1% | 100%
TRC | 0.48735 | 0.51665 | 0.39482 | 0.60833 | 0.46298 | 0.54017 | 0.39819 | 0.51993 | 0.3511 | 0.65205 | 0.46599 | 0.54556
PAC | - |  | 0.39208 | 0.6041 | 0.45976 | 0.53642 | 0.39599 | 0.51619 | 0.34866 | 0.64752 | 0.46275 | 0.54176
RIM | - |  | 0.38363 | 0.59108 | 0.44985 | 0.52486 | 0.38917 | 0.50467 | 0.34115 | 0.63356 | 0.45278 | 0.53009
Adjustment Factors | [5 empty] | LEGEND
A) Availability adjustment |  | 89% |  |  |  | Utility Input |  | Enter Utility specific information and program data in yellow cells
B) Notification adjustment |  | 100% |  |  |  | Do Not Alter
C) Trigger adjustment |  | 100% | Select |  |  | Avoided Cost Input |  | Inputs from Avoided Cost Model
D) T&D right time-right place adjustment |  | 100% | T&D Value--> | D Only |  | Formula |  | Formulas contained in this Excel Workbook
E) Energy price adjustment |  | 140%
Program | [5 empty] | Annual Inputs |  |  |  | Monthly Inputs
Nominal Dollars | [5 empty] | (Inputs override monthly inputs) |  |  |  | 2012 | [11 empty] | 2013 | [11 empty] | 2014
Adjusted Avoided Cost Values |  | 2012 | 2013 | 2014 |  | 2012 | 2013 | 2014 |  | 2012-01-01 | 2012-02-01 | 2012-03-01 | 2012-04-01 | 2012-05-01 | 2012-06-01 | 2012-07-01 | 2012-08-01 | 2012-09-01 | 2012-10-01 | 2012-11-01 | 2012-12-01 | 2013-01-01 | 2013-02-01 | 2013-03-01 | 2013-04-01 | 2013-05-01 | 2013-06-01 | 2013-07-01 | 2013-08-01 | 2013-09-01 | 2013-10-01 | 2013-11-01 | 2013-12-01 | 2014-01-01 | 2014-02-01 | 2014-03-01 | 2014-04-01 | 2014-05-01 | 2014-06-01 | 2014-07-01 | 2014-08-01 | 2014-09-01 | 2014-10-01 | 2014-11-01 | 2014-12-01
Monthly Generation Capacity Allocation |  |  |  |  | Enter Alternate |  |  |  |  | 0% | 0% | 0% | 0% | 0.8839% | 8.776% | 40.23% | 31.81% | 17.85% | 0.4525% | 0% | 0% | 0% | 0% | 0% | 0% | 0.8839% | 8.776% | 40.23% | 31.81% | 17.85% | 0.4525% | 0% | 0% | 0% | 0% | 0% | 0% | 0.8839% | 8.776% | 40.23% | 31.81% | 17.85% | 0.4525% | 0% | 0%
Monthly T&D Capacity Allocation |  |  |  |  | T&D Values --> |  |  |  |  | 0% | 0% | 1.365% | 0.3612% | 0% | 4.938% | 32.1% | 32.86% | 25.85% | 2.479% | 0.04826% | 0% | 0% | 0% | 1.365% | 0.3612% | 0% | 4.938% | 32.1% | 32.86% | 25.85% | 2.479% | 0.04826% | 0% | 0% | 0% | 1.365% | 0.3612% | 0% | 4.938% | 32.1% | 32.86% | 25.85% | 2.479% | 0.04826% | 0%
Adjusted Generation Capacity Value ($/kW-Yr) |  | 222.3199 | 207.1313 | 204.8237 |  | 200.959 | 187.2297 | 185.1439 |  | 0 | 0 | 0 | 0 | 1.306 | 12.968 | 59.4457 | 46.9999 | 26.3714 | 0.66864 | 0 | 0 | 0 | 0 | 0 | 0 | 1.2795 | 12.7051 | 58.2402 | 46.0468 | 25.8367 | 0.65508 | 0 | 0 | 0 | 0 | 0 | 0 | 1.271 | 12.6202 | 57.8514 | 45.7393 | 25.6641 | 0.65071 | 0 | 0 | Sum
Adjusted T&D Capacity Value ($/kW-Yr.) |  | 78.4526 | 74.1486 | 75.2866 |  | 73.2533 | 69.2346 | 70.2971 |  | 0 | 0 | 0.72715 | 0.19245 | 0 | 2.6312 | 17.1046 | 17.5065 | 13.772 | 1.3208 | 0.025712 | 0 | 0 | 0 | 0.74169 | 0.1963 | 0 | 2.6838 | 17.4467 | 17.8566 | 14.0474 | 1.3472 | 0.026226 | 0 | 0 | 0 | 0.75653 | 0.20023 | 0 | 2.7375 | 17.7956 | 18.2137 | 14.3284 | 1.3741 | 0.026751 | 0 | Sum
Adjusted On-Peak Avoided Energy Cost ($/MWh) |  | 92.7622 | 101.1202 | 107.0156 |  | 61.2999 | 66.8232 | 70.719 |  | 61.2999 | 61.2999 | 61.2999 | 61.2999 | 61.2999 | 61.2999 | 61.2999 | 61.2999 | 61.2999 | 61.2999 | 61.2999 | 61.2999 | 66.8232 | 66.8232 | 66.8232 | 66.8232 | 66.8232 | 66.8232 | 66.8232 | 66.8232 | 66.8232 | 66.8232 | 66.8232 | 66.8232 | 70.719 | 70.719 | 70.719 | 70.719 | 70.719 | 70.719 | 70.719 | 70.719 | 70.719 | 70.719 | 70.719 | 70.719 | Avg
Adjusted GHG Value ($/MWh) |  | 10.3168 | 11.5571 | 13.7892 |  | 9.5447 | 10.6922 | 12.7572 |  | 9.5447 | 9.5447 | 9.5447 | 9.5447 | 9.5447 | 9.5447 | 9.5447 | 9.5447 | 9.5447 | 9.5447 | 9.5447 | 9.5447 | 10.6922 | 10.6922 | 10.6922 | 10.6922 | 10.6922 | 10.6922 | 10.6922 | 10.6922 | 10.6922 | 10.6922 | 10.6922 | 10.6922 | 12.7572 | 12.7572 | 12.7572 | 12.7572 | 12.7572 | 12.7572 | 12.7572 | 12.7572 | 12.7572 | 12.7572 | 12.7572 | 12.7572 | Avg
Impacts
Load Impacts 1 in 2 Years (MW) |  | 1.0883 | 2.0564 | 3.3065 | [5 empty] | 0.35739 | 0.39916 | 0.53223 | 1.3244 | 1.6099 | 1.6499 | 1.5584 | 1 | 2.0669 | 1.5903 | 0.48353 | 0.48771 | 1.0379 | 1.1021 | 1.2852 | 3.209 | 2.4011 | 2.3816 | 2.9391 | 2.5 | 2.4572 | 2.9177 | 1.2149 | 1.231 | 1.7396 | 1.8365 | 2.0701 | 5.1518 | 3.8506 | 3.8152 | 4.7056 | 4 | 3.9323 | 4.6624 | 1.945 | 1.9691 | Avg
Energy Savings 1 in 2 years (MWh) |  | 111.6118 | 173.2843 | 278.1962 | [5 empty] | 2012-07-01: 111.6118; 2013-07-01: 173.2843; 2014-07-01: 278.1962 | Sum
Avg. Hours of Curtailment |  | 102.5539 | 84.2663 | 84.136
Expense Costs
Annual Utility Expense ($ per year)
Admin Costs |  | 958769.4631 | 943823.1243 | 882686.4679 |  | 958769.4631 | 943823.1243 | 882686.4679 | [37 empty] | Sum
Incentive Cost |  | 62006.5309 | 118542.5079 | 176826.9401 |  | 62006.5309 | 118542.5079 | 176826.9401 | [37 empty] | Sum
Net Bill/Revenue Reductions |  | 15979.4551 | 25553.38 | 42254.9624 |  | 15979.4551 | 25553.38 | 42254.9624 | [37 empty] | Sum
Ammortized Equipment Costs (entered below) |  | 102985.5591 | 196885.1711 | 293688.7618
name |  | 0 | 0 | 0 |  | 0 | 0 | 0 | [37 empty] | Sum
name |  | 0 | 0 | 0 | [41 empty] | Sum
Annual Participant Expense ($ per year)
Participant Annual Expenses |  | 58489.4895 | 108071.9159 | 164311.4269 | [41 empty] | Sum
Ammortized Equipment Costs (entered below) |  | 0 | 0 | 0
name |  | 0 | 0 | 0 | [41 empty] | Sum
name |  | 0 | 0 | 0 | [41 empty] | Sum
Equipment Costs
Utility Equipment Cost ($ installed per year) | Ammortization Period
name | 10 | 102985.5591 | 196885.1711 | 293688.7618 |  | 713075.1055 | 650163.735 | 670270.9705 | [37 empty] | Sum
name | 10 | 0 | 0 | 0 | [41 empty] | Sum
name | 10 | 0 | 0 | 0 | [41 empty] | Sum
name | 10 | 0 | 0 | 0 | [41 empty] | Sum
name | 10 | 0 | 0 | 0 | [41 empty] | Sum
Participant Equipment Cost ($ installed per year) | Ammortization Period
name | 10 | 0 | 0 | 0 | [41 empty] | Sum
name | 10 | 0 | 0 | 0 | [41 empty] | Sum
name | 10 | 0 | 0 | 0 | [41 empty] | Sum
name | 10 | 0 | 0 | 0 | [41 empty] | Sum
name | 10 | 0 | 0 | 0 | [41 empty] | Sum
Benefits
Optional Benefits ($ per year)
Environmental Benefits |  | 0 | 0 | 0 | [41 empty] | Sum
Market Benefits |  | 0 | 0 | 0 | [41 empty] | Sum
Non-Energy/Non-Monetary Benefits |  | 0 | 0 | 0 | [41 empty] | Sum
State Tax Benefits/(Costs) |  | 0 | 0 | 0 | [41 empty] | Sum
Federal Tax Benefits/(Costs) |  | 0 | 0 | 0 | [41 empty] | Sum
name |  | 0 | 0 | 0 | [41 empty] | Sum
name |  | 0 | 0 | 0 | [41 empty] | Sum
CAISO Market Participation
CAISO Market |  | Spinning Reserve
MWs Bid into Market |  | 0 | 0 | 0 | [41 empty] | Avg
Number of Hours Bid |  | 0 | 0 | 0 | [41 empty] | Sum
MWhs bid |  | 0 | 0 | 0 |  | 0 | 0 | 0 |  | 0 | 0 | 0 | 0 | 0 | 0 | 0 | 0 | 0 | 0 | 0 | 0 | 0 | 0 | 0 | 0 | 0 | 0 | 0 | 0 | 0 | 0 | 0 | 0 | 0 | 0 | 0 | 0 | 0 | 0 | 0 | 0 | 0 | 0 | 0 | 0 | Sum
Average Market Price ($/MWh) |  | 0 | 0 | 0 | [41 empty] | Avg
All inputs in nominal year dollars
TOTAL |  | 2012 | 2013 | 2014 | 2011 NPV
TRC Costs |  | 1120244.5116 | 1248780.2114 | 1340686.6566 | 3213315.6847
PAC Costs |  | 1123761.5531 | 1259250.8033 | 1353202.1698 | 3235813.9039
RIM Costs |  | 1139741.0081 | 1284804.1833 | 1395457.1322 | 3307089.9459
PCT Costs |  | 58489.4895 | 108071.9159 | 164311.4269 | 281322.7838
Generation Capacity Value |  | 241955.816 | 425942.0984 | 677251.255 | 1143423.0563 | T&D Values
T&D Capacity Value |  | 85381.7314 | 152478.3318 | 248935.6753 | 413427.2827 | 53.2803 | 54.3459 | 55.4329
Energy Value |  | 10353.3496 | 17522.5466 | 29771.3329 | 48956.9161
GHG Value |  | 1151.4711 | 2002.6617 | 3836.1075 | 5916.4895
Optional Benefits |  | 0 | 0 | 0 | 0
CAISO Market Value |  | 0 | 0 | 0 | 0
Total Benefits |  | 338842.368 | 597945.6385 | 959794.3708 | 1611723.7445
Participant Benefits |  | 77985.986 | 144095.8879 | 219081.9025 | 375097.045
|  |  |  | NPV MW Impact (for levelized $/kW-Yr. calculation) | 5.4757
Sensitivities
|  | 2012 | 2013 | 2014 | 2011 NPV
% Incentives as Participant Costs
100% of Incentive Costs | TRC Cost | 1139741.0081 | 1284804.1833 | 1395457.1322 | 3307089.9459
50% of Incentive Costs | TRC Cost | 1100748.0151 | 1212756.2394 | 1285916.1809 | 3119541.4234
Generation Capacity Costs
Base Case -30% | TRC Benefits | 266255.6232 | 470163.009 | 756618.9943 | 1268696.8277
Base Case +30% | TRC Benefits | 411429.1128 | 725728.2681 | 1162969.7473 | 1954750.6614
T&D Capacity Costs
Base Case -30% | TRC Benefits | 313227.8486 | 552202.139 | 885113.6682 | 1487695.5597
Base Case +30% | TRC Benefits | 364456.8875 | 643689.1381 | 1034475.0734 | 1735751.9294
Capital Ammortization Period
3 Years | TRC Cost | 1290517.7397 | 1574304.2356 | 1826262.8281 | 4047624.2996
| PAC Cost | 1294034.7811 | 1584774.8276 | 1838778.3413 | 4070122.5189
| RIM Cost | 1310014.2362 | 1610328.2076 | 1881033.3037 | 4141398.5609
15 Years | TRC Cost | 1097090.6563 | 1204515.26 | 1274657.7185 | 3099865.9005
| PAC Cost | 1100607.6978 | 1214985.8519 | 1287173.2317 | 3122364.1198
| RIM Cost | 1116587.1528 | 1240539.232 | 1329428.1941 | 3193640.1618
Load Impact
Base Case -30% | TRC Benefits |  |  |  | 1128206.6212
Base Case +30% | TRC Benefits |  |  |  | 2095240.8679
Adjustment Factors
A Factor at 80% | Gen. Cap. Value | 200.0879 | 186.4181 | 184.3414
| TRC Benefits | 314646.7864 | 555351.4287 | 892069.2453 | 1497381.4389
A Factor at 100% | Gen. Cap. Value | 249.7976 | 232.7318 | 230.139
| TRC Benefits | 368747.0194 | 650590.1676 | 1043499.5821 | 1753045.6953
Chart
|  | Base Case | High | Low | Base Case | 1
Base Case |  | 0.50158 |  |  | 0.50158 | 1
% of Incentives as Participant Costs | 100% |  |  | 0.48735 | 0.50158 | 1
| 50% |  | 0.51665 |  | 0.50158 | 1
Generation Capacity Value | -30% |  |  | 0.39482 | 0.50158 | 1
| 30% |  | 0.60833 |  | 0.50158 | 1
T&D Capacity Value | -30% |  |  | 0.46298 | 0.50158 | 1
| 30% |  | 0.54017 |  | 0.50158 | 1
Capital Amortization Period | 3 |  |  | 0.39819 | 0.50158 | 1
| 15 |  | 0.51993 |  | 0.50158 | 1
Load Impact | -30% |  |  | 0.3511 | 0.50158 | 1
| 30% |  | 0.65205 |  | 0.50158 | 1
A Factor | 80.1% |  |  | 0.46599 | 0.50158 | 1
| 100% |  | 0.54556 |  | 0.50158 | 1
Note on C62: Include ALL types of incentives (e.g. upfront, capacity, energy)
Note on C68: 75% of (Incentives + Bill Savings-Equipment Costs)
Note on H50: Enter Alternate T&D Avoided Cost Values ($/kW-Yr.)

## PTR
Program Name
PTR
Base Case Results
2011 Dollars | Benefits | Costs | Net Benefits | Net $/kW-Yr. | Ratio
TRC | 27031913.0214 | 6615525.0452 | 20416387.9763 | 182.2462 | 4.0861
PAC |  | 4895513.8984 | 22136399.123 | 197.5998 | 5.5218
RIM |  | 7188862.0941 | 19843050.9273 | 177.1283 | 3.7602
PCT | 2293348.1957 | 1720011.1468 | 573337.0489 | 5.1179 | 1.3333
Sensitivities
| % of Customer Incentives in TRC |  | Generation Capacity Value |  | T&D Capacity Value |  | Capital Amortization Period |  | Load Impact |  | A Adjustment Factor
| 100% | 50% | -30% | 30% | -30% | 30% | 3 | 15 | -30% | 30% | 82.8% | 100%
TRC | 3.7602 | 4.4739 | 2.9199 | 5.2523 | 4.0861 | 4.0861 | 4.0861 | 4.0861 | 2.8603 | 5.312 | 3.6974 | 4.4242
PAC | - |  | 3.9458 | 7.0977 | 5.5218 | 5.5218 | 5.5218 | 5.5218 | 3.8652 | 7.1783 | 4.9965 | 5.9786
RIM | - |  | 2.6871 | 4.8334 | 3.7602 | 3.7602 | 3.7602 | 3.7602 | 2.6322 | 4.8883 | 3.4025 | 4.0713
Adjustment Factors | [5 empty] | LEGEND
A) Availability adjustment |  | 92% |  |  |  | Utility Input |  | Enter Utility specific information and program data in yellow cells
B) Notification adjustment |  | 88% |  |  |  | Do Not Alter
C) Trigger adjustment |  | 100% | Select |  |  | Avoided Cost Input |  | Inputs from Avoided Cost Model
D) T&D right time-right place adjustment |  | 0% | T&D Value--> | D Only |  | Formula |  | Formulas contained in this Excel Workbook
E) Energy price adjustment |  | 140%
Program | [5 empty] | Annual Inputs |  |  |  | Monthly Inputs
Nominal Dollars | [5 empty] | (Inputs override monthly inputs) |  |  |  | 2012 | [11 empty] | 2013 | [11 empty] | 2014
Adjusted Avoided Cost Values |  | 2012 | 2013 | 2014 |  | 2012 | 2013 | 2014 |  | 2012-01-01 | 2012-02-01 | 2012-03-01 | 2012-04-01 | 2012-05-01 | 2012-06-01 | 2012-07-01 | 2012-08-01 | 2012-09-01 | 2012-10-01 | 2012-11-01 | 2012-12-01 | 2013-01-01 | 2013-02-01 | 2013-03-01 | 2013-04-01 | 2013-05-01 | 2013-06-01 | 2013-07-01 | 2013-08-01 | 2013-09-01 | 2013-10-01 | 2013-11-01 | 2013-12-01 | 2014-01-01 | 2014-02-01 | 2014-03-01 | 2014-04-01 | 2014-05-01 | 2014-06-01 | 2014-07-01 | 2014-08-01 | 2014-09-01 | 2014-10-01 | 2014-11-01 | 2014-12-01
Monthly Generation Capacity Allocation |  |  |  |  | Enter Alternate |  |  |  |  | 0% | 0% | 0% | 0% | 0.8839% | 8.776% | 40.23% | 31.81% | 17.85% | 0.4525% | 0% | 0% | 0% | 0% | 0% | 0% | 0.8839% | 8.776% | 40.23% | 31.81% | 17.85% | 0.4525% | 0% | 0% | 0% | 0% | 0% | 0% | 0.8839% | 8.776% | 40.23% | 31.81% | 17.85% | 0.4525% | 0% | 0%
Monthly T&D Capacity Allocation |  |  |  |  | T&D Values --> |  |  |  |  | 0% | 0% | 1.365% | 0.3612% | 0% | 4.938% | 32.1% | 32.86% | 25.85% | 2.479% | 0.04826% | 0% | 0% | 0% | 1.365% | 0.3612% | 0% | 4.938% | 32.1% | 32.86% | 25.85% | 2.479% | 0.04826% | 0% | 0% | 0% | 1.365% | 0.3612% | 0% | 4.938% | 32.1% | 32.86% | 25.85% | 2.479% | 0.04826% | 0%
Adjusted Generation Capacity Value ($/kW-Yr) |  | 206.9904 | 245.0691 | 243.4328 |  | 205.6832 | 243.5214 | 241.8955 |  | 0 | 0 | 0 | 0 | 1.306 | 12.968 | 59.4457 | 46.9999 | 26.3714 | 0.66864 | 0 | 0 | 0 | 0 | 0 | 0 | 1.2795 | 12.7051 | 58.2402 | 46.0468 | 25.8367 | 0.65508 | 0 | 0 | 0 | 0 | 0 | 0 | 1.271 | 12.6202 | 57.8514 | 45.7393 | 25.6641 | 0.65071 | 0 | 0 | Sum
Adjusted T&D Capacity Value ($/kW-Yr.) |  | 0 | 0 | 0 |  | 72.9869 | 90.4403 | 92.2491 |  | 0 | 0 | 0.72715 | 0.19245 | 0 | 2.6312 | 17.1046 | 17.5065 | 13.772 | 1.3208 | 0.025712 | 0 | 0 | 0 | 0.74169 | 0.1963 | 0 | 2.6838 | 17.4467 | 17.8566 | 14.0474 | 1.3472 | 0.026226 | 0 | 0 | 0 | 0.75653 | 0.20023 | 0 | 2.7375 | 17.7956 | 18.2137 | 14.3284 | 1.3741 | 0.026751 | 0 | Sum
Adjusted On-Peak Avoided Energy Cost ($/MWh) |  | 92.7622 | 101.1202 | 107.0156 |  | 61.2999 | 66.8232 | 70.719 |  | 61.2999 | 61.2999 | 61.2999 | 61.2999 | 61.2999 | 61.2999 | 61.2999 | 61.2999 | 61.2999 | 61.2999 | 61.2999 | 61.2999 | 66.8232 | 66.8232 | 66.8232 | 66.8232 | 66.8232 | 66.8232 | 66.8232 | 66.8232 | 66.8232 | 66.8232 | 66.8232 | 66.8232 | 70.719 | 70.719 | 70.719 | 70.719 | 70.719 | 70.719 | 70.719 | 70.719 | 70.719 | 70.719 | 70.719 | 70.719 | Avg
Adjusted GHG Value ($/MWh) |  | 10.3168 | 11.5571 | 13.7892 |  | 9.5447 | 10.6922 | 12.7572 |  | 9.5447 | 9.5447 | 9.5447 | 9.5447 | 9.5447 | 9.5447 | 9.5447 | 9.5447 | 9.5447 | 9.5447 | 9.5447 | 9.5447 | 10.6922 | 10.6922 | 10.6922 | 10.6922 | 10.6922 | 10.6922 | 10.6922 | 10.6922 | 10.6922 | 10.6922 | 10.6922 | 10.6922 | 12.7572 | 12.7572 | 12.7572 | 12.7572 | 12.7572 | 12.7572 | 12.7572 | 12.7572 | 12.7572 | 12.7572 | 12.7572 | 12.7572 | Avg
Impacts
Load Impacts 1 in 2 Years (MW) |  | 47.4469 | 40.0387 | 40.8307 | [5 empty] | 0 | 0 | 0 | 0 | 50.4868 | 45.5027 | 70.1815 | 68.6915 | 63.2333 | 52.327 | 13.5721 | 15.5807 | 18.4485 | 17.3942 | 14.0658 | 43.4712 | 51.4855 | 46.4028 | 71.5698 | 70.0504 | 64.4842 | 53.3621 | 13.8406 | 15.8889 | 18.8134 | 17.7383 | 14.3441 | 44.3312 | 52.504 | 47.3208 | 72.9856 | 71.4361 | 65.7598 | 54.4178 | 14.1144 | 16.2032 | Avg
Energy Savings 1 in 2 years (MWh) |  | 4421.4337 | 4508.8994 | 4598.0953 | [5 empty] | 2012-07-01: 4421.4337; 2013-07-01: 4508.8994; 2014-07-01: 4598.0953 | Sum
Avg. Hours of Curtailment |  | 93.1869 | 112.6136 | 112.6136
Expense Costs
Annual Utility Expense ($ per year)
Admin Costs |  | 3270840.7888 | 1088975.6976 | 1114395.8919 |  | 3270840.7888 | 1088975.6976 | 1114395.8919 | [37 empty] | Sum
Incentive Cost |  | 0 | 0 | 0 |  | 0 | 0 | 0 | [37 empty] | Sum
Net Bill/Revenue Reductions |  | 837950.1128 | 880162.4078 | 924501.1753 |  | 837950.1128 | 880162.4078 | 924501.1753 | [37 empty] | Sum
Ammortized Equipment Costs (entered below) |  | 0 | 0 | 0
name |  | 0 | 0 | 0 |  | 0 | 0 | 0 | [37 empty] | Sum
name |  | 0 | 0 | 0 | [41 empty] | Sum
Annual Participant Expense ($ per year)
Participant Annual Expenses |  | 628462.5846 | 660121.8058 | 693375.8814 | [41 empty] | Sum
Ammortized Equipment Costs (entered below) |  | 0 | 0 | 0
name |  | 0 | 0 | 0 | [41 empty] | Sum
name |  | 0 | 0 | 0 | [41 empty] | Sum
Equipment Costs
Utility Equipment Cost ($ installed per year) | Ammortization Period
name | 10 | 0 | 0 | 0 |  | 0 | 0 | 0 | [37 empty] | Sum
name | 10 | 0 | 0 | 0 | [41 empty] | Sum
name | 10 | 0 | 0 | 0 | [41 empty] | Sum
name | 10 | 0 | 0 | 0 | [41 empty] | Sum
name | 10 | 0 | 0 | 0 | [41 empty] | Sum
Participant Equipment Cost ($ installed per year) | Ammortization Period
name | 10 | 0 | 0 | 0 | [41 empty] | Sum
name | 10 | 0 | 0 | 0 | [41 empty] | Sum
name | 10 | 0 | 0 | 0 | [41 empty] | Sum
name | 10 | 0 | 0 | 0 | [41 empty] | Sum
name | 10 | 0 | 0 | 0 | [41 empty] | Sum
Benefits
Optional Benefits ($ per year)
Environmental Benefits |  | 0 | 0 | 0 | [41 empty] | Sum
Market Benefits |  | 0 | 0 | 0 | [41 empty] | Sum
Non-Energy/Non-Monetary Benefits |  | 0 | 0 | 0 | [41 empty] | Sum
State Tax Benefits/(Costs) |  | 0 | 0 | 0 | [41 empty] | Sum
Federal Tax Benefits/(Costs) |  | 0 | 0 | 0 | [41 empty] | Sum
name |  | 0 | 0 | 0 | [41 empty] | Sum
name |  | 0 | 0 | 0 | [41 empty] | Sum
CAISO Market Participation
CAISO Market |  | Spinning Reserve
MWs Bid into Market |  | 0 | 0 | 0 | [41 empty] | Avg
Number of Hours Bid |  | 0 | 0 | 0 | [41 empty] | Sum
MWhs bid |  | 0 | 0 | 0 |  | 0 | 0 | 0 |  | 0 | 0 | 0 | 0 | 0 | 0 | 0 | 0 | 0 | 0 | 0 | 0 | 0 | 0 | 0 | 0 | 0 | 0 | 0 | 0 | 0 | 0 | 0 | 0 | 0 | 0 | 0 | 0 | 0 | 0 | 0 | 0 | 0 | 0 | 0 | 0 | Sum
Average Market Price ($/MWh) |  | 0 | 0 | 0 | [41 empty] | Avg
All inputs in nominal year dollars
TOTAL |  | 2012 | 2013 | 2014 | 2011 NPV
TRC Costs |  | 3899303.3734 | 1749097.5034 | 1807771.7734 | 6615525.0452
PAC Costs |  | 3270840.7888 | 1088975.6976 | 1114395.8919 | 4895513.8984
RIM Costs |  | 4108790.9016 | 1969138.1053 | 2038897.0672 | 7188862.0941
PCT Costs |  | 628462.5846 | 660121.8058 | 693375.8814 | 1720011.1468
Generation Capacity Value |  | 9821059.1219 | 9812239.3122 | 9939537.8704 | 25716499.3016 | T&D Values
T&D Capacity Value |  | 0 | 0 | 0 | 0 | 53.2803 | 54.3459 | 55.4329
Energy Value |  | 410141.8193 | 455941.0167 | 492067.866 | 1176344.689
GHG Value |  | 45614.8457 | 52109.7551 | 63404.1219 | 139069.0308
Optional Benefits |  | 0 | 0 | 0 | 0
CAISO Market Value |  | 0 | 0 | 0 | 0
Total Benefits |  | 10276815.787 | 10320290.084 | 10495009.8583 | 27031913.0214
Participant Benefits |  | 837950.1128 | 880162.4078 | 924501.1753 | 2293348.1957
|  |  |  | NPV MW Impact (for levelized $/kW-Yr. calculation) | 112.0264
Sensitivities
|  | 2012 | 2013 | 2014 | 2011 NPV
% Incentives as Participant Costs
100% of Incentive Costs | TRC Cost | 4108790.9016 | 1969138.1053 | 2038897.0672 | 7188862.0941
50% of Incentive Costs | TRC Cost | 3689815.8452 | 1529056.9015 | 1576646.4795 | 6042187.9962
Generation Capacity Costs
Base Case -30% | TRC Benefits | 7330498.0504 | 7376618.2904 | 7513148.4971 | 19316963.2309
Base Case +30% | TRC Benefits | 13223133.5235 | 13263961.8777 | 13476871.2194 | 34746862.8119
T&D Capacity Costs
Base Case -30% | TRC Benefits | 10276815.787 | 10320290.084 | 10495009.8583 | 27031913.0214
Base Case +30% | TRC Benefits | 10276815.787 | 10320290.084 | 10495009.8583 | 27031913.0214
Capital Ammortization Period
3 Years | TRC Cost | 3899303.3734 | 1749097.5034 | 1807771.7734 | 6615525.0452
| PAC Cost | 3270840.7888 | 1088975.6976 | 1114395.8919 | 4895513.8984
| RIM Cost | 4108790.9016 | 1969138.1053 | 2038897.0672 | 7188862.0941
15 Years | TRC Cost | 3899303.3734 | 1749097.5034 | 1807771.7734 | 6615525.0452
| PAC Cost | 3270840.7888 | 1088975.6976 | 1114395.8919 | 4895513.8984
| RIM Cost | 4108790.9016 | 1969138.1053 | 2038897.0672 | 7188862.0941
Load Impact
Base Case -30% | TRC Benefits |  |  |  | 18922339.115
Base Case +30% | TRC Benefits |  |  |  | 35141486.9278
Adjustment Factors
A Factor at 83% | Gen. Cap. Value | 186.2914 | 220.5622 | 219.0895
| TRC Benefits | 9294709.8748 | 9339066.1528 | 9501056.0712 | 24460263.0913
A Factor at 100% | Gen. Cap. Value | 224.9896 | 266.3794 | 264.6009
| TRC Benefits | 11130820.928 | 11173528.2851 | 11359317.4992 | 29268130.352
Chart
|  | Base Case | High | Low | Base Case | 1
Base Case |  | 4.0861 |  |  | 4.0861 | 1
% of Incentives as Participant Costs | 100% |  |  | 3.7602 | 4.0861 | 1
| 50% |  | 4.4739 |  | 4.0861 | 1
Generation Capacity Value | -30% |  |  | 2.9199 | 4.0861 | 1
| 30% |  | 5.2523 |  | 4.0861 | 1
T&D Capacity Value | -30% |  |  | 4.0861 | 4.0861 | 1
| 30% |  | 4.0861 |  | 4.0861 | 1
Capital Amortization Period | 3 |  |  | 4.0861 | 4.0861 | 1
| 15 |  | 4.0861 |  | 4.0861 | 1
Load Impact | -30% |  |  | 2.8603 | 4.0861 | 1
| 30% |  | 5.312 |  | 4.0861 | 1
A Factor | 82.8% |  |  | 3.6974 | 4.0861 | 1
| 100% |  | 4.4242 |  | 4.0861 | 1
Note on C62: Include ALL types of incentives (e.g. upfront, capacity, energy)
Note on C68: 75% of (Incentives + Bill Savings-Equipment Costs)
Note on H50: Enter Alternate T&D Avoided Cost Values ($/kW-Yr.)

## PLS
Program Name
PLS
Base Case Results
2011 Dollars | Benefits | Costs | Net Benefits | Net $/kW-Yr. | Ratio
TRC | 2101902.5165 | 4954087.4098 | -2852184.8933 | -313.4114 | 0.42428
PAC |  | 1447352.4273 | 654550.0892 | 71.925 | 1.4522
RIM |  | 2308635.3117 | -206732.7952 | -22.7168 | 0.91045
PCT | 861282.8844 | 3506734.9825 | -2645452.0981 | -290.6947 | 0.24561
Sensitivities
| % of Customer Incentives in TRC |  | Generation Capacity Value |  | T&D Capacity Value |  | Capital Amortization Period |  | Load Impact |  | A Adjustment Factor |  | Project Lifetime |  | Install Costs
| 100% | 50% | -30% | 30% | -30% | 30% | 3 | 15 | -30% | 30% | 90% | 100% | 7.5 yrs | 22.5 yrs | Low | High
TRC | 0.42428 | 0.42428 | 0.32495 | 0.5236 | 0.40817 | 0.44039 | 0.14597 | 0.42428 | 0.29699 | 0.55156 | 0.39117 | 0.42428 | 0.28989 | 0.49395 | 0.6995 | 0.30448
PAC | - |  | 1.1123 | 1.7922 | 1.3971 | 1.5074 | 0.87707 | 1.4522 | 1.0166 | 1.8879 | 1.3389 | 1.4522 | 1.2525 | 1.5263
RIM | - |  | 0.69731 | 1.1236 | 0.87588 | 0.94502 | 0.6452 | 0.91045 | 0.63732 | 1.1836 | 0.8394 | 0.91045 | 0.82771 | 0.93901
Adjustment Factors | [5 empty] | LEGEND
A) Availability adjustment |  | 100% |  |  |  | Utility Input |  | Enter Utility specific information and program data in yellow cells
B) Notification adjustment |  | 100% |  |  |  | Do Not Alter
C) Trigger adjustment |  | 100% | Select |  |  | Avoided Cost Input |  | Inputs from Avoided Cost Model
D) T&D right time-right place adjustment |  | 50% | T&D Value--> | D Only |  | Formula |  | Formulas contained in this Excel Workbook
E) Energy price adjustment |  | 29.5%
Program | [5 empty] | Annual Inputs |  |  |  | Monthly Inputs
Nominal Dollars | [5 empty] | (Inputs override monthly inputs) |  |  |  | 2012 | [11 empty] | 2013 | [11 empty] | 2014
Adjusted Avoided Cost Values |  | 2012 | 2013 | 2014 |  | 2012 | 2013 | 2014 |  | 2012-01-01 | 2012-02-01 | 2012-03-01 | 2012-04-01 | 2012-05-01 | 2012-06-01 | 2012-07-01 | 2012-08-01 | 2012-09-01 | 2012-10-01 | 2012-11-01 | 2012-12-01 | 2013-01-01 | 2013-02-01 | 2013-03-01 | 2013-04-01 | 2013-05-01 | 2013-06-01 | 2013-07-01 | 2013-08-01 | 2013-09-01 | 2013-10-01 | 2013-11-01 | 2013-12-01 | 2014-01-01 | 2014-02-01 | 2014-03-01 | 2014-04-01 | 2014-05-01 | 2014-06-01 | 2014-07-01 | 2014-08-01 | 2014-09-01 | 2014-10-01 | 2014-11-01 | 2014-12-01
Monthly Generation Capacity Allocation |  |  |  |  | Enter Alternate |  |  |  |  | 0% | 0% | 0% | 0% | 0.8839% | 8.776% | 40.23% | 31.81% | 17.85% | 0.4525% | 0% | 0% | 0% | 0% | 0% | 0% | 0.8839% | 8.776% | 40.23% | 31.81% | 17.85% | 0.4525% | 0% | 0% | 0% | 0% | 0% | 0% | 0.8839% | 8.776% | 40.23% | 31.81% | 17.85% | 0.4525% | 0% | 0%
Monthly T&D Capacity Allocation |  |  |  |  | T&D Values --> |  |  |  |  | 0% | 0% | 1.365% | 0.3612% | 0% | 4.938% | 32.1% | 32.86% | 25.85% | 2.479% | 0.04826% | 0% | 0% | 0% | 1.365% | 0.3612% | 0% | 4.938% | 32.1% | 32.86% | 25.85% | 2.479% | 0.04826% | 0% | 0% | 0% | 1.365% | 0.3612% | 0% | 4.938% | 32.1% | 32.86% | 25.85% | 2.479% | 0.04826% | 0%
Adjusted Generation Capacity Value ($/kW-Yr) |  | 183.6694 | 179.9448 | 178.7434 |  | 147.7597 | 144.7633 | 143.7967 |  | 0 | 0 | 0 | 0 | 1.306 | 12.968 | 59.4457 | 46.9999 | 26.3714 | 0.66864 | 0 | 0 | 0 | 0 | 0 | 0 | 1.2795 | 12.7051 | 58.2402 | 46.0468 | 25.8367 | 0.65508 | 0 | 0 | 0 | 0 | 0 | 0 | 1.271 | 12.6202 | 57.8514 | 45.7393 | 25.6641 | 0.65071 | 0 | 0 | Sum
Adjusted T&D Capacity Value ($/kW-Yr.) |  | 28.531 | 29.1016 | 29.6836 |  | 53.2803 | 54.3459 | 55.4329 |  | 0 | 0 | 0.72715 | 0.19245 | 0 | 2.6312 | 17.1046 | 17.5065 | 13.772 | 1.3208 | 0.025712 | 0 | 0 | 0 | 0.74169 | 0.1963 | 0 | 2.6838 | 17.4467 | 17.8566 | 14.0474 | 1.3472 | 0.026226 | 0 | 0 | 0 | 0.75653 | 0.20023 | 0 | 2.7375 | 17.7956 | 18.2137 | 14.3284 | 1.3741 | 0.026751 | 0 | Sum
Adjusted On-Peak Avoided Energy Cost ($/MWh) |  | 19.5456 | 21.3067 | 22.5488 |  | 61.2999 | 66.8232 | 70.719 |  | 61.2999 | 61.2999 | 61.2999 | 61.2999 | 61.2999 | 61.2999 | 61.2999 | 61.2999 | 61.2999 | 61.2999 | 61.2999 | 61.2999 | 66.8232 | 66.8232 | 66.8232 | 66.8232 | 66.8232 | 66.8232 | 66.8232 | 66.8232 | 66.8232 | 66.8232 | 66.8232 | 66.8232 | 70.719 | 70.719 | 70.719 | 70.719 | 70.719 | 70.719 | 70.719 | 70.719 | 70.719 | 70.719 | 70.719 | 70.719 | Avg
Adjusted GHG Value ($/MWh) |  | 10.3168 | 11.5571 | 13.7892 |  | 9.5447 | 10.6922 | 12.7572 |  | 9.5447 | 9.5447 | 9.5447 | 9.5447 | 9.5447 | 9.5447 | 9.5447 | 9.5447 | 9.5447 | 9.5447 | 9.5447 | 9.5447 | 10.6922 | 10.6922 | 10.6922 | 10.6922 | 10.6922 | 10.6922 | 10.6922 | 10.6922 | 10.6922 | 10.6922 | 10.6922 | 10.6922 | 12.7572 | 12.7572 | 12.7572 | 12.7572 | 12.7572 | 12.7572 | 12.7572 | 12.7572 | 12.7572 | 12.7572 | 12.7572 | 12.7572 | Avg
Impacts
Load Impacts 1 in 2 Years (MW) |  | 2.142 | 3.598 | 4.918 | [5 empty] | 2.142 | 2.142 | 2.142 | 2.142 | 2.142 | 2.142 | 2.142 | 2.142 | 2.142 | 2.142 | 2.142 | 2.142 | 3.598 | 3.598 | 3.598 | 3.598 | 3.598 | 3.598 | 3.598 | 3.598 | 3.598 | 3.598 | 3.598 | 3.598 | 4.918 | 4.918 | 4.918 | 4.918 | 4.918 | 4.918 | 4.918 | 4.918 | 4.918 | 4.918 | 4.918 | 4.918 | Avg
Energy Savings 1 in 2 years (MWh) |  | 1365.525 | 2293.725 | 3135.225 | [5 empty] | 2012-07-01: 1365.525; 2013-07-01: 2293.725; 2014-07-01: 3135.225 | Sum
Avg. Hours of Curtailment |  | 637.5 | 637.5 | 637.5
Expense Costs
Annual Utility Expense ($ per year)
Admin Costs |  | 391215.1779 | 421403.3491 | 401743.101 |  | 391215.1779 | 421403.3491 | 401743.101 | [37 empty] | Sum
Incentive Cost |  | 0 | 0 | 0 |  | 0 | 0 | 0 | [37 empty] | Sum
Net Bill/Revenue Reductions |  | 195502.2142 | 338244.3865 | 476206.3562 |  | 195502.2142 | 338244.3865 | 476206.3562 | [37 empty] | Sum
Ammortized Equipment Costs (entered below) |  | 55977.0655 | 157855.3247 | 250217.4828
name |  | 0 | 0 | 0 |  | 0 | 0 | 0 | [37 empty] | Sum
name |  | 0 | 0 | 0 | [41 empty] | Sum
Annual Participant Expense ($ per year)
Participant Annual Expenses |  | 0 | 0 | 0 | [41 empty] | Sum
Ammortized Equipment Costs (entered below) |  | 474252.253 | 1276954.7606 | 2416925.3249
name |  | 0 | 0 | 0 | [41 empty] | Sum
name |  | 0 | 0 | 0 | [41 empty] | Sum
Equipment Costs
Utility Equipment Cost ($ installed per year) | Ammortization Period
name | 15 | 55977.0655 | 157855.3247 | 250217.4828 |  | 500000 | 910000 | 825000 | [37 empty] | Sum
name | 15 | 0 | 0 | 0 | [41 empty] | Sum
name | 15 | 0 | 0 | 0 | [41 empty] | Sum
name | 15 | 0 | 0 | 0 | [41 empty] | Sum
name | 15 | 0 | 0 | 0 | [41 empty] | Sum
Participant Equipment Cost ($ installed per year) | Ammortization Period
name | 15 | 474252.253 | 1276954.7606 | 2416925.3249 |  | 4236130 | 7169923.0769 | 10182478.7879 | [37 empty] | Sum
name | 15 | 0 | 0 | 0 | [41 empty] | Sum
name | 15 | 0 | 0 | 0 | [41 empty] | Sum
name | 15 | 0 | 0 | 0 | [41 empty] | Sum
name | 15 | 0 | 0 | 0 | [41 empty] | Sum
Benefits
Optional Benefits ($ per year)
Environmental Benefits |  | 0 | 0 | 0 | [41 empty] | Sum
Market Benefits |  | 0 | 0 | 0 | [41 empty] | Sum
Non-Energy/Non-Monetary Benefits |  | 0 | 0 | 0 | [41 empty] | Sum
State Tax Benefits/(Costs) |  | 0 | 0 | 0 | [41 empty] | Sum
Federal Tax Benefits/(Costs) |  | 0 | 0 | 0 | [41 empty] | Sum
name |  | 0 | 0 | 0 | [41 empty] | Sum
name |  | 0 | 0 | 0 | [41 empty] | Sum
CAISO Market Participation
CAISO Market |  | Spinning Reserve
MWs Bid into Market |  | 0 | 0 | 0 | [41 empty] | Avg
Number of Hours Bid |  | 0 | 0 | 0 | [41 empty] | Sum
MWhs bid |  | 0 | 0 | 0 |  | 0 | 0 | 0 |  | 0 | 0 | 0 | 0 | 0 | 0 | 0 | 0 | 0 | 0 | 0 | 0 | 0 | 0 | 0 | 0 | 0 | 0 | 0 | 0 | 0 | 0 | 0 | 0 | 0 | 0 | 0 | 0 | 0 | 0 | 0 | 0 | 0 | 0 | 0 | 0 | Sum
Average Market Price ($/MWh) |  | 0 | 0 | 0 | [41 empty] | Avg
All inputs in nominal year dollars
TOTAL |  | 2012 | 2013 | 2014 | 2011 NPV
TRC Costs |  | 921444.4964 | 1856213.4344 | 3068885.9087 | 4954087.4098
PAC Costs |  | 447192.2434 | 579258.6739 | 651960.5839 | 1447352.4273
RIM Costs |  | 642694.4577 | 917503.0604 | 1128166.94 | 2308635.3117
PCT Costs |  | 474252.253 | 1276954.7606 | 2416925.3249 | 3506734.9825
Generation Capacity Value |  | 393419.9314 | 647441.3455 | 879059.8186 | 1640231.5732 | T&D Values
T&D Capacity Value |  | 61113.3868 | 104707.6027 | 145984.1662 | 266015.1488 | 53.2803 | 54.3459 | 55.4329
Energy Value |  | 26689.9575 | 48871.6224 | 70695.7061 | 124521.9903
GHG Value |  | 14087.7861 | 26508.7859 | 43232.2895 | 71133.8043
Optional Benefits |  | 0 | 0 | 0 | 0
CAISO Market Value |  | 0 | 0 | 0 | 0
Total Benefits |  | 495311.0618 | 827529.3565 | 1138971.9804 | 2101902.5165
Participant Benefits |  | 195502.2142 | 338244.3865 | 476206.3562 | 861282.8844
|  |  |  | NPV MW Impact (for levelized $/kW-Yr. calculation) | 9.1004
Sensitivities
|  | 2012 | 2013 | 2014 | 2011 NPV
% Incentives as Participant Costs
100% of Incentive Costs | TRC Cost | 921444.4964 | 1856213.4344 | 3068885.9087 | 4954087.4098
50% of Incentive Costs | TRC Cost | 921444.4964 | 1856213.4344 | 3068885.9087 | 4954087.4098
Generation Capacity Costs
Base Case -30% | TRC Benefits | 377285.0824 | 633296.9529 | 875254.0348 | 1609833.0446
Base Case +30% | TRC Benefits | 613337.0413 | 1021761.7602 | 1402689.9259 | 2593971.9885
T&D Capacity Costs
Base Case -30% | TRC Benefits | 476977.0458 | 796117.0757 | 1095176.7305 | 2022097.9719
Base Case +30% | TRC Benefits | 513645.0779 | 858941.6373 | 1182767.2302 | 2181707.0612
Capital Ammortization Period
3 Years | TRC Cost | 2206156.0299 | 5332665.9815 | 9531201.3762 | 14399822.9943
| PAC Cost | 582821.0726 | 961731.9721 | 1258221.4503 | 2396494.7089
| RIM Cost | 778323.2869 | 1299976.3586 | 1734427.8065 | 3257777.5932
15 Years | TRC Cost | 921444.4964 | 1856213.4344 | 3068885.9087 | 4954087.4098
| PAC Cost | 447192.2434 | 579258.6739 | 651960.5839 | 1447352.4273
| RIM Cost | 642694.4577 | 917503.0604 | 1128166.94 | 2308635.3117
Load Impact
Base Case -30% | TRC Benefits |  |  |  | 1471331.7616
Base Case +30% | TRC Benefits |  |  |  | 2732473.2715
Adjustment Factors
A Factor at 90% | Gen. Cap. Value | 165.3025 | 161.9503 | 160.869
| TRC Benefits | 455969.0687 | 762785.222 | 1051065.9985 | 1937879.3592
A Factor at 100% | Gen. Cap. Value | 183.6694 | 179.9448 | 178.7434
| TRC Benefits | 495311.0618 | 827529.3565 | 1138971.9804 | 2101902.5165
Chart
|  | Base Case | High | Low | Base Case | 1
Base Case |  | 0.42428 |  |  | 0.42428 | 1
% of Incentives as Participant Costs | 100% |  |  | 0.42428 | 0.42428 | 1
| 50% |  | 0.42428 |  | 0.42428 | 1
Generation Capacity Value | -30% |  |  | 0.32495 | 0.42428 | 1
| 30% |  | 0.5236 |  | 0.42428 | 1
T&D Capacity Value | -30% |  |  | 0.40817 | 0.42428 | 1
| 30% |  | 0.44039 |  | 0.42428 | 1
Capital Amortization Period | 3 |  |  | 0.14597 | 0.42428 | 1
| 15 |  | 0.42428 |  | 0.42428 | 1
Load Impact | -30% |  |  | 0.29699 | 0.42428 | 1
| 30% |  | 0.55156 |  | 0.42428 | 1
A Factor | 90% |  |  | 0.39117 | 0.42428 | 1
| 100% |  | 0.42428 |  | 0.42428 | 1
Lifetime | -50% |  |  | 0.28989 | 0.42428 | 1
| 50% |  | 0.49395 |  | 0.42428 | 1
Costs | -50% |  |  | 0.6995 | 0.42428 | 1
| 50% |  | 0.30448 |  | 0.42428 | 1
Sensitivities
|  | 2012 | 2013 | 2014 | 2011 NPV
Project Lifetime
7.5 | TRC Cost | 1233809.4321 | 2701478.5759 | 4640134.1637 | 7250724.8347
| PAC Cost | 480169.0553 | 672253.2832 | 799366.9327 | 1678127.0098
| RIM Cost | 675671.2695 | 1010497.6697 | 1275573.2889 | 2539409.8941
22.5 | TRC Cost | 826401.96 | 1599026.6192 | 2590805.9374 | 4255295.0003
| PAC Cost | 437158.4673 | 550963.4251 | 607109.6045 | 1377135.1938
| RIM Cost | 632660.6815 | 889207.8116 | 1083315.9607 | 2238418.0781
Total Technology Install Cost
| TRC Cost | 656329.8372 | 1138808.3918 | 1735314.5049 | 3004853.7447
PAC Cost
RIM Cost
| TRC Cost | 1186559.1557 | 2573618.4771 | 4402457.3126 | 6903321.0749
PAC Cost
RIM Cost
Note on C62: Include ALL types of incentives (e.g. upfront, capacity, energy)
Note on C68: 75% of (Incentives + Bill Savings-Equipment Costs)
Note on H50: Enter Alternate T&D Avoided Cost Values ($/kW-Yr.)

## PLS_costs
PLS Costs ($/kW) | min | max | avg | 2012 | 2013 | 2014 |  | 2012 | 2013 | 2014
Med to lg thermal storage | 1140 | 3310 | 2225 | 94% | 96.15% | 95.76% | IOU cost | 500000 | 910000 | 825000
process shifting | 750 | 915 | 832.5 | 0% | 0% | 0% | MW | 2.1 | 3.6 | 4.9
small thermal storage | 2460 | 3000 | 2730 | 6% | 3.846% | 4.242% | kW | 2100 | 3600 | 4900
battery storage | 1800 | 4030 | 2915 | 0% | 0% | 0%
| 2012 | 2013 | 2014 |  |  |  | Incentives are for thermal energy storage:
Total project costs | 4736130 | 8079923.0769 | 11007478.7879 |  |  |  | small | 30000 | 35000 | 35000
Customer pays | 4236130 | 7169923.0769 | 10182478.7879 |  |  |  | Med/Lg | 470000 | 875000 | 790000
[7 empty] | small | 6% | 3.846% | 4.242%
50% lower: | [6 empty] | Med/Lg | 94% | 96.15% | 95.76%
Total project costs | 2368065 | 4039961.5385 | 5503739.3939
Customer pays | 1868065 | 3129961.5385 | 4678739.3939
50% higher:
Total project costs | 7104195 | 12119884.6154 | 16511218.1818
Customer pays | 6604195 | 11209884.6154 | 15686218.1818

## data inputs
| BIP |  |  | CBP_DA |  |  | CBP_DO |  |  | SCTD | [5 empty] | TI on CPP-D |  |  | PTR |  |  |  | PLS |  | Total Portfolio |  |  | Total 3 years | Portfolio w/o PTR
FACTORS
A |  | 68% |  |  | 60% |  |  | 61% |  |  | 89% | [5 empty] | 89% |  |  | 92% |  |  | 100%
B |  | 100% |  |  | 88% |  |  | 100% |  |  | 100% | [5 empty] | 100% |  |  | 88% |  |  | 100%
C |  | 100% |  |  | 100% |  |  | 100% |  |  | 100% | [5 empty] | 100% |  |  | 100% |  |  | 100%
D |  | 0% |  |  | 7% |  |  | 12% |  |  | 100% | [5 empty] | 100% |  |  | 0% |  |  | 50%
E |  | 140% |  |  | 140% |  |  | 140% |  |  | 140% | [5 empty] | 140% |  |  | 140% |  |  | 29.5%
Availability | 11 to 6 yr round; 4 hrs per event; 10 events per mo; 120 hrs per year |  |  | May to Oct 11 to 7; Max 1 event per day and 24 hours per mo |  |  | May to Oct 11 to 7; Max 1 event per day and 24 hours per mo |  |  | no limit | [6 empty] | 11 to 6 yr rnd; max 18 evnts/ yr |  |  | 11 to 6 yr rnd; no limit on events
Event hours |  | 4 |  |  | 4 |  |  | 4 |  |  | 6 | [5 empty] | 6 |  |  | 7 |  |  | 6
Expected events |  | 2 |  |  | 6 |  |  | 6 |  |  | 9 | [5 empty] | 9 |  |  | 9 |  |  | 106.25
BUDGET | 2012 | 2013 | 2014 | 2012 | 2013 | 2014 | 2012 | 2013 | 2014 | 2012 | 2013 | 2014 | 2012 | 2013 | 2014 | 2012 | 2013 | 2014 | [6 empty] | 2012 | 2013 | 2014 |  | 2012 | 2013 | 2014
Admin | 391754.2973 | 390586.9371 | 419152.1807 | 447806.9988 | 441954.9496 | 413388.2511 | 1150224.3596 | 1132455.6319 | 1115347.8381 | 1578488.7919 | 1062400.636 | 743353.0898 |  |  |  | 958769.4631 | 943823.1243 | 882686.4679 | 2970840.7888 | 913975.6976 | 939395.8919 | 366215.1779 | 396403.3491 | 376743.101 | 9489239.0619 | 6853768.2532 | 6443862.5548 | 22786869.8699 | 6518398.2731 | 5939792.5556 | 5504466.6629
M&E | 30000 | 30000 | 30000 | 15161.7933 | 15183.4482 | 14532.7625 | 34838.2067 | 34816.5518 | 35467.2375 | 350000 | 150000 | 150000 | [6 empty] | 300000 | 175000 | 175000 | 25000 | 25000 | 25000 | 1190000 | 940000 | 865000 | 2995000 | 890000 | 765000 | 690000
Incentives | 890400 | 1092000 | 1335600 | 585153.824 | 638717.4476 | 648441.1362 | 1692073.7128 | 1842308.2029 | 1989954.8708 | 0 | 0 | 0 |  |  |  | 62006.5309 | 118542.5079 | 176826.9401 | [6 empty] | 3229634.0677 | 3691568.1583 | 4150822.9471 | 11072025.1731 | 3229634.0677 | 3691568.1583 | 4150822.9471
Capital annual | 12520.49 | 12520.49 | 12520.49 | 90640.7052 | 90722.0444 | 88277.9723 | 254216.3169 | 254134.9778 | 256579.0499 | [15 empty] | 357377.5122 | 357377.5122 | 357377.5122 | 1072132.5365 | 357377.5122 | 357377.5122 | 357377.5122
Capital to be amortized |  |  |  | 0 | 0 | 0 | 90193.3629 | 81992.8764 | 80850.5857 | 4929437.81 | 3812539.6 | 2250039.76 |  |  |  | 713075.1055 | 650163.735 | 670270.9705 |  |  |  | 500000 | 910000 | 825000 | 6232706.2784 | 5454696.2114 | 3826161.3162 | 15513563.806 | 6232706.2784 | 5454696.2114 | 3826161.3162
Total budget | 1324674.7873 | 1525107.4271 | 1797272.6707 | 1138763.3213 | 1186577.8898 | 1164640.122 | 3221545.959 | 3345708.2408 | 3478199.582 | 6857926.6019 | 5024940.236 | 3143392.8498 | 0 | 0 | 0 | 1733851.0995 | 1712529.3671 | 1729784.3784 | 3270840.7888 | 1088975.6976 | 1114395.8919 | 891215.1779 | 1331403.3491 | 1226743.101 | 20498956.9202 | 17297410.1351 | 15643224.3302 | 53439591.3855 | 17228116.1313 | 16208434.4375 | 14528828.4383
MW | 10.6 | 13 | 15.9 | 10.2083 | 11.1171 | 11.268 | 23.4563 | 25.4921 | 27.4995 | 6.1448 | 10.469 | 12.9828 | 0 | 0 | 0 | 2.0669 | 3.209 | 5.1518 | 70.1815 | 71.5698 | 72.9856 | 2.142 | 3.598 | 4.918 | 124.7998 | 138.455 | 150.7057 | 413.9605 | 54.6183 | 66.8852 | 77.7201
MWh | 84.8 | 104 | 127.2 | 245 | 266.8097 | 270.4314 | 562.9519 | 611.8105 | 659.9885 | 331.8172 | 565.3273 | 701.0705 | 0 | 0 | 0 | 111.6118 | 173.2843 | 278.1962 | 4421.4337 | 4508.8994 | 4598.0953 | 1365.525 | 2293.725 | 3135.225 | 7123.1394 | 8523.8562 | 9770.207 | 25417.2026 | 2701.7057 | 4014.9568 | 5172.1117
Bill savings | 12140.816 | 15336.3704 | 19320.2875 | 35076.6457 | 39345.1174 | 41075.5756 | 80597.8164 | 90220.6992 | 100245.0292 | 62620.0926 | 109807.3139 | 140112.2045 | 0 | 0 | 0 | 15979.4551 | 25553.38 | 42254.9624 | 837950.1128 | 880162.4078 | 924501.1753 | 195502.2142 | 338244.3865 | 476206.3562 | 1239867.1528 | 1498669.6751 | 1743715.5906 | 4482252.4186 | 401917.04 | 618507.2673 | 819214.4154
| 2012 | 2013 | 2014 | inflation : | 0.03 | 2011 rates | These rates are from Downie Beckett (Rate Department) January 2011
Energy rate Residential | 0.18952 | 0.19521 | 0.20106 |  |  | 0.184
Energy rate med & Lg C/I (includes demand chrgs) | 0.14317 | 0.14747 | 0.15189 |  |  | 0.139
Energy rate Sm C/I | 0.18128 | 0.18672 | 0.19232 |  |  | 0.176
Note on X11: Brenda Gettig: weekdays for period May through Sept

## allocations
| 2012 | 2013 | 2014
Portfolio Overhead to Allocate:
Marketing & Education | 472251.9525 | 415185.1193 | 388529.975 | 1275967.0468 |  | Allocating the budget costs that provide benefits for all DR programs
M&E for all programs | 370457.66 | 383115.91 | 396525.35 | 1150098.92
Total | 842709.6125 | 798301.0293 | 785055.325 | 2426065.9668
Program Budgets: |  |  |  |  | Allocated overhead:
BIP | 1324674.7873 | 1525107.4271 | 1797272.6707 |  | 88999.771 | 109859.065 | 147227.8094
CBP-DA | 1138763.3213 | 1186577.8898 | 1164640.122 |  | 76509.0992 | 85473.5445 | 95404.2293
CBP-DO | 3221545.959 | 3345708.2408 | 3478199.582 |  | 216443.2019 | 241003.5992 | 284924.8828
SCTD | 6857926.6019 | 5024940.236 | 3143392.8498 |  | 460757.5404 | 361964.8205 | 257498.4035
Total | 12542910.6696 | 11082333.7937 | 9583505.2246 | 33208749.6879 | 842709.6125 | 798301.0293 | 785055.325 | 2426065.9668
Other Portfolio Costs:
Emerging Tech admin | 782429.5719 | 773866.8983 | 768740.4092 | 2325036.8794
0
Subtotal admin | 782429.5719 | 773866.8983 | 768740.4092 | 2325036.8794
M&E (SS) | 435000 | 510000 | 435000 | 1380000
Total other portfolio costs | 1217429.5719 | 1283866.8983 | 1203740.4092
M&E for specific programs is included in their budgets. M&E for that supports all programs is allocated across all programs. M&E for Summer Saver (not tested) is included in portfolio costs. M&E for rates is not included in the CE tests.
M&E not included in CE tests | 100000 | 525000 | 250000 | 875000

## calcs
| 2012 | 2013 | 2014
Capacity Bidding
Adjusting CBP incentives using expected hours because budget was based on max hours of events while benefits based on expected hours.
Day Ahead MW | 10.2083 | 11.1171 | 11.268 |  | CBP adjustments:
Day Of MW | 23.4563 | 25.4921 | 27.4995 |  | Calculate incetnive payments to align with tested MWs
Budgeted incentives | 2412450 | 2814490 | 2996070 |  | Energy incentives are based on input price from ACC
DA capacity incentive | 570135.3462 | 620888.3786 | 629316.5006
DA energy incentive | 15018.4778 | 17829.069 | 19124.6355
DA total incentive | 585153.824 | 638717.4476 | 648441.1362
DO capacity incentive | 1657564.811 | 1801425.0851 | 1943281.1573
DO energy incentive | 34508.9018 | 40883.1178 | 46673.7135
DO total incentive | 1692073.7128 | 1842308.2029 | 1989954.8708
difference in max and exp inc | 135222.4632 | 333464.3495 | 357673.993 | 826360.8057 | This difference is not included in the CE tests
Calculate a weighted average price for CBP-Day of based on 60% of customers choosing 1 to 4 hours and 40% choosing 2 to 6 hours
| tariff price | % cust | prorated price
Day-Ahead prices 1 to 4 hrs | 55.85 |  |  |  | 1 to 4 Hours Product | May | Jun | Jul | Aug | Sep | Oct
Day-Of prices 1 to 4 hrs | 67.01 | 0.6 | 40.206 |  | Day Ahead | 2.43 | 6.55 | 14.21 | 17.56 | 11.6 | 3.5
Day-Of prices 2 to 6 hrs | 76.15 | 0.4 | 30.46 |  | Day Of | 2.91 | 7.85 | 17.05 | 21.08 | 13.92 | 4.2
70.666
Allocating the CBP budget into Day Ahead and Day Of options using the forecasted MWs
CBP Admin | 1476761.3246 | 1455383.9908 | 1422263.1536 |  | Allocating the CBP budget into 2 separate budgets for Day Ahead and Day of
DA admin | 447806.9988 | 441954.9496 | 413388.2511
DO admin | 1028954.3258 | 1013429.0412 | 1008874.9025
CBP M&E | 50000 | 50000 | 50000
DA M&E | 15161.7933 | 15183.4482 | 14532.7625
DO M&E | 34838.2067 | 34816.5518 | 35467.2375
CBP capital | 187807.4 | 187807.4 | 187807.4
DA capital | 56949.9395 | 57031.2787 | 54587.2066
DO capital | 130857.4605 | 130776.1213 | 133220.1934
Allocate the TI Budget across programs: customers from TI program go to CBP, CPP-D and Demand Smart
First adjust admin dollars to account for additional engineering costs not applicable to these forecasted MWs
TI Admin | 1373924.9127 | 1379408.4767 | 1299671.371 | 4053004.7604 | Adjustments for TI include:
Adjusted Admin | 1080039.4969 | 1062849.7151 | 989159.4034 | 3132048.6154 | TI customers go onto CBP-DA, CBP-DO, CPP-D and DemandSMART
Adjust incentive budget to align with forecasted MWs: |  |  |  |  | Calculate incremental MWs as incentives are paid only one time
Incentive Budget | 2010000 | 2010000 | 2010000 | 6030000 | Increase incentives by 15% to account for over performance of load shed test
CBP-DA MW | 0.67647 | 0.67647 | 0.67647 |  | Adjust admin costs to take out extra engineering fees not applicable to tested MWs
CBP-DO MW | 2.7383 | 2.976 | 3.2103 |  | Adjust incentives to align with tested MWs
CPPD MW | 3.5306 | 5.1827 | 7.1255
Total forecasted MW | 6.9454 | 8.8352 | 11.0123
Incentives in CE tests are only for new MWs coming online since the TI incentive is paid only once upon installation:
Incremental forecasted MW
Incremental on CBP-DA | 0 | 0 | 0
Incremental on CBP-DO | 0.26143 | 0.23766 | 0.23435
Incremental on CPP-D | 2.0669 | 1.8845 | 1.9428
Total incremental MW | 2.3283 | 2.1222 | 2.1772
Allocating the TI budget across programs:
CBP-DA TI Admin | 0 | 0 | 0 | 0
CBP-DO TI Admin | 121270.0338 | 119026.5908 | 106472.9356 | 346769.5602
CBP-DA TI incentives | 0 | 0 | 0 | 0
CBP-DO TI incentives | 90193.3629 | 81992.8764 | 80850.5857 | 253036.825
Portfolio TI admin | 958769.4631 | 943823.1243 | 882686.4679 | 2785279.0552
Portfolio incentives | 713075.1055 | 650163.735 | 670270.9705 | 2033509.811
Cumulative incr. MWs | 2.0669 | 3.9514 | 5.8942 | 11.9125
Aggregator Incentives | 62006.5309 | 118542.5079 | 176826.9401 | 357375.9789
Total Portfolio TI incentives | 775081.6364 | 768706.2428 | 847097.9106 | 2390885.7898
Check total admin for CE | 1080039.4969 | 1062849.7151 | 989159.4034 | 3132048.6154
Total incentives for CE | 865274.9993 | 850699.1193 | 927948.4962 | 2643922.6149
Diff in budget for inc | 1144725.0007 | 1159300.8807 | 1082051.5038 | 3386077.3851 | these differences are not included in the CE tests
Diff in budget for admin | 293885.4159 | 316558.7616 | 310511.9676 | 920956.145
SCTD:
Calculating MWh and bill savings - first need to separate MWs into Res and SC
Total forecasted MWs | 6.1448 | 10.469 | 12.9828 |  | SCTD adjustments:
Residential MWs | 5.5472 | 9.2739 | 11.1901 |  | parse out forecasted MWs into Res and Sm Comm based on previous estimate of Sm Comm
Sm Comm MWs | 0.59757 | 1.1951 | 1.7927 |  | Calculate MWh for each customer segment as they have different rates
Total | 6.1448 | 10.469 | 12.9828
event hours | 6 | 6 | 6
expected events | 9 | 9 | 9
MWh res | 299.5483 | 500.7896 | 604.2639
MWh Sm Com | 32.2689 | 64.5377 | 96.8066
MWh total | 331.8172 | 565.3273 | 701.0705
Bill savings res | 56770.391 | 97756.9285 | 121494.359
Bill savings Sm Com | 5849.7016 | 12050.3854 | 18617.8454
Bill savings total | 62620.0926 | 109807.3139 | 140112.2045
BIP Incentives
BIP forecasted MWS | 10.6 | 13 | 15.9 |  | Calculating BIP incentives for tested MWs
Incentives needed | 890400 | 1092000 | 1335600
Budgeted incentives | 840000 | 1008000 | 1506144
diff | -50400 | -84000 | 170544 | 36144
Note on A37: Brenda Gettig: $550,000 per year in the TI budget is for engineering fees to do load shed tests. This budget was based on 5 MW per year. I am adjusting the $550,000 to align with our expected TI MWs for the cost effectiveness tests. The difference will not be included in the tests, similar to the way I adjusted the incentive budget to include only incentives for expected MWs.
Note on A60: Brenda Gettig: $30/kW per year for each new TI customer starting in 2012 on CPP-D
Note on A85: Brenda Gettig: From Kathryn Smith on 1/12/11. Used here only to ratio out the new forecast for the combined (Res & SC) program
Note on B46: Brenda Gettig: Per Kathryn, we currently have 4.6 MW on TI

## impacts
Program | Year | Jan | Feb | Mar | Apr | May | Jun | Jul | Aug | Sep | Oct | Nov | Dec | max | % TI | Note
BIP | 2012 | 7.3 | 7.6 | 8 | 9.3 | 9.9 | 10.2 | 10.6 | 10.4 | 10.5 | 9.7 | 8.8 | 8.8 | 10.6
BIP | 2013 | 9.8 | 9.8 | 10.1 | 11.6 | 12.1 | 12.4 | 13 | 12.8 | 12.8 | 11.9 | 10.8 | 10.8 | 13
BIP | 2014 | 12 | 12 | 12.3 | 14.2 | 14.9 | 15.3 | 15.9 | 15.7 | 15.7 | 14.7 | 12.8 | 12.4 | 15.9
CBP day-ahead | 2012 | 0 | 0 | 0 | 0 | 9.1657 | 9.4601 | 9.6529 | 10.2083 | 10.0805 | 10.002 | 0 | 0 | 10.2083
CBP day-ahead | 2013 | 0 | 0 | 0 | 0 | 10.15 | 10.3824 | 10.6101 | 11.1171 | 10.9939 | 10.7947 | 0 | 0 | 11.1171
CBP day-ahead | 2014 | 0 | 0 | 0 | 0 | 10.5071 | 10.6613 | 10.8371 | 11.268 | 11.0739 | 10.7947 | 0 | 0 | 11.268
CBP day-of | 2012 | 0 | 0 | 0 | 0 | 21.3691 | 20.0362 | 21.6797 | 21.7582 | 23.4563 | 22.9269 | 0 | 0 | 23.4563
CBP day-of | 2013 | 0 | 0 | 0 | 0 | 23.3106 | 21.9481 | 23.6839 | 23.7656 | 25.4921 | 24.7975 | 0 | 0 | 25.4921
CBP day-of | 2014 | 0 | 0 | 0 | 0 | 25.1531 | 23.7787 | 25.6211 | 25.7248 | 27.4995 | 26.6618 | 0 | 0 | 27.4995
| 2012 | 0 | 0 | 0 | 0 | 0 | 0 | 0 | 0 | 0 | 0 | 0 | 0 | 0
| 2013 | 0 | 0 | 0 | 0 | 0 | 0 | 0 | 0 | 0 | 0 | 0 | 0 | 0
| 2014 | 0 | 0 | 0 | 0 | 0 | 0 | 0 | 0 | 0 | 0 | 0 | 0 | 0
SCTD | 2012 | 0.88746 | 0.88386 | 0.88276 | 3.0043 | 5.0116 | 3.6839 | 5.0985 | 5.589 | 6.1448 | 5.841 | 1.4466 | 0.88359 | 6.1448
SCTD | 2013 | 1.5252 | 1.5181 | 1.5159 | 5.1681 | 8.5626 | 6.3174 | 8.7165 | 9.5474 | 10.469 | 9.8815 | 2.4635 | 1.5175 | 10.469
SCTD | 2014 | 1.9234 | 1.9126 | 1.9093 | 6.4914 | 10.6432 | 7.9003 | 10.844 | 11.8754 | 12.9828 | 12.1315 | 3.0608 | 1.9118 | 12.9828
TI in CBP-DA | 2012 | 0 | 0 | 0 | 0 | 0.62488 | 0.64077 | 0.64323 | 0.67647 | 0.65487 | 0.64794 | 0 | 0 | 0.67647 | 0.066267 | these MWs for TI on CBP-DA are already included in the above forecast for CBP-DA
TI in CBP-DA | 2013 | 0 | 0 | 0 | 0 | 0.62488 | 0.64077 | 0.64323 | 0.67647 | 0.65487 | 0.64794 | 0 | 0 | 0.67647 | 0.06085
TI in CBP-DA | 2014 | 0 | 0 | 0 | 0 | 0.62488 | 0.64077 | 0.64323 | 0.67647 | 0.65487 | 0.64794 | 0 | 0 | 0.67647 | 0.060035
TI in CBP-DO | 2012 | 0 | 0 | 0 | 0 | 2.4947 | 2.3391 | 2.5309 | 2.5401 | 2.7383 | 2.6765 | 0 | 0 | 2.7383 | 0.11674 | these MWs for TI on CBP-DO are already included in the above forecast for CBP-DO
TI in CBP-DO | 2013 | 0 | 0 | 0 | 0 | 2.7213 | 2.5623 | 2.7649 | 2.7744 | 2.976 | 2.8949 | 0 | 0 | 2.976 | 0.11674
TI in CBP-DO | 2014 | 0 | 0 | 0 | 0 | 2.9364 | 2.776 | 2.9911 | 3.0032 | 3.2103 | 3.1125 | 0 | 0 | 3.2103 | 0.11674
TI in CPP-D 2011 | 2011 | 0.83951 | 0.83951 | 0.79588 | 1.9737 | 1.4932 | 1.4663 | 1.7748 | 1.5098 | 1.4637 | 1.7255 | 0.71471 | 0.72025 |  |  | These are the forecasted MWs for TI on CPP-D; however since we are not testing CPP-D we will only look at the new MWs coming on in 2012-14
TI in CPP-D | 2012 | 1.1969 | 1.2387 | 1.3281 | 3.2982 | 3.1031 | 3.1162 | 3.3332 | 2.5098 | 3.5306 | 3.3158 | 1.1982 | 1.208 | 3.5306
TI in CPP-D | 2013 | 1.8774 | 1.9416 | 2.0811 | 5.1827 | 3.8943 | 3.8479 | 4.7138 | 4.0098 | 3.9209 | 4.6431 | 1.9296 | 1.9513 | 5.1827
TI in CPP-D | 2014 | 2.5791 | 2.676 | 2.866 | 7.1255 | 5.3438 | 5.2815 | 6.4804 | 5.5098 | 5.396 | 6.3878 | 2.6597 | 2.6893 | 7.1255
TI in CPP-D incremental | 2012 | 0.35739 | 0.39916 | 0.53223 | 1.3244 | 1.6099 | 1.6499 | 1.5584 | 1 | 2.0669 | 1.5903 | 0.48353 | 0.48771 | 2.0669 |  | These are the new MWs coming online each year for TI on CPP-D
TI in CPP-D incremental | 2013 | 0.68046 | 0.70293 | 0.75298 | 1.8845 | 0.79118 | 0.73171 | 1.3807 | 1.5 | 0.39029 | 1.3273 | 0.73135 | 0.7433 | 1.8845
TI in CPP-D incremental | 2014 | 0.70176 | 0.73436 | 0.7849 | 1.9428 | 1.4495 | 1.4336 | 1.7666 | 1.5 | 1.4751 | 1.7447 | 0.73016 | 0.73805 | 1.9428
adjusted to accumulate:
TI in CPP-D incremental | 2012 | 0.35739 | 0.39916 | 0.53223 | 1.3244 | 1.6099 | 1.6499 | 1.5584 | 1 | 2.0669 | 1.5903 | 0.48353 | 0.48771 | 2.0669 |  | These are the new MWs coming online each yr and adjusted to accumulate -- this is what is used in the CE test for TI on CPP-D
TI in CPP-D incremental | 2013 | 1.0379 | 1.1021 | 1.2852 | 3.209 | 2.4011 | 2.3816 | 2.9391 | 2.5 | 2.4572 | 2.9177 | 1.2149 | 1.231 | 3.209
TI in CPP-D incremental | 2014 | 1.7396 | 1.8365 | 2.0701 | 5.1518 | 3.8506 | 3.8152 | 4.7056 | 4 | 3.9323 | 4.6624 | 1.945 | 1.9691 | 5.1518
| 2012 | 0 | 0 | 0 | 0 | 0 | 0 | 0 | 0 | 0 | 0 | 0 | 0 | 0
| 2013 | 0 | 0 | 0 | 0 | 0 | 0 | 0 | 0 | 0 | 0 | 0 | 0 | 0
| 2014 | 0 | 0 | 0 | 0 | 0 | 0 | 0 | 0 | 0 | 0 | 0 | 0 | 0
TI in CBP-DA 2011 | 2011 | 0 | 0 | 0 | 0 | 0.62488 | 0.64077 | 0.64323 | 0.67647 | 0.65487 | 0.64794 | 0 | 0
TI in CBP-DA incremental | 2012 | 0 | 0 | 0 | 0 | 0 | 0 | 0 | 0 | 0 | 0 | 0 | 0 | 0
TI in CBP-DA incremental | 2013 | 0 | 0 | 0 | 0 | 0 | 0 | 0 | 0 | 0 | 0 | 0 | 0 | 0
TI in CBP-DA incremental | 2014 | 0 | 0 | 0 | 0 | 0 | 0 | 0 | 0 | 0 | 0 | 0 | 0 | 0
TI in CBP-DO 2011 | 2011 | 0 | 0 | 0 | 0 | 2.2545 | 2.1005 | 2.2785 | 2.2848 | 2.4769 | 2.4339 | 0 | 0
TI in CBP-DO incremental | 2012 | 0 | 0 | 0 | 0 | 0.24014 | 0.23861 | 0.25247 | 0.25527 | 0.26143 | 0.24264 | 0 | 0 | 0.26143
TI in CBP-DO incremental | 2013 | 0 | 0 | 0 | 0 | 0.22665 | 0.22319 | 0.23398 | 0.23434 | 0.23766 | 0.21837 | 0 | 0 | 0.23766
TI in CBP-DO incremental | 2014 | 0 | 0 | 0 | 0 | 0.2151 | 0.21372 | 0.22615 | 0.22872 | 0.23435 | 0.21765 | 0 | 0 | 0.23435
| 2011 | 0 | 0 | 0 | 0 | 0 | 0 | 0 | 0 | 0 | 0 | 0 | 0
| 2012 | 0 | 0 | 0 | 0 | 0 | 0 | 0 | 0 | 0 | 0 | 0 | 0 | 0
| 2013 | 0 | 0 | 0 | 0 | 0 | 0 | 0 | 0 | 0 | 0 | 0 | 0 | 0
| 2014 | 0 | 0 | 0 | 0 | 0 | 0 | 0 | 0 | 0 | 0 | 0 | 0 | 0
PTR | 2012 | 0 | 0 | 0 | 0 | 50.4868 | 45.5027 | 70.1815 | 68.6915 | 63.2333 | 52.327 | 13.5721 | 15.5807 | 70.1815
PTR | 2013 | 18.4485 | 17.3942 | 14.0658 | 43.4712 | 51.4855 | 46.4028 | 71.5698 | 70.0504 | 64.4842 | 53.3621 | 13.8406 | 15.8889 | 71.5698
PTR | 2014 | 18.8134 | 17.7383 | 14.3441 | 44.3312 | 52.504 | 47.3208 | 72.9856 | 71.4361 | 65.7598 | 54.4178 | 14.1144 | 16.2032 | 72.9856
Portfolio | 2012 | 10.6868 | 11.025 | 11.557 | 15.7707 | 99.685 | 92.6749 | 120.9129 | 119.789 | 117.6237 | 104.5293 | 26.4442 | 27.894 | 120.9129 |  | Total MWs tested for CE in this portfolio
Portfolio | 2013 | 34.4096 | 33.4123 | 30.5649 | 67.0463 | 111.6079 | 103.4303 | 134.1174 | 133.3784 | 130.2944 | 117.2514 | 31.917 | 33.0354 | 134.1174
Portfolio | 2014 | 39.3944 | 38.4053 | 35.5415 | 75.0924 | 122.476 | 113.6943 | 145.8115 | 144.9222 | 141.8663 | 128.2861 | 36.8382 | 37.402 | 145.8115
PLS | 2012 | 2.142 | 2.142 | 2.142 | 2.142 | 2.142 | 2.142 | 2.142 | 2.142 | 2.142 | 2.142 | 2.142 | 2.142 | 2.142
PLS | 2013 | 3.598 | 3.598 | 3.598 | 3.598 | 3.598 | 3.598 | 3.598 | 3.598 | 3.598 | 3.598 | 3.598 | 3.598 | 3.598
PLS | 2014 | 4.918 | 4.918 | 4.918 | 4.918 | 4.918 | 4.918 | 4.918 | 4.918 | 4.918 | 4.918 | 4.918 | 4.918 | 4.918
Portfolio w/o PTR | 2012 | 10.6868 | 11.025 | 11.557 | 15.7707 | 49.1983 | 47.1722 | 50.7314 | 51.0975 | 54.3905 | 52.2023 | 12.8721 | 12.3133 | 54.3905
Portfolio w/o PTR | 2013 | 15.9611 | 16.0182 | 16.4991 | 23.5751 | 60.1224 | 57.0274 | 62.5476 | 63.328 | 65.8102 | 63.8893 | 18.0764 | 17.1465 | 65.8102
Portfolio w/o PTR | 2014 | 20.581 | 20.667 | 21.1974 | 30.7612 | 69.972 | 66.3735 | 72.8258 | 73.4861 | 76.1065 | 73.8683 | 22.7239 | 21.1988 | 76.1065

## TI MWs
Program | Year | Jan | Feb | Mar | Apr | May | Jun | Jul | Aug | Sep | Oct | Nov | Dec | max | incent | Annual amortized cost | 2012 | 2013 | 2014
TI in CBP-DA 2011 | 2011 | 0 | 0 | 0 | 0 | 0.62488 | 0.64077 | 0.64323 | 0.67647 | 0.65487 | 0.64794 | 0 | 0 | 0.67647 | 233382.9251 | 33690.7657 | 33690.7657 | 33690.7657 | 33690.7657
TI in CBP-DO 2011 | 2011 | 0 | 0 | 0 | 0 | 2.2545 | 2.1005 | 2.2785 | 2.2848 | 2.4769 | 2.4339 | 0 | 0 | 2.4769 | 854532.3974 | 123358.8565 | 123358.8565 | 123358.8565 | 123358.8565
0 | 2011 | 0 | 0 | 0 | 0 | 0 | 0 | 0 | 0 | 0 | 0 | 0 | 0 | 0 | 0 | 0 | 0 | 0 | 0
These are the estimated continuing payment streams from TI incentives paid in years previous to 2012. | [16 empty] | total: | 471148.8665
We calculate these for the MWs forecasted to continue on the programs. The MWs are included in the 2012 to 2014 forecast.
Therefore, the appropriate portion of the corresponding amortized TI incentive costs should be included.

## EM&V
SDG&E M&E Activities | 2012 | 2013 | 2014 | Total
Program Evaluations
Critical Peak Pricing Default | 100000 | 175000 | 75000 | 350000
Critical Peak Pricing Small Commercial | 0 | 150000 | 75000 | 225000
Peak Time Rebate | 300000 | 175000 | 175000 | 650000
Critical Peak Pricing Residential | 0 | 200000 | 100000 | 300000
Capacity Bidding Program | 50000 | 50000 | 50000 | 150000
Summer Saver | 175000 | 250000 | 175000 | 600000
RACT/ Residential Technology | 200000 | 100000 | 100000 | 400000
Small Commercial Technology Deployment | 150000 | 50000 | 50000 | 250000
Base Interruptible Program | 30000 | 30000 | 30000 | 90000
Other Evaluation Activities
TA and TI / Auto DR | 15000 | 65000 | 15000 | 95000
Permanent Load Shifting Evaluation | 25000 | 25000 | 25000 | 75000
Customer Research Studies | 100000 | 100000 | 100000 | 300000
Demand Response Forecasting App Dvlpmnt | 50000 | 50000 | 50000 | 150000
End Use Metering | 260000 | 260000 | 260000 | 780000
Labor to support studies
M&E Analytical Support 2 FTE's | 220457.66 | 233115.91 | 246525.35 | 700098.92
Total M&E related costs | 1675457.66 | 1913115.91 | 1526525.35 | 5115098.92
not included in CE tests | 100000 | 525000 | 250000 | 875000
allocated across all programs | 370457.66 | 383115.91 | 396525.35 | 1150098.92
in specific program budget | 755000 | 430000 | 430000 | 1615000
allocated across TI programs | 15000 | 65000 | 15000 | 95000
portfolio cost | 435000 | 510000 | 435000 | 1380000
total | 1675457.66 | 1913115.91 | 1526525.35 | 5115098.92
4240098.92

## Budget
PGM_CD_DESC | INCNTV_BUDGET_2012 | ADMIN_BUDGET_2012 | INCNTV_BUDGET_2013 | ADMIN_BUDGET_2013 | INCNTV_BUDGET_2014 | ADMIN_BUDGET_2014 | Total
Bidder #1 New Bilateral | 0 | 0 | 0 | 0 | 0 | 0 | 0
Bidder #2 New Bilateral | 0 | 0 | 0 | 0 | 0 | 0 | 0
Bidder #3 New Bilateral | 0 | 0 | 0 | 0 | 0 | 0 | 0
BIP | 840000 | 404274.7873 | 1008000 | 403107.4271 | 1506144 | 431672.6707 | 4593198.8852
Commercial CACT "Pilot Incubation Program" | 0 | 0 | 0 | 0 | 0 | 0 | 0
CBP | 2412450 | 1664568.7246 | 2814490 | 1643191.3908 | 2996070 | 1610070.5536 | 13140840.6691
CPP-D Large (20 kW and above) | 0 | 0 | 0 | 0 | 0 | 0 | 0
CPP-D Medium (20 kW - 200 kW) | 0 | 0 | 0 | 0 | 0 | 0 | 0
CPP-S Small--PeakShift at Work (under 20 kW) | 0 | 0 | 0 | 0 | 0 | 0 | 0
CPP-R Residential | 0 | 0 | 0 | 0 | 0 | 0 | 0
EnerNOC DemandSmart Program | 0 | 0 | 0 | 0 | 0 | 0 | 0
DR-ET | 0 | 782429.5719 | 0 | 773866.8983 | 0 | 768740.4092 | 2325036.8794
EM&V | 0 | 1675457.664 | 0 | 1913115.9 | 0 | 1526525.4 | 5115098.964
Education and Outreach Placeholder | 0 | 472251.9525 | 0 | 415185.1193 | 0 | 388529.975 | 1275967.0468
FLEX | 0 | 234707.5438 | 0 | 0 | 0 | 0 | 234707.5438
Educational and Outreach Placeholder (IDSM) | 0 | 1418761.8385 | 0 | 0 | 0 | 0 | 1418761.8385
Locational Dispatch | 20000 | 137928.3016 | 20000 | 138798.0247 | 20000 | 140366.6981 | 477093.0244
Residential Microgrid Program | 100600.77 | 32067.2122 | 0 | 0 | 0 | 0 | 132667.9822
Non-Residential New Construction | 25000 | 139736.431 | 25000 | 139225.0167 | 25000 | 139439.7964 | 493401.2441
PGP | 0 | 0 | 0 | 0 | 0 | 0 | 0
Permanent Load Shifting | 500000 | 366215.1779 | 910000 | 396403.3491 | 825000 | 376743.101 | 3374361.6281
PTR | 0 | 2970840.7888 | 0 | 913975.6976 | 0 | 939395.8919 | 4824212.3783
RACT | 4929437.81 | 1578488.7919 | 3812539.6 | 1062400.636 | 2250039.76 | 743353.0898 | 14376259.6877
RACT "Pilot Incubation Program" | 0 | 0 | 0 | 0 | 0 | 0 | 0
Residential PCT Program | 0 | 0 | 0 | 0 | 0 | 0 | 0
Residential RFI Program | 0 | 0 | 0 | 0 | 0 | 0 | 0
Residential New Construction | 300000 | 155353.0172 | 25000 | 122727.5947 | 25000 | 123137.8394 | 751218.4513
Small Commercial Load Control Program | 0 | 0 | 0 | 0 | 0 | 0 | 0
Sm Comm Tech Deployment | 0 | 0 | 0 | 0 | 0 | 0 | 0
SLRP | 0 | 0 | 0 | 0 | 0 | 0 | 0
Summer Saver | 0 | 730087.8238 | 0 | 618934.4092 | 0 | 538142.2236 | 1887164.4565
Technical Assistance (TA) | 2217200 | 1495211.3624 | 0 | 0 | 0 | 0 | 3712411.3624
Technical Incentives (TI) | 2010000 | 1358924.9127 | 2010000 | 1314408.4767 | 2010000 | 1284671.371 | 9988004.7604
Wholesale Market Program | 0 | 0 | 0 | 0 | 0 | 0 | 0
[7 empty] | 68120406.8022 | 9107425.9033
BIP capital |  | 12520.49 |  | 12520.49 |  | 12520.49 |  | 59012980.8989
BIP adjusted admin |  | 391754.2973 |  | 390586.9371 |  | 419152.1807
CBP capital |  | 187807.4 |  | 187807.4 |  | 187807.4
CBP adjusted admin |  | 1476761.3246 |  | 1455383.9908 |  | 1422263.1536

## References
Cost Effectiveness Methodology | E3 Demand Response Documents (including Distributed Generation Avoided Cost Calculator)
(Note: outputs from calculator are modified for DR in this spreadsheet)
www.ethree.com\public_projects\cpucdr.html
R 08-03-008, D. 09-08-026
http://docs.cpuc.ca.gov/word_pdf/FINAL_DECISION/105926.pdf
CSI Cost Effectiveness Report based on Distributed Generation Cost Effectiveness Framework
http://www.ethree.com/public_projects/cpuc.html
CT Cost and Performance | 2008 & 2009 CAISO Market Issues and Performance Report
www.caiso.com/2390/239087966e450.pdf
http://www.caiso.com/2777/277789c42ac70.html
2007 CEC Cost of Generation Report
http://www.energy.ca.gov/2007publications/CEC-200-2007-011/CEC-200-2007-011-SF.PDF
Planning Reserve Margin | R. 08-04-012, D. 04-01-050 and Proposed Decision mailed August 23, 2010 closing the proceeding.
http://docs.cpuc.ca.gov/efile/PD/122343.pdf
CT Summer Capacity Derate | LM6000 - 60Hz Gas Turbine Generator Set Product Specification
http://www.hilcoind.com/images/ftp/SFPUC/7/A/LM6000%2060%20Hz%20Grey%202008%20Rev%202.pdf
http://www.gepower.com/prod_serv/products/tech_docs/en/downloads/ger3695e.pdf
This document updated January 21, 2011

## Revisions
Tab | Cell | Change | Date
Inputs | C7, R22 | Input WACC for each IOU and linked to IOU selection | 2010-11-02 | Changes since Proposed Decision Issued
| C8 | Deleted Monthly WACC (not used) | 2010-11-02
| F5 | Added Inflation value | 2010-11-02
| I9, L22 | Added Separate Transmission and Distribution Deferral values for each IOU and linked them to utility selection | 2010-11-02
| K18 | Placeholder for Wtd. Average Sub Transmisison and Distribtution Values by Utility | 2010-12-15
| M19 | Moved WACC input and added utility specific WACC's linked to utility selection | 2010-12-15
| I5 | Added Ancillary Services Avoided Cost Values | 2010-12-15
| I8 | Added separate "Summer" and "Nameplate" Generation Capacity Values, reflecting Summer Peak Performance Penalty | 2010-12-15
| I34 | Modified monthly allocation of capacity value to reflect 4 years of historical load data | 2010-12-15
|  | Updated Avoided Cost Model inputs (from version 3.8) | 2011-01-10 | Changes after January 2011 Workshop
| R22 | Entered After-Tax IOU WACCs | 2011-01-10
| I12 | Added annual CT capacity factor results | 2011-01-10
| I25 | Fixed IOU drop down selection | 2011-01-10
| I40 | Added IOU specific T&D monthly allocation factors based on temperature | 2011-01-10
| I9 & I10 | Replaced T & D deferral values with formulas based on IOU selection (inadvertantly overwritten in last version | 2011-01-21
| I12 | Replaced Capacity Factors with Statewide average instead of Northern California (not used in calcuations) | 2011-01-21
BIP Example | C9 | Fixed inadvertently reversed PCT BC ratio. | 2010-11-02
| C9 | Fixed to calculate NPV in same manner as other cells | 2010-11-02
| D6 | Removed “bill reductions” from rows 63 and 68 in calculation of TRC costs | 2010-11-02
| H50 | Add user input for T&D Values | 2010-12-15
| L52 | Revised T&D montly value calculation to refer to user selection for T&D deferral value | 2010-12-15
| F43 | Added user selection for T&D capacity value (T&D, D only, user input) | 2010-12-15
| H108 | Added T&D deferal value results based on user selection | 2010-12-15
| B70, B80 | Added notification that Participant Annual Expenses are based on bill savings + incentives - equipment costs entered in Rows 70, 71 and 80-84 | 2010-12-15
| D74, D80 | Modified ammortization of equipment costs to be cumulative | 2011-01-06
| D68 | Revised calculation of participant costs to be 75% *(incentives + bill reductions)- Equipment Costs | 2011-01-06
| H51, D56 | Modified averaging of MW Impacts to ignore zero or blank months | 2011-01-10
| E102 | Removed bill savings from TRC for years 2013 and 2014 (copied formula from 2012) | 2011-01-21
Portfolio |  | Added Portfolio Tab, based on BIP,CBP tabs | 2010-11-02
|  | Modified for IOU to input total costs, benefits and impacts, then DR Template calculates average benefit values in $/kW-Yr and $/MWh. Removed A-E Factors | 2011-01-10
|  | Removed A factor sensitivity | 2011-01-10
Summary |  | Added Portfolio Column | 2010-11-02
|  | Changed all formulas to INDIRECT to all easy addition of programs | 2010-11-02
Instructions |  | Added Instructions for adding program and entering data in Portfolio Tab | 2010-12-15
|  | Added macro for adding new program | 2011-01-06

## BIP Example
Program Name
BIP Example
Base Case Results
2011 Dollars | Benefits | Costs | Net Benefits | Net $/kW-Yr. | Ratio
TRC | 142767398.8688 | 51622753.2074 | 91144645.6614 | 160.7652 | 2.7656
PAC |  | 66513729.1125 | 76253669.7563 | 134.4998 | 2.1464
RIM |  | 66950232.31 | 75817166.5588 | 133.7298 | 2.1324
PCT | 61309916.4105 | 45982437.3078 | 15327479.1026 | 27.0353 | 1.3333
Sensitivities
| % of Customer Incentives in TRC |  | Generation Capacity Value |  | T&D Capacity Value |  | Capital Amortization Period |  | Load Impact |  | A Adjustment Factor
| 100% | 50% | -30% | 30% | -30% | 30% | 3 | 15 | -30% | 30% | 85.5% | 100%
TRC | 2.1324 | 3.9335 | 2.1702 | 3.361 | 2.5633 | 2.9679 | 1.9724 | 2.9256 | 1.9665 | 3.5647 | 2.5671 | 2.87
PAC | - |  | 1.6844 | 2.6085 | 1.9894 | 2.3034 | 1.9215 | 2.1811 | 1.5263 | 2.7666 | 1.9924 | 2.2275
RIM | - |  | 1.6734 | 2.5915 | 1.9765 | 2.2884 | 1.9103 | 2.1667 | 1.5163 | 2.7486 | 1.9794 | 2.213
Adjustment Factors | [5 empty] | LEGEND
A) Availability adjustment |  | 95% |  |  |  | Utility Input |  | Enter Utility specific information and program data in yellow cells
B) Notification adjustment |  | 100% |  |  |  | Do Not Alter
C) Trigger adjustment |  | 100% | Select |  |  | Avoided Cost Input |  | Inputs from Avoided Cost Model
D) T&D right time-right place adjustment |  | 100% | T&D Value--> | D Only |  | Formula |  | Formulas contained in this Excel Workbook
E) Energy price adjustment |  | 100%
Program | [5 empty] | Annual Inputs |  |  |  | Monthly Inputs
Nominal Dollars | [5 empty] | (Inputs override monthly inputs) |  |  |  | 2012 | [11 empty] | 2013 | [11 empty] | 2014
Adjusted Avoided Cost Values |  | 2012 | 2013 | 2014 |  | 2012 | 2013 | 2014 |  | 2012-01-01 | 2012-02-01 | 2012-03-01 | 2012-04-01 | 2012-05-01 | 2012-06-01 | 2012-07-01 | 2012-08-01 | 2012-09-01 | 2012-10-01 | 2012-11-01 | 2012-12-01 | 2013-01-01 | 2013-02-01 | 2013-03-01 | 2013-04-01 | 2013-05-01 | 2013-06-01 | 2013-07-01 | 2013-08-01 | 2013-09-01 | 2013-10-01 | 2013-11-01 | 2013-12-01 | 2014-01-01 | 2014-02-01 | 2014-03-01 | 2014-04-01 | 2014-05-01 | 2014-06-01 | 2014-07-01 | 2014-08-01 | 2014-09-01 | 2014-10-01 | 2014-11-01 | 2014-12-01
Monthly Generation Capacity Allocation |  |  |  |  | Enter Alternate |  |  |  |  | 0% | 0% | 0% | 0% | 0.8839% | 8.776% | 40.23% | 31.81% | 17.85% | 0.4525% | 0% | 0% | 0% | 0% | 0% | 0% | 0.8839% | 8.776% | 40.23% | 31.81% | 17.85% | 0.4525% | 0% | 0% | 0% | 0% | 0% | 0% | 0.8839% | 8.776% | 40.23% | 31.81% | 17.85% | 0.4525% | 0% | 0%
Monthly T&D Capacity Allocation |  |  |  |  | T&D Values --> |  |  |  |  | 0% | 0% | 1.365% | 0.3612% | 0% | 4.938% | 32.1% | 32.86% | 25.85% | 2.479% | 0.04826% | 0% | 0% | 0% | 1.365% | 0.3612% | 0% | 4.938% | 32.1% | 32.86% | 25.85% | 2.479% | 0.04826% | 0% | 0% | 0% | 1.365% | 0.3612% | 0% | 4.938% | 32.1% | 32.86% | 25.85% | 2.479% | 0.04826% | 0%
Adjusted Generation Capacity Value ($/kW-Yr) |  | 203.6166 | 170.9475 | 169.8062 |  | 172.4283 | 144.7633 | 143.7967 |  | 0 | 0 | 0 | 0 | 1.306 | 12.968 | 59.4457 | 46.9999 | 26.3714 | 0.66864 | 0 | 0 | 0 | 0 | 0 | 0 | 1.2795 | 12.7051 | 58.2402 | 46.0468 | 25.8367 | 0.65508 | 0 | 0 | 0 | 0 | 0 | 0 | 1.271 | 12.6202 | 57.8514 | 45.7393 | 25.6641 | 0.65071 | 0 | 0 | Sum
Adjusted T&D Capacity Value ($/kW-Yr.) |  | 67.2383 | 58.2032 | 59.3673 |  | 62.7822 | 54.3459 | 55.4329 |  | 0 | 0 | 0.72715 | 0.19245 | 0 | 2.6312 | 17.1046 | 17.5065 | 13.772 | 1.3208 | 0.025712 | 0 | 0 | 0 | 0.74169 | 0.1963 | 0 | 2.6838 | 17.4467 | 17.8566 | 14.0474 | 1.3472 | 0.026226 | 0 | 0 | 0 | 0.75653 | 0.20023 | 0 | 2.7375 | 17.7956 | 18.2137 | 14.3284 | 1.3741 | 0.026751 | 0 | Sum
Adjusted On-Peak Avoided Energy Cost ($/MWh) |  | 66.2587 | 72.2287 | 76.4397 |  | 61.2999 | 66.8232 | 70.719 |  | 61.2999 | 61.2999 | 61.2999 | 61.2999 | 61.2999 | 61.2999 | 61.2999 | 61.2999 | 61.2999 | 61.2999 | 61.2999 | 61.2999 | 66.8232 | 66.8232 | 66.8232 | 66.8232 | 66.8232 | 66.8232 | 66.8232 | 66.8232 | 66.8232 | 66.8232 | 66.8232 | 66.8232 | 70.719 | 70.719 | 70.719 | 70.719 | 70.719 | 70.719 | 70.719 | 70.719 | 70.719 | 70.719 | 70.719 | 70.719 | Avg
Adjusted GHG Value ($/MWh) |  | 10.3168 | 11.5571 | 13.7892 |  | 9.5447 | 10.6922 | 12.7572 |  | 9.5447 | 9.5447 | 9.5447 | 9.5447 | 9.5447 | 9.5447 | 9.5447 | 9.5447 | 9.5447 | 9.5447 | 9.5447 | 9.5447 | 10.6922 | 10.6922 | 10.6922 | 10.6922 | 10.6922 | 10.6922 | 10.6922 | 10.6922 | 10.6922 | 10.6922 | 10.6922 | 10.6922 | 12.7572 | 12.7572 | 12.7572 | 12.7572 | 12.7572 | 12.7572 | 12.7572 | 12.7572 | 12.7572 | 12.7572 | 12.7572 | 12.7572 | Avg
Impacts
Load Impacts 1 in 2 Years (MW) |  | 188.7355 | 233.1032 | 233.1032 | [5 empty] | 0 | 0 | 0 | 0 | 100 | 100 | 233.1032 | 233.1032 | 233.1032 | 233.1032 | 0 | 0 | 233.1032 | 233.1032 | 233.1032 | 233.1032 | 233.1032 | 233.1032 | 233.1032 | 233.1032 | 233.1032 | 233.1032 | 233.1032 | 233.1032 | 233.1032 | 233.1032 | 233.1032 | 233.1032 | 233.1032 | 233.1032 | 233.1032 | 233.1032 | 233.1032 | 233.1032 | 233.1032 | 233.1032 | Avg
Energy Savings 1 in 2 years (MWh) |  | 678.4363 | 1356.8726 | 1356.8726 | [5 empty] | 0 | 0 | 0 | 0 | 113.0727 | 113.0727 | 113.0727 | 113.0727 | 113.0727 | 113.0727 | 0 | 0 | 113.0727 | 113.0727 | 113.0727 | 113.0727 | 113.0727 | 113.0727 | 113.0727 | 113.0727 | 113.0727 | 113.0727 | 113.0727 | 113.0727 | 113.0727 | 113.0727 | 113.0727 | 113.0727 | 113.0727 | 113.0727 | 113.0727 | 113.0727 | 113.0727 | 113.0727 | 113.0727 | 113.0727 | Sum
Avg. Hours of Curtailment |  | 3.5946 | 5.8209 | 5.8209
Expense Costs
Annual Utility Expense ($ per year)
Admin Costs |  | 357163.4038 | 357163.4038 | 357163.4038 |  | 357163.4038 | 357163.4038 | 357163.4038 | [37 empty] | Sum
Incentive Cost |  | 23327409.6028 | 23327409.6028 | 23327409.6028 |  | 23327409.6028 | 23327409.6028 | 23327409.6028 | [37 empty] | Sum
Net Bill/Revenue Reductions |  | 165102.2182 | 167921.1673 | 169077.7542 |  | 165102.2182 | 167921.1673 | 169077.7542 | [37 empty] | Sum
Ammortized Equipment Costs (entered below) |  | 0 | 2806490.1077 | 2806490.1077
name |  | 0 | 0 | 0 | [41 empty] | Sum
name |  | 0 | 0 | 0 | [41 empty] | Sum
Annual Participant Expense ($ per year)
Participant Annual Expenses |  | 17619383.8658 | 12944014.5647 | 12944882.0049 | [41 empty] | Sum
Ammortized Equipment Costs (entered below) |  | 0 | 4677483.5128 | 4677483.5128
name |  | 0 | 0 | 0 | [41 empty] | Sum
name |  | 0 | 0 | 0 | [41 empty] | Sum
Equipment Costs
Utility Equipment Cost ($ installed per year) | Ammortization Period | [5 empty] | 0
name | 10 | 0 | 2806490.1077 | 2806490.1077 |  |  | 19432221.8277 | [38 empty] | Sum
name | 10 | 0 | 0 | 0 | [41 empty] | Sum
name | 10 | 0 | 0 | 0 | [41 empty] | Sum
name | 10 | 0 | 0 | 0 | [41 empty] | Sum
name | 10 | 0 | 0 | 0 | [41 empty] | Sum
Participant Equipment Cost ($ installed per year) | Ammortization Period
name | 10 | 0 | 4677483.5128 | 4677483.5128 |  |  | 32387036.3796 | [38 empty] | Sum
name | 10 | 0 | 0 | 0 | [41 empty] | Sum
name | 10 | 0 | 0 | 0 | [41 empty] | Sum
name | 10 | 0 | 0 | 0 | [41 empty] | Sum
name | 10 | 0 | 0 | 0 | [41 empty] | Sum
Benefits
Optional Benefits ($ per year)
Environmental Benefits |  | 0 | 0 | 0 | [41 empty] | Sum
Market Benefits |  | 0 | 0 | 0 | [41 empty] | Sum
Non-Energy/Non-Monetary Benefits |  | 2000000 | 2000000 | 2000000 |  | 2000000 | 2000000 | 2000000 | [37 empty] | Sum
State Tax Benefits/(Costs) |  | 0 | 0 | 0 | [41 empty] | Sum
Federal Tax Benefits/(Costs) |  | 0 | 0 | 0 | [41 empty] | Sum
name |  | 0 | 0 | 0 | [41 empty] | Sum
name |  | 0 | 0 | 0 | [41 empty] | Sum
CAISO Market Participation
CAISO Market |  | Spinning Reserve
MWs Bid into Market |  | 100 | 120 | 150 |  | 100 | 120 | 150 | [37 empty] | Avg
Number of Hours Bid |  | 75 | 75 | 75 |  | 75 | 75 | 75 | [37 empty] | Sum
MWhs bid |  | 7500 | 9000 | 11250 |  | 7500 | 9000 | 11250 |  | 0 | 0 | 0 | 0 | 0 | 0 | 0 | 0 | 0 | 0 | 0 | 0 | 0 | 0 | 0 | 0 | 0 | 0 | 0 | 0 | 0 | 0 | 0 | 0 | 0 | 0 | 0 | 0 | 0 | 0 | 0 | 0 | 0 | 0 | 0 | 0 | Sum
Average Market Price ($/MWh) |  | 2.25 | 1.75 | 2 |  | 2.25 | 1.75 | 2 | [37 empty] | Avg
All inputs in nominal year dollars
TOTAL |  | 2012 | 2013 | 2014 | 2011 NPV
TRC Costs |  | 17976547.2695 | 20785151.5891 | 20786019.0292 | 51622753.2074
PAC Costs |  | 23684573.0066 | 26491063.1143 | 26491063.1143 | 66513729.1125
RIM Costs |  | 23849675.2248 | 26658984.2816 | 26660140.8685 | 66950232.31
PCT Costs |  | 17619383.8658 | 17621498.0776 | 17622365.5178 | 45982437.3078
Generation Capacity Value |  | 38429665.843 | 39848421.414 | 39582366.4728 | 102447961.7508 | T&D Values
T&D Capacity Value |  | 12690256.3272 | 13567358.433 | 13838705.6017 | 34806567.1211 | 53.2803 | 54.3459 | 55.4329
Energy Value |  | 44952.3068 | 98005.2096 | 103718.9415 | 210931.7388
GHG Value |  | 6999.2608 | 15681.4987 | 18710.2073 | 35281.3959
Optional Benefits |  | 2000000 | 2000000 | 2000000 | 5219046.1135
CAISO Market Value |  | 16875 | 15750 | 22500 | 47610.7488
Total Benefits |  | 53188748.7378 | 55545216.5553 | 55566001.2233 | 142767398.8688
Participant Benefits |  | 23492511.821 | 23495330.7701 | 23496487.357 | 61309916.4105
|  |  |  | NPV MW Impact (for levelized $/kW-Yr. calculation) | 566.9428
Sensitivities
|  | 2012 | 2013 | 2014 | 2011 NPV
% Incentives as Participant Costs
100% of Incentive Costs | TRC Cost | 23849675.2248 | 26658984.2816 | 26660140.8685 | 66950232.31
50% of Incentive Costs | TRC Cost | 12103419.3143 | 14911318.8965 | 14911897.19 | 36295274.1048
Generation Capacity Costs
Base Case -30% | TRC Benefits | 41659848.9849 | 43590690.1311 | 43691291.2815 | 112033010.3436
Base Case +30% | TRC Benefits | 64717648.4907 | 67499742.9795 | 67440711.1652 | 173501787.394
T&D Capacity Costs
Base Case -30% | TRC Benefits | 49381671.8397 | 51475009.0254 | 51414389.5428 | 132325428.7325
Base Case +30% | TRC Benefits | 56995825.636 | 59615424.0852 | 59717612.9038 | 153209369.0051
Capital Ammortization Period
3 Years | TRC Cost | 17976547.2695 | 33158928.6303 | 33159796.0705 | 72381539.2817
| PAC Cost | 23684573.0066 | 31131229.5048 | 31131229.5048 | 74298273.8904
| RIM Cost | 23849675.2248 | 31299150.6721 | 31300307.259 | 74734777.0879
15 Years | TRC Cost | 17976547.2695 | 19102557.9911 | 19103425.4313 | 48799961.0693
| PAC Cost | 23684573.0066 | 25860090.5151 | 25860090.5151 | 65455182.0608
| RIM Cost | 23849675.2248 | 26028011.6823 | 26029168.2693 | 65891685.2582
Load Impact
Base Case -30% | TRC Benefits |  |  |  | 101517176.2669
Base Case +30% | TRC Benefits |  |  |  | 184017621.4708
Adjustment Factors
A Factor at 86% | Gen. Cap. Value | 183.2549 | 153.8528 | 152.8256
| TRC Benefits | 49345782.1535 | 51560374.4139 | 51607764.5761 | 132522602.6937
A Factor at 100% | Gen. Cap. Value | 214.3332 | 179.9448 | 178.7434
| TRC Benefits | 55211362.7295 | 57642501.8929 | 57649283.6693 | 148159396.8557
Chart
|  | Base Case | High | Low | Base Case | 1
Base Case |  | 2.7656 |  |  | 2.7656 | 1
% of Incentives as Participant Costs | 100% |  |  | 2.1324 | 2.7656 | 1
| 50% |  | 3.9335 |  | 2.7656 | 1
Generation Capacity Value | -30% |  |  | 2.1702 | 2.7656 | 1
| 30% |  | 3.361 |  | 2.7656 | 1
T&D Capacity Value | -30% |  |  | 2.5633 | 2.7656 | 1
| 30% |  | 2.9679 |  | 2.7656 | 1
Capital Amortization Period | 3 |  |  | 1.9724 | 2.7656 | 1
| 15 |  | 2.9256 |  | 2.7656 | 1
Load Impact | -30% |  |  | 1.9665 | 2.7656 | 1
| 30% |  | 3.5647 |  | 2.7656 | 1
A Factor | 85.5% |  |  | 2.5671 | 2.7656 | 1
| 100% |  | 2.87 |  | 2.7656 | 1
Note on C62: Include ALL types of incentives (e.g. upfront, capacity, energy)
Note on C68: 75% of (Incentives + Bill Savings-Equipment Costs)
Note on H50: Enter Alternate T&D Avoided Cost Values ($/kW-Yr.)