## Export
PROGRAM NAME | PORTFOLIO RUN 2015
BUDGET |  |  | SDG&E 2013 v1c4-Draft.xls
Administrative Costs
Overhead and G&A | 6863726.0723
Other Administrative Costs | 0
Marketing/Outreach | 4301852.391
Direct Implementation
d.i. User Input Incentive (No rebates) | 0
d.ii. - d.v. Rebates etc | 49943801.0769
Activity | 36645745.8485
Installation | 0
Hardware & Materials | 0
Rebate Processing & Inspection | 0
EM&V Costs | 4337303.465
Budget | 102092428.8537
Costs recovered from other sources | 7326531.2966
Budget (plus other costs) | 109418960.1503
PROGRAM IMPACTS
Program Reductions | 2013-2014 | 2013 | 2014
User Entered kW (kW) | 0 | 0 | 0
Net Jul-Sept Peak (kW) | 0 | 0 | 0
Net Dec-Feb Peak (kW) | 0 | 0 | 0
Net NCP (kW) | 0 | 0 | 0
Net CEC (kW) | 0 | 0 | 0
Annual Net kWh | 0 | 0 | 0
Lifecycle Net kWh | 0 | 0 | 0
Annual Net Therms | 0 | 0 | 0
Lifecycle Net Therms | 0 | 0 | 0
Program Reductions for Measures installed through 2024
TRC
Costs | 131828629.4193
Electric Benefits | 119752955.3084
Gas Benefits | 16181680.1476
Net Benefits (NPV) | 4106006.0367
BC Ratio | 1.0311
PAC
Costs | 109418960.1503
Electric Benefits | 119752955.3084
Gas Benefits | 16181680.1476
Net Benefits (NPV) | 26515675.3057
BC Ratio | 1.2423
Levelized Cost
Levelized Cost TRC ($/kWh )
Discounted kWh | 720533361.8909
Cost | 0.15345
Benefits | 0.1662
Benefit-Cost | 0.012754
Levelized Cost PAC ($/kWh)
Discounted kWh | 720533361.8909
Cost | 0.12787
Benefits | 0.1662
Benefit-Cost | 0.038331
Levelized Cost TRC ($/therm)
Discounted Therms | 13078047.1132
Cost | 1.5514
Benefits | 1.2373
Benefit-Cost | -0.31406
Levelized Cost PAC ($/therm)
Discounted Therms | 13078047.1132
Cost | 1.2523
Benefits | 1.2373
Benefit-Cost | -0.014978
Emission Annual Reductions (2014-2016) |  |  |  | Energy Division File sheet "Attachment II" Total Electricity and Gas Emission Reductions
Electric Annual CO2 (tons) - 2014 | 0 |  |  |  | 2013 | 2014 | 2015 | 2016 | 2017 | 2018 | 2019
2015 | 0 |  |  |  | Total | Total | Total | Total | Total | Total | Total
2016 | 60079.2513 |  |  | Annual CO2 Emission Reductions (tons) | 0 | 0 | 69897.1802 | 0 | 0 | 0 | 0
Electric Lifecycle CO2 (tons) - 2014 | 0 |  |  | Lifecycle CO2 Emission Reductions (tons) | 0 | 0 | 804496.5381 | 0 | 0 | 0 | 0
2015 | 0 |  |  | Annual NOx Emission Reductions (tons) | 0 | 0 | 15.614 | 0 | 0 | 0 | 0
2016 | 664494.7262 |  |  | Lifecycle NOx Emission Reductions (tons) | 0 | 0 | 198.1613 | 0 | 0 | 0 | 0
Electric Annual NOX (tons) - 2014 | 0 |  |  | Annual SO2 Emission Reductions (tons)
2015 | 0 |  |  | Lifecycle SO2 Emission Reductions (tons)
2016 | 7.4498
Electric Lifecycle NOX (tons) - 2014 | 0
2015 | 0
2016 | 82.5038
Electric Annual SO2 (lbs) - 2014
2015
2016
Electric Lifecycle SO2 (lbs) - 2014
2015
2016
Gas Annual CO2 (tons) - 2014 | 0
2015 | 0
2016 | 9817.9289
Gas Lifecycle CO2 (tons) - 2014 | 0
2015 | 0
2016 | 140001.812
Gas Annual NOX (tons) - 2014 | 0
2015 | 0
2016 | 8.1642
Gas Lifecycle NOX (tons) - 2014 | 0
2015 | 0
2016 | 115.6575
Gas Annual SO2 (lbs) - 2014
2015
2016
Gas Lifecycle SO2 (lbs) - 2014
2015
2016
Data below not currently used in Energy Division workbook
Levelized Cost RIM ($/therm)
Discounted Therms | 13078047.1132
Cost | 2.2585
Benefits | 1.2373
Benefit-Cost | -1.0212
Levelized Cost RIM ($/kWh)
Discounted kWh | 720533361.8909
Cost | 0.30338
Benefits | 0.1662
Benefit-Cost | -1.0212
RIM
Costs | 248129578.5818
Electric Benefits | 119752955.3084
Gas Benefits | 16181680.1476
Net Benefits (NPV) | -112194943.1259
BC Ratio | 0.54784
Impacts for all programs
Net July-Sept Wtd Avg Peak** (kW)
Clothes Dryer | 0
Clothes Washer | 0
Consumer Electronics | 0
Cooking | 0
Dishwasher | 0
Net Wtd Avg Dec-Feb** (kW)
Clothes Dryer | 0
Clothes Washer | 0
Consumer Electronics | 0
Cooking | 0
Dishwasher | 0
0
Clothes Dryer | 0
Clothes Washer | 0
Consumer Electronics | 0
Cooking | 0
Dishwasher | 0
Annual Wtd Avg Net kWh
Clothes Dryer | 0
Clothes Washer | 0
Consumer Electronics | 0
Cooking | 0
Dishwasher | 0
Lifecycle Net kWh
Clothes Dryer | 0
Clothes Washer | 0
Consumer Electronics | 0
Cooking | 0
Dishwasher | 0
Annual Wtd Avg Net Therms
Clothes Dryer | 0
Clothes Washer | 102168
Consumer Electronics | 0
Cooking | 0
Dishwasher | 0
Lifecycle Net Therms
Clothes Dryer | 0
Clothes Washer | 1123848
Consumer Electronics | 0
Cooking | 0
Dishwasher | 0
Goal Attainment | Net Annual Savings
kWh
2013 | 0
2014 | 0
2015 | 179406285.1811
2016 | -1692095.625
2017 | -1015257.375
2018 | -10092886.3847
2019 | -12025532.8518
2020 | -11949200.3483
2021 | -10285043.2541
2022 | -16441426.2751
kW
2013 | 0
2014 | 0
2015 | 29693.8791
2016 | -339.6094
2017 | -203.7656
2018 | -2722.7409
2019 | -2826.8823
2020 | -1954.7041
2021 | -1429.9802
2022 | -1696.8584
Therms
2013 | 0
2014 | 0
2015 | 2364578.0109
2016 | 1296.0085
2017 | 777.6051
2018 | 9499.7376
2019 | 63962.8946
2020 | 168373.7337
2021 | 148792.9126
2022 | 271302.8962

## Output by Measure
SDG&E
PORTFOLIO RUN 2015
SDG&E | [7 empty] | Levelized Benefits less Costs (TRC) |  |  |  | Levelized Benefits less Costs (PAC) |  |  |  | Benefit Cost Ratios
Net Impacts by Measure | [7 empty] | No Allocated Admin |  | w/ Allocated Admin |  | No Allocated Admin |  | w/ Allocated Admin |  | No Allocated Admin |  | w/ Allocated Admin
| Wtd Avg Net Avg Jul-Sep (kW) | Wtd Avg Net Dec-Feb Pk (kW) | Wtd Avg Net User Entered kW | Wtd Avg Annual kWh adj for Net to gross | Wtd Avg Lifecycle kWh (Annual * Measure Life) | Wtd Avg Annual Therms | Wtd Avg Lifecycle Therms | Electric ($/kWh) | Gas ($/Th) | Electric ($/kWh) | Gas ($/Th) | Electric ($/kWh) | Gas ($/Th) | Electric ($/kWh) | Gas ($/Th) | TRC | PAC | TRC | PAC
Total or Average | 24791.0154 | 13387.2556 | 19483.8151 | 115957967.0399 | 1280792866.9089 | 1678278.4415 | 23931933.6698 | 0.083819 | 0.31834 | 0.012754 | -0.31406 | 0.1094 | 0.61742 | 0.038331 | -0.014978
404002-Wall R-0 to R-13 Insulation | 5.9181 | 0.19789 | 4.0777 | 8155.4004 | 163108.0076 | 4941.213 | 98824.2599 | 0.040977 | 0.20746 | -0.084257 | -0.42657 | 0.20255 | 1.0255 | 0.077315 | 0.39143 | 1.1626 | 3.2415 | 0.77661 | 1.3586
404011-Motor - Pool Pump/Motor variable speed | 191.4518 | 191.46 | 498 | 3507000 | 35070000 | 0 | 0 | 0.047095 | 0 | -0.010025 | 0 | 0.095154 | 0 | 0.038034 | 0 | 1.5444 | 3.475 | 0.9302 | 1.398
404012-Motor - Pool Pump variable speed - Incentive to Contractor/Installer | 0 | 0 | 0 | 0 | 0 | 0 | 0 | 0 | 0 | 0 | 0 | 0 | 0 | 0 | 0 | 0 | 0 | 0 | 0
404013-Refrigerator - CEE Tier 2 | 53.6191 | 41.8505 | 60.7692 | 344621.7 | 4824703.8 | -7944.7139 | -111225.9953 | 0.0053128 | 1.3643 | -0.05581 | 1.3643 | 0.10835 | 1.3643 | 0.047229 | 1.3643 | 0.81011 | 3.2218 | 0.561 | 1.1648
404026-Water Saving Kit | 0 | 0 | 0 | 0 | 0 | 194009.267 | 1940092.6695 | 0 | 0.83119 | 0 | 0.35414 | 0 | 0.84474 | 0 | 0.36769 | 3.9206 | 4.1166 | 1.465 | 1.4915
444009-Attic Insulation | 13.1461 | 0.43959 | 15.0191 | 18115.8115 | 362316.2302 | 6472.1451 | 129442.9011 | -2.1119 | -10.6918 | -2.2371 | -11.3259 | -0.50654 | -2.5645 | -0.63178 | -3.1985 | 0.12181 | 0.36639 | 0.11578 | 0.31677
461797-Gas HE Storage Water Heater (EF>=0.67) | 0 | 0 | 0 | 0 | 0 | 41939.9986 | 461339.9849 | 0 | -0.05567 | 0 | -0.54192 | 0 | 0.2328 | 0 | -0.25345 | 0.95334 | 1.2574 | 0.67728 | 0.81776
461798-Furnace - Energy Star Central Gas (AFUE>=95%) | 0 | 0 | 0 | 0 | 0 | 3443.9062 | 68878.1239 | 0 | -0.76119 | 0 | -1.3952 | 0 | 1.0367 | 0 | 0.4027 | 0.66081 | 3.3234 | 0.51524 | 1.3728
461799-A/C - Room unit - Energy Star | 8.2351 | 0.27537 | 1.0334 | 11348.2715 | 102134.4434 | 0 | 0 | -0.53707 | 0 | -0.65199 | 0 | -0.49869 | 0 | -0.61362 | 0 | 0.33355 | 0.35023 | 0.29192 | 0.30462
461800-HIGH-EFFICIENCY CLOTHES WASHER, MEF>=2.4, MEF >=4 | 0 | 0 | 0 | 0 | 0 | 88236 | 970596 | 0 | -1.2498 | 0 | -1.7361 | 0 | -0.22413 | 0 | -0.71039 | 0.47644 | 0.83537 | 0.39581 | 0.61553
462278-High-Performance Heat Pump Water Heater 50gal. | 23.9999 | 24.0011 | 19.2211 | 186230.7837 | 2421000.1878 | 0 | 0 | 0.0068772 | 0 | -0.046489 | 0 | 0.086651 | 0 | 0.033285 | 0 | 1.0583 | 3.2702 | 0.72863 | 1.3636
432001-HE Electric Water Heater (EF>=0.92) | 0.83509 | 0.83513 | 0.648 | 6480 | 84240 | 0 | 0 | -0.24934 | 0 | -0.30271 | 0 | -0.050693 | 0 | -0.10406 | 0 | 0.3336 | 0.71117 | 0.29196 | 0.54535
432002-A/C - Room unit - Energy Star | 25.7346 | 0.86053 | 54.2522 | 35463.3484 | 319170.1357 | 0 | 0 | -0.053548 | 0 | -0.16847 | 0 | -0.038198 | 0 | -0.15312 | 0 | 0.83388 | 0.87557 | 0.61472 | 0.63708
432003-Refrigerator - CEE Tier 2 | 21.9846 | 17.1593 | 24.93 | 141300 | 1978200 | -3257.9999 | -45611.9986 | -0.086746 | 1.3643 | -0.14787 | 1.3643 | 0.085204 | 1.3643 | 0.024081 | 1.3643 | 0.48542 | 1.9305 | 0.3834 | 0.93796
461825-High Efficiency Clothes Washer, MEF>=2.4,WF>=4 | 0 | 0 | 0 | 0 | 0 | 13932 | 153252 | 0 | -1.2498 | 0 | -1.7361 | 0 | -0.22413 | 0 | -0.71039 | 0.47644 | 0.83537 | 0.39581 | 0.61553
461840-Gas HE Storage Water Heater (EF>=0.67) | 0 | 0 | 0 | 0 | 0 | 3065.7 | 33722.6999 | 0 | -1.8548 | 0 | -2.341 | 0 | -1.1313 | 0 | -1.6175 | 0.38011 | 0.50133 | 0.32697 | 0.41284
462243-POS Retailer Processing | 0 | 0 | 0 | 0 | 0 | 0 | 0 | 0 | 0 | 0 | 0 | 0 | 0 | 0 | 0 | 0 | 0 | 0 | 0
462283-High-Performance Heat Pump Water Heater 40gal. | 5.1733 | 5.1736 | 4.1477 | 40143.2394 | 521862.1121 | 0 | 0 | 0.049876 | 0 | -0.0034904 | 0 | 0.089406 | 0 | 0.03604 | 0 | 1.6655 | 3.5245 | 0.9728 | 1.4059
422004-Remove and Recycle Refrigerator - Residence | 1106.033 | 792.165 | 1231.2 | 6912000 | 34560000 | -141480.0041 | -707400.0206 | 0.032445 | 1.1654 | -0.021648 | 1.1654 | 0.036925 | 1.1654 | -0.017168 | 1.1654 | 1.0913 | 1.1459 | 0.69291 | 0.71451
422005-Remove and Recycle Freezer - Residence | 385.9594 | 276.4326 | 420 | 2412000 | 9648000 | -45300.0011 | -181200.0046 | 0.033685 | 1.1441 | -0.019415 | 1.1441 | 0.037995 | 1.1441 | -0.015105 | 1.1441 | 1.1348 | 1.1915 | 0.71519 | 0.73732
462156-Remove and Recycle Refrigerator Retail Pick-up | 71.2777 | 51.0506 | 79.344 | 445440 | 2227200 | -9117.6003 | -45588.0013 | 0.051761 | 1.1654 | -0.0023322 | 1.1654 | 0.066585 | 1.1654 | 0.012491 | 1.1654 | 1.3733 | 1.7129 | 0.79678 | 0.90036
462157-Remove and Recycle Freezer Retail Pick-up | 9.649 | 6.9108 | 10.5 | 60300 | 241200 | -1132.5 | -4530.0001 | 0.065993 | 1.1441 | 0.012894 | 1.1441 | 0.079602 | 1.1441 | 0.026502 | 1.1441 | 1.7647 | 2.3032 | 0.92279 | 1.0513
462158-Remove and Recycle Refrigerator - Multi-Family Pick-up | 28.8637 | 20.6728 | 29.29 | 180380 | 901900 | -3625 | -18125 | 0.043621 | 1.1654 | -0.010472 | 1.1654 | 0.052134 | 1.1654 | -0.0019589 | 1.1654 | 1.2437 | 1.386 | 0.7526 | 0.80247
405010-Lighting-Energy Star Interior Hardwired Fluorescent Fixtures >=30 Watt | 127.221 | 177.3938 | 98.28 | 949200.016 | 8770608.148 | -16191.0006 | -149604.8454 | -0.17112 | 1.256 | -0.22792 | 1.256 | -0.077269 | 1.256 | -0.13407 | 1.256 | 0.36661 | 0.53033 | 0.30888 | 0.41748
405011-Lighting-Interior CFL Fixtures (ENERGY STAR Qualified) 22-29 Watt | 17.7562 | 24.7589 | 13.68 | 132479.9973 | 1224115.1746 | -2257.1999 | -20856.5271 | -0.11414 | 1.256 | -0.17094 | 1.256 | -0.028447 | 1.256 | -0.085253 | 1.256 | 0.45127 | 0.69099 | 0.36689 | 0.51103
405033-Water Heating-Low-Flow Showerhead | 0 | 0 | 0 | 0 | 0 | 30444.4593 | 304444.5928 | 0 | 0.65984 | 0 | 0.1828 | 0 | 0.91205 | 0 | 0.43501 | 2.4472 | 5.4769 | 1.1959 | 1.639
405034-Water Heating-Faucet Aerators | 0 | 0 | 0 | 0 | 0 | 9271.9911 | 92719.9109 | 0 | -1.0013 | 0 | -1.4783 | 0 | 0.84312 | 0 | 0.36607 | 0.52705 | 4.0922 | 0.43012 | 1.4883
405036-Lighting-Energy Star Exterior Hardwired Fluorescent Fixtures 15 Watt | 34.6207 | 48.2742 | 0 | 258306.1385 | 2386748.72 | 0 | 0 | -0.037063 | 0 | -0.093868 | 0 | -0.0077569 | 0 | -0.064562 | 0 | 0.78189 | 0.94484 | 0.586 | 0.67298
405053-Lighting -Ext. Hardwired Fluorescent Porch Light (19-27 Watts) | 17.9358 | 25.0093 | 0 | 133819.932 | 1236496.1715 | 0 | 0 | -0.010288 | 0 | -0.067094 | 0 | 0.074272 | 0 | 0.017467 | 0 | 0.92813 | 2.2676 | 0.66446 | 1.1514
405056-W/H-Boiler Controllers = < 34 Units | 0 | 0 | 0 | 0 | 0 | 94.4661 | 944.6606 | 0 | 0.8648 | 0 | 0.38776 | 0 | 0.91202 | 0 | 0.43498 | 4.4457 | 5.4761 | 1.5326 | 1.6389
405057-W/H-Boiler Controllers = > 35 Units | 0 | 0 | 0 | 0 | 0 | 62.9774 | 629.7737 | 0 | 0.89276 | 0 | 0.41571 | 0 | 0.97415 | 0 | 0.4971 | 5.003 | 7.8779 | 1.5938 | 1.8035
462655-Advanced Home Upgrade | 791.4017 | 26.4634 | 1032.264 | 1090584 | 17994636 | 90396 | 1491534 | 0.018217 | 0.09014 | -0.10427 | -0.51593 | 0.17213 | 0.85171 | 0.049643 | 0.24564 | 1.0679 | 2.5052 | 0.73316 | 1.2096
462656-Home Upgrade | 59.9547 | 2.0048 | 67.23 | 82620 | 1363230 | 7776 | 128304 | -0.021357 | -0.10568 | -0.14384 | -0.71175 | 0.20275 | 1.0032 | 0.080269 | 0.39718 | 0.93062 | 3.4215 | 0.66574 | 1.3892
462657-MF Advanced Home Upgrade | 802.1535 | 26.823 | 126.3924 | 1105400.52 | 18239108.58 | 14618.88 | 241211.52 | 0.13332 | 0.6597 | 0.010838 | 0.053626 | 0.21672 | 1.0724 | 0.094237 | 0.46629 | 1.8705 | 4.1065 | 1.0393 | 1.4902
434001-M01:LED Night Light | 8.2863 | 11.5542 | 0 | 61824.3808 | 989190.0927 | 0 | 0 | 0.12583 | 0 | 0.063951 | 0 | 0.12673 | 0 | 0.064851 | 0 | 7.656 | 8.0388 | 1.7916 | 1.8118
434002-M02: CFL, 14W lamp | 6.6739 | 9.3059 | 5.16 | 49793.998 | 460096.5418 | -848.82 | -7843.0967 | 0.068273 | 1.256 | 0.011468 | 1.256 | 0.071349 | 1.256 | 0.014543 | 1.256 | 1.7255 | 1.8118 | 0.9181 | 0.94196
434004-M04: CFL, 23W lamp | 19.1193 | 26.6595 | 14.805 | 142650.0034 | 1318086.0317 | -2434.5 | -22494.7804 | 0.077809 | 1.256 | 0.021003 | 1.256 | 0.080431 | 1.256 | 0.023625 | 1.256 | 2.0239 | 2.1251 | 0.99614 | 1.02
434005-M05: 18W CF Fixture | 6.1278 | 8.5445 | 4.734 | 45719.9993 | 422452.7937 | -781.2 | -7218.2878 | -0.4611 | 1.256 | -0.5179 | 1.256 | -0.43281 | 1.256 | -0.48962 | 1.256 | 0.18756 | 0.19694 | 0.17119 | 0.17897
434007-M07: Porch Light 18 Watt | 4.7165 | 6.5766 | 0 | 35190 | 325155.6 | 0 | 0 | -0.02804 | 0 | -0.084845 | 0 | -0.020377 | 0 | -0.077183 | 0 | 0.82574 | 0.86702 | 0.61028 | 0.63255
434008-M08: Torchiere Lamp | 12.4648 | 17.3806 | 9.78 | 93000 | 1488000 | -1836 | -29375.9995 | -0.032681 | 1.4075 | -0.094563 | 1.4075 | -0.024232 | 1.4075 | -0.086114 | 1.4075 | 0.65918 | 0.69214 | 0.48872 | 0.5066
434009-M09: R19-R38 Attic Insulation | 1.9397 | 0.064861 | 2.6895 | 2673.0001 | 53460.0014 | 1131.9 | 22638.0003 | -1.9435 | -9.8393 | -2.0687 | -10.4734 | -1.837 | -9.3002 | -1.9622 | -9.9342 | 0.13098 | 0.13753 | 0.12403 | 0.12989
434010-M10: R11-R38 Attic Insulation | 2.8214 | 0.094344 | 3.912 | 3888.0001 | 77760.002 | 1646.4 | 32928.0004 | -2.7821 | -14.0852 | -2.9073 | -14.7192 | -2.6357 | -13.3438 | -2.7609 | -13.9779 | 0.095256 | 0.10002 | 0.091528 | 0.095917
434011-M11: R0-R38 Attic Insulation | 34.9888 | 1.17 | 42.189 | 48215.9987 | 964319.9748 | 15129.0004 | 302580.0084 | 0.11831 | 0.59896 | -0.0069276 | -0.035073 | 0.12662 | 0.64105 | 0.001387 | 0.0070222 | 1.6776 | 1.7614 | 0.9769 | 1.0048
434012-M12: Knee Wall Insulation R19 | 0.043784 | 0.0014641 | 0.060709 | 60.3368 | 1206.7361 | 25.55 | 511.0006 | -3.1859 | -16.1295 | -3.3111 | -16.7635 | -3.0202 | -15.2908 | -3.1455 | -15.9248 | 0.084199 | 0.088409 | 0.081274 | 0.085189
434014-M13b: Duct Sealing w/AC(24% flow to 12%) | 0.35728 | 0.039865 | 0.84722 | 519.429 | 9349.7222 | 249.1242 | 4484.2357 | -3.1539 | -15.1575 | -3.2827 | -15.7761 | -2.9894 | -14.3668 | -3.1182 | -14.9854 | 0.087144 | 0.091502 | 0.084014 | 0.088057
434015-M13c: Duct Sealing No AC(40% flow to 12%) | 0.17869 | 0.019938 | -0.0020155 | 259.7912 | 4676.2417 | 602.6346 | 10847.4222 | -1.5862 | -7.6229 | -1.7149 | -8.2415 | -1.4963 | -7.191 | -1.625 | -7.8096 | 0.15954 | 0.16751 | 0.14935 | 0.15632
434016-M13d: Duct Sealing w/AC(40% flow to 12%) | 1.5755 | 0.17579 | 2.9449 | 2290.5011 | 41229.0194 | 315.5282 | 5679.5078 | -0.421 | -2.0233 | -0.54973 | -2.6419 | -0.38661 | -1.858 | -0.51534 | -2.4767 | 0.41697 | 0.43782 | 0.35388 | 0.36879
434017-M14a:Air Sealing No/AC | 0 | 0 | 0 | 0 | 0 | 1857.6862 | 20434.5483 | 0 | 1.2962 | 0 | 0.74203 | 0 | 1.2962 | 0 | 0.74203 | 0 | 0 | 2.3389 | 2.3389
434018-M14b:Air Sealing w/AC | 0 | 0 | 0 | 0 | 0 | 796.1512 | 8757.6635 | 0 | 1.2962 | 0 | 0.74203 | 0 | 1.2962 | 0 | 0.74203 | 0 | 0 | 2.3389 | 2.3389
434019-M15: Faucet Aerators | 0 | 0 | 0 | 0 | 0 | 2591.1063 | 25911.0631 | 0 | -0.10514 | 0 | -0.58218 | 0 | -0.046998 | 0 | -0.52404 | 0.91389 | 0.95958 | 0.65713 | 0.68043
434020-M16: Low Flow SH - 1.5gpm | 0 | 0 | 0 | 0 | 0 | 3026.0941 | 30260.9412 | 0 | -0.052507 | 0 | -0.52955 | 0 | 0.0031253 | 0 | -0.47392 | 0.95506 | 1.0028 | 0.67815 | 0.70188
434021-M17: Low Flow SH - 1.5gpm Hand held | 0 | 0 | 0 | 0 | 0 | 6824.9039 | 68249.0386 | 0 | -0.4122 | 0 | -0.88925 | 0 | -0.33944 | 0 | -0.81649 | 0.73023 | 0.76674 | 0.55649 | 0.57745
434023-M19: Thermostatic Valve | 0 | 0 | 0 | 0 | 0 | 598.6758 | 5986.7578 | 0 | -5.0918 | 0 | -5.5688 | 0 | -4.7962 | 0 | -5.2732 | 0.17975 | 0.18873 | 0.16692 | 0.17464
434024-M20: Pipe Wrap | 0 | 0 | 0 | 0 | 0 | 0 | 0 | 0 | 0 | 0 | 0 | 0 | 0 | 0 | 0 | 0 | 0 | 0 | 0
434025-M16a: Low Flow SH w/ Adapter - 1.5gpm | 0 | 0 | 0 | 0 | 0 | 270.1979 | 2701.9794 | 0 | -0.14212 | 0 | -0.61917 | 0 | -0.08222 | 0 | -0.55927 | 0.88702 | 0.93137 | 0.64312 | 0.66612
434027-M21: CAZ/CAS Test Per Appliance | 0 | 0 | 0 | 0 | 0 | 0 | 0 | 0 | 0 | 0 | 0 | 0 | 0 | 0 | 0 | 0 | 0 | 0 | 0
434031-M25: Vent Pipe Water Heater | 0 | 0 | 0 | 0 | 0 | 0 | 0 | 0 | 0 | 0 | 0 | 0 | 0 | 0 | 0 | 0 | 0 | 0 | 0
420089-Adjust refrigerant charge in residential AC unit | 0.90752 | 0.14265 | 1.6149 | 1351.23 | 13512.3002 | -1.0071 | -10.0714 | 0.019475 | 1.2733 | -0.09775 | 1.2733 | 0.031604 | 1.2733 | -0.085621 | 1.2733 | 1.0727 | 1.1264 | 0.73463 | 0.7594
420090-Residential refrigerant charge and airflow adjustment | 0.90752 | 0.14265 | 1.6149 | 1351.23 | 13512.3002 | -1.0071 | -10.0714 | 0.096065 | 1.2733 | -0.02116 | 1.2733 | 0.10455 | 1.2733 | -0.012678 | 1.2733 | 1.534 | 1.6107 | 0.92514 | 0.9525
420138-Residential SF Condensor Coil Cleaning | 0.99047 | 0.03312 | 1.8726 | 1364.904 | 4094.712 | -1.1274 | -3.3822 | -7.9967 | 1.1229 | -8.1029 | 1.1229 | -7.6041 | 1.1229 | -7.7103 | 1.1229 | 0.030022 | 0.031523 | 0.02964 | 0.031103
420142-Quality Installation - SEER 14 | 0 | 0 | 0 | 0 | 0 | 0 | 0 | 0 | 0 | 0 | 0 | 0 | 0 | 0 | 0 | 0 | 0 | 0 | 0
420144-Quality Installation - SEER 15 | 22.0745 | 0.73814 | 17.6853 | 30419.55 | 456293.25 | 1038.3158 | 15574.7371 | -0.50178 | -2.4554 | -0.6229 | -3.0481 | -0.46439 | -2.2724 | -0.58552 | -2.8652 | 0.36086 | 0.3789 | 0.31263 | 0.32608
420146-Complete ACCA 4 Assessment Report | 0 | 0 | 0 | 0 | 0 | 0 | 0 | 0 | 0 | 0 | 0 | 0 | 0 | 0 | 0 | 0 | 0 | 0 | 0
420147-Airflow Correction | 0.16199 | 0.0054169 | 0.40736 | 223.2346 | 1116.1733 | -0.11352 | -0.56759 | -31.8391 | 1.1654 | -31.9487 | 1.1654 | -30.3108 | 1.1654 | -30.4203 | 1.1654 | 0.0079639 | 0.0083621 | 0.0079368 | 0.0083323
420149-New Blower Motor | 2.7966 | 0.093515 | 5.8269 | 3853.8643 | 57807.9648 | -11.4673 | -172.0102 | -0.24965 | 1.3863 | -0.37077 | 1.3863 | -0.22427 | 1.3863 | -0.34539 | 1.3863 | 0.52384 | 0.55003 | 0.42683 | 0.44406
420151-One Year QM Service Agreement | 0 | 0 | 0 | 0 | 0 | 0 | 0 | 0 | 0 | 0 | 0 | 0 | 0 | 0 | 0 | 0 | 0 | 0 | 0
420156-Efficient Fan Controller | 153.4288 | 5.1305 | 99.9 | 211431.1858 | 2325743.0436 | 9231.6594 | 101548.2533 | 0.24516 | 1.1596 | 0.128 | 0.6054 | 0.24654 | 1.1661 | 0.12937 | 0.61191 | 9.487 | 9.9614 | 1.8763 | 1.8942
462658-Res. NC - Typical Home | 410.9254 | 13.7408 | 28.8396 | 566272.0629 | 9343489.0376 | 24701.7551 | 407578.9598 | -0.0022799 | -0.011281 | -0.12477 | -0.61735 | 0.13172 | 0.65177 | 0.0092353 | 0.045697 | 0.9921 | 1.8511 | 0.69662 | 1.0333
425001-Climate Zone 10 Electric Heat | 19.1424 | 0.6401 | 4.95 | 26379 | 342927 | 0 | 0 | 0.20445 | 0 | 0.085239 | 0 | 0.2465 | 0 | 0.12728 | 0 | 3.7487 | 8.6229 | 1.4403 | 1.8399
425002-Climate Zone 14 Electric Heat | 4.4425 | 0.14855 | 0.66 | 6121.932 | 79585.116 | 0 | 0 | 0.2361 | 0 | 0.11689 | 0 | 0.26026 | 0 | 0.14104 | 0 | 6.5249 | 15.0088 | 1.7218 | 2.0236
425004-Climate Zone 10 Gas Heat | 4.7245 | 0.15798 | 4.95 | 6510.6 | 71616.6 | 421.47 | 4636.17 | 0.09403 | 0.44475 | -0.023139 | -0.10944 | 0.16253 | 0.76875 | 0.045362 | 0.21455 | 1.5223 | 2.4574 | 0.92214 | 1.1984
425005-Climate Zone 14 Gas Heat | 0.82751 | 0.027671 | 0.99 | 1140.336 | 12543.696 | 100.296 | 1103.256 | 0.084431 | 0.39935 | -0.032738 | -0.15485 | 0.15658 | 0.74062 | 0.039415 | 0.18643 | 1.4453 | 2.333 | 0.89329 | 1.168
462659-Comp. Air | 1372.8412 | 1515.6745 | 0 | 10085625.225 | 151284378.375 | 0 | 0 | 0.12737 | 0 | 0.069686 | 0 | 0.13154 | 0 | 0.073852 | 0 | 17.8696 | 39.867 | 2.0682 | 2.2093
462660-Process Heat | 50.1058 | 55.3189 | 49.2278 | 368104.23 | 3653775.32 | 123487.065 | 1225723.46 | 0.054228 | 0.46185 | 4.1925e-05 | 0.00035707 | 0.087855 | 0.74824 | 0.033668 | 0.28675 | 1.7479 | 3.2594 | 1.0003 | 1.3618
462661-ProcRefr | 35.6365 | 39.3442 | 35.2053 | 261804.6112 | 2864142.4471 | 0 | 0 | 0.033357 | 0 | -0.021552 | 0 | 0.056158 | 0 | 0.0012492 | 0 | 1.3509 | 1.7771 | 0.8563 | 1.0098
462662-Swimming Pool Equimpent | 67.3005 | 74.3026 | 60.2667 | 494425.62 | 6551139.465 | 17821.44 | 236134.08 | 0.087102 | 0.83651 | 0.030583 | 0.29371 | 0.11198 | 1.0755 | 0.055464 | 0.53266 | 2.9316 | 6.5403 | 1.301 | 1.7228
462663-Water Heating | 4.2799 | 4.7252 | 0 | 31442.4 | 547330.6667 | 171309.6 | 2982056 | 0.031763 | 0.28309 | -0.027406 | -0.24425 | 0.043164 | 0.3847 | -0.016005 | -0.14265 | 1.2979 | 1.4533 | 0.8347 | 0.89634
462664-Pumping | 54.6433 | 60.3285 | 40.68 | 401438.8755 | 6021583.1325 | 0 | 0 | 0.043137 | 0 | -0.014548 | 0 | 0.09378 | 0 | 0.036096 | 0 | 1.47 | 3.2795 | 0.90267 | 1.3653
462665-RetroComm | 164.4809 | 181.5939 | 33.0067 | 1208364.777 | 14407426.1873 | 173452.9788 | 2068093.2088 | 0.087103 | 0.83059 | 0.031502 | 0.30039 | 0.099489 | 0.94871 | 0.043888 | 0.41851 | 3.0283 | 4.2558 | 1.3197 | 1.5094
462666-Lighting - Exterior | 37.5929 | 31.2638 | 27.299 | 237978.8775 | 3323771.6557 | 0 | 0 | -0.0010881 | 0 | -0.068841 | 0 | 0.086951 | 0 | 0.019198 | 0 | 0.99318 | 2.2158 | 0.69715 | 1.1378
462667-Lighting - Int. CF/LED | 226.5872 | 188.4388 | 193.3425 | 1434390.75 | 16684833.204 | -1784.25 | -20754.396 | 0.10747 | 1.2335 | 0.041532 | 1.2335 | 0.13327 | 1.2335 | 0.067332 | 1.2335 | 3.2657 | 7.2859 | 1.3549 | 1.7572
462668-Lighting - Int. LF | 14.5068 | 12.0644 | 16.8188 | 91833.75 | 1377506.25 | -95.0366 | -1425.5497 | 0.064185 | 1.032 | 0.0079605 | 1.032 | -0.02822 | 1.032 | -0.084445 | 1.032 | 1.9376 | 0.81664 | 1.0558 | 0.60402
462669-Chiller DB | 98.2702 | 17.7435 | 31.888 | 323163.4719 | 6463269.4377 | 0 | 0 | 0.082638 | 0 | -0.0063604 | 0 | 0.10092 | 0 | 0.011918 | 0 | 1.6583 | 1.941 | 0.97035 | 1.0607
462670-Chiller ROB | 432.0496 | 78.01 | 10.4045 | 1420802.775 | 28416055.5 | 0 | 0 | 0.20723 | 0 | 0.11442 | 0 | 0.20955 | 0 | 0.11673 | 0 | 22.0257 | 28.7948 | 2.1144 | 2.1632
462671-HVAC - ASD and Flow | 1481.4454 | 369.5782 | 431.145 | 5046824.25 | 76933296.4939 | 13484.25 | 205552.5915 | 0.14224 | 0.93222 | 0.056592 | 0.37089 | 0.16918 | 1.1088 | 0.083529 | 0.54744 | 3.4487 | 6.4312 | 1.3937 | 1.7152
462672-HVAC Controlls | 1602.4915 | 399.7758 | 103.545 | 5459190.75 | 79648193.25 | 77307.75 | 1127900.25 | 0.15549 | 1.0144 | 0.070367 | 0.45906 | 0.17956 | 1.1714 | 0.094431 | 0.61605 | 4.5652 | 10.1849 | 1.5466 | 1.9021
462673-HVAC Distribution | 234.2034 | 58.427 | 90.207 | 797858.1 | 9690784.4826 | -1918.8 | -23305.7448 | 0.018386 | 1.245 | -0.064686 | 1.245 | 0.099965 | 1.245 | 0.016894 | 1.245 | 1.0875 | 2.0279 | 0.73867 | 1.0783
462674-HVAC DXAC/HP_equip | 55.6279 | 13.8776 | 41.3712 | 189506.9475 | 2842604.2125 | 11764.935 | 176474.025 | 0.029161 | 0.19083 | -0.056289 | -0.36836 | 0.071261 | 0.46634 | -0.014189 | -0.092854 | 1.1708 | 1.5541 | 0.78025 | 0.93371
462681-Retro Commissioning (Typical Site) | 677.2744 | 747.7394 | 135.9099 | 4975619.67 | 59324696.0654 | 714218.148 | 8515677.9185 | 0.087103 | 0.83059 | 0.031502 | 0.30039 | 0.099489 | 0.94871 | 0.043888 | 0.41851 | 3.0283 | 4.2558 | 1.3197 | 1.5094
462675-HVAC Systems | 29.8117 | 7.4372 | 67.0974 | 101559.1473 | 2031182.946 | 83.9592 | 1679.184 | 0.16171 | 1.0898 | 0.072702 | 0.48993 | 0.17499 | 1.1792 | 0.085976 | 0.57938 | 4.4793 | 6.27 | 1.5366 | 1.7035
462676-Interior Lighting Systems | 32.3422 | 26.897 | 51.6137 | 204739.4875 | 3071092.3133 | -378.2376 | -5673.564 | 0.12971 | 1.3079 | 0.061182 | 1.3079 | 0.14966 | 1.3079 | 0.081127 | 1.3079 | 5.1635 | 14.8514 | 1.593 | 1.9943
462677-Other Systems | 205.3045 | 51.2176 | 79.3248 | 699408.6021 | 10491129.0315 | 23692.383 | 355385.745 | 0.15539 | 1.0169 | 0.069944 | 0.45772 | 0.16774 | 1.0977 | 0.082289 | 0.5385 | 4.4945 | 6.2217 | 1.5384 | 1.6999
462678-Refrigeration Systems | 22.8978 | 17.7202 | 9.8719 | 198605.0138 | 2979075.2062 | 3628.9012 | 54433.5188 | 0.10387 | 1.0707 | 0.04962 | 0.51151 | 0.10641 | 1.0969 | 0.05216 | 0.53769 | 5.5137 | 6.1978 | 1.6423 | 1.6981
462679-Whole Bldg - All Enduses | 1962.6297 | 489.62 | 2005.4179 | 6686069.5044 | 100291042.566 | -1743.5048 | -26152.5713 | 0.15011 | 1.3079 | 0.064665 | 1.3079 | 0.16761 | 1.3079 | 0.082158 | 1.3079 | 4.0107 | 6.1859 | 1.4758 | 1.6951
462680-Design Team & other Incentives | 0 | 0 | 0 | 0 | 0 | 0 | 0 | 0 | 0 | 0 | 0 | 0 | 0 | 0 | 0 | 0 | 0 | 0 | 0
401064-Agriculture - Low Pressure Sprinkler Nozzles (per nozzle) | 0.26477 | 0.29231 | 1.5561 | 1945.125 | 38902.5 | 0 | 0 | 0.11523 | 0 | 0.054641 | 0 | 0.1204 | 0 | 0.059805 | 0 | 5.3503 | 6.646 | 1.6275 | 1.7301
402001-Food Service - Hot Food Holding Cabinet-Full-Size | 0.19376 | 0.21392 | 0.234 | 1423.5 | 17082 | 0 | 0 | 0.016832 | 0 | -0.038823 | 0 | 0.10498 | 0 | 0.049328 | 0 | 1.1485 | 5.1675 | 0.77027 | 1.6101
402003-Food Service - Hot Food Holding Cabinet-Half-Size | 1.0657 | 1.1766 | 1.287 | 7829.25 | 93951 | 0 | 0 | 0.039563 | 0 | -0.016093 | 0 | 0.096587 | 0 | 0.040931 | 0 | 1.4366 | 3.8756 | 0.88998 | 1.4586
402005-Food Service - Commercial Gas Fryer | 0 | 0 | 0 | 0 | 0 | 28921.75 | 347061 | 0 | 1.0248 | 0 | 0.49387 | 0 | 1.0716 | 0 | 0.54065 | 5.7219 | 7.2941 | 1.6603 | 1.771
402007-Food Service-Commercial Gas Large Vat Fryer, Cooking Efficiency >= 50% | 0 | 0 | 0 | 0 | 0 | 4732.65 | 56791.8 | 0 | 1.0248 | 0 | 0.49387 | 0 | 1.0716 | 0 | 0.54065 | 5.7219 | 7.2941 | 1.6603 | 1.771
402008-Ice Machines 301-400 - Energy Star | 0.051334 | 0.039727 | 0.0455 | 445.25 | 4452.5 | 0 | 0 | 0.054737 | 0 | 0.0038026 | 0 | 0.096421 | 0 | 0.045486 | 0 | 1.85 | 5.2454 | 1.033 | 1.6176
402015-Ice Machines 301-400 - CEE Tier III | 0.23381 | 0.18094 | 0.23205 | 2028 | 24336 | 0 | 0 | -0.31482 | 0 | -0.36711 | 0 | 0.095787 | 0 | 0.043494 | 0 | 0.27981 | 4.6115 | 0.24991 | 1.5518
402017-Ice Machines 501-1000 - CEE Tier III | 0.13542 | 0.1048 | 0.1339 | 1174.55 | 11745.5 | 0 | 0 | 0.063928 | 0 | 0.012993 | 0 | 0.090434 | 0 | 0.039499 | 0 | 2.158 | 4.1511 | 1.1224 | 1.496
402018-Ice Machines 1001-1500 - CEE Tier III | 1.0914 | 0.84464 | 1.0816 | 9466.6 | 94666 | 0 | 0 | 0.060654 | 0 | 0.0097193 | 0 | 0.096344 | 0 | 0.045409 | 0 | 2.0372 | 5.2277 | 1.0888 | 1.6159
402022-Food Service - Griddle-Electric | 5.2794 | 5.8287 | 8.775 | 38785.5 | 465426 | 0 | 0 | 0.10137 | 0 | 0.045715 | 0 | 0.11631 | 0 | 0.060651 | 0 | 4.5192 | 9.3865 | 1.5413 | 1.8724
402025-Food Service - Combination Oven-Gas | 0 | 0 | 0 | 0 | 0 | 1309.75 | 15717 | 0 | -0.70857 | 0 | -1.1891 | 0 | 0.78177 | 0 | 0.30121 | 0.61335 | 3.2843 | 0.48592 | 1.3661
402026-Food Service - Convection Oven-Electric | 5.1541 | 5.6904 | 7.7805 | 37865.1 | 454381.2 | 0 | 0 | 0.077502 | 0 | 0.021847 | 0 | 0.10697 | 0 | 0.051317 | 0 | 2.4714 | 5.6104 | 1.2017 | 1.6508
402027-Food Service - Convection Oven-Gas | 0 | 0 | 0 | 0 | 0 | 4176.9 | 50122.8 | 0 | 0.74475 | 0 | 0.2138 | 0 | 0.9843 | 0 | 0.45336 | 2.4982 | 4.8217 | 1.208 | 1.575
402029-Food Service-Commercial Gas Rack Oven- Double, Cooking Efficiency >= 50% | 0 | 0 | 0 | 0 | 0 | 2735.2 | 32822.4 | 0 | 0.7594 | 0 | 0.27884 | 0 | 0.9492 | 0 | 0.46864 | 3.0828 | 6.4301 | 1.3299 | 1.7151
402032-Ventilation Control - Retrofit | 62.4832 | 15.5878 | 36.062 | 212860.7 | 3192910.5 | 0 | 0 | 0.14848 | 0 | 0.063033 | 0 | 0.18731 | 0 | 0.10186 | 0 | 3.89 | 15.9177 | 1.4607 | 2.0393
402033-Ventilation Control- New | 11.1271 | 2.7759 | 6.422 | 37906.7 | 568600.5 | 0 | 0 | 0.17166 | 0 | 0.086212 | 0 | 0.18731 | 0 | 0.10186 | 0 | 7.0872 | 15.9177 | 1.7586 | 2.0393
402034-Water Heating - HE Storage Water Heater | 0.0011191 | 0.0012355 | 0.0027952 | 8.2212 | 123.318 | 152.0922 | 2281.383 | 0.024986 | 0.21984 | -0.032698 | -0.2877 | 0.053033 | 0.46661 | -0.0046518 | -0.040929 | 1.2273 | 1.6476 | 0.80492 | 0.96667
402037-Heating - Space Heating Boilers - Large | 0 | 0 | 0 | 0 | 0 | 368.5392 | 7370.7847 | 0 | 1.0717 | 0 | 0.47182 | 0 | 1.3624 | 0 | 0.76261 | 4.2345 | 34.6129 | 1.5067 | 2.1909
402038-Water Heating -Commercial Boiler | 0 | 0 | 0 | 0 | 0 | 2062.6019 | 41252.0375 | 0 | 1.1786 | 0 | 0.63234 | 0 | 1.1947 | 0 | 0.64838 | 12.8896 | 15.3772 | 1.9797 | 2.0301
402039-Water Heating -Instantaneous - Gas <=200MBtuh | 0.0014912 | 0.0016463 | 0.004103 | 10.9551 | 219.102 | 217.035 | 4340.6998 | 0.1092 | 0.98452 | 0.048603 | 0.43821 | 0.12711 | 1.1461 | 0.066521 | 0.59976 | 4.3572 | 9.7013 | 1.522 | 1.8846
402046-Tank Insulation - High Temperature Applic. (LF) 2 in | 0 | 0 | 0 | 0 | 0 | 16393.8837 | 180332.7206 | 0 | 1.0499 | 0 | 0.57859 | 0 | 1.0741 | 0 | 0.60276 | 20.9862 | 38.8823 | 2.1044 | 2.2062
402050-High Efficiency Clothes Washer, CEE Tier 3 Models | 0 | 0 | 0 | 0 | 0 | 8.385 | 92.235 | 0 | -0.68085 | 0 | -1.2022 | 0 | 0.08824 | 0 | -0.43306 | 0.64168 | 1.078 | 0.50354 | 0.73791
402051-Steam Trap Replacement, Commercial operating system <12 hrs/day, Dry Cleaners excluded | 0 | 0 | 0 | 0 | 0 | 2780.9877 | 16685.9264 | 0 | 0.55151 | 0 | 0.1238 | 0 | 0.76593 | 0 | 0.33822 | 2.2286 | 4.2667 | 1.1412 | 1.5108
402057-A/C - Reflective Window Film Coastal | 4.3157 | 1.0766 | 8.7975 | 14702.246 | 147022.46 | -742.5678 | -7425.678 | 0.012849 | 1.1968 | -0.068307 | 1.1968 | 0.13302 | 1.1968 | 0.051861 | 1.1968 | 0.73105 | 2.2776 | 0.50121 | 0.93778
402058-A/C - Reflective Window Film Inland | 4.0053 | 0.9992 | 8.1647 | 13644.761 | 136447.61 | -689.1573 | -6891.573 | 0.012849 | 1.1968 | -0.068307 | 1.1968 | 0.13302 | 1.1968 | 0.051861 | 1.1968 | 0.73105 | 2.2776 | 0.50121 | 0.93778
402060-Motors - VFD - HVAC Fans (per Hp) | 47.4541 | 11.8384 | 27.9851 | 161661.5 | 2424922.5 | -290.719 | -4360.7852 | 0.17421 | 1.3079 | 0.088758 | 1.3079 | 0.18904 | 1.3079 | 0.10359 | 1.3079 | 7.699 | 18.256 | 1.7777 | 2.0517
402065-Network Power Management Software | 289.1723 | 319.2584 | 226.2777 | 2124414.2311 | 10622071.1554 | 0 | 0 | 0.075106 | 0 | 0.02486 | 0 | 0.090325 | 0 | 0.040079 | 0 | 2.7707 | 4.3212 | 1.2683 | 1.5175
402067-Refrigerator - Early Replacement | 0.52758 | 0.40828 | 0.8151 | 4576 | 22880 | -93.665 | -468.325 | -0.17188 | 1.0911 | -0.21899 | 1.0911 | -0.041445 | 1.0911 | -0.088551 | 1.0911 | 0.31144 | 0.57937 | 0.26687 | 0.44204
402135-Food Service - Steamer-Electric | 13.3406 | 14.7286 | 22.425 | 98007 | 1176084 | 0 | 0 | 0.11867 | 0 | 0.063019 | 0 | 0.12255 | 0 | 0.066897 | 0 | 11.3198 | 17.0774 | 1.9384 | 2.0572
402136-Food Service - Steamer-Gas | 0 | 0 | 0 | 0 | 0 | 9638.2 | 115658.4 | 0 | 0.99078 | 0 | 0.51022 | 0 | 1.0248 | 0 | 0.54423 | 8.4367 | 11.3291 | 1.8313 | 1.9387
402140-Lighting - 8 Ft T-8 with Elec. Ballast | 1.8496 | 1.5382 | 2.9055 | 11708.6024 | 175629.0362 | -36.8238 | -552.3566 | 0.13827 | 1.3079 | 0.069745 | 1.3079 | 0.15297 | 1.3079 | 0.08444 | 1.3079 | 7.0949 | 21.3438 | 1.7249 | 2.0591
402144-Lighting - Remove 8 Ft T-8 (De-Lamp) | 4.152 | 3.5814 | 7.0659 | 28474.6097 | 427119.1458 | -89.5532 | -1343.2977 | 0.14247 | 1.3079 | 0.076868 | 1.3079 | 0.14656 | 1.3079 | 0.080953 | 1.3079 | 13.6095 | 21.6799 | 1.9501 | 2.06
402145-Lighting - Screw in 14-26 Watt Reflector Lamp | 8.8307 | 7.6172 | 13.2006 | 60562.0224 | 199854.6739 | -179.7935 | -593.3186 | 0.081886 | 1.0552 | 0.026238 | 1.0552 | 0.1123 | 1.0552 | 0.056651 | 1.0552 | 2.6315 | 7.1129 | 1.2223 | 1.7281
402150-Refrigeration - Food Service -Auto Closer for Main Cooler Doors | 0.93691 | 0.72506 | 1.7316 | 8126.352 | 65010.816 | 0 | 0 | 0.085067 | 0 | 0.035522 | 0 | 0.098364 | 0 | 0.04882 | 0 | 3.7605 | 6.6152 | 1.442 | 1.728
402151-Refrigeration - Food Service -Auto Closer for Main Freezer Doors | 0.40625 | 0.31439 | 0.1924 | 3523.598 | 28188.784 | 0 | 0 | 0.10404 | 0 | 0.054493 | 0 | 0.10915 | 0 | 0.059604 | 0 | 9.7835 | 17.2102 | 1.8877 | 2.0591
402152-Refrigeration - New Refrigeration Case w/Doors-Low Temperature Case | 1.982 | 1.5339 | 6.4995 | 17191.2 | 206294.4 | 3272.3601 | 39268.3214 | -0.10053 | -1.0207 | -0.15282 | -1.5516 | 0.026053 | 0.26453 | -0.02624 | -0.26642 | 0.54888 | 1.2707 | 0.44456 | 0.82336
402153-Refrigeration - New Refrigeration Case w/Doors-Medium Temperature Case | 0.14523 | 0.11239 | 0.47625 | 1259.7 | 15116.4 | 239.785 | 2877.4201 | -0.078524 | -0.79728 | -0.13082 | -1.3282 | 0.081058 | 0.823 | 0.028764 | 0.29205 | 0.60901 | 2.9649 | 0.4832 | 1.3075
402156-Refrigeration - Night Covers for Display Cases Med Temp | 0.19236 | 0.14886 | -0.4494 | 1668.4199 | 8342.0997 | 164.151 | 820.755 | -0.30537 | -3.024 | -0.35248 | -3.4905 | 0.05973 | 0.59148 | 0.012624 | 0.12501 | 0.26514 | 2.184 | 0.23814 | 1.1294
402159-Food Service - Glass-Door Reach In Freezer >50' | 0.20241 | 0.15664 | 0.1807 | 1755.65 | 21067.8 | 0 | 0 | -0.083418 | 0 | -0.13571 | 0 | -0.013857 | 0 | -0.06615 | 0 | 0.59453 | 0.89824 | 0.47403 | 0.649
402161-Food Service - Glass-Door Reach In Freezer 30-49' | 0.1017 | 0.078703 | 0.1007 | 882.0955 | 10585.146 | 0 | 0 | -0.06677 | 0 | -0.11906 | 0 | 0.054557 | 0 | 0.0022635 | 0 | 0.64687 | 1.8052 | 0.50673 | 1.0189
402162-Food Service - Glass-Door Reach In Refrigerator <15' | 0.053339 | 0.041278 | 0.052812 | 462.6375 | 5551.65 | 0 | 0 | 0.048727 | 0 | -0.0035659 | 0 | 0.10293 | 0 | 0.05064 | 0 | 1.6622 | 6.3119 | 0.97167 | 1.7066
402164-Food Service - Glass-Door Reach In Refrigerator 15-29' | 0.097378 | 0.075359 | 0.0871 | 844.61 | 10135.32 | 0 | 0 | -0.090284 | 0 | -0.14258 | 0 | 0.094006 | 0 | 0.041713 | 0 | 0.57532 | 4.3213 | 0.46175 | 1.5175
402165-Food Service - Glass-Door Reach In Refrigerator 30-49' | 0.3051 | 0.23611 | 0.30209 | 2646.2865 | 31755.438 | 0 | 0 | -0.046444 | 0 | -0.098737 | 0 | 0.10537 | 0 | 0.053079 | 0 | 0.72478 | 7.2209 | 0.55332 | 1.7667
402166-Food Service - Solid-Door Reach In Freezer <15' | 0.044039 | 0.034081 | 0.039 | 381.9725 | 4583.67 | 0 | 0 | -0.010216 | 0 | -0.062509 | 0 | 0.091018 | 0 | 0.038724 | 0 | 0.92292 | 3.9086 | 0.66178 | 1.4633
402168-Food Service - Solid-Door Reach In Freezer 15-29' | 0.89992 | 0.69643 | 0.7995 | 7805.525 | 93666.3 | 0 | 0 | 0.053897 | 0 | 0.0016038 | 0 | 0.09934 | 0 | 0.047047 | 0 | 1.7878 | 5.3247 | 1.0133 | 1.6251
402169-Food Service - Solid-Door Reach In Freezer 30-49' | 1.2451 | 0.96358 | 1.1076 | 10799.62 | 129595.44 | 0 | 0 | 0.074851 | 0 | 0.022558 | 0 | 0.095747 | 0 | 0.043454 | 0 | 2.5771 | 4.6045 | 1.2261 | 1.5511
402170-Food Service - Solid-Door Reach In Refrigerator <15' | 0.2336 | 0.18078 | 0.2093 | 2026.115 | 24313.38 | 0 | 0 | 0.079156 | 0 | 0.026862 | 0 | 0.10166 | 0 | 0.049369 | 0 | 2.8342 | 5.9235 | 1.2814 | 1.6768
402171-Food Service - Solid-Door Reach In Refrigerator >50' | 0.10121 | 0.078322 | 0.09035 | 877.825 | 10533.9 | 0 | 0 | -0.039844 | 0 | -0.092137 | 0 | 0.095077 | 0 | 0.042784 | 0 | 0.75428 | 4.4912 | 0.57035 | 1.538
402172-Food Service - Solid-Door Reach In Refrigerator 15-29' | 0.29213 | 0.22608 | 0.2613 | 2533.83 | 30405.96 | 0 | 0 | -0.087453 | 0 | -0.13975 | 0 | 0.10108 | 0 | 0.048789 | 0 | 0.58309 | 5.7617 | 0.46673 | 1.6636
402173-Food Service - Solid-Door Reach In Refrigerator 30-49' | 0.070572 | 0.054614 | 0.0624 | 612.105 | 7345.26 | 0 | 0 | -0.062491 | 0 | -0.11478 | 0 | 0.097901 | 0 | 0.045608 | 0 | 0.66185 | 5.0107 | 0.51587 | 1.5946
402175-Lighting - Exterior Compact Fluorescent Fixture <=70 watts | 1.0594 | 0.88102 | 1.4901 | 6706.3095 | 100594.642 | -19.8473 | -297.7102 | 0.044704 | 1.3079 | -0.023825 | 1.3079 | 0.14812 | 1.3079 | 0.07959 | 1.3079 | 1.3533 | 12.8562 | 0.84957 | 1.9383
402176-Lighting - Exterior Induction Fixture <=100 watts | 71.3883 | 59.3693 | 0 | 451917.375 | 6778760.625 | 0 | 0 | 0.089446 | 0 | 0.020917 | 0 | 0.1472 | 0 | 0.078673 | 0 | 2.2627 | 12.2507 | 1.1501 | 1.964
402177-Lighting - Exterior Induction Fixture <=120 watts | 0.88407 | 0.73522 | 0 | 5596.5 | 83947.5 | 0 | 0 | 0.016457 | 0 | -0.052072 | 0 | 0.13786 | 0 | 0.069327 | 0 | 1.1144 | 7.1462 | 0.75479 | 1.7622
402178-Lighting - Exterior Induction Fixture <=180 watts | 22.919 | 19.0604 | 0 | 145086.942 | 2176304.13 | 0 | 0 | -0.052562 | 0 | -0.12109 | 0 | 0.13697 | 0 | 0.06844 | 0 | 0.75306 | 6.8743 | 0.56965 | 1.7452
402179-Lighting - Exterior Induction Fixture <=250 watts | 4.3782 | 3.6411 | 0 | 27716 | 415740 | 0 | 0 | 0.083575 | 0 | 0.015046 | 0 | 0.1433 | 0 | 0.074773 | 0 | 2.0895 | 9.4376 | 1.1036 | 1.8744
402180-Lighting - Exterior Induction Fixture <=70 watts | 1.8439 | 1.5335 | 0 | 11672.7 | 175090.5 | 0 | 0 | 0.060544 | 0 | -0.0079853 | 0 | 0.14684 | 0 | 0.078314 | 0 | 1.607 | 11.924 | 0.95254 | 1.9554
402181-Lighting - Exterior Pulse Start/Ceramic Metal Halide Fixtures <=100 watts | 0.22102 | 0.18381 | 0 | 1399.125 | 20986.875 | 0 | 0 | 0.066344 | 0 | -0.0021854 | 0 | 0.15505 | 0 | 0.086523 | 0 | 1.7062 | 30.6267 | 0.98655 | 2.173
402182-Lighting - Exterior Pulse Start/Ceramic Metal Halide Fixtures <=125 watts | 0.074093 | 0.061619 | 0 | 469.04 | 7035.6 | 0 | 0 | 0.051229 | 0 | -0.0173 | 0 | 0.15583 | 0 | 0.087296 | 0 | 1.4697 | 35.9353 | 0.90258 | 2.196
402183-Lighting - Exterior Pulse Start/Ceramic Metal Halide Fixtures <=175 watts | 0.30058 | 0.24998 | 0 | 1902.81 | 28542.15 | 0 | 0 | -0.19933 | 0 | -0.26786 | 0 | 0.14297 | 0 | 0.07444 | 0 | 0.44572 | 9.2561 | 0.37437 | 1.8671
402184-Lighting - Exterior Pulse Start/Ceramic Metal Halide Fixtures <=250 watts | 1.1354 | 0.94424 | 0 | 7187.505 | 107812.575 | 0 | 0 | -0.0095786 | 0 | -0.078108 | 0 | 0.15352 | 0 | 0.084989 | 0 | 0.94361 | 23.6846 | 0.67236 | 2.1287
402185-Lighting - Exterior Pulse Start/Ceramic Metal Halide Fixtures <=70 watts | 0.62137 | 0.51676 | 0 | 3933.54 | 59003.1 | 0 | 0 | -0.0096446 | 0 | -0.078174 | 0 | 0.1555 | 0 | 0.08697 | 0 | 0.94324 | 33.4852 | 0.67217 | 2.1862
402186-Lighting - Exterior Pulse Start/Ceramic Metal Halide Fixtures <=750 watts | 0.84239 | 0.70056 | 0 | 5332.665 | 79989.975 | 0 | 0 | -0.010481 | 0 | -0.07901 | 0 | 0.15126 | 0 | 0.082733 | 0 | 0.93862 | 17.7635 | 0.66982 | 2.0668
402187-Lighting - Interior Compact Fluorescent Fixture <=128 watts | 0.21731 | 0.18072 | 0.30566 | 1375.6532 | 20634.7984 | -4.0713 | -61.0688 | 0.084245 | 1.3079 | 0.015716 | 1.3079 | 0.14812 | 1.3079 | 0.07959 | 1.3079 | 2.057 | 12.8562 | 1.0819 | 1.9383
402191-Lighting - Interior Compact Fluorescent Fixture <=70 watts | 2.7028 | 2.2477 | 3.8016 | 17109.687 | 256645.3047 | -50.6362 | -759.5427 | -0.016534 | 1.3079 | -0.085064 | 1.3079 | 0.14204 | 1.3079 | 0.073507 | 1.3079 | 0.8846 | 8.5708 | 0.63752 | 1.8025
402197-Lighting - Interior Linear Fluorescent Fixture <=128 watts replacing 101-175 Watts | 13.801 | 11.4775 | 21.6797 | 87366.2296 | 1310493.4435 | -274.7684 | -4121.5263 | 0.046096 | 1.3079 | -0.022434 | 1.3079 | 0.14275 | 1.3079 | 0.074216 | 1.3079 | 1.3677 | 8.9034 | 0.85471 | 1.8145
402198-Lighting - Interior Linear Fluorescent Fixture <=192 watts replacing 176-399 Watts | 9.3079 | 7.7408 | 14.5198 | 58922.9054 | 883843.5803 | -186.7947 | -2801.9205 | 0.086316 | 1.3079 | 0.017787 | 1.3079 | 0.14391 | 1.3079 | 0.075379 | 1.3079 | 2.1109 | 9.534 | 1.0957 | 1.839
402199-Lighting - Interior Linear Fluorescent Fixture <=244 watts replacing 400 Watts (Tier 1) | 32.9142 | 27.3727 | 51.2671 | 208360.62 | 3125409.3 | -658.476 | -9877.1398 | 0.07282 | 1.3079 | 0.004291 | 1.3079 | 0.13758 | 1.3079 | 0.069052 | 1.3079 | 1.7853 | 6.8775 | 1.001 | 1.7116
402200-Lighting - Interior Linear Fluorescent Fixture <=600 watts replacing >=400 Watts (Tier 1) | 0.7436 | 0.61841 | 1.1602 | 4707.3 | 70609.5 | -14.9838 | -224.757 | 0.048305 | 1.3079 | -0.020224 | 1.3079 | 0.12251 | 1.3079 | 0.053979 | 1.3079 | 1.3942 | 4.1327 | 0.8649 | 1.4686
402201-Lighting - Interior Linear Fluorescent Fixture <=64 watts replacing <=100 Watts | 8.9282 | 7.4251 | 13.9275 | 56519.3139 | 847789.7088 | -179.1748 | -2687.6218 | 0.07073 | 1.3079 | 0.002201 | 1.3079 | 0.15227 | 1.3079 | 0.083743 | 1.3079 | 1.7435 | 19.4835 | 0.98769 | 2.0399
402202-Lighting - Interior Linear Fluorescent Fixture 245-360 watts replacing 400 Watts (Tier 2) | 3.8927 | 3.2373 | 6.0724 | 24642.4055 | 369636.0819 | -78.1202 | -1171.803 | 0.07712 | 1.3079 | 0.0085907 | 1.3079 | 0.14328 | 1.3079 | 0.074756 | 1.3079 | 1.8774 | 9.1842 | 1.0293 | 1.8255
402207-Lighting - Interior Pulse Start/Ceramic Metal Halide Fixtures <=70 watts | 0.3572 | 0.29707 | 0.55692 | 2261.2549 | 33918.8236 | -7.169 | -107.5347 | -0.012148 | 1.3079 | -0.080677 | 1.3079 | 0.15543 | 1.3079 | 0.086899 | 1.3079 | 0.9055 | 32.1454 | 0.64798 | 2.1276
402221-Lighting - T8 to 4ft 25 Watt Lamp | 79.2696 | 68.3766 | 134.9023 | 543638.4636 | 8154576.9546 | -1709.7531 | -25646.2961 | 0.1374 | 1.3079 | 0.0718 | 1.3079 | 0.14078 | 1.3079 | 0.075177 | 1.3079 | 9.3094 | 11.7919 | 1.829 | 1.9079
402222-Lighting - T8 to 4ft 28 Watt Lamp | 30.8648 | 26.6234 | 52.5261 | 211673.4776 | 3175102.1635 | -665.717 | -9985.7555 | 0.11996 | 1.3079 | 0.054352 | 1.3079 | 0.13375 | 1.3079 | 0.068141 | 1.3079 | 4.4591 | 7.5805 | 1.507 | 1.7506
402244-Pipe Insulation - Hot Water Applic. >=1 in. | 0 | 0 | 0 | 0 | 0 | 2335.619 | 25691.8085 | 0 | 0.97558 | 0 | 0.50422 | 0 | 1.0419 | 0 | 0.57059 | 8.6878 | 18.214 | 1.8428 | 2.0728
402246-Pipe Insulation - Low Pressure (<=15 psi) Steam Applic. >=1 in. | 0 | 0 | 0 | 0 | 0 | 11322.4512 | 124546.9637 | 0 | 1.0213 | 0 | 0.54992 | 0 | 1.0494 | 0 | 0.57808 | 13.5771 | 20.7866 | 1.9952 | 2.1024
402250-Refrigeration - Vending Machine Controller | 0.1208 | 0.093488 | 0 | 1047.8 | 5239 | 0 | 0 | 0.07076 | 0 | 0.023654 | 0 | 0.088288 | 0 | 0.041182 | 0 | 2.7951 | 5.0332 | 1.2734 | 1.5969
402255-Refrigeration - Anti-Sweat Heater Controls | 1.7199 | 1.331 | 0.22807 | 14917.5 | 179010 | 0 | 0 | 0.10045 | 0 | 0.048155 | 0 | 0.10528 | 0 | 0.05299 | 0 | 5.5944 | 7.1832 | 1.6494 | 1.7644
402256-Refrigeration - Food Service -Evaporator Fan Controller for Walk-In Coolers | 1.3331 | 1.0316 | 1.5889 | 11562.3203 | 184997.124 | 0 | 0 | 0.096838 | 0 | 0.04198 | 0 | 0.11849 | 0 | 0.063628 | 0 | 4.0769 | 13.0611 | 1.4863 | 1.9837
402257-Lighting - Exterior LED Fixtures <=130 watts | 4.0627 | 3.3787 | 0 | 25718.875 | 411502 | 0 | 0 | -0.57556 | 0 | -0.64481 | 0 | 0.1023 | 0 | 0.033051 | 0 | 0.21961 | 2.7144 | 0.20076 | 1.2564
402258-Lighting - Exterior LED Fixtures <=110 watts | 6.9794 | 5.8043 | 0 | 44182.32 | 706917.12 | 0 | 0 | -0.50784 | 0 | -0.57709 | 0 | 0.087383 | 0 | 0.018133 | 0 | 0.24182 | 2.1715 | 0.21916 | 1.1261
402259-Lighting - Exterior LED Fixtures <=192watts | 27.7062 | 23.0416 | 0 | 175391.8985 | 2806270.376 | 0 | 0 | -0.569 | 0 | -0.63825 | 0 | 0.081596 | 0 | 0.012346 | 0 | 0.22158 | 2.0152 | 0.20241 | 1.0825
402260-Lighting - Exterior LED Fixtures <=350 watts | 0.57734 | 0.48014 | 0 | 3654.7875 | 58476.6 | 0 | 0 | -0.85467 | 0 | -0.92392 | 0 | 0.068736 | 0 | -0.00051434 | 0 | 0.15932 | 1.7372 | 0.14916 | 0.99683
402261-Lighting - Exterior LED Fixtures <=80 watts | 7.7492 | 6.4445 | 0 | 49055.37 | 784885.92 | 0 | 0 | -0.52711 | 0 | -0.59636 | 0 | 0.099815 | 0 | 0.030564 | 0 | 0.23506 | 2.6058 | 0.21359 | 1.2326
402262-Lighting - Interior LED Fixtures <=110 watts | 7.1091 | 5.9122 | 11.1675 | 45003.5861 | 720057.3773 | -141.5371 | -2264.5938 | -0.14605 | 1.3288 | -0.2153 | 1.3288 | 0.13642 | 1.3288 | 0.067168 | 1.3288 | 0.51227 | 6.175 | 0.41824 | 1.6644
402266-Lighting - LED System <=15 watts Surface/Pendant/Recessed Down Lighting | 11.7758 | 9.7932 | 16.5633 | 74545.4137 | 1192726.6187 | -220.6174 | -3529.8787 | -0.064176 | 1.3288 | -0.13343 | 1.3288 | 0.13039 | 1.3288 | 0.061137 | 1.3288 | 0.69883 | 5.0036 | 0.535 | 1.5673
402269-Lighting - Linear LED Systems (T8 Basecase) | 0.049827 | 0.041438 | 0.078272 | 315.4245 | 5046.7918 | -0.99202 | -15.8723 | -2.4631 | 1.3288 | -2.5324 | 1.3288 | -0.90586 | 1.3288 | -0.97511 | 1.3288 | 0.06011 | 0.14777 | 0.058565 | 0.13877
402270-Lighting - Premium Tier 5' Case Door | 4.7527 | 3.9525 | 4.6079 | 30086.55 | 240692.4 | 0 | 0 | 0.0075776 | 0 | -0.055367 | 0 | 0.099725 | 0 | 0.03678 | 0 | 1.0543 | 3.0995 | 0.72671 | 1.333
402271-Lighting - Premium Tier 6' Case Door | 20.6768 | 17.1956 | 19.9628 | 130892.45 | 1047139.6 | 0 | 0 | 0.048391 | 0 | -0.014554 | 0 | 0.10505 | 0 | 0.042106 | 0 | 1.4896 | 3.4909 | 0.91004 | 1.4006
402273-Lighting - Standard Tier 5' Case Door | 0.5827 | 0.4846 | 0.56875 | 3688.75 | 29510 | 0 | 0 | -0.031636 | 0 | -0.09458 | 0 | 0.098984 | 0 | 0.03604 | 0 | 0.82312 | 3.052 | 0.60885 | 1.3241
402402-Heating - Greenhouse Heat Curtain | 0.14317 | 0.035716 | 0 | 487.7262 | 2438.6312 | 1145.8629 | 5729.3143 | 0.051931 | 0.31909 | -0.023986 | -0.14738 | 0.10736 | 0.65967 | 0.031442 | 0.19319 | 1.4133 | 2.5292 | 0.88099 | 1.2152
402403-Heating - Infrared Film for Greenhouse | 0.24224 | 0.060431 | 0 | 825.2234 | 4126.1169 | 12142.5722 | 60712.8608 | 0.14067 | 0.86432 | 0.064749 | 0.39785 | 0.14242 | 0.87512 | 0.066506 | 0.40865 | 4.8122 | 5.0528 | 1.5739 | 1.5988
402411-Lighting - Remove 4 Ft T-8 (De-Lamp 32W) | 29.5216 | 25.4648 | 50.2403 | 202461.6756 | 3036925.1335 | -636.7457 | -9551.186 | 0.12516 | 1.3079 | 0.059554 | 1.3079 | 0.1473 | 1.3079 | 0.081695 | 1.3079 | 5.2793 | 24.2964 | 1.5905 | 2.0813
402422-LED MR16 Up to 6 watt Interior LED Integral Lamp | 4.09 | 3.528 | 6.2324 | 28049.8338 | 224398.6704 | -83.0136 | -664.1087 | 0.053663 | 1.1538 | -0.0065052 | 1.1538 | 0.10382 | 1.1538 | 0.043655 | 1.1538 | 1.5771 | 3.7206 | 0.93262 | 1.4145
402423-LED MR16 7 -10 watt Interior lamp | 16.3196 | 14.077 | 23.9349 | 111921.0753 | 895368.6024 | -279.8027 | -2238.4215 | 0.081905 | 1.1538 | 0.021737 | 1.1538 | 0.10172 | 1.1538 | 0.041556 | 1.1538 | 2.3433 | 3.534 | 1.1584 | 1.3899
402424-LED Integral PAR-20 lamp Up to 10 watt Interior | 9.4984 | 8.1932 | 14.4738 | 65141.1484 | 436310.4381 | -192.7855 | -1291.2623 | 0.060754 | 1.1267 | 0.0017349 | 1.1267 | 0.091786 | 1.1267 | 0.032767 | 1.1267 | 1.7429 | 2.9122 | 0.98827 | 1.2796
402425-LED Integral PAR-30 lamp Up to 15 watt Interior | 15.3515 | 13.242 | 23.3928 | 105282.1804 | 1684514.8863 | -311.583 | -4985.3278 | 0.07336 | 1.3288 | 0.0070513 | 1.3288 | 0.13144 | 1.3288 | 0.065127 | 1.3288 | 1.8495 | 6.3899 | 1.0211 | 1.6802
402426-LED Integral PAR30 lamp 16-21watt | 5.6882 | 4.9065 | 8.6677 | 39009.9981 | 624159.97 | -115.4502 | -1847.2036 | 0.12612 | 1.3288 | 0.059814 | 1.3288 | 0.13439 | 1.3288 | 0.068084 | 1.3288 | 5.218 | 7.3027 | 1.5865 | 1.7373
402427-LED Integral PAR38 lamp Up to 16 watt | 4.0467 | 3.4906 | 6.1665 | 27752.922 | 444046.7516 | -82.1349 | -1314.1579 | 0.092552 | 1.3288 | 0.026243 | 1.3288 | 0.13181 | 1.3288 | 0.0655 | 1.3288 | 2.417 | 6.4922 | 1.1732 | 1.6872
402428-LED Integral PAR38 lamp 17-22 watt | 116.0909 | 100.138 | 176.9002 | 796161.9491 | 12738591.1855 | -2356.2441 | -37699.9057 | 0.12475 | 1.3288 | 0.058442 | 1.3288 | 0.13592 | 1.3288 | 0.069609 | 1.3288 | 4.9821 | 7.8834 | 1.564 | 1.7683
402429-LED Integral PAR38 lamp 23-25 watt | 2.0152 | 1.7383 | 3.0708 | 13820.7073 | 221131.3176 | -40.9024 | -654.4389 | 0.12817 | 1.3288 | 0.061866 | 1.3288 | 0.14092 | 1.3288 | 0.074611 | 1.3288 | 5.6158 | 10.6657 | 1.6214 | 1.8782
461831-LED Integral Candelabra lamp Up to 4 watt | 20.2451 | 17.463 | 30.8496 | 138842.4313 | 2221478.9004 | -410.9047 | -6574.4747 | 0.12842 | 1.3288 | 0.062113 | 1.3288 | 0.14307 | 1.3288 | 0.076763 | 1.3288 | 5.6678 | 12.5751 | 1.6257 | 1.9298
461832-LED Integral A-lamp Up to 7 watt Interior | 0.91232 | 0.78695 | 1.3902 | 6256.753 | 100108.0488 | -18.5169 | -296.2701 | 0.080188 | 1.3288 | 0.013879 | 1.3288 | 0.12588 | 1.3288 | 0.059575 | 1.3288 | 2.018 | 5.1753 | 1.0704 | 1.5825
461833-LED Integral A-lamp 8-10 watt Interior | 12.6716 | 10.9303 | 19.3091 | 86903.1888 | 1390451.0203 | -257.1903 | -4115.0447 | 0.11808 | 1.3288 | 0.051768 | 1.3288 | 0.14049 | 1.3288 | 0.074179 | 1.3288 | 4.0837 | 10.3505 | 1.463 | 1.8682
461834-LED Integral A-lamp Up to 11 watt Interior | 7.8038 | 6.7315 | 11.8916 | 53519.436 | 856310.9754 | -158.391 | -2534.2554 | 0.12032 | 1.3288 | 0.054015 | 1.3288 | 0.12323 | 1.3288 | 0.05692 | 1.3288 | 4.3476 | 4.744 | 1.4955 | 1.5397
461835-LED Integral A-lamp 12-17 watt Interior | 65.6717 | 56.6472 | 100.0711 | 450382.5165 | 7206120.2639 | -1332.9086 | -21326.5384 | 0.11701 | 1.3288 | 0.050698 | 1.3288 | 0.12588 | 1.3288 | 0.059575 | 1.3288 | 3.969 | 5.1753 | 1.448 | 1.5825
461836-LED Integral A-lamp 18-30 watt Interior | 8.2562 | 7.1217 | 12.5809 | 56621.8867 | 905950.1874 | -167.5727 | -2681.1628 | 0.11905 | 1.3288 | 0.052744 | 1.3288 | 0.13562 | 1.3288 | 0.069311 | 1.3288 | 4.1943 | 7.7629 | 1.4769 | 1.7622
461838-High Density Universal Holding Cabinets - 24 hr operation | 2.3464 | 2.5905 | 4.3875 | 17238 | 206856 | 0 | 0 | -0.01045 | 0 | -0.066105 | 0 | 0.10313 | 0 | 0.047476 | 0 | 0.92569 | 4.8136 | 0.66321 | 1.5741
416172-Pkg AC <65k Single Phase SEER = 14.0-UP Stream | 0 | 0 | 0 | 0 | 0 | 0 | 0 | 0 | 0 | 0 | 0 | 0 | 0 | 0 | 0 | 0 | 0 | 0 | 0
416176-Pkg AC <65k Three Phase SEER = 14.0-UP Stream | 0 | 0 | 0 | 0 | 0 | 0 | 0 | 0 | 0 | 0 | 0 | 0 | 0 | 0 | 0 | 0 | 0 | 0 | 0
416177-Pkg AC <65k Three Phase SEER = 14.0-Rebate | 0 | 0 | 0 | 0 | 0 | 0 | 0 | 0 | 0 | 0 | 0 | 0 | 0 | 0 | 0 | 0 | 0 | 0 | 0
416178-Pkg AC or HP <65k Single Phase SEER = 15.0 or 12.5 EER-UP Stream | 5.6919 | 1.42 | 5.8727 | 19390.4219 | 290856.329 | -273.39 | -4100.8507 | 0.091749 | 1.3079 | 0.0062991 | 1.3079 | 0.11818 | 1.3079 | 0.032731 | 1.3079 | 1.6781 | 2.2211 | 0.93727 | 1.0855
416179-Pkg AC or HP <65k Single Phase SEER = 15.0 or 12.5 EER-Rebate | 7.1855 | 1.7926 | 7.4138 | 24478.8976 | 367183.4638 | -345.1336 | -5177.0046 | 0.058763 | 1.3079 | -0.026687 | 1.3079 | 0.086765 | 1.3079 | 0.0013155 | 1.3079 | 1.2858 | 1.6041 | 0.8008 | 0.91375
416180-Pkg AC or HP <65k Single Phase SEER = 16.0 or 13 EER-UP Stream | 2.6964 | 0.67266 | 2.1687 | 9185.6552 | 137784.8274 | -164.5773 | -2468.6601 | 0.03343 | 1.3079 | -0.052019 | 1.3079 | 0.086666 | 1.3079 | 0.0012165 | 1.3079 | 1.0601 | 1.5586 | 0.70044 | 0.88816
416181-Pkg AC or HP <65k Single Phase SEER = 16.0 or 13 EER-Rebate | 0.2782 | 0.069402 | 0.22375 | 947.7263 | 14215.8949 | -16.9802 | -254.703 | -0.012283 | 1.3079 | -0.097733 | 1.3079 | 0.04313 | 1.3079 | -0.04232 | 1.3079 | 0.83164 | 1.1257 | 0.59285 | 0.72849
416195-Pkg HP <65k Single Phase SEER = 14.0-Rebate | 0 | 0 | 0 | 0 | 0 | 0 | 0 | 0 | 0 | 0 | 0 | 0 | 0 | 0 | 0 | 0 | 0 | 0 | 0
416198-Pkg HP <65k Three Phase SEER = 14.0-UP Stream | 0 | 0 | 0 | 0 | 0 | 0 | 0 | 0 | 0 | 0 | 0 | 0 | 0 | 0 | 0 | 0 | 0 | 0 | 0
416202-Pkg AC 135-239k EER=11.5-UP Stream | 0.52667 | 0.13139 | 0.85554 | 1794.1896 | 26912.8446 | -20.093 | -301.3945 | -0.021785 | 1.3079 | -0.10724 | 1.3079 | 0.041513 | 1.3079 | -0.043937 | 1.3079 | 0.83563 | 1.1697 | 0.60311 | 0.7597
416204-Pkg AC 135-239k EER=12.0 ER-Rebate | 9.1985 | 2.2948 | 10.2291 | 31336.56 | 470048.4 | -187.0992 | -2806.4879 | 0.13084 | 1.1888 | 0.052758 | 1.1888 | 0.15447 | 1.1888 | 0.076389 | 1.1888 | 3.3992 | 6.2524 | 1.3555 | 1.657
416205-Pkg AC 135-239k EER=12.0-UP Stream | 0.54865 | 0.13687 | 0.5767 | 1869.075 | 28036.125 | -20.6077 | -309.1162 | 0.11536 | 1.3079 | 0.029911 | 1.3079 | 0.15019 | 1.3079 | 0.064742 | 1.3079 | 2.1946 | 3.7335 | 1.0911 | 1.3724
416206-Pkg AC 135-239k EER=12.0-Rebate | 0.4755 | 0.11862 | 0.4998 | 1619.865 | 24297.975 | -17.86 | -267.9007 | 0.095302 | 1.3079 | 0.0098523 | 1.3079 | 0.13109 | 1.3079 | 0.045638 | 1.3079 | 1.7735 | 2.6964 | 0.97596 | 1.2024
416220-Pkg AC 65-89k EER=12.0 ER-Rebate | 0.53086 | 0.13243 | 0.53423 | 1808.469 | 27127.035 | -7.0445 | -105.6673 | 0.13946 | 1.1882 | 0.061166 | 1.1882 | 0.15237 | 1.1882 | 0.074078 | 1.1882 | 4.0947 | 5.814 | 1.466 | 1.6396
416221-Pkg AC 65-89k EER=12.0-UP Stream | 0.36689 | 0.091529 | 0.62724 | 1249.884 | 18748.26 | -8.2048 | -123.0714 | 0.15901 | 1.3079 | 0.073563 | 1.3079 | 0.16421 | 1.3079 | 0.078759 | 1.3079 | 4.6825 | 5.365 | 1.5145 | 1.5795
416222-Pkg AC 65-89k EER=12.0-Rebate | 0.33122 | 0.08263 | 0.56626 | 1128.3675 | 16925.5125 | -7.4071 | -111.1061 | 0.14461 | 1.3079 | 0.059164 | 1.3079 | 0.1505 | 1.3079 | 0.065047 | 1.3079 | 3.4622 | 3.8747 | 1.3595 | 1.4188
416224-Pkg AC 90-134k EER=11.5-UP Stream | 0.19808 | 0.049414 | 0.30468 | 674.784 | 10121.76 | -4.8922 | -73.3828 | 0.10632 | 1.3079 | 0.020867 | 1.3079 | 0.15584 | 1.3079 | 0.070386 | 1.3079 | 2.0352 | 4.3243 | 1.0636 | 1.4704
416226-Pkg AC 90-134k EER=12.0 ER-UP Stream | 0.77905 | 0.19435 | 0.98534 | 2653.98 | 39809.7 | -12.9717 | -194.5755 | 0.1175 | 1.1884 | 0.038523 | 1.1884 | 0.15613 | 1.1884 | 0.077156 | 1.1884 | 2.6651 | 6.2668 | 1.2254 | 1.6655
416227-Pkg AC 90-134k EER=12.0 ER-Rebate | 1.7534 | 0.43743 | 2.2177 | 5973.324 | 89599.86 | -29.1955 | -437.9319 | 0.1175 | 1.1884 | 0.038523 | 1.1884 | 0.15613 | 1.1884 | 0.077156 | 1.1884 | 2.6651 | 6.2668 | 1.2254 | 1.6655
416228-Pkg AC 90-134k EER=12.0-UP Stream | 3.3175 | 0.82763 | 5.6717 | 11301.768 | 169526.52 | -74.1895 | -1112.8429 | 0.097841 | 1.3079 | 0.012391 | 1.3079 | 0.16421 | 1.3079 | 0.078759 | 1.3079 | 1.8749 | 5.365 | 1.0203 | 1.5795
416229-Pkg AC 90-134k EER=12.0-Rebate | 2.8155 | 0.7024 | 4.8135 | 9591.6535 | 143874.8025 | -62.9636 | -944.4543 | 0.083443 | 1.3079 | -0.0020072 | 1.3079 | 0.1505 | 1.3079 | 0.065047 | 1.3079 | 1.643 | 3.8747 | 0.94753 | 1.4188
416240-Pkg HP 240-759k EER=10.5-UP Stream | 3.2812 | 0.75329 | 9.5658 | 10064.25 | 150963.75 | 0 | 0 | 0.015977 | 0 | -0.07646 | 0 | 0.16086 | 0 | 0.068421 | 0 | 1.0798 | 3.9064 | 0.73875 | 1.463
416281-Packaged Terminal AC 7-15k ER-Rebate | 0.25929 | 0.064684 | 0.37371 | 883.3067 | 13249.6 | 0 | 0 | 0.10371 | 0 | 0.020494 | 0 | 0.15913 | 0 | 0.075915 | 0 | 2.1406 | 5.4819 | 1.1177 | 1.6394
416282-Packaged Terminal AC 7-15k-Rebate | 0.17611 | 0.043935 | 0.25416 | 599.963 | 8999.445 | 0 | 0 | 0.086955 | 0 | 0.0015053 | 0 | 0.18363 | 0 | 0.09818 | 0 | 1.7701 | 12.3127 | 1.0076 | 1.9656
416287-Packaged Terminal HP 7-15k ER-Rebate | 20.28 | 4.6557 | 25.8182 | 62202.816 | 933042.24 | 0 | 0 | 0.047206 | 0 | -0.043019 | 0 | 0.1383 | 0 | 0.04807 | 0 | 1.2881 | 2.9013 | 0.83067 | 1.295
416288-Packaged Terminal HP 7-15k-Rebate | 1.4237 | 0.32685 | 1.8153 | 4366.908 | 65503.62 | 0 | 0 | 0.09015 | 0 | -0.0022871 | 0 | 0.16942 | 0 | 0.076986 | 0 | 1.7152 | 4.6215 | 0.98953 | 1.553
416291-Comb Condenser Fan Coil-DI | 0.0072429 | 0.00012783 | 0.0054873 | 14.6328 | 43.8984 | 0 | 0 | 0.12928 | 0 | 0.027972 | 0 | 0.13441 | 0 | 0.0331 | 0 | 2.2007 | 2.3107 | 1.1339 | 1.1624
416305-Commercial Packaged Economizer Retrofit-UP Stream | 4.2835 | 1.0686 | 0.10631 | 14592.63 | 145926.3 | -0.33853 | -3.3853 | 0.14918 | 1.1968 | 0.068022 | 1.1968 | 0.16194 | 1.1968 | 0.080783 | 1.1968 | 4.6699 | 6.8073 | 1.5583 | 1.7406
416330-Split AC <65k Single Phase SEER = 14.0-UP Stream | 0 | 0 | 0 | 0 | 0 | 0 | 0 | 0 | 0 | 0 | 0 | 0 | 0 | 0 | 0 | 0 | 0 | 0 | 0
416331-Split AC <65k Single Phase SEER = 14.0-Rebate | 0 | 0 | 0 | 0 | 0 | 0 | 0 | 0 | 0 | 0 | 0 | 0 | 0 | 0 | 0 | 0 | 0 | 0 | 0
416359-PTAC/PTHP Controllers EMS-DI | 87.6686 | 20.1264 | 110.6897 | 268897.759 | 2957875.349 | 0 | 0 | 0.10185 | 0 | 0.012911 | 0 | 0.1069 | 0 | 0.017967 | 0 | 1.9593 | 2.0573 | 1.0662 | 1.0945
416361-PTAC/PTHP Controllers ACC-DI | 2.1564 | 0.49505 | 2.5454 | 6614.128 | 99211.9197 | 0 | 0 | 0.13509 | 0 | 0.042653 | 0 | 0.15381 | 0 | 0.061376 | 0 | 2.6654 | 3.4653 | 1.2458 | 1.3964
416363-Amana PTAC/PTHP Controllers EMS-DI | 24.9502 | 5.7279 | 31.5019 | 76527.3405 | 1147910.1075 | 0 | 0 | 0.12084 | 0 | 0.028406 | 0 | 0.16602 | 0 | 0.073581 | 0 | 2.2672 | 4.308 | 1.1513 | 1.5159
416381-Commercial Coil Cleaning Less than 3 tons - Incentive | 0 | 0 | 0 | 0 | 0 | 0 | 0 | 0 | 0 | 0 | 0 | 0 | 0 | 0 | 0 | 0 | 0 | 0 | 0
416382-Commercial Coil Cleaning 3 to 5 tons - Incentive | 0 | 0 | 0 | 0 | 0 | 0 | 0 | 0 | 0 | 0 | 0 | 0 | 0 | 0 | 0 | 0 | 0 | 0 | 0
416383-Commercial Coil Cleaning over 25 tons - Incentive | 0 | 0 | 0 | 0 | 0 | 0 | 0 | 0 | 0 | 0 | 0 | 0 | 0 | 0 | 0 | 0 | 0 | 0 | 0
416384-Commercial Condenser Coil Cleaning (Typical Unit) Savings Only | 719.4417 | 12.6975 | 532.3842 | 1453493.2524 | 4360479.7571 | 0 | 0 | 0.099765 | 0 | -0.0015419 | 0 | 0.13038 | 0 | 0.029068 | 0 | 1.7272 | 2.2233 | 0.99353 | 1.1398
416394-RCA Refr Chg Less than 3 tons-Incentive | 0 | 0 | 0 | 0 | 0 | 0 | 0 | 0 | 0 | 0 | 0 | 0 | 0 | 0 | 0 | 0 | 0 | 0 | 0
416395-Commercial Coil Cleaning 6 to 25 tons - Incentive | 0 | 0 | 0 | 0 | 0 | 0 | 0 | 0 | 0 | 0 | 0 | 0 | 0 | 0 | 0 | 0 | 0 | 0 | 0
416396-RCA Refr Chg - 3 to 5 tons-Incentive | 0 | 0 | 0 | 0 | 0 | 0 | 0 | 0 | 0 | 0 | 0 | 0 | 0 | 0 | 0 | 0 | 0 | 0 | 0
416397-RCA Refr Chg - 6 to 25 tons-Incentive | 0 | 0 | 0 | 0 | 0 | 0 | 0 | 0 | 0 | 0 | 0 | 0 | 0 | 0 | 0 | 0 | 0 | 0 | 0
416398-RCA Refr Chg - over 25 tons-Incentive | 0 | 0 | 0 | 0 | 0 | 0 | 0 | 0 | 0 | 0 | 0 | 0 | 0 | 0 | 0 | 0 | 0 | 0 | 0
416404-Commercial Evaporator Coil Cleaning - Savings Only 2013 | 328.7242 | 5.8017 | 150.4563 | 664123.8247 | 1992371.4742 | 0 | 0 | -0.089587 | 0 | -0.19089 | 0 | -0.074038 | 0 | -0.17534 | 0 | 0.72565 | 0.76193 | 0.55382 | 0.57471
416409-RCA Inc Refr Chg - Savings Only | 558.3603 | 9.8546 | 754.4397 | 1128059.317 | 11280593.1701 | -74.4839 | -744.8391 | 0.17372 | 1.1968 | 0.062837 | 1.1968 | 0.18007 | 1.1968 | 0.069179 | 1.1968 | 3.0277 | 3.2699 | 1.3193 | 1.3633
416410-RCA Test Only Less than 3 tons - Incentive | 0 | 0 | 0 | 0 | 0 | 0 | 0 | 0 | 0 | 0 | 0 | 0 | 0 | 0 | 0 | 0 | 0 | 0 | 0
416412-RCA Test Only 3 to 5 tons - Incentive | 0 | 0 | 0 | 0 | 0 | 0 | 0 | 0 | 0 | 0 | 0 | 0 | 0 | 0 | 0 | 0 | 0 | 0 | 0
416414-RCA Test Only 6 to 25 tons - Incentive | 0 | 0 | 0 | 0 | 0 | 0 | 0 | 0 | 0 | 0 | 0 | 0 | 0 | 0 | 0 | 0 | 0 | 0 | 0
416416-RCA Test Only - Over 25 tons - Incentive | 0 | 0 | 0 | 0 | 0 | 0 | 0 | 0 | 0 | 0 | 0 | 0 | 0 | 0 | 0 | 0 | 0 | 0 | 0
461793-Customer Service and Maintenance Agreement Incentives | 0 | 0 | 0 | 0 | 0 | 0 | 0 | 0 | 0 | 0 | 0 | 0 | 0 | 0 | 0 | 0 | 0 | 0 | 0
428002-1-Small Pkg AC, increase refrigerant charge from typical under-charge to factory specified level | 18.645 | 4.6514 | 42.4804 | 63517.8492 | 635178.492 | -4.194 | -41.9398 | 0.11716 | 1.1968 | 0.036 | 1.1968 | 0.12062 | 1.1968 | 0.039461 | 1.1968 | 2.6112 | 2.7418 | 1.2335 | 1.2619
428003-1-Small Pkg AC, increase refrigerant charge from high under-charge to factory specified level | 29.5465 | 7.371 | 67.3181 | 100655.8956 | 1006558.956 | -6.6461 | -66.4614 | 0.11716 | 1.1968 | 0.036 | 1.1968 | 0.12062 | 1.1968 | 0.039461 | 1.1968 | 2.6112 | 2.7418 | 1.2335 | 1.2619
428004-1-Small Pkg AC, decrease refrigerant charge from typical over-charge to factory specified level | 8.5655 | 2.1368 | 19.5153 | 29179.8936 | 291798.936 | -1.9267 | -19.267 | 0.11679 | 1.1968 | 0.035635 | 1.1968 | 0.12027 | 1.1968 | 0.039113 | 1.1968 | 2.5982 | 2.7281 | 1.2306 | 1.259
428005-1-Small Pkg AC, decrease refrigerant charge from high over-charge to factory specified level | 15.4871 | 3.8636 | 35.2853 | 52759.6056 | 527596.056 | -3.4836 | -34.8363 | 0.1174 | 1.1968 | 0.036243 | 1.1968 | 0.12252 | 1.1968 | 0.041364 | 1.1968 | 2.62 | 2.8193 | 1.2355 | 1.2781
428006-1-Replaced refrig. line insulation (A/C) | 0.55763 | 0.43154 | 0.62741 | 4836.6533 | 53203.1857 | 0 | 0 | -1.6475 | 0 | -1.6992 | 0 | -1.5633 | 0 | -1.615 | 0 | 0.068276 | 0.071689 | 0.066339 | 0.069558
428008-1-Cleaned Condenser Coil | 576.4649 | 143.8115 | 577.0924 | 1963836.732 | 5891510.196 | 0 | 0 | 0.072445 | 0 | -0.000993 | 0 | 0.077175 | 0 | 0.0037367 | 0 | 1.7294 | 1.8159 | 0.99425 | 1.0222
428009-1-Cleaned Evap. Coil | 305.29 | 76.1611 | 235.617 | 1040028.325 | 3120084.975 | 0 | 0 | -0.1112 | 0 | -0.18463 | 0 | -0.097721 | 0 | -0.17116 | 0 | 0.60703 | 0.63738 | 0.48195 | 0.50089
428010-1-Checked and re-positioned outside air dampers | 2.4765 | 0.56854 | 0.072154 | 7595.991 | 37979.955 | -145.4657 | -727.3285 | 0.1839 | 1.0911 | 0.1014 | 1.0911 | 0.18433 | 1.0911 | 0.10183 | 1.0911 | 18.9919 | 19.9415 | 1.8793 | 1.8882
428014-1-Replaced air filter | 115.7801 | 26.5801 | 85.059 | 355121.325 | 355121.325 | 0 | 0 | -0.21559 | 0 | -0.29146 | 0 | -0.19687 | 0 | -0.27274 | 0 | 0.45148 | 0.47406 | 0.37843 | 0.39417
428015-1-Replaced hot water line insulation (electric) | 1.5031 | 1.6595 | 0 | 11042.7855 | 33128.3565 | 0 | 0 | -0.59568 | 0 | -0.64418 | 0 | -0.56191 | 0 | -0.61041 | 0 | 0.15998 | 0.16798 | 0.14974 | 0.15673
428016-1-Replaced hot water line insulation (gas) | 0 | 0 | 0 | 0 | 0 | 3993.8723 | 43932.5952 | 0 | -3.3848 | 0 | -3.8561 | 0 | -3.1711 | 0 | -3.6424 | 0.24569 | 0.25798 | 0.22234 | 0.23235
428019-1-Super Low Flow Showerhead | 0 | 0 | 0 | 0 | 0 | 433.7784 | 4337.7839 | 0 | -0.11873 | 0 | -0.58091 | 0 | -0.061604 | 0 | -0.52378 | 0.90103 | 0.94609 | 0.65046 | 0.67361
428020-1-Super Low Flow Batheroom Aerator | 0 | 0 | 0 | 0 | 0 | 218.6817 | 2186.8167 | 0 | -0.81852 | 0 | -1.2807 | 0 | -0.72807 | 0 | -1.1902 | 0.56909 | 0.59755 | 0.45772 | 0.47595
428021-1-Cleaned Condenser Coil for Refrigeration Unit Serving Walkins | 26.123 | 6.5169 | 32.5962 | 88992.8 | 266978.4 | 0 | 0 | 0.074832 | 0 | 0.0013933 | 0 | 0.079448 | 0 | 0.0060094 | 0 | 1.772 | 1.8606 | 1.0082 | 1.0363
428022-1-Cleaned Condenser Coil Refrigeration Unit Serving Reach-ins | 120.5069 | 30.063 | 150.3684 | 410529.6 | 1231588.8 | 0 | 0 | 0.066209 | 0 | -0.0072299 | 0 | 0.071235 | 0 | -0.0022033 | 0 | 1.6272 | 1.7086 | 0.95961 | 0.98734
428023-1-Suction Line Insulation for Walk-In Refrigeration Units | 0.86362 | 0.66834 | 0.97169 | 7490.6117 | 82396.7287 | 0 | 0 | -2.0315 | 0 | -2.0831 | 0 | -1.929 | 0 | -1.9806 | 0 | 0.056096 | 0.058901 | 0.054782 | 0.057454
428029-1-Refrigeration - Night Covers for Display Cases Med Temp | 0.1524 | 0.11794 | -0.35604 | 1321.84 | 6609.1998 | 130.052 | 650.26 | -0.36671 | -3.6314 | -0.41382 | -4.0979 | -0.344 | -3.4065 | -0.39111 | -3.873 | 0.23103 | 0.24259 | 0.21027 | 0.21979
428030-1-Refrigeration - Anti-Sweat Heater Controls | 1.6592 | 1.284 | 0.22002 | 14391 | 172692 | 0 | 0 | 0.092847 | 0 | 0.040554 | 0 | 0.09425 | 0 | 0.041957 | 0 | 4.1512 | 4.3588 | 1.496 | 1.5221
428031-1-Refrigeration - Food Service -Auto Closer for Main Cooler Doors | 0.78076 | 0.60422 | 1.443 | 6771.96 | 54175.68 | 0 | 0 | 0.093898 | 0 | 0.044353 | 0 | 0.094945 | 0 | 0.0454 | 0 | 5.2712 | 5.5348 | 1.6201 | 1.6441
428035-1-CFL, 15W lamp, Integral or Modular, Tube or Spiral or Flood | 12.0103 | 10.3599 | 17.9536 | 82368 | 271814.4 | -244.53 | -806.949 | 0.095103 | 1.0552 | 0.039456 | 1.0552 | 0.096773 | 1.0552 | 0.041125 | 1.0552 | 3.6237 | 3.8049 | 1.4005 | 1.4267
428036-1-CFL, 20W lamp, Integral or Modular, Tube or Spiral or Flood | 0.15951 | 0.13759 | 0.23938 | 1093.95 | 3610.035 | -3.2625 | -10.7664 | 0.097906 | 1.0552 | 0.042258 | 1.0552 | 0.099441 | 1.0552 | 0.043794 | 1.0552 | 3.9381 | 4.1351 | 1.445 | 1.4706
428037-1-CFL, 7W lamp, Integral or Modular, Tube or Spiral or Flood | 0.83885 | 0.72357 | 1.2548 | 5752.8899 | 18984.5365 | -17.0849 | -56.3803 | 0.054875 | 1.0552 | -0.00077311 | 1.0552 | 0.058459 | 1.0552 | 0.0028117 | 1.0552 | 1.6873 | 1.7717 | 0.97016 | 0.99747
428038-1-CFL, 9W lamp, Integral or Modular, Tube or Spiral or Flood | 12.2346 | 10.5533 | 18.269 | 83905.9617 | 276889.6735 | -249.4206 | -823.088 | 0.071658 | 1.0552 | 0.016011 | 1.0552 | 0.074444 | 1.0552 | 0.018796 | 1.0552 | 2.1713 | 2.2799 | 1.1128 | 1.1406
428039-1-CFL, 11W lamp, Integral or Modular, Tube or Spiral or Flood | 0.29013 | 0.25026 | 0.4332 | 1989.7663 | 6566.2287 | -5.9247 | -19.5515 | 0.081757 | 1.0552 | 0.02611 | 1.0552 | 0.084062 | 1.0552 | 0.028415 | 1.0552 | 2.6243 | 2.7555 | 1.2207 | 1.2484
428040-1-CFL, 13W lamp, Integral or Modular, Tube or Spiral or Flood | 5.2076 | 4.492 | 7.7863 | 35714.25 | 117857.025 | -105.8557 | -349.324 | 0.089735 | 1.0552 | 0.034087 | 1.0552 | 0.09166 | 1.0552 | 0.036012 | 1.0552 | 3.1426 | 3.2997 | 1.3223 | 1.3493
428041-1-CFL, 16W lamp, Integral or Modular, Tube or Spiral or Flood | 8.9327 | 7.7052 | 13.3784 | 61261.2 | 202161.96 | -182.4323 | -602.0264 | 0.096142 | 1.0552 | 0.040494 | 1.0552 | 0.097762 | 1.0552 | 0.042114 | 1.0552 | 3.7341 | 3.9208 | 1.4166 | 1.4426
428042-1-CFL, 17W lamp, Integral or Modular, Tube or Spiral or Flood | 0.040816 | 0.035207 | 0.061004 | 279.9225 | 923.7442 | -0.83205 | -2.7458 | 0.099213 | 1.0552 | 0.043565 | 1.0552 | 0.10069 | 1.0552 | 0.045039 | 1.0552 | 4.1049 | 4.3101 | 1.4669 | 1.4923
428043-1-CFL, 18W lamp, Integral or Modular, Tube or Spiral or Flood | 0.40197 | 0.34673 | 0.6018 | 2756.754 | 9097.2882 | -8.2162 | -27.1135 | 0.10083 | 1.0552 | 0.045183 | 1.0552 | 0.10223 | 1.0552 | 0.04658 | 1.0552 | 4.3311 | 4.5476 | 1.4947 | 1.5197
428044-1-CFL, 23W lamp, Integral or Modular, Tube or Spiral or Flood | 11.0345 | 9.5182 | 16.4865 | 75675.6 | 249729.48 | -225.0963 | -742.8178 | 0.10726 | 1.0552 | 0.051617 | 1.0552 | 0.10835 | 1.0552 | 0.052707 | 1.0552 | 5.5486 | 5.826 | 1.6172 | 1.64
428046-1-CFL, 28W lamp, Integral or Modular, Tube or Spiral or Flood | 0.17865 | 0.1541 | 0.2677 | 1225.224 | 4043.2392 | -3.6551 | -12.0618 | 0.1113 | 1.0552 | 0.055657 | 1.0552 | 0.1122 | 1.0552 | 0.056555 | 1.0552 | 6.7371 | 7.074 | 1.7048 | 1.7256
428056-1-CFL, 14W w/Reflector | 6.2491 | 5.3904 | 9.3436 | 42857.1 | 141428.43 | -127.0269 | -419.1888 | 0.078834 | 1.0552 | 0.023186 | 1.0552 | 0.081278 | 1.0552 | 0.02563 | 1.0552 | 2.4751 | 2.5988 | 1.1875 | 1.2153
428057-1-CFL, 18W w/Reflector | 1.1485 | 0.99067 | 1.7194 | 7876.44 | 25992.252 | -23.4749 | -77.4671 | 0.081934 | 1.0552 | 0.026286 | 1.0552 | 0.08423 | 1.0552 | 0.028583 | 1.0552 | 2.6339 | 2.7656 | 1.2228 | 1.2504
428058-1-CFL, 23W w/Reflector | 4.8184 | 4.1563 | 7.1991 | 33045.012 | 109048.5396 | -98.2921 | -324.3638 | 0.092513 | 1.0552 | 0.036866 | 1.0552 | 0.094306 | 1.0552 | 0.038658 | 1.0552 | 3.3743 | 3.543 | 1.3615 | 1.3882
428059-1-CFL, 13W Globe (dimmable,Reflective) | 0.3437 | 0.29647 | 0.5139 | 2357.1405 | 7778.5637 | -6.9865 | -23.0554 | 0.066775 | 1.0552 | 0.011127 | 1.0552 | 0.069793 | 1.0552 | 0.014145 | 1.0552 | 2.0042 | 2.1044 | 1.0672 | 1.095
428061-1-Lighting - Standard Tier 5' Case Door | 9.6818 | 8.0518 | 9.45 | 61290 | 490320 | 0 | 0 | -0.073756 | 0 | -0.1367 | 0 | -0.063234 | 0 | -0.12618 | 0 | 0.66623 | 0.69954 | 0.51853 | 0.53849
428062-1-Lighting - Standard Tier 6' Case Door | 57.5969 | 47.8999 | 55.9125 | 364612.5 | 2916900 | 0 | 0 | 0.023758 | 0 | -0.039186 | 0 | 0.029638 | 0 | -0.033307 | 0 | 1.1924 | 1.2521 | 0.78978 | 0.81551
428066-1-LED OPEN Sign Replacing Neon OPEN Sign | 0.94465 | 0.7856 | 0.81575 | 5980 | 95680 | -20.1175 | -321.88 | 0.068492 | 1.3288 | -0.00075816 | 1.3288 | 0.072943 | 1.3288 | 0.0036933 | 1.3288 | 1.6849 | 1.7691 | 0.96787 | 0.99509
428071-1-Lighting - 2 Ft 4th Gen. T-8 with Elec. Ballast (1 Lamp) | 1.3663 | 1.1363 | 2.1463 | 8649.2118 | 129738.1769 | -27.2019 | -408.029 | -0.038099 | 1.3079 | -0.10663 | 1.3079 | -0.028652 | 1.3079 | -0.097181 | 1.3079 | 0.78722 | 0.82658 | 0.5851 | 0.60657
428072-1-Lighting - 3 Ft 4th Gen. T-8 with Elec. Ballast (1 Lamp) | 2.0325 | 1.6903 | 3.1928 | 12866.5961 | 192998.9409 | -40.4657 | -606.9853 | 0.042854 | 1.3079 | -0.025676 | 1.3079 | 0.048446 | 1.3079 | -0.020084 | 1.3079 | 1.3299 | 1.3964 | 0.83981 | 0.86585
428073-1-Lighting - 4 Ft 4th Gen. T-8 with Elec. Ballast (1 Lamp) | 2.0325 | 1.6903 | 3.1928 | 12866.5961 | 192998.9409 | -40.4657 | -606.9853 | -0.019109 | 1.3079 | -0.087638 | 1.3079 | -0.010566 | 1.3079 | -0.079095 | 1.3079 | 0.87055 | 0.91408 | 0.62992 | 0.6524
428074-1-Lighting - 4 Ft 4th Gen. T-8 with Elec. Ballast (2-Lamp) | 42.1557 | 35.0583 | 66.2212 | 266862.7331 | 4002940.9964 | -839.2883 | -12589.3239 | 0.073936 | 1.3079 | 0.0054069 | 1.3079 | 0.078048 | 1.3079 | 0.0095188 | 1.3079 | 1.8086 | 1.899 | 1.0084 | 1.0359
428075-1-Lighting - 4 Ft 4th Gen. T-8 with Elec. Ballast (3-Lamp) | 4.0106 | 3.3354 | 6.2517 | 25389.0005 | 406224.0083 | -80.535 | -1288.56 | -0.081422 | 1.3288 | -0.15067 | 1.3288 | -0.069832 | 1.3288 | -0.13908 | 1.3288 | 0.64815 | 0.68056 | 0.50459 | 0.52402
428076-1-Lighting - 4 Ft 4th Gen. T-8 with Elec. Ballast (4-Lamp) | 19.7108 | 16.3923 | 30.7514 | 124777.5137 | 1996440.2189 | -395.0058 | -6320.092 | -0.12806 | 1.3288 | -0.19731 | 1.3288 | -0.11425 | 1.3288 | -0.1835 | 1.3288 | 0.54397 | 0.57116 | 0.43912 | 0.45667
428077-1-Lighting - T8 to 4ft 28 Watt Lamp & Ballast (1 Lamp) | 3.0533 | 2.5392 | 4.7963 | 19328.4865 | 289927.2979 | -60.7884 | -911.8267 | -0.22316 | 1.3079 | -0.29169 | 1.3079 | -0.20491 | 1.3079 | -0.27343 | 1.3079 | 0.40728 | 0.42765 | 0.34553 | 0.36008
428078-1-Lighting - T8 to 4ft 28 Watt Lamp & Ballast (2 Lamp) | 174.7277 | 145.3103 | 274.475 | 1106098.3746 | 16591475.6193 | -3478.7 | -52180.4997 | -0.00086951 | 1.3079 | -0.069399 | 1.3079 | 0.0068046 | 1.3079 | -0.061725 | 1.3079 | 0.96908 | 1.0175 | 0.67994 | 0.70345
428079-1-Lighting - T8 to 4ft 28 Watt Lamp & Ballast (3 Lamp) | 132.5012 | 110.1932 | 208.1427 | 838787.6934 | 12581815.4005 | -2638.0029 | -39570.0436 | 0.048328 | 1.3079 | -0.020202 | 1.3079 | 0.053659 | 1.3079 | -0.01487 | 1.3079 | 1.3949 | 1.4647 | 0.86528 | 0.89162
428080-1-Lighting - T8 to 4ft 28 Watt Lamp & Ballast (4 Lamp) | 255.3187 | 212.333 | 401.0734 | 1616273.2046 | 24244098.0693 | -5083.2093 | -76248.1396 | 0.03907 | 1.3079 | -0.029459 | 1.3079 | 0.044842 | 1.3079 | -0.023687 | 1.3079 | 1.2884 | 1.3528 | 0.82306 | 0.84889
428081-1-4-foot (4-lamp) - (2) 48in (2) Premium Instant Start Ballast - Reduced Light Ouput w/Reflector T8 LF | 34.0286 | 28.2996 | 53.4547 | 215415.4105 | 3231231.1572 | -677.4855 | -10162.2821 | 0.040145 | 1.3079 | -0.028384 | 1.3079 | 0.045866 | 1.3079 | -0.022663 | 1.3079 | 1.2999 | 1.3649 | 0.82776 | 0.85364
428084-1-FL, (1) 96in, T8 lamp, IS EB, RLO (BF<.85), Tandem 2 Lamp Ballast, Lumens=4152, W/fixt=49 (Retrofit) | 1.3416 | 1.1157 | 2.0919 | 8492.9614 | 135887.3829 | -26.9014 | -430.4216 | -0.28091 | 1.3288 | -0.35016 | 1.3288 | -0.25982 | 1.3288 | -0.32907 | 1.3288 | 0.35622 | 0.37403 | 0.30805 | 0.32128
428085-1-FL, (2) 96in, T8 lamp, IS EB, RLO (BF<0.85), Lumens=8304, W/fixt=98 (Retrofit) | 25.0825 | 20.8596 | 39.0981 | 158782.8093 | 2540524.9481 | -503.6659 | -8058.6543 | -0.10568 | 1.3288 | -0.17493 | 1.3288 | -0.092937 | 1.3288 | -0.16219 | 1.3288 | 0.58941 | 0.61888 | 0.46825 | 0.48667
428086-1-FL, (4) 46in, T5HO lamp, (2) Programmed Start Ballast, (BF: 1.00), Lumens=19000, W/fixt=234 (Replace) | 28.357 | 23.5828 | 44.1687 | 179511.3525 | 2872181.64 | -567.3045 | -9076.8718 | 0.09966 | 1.3288 | 0.030409 | 1.3288 | 0.10263 | 1.3288 | 0.033377 | 1.3288 | 2.532 | 2.6586 | 1.1992 | 1.2269
428087-1-FL, (6) 46in, T5HO lamp, (3) Programmed Start Ballast, (BF: 1.00), Lumens=28500, W/fixt=351 (Replace, code reference) | 28.8843 | 24.0213 | 45.0686 | 182849.85 | 2925597.6 | -582.0291 | -9312.4656 | 0.076664 | 1.3288 | 0.0074142 | 1.3288 | 0.080727 | 1.3288 | 0.011476 | 1.3288 | 1.8491 | 1.9416 | 1.0206 | 1.0482
428089-1-Suction Line Insulation for Walk-In Freezer Units | 0.20018 | 0.15491 | 0.22523 | 1736.2345 | 19098.5795 | 0 | 0 | -2.0338 | 0 | -2.0854 | 0 | -1.9312 | 0 | -1.9828 | 0 | 0.056035 | 0.058837 | 0.054724 | 0.057393
428092-1-Lighting - T8 to 4ft 25 Watt Lamp & Ballast (2 Lamp) | 16.1087 | 13.3966 | 25.3048 | 101974.9219 | 1529623.8283 | -320.713 | -4810.6954 | 0.045175 | 1.3079 | -0.023354 | 1.3079 | 0.050656 | 1.3079 | -0.017873 | 1.3079 | 1.3567 | 1.4245 | 0.85043 | 0.87659
428093-1-Lighting - T8 to 4ft 25 Watt Lamp & Ballast (4 Lamp) | 12.2357 | 10.1757 | 19.2207 | 77456.9083 | 1161853.6243 | -243.6034 | -3654.0513 | 0.079475 | 1.3079 | 0.010946 | 1.3079 | 0.083323 | 1.3079 | 0.014794 | 1.3079 | 1.9326 | 2.0292 | 1.0458 | 1.0734
429002-2-Small Pkg AC, increase refrigerant charge from typical under-charge to factory specified level | 85.3951 | 21.3036 | 194.5621 | 290914.6968 | 2909146.968 | -19.2086 | -192.0862 | 0.097579 | 1.1968 | 0.016422 | 1.1968 | 0.10197 | 1.1968 | 0.020815 | 1.1968 | 2.057 | 2.1599 | 1.0943 | 1.1227
429003-2-Small Pkg AC, increase refrigerant charge from high under-charge to factory specified level | 6.5539 | 1.635 | 14.9322 | 22327.0398 | 223270.398 | -1.4742 | -14.7422 | 0.097579 | 1.1968 | 0.016422 | 1.1968 | 0.10197 | 1.1968 | 0.020815 | 1.1968 | 2.057 | 2.1599 | 1.0943 | 1.1227
429004-2-Small Pkg AC, decrease refrigerant charge from typical over-charge to factory specified level | 8.0464 | 2.0073 | 18.3326 | 27411.4152 | 274114.152 | -1.8099 | -18.0993 | 0.097579 | 1.1968 | 0.016422 | 1.1968 | 0.10197 | 1.1968 | 0.020815 | 1.1968 | 2.057 | 2.1599 | 1.0943 | 1.1227
429005-2-Small Pkg AC, decrease refrigerant charge from high over-charge to factory specified level | 47.2615 | 11.7904 | 107.6794 | 161005.221 | 1610052.21 | -10.6309 | -106.3091 | 0.098477 | 1.1968 | 0.01732 | 1.1968 | 0.10528 | 1.1968 | 0.024127 | 1.1968 | 2.0772 | 2.2445 | 1.0999 | 1.1451
429006-2-Replaced refrig. line insulation (A/C) | 0.31586 | 0.24444 | 0.35539 | 2739.6427 | 30136.0703 | 0 | 0 | -1.7432 | 0 | -1.7948 | 0 | -1.6542 | 0 | -1.7058 | 0 | 0.064772 | 0.06802 | 0.063026 | 0.066098
429008-2-Cleaned Condenser Coil | 318.8309 | 79.5392 | 319.178 | 1086157.8 | 3258473.4 | 0 | 0 | 0.083555 | 0 | 0.010116 | 0 | 0.087755 | 0 | 0.014317 | 0 | 1.9472 | 2.0445 | 1.0626 | 1.0909
429009-2-Cleaned Evap. Coil | 91.6082 | 22.8536 | 70.7015 | 312080.7384 | 936242.2152 | 0 | 0 | -0.13196 | 0 | -0.2054 | 0 | -0.11748 | 0 | -0.19092 | 0 | 0.56552 | 0.59384 | 0.45541 | 0.4736
429012-2-Straighten Condenser Coil Fins | 34.9553 | 8.7203 | 24.9241 | 119081.8135 | 357245.4405 | 0 | 0 | -0.14474 | 0 | -0.21818 | 0 | -0.12967 | 0 | -0.2031 | 0 | 0.5427 | 0.56984 | 0.44049 | 0.4582
429013-2-Duct Seal Testing | 0.45437 | 0.11335 | 0.70434 | 1547.91 | 27862.3794 | -9.8689 | -177.6411 | -1.3785 | 1.3676 | -1.4662 | 1.3676 | -1.3031 | 1.3676 | -1.3908 | 1.3676 | 0.124 | 0.1302 | 0.11749 | 0.12305
429014-2-Replaced air filter | 32.9663 | 7.5682 | 24.219 | 101114.325 | 101114.325 | 0 | 0 | -0.32006 | 0 | -0.39593 | 0 | -0.29637 | 0 | -0.37224 | 0 | 0.35668 | 0.37452 | 0.30949 | 0.32282
429015-2-Replaced hot water line insulation (electric) | 0.2811 | 0.31035 | 0 | 2065.1443 | 6195.4329 | 0 | 0 | -0.64734 | 0 | -0.69584 | 0 | -0.61111 | 0 | -0.65961 | 0 | 0.14912 | 0.15658 | 0.14018 | 0.14675
429016-2-Replaced hot water line insulation (gas) | 0 | 0 | 0 | 0 | 0 | 817.9376 | 8997.3132 | 0 | -3.5887 | 0 | -4.0601 | 0 | -3.3653 | 0 | -3.8367 | 0.23501 | 0.24676 | 0.21355 | 0.22321
429018-2-Boiler Cleaning - Laundry Dry Cleaners (Gas) | 0 | 0 | 0 | 0 | 0 | 2172.6688 | 10863.344 | 0 | 0.77867 | 0 | 0.35942 | 0 | 0.78829 | 0 | 0.36904 | 4.8563 | 5.0991 | 1.5786 | 1.6034
429019-2-Super Low Flow Showerhead | 0 | 0 | 0 | 0 | 0 | 1950.2103 | 19502.1029 | 0 | -0.1839 | 0 | -0.64608 | 0 | -0.12366 | 0 | -0.58584 | 0.85461 | 0.89735 | 0.62591 | 0.64853
429020-2-Super Low Flow Batheroom Aerator | 0 | 0 | 0 | 0 | 0 | 2565.3869 | 25653.8692 | 0 | -0.94566 | 0 | -1.4078 | 0 | -0.84842 | 0 | -1.3106 | 0.53339 | 0.56027 | 0.43434 | 0.452
429021-2-Cleaned Condenser Coil for Refrigeration Unit Serving Walkins | 3.2818 | 0.81871 | 4.095 | 11180 | 33540 | 0 | 0 | 0.054834 | 0 | -0.018605 | 0 | 0.060402 | 0 | -0.013036 | 0 | 1.4689 | 1.5424 | 0.90227 | 0.92946
429022-2-Cleaned Condenser Coil Refrigeration Unit Serving Reach-ins | 3.1177 | 0.77777 | 3.8902 | 10621 | 31863 | 0 | 0 | 0.054834 | 0 | -0.018605 | 0 | 0.060402 | 0 | -0.013036 | 0 | 1.4689 | 1.5424 | 0.90227 | 0.92946
429023-2-Suction Line Insulation for Walk-In Refrigeration Units | 0.008579 | 0.0066391 | 0.0096525 | 74.41 | 818.5105 | 0 | 0 | -2.1481 | 0 | -2.1997 | 0 | -2.04 | 0 | -2.0916 | 0 | 0.053214 | 0.055874 | 0.05203 | 0.054571
429029-2-Refrigeration - Night Covers for Display Cases Med Temp | 0.65141 | 0.50412 | -1.5219 | 5650.0598 | 28250.2991 | 555.893 | 2779.4651 | -0.40349 | -3.9956 | -0.4506 | -4.4621 | -0.37903 | -3.7534 | -0.42614 | -4.2198 | 0.21449 | 0.22522 | 0.19648 | 0.20544
429030-2-Refrigeration - Anti-Sweat Heater Controls | 0.28328 | 0.21922 | 0.037565 | 2457 | 29484 | 0 | 0 | 0.066551 | 0 | 0.014258 | 0 | 0.069206 | 0 | 0.016913 | 0 | 2.1935 | 2.3032 | 1.132 | 1.1605
429031-2-Refrigeration - Food Service -Auto Closer for Main Cooler Doors | 8.9007 | 6.8881 | 16.4502 | 77200.344 | 617602.752 | 0 | 0 | 0.083813 | 0 | 0.034269 | 0 | 0.085341 | 0 | 0.035796 | 0 | 3.6136 | 3.7943 | 1.4199 | 1.447
429032-2-Refrigeration - Food Service -Auto Closer for Main Freezer Doors | 7.3124 | 5.659 | 3.4632 | 63424.764 | 507398.112 | 0 | 0 | 0.10356 | 0 | 0.054011 | 0 | 0.10414 | 0 | 0.054598 | 0 | 9.4012 | 9.8712 | 1.873 | 1.8909
429033-2-Refrigeration - Vending Machine Controller | 2.0537 | 1.5893 | 0 | 17812.6 | 89063 | 0 | 0 | 0.052319 | 0 | 0.005213 | 0 | 0.055074 | 0 | 0.0079682 | 0 | 1.9042 | 1.9995 | 1.0497 | 1.078
429036-2-CFL, 20W lamp, Integral or Modular, Tube or Spiral or Flood | 9.5707 | 8.2556 | 14.3629 | 65637 | 216602.1 | -195.7527 | -645.9839 | 0.096142 | 1.0552 | 0.040494 | 1.0552 | 0.097762 | 1.0552 | 0.042114 | 1.0552 | 3.7339 | 3.9206 | 1.4165 | 1.4426
429039-2-CFL, 11W lamp, Integral or Modular, Tube or Spiral or Flood | 0.52752 | 0.45503 | 0.78764 | 3617.7569 | 11938.5977 | -10.7722 | -35.5482 | 0.079186 | 1.0552 | 0.023538 | 1.0552 | 0.081613 | 1.0552 | 0.025966 | 1.0552 | 2.4919 | 2.6165 | 1.1913 | 1.2191
429040-2-CFL, 13W lamp, Integral or Modular, Tube or Spiral or Flood | 10.4152 | 8.984 | 15.5727 | 71428.5 | 235714.05 | -211.7115 | -698.6479 | 0.087601 | 1.0552 | 0.031953 | 1.0552 | 0.089638 | 1.0552 | 0.033991 | 1.0552 | 2.985 | 3.1351 | 1.2935 | 1.3209
429044-2-CFL, 23W lamp, Integral or Modular, Tube or Spiral or Flood | 20.2299 | 17.45 | 30.2252 | 138738.6 | 457837.38 | -412.6766 | -1361.8326 | 0.10606 | 1.0552 | 0.050409 | 1.0552 | 0.10721 | 1.0552 | 0.051562 | 1.0552 | 5.2704 | 5.5354 | 1.5927 | 1.6161
429056-2-CFL, 14W w/Reflector | 6.7699 | 5.8396 | 10.1223 | 46428.525 | 153214.1325 | -137.6125 | -454.1212 | 0.060022 | 1.0552 | 0.0043739 | 1.0552 | 0.063361 | 1.0552 | 0.0077137 | 1.0552 | 1.8112 | 1.9018 | 1.0099 | 1.0375
429057-2-CFL, 18W w/Reflector | 21.5342 | 18.575 | 32.2393 | 147683.25 | 487354.725 | -440.154 | -1452.5082 | 0.079904 | 1.0552 | 0.024257 | 1.0552 | 0.082297 | 1.0552 | 0.02665 | 1.0552 | 2.5275 | 2.6538 | 1.1994 | 1.2271
429058-2-CFL, 23W w/Reflector | 25.7472 | 22.209 | 38.4684 | 176576.4 | 582702.12 | -525.2247 | -1733.2415 | 0.090929 | 1.0552 | 0.035281 | 1.0552 | 0.092797 | 1.0552 | 0.037149 | 1.0552 | 3.238 | 3.3999 | 1.3388 | 1.3657
429060-2-CF Hardwired Fixture 28W | 5.8649 | 5.059 | 8.788 | 40222 | 132732.6 | -119.99 | -395.967 | -0.0031836 | 1.0552 | -0.058831 | 1.0552 | 0.003166 | 1.0552 | -0.052482 | 1.0552 | 0.95252 | 1.0001 | 0.67205 | 0.69541
429061-2-Lighting - Standard Tier 5' Case Door | 16.2978 | 13.5538 | 15.9075 | 103171.5 | 825372 | 0 | 0 | -0.11386 | 0 | -0.1768 | 0 | -0.10143 | 0 | -0.16437 | 0 | 0.5639 | 0.59209 | 0.45436 | 0.47248
429062-2-Lighting - Standard Tier 6' Case Door | 87.7668 | 72.9903 | 85.2 | 555600 | 4444800 | 0 | 0 | 0.0034074 | 0 | -0.059537 | 0 | 0.010256 | 0 | -0.052688 | 0 | 1.0237 | 1.0749 | 0.71205 | 0.73644
429066-2-LED OPEN Sign Replacing Neon OPEN Sign | 5.4034 | 4.4937 | 4.6661 | 34205.6 | 547289.6 | -115.0721 | -1841.1537 | 0.063427 | 1.3288 | -0.0058231 | 1.3288 | 0.068123 | 1.3288 | -0.0011271 | 1.3288 | 1.5983 | 1.6782 | 0.93866 | 0.96568
429071-2-Lighting - 2 Ft 4th Gen. T-8 with Elec. Ballast (1 Lamp) | 4.1403 | 3.4432 | 6.5039 | 26209.7327 | 393145.9907 | -82.4301 | -1236.4515 | -0.058557 | 1.3079 | -0.12709 | 1.3079 | -0.048129 | 1.3079 | -0.11666 | 1.3079 | 0.71363 | 0.74934 | 0.54345 | 0.56391
429072-2-Lighting - 3 Ft 4th Gen. T-8 with Elec. Ballast (1 Lamp) | 7.5278 | 6.2604 | 11.8252 | 47654.0595 | 714810.8922 | -149.8729 | -2248.0936 | 0.036377 | 1.3079 | -0.032152 | 1.3079 | 0.042277 | 1.3079 | -0.026252 | 1.3079 | 1.2604 | 1.3234 | 0.81155 | 0.83722
429073-2-Lighting - 4 Ft 4th Gen. T-8 with Elec. Ballast (1 Lamp) | 67.7502 | 56.3437 | 106.4269 | 428886.5353 | 6433298.03 | -1348.8561 | -20232.842 | -0.079035 | 1.3079 | -0.14756 | 1.3079 | -0.067639 | 1.3079 | -0.13617 | 1.3079 | 0.65257 | 0.68519 | 0.5073 | 0.5268
429074-2-Lighting - 4 Ft 4th Gen. T-8 with Elec. Ballast (2-Lamp) | 52.6946 | 43.8229 | 82.7765 | 333578.4164 | 5003676.2456 | -1049.1103 | -15736.6549 | 0.06222 | 1.3079 | -0.0063096 | 1.3079 | 0.07764 | 1.3079 | 0.0091111 | 1.3079 | 1.5925 | 1.8897 | 0.93743 | 1.0331
429075-2-Lighting - 4 Ft 2nd Gen. T-8 with Elec. Ballast (3-Lamp) | 4.8128 | 4.0025 | 7.502 | 30466.8006 | 487468.81 | -96.642 | -1546.272 | -0.18101 | 1.3288 | -0.25026 | 1.3288 | -0.16468 | 1.3288 | -0.23393 | 1.3288 | 0.45996 | 0.48296 | 0.38269 | 0.39848
429076-2-Lighting - 4 Ft 2nd Gen. T-8 with Elec. Ballast (4-Lamp) | 12.7543 | 10.6069 | 19.8983 | 80739.7482 | 1291835.9708 | -255.5963 | -4089.54 | -0.22801 | 1.3288 | -0.29726 | 1.3288 | -0.20944 | 1.3288 | -0.27869 | 1.3288 | 0.40454 | 0.42477 | 0.34354 | 0.35802
429077-2-Lighting - T8 to 4ft 28 Watt Lamp & Ballast (1 Lamp) | 11.2917 | 9.3906 | 17.7378 | 71481.0892 | 1072216.3384 | -224.8094 | -3372.1403 | -0.24483 | 1.3079 | -0.31336 | 1.3079 | -0.22554 | 1.3079 | -0.29407 | 1.3079 | 0.3855 | 0.40478 | 0.32972 | 0.34372
429078-2-Lighting - T8 to 4ft 28 Watt Lamp & Ballast (2 Lamp) | 9.0334 | 7.5125 | 14.1903 | 57184.8714 | 857773.0707 | -179.8475 | -2697.7123 | -0.031191 | 1.3079 | -0.099721 | 1.3079 | -0.022054 | 1.3079 | -0.090583 | 1.3079 | 0.81562 | 0.85649 | 0.60065 | 0.62253
429079-2-Lighting - T8 to 4ft 28 Watt Lamp & Ballast (3 Lamp) | 45.1668 | 37.5625 | 70.9513 | 285924.3569 | 4288865.3533 | -899.2374 | -13488.5613 | 0.0025186 | 1.3079 | -0.066011 | 1.3079 | 0.010031 | 1.3079 | -0.058498 | 1.3079 | 0.98989 | 1.0394 | 0.69012 | 0.71382
429081-2-4-foot (4-lamp) - (2) 48in (2) Premium Instant Start Ballast - Reduced Light Ouput w/Reflector T8 LF | 31.6167 | 26.2937 | 49.6659 | 200147.0498 | 3002205.7473 | -629.4662 | -9441.9929 | -0.0027633 | 1.3079 | -0.071293 | 1.3079 | 0.0050009 | 1.3079 | -0.063528 | 1.3079 | 0.95782 | 1.0057 | 0.67438 | 0.69778
429084-2-FL, (1) 96in, T8 lamp, IS EB, RLO (BF<.85), Tandem 2 Lamp Ballast, Lumens=4152, W/fixt=49 (Retrofit) | 1.4248 | 1.1849 | 2.2215 | 9019.4419 | 144311.0706 | -28.569 | -457.1036 | -0.42058 | 1.3288 | -0.48983 | 1.3288 | -0.39282 | 1.3288 | -0.46207 | 1.3288 | 0.27081 | 0.28436 | 0.24204 | 0.25281
429085-2-FL, (2) 96in, T8 lamp, IS EB, RLO (BF<0.85), Lumens=8304, W/fixt=98 (Retrofit) | 30.8057 | 25.6192 | 48.0193 | 195012.913 | 3120206.608 | -618.5893 | -9897.4294 | -0.19634 | 1.3288 | -0.26559 | 1.3288 | -0.17927 | 1.3288 | -0.24852 | 1.3288 | 0.44028 | 0.4623 | 0.36897 | 0.38431
429086-2-FL, (4) 46in, T5HO lamp, (2) Programmed Start Ballast, (BF: 1.00), Lumens=19000, W/fixt=234 (Replace) | 19.295 | 16.0464 | 30.0538 | 122145.0675 | 1954321.08 | -386.0115 | -6176.1839 | 0.057209 | 1.3288 | -0.012041 | 1.3288 | 0.062198 | 1.3288 | -0.0070524 | 1.3288 | 1.506 | 1.5813 | 0.90667 | 0.93343
429087-2-FL, (6) 46in, T5HO lamp, (3) Programmed Start Ballast, (BF: 1.00), Lumens=28500, W/fixt=351 (Replace, code reference) | 42.5922 | 35.4213 | 66.4571 | 269626.05 | 4314016.8 | -858.2463 | -13731.9407 | 0.00063781 | 1.3288 | -0.068612 | 1.3288 | 0.0083204 | 1.3288 | -0.06093 | 1.3288 | 0.97774 | 1.0266 | 0.6841 | 0.70768
429089-2-Suction Line Insulation for Walk-In Freezer Units | 0.0015598 | 0.0012071 | 0.001755 | 13.5291 | 148.8201 | 0 | 0 | -2.1501 | 0 | -2.2017 | 0 | -2.0417 | 0 | -2.0933 | 0 | 0.053167 | 0.055831 | 0.051985 | 0.054529
429092-2-Lighting - T8 to 4ft 25 Watt Lamp & Ballast (2 Lamp) | 459.494 | 382.1332 | 721.8069 | 2908787.1118 | 43631806.6775 | -9148.1896 | -137222.8438 | 0.023516 | 1.3079 | -0.045013 | 1.3079 | 0.030043 | 1.3079 | -0.038486 | 1.3079 | 1.1419 | 1.1991 | 0.76071 | 0.78569
429093-2-Lighting - T8 to 4ft 25 Watt Lamp & Ballast (4 Lamp) | 179.8089 | 149.5361 | 282.4571 | 1138264.8648 | 17073972.9723 | -3579.8642 | -53697.9626 | 0.051625 | 1.3079 | -0.016904 | 1.3079 | 0.056799 | 1.3079 | -0.01173 | 1.3079 | 1.4372 | 1.5091 | 0.88138 | 0.90789
462161-1-Pre-Rinse Spray Head In Restaurants | 0 | 0 | 0 | 0 | 0 | 1540.89 | 15408.9 | 0 | 0.82879 | 0 | 0.31711 | 0 | 0.86029 | 0 | 0.34862 | 3.2522 | 3.5567 | 1.3605 | 1.411
462169-2-Pre-Rinse Spray Head In Restaurants | 0 | 0 | 0 | 0 | 0 | 8018.335 | 80183.35 | 0 | 0.56865 | 0 | 0.056982 | 0 | 0.59856 | 0 | 0.086892 | 1.9053 | 2.0006 | 1.05 | 1.0783
462173-2-Bi-Level Light Fixture Stairwell/Hall/Garage Fixtures | 0.53475 | 0.44472 | 0.3822 | 3385.2 | 27081.6 | 0 | 0 | -0.094203 | 0 | -0.15715 | 0 | -0.082702 | 0 | -0.14565 | 0 | 0.60981 | 0.64031 | 0.4837 | 0.50269
462659-Comp. Air | 54.9136 | 60.627 | 0 | 403425.009 | 6051375.135 | 0 | 0 | 0.12737 | 0 | 0.069686 | 0 | 0.13154 | 0 | 0.073852 | 0 | 17.8696 | 39.867 | 2.0682 | 2.2093
462660-Process Heat | 5.8948 | 6.5081 | 5.7915 | 43306.38 | 429855.92 | 14527.89 | 144202.76 | 0.054228 | 0.46185 | 4.1925e-05 | 0.00035707 | 0.087855 | 0.74824 | 0.033668 | 0.28675 | 1.7479 | 3.2594 | 1.0003 | 1.3618
462661-ProcRefr | 4.1925 | 4.6287 | 4.1418 | 30800.5425 | 336957.935 | 0 | 0 | 0.033357 | 0 | -0.021552 | 0 | 0.056158 | 0 | 0.0012492 | 0 | 1.3509 | 1.7771 | 0.8563 | 1.0098
462662-Swimming Pool Equimpent | 7.9177 | 8.7415 | 7.0902 | 58167.72 | 770722.29 | 2096.64 | 27780.48 | 0.087102 | 0.83651 | 0.030583 | 0.29371 | 0.11198 | 1.0755 | 0.055464 | 0.53266 | 2.9316 | 6.5403 | 1.301 | 1.7228
462663-Water Heating | 0.096298 | 0.10632 | 0 | 707.454 | 12314.94 | 3854.466 | 67096.26 | 0.031763 | 0.28309 | -0.027406 | -0.24425 | 0.043164 | 0.3847 | -0.016005 | -0.14265 | 1.2979 | 1.4533 | 0.8347 | 0.89634
462664-Pumping | 6.4286 | 7.0975 | 4.7859 | 47228.103 | 708421.545 | 0 | 0 | 0.043137 | 0 | -0.014548 | 0 | 0.09378 | 0 | 0.036096 | 0 | 1.47 | 3.2795 | 0.90267 | 1.3653
462665-RetroComm | 19.3507 | 21.364 | 3.8831 | 142160.562 | 1694991.3162 | 20406.2328 | 243305.0834 | 0.087103 | 0.83059 | 0.031502 | 0.30039 | 0.099489 | 0.94871 | 0.043888 | 0.41851 | 3.0283 | 4.2558 | 1.3197 | 1.5094
462666-Lighting - Exterior | 4.4227 | 3.6781 | 3.2117 | 27997.515 | 391031.9595 | 0 | 0 | -0.0010881 | 0 | -0.068841 | 0 | 0.086951 | 0 | 0.019198 | 0 | 0.99318 | 2.2158 | 0.69715 | 1.1378
462667-Lighting - Int. CF/LED | 45.3174 | 37.6878 | 38.6685 | 286878.15 | 3336966.6408 | -356.85 | -4150.8792 | 0.10747 | 1.2335 | 0.041532 | 1.2335 | 0.13327 | 1.2335 | 0.067332 | 1.2335 | 3.2657 | 7.2859 | 1.3549 | 1.7572
462668-Lighting - Int. LF | 2.3211 | 1.9303 | 2.691 | 14693.4 | 220401 | -15.2059 | -228.088 | 0.064185 | 1.032 | 0.0079605 | 1.032 | -0.02822 | 1.032 | -0.084445 | 1.032 | 1.9376 | 0.81664 | 1.0558 | 0.60402
462669-Chiller DB | 11.5612 | 2.0875 | 3.7515 | 38019.232 | 760384.6397 | 0 | 0 | 0.082638 | 0 | -0.0063604 | 0 | 0.10092 | 0 | 0.011918 | 0 | 1.6583 | 1.941 | 0.97035 | 1.0607
462670-Chiller ROB | 25.923 | 4.6806 | 0.62427 | 85248.1665 | 1704963.33 | 0 | 0 | 0.20723 | 0 | 0.11442 | 0 | 0.20955 | 0 | 0.11673 | 0 | 22.0257 | 28.7948 | 2.1144 | 2.1632
462671-HVAC - ASD and Flow | 133.3301 | 33.262 | 38.803 | 454214.1825 | 6923996.6845 | 1213.5825 | 18499.7332 | 0.14224 | 0.93222 | 0.056592 | 0.37089 | 0.16918 | 1.1088 | 0.083529 | 0.54744 | 3.4487 | 6.4312 | 1.3937 | 1.7152
462672-HVAC Controlls | 213.6655 | 53.3034 | 13.806 | 727892.1 | 10619759.1 | 10307.7 | 150386.7 | 0.15549 | 1.0144 | 0.070367 | 0.45906 | 0.17956 | 1.1714 | 0.094431 | 0.61605 | 4.5652 | 10.1849 | 1.5466 | 1.9021
462673-HVAC Distribution | 35.1305 | 8.7641 | 13.5311 | 119678.715 | 1453617.6724 | -287.82 | -3495.8617 | 0.018386 | 1.245 | -0.064686 | 1.245 | 0.099965 | 1.245 | 0.016894 | 1.245 | 1.0875 | 2.0279 | 0.73867 | 1.0783
462674-HVAC DXAC/HP_equip | 6.5445 | 1.6327 | 4.8672 | 22294.935 | 334424.025 | 1384.11 | 20761.65 | 0.029161 | 0.19083 | -0.056289 | -0.36836 | 0.071261 | 0.46634 | -0.014189 | -0.092854 | 1.1708 | 1.5541 | 0.78025 | 0.93371
401064-Agriculture - Low Pressure Sprinkler Nozzles (per nozzle) | 0.031188 | 0.034433 | 0.1833 | 229.125 | 4582.5 | 0 | 0 | 0.11523 | 0 | 0.054641 | 0 | 0.1204 | 0 | 0.059805 | 0 | 5.3503 | 6.646 | 1.6275 | 1.7301
402003-Food Service - Hot Food Holding Cabinet-Half-Size | 0.096882 | 0.10696 | 0.117 | 711.75 | 8541 | 0 | 0 | 0.039563 | 0 | -0.016093 | 0 | 0.096587 | 0 | 0.040931 | 0 | 1.4366 | 3.8756 | 0.88998 | 1.4586
402005-Food Service - Commercial Gas Fryer | 0 | 0 | 0 | 0 | 0 | 3155.1 | 37861.2 | 0 | 1.0248 | 0 | 0.49387 | 0 | 1.0716 | 0 | 0.54065 | 5.7219 | 7.2941 | 1.6603 | 1.771
402007-Food Service-Commercial Gas Large Vat Fryer, Cooking Efficiency >= 50% | 0 | 0 | 0 | 0 | 0 | 525.85 | 6310.2 | 0 | 1.0248 | 0 | 0.49387 | 0 | 1.0716 | 0 | 0.54065 | 5.7219 | 7.2941 | 1.6603 | 1.771
402022-Food Service - Griddle-Electric | 0.70392 | 0.77716 | 1.17 | 5171.4 | 62056.8 | 0 | 0 | 0.10137 | 0 | 0.045715 | 0 | 0.11631 | 0 | 0.060651 | 0 | 4.5192 | 9.3865 | 1.5413 | 1.8724
402025-Food Service - Combination Oven-Gas | 0 | 0 | 0 | 0 | 0 | 261.95 | 3143.4 | 0 | -0.70857 | 0 | -1.1891 | 0 | 0.78177 | 0 | 0.30121 | 0.61335 | 3.2843 | 0.48592 | 1.3661
402026-Food Service - Convection Oven-Electric | 0.49087 | 0.54194 | 0.741 | 3606.2 | 43274.4 | 0 | 0 | 0.077502 | 0 | 0.021847 | 0 | 0.10697 | 0 | 0.051317 | 0 | 2.4714 | 5.6104 | 1.2017 | 1.6508
402027-Food Service - Convection Oven-Gas | 0 | 0 | 0 | 0 | 0 | 464.1 | 5569.2 | 0 | 0.74475 | 0 | 0.2138 | 0 | 0.9843 | 0 | 0.45336 | 2.4982 | 4.8217 | 1.208 | 1.575
402032-Ventilation Control - Retrofit | 7.7034 | 1.9218 | 4.446 | 26243.1 | 393646.5 | 0 | 0 | 0.14848 | 0 | 0.063033 | 0 | 0.18731 | 0 | 0.10186 | 0 | 3.89 | 15.9177 | 1.4607 | 2.0393
402033-Ventilation Control- New | 1.7119 | 0.42706 | 0.988 | 5831.8 | 87477 | 0 | 0 | 0.17166 | 0 | 0.086212 | 0 | 0.18731 | 0 | 0.10186 | 0 | 7.0872 | 15.9177 | 1.7586 | 2.0393
402034-Water Heating - HE Storage Water Heater | 0.00013165 | 0.00014535 | 0.00032885 | 0.9672 | 14.508 | 17.8932 | 268.398 | 0.024986 | 0.21984 | -0.032698 | -0.2877 | 0.053033 | 0.46661 | -0.0046518 | -0.040929 | 1.2273 | 1.6476 | 0.80492 | 0.96667
402037-Heating - Space Heating Boilers - Large | 0 | 0 | 0 | 0 | 0 | 43.4887 | 869.7749 | 0 | 1.0717 | 0 | 0.47182 | 0 | 1.3624 | 0 | 0.76261 | 4.2345 | 34.6129 | 1.5067 | 2.1909
402038-Water Heating -Commercial Boiler | 0 | 0 | 0 | 0 | 0 | 242.5951 | 4851.901 | 0 | 1.1786 | 0 | 0.63234 | 0 | 1.1947 | 0 | 0.64838 | 12.8896 | 15.3772 | 1.9797 | 2.0301
402039-Water Heating -Instantaneous - Gas <=200MBtuh | 0.00017819 | 0.00019673 | 0.0004903 | 1.3091 | 26.182 | 25.935 | 518.7 | 0.1092 | 0.98452 | 0.048603 | 0.43821 | 0.12711 | 1.1461 | 0.066521 | 0.59976 | 4.3572 | 9.7013 | 1.522 | 1.8846
402046-Tank Insulation - High Temperature Applic. (LF) 2 in | 0 | 0 | 0 | 0 | 0 | 1926.5935 | 21192.5286 | 0 | 1.0499 | 0 | 0.57859 | 0 | 1.0741 | 0 | 0.60276 | 20.9862 | 38.8823 | 2.1044 | 2.2062
402051-Steam Trap Replacement, Commercial operating system <12 hrs/day, Dry Cleaners excluded | 0 | 0 | 0 | 0 | 0 | 337.0894 | 2022.5365 | 0 | 0.55151 | 0 | 0.1238 | 0 | 0.76593 | 0 | 0.33822 | 2.2286 | 4.2667 | 1.1412 | 1.5108
402057-A/C - Reflective Window Film Coastal | 0.50795 | 0.12672 | 1.0354 | 1730.43 | 17304.3 | -87.399 | -873.99 | 0.012849 | 1.1968 | -0.068307 | 1.1968 | 0.13302 | 1.1968 | 0.051861 | 1.1968 | 0.73105 | 2.2776 | 0.50121 | 0.93778
402058-A/C - Reflective Window Film Inland | 0.47127 | 0.11757 | 0.96067 | 1605.4545 | 16054.545 | -81.0868 | -810.8685 | 0.012849 | 1.1968 | -0.068307 | 1.1968 | 0.13302 | 1.1968 | 0.051861 | 1.1968 | 0.73105 | 2.2776 | 0.50121 | 0.93778
402060-Motors - VFD - HVAC Fans (per Hp) | 5.6763 | 1.4161 | 3.3475 | 19337.5 | 290062.5 | -34.775 | -521.625 | 0.17421 | 1.3079 | 0.088758 | 1.3079 | 0.18904 | 1.3079 | 0.10359 | 1.3079 | 7.699 | 18.256 | 1.7777 | 2.0517
402065-Network Power Management Software | 34.0263 | 37.5665 | 26.6257 | 249975.7352 | 1249878.6758 | 0 | 0 | 0.075106 | 0 | 0.02486 | 0 | 0.090325 | 0 | 0.040079 | 0 | 2.7707 | 4.3212 | 1.2683 | 1.5175
402067-Refrigerator - Early Replacement | 0.047962 | 0.037117 | 0.0741 | 416 | 2080 | -8.515 | -42.575 | -0.17188 | 1.0911 | -0.21899 | 1.0911 | -0.041445 | 1.0911 | -0.088551 | 1.0911 | 0.31144 | 0.57937 | 0.26687 | 0.44204
402135-Food Service - Steamer-Electric | 2.6681 | 2.9457 | 4.485 | 19601.4 | 235216.8 | 0 | 0 | 0.11867 | 0 | 0.063019 | 0 | 0.12255 | 0 | 0.066897 | 0 | 11.3198 | 17.0774 | 1.9384 | 2.0572
402140-Lighting - 8 Ft T-8 with Elec. Ballast | 0.22358 | 0.18593 | 0.35121 | 1415.3256 | 21229.8835 | -4.4512 | -66.7684 | 0.13827 | 1.3079 | 0.069745 | 1.3079 | 0.15297 | 1.3079 | 0.08444 | 1.3079 | 7.0949 | 21.3438 | 1.7249 | 2.0591
402144-Lighting - Remove 8 Ft T-8 (De-Lamp) | 0.49824 | 0.42977 | 0.84791 | 3416.9532 | 51254.2975 | -10.7464 | -161.1957 | 0.14247 | 1.3079 | 0.076868 | 1.3079 | 0.14656 | 1.3079 | 0.080953 | 1.3079 | 13.6095 | 21.6799 | 1.9501 | 2.06
402145-Lighting - Screw in 14-26 Watt Reflector Lamp | 1.0395 | 0.89669 | 1.554 | 7129.2672 | 23526.5818 | -21.165 | -69.8445 | 0.081886 | 1.0552 | 0.026238 | 1.0552 | 0.1123 | 1.0552 | 0.056651 | 1.0552 | 2.6315 | 7.1129 | 1.2223 | 1.7281
402150-Refrigeration - Food Service -Auto Closer for Main Cooler Doors | 0.078076 | 0.060422 | 0.1443 | 677.196 | 5417.568 | 0 | 0 | 0.085067 | 0 | 0.035522 | 0 | 0.098364 | 0 | 0.04882 | 0 | 3.7605 | 6.6152 | 1.442 | 1.728
402152-Refrigeration - New Refrigeration Case w/Doors-Low Temperature Case | 0.23067 | 0.17851 | 0.7564 | 2000.7 | 24008.4 | 380.835 | 4570.0202 | -0.10053 | -1.0207 | -0.15282 | -1.5516 | 0.026053 | 0.26453 | -0.02624 | -0.26642 | 0.54888 | 1.2707 | 0.44456 | 0.82336
402153-Refrigeration - New Refrigeration Case w/Doors-Medium Temperature Case | 0.017086 | 0.013223 | 0.05603 | 148.2 | 1778.4 | 28.21 | 338.52 | -0.078524 | -0.79728 | -0.13082 | -1.3282 | 0.081058 | 0.823 | 0.028764 | 0.29205 | 0.60901 | 2.9649 | 0.4832 | 1.3075
402156-Refrigeration - Night Covers for Display Cases Med Temp | 0.022302 | 0.017259 | -0.052104 | 193.44 | 967.2 | 19.032 | 95.16 | -0.30537 | -3.024 | -0.35248 | -3.4905 | 0.05973 | 0.59148 | 0.012624 | 0.12501 | 0.26514 | 2.184 | 0.23814 | 1.1294
402168-Food Service - Solid-Door Reach In Freezer 15-29' | 0.089992 | 0.069643 | 0.07995 | 780.5525 | 9366.63 | 0 | 0 | 0.053897 | 0 | 0.0016038 | 0 | 0.09934 | 0 | 0.047047 | 0 | 1.7878 | 5.3247 | 1.0133 | 1.6251
402169-Food Service - Solid-Door Reach In Freezer 30-49' | 0.15564 | 0.12045 | 0.13845 | 1349.9525 | 16199.43 | 0 | 0 | 0.074851 | 0 | 0.022558 | 0 | 0.095747 | 0 | 0.043454 | 0 | 2.5771 | 4.6045 | 1.2261 | 1.5511
402170-Food Service - Solid-Door Reach In Refrigerator <15' | 0.033371 | 0.025825 | 0.0299 | 289.445 | 3473.34 | 0 | 0 | 0.079156 | 0 | 0.026862 | 0 | 0.10166 | 0 | 0.049369 | 0 | 2.8342 | 5.9235 | 1.2814 | 1.6768
402172-Food Service - Solid-Door Reach In Refrigerator 15-29' | 0.048689 | 0.037679 | 0.04355 | 422.305 | 5067.66 | 0 | 0 | -0.087453 | 0 | -0.13975 | 0 | 0.10108 | 0 | 0.048789 | 0 | 0.58309 | 5.7617 | 0.46673 | 1.6636
402175-Lighting - Exterior Compact Fluorescent Fixture <=70 watts | 0.12224 | 0.10166 | 0.17193 | 773.8049 | 11607.0741 | -2.2901 | -34.3512 | 0.044704 | 1.3079 | -0.023825 | 1.3079 | 0.14812 | 1.3079 | 0.07959 | 1.3079 | 1.3533 | 12.8562 | 0.84957 | 1.9383
402176-Lighting - Exterior Induction Fixture <=100 watts | 8.3986 | 6.9846 | 0 | 53166.75 | 797501.25 | 0 | 0 | 0.089446 | 0 | 0.020917 | 0 | 0.1472 | 0 | 0.078673 | 0 | 2.2627 | 12.2507 | 1.1501 | 1.964
402177-Lighting - Exterior Induction Fixture <=120 watts | 0.11788 | 0.09803 | 0 | 746.2 | 11193 | 0 | 0 | 0.016457 | 0 | -0.052072 | 0 | 0.13786 | 0 | 0.069327 | 0 | 1.1144 | 7.1462 | 0.75479 | 1.7622
402178-Lighting - Exterior Induction Fixture <=180 watts | 2.7037 | 2.2485 | 0 | 17115.2345 | 256728.5175 | 0 | 0 | -0.052562 | 0 | -0.12109 | 0 | 0.13697 | 0 | 0.06844 | 0 | 0.75306 | 6.8743 | 0.56965 | 1.7452
402179-Lighting - Exterior Induction Fixture <=250 watts | 0.52539 | 0.43693 | 0 | 3325.92 | 49888.8 | 0 | 0 | 0.083575 | 0 | 0.015046 | 0 | 0.1433 | 0 | 0.074773 | 0 | 2.0895 | 9.4376 | 1.1036 | 1.8744
402180-Lighting - Exterior Induction Fixture <=70 watts | 0.21512 | 0.1789 | 0 | 1361.815 | 20427.225 | 0 | 0 | 0.060544 | 0 | -0.0079853 | 0 | 0.14684 | 0 | 0.078314 | 0 | 1.607 | 11.924 | 0.95254 | 1.9554
402181-Lighting - Exterior Pulse Start/Ceramic Metal Halide Fixtures <=100 watts | 0.031574 | 0.026258 | 0 | 199.875 | 2998.125 | 0 | 0 | 0.066344 | 0 | -0.0021854 | 0 | 0.15505 | 0 | 0.086523 | 0 | 1.7062 | 30.6267 | 0.98655 | 2.173
402183-Lighting - Exterior Pulse Start/Ceramic Metal Halide Fixtures <=175 watts | 0.028627 | 0.023807 | 0 | 181.22 | 2718.3 | 0 | 0 | -0.19933 | 0 | -0.26786 | 0 | 0.14297 | 0 | 0.07444 | 0 | 0.44572 | 9.2561 | 0.37437 | 1.8671
402184-Lighting - Exterior Pulse Start/Ceramic Metal Halide Fixtures <=250 watts | 0.1465 | 0.12184 | 0 | 927.42 | 13911.3 | 0 | 0 | -0.0095786 | 0 | -0.078108 | 0 | 0.15352 | 0 | 0.084989 | 0 | 0.94361 | 23.6846 | 0.67236 | 2.1287
402185-Lighting - Exterior Pulse Start/Ceramic Metal Halide Fixtures <=70 watts | 0.069041 | 0.057417 | 0 | 437.06 | 6555.9 | 0 | 0 | -0.0096446 | 0 | -0.078174 | 0 | 0.1555 | 0 | 0.08697 | 0 | 0.94324 | 33.4852 | 0.67217 | 2.1862
402186-Lighting - Exterior Pulse Start/Ceramic Metal Halide Fixtures <=750 watts | 0.10988 | 0.091378 | 0 | 695.565 | 10433.475 | 0 | 0 | -0.010481 | 0 | -0.07901 | 0 | 0.15126 | 0 | 0.082733 | 0 | 0.93862 | 17.7635 | 0.66982 | 2.0668
402187-Lighting - Interior Compact Fluorescent Fixture <=128 watts | 0.027164 | 0.02259 | 0.038207 | 171.9567 | 2579.3498 | -0.50891 | -7.6336 | 0.084245 | 1.3079 | 0.015716 | 1.3079 | 0.14812 | 1.3079 | 0.07959 | 1.3079 | 2.057 | 12.8562 | 1.0819 | 1.9383
402191-Lighting - Interior Compact Fluorescent Fixture <=70 watts | 0.31238 | 0.25979 | 0.43938 | 1977.5015 | 29662.5227 | -5.8524 | -87.7863 | -0.016534 | 1.3079 | -0.085064 | 1.3079 | 0.14204 | 1.3079 | 0.073507 | 1.3079 | 0.8846 | 8.5708 | 0.63752 | 1.8025
402197-Lighting - Interior Linear Fluorescent Fixture <=128 watts replacing 101-175 Watts | 1.625 | 1.3514 | 2.5527 | 10287.1499 | 154307.2485 | -32.3533 | -485.2992 | 0.046096 | 1.3079 | -0.022434 | 1.3079 | 0.14275 | 1.3079 | 0.074216 | 1.3079 | 1.3677 | 8.9034 | 0.85471 | 1.8145
402198-Lighting - Interior Linear Fluorescent Fixture <=192 watts replacing 176-399 Watts | 1.0897 | 0.90624 | 1.6999 | 6898.2914 | 103474.3704 | -21.8686 | -328.0297 | 0.086316 | 1.3079 | 0.017787 | 1.3079 | 0.14391 | 1.3079 | 0.075379 | 1.3079 | 2.1109 | 9.534 | 1.0957 | 1.839
402199-Lighting - Interior Linear Fluorescent Fixture <=244 watts replacing 400 Watts (Tier 1) | 3.8755 | 3.223 | 6.0364 | 24533.34 | 368000.1 | -77.532 | -1162.98 | 0.07282 | 1.3079 | 0.004291 | 1.3079 | 0.13758 | 1.3079 | 0.069052 | 1.3079 | 1.7853 | 6.8775 | 1.001 | 1.7116
402200-Lighting - Interior Linear Fluorescent Fixture <=600 watts replacing >=400 Watts (Tier 1) | 0.087482 | 0.072754 | 0.1365 | 553.8 | 8307 | -1.7628 | -26.442 | 0.048305 | 1.3079 | -0.020224 | 1.3079 | 0.12251 | 1.3079 | 0.053979 | 1.3079 | 1.3942 | 4.1327 | 0.8649 | 1.4686
402201-Lighting - Interior Linear Fluorescent Fixture <=64 watts replacing <=100 Watts | 1.0516 | 0.87454 | 1.6404 | 6657.0093 | 99855.1389 | -21.1037 | -316.5559 | 0.07073 | 1.3079 | 0.002201 | 1.3079 | 0.15227 | 1.3079 | 0.083743 | 1.3079 | 1.7435 | 19.4835 | 0.98769 | 2.0399
402202-Lighting - Interior Linear Fluorescent Fixture 245-360 watts replacing 400 Watts (Tier 2) | 0.48112 | 0.40012 | 0.75052 | 3045.6906 | 45685.3584 | -9.6553 | -144.8296 | 0.07712 | 1.3079 | 0.0085907 | 1.3079 | 0.14328 | 1.3079 | 0.074756 | 1.3079 | 1.8774 | 9.1842 | 1.0293 | 1.8255
402207-Lighting - Interior Pulse Start/Ceramic Metal Halide Fixtures <=70 watts | 0.03402 | 0.028292 | 0.05304 | 215.3576 | 3230.3641 | -0.68276 | -10.2414 | -0.012148 | 1.3079 | -0.080677 | 1.3079 | 0.15543 | 1.3079 | 0.086899 | 1.3079 | 0.9055 | 32.1454 | 0.64798 | 2.1276
402221-Lighting - T8 to 4ft 25 Watt Lamp | 9.3258 | 8.0443 | 15.8709 | 63957.4663 | 959361.9947 | -201.1474 | -3017.2113 | 0.1374 | 1.3079 | 0.0718 | 1.3079 | 0.14078 | 1.3079 | 0.075177 | 1.3079 | 9.3094 | 11.7919 | 1.829 | 1.9079
402222-Lighting - T8 to 4ft 28 Watt Lamp | 3.6313 | 3.1323 | 6.1799 | 24904.0115 | 373560.1723 | -78.3236 | -1174.8537 | 0.11996 | 1.3079 | 0.054352 | 1.3079 | 0.13375 | 1.3079 | 0.068141 | 1.3079 | 4.4591 | 7.5805 | 1.507 | 1.7506
402244-Pipe Insulation - Hot Water Applic. >=1 in. | 0 | 0 | 0 | 0 | 0 | 275.7618 | 3033.3799 | 0 | 0.97558 | 0 | 0.50422 | 0 | 1.0419 | 0 | 0.57059 | 8.6878 | 18.214 | 1.8428 | 2.0728
402246-Pipe Insulation - Low Pressure (<=15 psi) Steam Applic. >=1 in. | 0 | 0 | 0 | 0 | 0 | 1330.3701 | 14634.0715 | 0 | 1.0213 | 0 | 0.54992 | 0 | 1.0494 | 0 | 0.57808 | 13.5771 | 20.7866 | 1.9952 | 2.1024
402255-Refrigeration - Anti-Sweat Heater Controls | 0.20234 | 0.15659 | 0.026832 | 1755 | 21060 | 0 | 0 | 0.10045 | 0 | 0.048155 | 0 | 0.10528 | 0 | 0.05299 | 0 | 5.5944 | 7.1832 | 1.6494 | 1.7644
402256-Refrigeration - Food Service -Evaporator Fan Controller for Walk-In Coolers | 0.17774 | 0.13755 | 0.21185 | 1541.6427 | 24666.2832 | 0 | 0 | 0.096838 | 0 | 0.04198 | 0 | 0.11849 | 0 | 0.063628 | 0 | 4.0769 | 13.0611 | 1.4863 | 1.9837
402257-Lighting - Exterior LED Fixtures <=130 watts | 0.47042 | 0.39122 | 0 | 2977.975 | 47647.6 | 0 | 0 | -0.57556 | 0 | -0.64481 | 0 | 0.1023 | 0 | 0.033051 | 0 | 0.21961 | 2.7144 | 0.20076 | 1.2564
402258-Lighting - Exterior LED Fixtures <=110 watts | 0.8211 | 0.68286 | 0 | 5197.92 | 83166.72 | 0 | 0 | -0.50784 | 0 | -0.57709 | 0 | 0.087383 | 0 | 0.018133 | 0 | 0.24182 | 2.1715 | 0.21916 | 1.1261
402259-Lighting - Exterior LED Fixtures <=192watts | 3.2493 | 2.7023 | 0 | 20569.6855 | 329114.968 | 0 | 0 | -0.569 | 0 | -0.63825 | 0 | 0.081596 | 0 | 0.012346 | 0 | 0.22158 | 2.0152 | 0.20241 | 1.0825
402260-Lighting - Exterior LED Fixtures <=350 watts | 0.064149 | 0.053349 | 0 | 406.0875 | 6497.4 | 0 | 0 | -0.85467 | 0 | -0.92392 | 0 | 0.068736 | 0 | -0.00051434 | 0 | 0.15932 | 1.7372 | 0.14916 | 0.99683
402261-Lighting - Exterior LED Fixtures <=80 watts | 0.91091 | 0.75755 | 0 | 5766.4425 | 92263.08 | 0 | 0 | -0.52711 | 0 | -0.59636 | 0 | 0.099815 | 0 | 0.030564 | 0 | 0.23506 | 2.6058 | 0.21359 | 1.2326
402262-Lighting - Interior LED Fixtures <=110 watts | 0.84885 | 0.70594 | 1.3334 | 5373.5625 | 85977.0003 | -16.9 | -270.3993 | -0.14605 | 1.3288 | -0.2153 | 1.3288 | 0.13642 | 1.3288 | 0.067168 | 1.3288 | 0.51227 | 6.175 | 0.41824 | 1.6644
402266-Lighting - LED System <=15 watts Surface/Pendant/Recessed Down Lighting | 1.3836 | 1.1507 | 1.9461 | 8758.7664 | 140140.2631 | -25.9216 | -414.7456 | -0.064176 | 1.3288 | -0.13343 | 1.3288 | 0.13039 | 1.3288 | 0.061137 | 1.3288 | 0.69883 | 5.0036 | 0.535 | 1.5673
402269-Lighting - Linear LED Systems (T8 Basecase) | 0.0059147 | 0.0049189 | 0.0092912 | 37.4425 | 599.0796 | -0.11776 | -1.8841 | -2.4631 | 1.3288 | -2.5324 | 1.3288 | -0.90586 | 1.3288 | -0.97511 | 1.3288 | 0.06011 | 0.14777 | 0.058565 | 0.13877
402270-Lighting - Premium Tier 5' Case Door | 0.54707 | 0.45497 | 0.5304 | 3463.2 | 27705.6 | 0 | 0 | 0.0075776 | 0 | -0.055367 | 0 | 0.099725 | 0 | 0.03678 | 0 | 1.0543 | 3.0995 | 0.72671 | 1.333
402271-Lighting - Premium Tier 6' Case Door | 2.4291 | 2.0201 | 2.3452 | 15377.05 | 123016.4 | 0 | 0 | 0.048391 | 0 | -0.014554 | 0 | 0.10505 | 0 | 0.042106 | 0 | 1.4896 | 3.4909 | 0.91004 | 1.4006
402273-Lighting - Standard Tier 5' Case Door | 0.069924 | 0.058152 | 0.06825 | 442.65 | 3541.2 | 0 | 0 | -0.031636 | 0 | -0.09458 | 0 | 0.098984 | 0 | 0.03604 | 0 | 0.82312 | 3.052 | 0.60885 | 1.3241
402402-Heating - Greenhouse Heat Curtain | 0.016837 | 0.0042003 | 0 | 57.3571 | 286.7857 | 134.7547 | 673.7737 | 0.051931 | 0.31909 | -0.023986 | -0.14738 | 0.10736 | 0.65967 | 0.031442 | 0.19319 | 1.4133 | 2.5292 | 0.88099 | 1.2152
402403-Heating - Infrared Film for Greenhouse | 0.028499 | 0.0071096 | 0 | 97.0862 | 485.4308 | 1428.5534 | 7142.7668 | 0.14067 | 0.86432 | 0.064749 | 0.39785 | 0.14242 | 0.87512 | 0.066506 | 0.40865 | 4.8122 | 5.0528 | 1.5739 | 1.5988
402411-Lighting - Remove 4 Ft T-8 (De-Lamp 32W) | 3.4743 | 2.9969 | 5.9126 | 23827.0297 | 357405.4461 | -74.9365 | -1124.0468 | 0.12516 | 1.3079 | 0.059554 | 1.3079 | 0.1473 | 1.3079 | 0.081695 | 1.3079 | 5.2793 | 24.2964 | 1.5905 | 2.0813
402422-LED MR16 Up to 6 watt Interior LED Integral Lamp | 0.48118 | 0.41506 | 0.73323 | 3299.9804 | 26399.8436 | -9.7663 | -78.1304 | 0.053663 | 1.1538 | -0.0065052 | 1.1538 | 0.10382 | 1.1538 | 0.043655 | 1.1538 | 1.5771 | 3.7206 | 0.93262 | 1.4145
402423-LED MR16 7 -10 watt Interior lamp | 1.9217 | 1.6576 | 2.8184 | 13179.1121 | 105432.897 | -32.9478 | -263.5822 | 0.081905 | 1.1538 | 0.021737 | 1.1538 | 0.10172 | 1.1538 | 0.041556 | 1.1538 | 2.3433 | 3.534 | 1.1584 | 1.3899
402424-LED Integral PAR-20 lamp Up to 10 watt Interior | 1.1204 | 0.96644 | 1.7073 | 7683.8169 | 51465.6189 | -22.7403 | -152.3127 | 0.060754 | 1.1267 | 0.0017349 | 1.1267 | 0.091786 | 1.1267 | 0.032767 | 1.1267 | 1.7429 | 2.9122 | 0.98827 | 1.2796
402425-LED Integral PAR-30 lamp Up to 15 watt Interior | 1.8063 | 1.5581 | 2.7525 | 12388.0218 | 198208.3493 | -36.6624 | -586.5983 | 0.07336 | 1.3288 | 0.0070513 | 1.3288 | 0.13144 | 1.3288 | 0.065127 | 1.3288 | 1.8495 | 6.3899 | 1.0211 | 1.6802
402426-LED Integral PAR30 lamp 16-21watt | 0.67213 | 0.57976 | 1.0242 | 4609.4965 | 73751.9439 | -13.6418 | -218.2691 | 0.12612 | 1.3288 | 0.059814 | 1.3288 | 0.13439 | 1.3288 | 0.068084 | 1.3288 | 5.218 | 7.3027 | 1.5865 | 1.7373
402427-LED Integral PAR38 lamp Up to 16 watt | 0.47423 | 0.40906 | 0.72263 | 3252.2955 | 52036.7287 | -9.6252 | -154.0029 | 0.092552 | 1.3288 | 0.026243 | 1.3288 | 0.13181 | 1.3288 | 0.0655 | 1.3288 | 2.417 | 6.4922 | 1.1732 | 1.6872
402428-LED Integral PAR38 lamp 17-22 watt | 13.6668 | 11.7887 | 20.8256 | 93728.0601 | 1499648.9623 | -277.3885 | -4438.2164 | 0.12475 | 1.3288 | 0.058442 | 1.3288 | 0.13592 | 1.3288 | 0.069609 | 1.3288 | 4.9821 | 7.8834 | 1.564 | 1.7683
402429-LED Integral PAR38 lamp 23-25 watt | 0.22853 | 0.19713 | 0.34824 | 1567.2967 | 25076.7474 | -4.6384 | -74.2147 | 0.12817 | 1.3288 | 0.061866 | 1.3288 | 0.14092 | 1.3288 | 0.074611 | 1.3288 | 5.6158 | 10.6657 | 1.6214 | 1.8782
461831-LED Integral Candelabra lamp Up to 4 watt | 2.3821 | 2.0548 | 3.6299 | 16336.8741 | 261389.9856 | -48.349 | -773.5846 | 0.12842 | 1.3288 | 0.062113 | 1.3288 | 0.14307 | 1.3288 | 0.076763 | 1.3288 | 5.6678 | 12.5751 | 1.6257 | 1.9298
461832-LED Integral A-lamp Up to 7 watt Interior | 0.10837 | 0.093477 | 0.16513 | 743.2055 | 11891.2876 | -2.1995 | -35.1923 | 0.080188 | 1.3288 | 0.013879 | 1.3288 | 0.12588 | 1.3288 | 0.059575 | 1.3288 | 2.018 | 5.1753 | 1.0704 | 1.5825
461833-LED Integral A-lamp 8-10 watt Interior | 1.492 | 1.2869 | 2.2735 | 10232.0381 | 163712.6102 | -30.2818 | -484.508 | 0.11808 | 1.3288 | 0.051768 | 1.3288 | 0.14049 | 1.3288 | 0.074179 | 1.3288 | 4.0837 | 10.3505 | 1.463 | 1.8682
461834-LED Integral A-lamp Up to 11 watt Interior | 0.91484 | 0.78912 | 1.394 | 6274.0369 | 100384.5904 | -18.568 | -297.0885 | 0.12032 | 1.3288 | 0.054015 | 1.3288 | 0.12323 | 1.3288 | 0.05692 | 1.3288 | 4.3476 | 4.744 | 1.4955 | 1.5397
461835-LED Integral A-lamp 12-17 watt Interior | 7.727 | 6.6651 | 11.7744 | 52992.2786 | 847876.4575 | -156.8308 | -2509.2934 | 0.11701 | 1.3288 | 0.050698 | 1.3288 | 0.12588 | 1.3288 | 0.059575 | 1.3288 | 3.969 | 5.1753 | 1.448 | 1.5825
461836-LED Integral A-lamp 18-30 watt Interior | 0.97532 | 0.8413 | 1.4862 | 6688.8493 | 107021.5881 | -19.7957 | -316.7308 | 0.11905 | 1.3288 | 0.052744 | 1.3288 | 0.13562 | 1.3288 | 0.069311 | 1.3288 | 4.1943 | 7.7629 | 1.4769 | 1.7622
462659-Comp. Air | 27.4568 | 30.3135 | 0 | 201712.5045 | 3025687.5675 | 0 | 0 | 0.12737 | 0 | 0.069686 | 0 | 0.13154 | 0 | 0.073852 | 0 | 17.8696 | 39.867 | 2.0682 | 2.2093
462660-Process Heat | 2.9474 | 3.2541 | 2.8958 | 21653.19 | 214927.96 | 7263.945 | 72101.38 | 0.054228 | 0.46185 | 4.1925e-05 | 0.00035707 | 0.087855 | 0.74824 | 0.033668 | 0.28675 | 1.7479 | 3.2594 | 1.0003 | 1.3618
462661-ProcRefr | 2.0963 | 2.3144 | 2.0709 | 15400.2712 | 168478.9675 | 0 | 0 | 0.033357 | 0 | -0.021552 | 0 | 0.056158 | 0 | 0.0012492 | 0 | 1.3509 | 1.7771 | 0.8563 | 1.0098
462662-Swimming Pool Equimpent | 3.9589 | 4.3707 | 3.5451 | 29083.86 | 385361.145 | 1048.32 | 13890.24 | 0.087102 | 0.83651 | 0.030583 | 0.29371 | 0.11198 | 1.0755 | 0.055464 | 0.53266 | 2.9316 | 6.5403 | 1.301 | 1.7228
462663-Water Heating | 0.048149 | 0.053158 | 0 | 353.727 | 6157.47 | 1927.233 | 33548.13 | 0.031763 | 0.28309 | -0.027406 | -0.24425 | 0.043164 | 0.3847 | -0.016005 | -0.14265 | 1.2979 | 1.4533 | 0.8347 | 0.89634
462664-Pumping | 3.2143 | 3.5487 | 2.3929 | 23614.0515 | 354210.7725 | 0 | 0 | 0.043137 | 0 | -0.014548 | 0 | 0.09378 | 0 | 0.036096 | 0 | 1.47 | 3.2795 | 0.90267 | 1.3653
462665-RetroComm | 9.6753 | 10.682 | 1.9416 | 71080.281 | 847495.6581 | 10203.1164 | 121652.5417 | 0.087103 | 0.83059 | 0.031502 | 0.30039 | 0.099489 | 0.94871 | 0.043888 | 0.41851 | 3.0283 | 4.2558 | 1.3197 | 1.5094
462666-Lighting - Exterior | 2.2113 | 1.839 | 1.6058 | 13998.7575 | 195515.9797 | 0 | 0 | -0.0010881 | 0 | -0.068841 | 0 | 0.086951 | 0 | 0.019198 | 0 | 0.99318 | 2.2158 | 0.69715 | 1.1378
462667-Lighting - Int. CF/LED | 22.6587 | 18.8439 | 19.3343 | 143439.075 | 1668483.3204 | -178.425 | -2075.4396 | 0.10747 | 1.2335 | 0.041532 | 1.2335 | 0.13327 | 1.2335 | 0.067332 | 1.2335 | 3.2657 | 7.2859 | 1.3549 | 1.7572
462668-Lighting - Int. LF | 1.1605 | 0.96515 | 1.3455 | 7346.7 | 110200.5 | -7.6029 | -114.044 | 0.064185 | 1.032 | 0.0079605 | 1.032 | -0.02822 | 1.032 | -0.084445 | 1.032 | 1.9376 | 0.81664 | 1.0558 | 0.60402
462669-Chiller DB | 5.7806 | 1.0437 | 1.8758 | 19009.616 | 380192.3199 | 0 | 0 | 0.082638 | 0 | -0.0063604 | 0 | 0.10092 | 0 | 0.011918 | 0 | 1.6583 | 1.941 | 0.97035 | 1.0607
462670-Chiller ROB | 12.9615 | 2.3403 | 0.31213 | 42624.0833 | 852481.665 | 0 | 0 | 0.20723 | 0 | 0.11442 | 0 | 0.20955 | 0 | 0.11673 | 0 | 22.0257 | 28.7948 | 2.1144 | 2.1632
462671-HVAC - ASD and Flow | 66.665 | 16.631 | 19.4015 | 227107.0912 | 3461998.3422 | 606.7912 | 9249.8666 | 0.14224 | 0.93222 | 0.056592 | 0.37089 | 0.16918 | 1.1088 | 0.083529 | 0.54744 | 3.4487 | 6.4312 | 1.3937 | 1.7152
462672-HVAC Controlls | 106.8328 | 26.6517 | 6.903 | 363946.05 | 5309879.55 | 5153.85 | 75193.35 | 0.15549 | 1.0144 | 0.070367 | 0.45906 | 0.17956 | 1.1714 | 0.094431 | 0.61605 | 4.5652 | 10.1849 | 1.5466 | 1.9021
462673-HVAC Distribution | 17.5653 | 4.382 | 6.7655 | 59839.3575 | 726808.8362 | -143.91 | -1747.9309 | 0.018386 | 1.245 | -0.064686 | 1.245 | 0.099965 | 1.245 | 0.016894 | 1.245 | 1.0875 | 2.0279 | 0.73867 | 1.0783
462674-HVAC DXAC/HP_equip | 3.2722 | 0.81633 | 2.4336 | 11147.4675 | 167212.0125 | 692.055 | 10380.825 | 0.029161 | 0.19083 | -0.056289 | -0.36836 | 0.071261 | 0.46634 | -0.014189 | -0.092854 | 1.1708 | 1.5541 | 0.78025 | 0.93371
401064-Agriculture - Low Pressure Sprinkler Nozzles (per nozzle) | 0.015262 | 0.01685 | 0.0897 | 112.125 | 2242.5 | 0 | 0 | 0.11523 | 0 | 0.054641 | 0 | 0.1204 | 0 | 0.059805 | 0 | 5.3503 | 6.646 | 1.6275 | 1.7301
402003-Food Service - Hot Food Holding Cabinet-Half-Size | 0.096882 | 0.10696 | 0.117 | 711.75 | 8541 | 0 | 0 | 0.039563 | 0 | -0.016093 | 0 | 0.096587 | 0 | 0.040931 | 0 | 1.4366 | 3.8756 | 0.88998 | 1.4586
402005-Food Service - Commercial Gas Fryer | 0 | 0 | 0 | 0 | 0 | 1577.55 | 18930.6 | 0 | 1.0248 | 0 | 0.49387 | 0 | 1.0716 | 0 | 0.54065 | 5.7219 | 7.2941 | 1.6603 | 1.771
402007-Food Service-Commercial Gas Large Vat Fryer, Cooking Efficiency >= 50% | 0 | 0 | 0 | 0 | 0 | 525.85 | 6310.2 | 0 | 1.0248 | 0 | 0.49387 | 0 | 1.0716 | 0 | 0.54065 | 5.7219 | 7.2941 | 1.6603 | 1.771
402022-Food Service - Griddle-Electric | 0.35196 | 0.38858 | 0.585 | 2585.7 | 31028.4 | 0 | 0 | 0.10137 | 0 | 0.045715 | 0 | 0.11631 | 0 | 0.060651 | 0 | 4.5192 | 9.3865 | 1.5413 | 1.8724
402024-Food Service - Combination Oven-Electric | 1.6307 | 1.8004 | 2.457 | 11980.15 | 143761.8 | 0 | 0 | 0.10138 | 0 | 0.045728 | 0 | 0.1202 | 0 | 0.064542 | 0 | 4.5214 | 13.0469 | 1.5415 | 1.9834
402025-Food Service - Combination Oven-Gas | 0 | 0 | 0 | 0 | 0 | 261.95 | 3143.4 | 0 | -0.70857 | 0 | -1.1891 | 0 | 0.78177 | 0 | 0.30121 | 0.61335 | 3.2843 | 0.48592 | 1.3661
402026-Food Service - Convection Oven-Electric | 0.24544 | 0.27097 | 0.3705 | 1803.1 | 21637.2 | 0 | 0 | 0.077502 | 0 | 0.021847 | 0 | 0.10697 | 0 | 0.051317 | 0 | 2.4714 | 5.6104 | 1.2017 | 1.6508
402027-Food Service - Convection Oven-Gas | 0 | 0 | 0 | 0 | 0 | 232.05 | 2784.6 | 0 | 0.74475 | 0 | 0.2138 | 0 | 0.9843 | 0 | 0.45336 | 2.4982 | 4.8217 | 1.208 | 1.575
402032-Ventilation Control - Retrofit | 3.4237 | 0.85412 | 1.976 | 11663.6 | 174954 | 0 | 0 | 0.14848 | 0 | 0.063033 | 0 | 0.18731 | 0 | 0.10186 | 0 | 3.89 | 15.9177 | 1.4607 | 2.0393
402033-Ventilation Control- New | 0.85593 | 0.21353 | 0.494 | 2915.9 | 43738.5 | 0 | 0 | 0.17166 | 0 | 0.086212 | 0 | 0.18731 | 0 | 0.10186 | 0 | 7.0872 | 15.9177 | 1.7586 | 2.0393
402034-Water Heating - HE Storage Water Heater | 6.5827e-05 | 7.2676e-05 | 0.00016442 | 0.4836 | 7.254 | 8.9466 | 134.199 | 0.024986 | 0.21984 | -0.032698 | -0.2877 | 0.053033 | 0.46661 | -0.0046518 | -0.040929 | 1.2273 | 1.6476 | 0.80492 | 0.96667
402037-Heating - Space Heating Boilers - Large | 0 | 0 | 0 | 0 | 0 | 21.7444 | 434.8874 | 0 | 1.0717 | 0 | 0.47182 | 0 | 1.3624 | 0 | 0.76261 | 4.2345 | 34.6129 | 1.5067 | 2.1909
402038-Water Heating -Commercial Boiler | 0 | 0 | 0 | 0 | 0 | 121.2975 | 2425.9505 | 0 | 1.1786 | 0 | 0.63234 | 0 | 1.1947 | 0 | 0.64838 | 12.8896 | 15.3772 | 1.9797 | 2.0301
402039-Water Heating -Instantaneous - Gas <=200MBtuh | 8.4407e-05 | 9.3189e-05 | 0.00023225 | 0.6201 | 12.402 | 12.285 | 245.7 | 0.1092 | 0.98452 | 0.048603 | 0.43821 | 0.12711 | 1.1461 | 0.066521 | 0.59976 | 4.3572 | 9.7013 | 1.522 | 1.8846
402046-Tank Insulation - High Temperature Applic. (LF) 2 in | 0 | 0 | 0 | 0 | 0 | 963.2968 | 10596.2643 | 0 | 1.0499 | 0 | 0.57859 | 0 | 1.0741 | 0 | 0.60276 | 20.9862 | 38.8823 | 2.1044 | 2.2062
402051-Steam Trap Replacement, Commercial operating system <12 hrs/day, Dry Cleaners excluded | 0 | 0 | 0 | 0 | 0 | 168.5447 | 1011.2683 | 0 | 0.55151 | 0 | 0.1238 | 0 | 0.76593 | 0 | 0.33822 | 2.2286 | 4.2667 | 1.1412 | 1.5108
402057-A/C - Reflective Window Film Coastal | 0.25398 | 0.06336 | 0.51772 | 865.215 | 8652.15 | -43.6995 | -436.995 | 0.012849 | 1.1968 | -0.068307 | 1.1968 | 0.13302 | 1.1968 | 0.051861 | 1.1968 | 0.73105 | 2.2776 | 0.50121 | 0.93778
402058-A/C - Reflective Window Film Inland | 0.23516 | 0.058666 | 0.47937 | 801.125 | 8011.25 | -40.4625 | -404.625 | 0.012849 | 1.1968 | -0.068307 | 1.1968 | 0.13302 | 1.1968 | 0.051861 | 1.1968 | 0.73105 | 2.2776 | 0.50121 | 0.93778
402060-Motors - VFD - HVAC Fans (per Hp) | 2.7246 | 0.67972 | 1.6068 | 9282 | 139230 | -16.692 | -250.38 | 0.17421 | 1.3079 | 0.088758 | 1.3079 | 0.18904 | 1.3079 | 0.10359 | 1.3079 | 7.699 | 18.256 | 1.7777 | 2.0517
402065-Network Power Management Software | 17.0132 | 18.7833 | 13.3128 | 124987.8676 | 624939.3379 | 0 | 0 | 0.075106 | 0 | 0.02486 | 0 | 0.090325 | 0 | 0.040079 | 0 | 2.7707 | 4.3212 | 1.2683 | 1.5175
402067-Refrigerator - Early Replacement | 0.047962 | 0.037117 | 0.0741 | 416 | 2080 | -8.515 | -42.575 | -0.17188 | 1.0911 | -0.21899 | 1.0911 | -0.041445 | 1.0911 | -0.088551 | 1.0911 | 0.31144 | 0.57937 | 0.26687 | 0.44204
402140-Lighting - 8 Ft T-8 with Elec. Ballast | 0.10163 | 0.084516 | 0.15964 | 643.3298 | 9649.947 | -2.0233 | -30.3493 | 0.13827 | 1.3079 | 0.069745 | 1.3079 | 0.15297 | 1.3079 | 0.08444 | 1.3079 | 7.0949 | 21.3438 | 1.7249 | 2.0591
402144-Lighting - Remove 8 Ft T-8 (De-Lamp) | 0.23251 | 0.20056 | 0.39569 | 1594.5781 | 23918.6722 | -5.015 | -75.2247 | 0.14247 | 1.3079 | 0.076868 | 1.3079 | 0.14656 | 1.3079 | 0.080953 | 1.3079 | 13.6095 | 21.6799 | 1.9501 | 2.06
402145-Lighting - Screw in 14-26 Watt Reflector Lamp | 0.51441 | 0.44372 | 0.76897 | 3527.8848 | 11642.0198 | -10.4734 | -34.5622 | 0.081886 | 1.0552 | 0.026238 | 1.0552 | 0.1123 | 1.0552 | 0.056651 | 1.0552 | 2.6315 | 7.1129 | 1.2223 | 1.7281
402150-Refrigeration - Food Service -Auto Closer for Main Cooler Doors | 0.078076 | 0.060422 | 0.1443 | 677.196 | 5417.568 | 0 | 0 | 0.085067 | 0 | 0.035522 | 0 | 0.098364 | 0 | 0.04882 | 0 | 3.7605 | 6.6152 | 1.442 | 1.728
402152-Refrigeration - New Refrigeration Case w/Doors-Low Temperature Case | 0.11961 | 0.09256 | 0.39221 | 1037.4 | 12448.8 | 197.47 | 2369.6401 | -0.10053 | -1.0207 | -0.15282 | -1.5516 | 0.026053 | 0.26453 | -0.02624 | -0.26642 | 0.54888 | 1.2707 | 0.44456 | 0.82336
402153-Refrigeration - New Refrigeration Case w/Doors-Medium Temperature Case | 0.0085432 | 0.0066114 | 0.028015 | 74.1 | 889.2 | 14.105 | 169.26 | -0.078524 | -0.79728 | -0.13082 | -1.3282 | 0.081058 | 0.823 | 0.028764 | 0.29205 | 0.60901 | 2.9649 | 0.4832 | 1.3075
402156-Refrigeration - Night Covers for Display Cases Med Temp | 0.011151 | 0.0086297 | -0.026052 | 96.72 | 483.6 | 9.516 | 47.58 | -0.30537 | -3.024 | -0.35248 | -3.4905 | 0.05973 | 0.59148 | 0.012624 | 0.12501 | 0.26514 | 2.184 | 0.23814 | 1.1294
402168-Food Service - Solid-Door Reach In Freezer 15-29' | 0.089992 | 0.069643 | 0.07995 | 780.5525 | 9366.63 | 0 | 0 | 0.053897 | 0 | 0.0016038 | 0 | 0.09934 | 0 | 0.047047 | 0 | 1.7878 | 5.3247 | 1.0133 | 1.6251
402175-Lighting - Exterior Compact Fluorescent Fixture <=70 watts | 0.067909 | 0.056476 | 0.095518 | 429.8916 | 6448.3745 | -1.2723 | -19.084 | 0.044704 | 1.3079 | -0.023825 | 1.3079 | 0.14812 | 1.3079 | 0.07959 | 1.3079 | 1.3533 | 12.8562 | 0.84957 | 1.9383
402176-Lighting - Exterior Induction Fixture <=100 watts | 4.1993 | 3.4923 | 0 | 26583.375 | 398750.625 | 0 | 0 | 0.089446 | 0 | 0.020917 | 0 | 0.1472 | 0 | 0.078673 | 0 | 2.2627 | 12.2507 | 1.1501 | 1.964
402177-Lighting - Exterior Induction Fixture <=120 watts | 0.14734 | 0.12254 | 0 | 932.75 | 13991.25 | 0 | 0 | 0.016457 | 0 | -0.052072 | 0 | 0.13786 | 0 | 0.069327 | 0 | 1.1144 | 7.1462 | 0.75479 | 1.7622
402178-Lighting - Exterior Induction Fixture <=180 watts | 1.3394 | 1.1139 | 0 | 8479.107 | 127186.605 | 0 | 0 | -0.052562 | 0 | -0.12109 | 0 | 0.13697 | 0 | 0.06844 | 0 | 0.75306 | 6.8743 | 0.56965 | 1.7452
402179-Lighting - Exterior Induction Fixture <=250 watts | 0.26269 | 0.21847 | 0 | 1662.96 | 24944.4 | 0 | 0 | 0.083575 | 0 | 0.015046 | 0 | 0.1433 | 0 | 0.074773 | 0 | 2.0895 | 9.4376 | 1.1036 | 1.8744
402180-Lighting - Exterior Induction Fixture <=70 watts | 0.12293 | 0.10223 | 0 | 778.18 | 11672.7 | 0 | 0 | 0.060544 | 0 | -0.0079853 | 0 | 0.14684 | 0 | 0.078314 | 0 | 1.607 | 11.924 | 0.95254 | 1.9554
402183-Lighting - Exterior Pulse Start/Ceramic Metal Halide Fixtures <=175 watts | 0.014313 | 0.011904 | 0 | 90.61 | 1359.15 | 0 | 0 | -0.19933 | 0 | -0.26786 | 0 | 0.14297 | 0 | 0.07444 | 0 | 0.44572 | 9.2561 | 0.37437 | 1.8671
402184-Lighting - Exterior Pulse Start/Ceramic Metal Halide Fixtures <=250 watts | 0.073251 | 0.060919 | 0 | 463.71 | 6955.65 | 0 | 0 | -0.0095786 | 0 | -0.078108 | 0 | 0.15352 | 0 | 0.084989 | 0 | 0.94361 | 23.6846 | 0.67236 | 2.1287
402185-Lighting - Exterior Pulse Start/Ceramic Metal Halide Fixtures <=70 watts | 0.034521 | 0.028709 | 0 | 218.53 | 3277.95 | 0 | 0 | -0.0096446 | 0 | -0.078174 | 0 | 0.1555 | 0 | 0.08697 | 0 | 0.94324 | 33.4852 | 0.67217 | 2.1862
402186-Lighting - Exterior Pulse Start/Ceramic Metal Halide Fixtures <=750 watts | 0.036626 | 0.030459 | 0 | 231.855 | 3477.825 | 0 | 0 | -0.010481 | 0 | -0.07901 | 0 | 0.15126 | 0 | 0.082733 | 0 | 0.93862 | 17.7635 | 0.66982 | 2.0668
402191-Lighting - Interior Compact Fluorescent Fixture <=70 watts | 0.16298 | 0.13554 | 0.22924 | 1031.7399 | 15476.0988 | -3.0534 | -45.8016 | -0.016534 | 1.3079 | -0.085064 | 1.3079 | 0.14204 | 1.3079 | 0.073507 | 1.3079 | 0.8846 | 8.5708 | 0.63752 | 1.8025
402197-Lighting - Interior Linear Fluorescent Fixture <=128 watts replacing 101-175 Watts | 0.80074 | 0.66593 | 1.2579 | 5069.0304 | 76035.4558 | -15.9422 | -239.1329 | 0.046096 | 1.3079 | -0.022434 | 1.3079 | 0.14275 | 1.3079 | 0.074216 | 1.3079 | 1.3677 | 8.9034 | 0.85471 | 1.8145
402198-Lighting - Interior Linear Fluorescent Fixture <=192 watts replacing 176-399 Watts | 0.54485 | 0.45312 | 0.84994 | 3449.1457 | 51737.1852 | -10.9343 | -164.0149 | 0.086316 | 1.3079 | 0.017787 | 1.3079 | 0.14391 | 1.3079 | 0.075379 | 1.3079 | 2.1109 | 9.534 | 1.0957 | 1.839
402199-Lighting - Interior Linear Fluorescent Fixture <=244 watts replacing 400 Watts (Tier 1) | 1.9104 | 1.5888 | 2.9757 | 12093.9 | 181408.5 | -38.22 | -573.3 | 0.07282 | 1.3079 | 0.004291 | 1.3079 | 0.13758 | 1.3079 | 0.069052 | 1.3079 | 1.7853 | 6.8775 | 1.001 | 1.7116
402200-Lighting - Interior Linear Fluorescent Fixture <=600 watts replacing >=400 Watts (Tier 1) | 0.043741 | 0.036377 | 0.06825 | 276.9 | 4153.5 | -0.8814 | -13.221 | 0.048305 | 1.3079 | -0.020224 | 1.3079 | 0.12251 | 1.3079 | 0.053979 | 1.3079 | 1.3942 | 4.1327 | 0.8649 | 1.4686
402201-Lighting - Interior Linear Fluorescent Fixture <=64 watts replacing <=100 Watts | 0.51549 | 0.4287 | 0.80413 | 3263.2398 | 48948.5975 | -10.345 | -155.1745 | 0.07073 | 1.3079 | 0.002201 | 1.3079 | 0.15227 | 1.3079 | 0.083743 | 1.3079 | 1.7435 | 19.4835 | 0.98769 | 2.0399
402202-Lighting - Interior Linear Fluorescent Fixture 245-360 watts replacing 400 Watts (Tier 2) | 0.087476 | 0.072749 | 0.13646 | 553.7619 | 8306.4288 | -1.7555 | -26.3327 | 0.07712 | 1.3079 | 0.0085907 | 1.3079 | 0.14328 | 1.3079 | 0.074756 | 1.3079 | 1.8774 | 9.1842 | 1.0293 | 1.8255
402207-Lighting - Interior Pulse Start/Ceramic Metal Halide Fixtures <=70 watts | 0.01701 | 0.014146 | 0.02652 | 107.6788 | 1615.1821 | -0.34138 | -5.1207 | -0.012148 | 1.3079 | -0.080677 | 1.3079 | 0.15543 | 1.3079 | 0.086899 | 1.3079 | 0.9055 | 32.1454 | 0.64798 | 2.1276
402221-Lighting - T8 to 4ft 25 Watt Lamp | 4.6629 | 4.0222 | 7.9354 | 31978.7332 | 479680.9973 | -100.5737 | -1508.6057 | 0.1374 | 1.3079 | 0.0718 | 1.3079 | 0.14078 | 1.3079 | 0.075177 | 1.3079 | 9.3094 | 11.7919 | 1.829 | 1.9079
402222-Lighting - T8 to 4ft 28 Watt Lamp | 1.8157 | 1.5662 | 3.0899 | 12452.0057 | 186780.0861 | -39.1618 | -587.4269 | 0.11996 | 1.3079 | 0.054352 | 1.3079 | 0.13375 | 1.3079 | 0.068141 | 1.3079 | 4.4591 | 7.5805 | 1.507 | 1.7506
402244-Pipe Insulation - Hot Water Applic. >=1 in. | 0 | 0 | 0 | 0 | 0 | 137.8809 | 1516.6899 | 0 | 0.97558 | 0 | 0.50422 | 0 | 1.0419 | 0 | 0.57059 | 8.6878 | 18.214 | 1.8428 | 2.0728
402246-Pipe Insulation - Low Pressure (<=15 psi) Steam Applic. >=1 in. | 0 | 0 | 0 | 0 | 0 | 665.1851 | 7317.0358 | 0 | 1.0213 | 0 | 0.54992 | 0 | 1.0494 | 0 | 0.57808 | 13.5771 | 20.7866 | 1.9952 | 2.1024
402255-Refrigeration - Anti-Sweat Heater Controls | 0.10117 | 0.078293 | 0.013416 | 877.5 | 10530 | 0 | 0 | 0.10045 | 0 | 0.048155 | 0 | 0.10528 | 0 | 0.05299 | 0 | 5.5944 | 7.1832 | 1.6494 | 1.7644
402256-Refrigeration - Food Service -Evaporator Fan Controller for Walk-In Coolers | 0.08887 | 0.068775 | 0.10593 | 770.8214 | 12333.1416 | 0 | 0 | 0.096838 | 0 | 0.04198 | 0 | 0.11849 | 0 | 0.063628 | 0 | 4.0769 | 13.0611 | 1.4863 | 1.9837
402257-Lighting - Exterior LED Fixtures <=130 watts | 0.23521 | 0.19561 | 0 | 1488.9875 | 23823.8 | 0 | 0 | -0.57556 | 0 | -0.64481 | 0 | 0.1023 | 0 | 0.033051 | 0 | 0.21961 | 2.7144 | 0.20076 | 1.2564
402258-Lighting - Exterior LED Fixtures <=110 watts | 0.41055 | 0.34143 | 0 | 2598.96 | 41583.36 | 0 | 0 | -0.50784 | 0 | -0.57709 | 0 | 0.087383 | 0 | 0.018133 | 0 | 0.24182 | 2.1715 | 0.21916 | 1.1261
402259-Lighting - Exterior LED Fixtures <=192watts | 1.6371 | 1.3615 | 0 | 10363.353 | 165813.648 | 0 | 0 | -0.569 | 0 | -0.63825 | 0 | 0.081596 | 0 | 0.012346 | 0 | 0.22158 | 2.0152 | 0.20241 | 1.0825
402260-Lighting - Exterior LED Fixtures <=350 watts | 0.042766 | 0.035566 | 0 | 270.725 | 4331.6 | 0 | 0 | -0.85467 | 0 | -0.92392 | 0 | 0.068736 | 0 | -0.00051434 | 0 | 0.15932 | 1.7372 | 0.14916 | 0.99683
402261-Lighting - Exterior LED Fixtures <=80 watts | 0.46187 | 0.38411 | 0 | 2923.83 | 46781.28 | 0 | 0 | -0.52711 | 0 | -0.59636 | 0 | 0.099815 | 0 | 0.030564 | 0 | 0.23506 | 2.6058 | 0.21359 | 1.2326
402262-Lighting - Interior LED Fixtures <=110 watts | 0.42442 | 0.35297 | 0.66672 | 2686.7813 | 42988.5001 | -8.45 | -135.1996 | -0.14605 | 1.3288 | -0.2153 | 1.3288 | 0.13642 | 1.3288 | 0.067168 | 1.3288 | 0.51227 | 6.175 | 0.41824 | 1.6644
402266-Lighting - LED System <=15 watts Surface/Pendant/Recessed Down Lighting | 0.69685 | 0.57953 | 0.98016 | 4411.3495 | 70581.5924 | -13.0554 | -208.8865 | -0.064176 | 1.3288 | -0.13343 | 1.3288 | 0.13039 | 1.3288 | 0.061137 | 1.3288 | 0.69883 | 5.0036 | 0.535 | 1.5673
402269-Lighting - Linear LED Systems (T8 Basecase) | 0.0028677 | 0.0023849 | 0.0045048 | 18.1539 | 290.4628 | -0.057094 | -0.91351 | -2.4631 | 1.3288 | -2.5324 | 1.3288 | -0.90586 | 1.3288 | -0.97511 | 1.3288 | 0.06011 | 0.14777 | 0.058565 | 0.13877
402270-Lighting - Premium Tier 5' Case Door | 0.27354 | 0.22748 | 0.2652 | 1731.6 | 13852.8 | 0 | 0 | 0.0075776 | 0 | -0.055367 | 0 | 0.099725 | 0 | 0.03678 | 0 | 1.0543 | 3.0995 | 0.72671 | 1.333
402271-Lighting - Premium Tier 6' Case Door | 1.2442 | 1.0347 | 1.2012 | 7876.05 | 63008.4 | 0 | 0 | 0.048391 | 0 | -0.014554 | 0 | 0.10505 | 0 | 0.042106 | 0 | 1.4896 | 3.4909 | 0.91004 | 1.4006
402273-Lighting - Standard Tier 5' Case Door | 0.023308 | 0.019384 | 0.02275 | 147.55 | 1180.4 | 0 | 0 | -0.031636 | 0 | -0.09458 | 0 | 0.098984 | 0 | 0.03604 | 0 | 0.82312 | 3.052 | 0.60885 | 1.3241
402402-Heating - Greenhouse Heat Curtain | 0.0084245 | 0.0021017 | 0 | 28.6997 | 143.4987 | 67.4271 | 337.1355 | 0.051931 | 0.31909 | -0.023986 | -0.14738 | 0.10736 | 0.65967 | 0.031442 | 0.19319 | 1.4133 | 2.5292 | 0.88099 | 1.2152
402403-Heating - Infrared Film for Greenhouse | 0.014249 | 0.0035547 | 0 | 48.5413 | 242.7065 | 714.2504 | 3571.2521 | 0.14067 | 0.86432 | 0.064749 | 0.39785 | 0.14242 | 0.87512 | 0.066506 | 0.40865 | 4.8122 | 5.0528 | 1.5739 | 1.5988
402411-Lighting - Remove 4 Ft T-8 (De-Lamp 32W) | 1.7371 | 1.4984 | 2.9563 | 11913.5149 | 178702.7231 | -37.4682 | -562.0234 | 0.12516 | 1.3079 | 0.059554 | 1.3079 | 0.1473 | 1.3079 | 0.081695 | 1.3079 | 5.2793 | 24.2964 | 1.5905 | 2.0813
402422-LED MR16 Up to 6 watt Interior LED Integral Lamp | 0.24059 | 0.20753 | 0.36661 | 1649.9902 | 13199.9218 | -4.8832 | -39.0652 | 0.053663 | 1.1538 | -0.0065052 | 1.1538 | 0.10382 | 1.1538 | 0.043655 | 1.1538 | 1.5771 | 3.7206 | 0.93262 | 1.4145
402423-LED MR16 7 -10 watt Interior lamp | 0.96084 | 0.82881 | 1.4092 | 6589.5561 | 52716.4485 | -16.4739 | -131.7911 | 0.081905 | 1.1538 | 0.021737 | 1.1538 | 0.10172 | 1.1538 | 0.041556 | 1.1538 | 2.3433 | 3.534 | 1.1584 | 1.3899
402424-LED Integral PAR-20 lamp Up to 10 watt Interior | 0.55663 | 0.48014 | 0.8482 | 3817.4377 | 25568.9062 | -11.2977 | -75.6713 | 0.060754 | 1.1267 | 0.0017349 | 1.1267 | 0.091786 | 1.1267 | 0.032767 | 1.1267 | 1.7429 | 2.9122 | 0.98827 | 1.2796
402425-LED Integral PAR-30 lamp Up to 15 watt Interior | 0.90083 | 0.77704 | 1.3727 | 6178.0057 | 98848.0915 | -18.2838 | -292.5413 | 0.07336 | 1.3288 | 0.0070513 | 1.3288 | 0.13144 | 1.3288 | 0.065127 | 1.3288 | 1.8495 | 6.3899 | 1.0211 | 1.6802
402426-LED Integral PAR30 lamp 16-21watt | 0.33606 | 0.28988 | 0.51209 | 2304.7482 | 36875.972 | -6.8209 | -109.1346 | 0.12612 | 1.3288 | 0.059814 | 1.3288 | 0.13439 | 1.3288 | 0.068084 | 1.3288 | 5.218 | 7.3027 | 1.5865 | 1.7373
402427-LED Integral PAR38 lamp Up to 16 watt | 0.24028 | 0.20726 | 0.36613 | 1647.8297 | 26365.2759 | -4.8768 | -78.0281 | 0.092552 | 1.3288 | 0.026243 | 1.3288 | 0.13181 | 1.3288 | 0.0655 | 1.3288 | 2.417 | 6.4922 | 1.1732 | 1.6872
402428-LED Integral PAR38 lamp 17-22 watt | 6.818 | 5.8811 | 10.3894 | 46758.7176 | 748139.4823 | -138.3826 | -2214.1214 | 0.12475 | 1.3288 | 0.058442 | 1.3288 | 0.13592 | 1.3288 | 0.069609 | 1.3288 | 4.9821 | 7.8834 | 1.564 | 1.7683
402429-LED Integral PAR38 lamp 23-25 watt | 0.12465 | 0.10752 | 0.18995 | 854.8891 | 13678.2258 | -2.53 | -40.4808 | 0.12817 | 1.3288 | 0.061866 | 1.3288 | 0.14092 | 1.3288 | 0.074611 | 1.3288 | 5.6158 | 10.6657 | 1.6214 | 1.8782
461831-LED Integral Candelabra lamp Up to 4 watt | 1.188 | 1.0248 | 1.8103 | 8147.4385 | 130359.0159 | -24.1124 | -385.798 | 0.12842 | 1.3288 | 0.062113 | 1.3288 | 0.14307 | 1.3288 | 0.076763 | 1.3288 | 5.6678 | 12.5751 | 1.6257 | 1.9298
461832-LED Integral A-lamp Up to 7 watt Interior | 0.052924 | 0.045652 | 0.080647 | 362.9608 | 5807.373 | -1.0742 | -17.1869 | 0.080188 | 1.3288 | 0.013879 | 1.3288 | 0.12588 | 1.3288 | 0.059575 | 1.3288 | 2.018 | 5.1753 | 1.0704 | 1.5825
461833-LED Integral A-lamp 8-10 watt Interior | 0.74598 | 0.64347 | 1.1367 | 5116.0191 | 81856.3051 | -15.1409 | -242.254 | 0.11808 | 1.3288 | 0.051768 | 1.3288 | 0.14049 | 1.3288 | 0.074179 | 1.3288 | 4.0837 | 10.3505 | 1.463 | 1.8682
461834-LED Integral A-lamp Up to 11 watt Interior | 0.45742 | 0.39456 | 0.69702 | 3137.0184 | 50192.2952 | -9.284 | -148.5443 | 0.12032 | 1.3288 | 0.054015 | 1.3288 | 0.12323 | 1.3288 | 0.05692 | 1.3288 | 4.3476 | 4.744 | 1.4955 | 1.5397
461835-LED Integral A-lamp 12-17 watt Interior | 3.8635 | 3.3326 | 5.8872 | 26496.1393 | 423938.2287 | -78.4154 | -1254.6467 | 0.11701 | 1.3288 | 0.050698 | 1.3288 | 0.12588 | 1.3288 | 0.059575 | 1.3288 | 3.969 | 5.1753 | 1.448 | 1.5825
461836-LED Integral A-lamp 18-30 watt Interior | 0.48766 | 0.42065 | 0.7431 | 3344.4246 | 53510.794 | -9.8978 | -158.3654 | 0.11905 | 1.3288 | 0.052744 | 1.3288 | 0.13562 | 1.3288 | 0.069311 | 1.3288 | 4.1943 | 7.7629 | 1.4769 | 1.7622
413002-Screw-in CFL (15 watt) <800 Lumens | 0.0057468 | 0.0080133 | 0.0044327 | 42.8774 | 282.9909 | -0.73119 | -4.8259 | 0.10084 | 1.1995 | 0.046231 | 1.1995 | 0.10759 | 1.1995 | 0.052973 | 1.1995 | 3.9893 | 5.324 | 1.3162 | 1.4349
413003-Screw-in CFL (20 watt ) <1,100 Lumens | 36.2187 | 50.5025 | 28.002 | 270229.201 | 1783512.7263 | -4611.5199 | -30436.0311 | 0.10757 | 1.1995 | 0.052954 | 1.1995 | 0.11262 | 1.1995 | 0.05801 | 1.1995 | 5.3183 | 7.0977 | 1.4344 | 1.5384
413004-Screw-in CFL (25 watt) <1,600 Lumens | 0.2372 | 0.33075 | 0.18313 | 1769.7838 | 11680.573 | -30.1633 | -199.0776 | 0.1116 | 1.1995 | 0.056988 | 1.1995 | 0.11565 | 1.1995 | 0.061033 | 1.1995 | 6.6495 | 8.8742 | 1.5165 | 1.6085
413007-Screw-in CFL (<= 12 watt) <800 Lumens | 26.3612 | 36.7575 | 20.3152 | 196682.0976 | 1298101.844 | -3351.3595 | -22118.9728 | 0.091113 | 1.1995 | 0.0365 | 1.1995 | 0.10029 | 1.1995 | 0.045682 | 1.1995 | 2.9298 | 3.91 | 1.176 | 1.3076
413008-Screw-in CFL (>39 watt) >=1,600 Lumens | 3.7865 | 5.2797 | 2.9225 | 28250.913 | 186456.0258 | -481.2397 | -3176.1819 | 0.087935 | 1.1995 | 0.033322 | 1.1995 | 0.12054 | 1.1995 | 0.065932 | 1.1995 | 2.696 | 14.9205 | 1.1365 | 1.7362
413009-Screw-in CFL (13 watt) 800-1,099 Lumens | 98.9667 | 137.9967 | 76.727 | 738393.9071 | 4873399.7867 | -12622.8232 | -83310.6334 | 0.096637 | 1.1995 | 0.042024 | 1.1995 | 0.10443 | 1.1995 | 0.049821 | 1.1995 | 3.448 | 4.6017 | 1.2511 | 1.3762
413010-Screw-in CFL (18 watt) >= 1,100-1,599 Lumens | 38.672 | 53.9233 | 29.9004 | 288533.1706 | 1904318.9261 | -4921.3523 | -32480.9252 | 0.10529 | 1.1995 | 0.050677 | 1.1995 | 0.11092 | 1.1995 | 0.056304 | 1.1995 | 4.7792 | 6.3782 | 1.3921 | 1.5018
413011-Screw-in CFL (19 watt) >= 1,100-1,599 Lumens | 74.9558 | 104.5165 | 57.8458 | 559247.5676 | 3691033.9463 | -9541.3608 | -62972.9815 | 0.10649 | 1.1995 | 0.051876 | 1.1995 | 0.11182 | 1.1995 | 0.057203 | 1.1995 | 5.0488 | 6.738 | 1.4141 | 1.5209
413012-Screw-in CFL (23 watt) <1,600 Lumens | 0.29061 | 0.40522 | 0.22503 | 2168.2407 | 14310.3887 | -37.0037 | -244.2246 | 0.11018 | 1.1995 | 0.055563 | 1.1995 | 0.11458 | 1.1995 | 0.059965 | 1.1995 | 6.1083 | 8.1519 | 1.4862 | 1.5828
413013-Screw-in CFL (26 watt <1,600 Lumens | 4.8917 | 6.8209 | 3.7717 | 36497.1097 | 240880.9243 | -622.1791 | -4106.3821 | 0.11223 | 1.1995 | 0.057617 | 1.1995 | 0.11612 | 1.1995 | 0.061504 | 1.1995 | 6.919 | 9.234 | 1.5301 | 1.6199
413014-Screw-in CFL (26 watt) >=1,600 Lumens | 22.0263 | 30.713 | 16.9833 | 164339.3129 | 1084639.465 | -2801.5502 | -18490.2315 | 0.11223 | 1.1995 | 0.057617 | 1.1995 | 0.11612 | 1.1995 | 0.061504 | 1.1995 | 6.919 | 9.234 | 1.5301 | 1.6199
413015-Screw-in CFL (25 watt) >=1,600 Lumens | 3.8527 | 5.3722 | 2.9745 | 28745.4511 | 189719.9772 | -489.9225 | -3233.4883 | 0.1116 | 1.1995 | 0.056988 | 1.1995 | 0.11565 | 1.1995 | 0.061033 | 1.1995 | 6.6495 | 8.8742 | 1.5165 | 1.6085
413017-Screw-in CFL (23 watt) >=1,600 Lumens | 205.7637 | 286.9119 | 159.3325 | 1535210.036 | 10132386.2379 | -26200.272 | -172921.7953 | 0.11018 | 1.1995 | 0.055563 | 1.1995 | 0.11458 | 1.1995 | 0.059965 | 1.1995 | 6.1083 | 8.1519 | 1.4862 | 1.5828
413021-Screw-in CFL (14 watt) 800-1,099 Lumens | 421.6707 | 587.9673 | 326.0207 | 3146099.6533 | 20764257.7115 | -53630.4049 | -353960.6724 | 0.098893 | 1.1995 | 0.04428 | 1.1995 | 0.10612 | 1.1995 | 0.051511 | 1.1995 | 3.7197 | 4.9643 | 1.2856 | 1.4075
413022-Screw-in CFL (15 watt) 800-1,099 Lumens | 0.92254 | 1.2864 | 0.71159 | 6883.1323 | 45428.6729 | -117.379 | -774.7015 | 0.10084 | 1.1995 | 0.046231 | 1.1995 | 0.10759 | 1.1995 | 0.052973 | 1.1995 | 3.9893 | 5.324 | 1.3162 | 1.4349
413023-Screw-in CFL (20 watt) >=1,100 Lumens | 12.174 | 16.9751 | 9.4121 | 90830.4825 | 599481.1846 | -1550.0419 | -10230.2763 | 0.10757 | 1.1995 | 0.052954 | 1.1995 | 0.11262 | 1.1995 | 0.05801 | 1.1995 | 5.3183 | 7.0977 | 1.4344 | 1.5384
413025-Screw-in CFL (<=12 watt) <800 Lumens | 7.9876 | 11.1378 | 6.1556 | 59596.0819 | 393334.1403 | -1015.4859 | -6702.2069 | 0.091113 | 1.1995 | 0.0365 | 1.1995 | 0.10029 | 1.1995 | 0.045682 | 1.1995 | 2.9298 | 3.91 | 1.176 | 1.3076
413026-Screw-in CFL (15 watt) >=1,100-1,599 Lumens | 0.49021 | 0.68354 | 0.37812 | 3657.5079 | 24139.5518 | -62.372 | -411.6551 | 0.10084 | 1.1995 | 0.046231 | 1.1995 | 0.10759 | 1.1995 | 0.052973 | 1.1995 | 3.9893 | 5.324 | 1.3162 | 1.4349
413038-Commercial-Screw-in CFL (<= 12 watt) <800 Lumens | 13.7527 | 11.8629 | 20.5345 | 94317.5493 | 311247.9126 | -280.8388 | -926.7681 | 0.12078 | 1.0552 | 0.065128 | 1.0552 | 0.12313 | 1.0552 | 0.06748 | 1.0552 | 13.54 | 18.0702 | 1.9532 | 2.0265
413039-Commercial-Screw-in CFL (>39 watt) >=1,600 Lumens | 0.39729 | 0.3427 | 0.59321 | 2724.6778 | 8991.4369 | -8.113 | -26.7728 | 0.090178 | 1.0552 | 0.034531 | 1.0552 | 0.12078 | 1.0552 | 0.065137 | 1.0552 | 3.1771 | 13.5527 | 1.3282 | 1.9535
413040-Commercial-Screw-in CFL (13 watt) 800-1,099 Lumens | 39.8603 | 34.3828 | 59.5986 | 273365.4502 | 902105.9858 | -810.2453 | -2673.8096 | 0.12224 | 1.0552 | 0.06659 | 1.0552 | 0.12422 | 1.0552 | 0.068575 | 1.0552 | 16.0418 | 21.409 | 1.9984 | 2.0628
413041-Commercial-Screw-in CFL (18 watt) >= 1,100-1,599 Lumens | 15.4959 | 13.3665 | 23.1993 | 106272.199 | 350698.2567 | -316.7328 | -1045.2183 | 0.12441 | 1.0552 | 0.068764 | 1.0552 | 0.12585 | 1.0552 | 0.070204 | 1.0552 | 22.1086 | 29.5057 | 2.0688 | 2.1185
413042-Commercial-Screw-in CFL (19 watt) >= 1,100-1,599 Lumens | 31.0314 | 26.7671 | 47.6606 | 212816.1688 | 702293.3569 | -629.5281 | -2077.4426 | 0.12489 | 1.0552 | 0.069246 | 1.0552 | 0.12621 | 1.0552 | 0.070565 | 1.0552 | 24.1361 | 32.2115 | 2.0856 | 2.1318
413043-Commercial-Screw-in CFL (23 watt) >=1,600 Lumens | 82.6317 | 71.2767 | 123.4588 | 566695.9015 | 1870096.475 | -1685.6312 | -5562.5829 | 0.12567 | 1.0552 | 0.070024 | 1.0552 | 0.1268 | 1.0552 | 0.071149 | 1.0552 | 28.3236 | 37.8 | 2.1123 | 2.1526
413044-Commercial-Screw-in CFL (14 watt) 800-1,099 Lumens | 168.8667 | 145.6615 | 253.031 | 1158103.4185 | 3821741.281 | -3454.8462 | -11400.9926 | 0.12277 | 1.0552 | 0.067123 | 1.0552 | 0.12462 | 1.0552 | 0.068974 | 1.0552 | 17.1952 | 22.9483 | 2.0149 | 2.0759
413045-Commercial-Screw-in CFL (15 watt) 800-1,099 Lumens | 0.37049 | 0.31958 | 0.55383 | 2540.8855 | 8384.9222 | -7.5433 | -24.8927 | 0.12329 | 1.0552 | 0.067642 | 1.0552 | 0.12501 | 1.0552 | 0.069364 | 1.0552 | 18.4979 | 24.6869 | 2.0319 | 2.0894
413046-Commercial-Screw-in CFL (20 watt) >=1,100 Lumens | 4.8703 | 4.201 | 7.3089 | 33400.8228 | 110222.7151 | -99.613 | -328.7231 | 0.12499 | 1.0552 | 0.069339 | 1.0552 | 0.12628 | 1.0552 | 0.070635 | 1.0552 | 24.5647 | 32.7835 | 2.0884 | 2.1338
414018-Reflectors (15 watt) <800 Lumens | 214.7926 | 299.5015 | 165.8263 | 1602574.7767 | 10576993.5265 | -27287.0853 | -180094.7632 | 0.087494 | 1.1995 | 0.032881 | 1.1995 | 0.11163 | 1.1995 | 0.057018 | 1.1995 | 2.6666 | 6.6633 | 1.1313 | 1.5175
414020-Globes (15 watt) 800-1099 Lumens | 1.3288 | 1.8529 | 1.025 | 9914.4991 | 65435.6941 | -169.0733 | -1115.884 | 0.043382 | 1.1995 | -0.011231 | 1.1995 | 0.10759 | 1.1995 | 0.052973 | 1.1995 | 1.2718 | 5.324 | 0.77198 | 1.4349
414021-Reflectors (18 watt) 800-1,099 Lumens | 6.4265 | 8.9609 | 4.9644 | 47948.0275 | 316456.9818 | -817.1207 | -5392.9964 | 0.090109 | 1.1995 | 0.035497 | 1.1995 | 0.10538 | 1.1995 | 0.05077 | 1.1995 | 2.8515 | 4.7999 | 1.1632 | 1.394
414022-A-Lamp (13 watt) < 800 Lumens | 0.034326 | 0.047863 | 0.026612 | 256.1042 | 1690.288 | -4.3781 | -28.8954 | 0.083936 | 1.1995 | 0.029323 | 1.1995 | 0.10171 | 1.1995 | 0.047102 | 1.1995 | 2.4482 | 4.1209 | 1.0896 | 1.3298
414024-A-Lamp (13 watt) >=800 Lumens | 0.19766 | 0.27561 | 0.15324 | 1474.7528 | 9733.3684 | -25.2109 | -166.3917 | 0.062362 | 1.1995 | 0.0077496 | 1.1995 | 0.088899 | 1.1995 | 0.034286 | 1.1995 | 1.6403 | 2.761 | 0.89368 | 1.1475
414026-A-Lamp (15 watt) <1,100 Lumens | 1.7939 | 2.5013 | 1.3837 | 13384.1319 | 88335.2708 | -228.2415 | -1506.3936 | 0.075168 | 1.1995 | 0.020555 | 1.1995 | 0.094152 | 1.1995 | 0.039539 | 1.1995 | 2.0408 | 3.1944 | 1.0009 | 1.2164
414027-A-Lamp (18 watt) <1,100 Lumens | 49.4825 | 68.9972 | 38.2589 | 369190.5786 | 2436657.8188 | -6297.0816 | -41560.7382 | 0.086438 | 1.1995 | 0.031825 | 1.1995 | 0.10531 | 1.1995 | 0.050698 | 1.1995 | 2.5976 | 4.7837 | 1.1185 | 1.3925
414030-Reflectors (20 watt) 800-1,099 Lumens | 1.0232 | 1.4267 | 0.78993 | 7633.7865 | 50382.9911 | -130.3275 | -860.1618 | 0.095671 | 1.1995 | 0.041059 | 1.1995 | 0.11162 | 1.1995 | 0.057003 | 1.1995 | 3.345 | 6.6535 | 1.2374 | 1.5164
414031-Reflectors (23 watt) 1,100-1,599 Lumens | 64.5099 | 89.9511 | 49.8284 | 481310.9305 | 3176652.141 | -8207.7453 | -54171.1187 | 0.087611 | 1.1995 | 0.032998 | 1.1995 | 0.11373 | 1.1995 | 0.059114 | 1.1995 | 2.6737 | 7.6581 | 1.1324 | 1.5634
414034-Reflectors (25 watt) 1,100-1,599 Lumens | 89.2858 | 124.498 | 68.9295 | 666164.5367 | 4396685.9424 | -11349.4697 | -74906.5001 | 0.089381 | 1.1995 | 0.034769 | 1.1995 | 0.11164 | 1.1995 | 0.057031 | 1.1995 | 2.7976 | 6.6677 | 1.1542 | 1.5176
414036-Reflectors (26 Watt) >= 1,600 Lumens | 3.2399 | 4.5176 | 2.5034 | 24172.8555 | 159540.8465 | -411.8538 | -2718.2348 | 0.090834 | 1.1995 | 0.036221 | 1.1995 | 0.11225 | 1.1995 | 0.05764 | 1.1995 | 2.9076 | 6.9301 | 1.1725 | 1.5307
414042-Globes (<= 12 watt) <800 Lumens | 8.2275 | 11.4723 | 6.3405 | 61385.9117 | 405147.0172 | -1045.9837 | -6903.4921 | 0.0044431 | 1.1995 | -0.05017 | 1.1995 | 0.082 | 1.1995 | 0.027387 | 1.1995 | 0.87026 | 2.346 | 0.60311 | 1.0692
414043-Reflectors (<= 12 watt) <800 Lumens | 1.9221 | 2.6801 | 1.4826 | 14340.6089 | 94648.019 | -244.5524 | -1614.0458 | 0.071205 | 1.1995 | 0.016592 | 1.1995 | 0.094152 | 1.1995 | 0.039539 | 1.1995 | 1.8977 | 3.1944 | 0.96524 | 1.2164
414044-A-Lamp (18 watt) >=1,100 Lumens | 0.23337 | 0.32541 | 0.18044 | 1741.1889 | 11491.8469 | -29.6985 | -196.0101 | 0.083859 | 1.1995 | 0.029246 | 1.1995 | 0.099704 | 1.1995 | 0.045091 | 1.1995 | 2.4449 | 3.8269 | 1.0892 | 1.298
414045-A-Lamp (14 watt) >=800 Lumens | 201.707 | 281.2554 | 155.9527 | 1504943.2338 | 9932625.343 | -25654.2144 | -169317.815 | 0.071355 | 1.1995 | 0.016742 | 1.1995 | 0.091716 | 1.1995 | 0.037103 | 1.1995 | 1.9029 | 2.9786 | 0.96661 | 1.1838
414046-A-Lamp (15 watt) >=1,100 Lumens | 0.82158 | 1.1456 | 0.63371 | 6129.8319 | 40456.8908 | -104.5329 | -689.917 | 0.078258 | 1.1995 | 0.023645 | 1.1995 | 0.10087 | 1.1995 | 0.046256 | 1.1995 | 2.1682 | 3.993 | 1.0306 | 1.3166
414049-Reflectors (<=12 watt) 800-1,099 Lumens | 11.2118 | 15.6335 | 8.648 | 83651.6019 | 552100.5728 | -1426.5224 | -9415.0477 | 0.074295 | 1.1995 | 0.019682 | 1.1995 | 0.10087 | 1.1995 | 0.046256 | 1.1995 | 2.0074 | 3.993 | 0.99284 | 1.3166
414050-Reflectors (18 watt) 1,100-1,599 Lumens | 4.6977 | 6.5504 | 3.6289 | 35049.7098 | 231328.0844 | -597.3101 | -3942.2468 | 0.092166 | 1.1995 | 0.037553 | 1.1995 | 0.10985 | 1.1995 | 0.055241 | 1.1995 | 3.0164 | 5.9999 | 1.1897 | 1.48
414051-Reflectors (15 watt) 800-1,099 Lumens | 40.4437 | 56.3937 | 31.2237 | 301751.7082 | 1991561.2741 | -5137.9347 | -33910.3693 | 0.082555 | 1.1995 | 0.027942 | 1.1995 | 0.10089 | 1.1995 | 0.046282 | 1.1995 | 2.3751 | 3.998 | 1.0753 | 1.3174
414054-A-Lamp (<=12 watt) <800 Lumens | 9.2166 | 12.8514 | 7.1028 | 68765.5649 | 453852.7284 | -1171.7291 | -7733.4118 | 0.056147 | 1.1995 | 0.001534 | 1.1995 | 0.082 | 1.1995 | 0.027387 | 1.1995 | 1.4988 | 2.346 | 0.8502 | 1.0692
414065-Commercial-Reflectors (15 watt) <800 Lumens | 71.1008 | 61.3303 | 108.9747 | 487615.6829 | 1609131.7537 | -1440.6826 | -4754.2527 | 0.11616 | 1.0552 | 0.060511 | 1.0552 | 0.12184 | 1.0552 | 0.066193 | 1.0552 | 9.0757 | 15.2768 | 1.8241 | 1.9861
414067-Commercial-Globes (15 watt) 800-1099 Lumens | 0.53369 | 0.46035 | 0.79779 | 3660.0919 | 12078.3033 | -10.8659 | -35.8575 | 0.10862 | 1.0552 | 0.052969 | 1.0552 | 0.12501 | 1.0552 | 0.069364 | 1.0552 | 5.8971 | 24.6869 | 1.6457 | 2.0894
414068-Commercial-Reflectors (18 watt) 800-1,099 Lumens | 2.1205 | 1.8291 | 3.2583 | 14542.8047 | 47991.2557 | -43.0762 | -142.1513 | 0.1191 | 1.0552 | 0.063454 | 1.0552 | 0.1246 | 1.0552 | 0.068951 | 1.0552 | 11.4907 | 22.8559 | 1.9044 | 2.0755
414069-Commercial-A-Lamp (15 watt) <1,100 Lumens | 0.72049 | 0.62148 | 1.077 | 4941.1528 | 16305.8041 | -14.669 | -48.4079 | 0.11831 | 1.0552 | 0.062664 | 1.0552 | 0.12501 | 1.0552 | 0.069364 | 1.0552 | 10.7236 | 24.6869 | 1.882 | 2.0894
414070-Commercial-A-Lamp (18 watt) <1,100 Lumens | 19.8277 | 17.103 | 29.6846 | 135980.3088 | 448735.0189 | -405.2746 | -1337.4063 | 0.11893 | 1.0552 | 0.063279 | 1.0552 | 0.12298 | 1.0552 | 0.067334 | 1.0552 | 11.3101 | 17.7034 | 1.8992 | 2.0218
414072-Commercial-Reflectors (20 watt) 800-1,099 Lumens | 0.33901 | 0.29242 | 0.51915 | 2324.9361 | 7672.289 | -6.8691 | -22.6681 | 0.11966 | 1.0552 | 0.064011 | 1.0552 | 0.12392 | 1.0552 | 0.068272 | 1.0552 | 12.1009 | 20.3691 | 1.9206 | 2.0528
414073-Commercial-Reflectors (23 watt) 1,100-1,599 Lumens | 21.3191 | 18.3895 | 32.7159 | 146208.1648 | 482486.9438 | -433.5579 | -1430.7409 | 0.1172 | 1.0552 | 0.061557 | 1.0552 | 0.12472 | 1.0552 | 0.069075 | 1.0552 | 9.8079 | 23.376 | 1.8517 | 2.0796
414076-Commercial-A-Lamp (14 watt) >=800 Lumens | 80.7777 | 69.6774 | 121.0379 | 553980.968 | 1828137.1944 | -1652.6322 | -5453.6864 | 0.11657 | 1.0552 | 0.060919 | 1.0552 | 0.12278 | 1.0552 | 0.06713 | 1.0552 | 9.3459 | 17.2112 | 1.8344 | 2.0151
414077-Com-Reflectors (15 watt) 800-1,099 Lumens | 12.3058 | 17.159 | 20.5191 | 91814.2584 | 302987.0529 | -271.2694 | -895.189 | 0.10635 | 1.1286 | 0.054897 | 1.1286 | 0.11203 | 1.1286 | 0.060579 | 1.1286 | 8.3596 | 14.0715 | 1.7878 | 1.9577
414079-Commercial-A-Lamp (<=12 watt) <800 Lumens | 3.6902 | 3.1831 | 5.5099 | 25307.7826 | 83515.6826 | -75.3562 | -248.6753 | 0.1129 | 1.0552 | 0.05725 | 1.0552 | 0.12078 | 1.0552 | 0.065137 | 1.0552 | 7.3592 | 13.5527 | 1.7421 | 1.9535
414080-Globes (14 watt) 800-1099 Lumens | 10.9313 | 15.2424 | 8.4517 | 81559.1668 | 538290.5008 | -1390.3092 | -9176.0404 | 0.067104 | 1.1995 | 0.012492 | 1.1995 | 0.091716 | 1.1995 | 0.037103 | 1.1995 | 1.7695 | 2.9786 | 0.93096 | 1.1838
414081-Reflectors (16 watt) 800-1,099 Lumens | 0.96031 | 1.339 | 0.74245 | 7164.8901 | 47288.2745 | -122.2704 | -806.9846 | 0.085338 | 1.1995 | 0.030725 | 1.1995 | 0.10255 | 1.1995 | 0.047935 | 1.1995 | 2.53 | 4.2586 | 1.1057 | 1.3442
414084-Screw-in CFL (32 watt) >=2,001 Lumens | 5.6129 | 7.8264 | 4.3299 | 41877.6882 | 276392.7422 | -713.4366 | -4708.6818 | 0.077222 | 1.1995 | 0.02261 | 1.1995 | 0.11201 | 1.1995 | 0.057395 | 1.1995 | 2.1242 | 6.8222 | 1.0207 | 1.5254
414085-38-42W Bare Spiral CFL >1600 lumens | 0.1458 | 0.2033 | 0.11247 | 1087.8229 | 10053.8163 | -18.5324 | -171.2788 | 0.0852 | 1.256 | 0.028393 | 1.256 | 0.12064 | 1.256 | 0.063832 | 1.256 | 2.3385 | 9.1151 | 1.067 | 1.6147
414086-Screw-in CFL (>39 watt) <1,600 Lumens | 0.10675 | 0.14886 | 0.082396 | 796.4979 | 5256.886 | -13.5679 | -89.5483 | 0.079545 | 1.1995 | 0.024932 | 1.1995 | 0.11255 | 1.1995 | 0.057941 | 1.1995 | 2.2266 | 7.0676 | 1.0438 | 1.5374
414097-39 - 42 Watt Fixture CFL - Interior | 0.0089509 | 0.012481 | 0.0069147 | 66.783 | 1068.528 | -1.1394 | -18.2312 | 0.09237 | 1.4075 | 0.030488 | 1.4075 | 0.13908 | 1.4075 | 0.077197 | 1.4075 | 2.3053 | 21.3335 | 1.0567 | 1.7874
446749-LED Screw-in PAR20 7 Watt | 11.2152 | 15.6382 | 8.6614 | 83677.0775 | 1338833.2406 | -1426.516 | -22824.2558 | -0.035731 | 1.4075 | -0.097613 | 1.4075 | 0.12264 | 1.4075 | 0.060761 | 1.4075 | 0.66905 | 5.4647 | 0.49821 | 1.4378
446751-LED Screw-in PAR20 9 watt | 41.6799 | 58.1175 | 32.1889 | 310975.4347 | 4975606.9556 | -5301.4689 | -84823.5032 | -0.028595 | 1.4075 | -0.090477 | 1.4075 | 0.054291 | 1.4075 | -0.0075909 | 1.4075 | 0.69659 | 1.335 | 0.51333 | 0.79264
446761-LED Screw-in R30 11 Watt | 0.28126 | 0.39218 | 0.21721 | 2098.4752 | 33575.6031 | -35.7745 | -572.3925 | -0.038208 | 1.4075 | -0.10009 | 1.4075 | 0.056127 | 1.4075 | -0.0057549 | 1.4075 | 0.65999 | 1.3626 | 0.49317 | 0.80231
446762-LED Screw-in R30 12 Watt | 0.61365 | 0.85566 | 0.47392 | 4578.4913 | 73255.8613 | -78.0535 | -1248.8564 | -0.022963 | 1.4075 | -0.084845 | 1.4075 | 0.063511 | 1.4075 | 0.0016294 | 1.4075 | 0.71999 | 1.4865 | 0.52592 | 0.84371
446764-LED Screw-in R30 14 Watt | 15.3133 | 21.3525 | 11.8263 | 114253.3131 | 1828053.0091 | -1947.7757 | -31164.411 | 0.00099455 | 1.4075 | -0.060887 | 1.4075 | 0.075115 | 1.4075 | 0.013233 | 1.4075 | 0.83999 | 1.7342 | 0.5872 | 0.91816
446800-LED Screw-in PAR30 15 Watt | 20.0553 | 27.9646 | 15.4884 | 149633.0667 | 2394129.0677 | -2550.9251 | -40814.8024 | -0.026566 | 1.4075 | -0.088448 | 1.4075 | 0.061766 | 1.4075 | -0.00011597 | 1.4075 | 0.70484 | 1.4552 | 0.51779 | 0.83355
446813-LED Screw-in PAR38 17 Watt | 6.7943 | 9.4738 | 5.2471 | 50692.4981 | 811079.9694 | -864.1991 | -13827.1863 | -0.016682 | 1.4075 | -0.078564 | 1.4075 | 0.081688 | 1.4075 | 0.019806 | 1.4075 | 0.748 | 1.915 | 0.54071 | 0.96647
461841-LED Screw-in PAR38 20 Watt | 23.3378 | 32.5417 | 18.0235 | 174124.183 | 2785986.9282 | -2968.4465 | -47495.1445 | 0.0036402 | 1.4075 | -0.058242 | 1.4075 | 0.091146 | 1.4075 | 0.029264 | 1.4075 | 0.85574 | 2.253 | 0.59485 | 1.0456
461845-LED Screw-in A-Lamp 12 Watt | 15.5855 | 21.732 | 12.0365 | 116283.8884 | 1860542.2146 | -1982.3927 | -31718.2827 | -0.040816 | 1.4075 | -0.1027 | 1.4075 | 0.016682 | 1.4075 | -0.0452 | 1.4075 | 0.65071 | 0.94289 | 0.48798 | 0.63569
461846-LED Recessed Downlight/Retrofit 9 Watt | 7.8318 | 10.9205 | 6.0484 | 58433.2393 | 934931.8293 | -996.1623 | -15938.5968 | -0.089603 | 1.4075 | -0.15148 | 1.4075 | 0.0070203 | 1.4075 | -0.054862 | 1.4075 | 0.51524 | 0.87674 | 0.40761 | 0.60492
461847-LED Recessed Downlight 10 Watt | 17.2931 | 24.113 | 13.3552 | 129024.0991 | 2064385.5856 | -2199.5861 | -35193.3782 | -0.066168 | 1.4075 | -0.12805 | 1.4075 | 0.020792 | 1.4075 | -0.04109 | 1.4075 | 0.57249 | 0.97415 | 0.44262 | 0.64975
461848-LED Recessed Downlight 11 Watt | 0.21804 | 0.30403 | 0.16839 | 1626.7807 | 26028.4905 | -27.7331 | -443.7303 | -0.046995 | 1.4075 | -0.10888 | 1.4075 | 0.03206 | 1.4075 | -0.029822 | 1.4075 | 0.62974 | 1.0716 | 0.47609 | 0.6917
461850-LED Recessed Downlight 15 Watt | 0.016099 | 0.022447 | 0.012433 | 120.1116 | 1921.7851 | -2.0476 | -32.7623 | 0.0041337 | 1.4075 | -0.057748 | 1.4075 | 0.062107 | 1.4075 | 0.00022548 | 1.4075 | 0.85874 | 1.4612 | 0.5963 | 0.83552
421014-Faucet Aerator | 0 | 0 | 0 | 0 | 0 | 3396.5032 | 33965.0321 | 0 | -0.84566 | 0 | -1.3227 | 0 | -0.75226 | 0 | -1.2293 | 0.56886 | 0.5973 | 0.45757 | 0.4758
421015-Low Flow Showerheads | 0 | 0 | 0 | 0 | 0 | 8234.2465 | 82342.465 | 0 | -0.50016 | 0 | -0.9772 | 0 | -0.42321 | 0 | -0.90025 | 0.69048 | 0.72501 | 0.53311 | 0.55345
421018-Int Energy Star Hardwire Fixture (30-36 Watt) | 19.7416 | 27.5272 | 15.5595 | 147292.5047 | 1360982.7434 | -2152.5 | -19889.0997 | -0.14514 | 1.256 | -0.20194 | 1.256 | -0.1319 | 1.256 | -0.18871 | 1.256 | 0.4119 | 0.4325 | 0.34202 | 0.35609
421019-Ext Energy Star Hardwire Fixture (18 Watt) | 17.2513 | 24.0548 | 0 | 128712.6 | 1189304.424 | 0 | 0 | -0.063631 | 0 | -0.12044 | 0 | -0.054275 | 0 | -0.11108 | 0 | 0.67617 | 0.70998 | 0.52453 | 0.54465
421023-Duct Test and Seal 1976-1994 | 102.9447 | 11.4866 | 155.8066 | 149666.4 | 2693995.2 | 13124.5923 | 236242.6613 | -0.046123 | -0.22166 | -0.17485 | -0.84031 | -0.029589 | -0.1422 | -0.15832 | -0.76085 | 0.86716 | 0.91052 | 0.63262 | 0.65539
421024-Duct Test and Seal 1995-2005 | 212.4225 | 23.7021 | 321.5008 | 308830.86 | 5558955.48 | 27082.0914 | 487477.6453 | -0.046123 | -0.22166 | -0.17485 | -0.84031 | -0.029589 | -0.1422 | -0.15832 | -0.76085 | 0.86716 | 0.91052 | 0.63262 | 0.65539
421025-AC Diagnostic, Repair and Tune-up 1976-1994 | 16.1855 | 2.5442 | 35.7135 | 24099 | 240990 | -21.8805 | -218.805 | -0.28436 | 1.2733 | -0.40159 | 1.2733 | -0.25777 | 1.2733 | -0.37499 | 1.2733 | 0.48881 | 0.51326 | 0.40402 | 0.42057
421026-AC Diagnostic, Repair and Tune-up 1995-2005 | 104.8393 | 16.4797 | 194.8374 | 156097.8 | 1560978 | -10.4939 | -104.9387 | 0.048317 | 1.2733 | -0.068907 | 1.2733 | 0.059072 | 1.2733 | -0.058152 | 1.2733 | 1.2135 | 1.2742 | 0.79891 | 0.82476
421028-Int. Energy Star CFL - 14 Watt | 1.8625 | 2.597 | 1.44 | 13895.9995 | 128399.0349 | -236.88 | -2188.7712 | 0.024351 | 1.256 | -0.032455 | 1.256 | 0.029518 | 1.256 | -0.027288 | 1.256 | 1.0271 | 1.0784 | 0.67417 | 0.69593
421029-Int. Energy Star CFL - 23 Watt | 10.1078 | 14.094 | 7.8269 | 75414.3018 | 696828.1488 | -1287.039 | -11892.2405 | 0.048865 | 1.256 | -0.0079402 | 1.256 | 0.052865 | 1.256 | -0.0039402 | 1.256 | 1.3266 | 1.3929 | 0.79138 | 0.81451
421030-Ext. Energy Star CFL - 13 Watt | 0.26832 | 0.37414 | 0 | 2001.96 | 18498.1101 | 0 | 0 | 0.09081 | 0 | 0.034005 | 0 | 0.092813 | 0 | 0.036007 | 0 | 3.1593 | 3.3173 | 1.344 | 1.3718
421031-Ext. Energy Star CFL - 23 Watt | 0.17732 | 0.24725 | 0 | 1323 | 12224.5196 | 0 | 0 | 0.10267 | 0 | 0.045869 | 0 | 0.10411 | 0 | 0.047307 | 0 | 4.4009 | 4.621 | 1.5273 | 1.5529
421034-255009-Interior Energy Star CFL Common 14 & 15 watt | 0.35077 | 0.4891 | 0.2712 | 2617.0799 | 17272.7273 | -44.6124 | -294.4418 | -0.011804 | 1.1995 | -0.066417 | 1.1995 | -0.0051591 | 1.1995 | -0.059772 | 1.1995 | 0.76887 | 0.80731 | 0.5526 | 0.57218
421040-Int CF Fixture Common (30-36 Watts) - Energy Star | 1.8661 | 1.552 | 2.5787 | 11813.44 | 38984.352 | -35.1758 | -116.0803 | 0.017928 | 1.0552 | -0.040352 | 1.0552 | 0.023566 | 1.0552 | -0.034715 | 1.0552 | 1.1249 | 1.1811 | 0.75381 | 0.77865
462281-Efficient Fan Control (EFC) No/AC | -4.6992 | -0.15713 | 0 | -6475.6651 | -71232.3159 | 12978.9935 | 142768.9286 | 0.27405 | -0.18711 | 0.27405 | -0.7413 | 0.27405 | -0.11647 | 0.27405 | -0.67067 | 0.78168 | 0.82076 | 0.56907 | 0.5895
462282-Efficient Fan Control (EFC) w/AC | 486.549 | 16.2696 | 316.8 | 670484.481 | 7375329.2915 | 29275.1721 | 322026.8935 | 0.22169 | 1.0486 | 0.10452 | 0.49439 | 0.22419 | 1.0604 | 0.10702 | 0.50618 | 5.2342 | 5.4959 | 1.6166 | 1.6407
0 | 0 | 0 | 0 | 0 | 0 | 0 | 0 | 0 | 0 | 0 | 0 | 0 | 0 | 0 | 0 | 0 | 0 | 0 | 0
0 | 0 | 0 | 0 | 0 | 0 | 0 | 0 | 0 | 0 | 0 | 0 | 0 | 0 | 0 | 0 | 0 | 0 | 0 | 0
0 | 0 | 0 | 0 | 0 | 0 | 0 | 0 | 0 | 0 | 0 | 0 | 0 | 0 | 0 | 0 | 0 | 0 | 0 | 0
0 | 0 | 0 | 0 | 0 | 0 | 0 | 0 | 0 | 0 | 0 | 0 | 0 | 0 | 0 | 0 | 0 | 0 | 0 | 0
0 | 0 | 0 | 0 | 0 | 0 | 0 | 0 | 0 | 0 | 0 | 0 | 0 | 0 | 0 | 0 | 0 | 0 | 0 | 0
0 | 0 | 0 | 0 | 0 | 0 | 0 | 0 | 0 | 0 | 0 | 0 | 0 | 0 | 0 | 0 | 0 | 0 | 0 | 0
0 | 0 | 0 | 0 | 0 | 0 | 0 | 0 | 0 | 0 | 0 | 0 | 0 | 0 | 0 | 0 | 0 | 0 | 0 | 0
0 | 0 | 0 | 0 | 0 | 0 | 0 | 0 | 0 | 0 | 0 | 0 | 0 | 0 | 0 | 0 | 0 | 0 | 0 | 0
0 | 0 | 0 | 0 | 0 | 0 | 0 | 0 | 0 | 0 | 0 | 0 | 0 | 0 | 0 | 0 | 0 | 0 | 0 | 0
0 | 0 | 0 | 0 | 0 | 0 | 0 | 0 | 0 | 0 | 0 | 0 | 0 | 0 | 0 | 0 | 0 | 0 | 0 | 0
0 | 0 | 0 | 0 | 0 | 0 | 0 | 0 | 0 | 0 | 0 | 0 | 0 | 0 | 0 | 0 | 0 | 0 | 0 | 0
0 | 0 | 0 | 0 | 0 | 0 | 0 | 0 | 0 | 0 | 0 | 0 | 0 | 0 | 0 | 0 | 0 | 0 | 0 | 0
0 | 0 | 0 | 0 | 0 | 0 | 0 | 0 | 0 | 0 | 0 | 0 | 0 | 0 | 0 | 0 | 0 | 0 | 0 | 0
0 | 0 | 0 | 0 | 0 | 0 | 0 | 0 | 0 | 0 | 0 | 0 | 0 | 0 | 0 | 0 | 0 | 0 | 0 | 0
0 | 0 | 0 | 0 | 0 | 0 | 0 | 0 | 0 | 0 | 0 | 0 | 0 | 0 | 0 | 0 | 0 | 0 | 0 | 0
0 | 0 | 0 | 0 | 0 | 0 | 0 | 0 | 0 | 0 | 0 | 0 | 0 | 0 | 0 | 0 | 0 | 0 | 0 | 0
0 | 0 | 0 | 0 | 0 | 0 | 0 | 0 | 0 | 0 | 0 | 0 | 0 | 0 | 0 | 0 | 0 | 0 | 0 | 0
0 | 0 | 0 | 0 | 0 | 0 | 0 | 0 | 0 | 0 | 0 | 0 | 0 | 0 | 0 | 0 | 0 | 0 | 0 | 0
0 | 0 | 0 | 0 | 0 | 0 | 0 | 0 | 0 | 0 | 0 | 0 | 0 | 0 | 0 | 0 | 0 | 0 | 0 | 0
0 | 0 | 0 | 0 | 0 | 0 | 0 | 0 | 0 | 0 | 0 | 0 | 0 | 0 | 0 | 0 | 0 | 0 | 0 | 0
0 | 0 | 0 | 0 | 0 | 0 | 0 | 0 | 0 | 0 | 0 | 0 | 0 | 0 | 0 | 0 | 0 | 0 | 0 | 0
0 | 0 | 0 | 0 | 0 | 0 | 0 | 0 | 0 | 0 | 0 | 0 | 0 | 0 | 0 | 0 | 0 | 0 | 0 | 0
0 | 0 | 0 | 0 | 0 | 0 | 0 | 0 | 0 | 0 | 0 | 0 | 0 | 0 | 0 | 0 | 0 | 0 | 0 | 0
0 | 0 | 0 | 0 | 0 | 0 | 0 | 0 | 0 | 0 | 0 | 0 | 0 | 0 | 0 | 0 | 0 | 0 | 0 | 0
0 | 0 | 0 | 0 | 0 | 0 | 0 | 0 | 0 | 0 | 0 | 0 | 0 | 0 | 0 | 0 | 0 | 0 | 0 | 0
0 | 0 | 0 | 0 | 0 | 0 | 0 | 0 | 0 | 0 | 0 | 0 | 0 | 0 | 0 | 0 | 0 | 0 | 0 | 0
0 | 0 | 0 | 0 | 0 | 0 | 0 | 0 | 0 | 0 | 0 | 0 | 0 | 0 | 0 | 0 | 0 | 0 | 0 | 0
0 | 0 | 0 | 0 | 0 | 0 | 0 | 0 | 0 | 0 | 0 | 0 | 0 | 0 | 0 | 0 | 0 | 0 | 0 | 0
0 | 0 | 0 | 0 | 0 | 0 | 0 | 0 | 0 | 0 | 0 | 0 | 0 | 0 | 0 | 0 | 0 | 0 | 0 | 0
0 | 0 | 0 | 0 | 0 | 0 | 0 | 0 | 0 | 0 | 0 | 0 | 0 | 0 | 0 | 0 | 0 | 0 | 0 | 0
0 | 0 | 0 | 0 | 0 | 0 | 0 | 0 | 0 | 0 | 0 | 0 | 0 | 0 | 0 | 0 | 0 | 0 | 0 | 0
0 | 0 | 0 | 0 | 0 | 0 | 0 | 0 | 0 | 0 | 0 | 0 | 0 | 0 | 0 | 0 | 0 | 0 | 0 | 0
0 | 0 | 0 | 0 | 0 | 0 | 0 | 0 | 0 | 0 | 0 | 0 | 0 | 0 | 0 | 0 | 0 | 0 | 0 | 0
0 | 0 | 0 | 0 | 0 | 0 | 0 | 0 | 0 | 0 | 0 | 0 | 0 | 0 | 0 | 0 | 0 | 0 | 0 | 0
0 | 0 | 0 | 0 | 0 | 0 | 0 | 0 | 0 | 0 | 0 | 0 | 0 | 0 | 0 | 0 | 0 | 0 | 0 | 0
0 | 0 | 0 | 0 | 0 | 0 | 0 | 0 | 0 | 0 | 0 | 0 | 0 | 0 | 0 | 0 | 0 | 0 | 0 | 0
0 | 0 | 0 | 0 | 0 | 0 | 0 | 0 | 0 | 0 | 0 | 0 | 0 | 0 | 0 | 0 | 0 | 0 | 0 | 0
0 | 0 | 0 | 0 | 0 | 0 | 0 | 0 | 0 | 0 | 0 | 0 | 0 | 0 | 0 | 0 | 0 | 0 | 0 | 0
0 | 0 | 0 | 0 | 0 | 0 | 0 | 0 | 0 | 0 | 0 | 0 | 0 | 0 | 0 | 0 | 0 | 0 | 0 | 0
0 | 0 | 0 | 0 | 0 | 0 | 0 | 0 | 0 | 0 | 0 | 0 | 0 | 0 | 0 | 0 | 0 | 0 | 0 | 0
0 | 0 | 0 | 0 | 0 | 0 | 0 | 0 | 0 | 0 | 0 | 0 | 0 | 0 | 0 | 0 | 0 | 0 | 0 | 0
0 | 0 | 0 | 0 | 0 | 0 | 0 | 0 | 0 | 0 | 0 | 0 | 0 | 0 | 0 | 0 | 0 | 0 | 0 | 0
0 | 0 | 0 | 0 | 0 | 0 | 0 | 0 | 0 | 0 | 0 | 0 | 0 | 0 | 0 | 0 | 0 | 0 | 0 | 0
0 | 0 | 0 | 0 | 0 | 0 | 0 | 0 | 0 | 0 | 0 | 0 | 0 | 0 | 0 | 0 | 0 | 0 | 0 | 0
0 | 0 | 0 | 0 | 0 | 0 | 0 | 0 | 0 | 0 | 0 | 0 | 0 | 0 | 0 | 0 | 0 | 0 | 0 | 0
0 | 0 | 0 | 0 | 0 | 0 | 0 | 0 | 0 | 0 | 0 | 0 | 0 | 0 | 0 | 0 | 0 | 0 | 0 | 0
0 | 0 | 0 | 0 | 0 | 0 | 0 | 0 | 0 | 0 | 0 | 0 | 0 | 0 | 0 | 0 | 0 | 0 | 0 | 0
0 | 0 | 0 | 0 | 0 | 0 | 0 | 0 | 0 | 0 | 0 | 0 | 0 | 0 | 0 | 0 | 0 | 0 | 0 | 0
0 | 0 | 0 | 0 | 0 | 0 | 0 | 0 | 0 | 0 | 0 | 0 | 0 | 0 | 0 | 0 | 0 | 0 | 0 | 0
0 | 0 | 0 | 0 | 0 | 0 | 0 | 0 | 0 | 0 | 0 | 0 | 0 | 0 | 0 | 0 | 0 | 0 | 0 | 0
0 | 0 | 0 | 0 | 0 | 0 | 0 | 0 | 0 | 0 | 0 | 0 | 0 | 0 | 0 | 0 | 0 | 0 | 0 | 0
0 | 0 | 0 | 0 | 0 | 0 | 0 | 0 | 0 | 0 | 0 | 0 | 0 | 0 | 0 | 0 | 0 | 0 | 0 | 0
0 | 0 | 0 | 0 | 0 | 0 | 0 | 0 | 0 | 0 | 0 | 0 | 0 | 0 | 0 | 0 | 0 | 0 | 0 | 0
0 | 0 | 0 | 0 | 0 | 0 | 0 | 0 | 0 | 0 | 0 | 0 | 0 | 0 | 0 | 0 | 0 | 0 | 0 | 0
0 | 0 | 0 | 0 | 0 | 0 | 0 | 0 | 0 | 0 | 0 | 0 | 0 | 0 | 0 | 0 | 0 | 0 | 0 | 0
0 | 0 | 0 | 0 | 0 | 0 | 0 | 0 | 0 | 0 | 0 | 0 | 0 | 0 | 0 | 0 | 0 | 0 | 0 | 0
0 | 0 | 0 | 0 | 0 | 0 | 0 | 0 | 0 | 0 | 0 | 0 | 0 | 0 | 0 | 0 | 0 | 0 | 0 | 0
0 | 0 | 0 | 0 | 0 | 0 | 0 | 0 | 0 | 0 | 0 | 0 | 0 | 0 | 0 | 0 | 0 | 0 | 0 | 0
0 | 0 | 0 | 0 | 0 | 0 | 0 | 0 | 0 | 0 | 0 | 0 | 0 | 0 | 0 | 0 | 0 | 0 | 0 | 0
0 | 0 | 0 | 0 | 0 | 0 | 0 | 0 | 0 | 0 | 0 | 0 | 0 | 0 | 0 | 0 | 0 | 0 | 0 | 0
0 | 0 | 0 | 0 | 0 | 0 | 0 | 0 | 0 | 0 | 0 | 0 | 0 | 0 | 0 | 0 | 0 | 0 | 0 | 0
0 | 0 | 0 | 0 | 0 | 0 | 0 | 0 | 0 | 0 | 0 | 0 | 0 | 0 | 0 | 0 | 0 | 0 | 0 | 0
0 | 0 | 0 | 0 | 0 | 0 | 0 | 0 | 0 | 0 | 0 | 0 | 0 | 0 | 0 | 0 | 0 | 0 | 0 | 0
0 | 0 | 0 | 0 | 0 | 0 | 0 | 0 | 0 | 0 | 0 | 0 | 0 | 0 | 0 | 0 | 0 | 0 | 0 | 0
0 | 0 | 0 | 0 | 0 | 0 | 0 | 0 | 0 | 0 | 0 | 0 | 0 | 0 | 0 | 0 | 0 | 0 | 0 | 0
0 | 0 | 0 | 0 | 0 | 0 | 0 | 0 | 0 | 0 | 0 | 0 | 0 | 0 | 0 | 0 | 0 | 0 | 0 | 0
0 | 0 | 0 | 0 | 0 | 0 | 0 | 0 | 0 | 0 | 0 | 0 | 0 | 0 | 0 | 0 | 0 | 0 | 0 | 0
0 | 0 | 0 | 0 | 0 | 0 | 0 | 0 | 0 | 0 | 0 | 0 | 0 | 0 | 0 | 0 | 0 | 0 | 0 | 0
0 | 0 | 0 | 0 | 0 | 0 | 0 | 0 | 0 | 0 | 0 | 0 | 0 | 0 | 0 | 0 | 0 | 0 | 0 | 0
0 | 0 | 0 | 0 | 0 | 0 | 0 | 0 | 0 | 0 | 0 | 0 | 0 | 0 | 0 | 0 | 0 | 0 | 0 | 0
0 | 0 | 0 | 0 | 0 | 0 | 0 | 0 | 0 | 0 | 0 | 0 | 0 | 0 | 0 | 0 | 0 | 0 | 0 | 0
0 | 0 | 0 | 0 | 0 | 0 | 0 | 0 | 0 | 0 | 0 | 0 | 0 | 0 | 0 | 0 | 0 | 0 | 0 | 0
0 | 0 | 0 | 0 | 0 | 0 | 0 | 0 | 0 | 0 | 0 | 0 | 0 | 0 | 0 | 0 | 0 | 0 | 0 | 0
0 | 0 | 0 | 0 | 0 | 0 | 0 | 0 | 0 | 0 | 0 | 0 | 0 | 0 | 0 | 0 | 0 | 0 | 0 | 0
0 | 0 | 0 | 0 | 0 | 0 | 0 | 0 | 0 | 0 | 0 | 0 | 0 | 0 | 0 | 0 | 0 | 0 | 0 | 0
0 | 0 | 0 | 0 | 0 | 0 | 0 | 0 | 0 | 0 | 0 | 0 | 0 | 0 | 0 | 0 | 0 | 0 | 0 | 0
0 | 0 | 0 | 0 | 0 | 0 | 0 | 0 | 0 | 0 | 0 | 0 | 0 | 0 | 0 | 0 | 0 | 0 | 0 | 0
0 | 0 | 0 | 0 | 0 | 0 | 0 | 0 | 0 | 0 | 0 | 0 | 0 | 0 | 0 | 0 | 0 | 0 | 0 | 0
0 | 0 | 0 | 0 | 0 | 0 | 0 | 0 | 0 | 0 | 0 | 0 | 0 | 0 | 0 | 0 | 0 | 0 | 0 | 0
0 | 0 | 0 | 0 | 0 | 0 | 0 | 0 | 0 | 0 | 0 | 0 | 0 | 0 | 0 | 0 | 0 | 0 | 0 | 0
0 | 0 | 0 | 0 | 0 | 0 | 0 | 0 | 0 | 0 | 0 | 0 | 0 | 0 | 0 | 0 | 0 | 0 | 0 | 0
0 | 0 | 0 | 0 | 0 | 0 | 0 | 0 | 0 | 0 | 0 | 0 | 0 | 0 | 0 | 0 | 0 | 0 | 0 | 0
0 | 0 | 0 | 0 | 0 | 0 | 0 | 0 | 0 | 0 | 0 | 0 | 0 | 0 | 0 | 0 | 0 | 0 | 0 | 0
0 | 0 | 0 | 0 | 0 | 0 | 0 | 0 | 0 | 0 | 0 | 0 | 0 | 0 | 0 | 0 | 0 | 0 | 0 | 0
0 | 0 | 0 | 0 | 0 | 0 | 0 | 0 | 0 | 0 | 0 | 0 | 0 | 0 | 0 | 0 | 0 | 0 | 0 | 0
0 | 0 | 0 | 0 | 0 | 0 | 0 | 0 | 0 | 0 | 0 | 0 | 0 | 0 | 0 | 0 | 0 | 0 | 0 | 0
0 | 0 | 0 | 0 | 0 | 0 | 0 | 0 | 0 | 0 | 0 | 0 | 0 | 0 | 0 | 0 | 0 | 0 | 0 | 0
0 | 0 | 0 | 0 | 0 | 0 | 0 | 0 | 0 | 0 | 0 | 0 | 0 | 0 | 0 | 0 | 0 | 0 | 0 | 0
0 | 0 | 0 | 0 | 0 | 0 | 0 | 0 | 0 | 0 | 0 | 0 | 0 | 0 | 0 | 0 | 0 | 0 | 0 | 0
0 | 0 | 0 | 0 | 0 | 0 | 0 | 0 | 0 | 0 | 0 | 0 | 0 | 0 | 0 | 0 | 0 | 0 | 0 | 0
0 | 0 | 0 | 0 | 0 | 0 | 0 | 0 | 0 | 0 | 0 | 0 | 0 | 0 | 0 | 0 | 0 | 0 | 0 | 0
0 | 0 | 0 | 0 | 0 | 0 | 0 | 0 | 0 | 0 | 0 | 0 | 0 | 0 | 0 | 0 | 0 | 0 | 0 | 0
0 | 0 | 0 | 0 | 0 | 0 | 0 | 0 | 0 | 0 | 0 | 0 | 0 | 0 | 0 | 0 | 0 | 0 | 0 | 0
0 | 0 | 0 | 0 | 0 | 0 | 0 | 0 | 0 | 0 | 0 | 0 | 0 | 0 | 0 | 0 | 0 | 0 | 0 | 0
0 | 0 | 0 | 0 | 0 | 0 | 0 | 0 | 0 | 0 | 0 | 0 | 0 | 0 | 0 | 0 | 0 | 0 | 0 | 0
0 | 0 | 0 | 0 | 0 | 0 | 0 | 0 | 0 | 0 | 0 | 0 | 0 | 0 | 0 | 0 | 0 | 0 | 0 | 0
0 | 0 | 0 | 0 | 0 | 0 | 0 | 0 | 0 | 0 | 0 | 0 | 0 | 0 | 0 | 0 | 0 | 0 | 0 | 0
0 | 0 | 0 | 0 | 0 | 0 | 0 | 0 | 0 | 0 | 0 | 0 | 0 | 0 | 0 | 0 | 0 | 0 | 0 | 0
0 | 0 | 0 | 0 | 0 | 0 | 0 | 0 | 0 | 0 | 0 | 0 | 0 | 0 | 0 | 0 | 0 | 0 | 0 | 0
0 | 0 | 0 | 0 | 0 | 0 | 0 | 0 | 0 | 0 | 0 | 0 | 0 | 0 | 0 | 0 | 0 | 0 | 0 | 0
0 | 0 | 0 | 0 | 0 | 0 | 0 | 0 | 0 | 0 | 0 | 0 | 0 | 0 | 0 | 0 | 0 | 0 | 0 | 0
0 | 0 | 0 | 0 | 0 | 0 | 0 | 0 | 0 | 0 | 0 | 0 | 0 | 0 | 0 | 0 | 0 | 0 | 0 | 0
0 | 0 | 0 | 0 | 0 | 0 | 0 | 0 | 0 | 0 | 0 | 0 | 0 | 0 | 0 | 0 | 0 | 0 | 0 | 0
0 | 0 | 0 | 0 | 0 | 0 | 0 | 0 | 0 | 0 | 0 | 0 | 0 | 0 | 0 | 0 | 0 | 0 | 0 | 0
0 | 0 | 0 | 0 | 0 | 0 | 0 | 0 | 0 | 0 | 0 | 0 | 0 | 0 | 0 | 0 | 0 | 0 | 0 | 0
0 | 0 | 0 | 0 | 0 | 0 | 0 | 0 | 0 | 0 | 0 | 0 | 0 | 0 | 0 | 0 | 0 | 0 | 0 | 0
0 | 0 | 0 | 0 | 0 | 0 | 0 | 0 | 0 | 0 | 0 | 0 | 0 | 0 | 0 | 0 | 0 | 0 | 0 | 0
0 | 0 | 0 | 0 | 0 | 0 | 0 | 0 | 0 | 0 | 0 | 0 | 0 | 0 | 0 | 0 | 0 | 0 | 0 | 0
0 | 0 | 0 | 0 | 0 | 0 | 0 | 0 | 0 | 0 | 0 | 0 | 0 | 0 | 0 | 0 | 0 | 0 | 0 | 0
0 | 0 | 0 | 0 | 0 | 0 | 0 | 0 | 0 | 0 | 0 | 0 | 0 | 0 | 0 | 0 | 0 | 0 | 0 | 0
0 | 0 | 0 | 0 | 0 | 0 | 0 | 0 | 0 | 0 | 0 | 0 | 0 | 0 | 0 | 0 | 0 | 0 | 0 | 0
0 | 0 | 0 | 0 | 0 | 0 | 0 | 0 | 0 | 0 | 0 | 0 | 0 | 0 | 0 | 0 | 0 | 0 | 0 | 0
0 | 0 | 0 | 0 | 0 | 0 | 0 | 0 | 0 | 0 | 0 | 0 | 0 | 0 | 0 | 0 | 0 | 0 | 0 | 0
0 | 0 | 0 | 0 | 0 | 0 | 0 | 0 | 0 | 0 | 0 | 0 | 0 | 0 | 0 | 0 | 0 | 0 | 0 | 0
0 | 0 | 0 | 0 | 0 | 0 | 0 | 0 | 0 | 0 | 0 | 0 | 0 | 0 | 0 | 0 | 0 | 0 | 0 | 0
0 | 0 | 0 | 0 | 0 | 0 | 0 | 0 | 0 | 0 | 0 | 0 | 0 | 0 | 0 | 0 | 0 | 0 | 0 | 0
0 | 0 | 0 | 0 | 0 | 0 | 0 | 0 | 0 | 0 | 0 | 0 | 0 | 0 | 0 | 0 | 0 | 0 | 0 | 0
0 | 0 | 0 | 0 | 0 | 0 | 0 | 0 | 0 | 0 | 0 | 0 | 0 | 0 | 0 | 0 | 0 | 0 | 0 | 0
0 | 0 | 0 | 0 | 0 | 0 | 0 | 0 | 0 | 0 | 0 | 0 | 0 | 0 | 0 | 0 | 0 | 0 | 0 | 0
0 | 0 | 0 | 0 | 0 | 0 | 0 | 0 | 0 | 0 | 0 | 0 | 0 | 0 | 0 | 0 | 0 | 0 | 0 | 0
0 | 0 | 0 | 0 | 0 | 0 | 0 | 0 | 0 | 0 | 0 | 0 | 0 | 0 | 0 | 0 | 0 | 0 | 0 | 0
0 | 0 | 0 | 0 | 0 | 0 | 0 | 0 | 0 | 0 | 0 | 0 | 0 | 0 | 0 | 0 | 0 | 0 | 0 | 0
0 | 0 | 0 | 0 | 0 | 0 | 0 | 0 | 0 | 0 | 0 | 0 | 0 | 0 | 0 | 0 | 0 | 0 | 0 | 0
0 | 0 | 0 | 0 | 0 | 0 | 0 | 0 | 0 | 0 | 0 | 0 | 0 | 0 | 0 | 0 | 0 | 0 | 0 | 0
0 | 0 | 0 | 0 | 0 | 0 | 0 | 0 | 0 | 0 | 0 | 0 | 0 | 0 | 0 | 0 | 0 | 0 | 0 | 0
0 | 0 | 0 | 0 | 0 | 0 | 0 | 0 | 0 | 0 | 0 | 0 | 0 | 0 | 0 | 0 | 0 | 0 | 0 | 0
0 | 0 | 0 | 0 | 0 | 0 | 0 | 0 | 0 | 0 | 0 | 0 | 0 | 0 | 0 | 0 | 0 | 0 | 0 | 0
0 | 0 | 0 | 0 | 0 | 0 | 0 | 0 | 0 | 0 | 0 | 0 | 0 | 0 | 0 | 0 | 0 | 0 | 0 | 0
0 | 0 | 0 | 0 | 0 | 0 | 0 | 0 | 0 | 0 | 0 | 0 | 0 | 0 | 0 | 0 | 0 | 0 | 0 | 0
0 | 0 | 0 | 0 | 0 | 0 | 0 | 0 | 0 | 0 | 0 | 0 | 0 | 0 | 0 | 0 | 0 | 0 | 0 | 0
0 | 0 | 0 | 0 | 0 | 0 | 0 | 0 | 0 | 0 | 0 | 0 | 0 | 0 | 0 | 0 | 0 | 0 | 0 | 0
0 | 0 | 0 | 0 | 0 | 0 | 0 | 0 | 0 | 0 | 0 | 0 | 0 | 0 | 0 | 0 | 0 | 0 | 0 | 0
0 | 0 | 0 | 0 | 0 | 0 | 0 | 0 | 0 | 0 | 0 | 0 | 0 | 0 | 0 | 0 | 0 | 0 | 0 | 0
0 | 0 | 0 | 0 | 0 | 0 | 0 | 0 | 0 | 0 | 0 | 0 | 0 | 0 | 0 | 0 | 0 | 0 | 0 | 0
0 | 0 | 0 | 0 | 0 | 0 | 0 | 0 | 0 | 0 | 0 | 0 | 0 | 0 | 0 | 0 | 0 | 0 | 0 | 0
0 | 0 | 0 | 0 | 0 | 0 | 0 | 0 | 0 | 0 | 0 | 0 | 0 | 0 | 0 | 0 | 0 | 0 | 0 | 0
0 | 0 | 0 | 0 | 0 | 0 | 0 | 0 | 0 | 0 | 0 | 0 | 0 | 0 | 0 | 0 | 0 | 0 | 0 | 0
0 | 0 | 0 | 0 | 0 | 0 | 0 | 0 | 0 | 0 | 0 | 0 | 0 | 0 | 0 | 0 | 0 | 0 | 0 | 0
0 | 0 | 0 | 0 | 0 | 0 | 0 | 0 | 0 | 0 | 0 | 0 | 0 | 0 | 0 | 0 | 0 | 0 | 0 | 0
0 | 0 | 0 | 0 | 0 | 0 | 0 | 0 | 0 | 0 | 0 | 0 | 0 | 0 | 0 | 0 | 0 | 0 | 0 | 0
0 | 0 | 0 | 0 | 0 | 0 | 0 | 0 | 0 | 0 | 0 | 0 | 0 | 0 | 0 | 0 | 0 | 0 | 0 | 0
0 | 0 | 0 | 0 | 0 | 0 | 0 | 0 | 0 | 0 | 0 | 0 | 0 | 0 | 0 | 0 | 0 | 0 | 0 | 0
0 | 0 | 0 | 0 | 0 | 0 | 0 | 0 | 0 | 0 | 0 | 0 | 0 | 0 | 0 | 0 | 0 | 0 | 0 | 0
0 | 0 | 0 | 0 | 0 | 0 | 0 | 0 | 0 | 0 | 0 | 0 | 0 | 0 | 0 | 0 | 0 | 0 | 0 | 0
0 | 0 | 0 | 0 | 0 | 0 | 0 | 0 | 0 | 0 | 0 | 0 | 0 | 0 | 0 | 0 | 0 | 0 | 0 | 0
0 | 0 | 0 | 0 | 0 | 0 | 0 | 0 | 0 | 0 | 0 | 0 | 0 | 0 | 0 | 0 | 0 | 0 | 0 | 0
0 | 0 | 0 | 0 | 0 | 0 | 0 | 0 | 0 | 0 | 0 | 0 | 0 | 0 | 0 | 0 | 0 | 0 | 0 | 0

## Output
Program Summary |  | Nominal |  |  | Present Value |  |  |  | Avoided Cost Version
Proposer Name |  | SDG&E | [6 empty] | 2011-08-04
Program Name |  | PORTFOLIO RUN 2015 | [6 empty] | 2012-02-17 | Run Time
Total Program Budget ($) |  | 124321764.3019 |  |  | 109418960.1503 |  |  |  | Base Year
2013
Net Participant Cost ($) |  |  |  |  | 22409669.269 |  |  |  | SDG&E 2013 v1c4-Draft.xls
[11 empty] | 2015 | 177129117.9805 | 1920438472.4087 | 2366763.9264 | 34683764.797 | 29292.3895
Program Impacts | 115957967.0399 | 1280792866.9089 | 1678278.4415 | 23931933.6698 | 24791.0154 | 13387.2556 | 0 | 19483.8151 |  |  | Program Impacts (Gross)
| Wtd Annual Net kWh | Lifecycle Net kWh | Wtd Annual Net Therms | Lifecycle Net Therms | Wtd Net Jul-Sept Pk** (kW) | Wtd Net Dec-Feb Pk** (kW) |  | Wtd User Entered kW |  |  |  | Wtd Annual Gross kWh | Lifecycle Gross kWh | Wtd Annual Gross Therms | Lifecycle Gross Therms | Wtd User Entered kW
2013 | 0 | 0 | 0 | 0 | 0 | 0 |  | 0 |  |  | 2013 | 0 | 0 | 0 | 0 | 0
2014 | 0 | 0 | 0 | 0 | 0 | 0 |  | 0 |  |  | 2014 | 0 | 0 | 0 | 0 | 0
2013-2014 | 0 | 0 | 0 | 0 | 0 | 0 |  | 0 |  |  | 2013-2014 | 0 | 0 | 0 | 0 | 0
Cost Effectiveness (Lifecycle Present Value Dollars)
|  | Benefits |  |  | Benefit - Cost
| Cost | Electric | Gas | Incentives | NPV | B/C Ratio | Notes
Program TRC ($) | 131828629.4193 | 119752955.3084 | 16181680.1476 | NA | 4106006.0367 | 1.0311 | *1
Program PAC ($) | 109418960.1503 | 119752955.3084 | 16181680.1476 | NA | 26515675.3057 | 1.2423 | *1,2
Program RIM ($) | 248129578.5818 | 119752955.3084 | 16181680.1476 | NA | -112194943.1259 | 0.54784 | *1
*1 B/C Ratio is an approximation because any supply cost increases are treated as negative benefits rather than as a cost as in the Standard Practice Manual
*2 PAC benefits include environmental costs. This is to be consistent with the TRC benefits, but is not strictly consistent with the Standard Practice Manual.
Levelized Cost and Benefit (All Measures Installed through 2023)
| Discounted Savings |  |  |  | Benefit - Cost
| kWh | Therms | Cost | Benefits | NPV
TRC ($/kWh ) | 720533361.8909 |  | 0.15345 | 0.1662 | 0.012754
PAC ($/kWh) | 720533361.8909 |  | 0.12787 | 0.1662 | 0.038331
RIM ($/kWh) | 720533361.8909 |  | 0.30338 | 0.1662 | -0.13718
TRC ($/therm) |  | 13078047.1132 | 1.5514 | 1.2373 | -0.31406
PAC ($/therm) |  | 13078047.1132 | 1.2523 | 1.2373 | -0.014978
RIM ($/therm) |  | 13078047.1132 | 2.2585 | 1.2373 | -1.0212
Wtd Avg Emissions Reductions | [10 empty] | Wtd Avg Emissions Reductions (Gross)
| Electric Reductions |  |  | Gas Reductions | [7 empty] | Electric Reductions |  |  | Gas Reductions
Annual Reductions | CO2 (tons) | NOX (lbs) | PM-10 (lbs) | CO2 (tons) | NOX (lbs) | [5 empty] | Annual Reductions | CO2 (tons) | NOX (lbs) | PM-10 (lbs) | CO2 (tons) | NOX (lbs)
2013 | 0 | 0 | 0 | 0 | 0 | * annual reductions are the units |  |  |  |  | 2013 | 0 | 0 | 0 | 0 | 0 | * annual reductions are the units
2014 | 0 | 0 | 0 | 0 | 0 | implemented in the year, times |  |  |  |  | 2014 | 0 | 0 | 0 | 0 | 0 | implemented in the year, times
2015 | 60079.2513 | 14899.6369 | 7886.6703 | 9817.9289 | 16328.3038 | the annual emission reduction |  |  |  |  | 2015 | 91763.0719 | 22754.9361 | 12046.1279 | 13845.569 | 22963.6236 | the annual emission reduction
2016 | 0 | 0 | 0 | 0 | 0 | for the measure, weighted |  |  |  |  | 2016 | 0 | 0 | 0 | 0 | 0 | for the measure, weighted for
2017 | 0 | 0 | 0 | 0 | 0 | for dual baseline. |  |  |  |  | 2017 | 0 | 0 | 0 | 0 | 0 | split baseline performance
2018 | 0 | 0 | 0 | 0 | 0 | [5 empty] | 2018 | 0 | 0 | 0 | 0 | 0
2019 | 0 | 0 | 0 | 0 | 0 | [5 empty] | 2019 | 0 | 0 | 0 | 0 | 0
2020 | 0 | 0 | 0 | 0 | 0 | [5 empty] | 2020 | 0 | 0 | 0 | 0 | 0
2021 | 0 | 0 | 0 | 0 | 0 | [5 empty] | 2021 | 0 | 0 | 0 | 0 | 0
2022 | 0 | 0 | 0 | 0 | 0 | [5 empty] | 2022 | 0 | 0 | 0 | 0 | 0
2023 | 0 | 0 | 0 | 0 | 0 | [5 empty] | 2023 | 0 | 0 | 0 | 0 | 0
Total Annual | 60079.2513 | 14899.6369 | 7886.6703 | 9817.9289 | 16328.3038 | [5 empty] | Total Annual | 91763.0719 | 22754.9361 | 12046.1279 | 13845.569 | 22963.6236
Lifecycle Reductions | [10 empty] | Lifecycle Reductions
2013 | 0 | 0 | 0 | 0 | 0 | [5 empty] | 2013 | 0 | 0 | 0 | 0 | 0
2014 | 0 | 0 | 0 | 0 | 0 | [5 empty] | 2014 | 0 | 0 | 0 | 0 | 0
2015 | 664494.7262 | 165007.6342 | 87202.1104 | 140001.812 | 231314.9518 | [5 empty] | 2015 | 996347.1558 | 247412.2714 | 130751.4781 | 202871.619 | 334236.2868
2016 | 0 | 0 | 0 | 0 | 0 | [5 empty] | 2016 | 0 | 0 | 0 | 0 | 0
2017 | 0 | 0 | 0 | 0 | 0 | [5 empty] | 2017 | 0 | 0 | 0 | 0 | 0
2018 | 0 | 0 | 0 | 0 | 0 | [5 empty] | 2018 | 0 | 0 | 0 | 0 | 0
2019 | 0 | 0 | 0 | 0 | 0 | [5 empty] | 2019 | 0 | 0 | 0 | 0 | 0
2020 | 0 | 0 | 0 | 0 | 0 | [5 empty] | 2020 | 0 | 0 | 0 | 0 | 0
2021 | 0 | 0 | 0 | 0 | 0 | [5 empty] | 2021 | 0 | 0 | 0 | 0 | 0
2022 | 0 | 0 | 0 | 0 | 0 | [5 empty] | 2022 | 0 | 0 | 0 | 0 | 0
2023 | 0 | 0 | 0 | 0 | 0 | [5 empty] | 2023 | 0 | 0 | 0 | 0 | 0
Total Lifecycle | 664494.7262 | 165007.6342 | 87202.1104 | 140001.812 | 231314.9518 | [5 empty] | Total Lifecycle | 996347.1558 | 247412.2714 | 130751.4781 | 202871.619 | 334236.2868
Reductions based on total annual installations | [10 empty] | Wtd Avg Reductions based on total annual installations (Gross)
| Annual Wtd Avg Net kWh | Lifecycle Net kWh | Annual Wtd Avg Net Therms | Lifecycle Net Therms | Net July-Sept Wtd Avg Peak** (kW) | Net Wtd Avg Dec-Feb** (kW) |  | Wtd Avg User Entered kW | Net Annual NCP (kW) |  |  | Wtd Avg Annual Gross kWh | Wtd Avg Lifecycle Gross kWh | Wtd Avg Annual Gross Therms | Wtd Avg Lifecycle Gross Therms | Wtd Avg User Entered kW
2013 | 0 | 0 | 0 | 0 | 0 | 0 |  | 0 | 0 |  | 2013 | 0 | 0 | 0 | 0 | 0
2014 | 0 | 0 | 0 | 0 | 0 | 0 |  | 0 | 0 |  | 2014 | 0 | 0 | 0 | 0 | 0
2015 | 115957967.0399 | 1280792866.9089 | 1678278.4415 | 23931933.6698 | 24791.0154 | 13387.2556 |  | 19483.8151 | 28362.0724 |  | 2015 | 177129117.9805 | 1920438472.4087 | 2366763.9264 | 34683764.797 | 29292.3895
2016 | 0 | 0 | 0 | 0 | 0 | 0 |  | 0 | 11631.8833 |  | 2016 | 0 | 0 | 0 | 0 | 0
2017 | 0 | 0 | 0 | 0 | 0 | 0 |  | 0 | -323.4766 |  | 2017 | 0 | 0 | 0 | 0 | 0
2018 | 0 | 0 | 0 | 0 | 0 | 0 |  | 0 | -2537.6015 |  | 2018 | 0 | 0 | 0 | 0 | 0
2019 | 0 | 0 | 0 | 0 | 0 | 0 |  | 0 | -3288.7224 |  | 2019 | 0 | 0 | 0 | 0 | 0
2020 | 0 | 0 | 0 | 0 | 0 | 0 |  | 0 | -1140.9888 |  | 2020 | 0 | 0 | 0 | 0 | 0
2021 | 0 | 0 | 0 | 0 | 0 | 0 |  | 0 | -910.3176 |  | 2021 | 0 | 0 | 0 | 0 | 0
2022 | 0 | 0 | 0 | 0 | 0 | 0 |  | 0 | -3330.2076 |  | 2022 | 0 | 0 | 0 | 0 | 0
2023 | 0 | 0 | 0 | 0 | 0 | 0 |  | 0 | -222.0074 |  | 2023 | 0 | 0 | 0 | 0 | 0
Total | 115957967.0399 | 1280792866.9089 | 1678278.4415 | 23931933.6698 | 24791.0154 | 13387.2556 |  | 19483.8151 | 28240.6338 |  | Total | 177129117.9805 | 1920438472.4087 | 2366763.9264 | 34683764.797 | 29292.3895
Wtd Average Net Impacts by Sector (All Measures Installed through 2023) | [10 empty] | Gross Savings for Goal Attainment - kWh
| Annual Wtd Avg Net kWh | Lifecycle Net kWh | Annual Wtd Avg Net Therms | Lifecycle Net Therms | Net July-Sept Wtd Avg Peak** (kW) | Net Wtd Avg Dec-Feb** (kW) |  | Wtd Avg User Entered kW | TRC Lifecycle Net Benefits* ($) |  |  | 1st Year Annual Savings | Decay of single or first baseline | 2nd Baseline Savings | 2nd Baseline Decay | Total Cumulative | Net Annual Savings
Total | 115957967.0399 | 1280792866.9089 | 1678278.4415 | 23931933.6698 | 24791.0154 | 13387.2556 |  | 19483.8151 | 4106006.0367 |  |  | kWh | kWh | kWh | kWh | kWh | kWh
RES | 0 | 0 | 0 | 0 | 0 | 0 |  | 0 | 0 |  | 2013 | 0 |  | 0 | 0 | 0 | 0
NON_RES | 0 | 0 | 0 | 0 | 0 | 0 |  | 0 | 0 |  | 2014 | 0 | 0 | 0 | 0 | 0 | 0
Residential | 34956702.6813 | 286838537.086 | 198041.5502 | 5363330.3557 | 7351.7264 | 4596.2953 |  | 6545.2077 | -10418578.8093 |  | 2015 | 179406285.1811 | 0 | 0 | 0 | 179406285.1811 | 179406285.1811
Commercial | 81001264.3586 | 993954329.8229 | 1480236.8913 | 18568603.3142 | 17371.3102 | 8767.1029 |  | 12938.6074 | 14524584.846 |  | 2016 | 179406285.1811 | -1703430 | 11334.375 | 0 | 177714189.5561 | -1692095.625
Industrial | 0 | 0 | 0 | 0 | 0 | 0 |  | 0 | 0 |  | 2017 | 179406285.1811 | -2725488 | 18135 | 0 | 176698932.1811 | -1015257.375
Agricultural | 0 | 0 | 0 | 0 | 0 | 0 |  | 0 | 0 |  | 2018 | 179406285.1811 | -12818374.3847 | 18135 | 0 | 166606045.7964 | -10092886.3847
Not Used | 0 | 0 | 0 | 0 | 0 | 0 |  | 0 | 0 |  | 2019 | 179406285.1811 | -24843907.2364 | 18135 | 0 | 154580512.9446 | -12025532.8518
0 | 0 | 0 | 0 | 0 | 0 | 0 |  | 0 | 0 |  | 2020 | 179406285.1811 | -36852384.7035 | 77412.1187 | 0 | 142631312.5964 | -11949200.3483
0 | 0 | 0 | 0 | 0 | 0 | 0 |  | 0 | 0 |  | 2021 | 179406285.1811 | -47201122.8288 | 141106.99 | 0 | 132346269.3423 | -10285043.2541
0 | 0 | 0 | 0 | 0 | 0 | 0 |  | 0 | 0 |  | 2022 | 179406285.1811 | -63980092.3039 | 478650.19 | 0 | 115904843.0672 | -16441426.2751
0 | 0 | 0 | 0 | 0 | 0 | 0 |  | 0 | 0
0 | 0 | 0 | 0 | 0 | 0 | 0 |  | 0 | 0 |  | Gross Savings for Goal Attainment - kW
0 | 0 | 0 | 0 | 0 | 0 | 0 |  | 0 | 0 |  |  | 1st Year Annual | Decay or single or | 2nd Baseline | 2nd Baseline | Total | Net Annual
0 | 0 | 0 | 0 | 0 | 0 | 0 |  | 0 | 0 |  |  | Savings | first baseline | Savings | Decay | Cummulative | Savings
0 | 0 | 0 | 0 | 0 | 0 | 0 |  | 0 | 0 |  |  | kW | kW | kW | kW | kW | kW
0 | 0 | 0 | 0 | 0 | 0 | 0 |  | 0 | 0 |  | 2013 | 0 |  | 0 | 0 | 0 | 0
0 | 0 | 0 | 0 | 0 | 0 | 0 | 0 | 0 | 0 |  | 2014 | 0 | 0 | 0 | 0 | 0 | 0
0 | 0 | 0 | 0 | 0 | 0 | 0 | 0 | 0 | 0 |  | 2015 | 29693.8791 | 0 | 0 | 0 | 29693.8791 | 29693.8791
0 | 0 | 0 | 0 | 0 | 0 | 0 | 0 | 0 | 0 |  | 2016 | 29693.8791 | -341.3531 | 1.7437 | 0 | 29354.2697 | -339.6094
0 | 0 | 0 | 0 | 0 | 0 | 0 | 0 | 0 | 0 |  | 2017 | 29693.8791 | -546.165 | 2.79 | 0 | 29150.5041 | -203.7656
0 | 0 | 0 | 0 | 0 | 0 | 0 | 0 | 0 | 0 |  | 2018 | 29693.8791 | -3268.9059 | 2.79 | 0 | 26427.7632 | -2722.7409
0 | 0 | 0 | 0 | 0 | 0 | 0 | 0 | 0 | 0 |  | 2019 | 29693.8791 | -6095.7882 | 2.79 | 0 | 23600.8809 | -2826.8823
0 | 0 | 0 | 0 | 0 | 0 | 0 | 0 | 0 | 0 |  | 2020 | 29693.8791 | -8074.7209 | 27.0186 | 0 | 21646.1768 | -1954.7041
Other and upspecified | 0 | 0 | 0 | 0 | 67.9788 | 23.8573 | 0 | 0 | -3.7253e-09 |  | 2021 | 29693.8791 | -9522.4378 | 44.7553 | 0 | 20216.1966 | -1429.9802
* Include program-level and admin costs allocated based to total gas and electric programs at the measure level. | [10 empty] | 2022 | 29693.8791 | -11257.6902 | 83.1493 | 0 | 18519.3382 | -1696.8584
**These values are only approximations if there are dual baseline measures in the program
Net Impacts by CPUC End Use Categories (All Measures Installed through 2023) | [10 empty] | Gross Savings for Goal Attainment - Therms
| Annual Wtd Avg Net kWh | Lifecycle Net kWh | Annual Wtd Avg Net Therms | Lifecycle Net Therms | Net July-Sept Wtd Avg Peak** (kW) | Net Wtd Avg Dec-Feb** (kW) |  | Wtd Avg User Entered kW | TRC Lifecycle Net Benefits* ($) |  |  | 1st Year Annual Savings | Decay of single or first baseline | 2nd Baseline Savings | 2nd Baseline Decay | Total Cumulative | Net Annual Savings
Total | 115957967.0399 | 1280792866.9089 | 1678278.4415 | 23931933.6698 | 24791.0154 | 13387.2556 |  | 19483.8151 | 4106006.0367 |  |  | Therms | Therms | Therms | Therms | Therms | Therms
Clothes Dryer | 0 | 0 | 0 | 0 | 0 | 0 |  | 0 | 0 |  | 2013 | 0 |  | 0 | 0 | 0 | 0
Clothes Washer | 0 | 0 | 102168 | 1123848 | 0 | 0 |  | 0 | -1158517.9411 |  | 2014 | 0 | 0 | 0 | 0 | 0 | 0
Consumer Electronics | 0 | 0 | 0 | 0 | 0 | 0 |  | 0 | 0 |  | 2015 | 2364578.0109 | 0 | 0 | 0 | 2364578.0109 | 2364578.0109
Cooking | 0 | 0 | 0 | 0 | 0 | 0 |  | 0 | 0 |  | 2016 | 2364578.0109 | 1307.8125 | -11.804 | 0 | 2365874.0195 | 1296.0085
Dishwasher | 0 | 0 | 0 | 0 | 0 | 0 |  | 0 | 0 |  | 2017 | 2364578.0109 | 2092.5 | -18.8863 | 0 | 2366651.6246 | 777.6051
Other Appliance | 0 | 0 | 0 | 0 | 0 | 0 |  | 0 | 0 |  | 2018 | 2364578.0109 | 11592.2376 | -18.8863 | 0 | 2376151.3622 | 9499.7376
Office Equipment | 0 | 0 | 0 | 0 | 0 | 0 |  | 0 | 0 |  | 2019 | 2364578.0109 | 75555.1322 | -18.8863 | 0 | 2440114.2568 | 63962.8946
Building shell | 0 | 0 | 0 | 0 | 0 | 0 |  | 0 | 0 |  | 2020 | 2364578.0109 | 244016.5576 | -106.578 | 0 | 2608487.9905 | 168373.7337
Space Cooling | 38057822.3499 | 475095556.0459 | 421415.1919 | 6426184.6069 | 13770.2126 | 2349.1108 |  | 9315.7781 | 6066054.4958 |  | 2021 | 2364578.0109 | 392862.0853 | -159.193 | 0 | 2757280.9031 | 148792.9126
Space Heating | 0 | 0 | 0 | 0 | 0 | 0 |  | 0 | 0 |  | 2022 | 2364578.0109 | 664164.9815 | -159.193 | 0 | 3028583.7993 | 271302.8962
Ventilation | 0 | 0 | 0 | 0 | 0 | 0 |  | 0 | 0
Interior Lighting | 41459169.4588 | 431939789.7753 | -329161.5497 | -2825142.147 | 6042.4373 | 6281.7865 |  | 7024.1785 | -7427881.339
Exterior Lighting | 0 | 0 | 0 | 0 | 0 | 0 |  | 0 | 0
Daylighting | 0 | 0 | 0 | 0 | 0 | 0 |  | 0 | 0
Motors | 0 | 0 | 0 | 0 | 0 | 0 |  | 0 | 0
Process | 21677633.5594 | 275211611.1052 | 1383354.4163 | 17129546.2153 | 2950.7291 | 3257.7292 |  | 715.8201 | 9154985.3139
Compressed Air | 0 | 0 | 0 | 0 | 0 | 0 |  | 0 | 0
Food Processor | 0 | 0 | 0 | 0 | 0 | 0 |  | 0 | 0
Refrigeration | 11023487.6486 | 60448807.6825 | -203328.204 | -1005814.5749 | 1738.1975 | 1253.302 |  | 1906.0217 | -2090711.2036
Freezers | 0 | 0 | 0 | 0 | 0 | 0 |  | 0 | 0
Pumps | 0 | 0 | 0 | 0 | 0 | 0 |  | 0 | 0
Pool Pump | 3507000 | 35070000 | 0 | 0 | 191.4518 | 191.46 |  | 498 | -215355.6093
Domestic Hot Water | 0 | 0 | 0 | 0 | 0 | 0 |  | 0 | 0
Water Heating | 232854.0231 | 3027102.2999 | 303830.5871 | 3083311.5696 | 30.0083 | 30.0098 |  | 24.0168 | -109852.3758
Other or unspecified | 0 | 0 | 0 | 0 | 67.9788 | 23.8573 | 0 | 0 | -112715.3042
* Include program-level and admin costs allocated based to total gas and electric programs at the measure level.
**These values are only approximations if there are dual baseline measures in the program
Net Impacts by Climate Zone (All Measures Installed through 2023)
| Annual Wtd Avg Net kWh | Lifecycle Net kWh | Annual Wtd Avg Net Therms | Lifecycle Net Therms | Net July-Sept Wtd Avg Peak** (kW) | Net Wtd Avg Dec-Feb** (kW) |  | Wtd Avg User Entered kW | TRC Lifecycle Net Benefits* ($)
Total | 115957967.0399 | 1280792866.9089 | 1678278.4415 | 23931933.6698 | 24723.0366 | 13363.3983 |  | 19483.8151 | 4106006.0367
7 | 0 | 0 | 0 | 0 | 0 | 0 |  | 0 | 0
10 | 0 | 0 | 0 | 0 | 0 | 0 |  | 0 | 0
15 | 0 | 0 | 0 | 0 | 0 | 0 |  | 0 | 0
15 | 0 | 0 | 0 | 0 | 0 | 0 |  | 0 | 0
System | 115957967.0399 | 1280792866.9089 | 1678278.4415 | 23931933.6698 | 24723.0366 | 13363.3983 |  | 19483.8151 | 4106006.0367
0 | 0 | 0 | 0 | 0 | 0 | 0 |  | 0 | 0
0 | 0 | 0 | 0 | 0 | 0 | 0 |  | 0 | 0
0 | 0 | 0 | 0 | 0 | 0 | 0 |  | 0 | 0
0 | 0 | 0 | 0 | 0 | 0 | 0 |  | 0 | 0
0 | 0 | 0 | 0 | 0 | 0 | 0 |  | 0 | 0
0 | 0 | 0 | 0 | 0 | 0 | 0 |  | 0 | 0
* Include program-level and admin costs allocated based to total gas and electric programs at the measure level.
Persistent reductions in the summer (3rd Qtr) or winter (4th Qtr) of each year
| Net July-Sept Peak (kW) | Net Annual Dec-Feb (kW)
2013 | 0 | 0
2014 | 0 | 0
2015 | 12547.7831 | 13588.1444
2016 | 24902.3932 | 13356.401
2017 | 24709.2214 | 13356.401
2018 | 23256.9553 | 12478.6317
2019 | 21233.4792 | 12032.6201
2020 | 20240.983 | 10780.6833
2021 | 19446.2909 | 9597.5589
2022 | 17683.9781 | 8401.6582
2023 | 17536.659 | 8198.2447
2024 | 17326.2505 | 7900.3935
These values are only approximations if there are dual baseline measures in the program
Monthly Impacts
First Year for Impact Table: | 2013 | These values are only approximations if there are dual baseline measures in the program
| Quarter | Monthly Five Hour Avg or TOU Peak | Net Monthly NCP (kW) |  | Monthly Net kWh | Monthly Net Therms
2013-01-01 | 1 | 0 | 0 |  | 0 | 0
2013-02-01 | 1 | 0 | 0 |  | 0 | 0
2013-03-01 | 1 | 0 | 0 |  | 0 | 0
2013-04-01 | 2 | 0 | 0 |  | 0 | 0
2013-05-01 | 2 | 0 | 0 |  | 0 | 0
2013-06-01 | 2 | 0 | 0 |  | 0 | 0
2013-07-01 | 3 | 0 | 0 |  | 0 | 0
2013-08-01 | 3 | 0 | 0 |  | 0 | 0
2013-09-01 | 3 | 0 | 0 |  | 0 | 0
2013-10-01 | 4 | 0 | 0 |  | 0 | 0
2013-11-01 | 4 | 0 | 0 |  | 0 | 0
2013-12-01 | 4 | 0 | 0 |  | 0 | 0
2014-01-01 | 5 | 0 | 0 |  | 0 | 0
2014-02-01 | 5 | 0 | 0 |  | 0 | 0
2014-03-01 | 5 | 0 | 0 |  | 0 | 0
2014-04-01 | 6 | 0 | 0 |  | 0 | 0
2014-05-01 | 6 | 0 | 0 |  | 0 | 0
2014-06-01 | 6 | 0 | 0 |  | 0 | 0
2014-07-01 | 7 | 0 | 0 |  | 0 | 0
2014-08-01 | 7 | 0 | 0 |  | 0 | 0
2014-09-01 | 7 | 0 | 0 |  | 0 | 0
2014-10-01 | 8 | 0 | 0 |  | 0 | 0
2014-11-01 | 8 | 0 | 0 |  | 0 | 0
2014-12-01 | 8 | 0 | 0 |  | 0 | 0
2015-01-01 | 9 | 0 | 0 |  | 0 | 0
2015-02-01 | 9 | 0 | 0 |  | 0 | 0
2015-03-01 | 9 | 0 | 0 |  | 0 | 0
2015-04-01 | 10 | 3451.065 | 7869.6829 |  | 2207622.2655 | 16588.0566
2015-05-01 | 10 | 4692.0792 | 7932.7877 |  | 2398453.2081 | 16588.0566
2015-06-01 | 10 | 3411.1982 | 8931.1333 |  | 2524009.8031 | 16588.0566
2015-07-01 | 11 | 12660.2587 | 20158.7171 |  | 6069873.1052 | 33176.1132
2015-08-01 | 11 | 12608.892 | 20151.8144 |  | 6203267.1175 | 33176.1132
2015-09-01 | 11 | 12374.1985 | 19818.6896 |  | 5850412.9365 | 33176.1132
2015-10-01 | 12 | 10574.6631 | 28362.0724 |  | 8175579.0859 | 159811.3268
2015-11-01 | 12 | 10211.9298 | 24223.496 |  | 6559412.9028 | 159811.3268
2015-12-01 | 12 | 10098.3907 | 20664.687 |  | 6137056.2631 | 159811.3268
2016-01-01 | 13 | 13770.2846 | 30313.7806 |  | 8366206.4745 | 213081.772
2016-02-01 | 13 | 13529.6276 | 29862.1216 |  | 7978058.9033 | 213081.772
2016-03-01 | 13 | 12507.1135 | 28879.9755 |  | 8690366.8208 | 213081.772
2016-04-01 | 14 | 13751.1552 | 31340.5948 |  | 8792241.7265 | 66352.2264
2016-05-01 | 14 | 18671.6255 | 31589.3737 |  | 9552467.0143 | 66352.2264
2016-06-01 | 14 | 13595.7723 | 35568.1766 |  | 10055062.6405 | 66352.2264
2016-07-01 | 15 | 25134.6114 | 39993.9557 |  | 12045952.4982 | 66352.2264
2016-08-01 | 15 | 25020.1402 | 39954.5698 |  | 12309068.551 | 66352.2264
2016-09-01 | 15 | 24552.4279 | 39301.6464 |  | 11606527.3307 | 66352.2264
2016-10-01 | 16 | 13988.474 | 37339.1849 |  | 10765856.2614 | 213276.1733
2016-11-01 | 16 | 13445.4668 | 31891.1184 |  | 8633606.0049 | 213276.1733
2016-12-01 | 16 | 13288.1116 | 27187.8708 |  | 8077731.4635 | 213276.1733
2017-01-01 | 17 | 13528.7175 | 29795.4515 |  | 8220159.9906 | 213340.9737
2017-02-01 | 17 | 13311.1769 | 29359.838 |  | 7840365.5771 | 213340.9737
2017-03-01 | 17 | 12331.5338 | 28377.1568 |  | 8536806.3172 | 213340.9737
2017-04-01 | 18 | 13591.8448 | 30926.1961 |  | 8677502.127 | 66352.2264
2017-05-01 | 18 | 18381.5588 | 31164.0537 |  | 9428432.3701 | 66352.2264
2017-06-01 | 18 | 13448.7147 | 35099.1205 |  | 9932136.2225 | 66352.2264
2017-07-01 | 19 | 24948.7066 | 39670.4792 |  | 11952159.2641 | 66352.2264
2017-08-01 | 19 | 24822.4975 | 39605.5125 |  | 12211603.3595 | 66352.2264
2017-09-01 | 19 | 24356.46 | 38965.9154 |  | 11512229.2396 | 66352.2264
2017-10-01 | 20 | 13951.4484 | 37180.2145 |  | 10720884.3511 | 213340.9737
2017-11-01 | 20 | 13388.6536 | 31755.4931 |  | 8596180.0778 | 213340.9737
2017-12-01 | 20 | 13229.3085 | 27066.1891 |  | 8042728.0787 | 213340.9737
2018-01-01 | 21 | 13528.7175 | 29795.4515 |  | 8220159.9906 | 213340.9737
2018-02-01 | 21 | 13311.1769 | 29359.838 |  | 7840365.5771 | 213340.9737
2018-03-01 | 21 | 12331.5338 | 28377.1568 |  | 8536806.3172 | 213340.9737
2018-04-01 | 22 | 13432.8004 | 30190.4602 |  | 8572189.8866 | 66352.2264
2018-05-01 | 22 | 18054.7394 | 30292.5323 |  | 9297487.181 | 66352.2264
2018-06-01 | 22 | 13204.1123 | 34189.3876 |  | 9760091.7789 | 66352.2264
2018-07-01 | 23 | 23487.7033 | 37132.8777 |  | 11327395.5721 | 66352.2264
2018-08-01 | 23 | 23421.1672 | 37094.5462 |  | 11565057.6105 | 66352.2264
2018-09-01 | 23 | 22861.9953 | 36426.9624 |  | 10917775.8992 | 66352.2264
2018-10-01 | 24 | 13451.816 | 33420.4683 |  | 9936501.5877 | 214611.9428
2018-11-01 | 24 | 12741.0738 | 28645.0691 |  | 8064185.2617 | 214611.9428
2018-12-01 | 24 | 12603.5831 | 24685.5743 |  | 7612756.689 | 214611.9428
2019-01-01 | 25 | 12627.3568 | 26231.1878 |  | 7603733.5499 | 215247.4038
2019-02-01 | 25 | 12468.0282 | 25611.8791 |  | 7232192.3687 | 215247.4038
2019-03-01 | 25 | 11714.0817 | 24646.687 |  | 7845100.431 | 215247.4038
2019-04-01 | 26 | 12363.5487 | 26687.2491 |  | 7785585.7824 | 66352.2264
2019-05-01 | 26 | 16070.4277 | 26366.5044 |  | 8402338.9966 | 66352.2264
2019-06-01 | 26 | 11939.743 | 30155.6574 |  | 8771304.1106 | 66352.2264
2019-07-01 | 27 | 21479.4321 | 33844.1552 |  | 10365597.6073 | 66352.2264
2019-08-01 | 27 | 21432.0793 | 33747.2534 |  | 10567389.0956 | 66352.2264
2019-09-01 | 27 | 20788.9263 | 33056.4011 |  | 9980226.97 | 66352.2264
2019-10-01 | 28 | 12870.6087 | 31432.8827 |  | 9343906.6094 | 221686.8805
2019-11-01 | 28 | 12081.7772 | 26921.7788 |  | 7604480.7579 | 221686.8805
2019-12-01 | 28 | 11961.1498 | 23250.2793 |  | 7202940.1049 | 221686.8805
2020-01-01 | 29 | 12182.384 | 25567.5654 |  | 7318284.2697 | 223621.5681
2020-02-01 | 29 | 12026.2823 | 24949.4899 |  | 6969402.7694 | 223621.5681
2020-03-01 | 29 | 11319.4649 | 24006.153 |  | 7551949.3801 | 223621.5681
2020-04-01 | 30 | 11790.2517 | 26017.3679 |  | 7447461.501 | 66306.9625
2020-05-01 | 30 | 15536.9997 | 25688.1668 |  | 8043049.8409 | 66306.9625
2020-06-01 | 30 | 11353.0593 | 29403.5387 |  | 8391375.3412 | 66306.9625
2020-07-01 | 31 | 20492.3659 | 32703.1664 |  | 9749261.8483 | 66261.6986
2020-08-01 | 31 | 20438.1877 | 32632.7263 |  | 9940497.9928 | 66261.6986
2020-09-01 | 31 | 19792.3953 | 31986.8945 |  | 9388380.7192 | 66261.6986
2020-10-01 | 32 | 11735.355 | 29993.5181 |  | 8590317.4288 | 240773.4257
2020-11-01 | 32 | 11024.6334 | 25629.8363 |  | 6959049.8281 | 240773.4257
2020-12-01 | 32 | 10939.6839 | 22047.4137 |  | 6584789.6425 | 240773.4257
2021-01-01 | 33 | 10948.8457 | 24014.7985 |  | 6548587.6027 | 246490.7116
2021-02-01 | 33 | 10770.0236 | 23396.5511 |  | 6252239.132 | 246490.7116
2021-03-01 | 33 | 10143.0186 | 22522.1215 |  | 6776446.3538 | 246490.7116
2021-04-01 | 34 | 10777.2452 | 24846.7368 |  | 6857427.5431 | 66102.6994
2021-05-01 | 34 | 14592.5168 | 24518.0976 |  | 7413342.5603 | 66102.6994
2021-06-01 | 34 | 10332.027 | 28117.4404 |  | 7729714.5279 | 66102.6994
2021-07-01 | 35 | 19701.6156 | 31792.8488 |  | 9255667.4343 | 66034.2281
2021-08-01 | 35 | 19642.4594 | 31742.4744 |  | 9438911.4614 | 66034.2281
2021-09-01 | 35 | 18994.7977 | 31130.9376 |  | 8913373.2722 | 66034.2281
2021-10-01 | 36 | 10546.2786 | 28645.4013 |  | 8073336.3759 | 255231.6071
2021-11-01 | 36 | 10162.1294 | 24378.2966 |  | 6505585.6693 | 255231.6071
2021-12-01 | 36 | 10087.3598 | 20808.1813 |  | 6117244.8923 | 255231.6071
2022-01-01 | 37 | 9761.7855 | 22215.7371 |  | 5986509.8593 | 264118.8961
2022-02-01 | 37 | 9486.4081 | 21597.0333 |  | 5742039.2738 | 264118.8961
2022-03-01 | 37 | 8642.3436 | 20742.9156 |  | 6213117.7324 | 264118.8961
2022-04-01 | 38 | 9715.8201 | 22186.7355 |  | 6074995.9095 | 65897.2856
2022-05-01 | 38 | 13383.5156 | 21963.036 |  | 6608609.1187 | 65897.2856
2022-06-01 | 38 | 9321.1615 | 25739.9232 |  | 7001159.4691 | 65897.2856
2022-07-01 | 39 | 17898.2355 | 28460.0091 |  | 8182806.2155 | 65897.2856
2022-08-01 | 39 | 17870.1647 | 28462.6412 |  | 8365812.8984 | 65897.2856
2022-09-01 | 39 | 17283.534 | 27833.8627 |  | 7899621.2903 | 65897.2856
2022-10-01 | 40 | 8008.9046 | 25774.5027 |  | 7181647.1192 | 282039.8676
2022-11-01 | 40 | 8527.7257 | 21688.5617 |  | 5717373.8531 | 282039.8676
2022-12-01 | 40 | 8451.6743 | 18104.2389 |  | 5267220.264 | 282039.8676
2023-01-01 | 41 | 8561.2694 | 20357.0817 |  | 5414381.3155 | 282039.8676
2023-02-01 | 41 | 8192.031 | 19741.0759 |  | 5222318.3757 | 282039.8676
2023-03-01 | 41 | 7134.8623 | 18909.977 |  | 5638764.0607 | 282039.8676
2023-04-01 | 42 | 9305.2044 | 21159.1599 |  | 5772815.028 | 65897.2856
2023-05-01 | 42 | 12881.5352 | 20971.3984 |  | 6295448.1021 | 65897.2856
2023-06-01 | 42 | 8928.0717 | 24797.9921 |  | 6713664.1992 | 65897.2856
2023-07-01 | 43 | 17758.642 | 28240.6338 |  | 8103884.4264 | 65897.2856
2023-08-01 | 43 | 17717.6744 | 28217.6171 |  | 8283668.601 | 65897.2856
2023-09-01 | 43 | 17133.6606 | 27588.4032 |  | 7818137.6573 | 65897.2856
2023-10-01 | 44 | 7907.6661 | 25472.2043 |  | 7072426.302 | 282093.2285
2023-11-01 | 44 | 8375.1769 | 21391.3776 |  | 5619767.314 | 282093.2285
2023-12-01 | 44 | 8297.3701 | 17821.8571 |  | 5174871.9472 | 282093.2285

## Input
SDG&E 2013 v1c4-Draft.xls |  |  |  | Program Budget ($) | [10 empty] | Import file format 5
|  |  |  | a. Administrative Costs | 2013 | 2014 | 2015 | NPV |  |  |  | Nominal | Nominal | Nominal
Proposer General Information |  |  |  | a.i. Overhead and G&A |  |  | 7368896.3112 | 6863726.0723 | d. Incentives and Rebates ($) |  |  | 2013 | 2014 | 2015 | NPV |  | Market Effects Adjustments
Proposer Name |  | SDG&E |  | a.ii. Other Admin costs |  |  |  | 0 | d.i. User Input Incentive (treated like admin) | [5 empty] | 0 |  | Adjustment type |  | Uniform
Program Name |  | PORTFOLIO RUN 2015 |  | b. Marketing/Outreach |  |  | 4618468.727 | 4301852.391 | d.ii. Rebate |  |  | 0 | 0 | 29092959.223 |  |  | Enter Custom values in columns AO through AT
Service Territory |  | SDG&E |  | c. Direct Implementation (non incentive) |  |  |  |  | d.iii. Direct Install Labor |  |  | 0 | 0 | 13663733.354 |  |  | Uniform Factors to apply to all measures
First Year of Program Implementation |  |  | 2013 | c.i. Activity |  |  | 39342872.743 | 36645745.8485 | d.iv. Direct Install Materials |  |  | 0 | 0 | 14622917.6017 |  |  |  | Benefit Adj | Cost Adj
Contact Information |  |  |  | c.ii. Installation |  |  | 0 | 0 | d.v. Upstream payments |  |  | 0 | 0 | 3089623.342 |  |  | Participant Inside
Name |  |  |  | c.iii. Hardware & Materials |  |  | 0 | 0 | Subtotal Incentives and Rebates |  |  | 0 | 0 | 60469233.5207 | 49943801.0769 |  | Participant Outside
Address |  |  |  | c.iv. Rebate Processing and Inspection |  |  | 0 | 0 | [8 empty] | Non-participant | 5% | 5% | [39 empty] | Formulas for spreading annual installations to quarters
ZIP code |  |  |  | d. Total Incentives and Rebates | 0 | 0 | 60469233.5207 | 49943801.0769 | [8 empty] | Total Factor | 5% | 5% | [39 empty] | 0 | 0 | 0 | 0 | 0 | 0 | 0 | 0 | 0 | 0 | 0 | 0 | 0 | 0 | 0 | 0 | 0 | 0 | 0 | 0 | 0 | 0 | 0 | 0 | 0 | 0 | 0 | 0 | 0 | 0 | 0 | 0 | 0 | 0 | 0 | 0 | 0 | 0 | 0 | 0 | 0 | 0 | 0 | 0
Telephone |  |  |  | e. EM&V |  |  | 4656529 | 4337303.465 | f. Costs recovered from other sources |  |  |  |  | 7865764 | 7326531.2966
Email |  |  |  | Total | 0 | 0 | 116456000.3019 | 102092428.8537 | Program Budget w/ Other Costs (a to f) |  |  | 0 | 0 | 124321764.3019 | 109418960.1503
[14 empty] | Number of measures that have negative participant cost: | 0 |  |  | Total Excess incentive: | 102309.6906 | [39 empty] | Quarterly Installation Schedule
Program Inputs | [10 empty] | Transfer | Admin | Admin | Admin | Participant | [8 empty] | Second Baseline (For savings after the RUL) | [7 empty] | Table Lookup Values |  |  |  |  | Benefits Adj Factors |  | Market Effects Adjustments | [8 empty] | Annual Installation Schedule (enter quarterly values to the right) | [10 empty] | 2013 |  |  |  | 2014 |  |  |  | 2015 |  |  |  | 2016 |  |  |  | 2017 |  |  |  | 2018 |  |  |  | 2019 |  |  |  | 2020 |  |  |  | 2021 |  |  |  | 2022 |  |  |  | 2023
Measure Name | DEER RunID | Climate Zone | Target sector | Measure Electric End Use Shape | CZ, Sector, Measure combination found? | Expected Useful Life for New/ROB, RUL for retrofit. (yrs) | Program Type (To look up Net-to-gross Ratio) | Unit Definition (e.g. homes) | Program Type (NEW/ROB or Early Repl(RET)) | Gross Measure Cost (Total Cost for Retrofit, Incr Cost for New/ROB) ($/unit) | Rebate to end use customer or its assignee ($/unit) | Incentives to entities other than the end use customer or its assignee($/unit) | Direct Install Labor ($/unit) | Direct Install Material ($/unit) | Gross Participant Cost ($/unit) | Gross Unit Annual Electricity Savings (kwh/unit) | Electric Rate Schedule | Demand Scaler | User Entered kW Savings per unit (kW/unit) | Gross Unit Annual Gas Savings (therm/unit) | Gas Sector | Gas Rate Schedule | Gas Savings Profile | Total Life. Can be left blank for single baseline measures (Yrs) | Incremental Cost (relative to standard efficiency default device) ($/unit) | Measure Cost Inflation (%/year escalation) | Early retrofit incremental kWh savings (kWh/unit) | Early retrofit incremental kW savings (kW/unit) | Early retrofit incremental Th savings (Th/unit) | Combustion Type | Expected Useful Life for New/ROB, RUL for retrofit. (yrs) | Net-to-Gross Ratio - kWh | Net-to-Gross Ratio -Therms | Net-to-Gross Ratio - kW | Net-to-Gross Ratio - Therms (overides lookup value) | Net-to-Gross Ratio - Costs | Installation Rate (Blank gets 100%) (IR) | Gross Realization Rate (Blank gets 100%) (GRR) | Benefits - Participants Inside | Benefits - Participants Outside | Benefits- Non-participants | Costs - Participants Inside | Costs - Participants Outside | Costs- Non-participants | Total Benefits Factor | Total Cost Factor | % Eligible for TOU AC adjustment | 2013 | 2014 | 2015 | 2016 | 2017 | 2018 | 2019 | 2020 | 2021 | 2022 | 2023 | Qtr 1 | Qtr 2 | Qtr 3 | Qtr 4 | Qtr 1 | Qtr 2 | Qtr 3 | Qtr 4 | Qtr 1 | Qtr 2 | Qtr 3 | Qtr 4 | Qtr 1 | Qtr 2 | Qtr 3 | Qtr 4 | Qtr 1 | Qtr 2 | Qtr 3 | Qtr 4 | Qtr 1 | Qtr 2 | Qtr 3 | Qtr 4 | Qtr 1 | Qtr 2 | Qtr 3 | Qtr 4 | Qtr 1 | Qtr 2 | Qtr 3 | Qtr 4 | Qtr 1 | Qtr 2 | Qtr 3 | Qtr 4 | Qtr 1 | Qtr 2 | Qtr 3 | Qtr 4 | Qtr 1 | Qtr 2 | Qtr 3 | Qtr 4 | Total Number of Units | Comments
404002-Wall R-0 to R-13 Insulation | RB-BS-BlowInIns-R0-R13 | System | Residential | res:DEER:HVAC_Eff_AC | TRUE |  |  | Sq Ft | RET | 0.94 | 0.15 | 0 | 0 | 0 | 0.79 | 0.136 |  | kWh | 6.8e-05 | 0.0824 | Residential |  | Winter Only | [6 empty] | Residential Furnaces (<0.3):Uncontrolled | 20 | 0.28 | 0.28 | 0.28 |  |  | 0.822 | [7 empty] | 0% | 0% | 0% | 0 | 0 | 221065.31 | 0 | 0 | 0 | 0 | 0 | 0 | 0 | 0 | 2015 Qtr 1: 55266.3275; 2015 Qtr 2: 55266.3275; 2015 Qtr 3: 55266.3275; 2015 Qtr 4: 55266.3275 | 221065.31 | 1
404011-Motor - Pool Pump/Motor variable speed | WPSDGEREWP0002-Rev02-Msr001 | System | Residential | 19-RES-AllResidential-POOL_PMP | TRUE |  |  | Pump | ROB | 600 | 200 | 0 | 0 | 0 | 400 | 1169 |  | kWh | 0.166 | 0 | Residential |  | Winter Only | [6 empty] | Residential Furnaces (<0.3):Uncontrolled | 10 | 0.55 | 0.55 | 0.55 | [10 empty] | 0% | 0% | 0% | 0 | 0 | 5000 | 0 | 0 | 0 | 0 | 0 | 0 | 0 | 0 | 2015 Qtr 1: 1250; 2015 Qtr 2: 1250; 2015 Qtr 3: 1250; 2015 Qtr 4: 1250 | 5000 | 1
404012-Motor - Pool Pump variable speed - Incentive to Contractor/Installer | WPSDGEAllIncOnly-Rev00-Msr001 | System | Residential | [5 empty] | ROB | 0 | 0 | 100 | 0 | 0 | 0 | 0 |  | #N/A | 0 | 0 | Residential |  | Winter Only | [6 empty] | Residential Furnaces (<0.3):Uncontrolled | 0 | 0.55 | 0.55 | 0.55 | [10 empty] | 0% | 0% | 0% | 0 | 0 | 302.21 | 0 | 0 | 0 | 0 | 0 | 0 | 0 | 0 | 2015 Qtr 1: 75.5525; 2015 Qtr 2: 75.5525; 2015 Qtr 3: 75.5525; 2015 Qtr 4: 75.5525 | 302.21 | 1
404013-Refrigerator - CEE Tier 2 | RE-Appl-ESRefg-SMMedIce-835kWh-543kWh | System | Residential | res:DEER:RefgFrzr_HighEff | TRUE |  |  | Unit | ROB | 293.92 | 50 | 0 | 0 | 0 | 243.92 | 262 |  | kWh | 0.0462 | -6.04 | Residential |  | Winter Only | [6 empty] | Residential Furnaces (<0.3):Uncontrolled | 14 | 0.55 | 0.55 | 0.55 | [10 empty] | 0% | 0% | 0% | 0 | 0 | 2192.25 | 0 | 0 | 0 | 0 | 0 | 0 | 0 | 0 | 2015 Qtr 1: 548.0625; 2015 Qtr 2: 548.0625; 2015 Qtr 3: 548.0625; 2015 Qtr 4: 548.0625 | 2192.25 | 1
404026-Water Saving Kit | WPSDGEREWH1063-Rev04-Msr001 | System | Residential | 19-RES-AllResidential-WAT_HEAT | TRUE |  |  | Kit | ROB | 15 | 15 | 0 | 0 | 0 | 0 | 0 |  | kWh | 0 | 16.3638 | Residential |  | Annual | [6 empty] | Residential Furnaces (<0.3):Uncontrolled | 10 | 0.55 | 0.55 | 0.55 |  |  | 0.76 | [7 empty] | 0% | 0% | 0% | 0 | 0 | 26000 | 0 | 0 | 0 | 0 | 0 | 0 | 0 | 0 | 2015 Qtr 1: 6500; 2015 Qtr 2: 6500; 2015 Qtr 3: 6500; 2015 Qtr 4: 6500 | 26000 | 1
444009-Attic Insulation | RB-BS-CeilIns-VintR-AddR19 | System | Residential | res:DEER:HVAC_Eff_AC | TRUE |  |  | Sqft | RET | 1.04 | 0.15 | 0 | 0 | 0 | 0.89 | 0.0234 |  | kWh | 1.94e-05 | 0.00836 | Residential |  | Winter Only | [6 empty] | Residential Furnaces (<0.3):Uncontrolled | 20 | 0.28 | 0.28 | 0.28 |  |  | 0.782 | [7 empty] | 0% | 0% | 0% | 0 | 0 | 3000000 | 0 | 0 | 0 | 0 | 0 | 0 | 0 | 0 | 2015 Qtr 1: 750000; 2015 Qtr 2: 750000; 2015 Qtr 3: 750000; 2015 Qtr 4: 750000 | 3000000 | 1
461797-Gas HE Storage Water Heater (EF>=0.67) | RG-WtrHt-SmlStrg-Gas-lte75kBtuh-40G-0p67EF | System | Residential | 19-RES-AllResidential-WAT_HEAT | TRUE |  |  | Unit | ROB | 144.82 | 100 | 0 | 0 | 0 | 44.82 | 0 |  | kWh | 0 | 23.3 | Residential |  | Annual | [6 empty] | Residential Furnaces (<0.3):Uncontrolled | 11 | 0.55 | 0.55 | 0.55 | [10 empty] | 0% | 0% | 0% | 0 | 0 | 3000 | 0 | 0 | 0 | 0 | 0 | 0 | 0 | 0 | 2015 Qtr 1: 750; 2015 Qtr 2: 750; 2015 Qtr 3: 750; 2015 Qtr 4: 750 | 3000 | 1
461798-Furnace - Energy Star Central Gas (AFUE>=95%) | Res 92% AFUE - Adjustment (convert to home from kBTU)-Rev00-Msr002 | System | Residential | res:DEER:HVAC_Eff_AC | TRUE |  |  | Unit | ROB | 763.2 | 100 | 0 | 0 | 0 | 663.2 | 0 |  | kWh | 0 | 33.7638 | Residential |  | Winter Only | [6 empty] | Residential Furnaces (<0.3):Uncontrolled | 20 | 0.55 | 0.55 | 0.55 | [10 empty] | 0% | 0% | 0% | 0 | 0 | 170 | 0 | 0 | 0 | 0 | 0 | 0 | 0 | 0 | 2015 Qtr 1: 42.5; 2015 Qtr 2: 42.5; 2015 Qtr 3: 42.5; 2015 Qtr 4: 42.5 | 170 | 1
461799-A/C - Room unit - Energy Star | WPSDGEREHC1060-Rev03-Msr001 | System | Residential | res:DEER:HVAC_Eff_AC | TRUE |  |  | Unit | ROB | 50 | 50 | 0 | 0 | 0 | 0 | 23.0656 |  | kWh | 0.0021004 | 0 | Residential |  | Winter Only | [6 empty] | Residential Furnaces (<0.3):Uncontrolled | 9 | 0.36 | 0.36 | 0.36 | [10 empty] | 0% | 0% | 0% | 0 | 0 | 1200 | 0 | 0 | 0 | 0 | 0 | 0 | 0 | 0 | 2015 Qtr 1: 300; 2015 Qtr 2: 300; 2015 Qtr 3: 300; 2015 Qtr 4: 300 | 1200 | 1
461800-HIGH-EFFICIENCY CLOTHES WASHER, MEF>=2.4, MEF >=4 | WPSDGEREWH0011-Rev00-Msr002 | System | Residential | res:DEER:Res_ClothesDishWasher | TRUE |  |  | Unit | ROB | 147.69 | 50 | 0 | 0 | 0 | 97.69 | 0 |  | kWh | 0 | 12.9 | Residential |  | Annual | [6 empty] | Residential Furnaces (<0.3):Uncontrolled | 11 | 0.31 | 0.31 | 0.31 | [10 empty] | 0% | 0% | 0% | 0 | 0 | 19000 | 0 | 0 | 0 | 0 | 0 | 0 | 0 | 0 | 2015 Qtr 1: 4750; 2015 Qtr 2: 4750; 2015 Qtr 3: 4750; 2015 Qtr 4: 4750 | 19000 | 1
462278-High-Performance Heat Pump Water Heater 50gal. | WPSDGEREWH0022-Rev00-Msr002 | System | Residential | 19-RES-AllResidential-WAT_HEAT | TRUE |  |  | Unit | ROB | 930 | 250 | 0 | 0 | 0 | 680 | 993.2308 |  | kWh | 0.10251 | 0 | Residential |  | Annual | [6 empty] | Residential Furnaces (<0.3):Uncontrolled | 13 | 0.7 | 0.7 | 0.7 | [10 empty] | 0% | 0% | 0% | 0 | 0 | 250 | 0 | 0 | 0 | 0 | 0 | 0 | 0 | 0 | 2015 Qtr 1: 62.5; 2015 Qtr 2: 62.5; 2015 Qtr 3: 62.5; 2015 Qtr 4: 62.5 | 250 | 1
432001-HE Electric Water Heater (EF>=0.92) | RE-WtrHt-SmlStrg-Elec-lte12kW-40G-0p94EF | System | Residential | 19-RES-AllResidential-WAT_HEAT | TRUE |  |  | Unit | ROB | 280.3 | 100 | 0 | 0 | 0 | 180.3 | 108 |  | kWh | 0.0108 | 0 | Residential |  | Annual | [6 empty] | Residential Furnaces (<0.3):Uncontrolled | 13 | 0.55 | 0.55 | 0.55 | [10 empty] | 0% | 0% | 0% | 0 | 0 | 100 | 0 | 0 | 0 | 0 | 0 | 0 | 0 | 0 | 2015 Qtr 1: 25; 2015 Qtr 2: 25; 2015 Qtr 3: 25; 2015 Qtr 4: 25 | 100 | 1
432002-A/C - Room unit - Energy Star | WPSDGEREHC1060-Rev03-Msr001 | System | Residential | res:DEER:HVAC_Eff_AC | TRUE |  |  | Unit | ROB | 50 | 50 | 0 | 0 | 0 | 0 | 57.664 |  | kWh | 0.088215 | 0 | Residential |  | Winter Only | [6 empty] | Residential Furnaces (<0.3):Uncontrolled | 9 | 0.36 | 0.36 | 0.36 | [10 empty] | 0% | 0% | 100% | 0 | 0 | 1500 | 0 | 0 | 0 | 0 | 0 | 0 | 0 | 0 | 2015 Qtr 1: 375; 2015 Qtr 2: 375; 2015 Qtr 3: 375; 2015 Qtr 4: 375 | 1500 | 1
432003-Refrigerator - CEE Tier 2 | RE-Appl-ESRefg-SMMed-703kWh-528kWh | System | Residential | res:DEER:RefgFrzr_HighEff | TRUE |  |  | Unit | ROB | 293.92 | 50 | 0 | 0 | 0 | 243.92 | 157 |  | kWh | 0.0277 | -3.62 | Residential |  | Winter Only | [6 empty] | Residential Furnaces (<0.3):Uncontrolled | 14 | 0.55 | 0.55 | 0.55 | [10 empty] | 0% | 0% | 0% | 0 | 0 | 1500 | 0 | 0 | 0 | 0 | 0 | 0 | 0 | 0 | 2015 Qtr 1: 375; 2015 Qtr 2: 375; 2015 Qtr 3: 375; 2015 Qtr 4: 375 | 1500 | 1
461825-High Efficiency Clothes Washer, MEF>=2.4,WF>=4 | WPSDGEREWH0011-Rev00-Msr002 | System | Residential | res:DEER:Res_ClothesDishWasher | TRUE |  |  | Unit | ROB | 147.69 | 50 | 0 | 0 | 0 | 97.69 | 0 |  | kWh | 0 | 12.9 | Residential |  | Annual | [6 empty] | Residential Furnaces (<0.3):Uncontrolled | 11 | 0.31 | 0.31 | 0.31 | [10 empty] | 0% | 0% | 0% | 0 | 0 | 3000 | 0 | 0 | 0 | 0 | 0 | 0 | 0 | 0 | 2015 Qtr 1: 750; 2015 Qtr 2: 750; 2015 Qtr 3: 750; 2015 Qtr 4: 750 | 3000 | 1
461840-Gas HE Storage Water Heater (EF>=0.67) | RG-WtrHt-SmlStrg-Gas-lte75kBtuh-40G-0p62EF | System | Residential | 19-RES-AllResidential-WAT_HEAT | TRUE |  |  | Unit | ROB | 144.82 | 100 | 0 | 0 | 0 | 44.82 | 0 |  | kWh | 0 | 9.29 | Residential |  | Annual | [6 empty] | Residential Furnaces (<0.3):Uncontrolled | 11 | 0.55 | 0.55 | 0.55 | [10 empty] | 0% | 0% | 0% | 0 | 0 | 550 | 0 | 0 | 0 | 0 | 0 | 0 | 0 | 0 | 2015 Qtr 1: 137.5; 2015 Qtr 2: 137.5; 2015 Qtr 3: 137.5; 2015 Qtr 4: 137.5 | 550 | 1
462243-POS Retailer Processing | WPSDGEAllIncOnly-Rev00-Msr001 | System | Residential | [5 empty] | ROB | 0 | 0 | 1.5 | 0 | 0 | 0 | 0 |  | #N/A | 0 | 0 | Residential |  | Winter Only | [6 empty] | Residential Furnaces (<0.3):Uncontrolled | 0 | 0.55 | 0.55 | 0.55 | [10 empty] | 0% | 0% | 0% | 0 | 0 | 1500 | 0 | 0 | 0 | 0 | 0 | 0 | 0 | 0 | 2015 Qtr 1: 375; 2015 Qtr 2: 375; 2015 Qtr 3: 375; 2015 Qtr 4: 375 | 1500 | 1
462283-High-Performance Heat Pump Water Heater 40gal. | WPSDGEREWH0022-Rev00-Msr001 | System | Residential | 19-RES-AllResidential-WAT_HEAT | TRUE |  |  | Unit | ROB | 605.4 | 250 | 0 | 0 | 0 | 355.4 | 1070.4864 |  | kWh | 0.11061 | 0 | Residential |  | Annual | [6 empty] | Residential Furnaces (<0.3):Uncontrolled | 13 | 0.7 | 0.7 | 0.7 | [10 empty] | 0% | 0% | 0% | 0 | 0 | 50 | 0 | 0 | 0 | 0 | 0 | 0 | 0 | 0 | 2015 Qtr 1: 12.5; 2015 Qtr 2: 12.5; 2015 Qtr 3: 12.5; 2015 Qtr 4: 12.5 | 50 | 1
422004-Remove and Recycle Refrigerator - Residence | Res-Refrig-ARP | System | Residential | res:DEER:RefgFrzr_Recycling | TRUE |  |  | Unit | RET | 150 | 50 | 0 | 100 | 0 | 0 | 640 |  | kWh | 0.114 | -13.1 | Residential |  | Winter Only |  | 150 |  |  |  |  | Residential Furnaces (<0.3):Uncontrolled | 5 | 0.55 | 0.55 | 0.55 | [10 empty] | 0% | 0% | 0% | 0 | 0 | 18000 | 0 | 0 | 0 | 0 | 0 | 0 | 0 | 0 | 2015 Qtr 1: 4500; 2015 Qtr 2: 4500; 2015 Qtr 3: 4500; 2015 Qtr 4: 4500 | 18000 | 1
422005-Remove and Recycle Freezer - Residence | Res-Freezer-ARP | System | Residential | res:DEER:RefgFrzr_Recycling | TRUE |  |  | Unit | RET | 150 | 50 | 0 | 100 | 0 | 0 | 804 |  | kWh | 0.14 | -15.1 | Residential |  | Winter Only |  | 150 |  |  |  |  | Residential Furnaces (<0.3):Uncontrolled | 4 | 0.55 | 0.55 | 0.55 | [10 empty] | 0% | 0% | 0% | 0 | 0 | 5000 | 0 | 0 | 0 | 0 | 0 | 0 | 0 | 0 | 2015 Qtr 1: 1250; 2015 Qtr 2: 1250; 2015 Qtr 3: 1250; 2015 Qtr 4: 1250 | 5000 | 1
462156-Remove and Recycle Refrigerator Retail Pick-up | Res-Refrig-ARP | System | Residential | res:DEER:RefgFrzr_Recycling | TRUE |  |  | Unit | RET | 130 | 50 | 0 | 47 | 0 | 33 | 640 |  | kWh | 0.114 | -13.1 | Residential |  | Winter Only |  | 130 |  |  |  |  | Residential Furnaces (<0.3):Uncontrolled | 5 | 0.53 | 0.53 | 0.53 | [10 empty] | 0% | 0% | 0% | 0 | 0 | 1200 | 0 | 0 | 0 | 0 | 0 | 0 | 0 | 0 | 2015 Qtr 1: 300; 2015 Qtr 2: 300; 2015 Qtr 3: 300; 2015 Qtr 4: 300 | 1200 | 1
462157-Remove and Recycle Freezer Retail Pick-up | Res-Freezer-ARP | System | Residential | res:DEER:RefgFrzr_Recycling | TRUE |  |  | Unit | RET | 130 | 50 | 0 | 47 | 0 | 33 | 804 |  | kWh | 0.14 | -15.1 | Residential |  | Winter Only |  | 130 |  |  |  |  | Residential Furnaces (<0.3):Uncontrolled | 4 | 0.7 | 0.7 | 0.7 | [10 empty] | 0% | 0% | 0% | 0 | 0 | 100 | 0 | 0 | 0 | 0 | 0 | 0 | 0 | 0 | 2015 Qtr 1: 25; 2015 Qtr 2: 25; 2015 Qtr 3: 25; 2015 Qtr 4: 25 | 100 | 1
462158-Remove and Recycle Refrigerator - Multi-Family Pick-up | Res-Refrig-ARP | System | Residential | res:DEER:RefgFrzr_Recycling | TRUE |  |  | Unit | RET | 130 | 50 | 0 | 67 | 0 | 13 | 622 |  | kWh | 0.101 | -12.5 | Residential |  | Winter Only |  | 130 |  |  |  |  | Residential Furnaces (<0.3):Uncontrolled | 5 | 0.53 | 0.53 | 0.53 | [10 empty] | 0% | 0% | 0% | 0 | 0 | 500 | 0 | 0 | 0 | 0 | 0 | 0 | 0 | 0 | 2015 Qtr 1: 125; 2015 Qtr 2: 125; 2015 Qtr 3: 125; 2015 Qtr 4: 125 | 500 | 1
405010-Lighting-Energy Star Interior Hardwired Fluorescent Fixtures >=30 Watt | Res-Lighting-InGen_CFLratio0353_CFLfixt-32W | System | Residential | res:DEER:Indoor_CFL_Ltg | TRUE |  |  | Lamp | ROB | 66.44 | 40 | 0 | 0 | 0 | 26.44 | 45.2 |  | kWh | 0.00468 | -0.771 | Residential |  | Winter Only | [6 empty] | Residential Furnaces (<0.3):Uncontrolled | 9.24 | 0.55 | 0.55 | 0.55 | [10 empty] | 0% | 0% | 0% | 0 | 0 | 35000 | 0 | 0 | 0 | 0 | 0 | 0 | 0 | 0 | 2015 Qtr 1: 8750; 2015 Qtr 2: 8750; 2015 Qtr 3: 8750; 2015 Qtr 4: 8750 | 35000 | 1
405011-Lighting-Interior CFL Fixtures (ENERGY STAR Qualified) 22-29 Watt | Res-Lighting-InGen_CFLratio0353_CFLfixt-26W | System | Residential | res:DEER:Indoor_CFL_Ltg | TRUE |  |  | Lamp | ROB | 45.05 | 25 | 0 | 0 | 0 | 20.05 | 36.8 |  | kWh | 0.0038 | -0.627 | Residential |  | Winter Only | [6 empty] | Residential Furnaces (<0.3):Uncontrolled | 9.24 | 0.55 | 0.55 | 0.55 | [10 empty] | 0% | 0% | 0% | 0 | 0 | 6000 | 0 | 0 | 0 | 0 | 0 | 0 | 0 | 0 | 2015 Qtr 1: 1500; 2015 Qtr 2: 1500; 2015 Qtr 3: 1500; 2015 Qtr 4: 1500 | 6000 | 1
405033-Water Heating-Low-Flow Showerhead | WPSDGEREWH1061A-Rev04-Msr001 | System | Residential | 19-RES-AllResidential-WAT_HEAT | TRUE |  |  | Showerhead | ROB | 14.9 | 5 | 0 | 0 | 0 | 9.9 | 0 |  | kWh | 0 | 7.4834 | Residential |  | Annual | [6 empty] | Residential Furnaces (<0.3):Uncontrolled | 10 | 0.55 | 0.55 | 0.55 |  |  | 0.737 | [7 empty] | 0% | 0% | 0% | 0 | 0 | 9200 | 0 | 0 | 0 | 0 | 0 | 0 | 0 | 0 | 2015 Qtr 1: 2300; 2015 Qtr 2: 2300; 2015 Qtr 3: 2300; 2015 Qtr 4: 2300 | 9200 | 1
405034-Water Heating-Faucet Aerators | WPSDGEREWH1012-Rev01-Msr001 | System | Residential | 19-RES-AllResidential-WAT_HEAT | TRUE |  |  | Aerator | ROB | 13.24 | 1.25 | 0 | 0 | 0 | 11.99 | 0 |  | kWh | 0 | 1.4967 | Residential |  | Annual | [6 empty] | Residential Furnaces (<0.3):Uncontrolled | 10 | 0.65 | 0.65 | 0.65 |  |  | 0.59 | [7 empty] | 0% | 0% | 0% | 0 | 0 | 15000 | 0 | 0 | 0 | 0 | 0 | 0 | 0 | 0 | 2015 Qtr 1: 3750; 2015 Qtr 2: 3750; 2015 Qtr 3: 3750; 2015 Qtr 4: 3750 | 15000 | 1
405036-Lighting-Energy Star Exterior Hardwired Fluorescent Fixtures 15 Watt | Res-Lighting-OutGen_CFLratio0407_CFLfixt-15W | System | Residential | res:DEER:Indoor_CFL_Ltg | TRUE |  |  | Unit | RET | 37.92 | 30 | 0 | 0 | 0 | 7.92 | 57.5 |  | kWh | 0 | 0 | Residential |  | Winter Only | [6 empty] | Residential Furnaces (<0.3):Uncontrolled | 9.24 | 0.55 | 0.55 | 0.55 |  |  | 0.881 | [7 empty] | 0% | 0% | 0% | 0 | 0 | 8498.45 | 0 | 0 | 0 | 0 | 0 | 0 | 0 | 0 | 2015 Qtr 1: 2124.6125; 2015 Qtr 2: 2124.6125; 2015 Qtr 3: 2124.6125; 2015 Qtr 4: 2124.6125 | 8498.45 | 1
405053-Lighting -Ext. Hardwired Fluorescent Porch Light (19-27 Watts) | Res-Lighting-OutGen_CFLratio0407_CFLfixt-24W | System | Residential | res:DEER:Indoor_CFL_Ltg | TRUE |  |  | Lamp | RET | 66.44 | 20 | 0 | 0 | 0 | 46.44 | 92 |  | kWh | 0 | 0 | Residential |  | Winter Only | [6 empty] | Residential Furnaces (<0.3):Uncontrolled | 9.24 | 0.55 | 0.55 | 0.55 |  |  | 0.881 | [7 empty] | 0% | 0% | 0% | 0 | 0 | 2751.73 | 0 | 0 | 0 | 0 | 0 | 0 | 0 | 0 | 2015 Qtr 1: 687.9325; 2015 Qtr 2: 687.9325; 2015 Qtr 3: 687.9325; 2015 Qtr 4: 687.9325 | 2751.73 | 1
405056-W/H-Boiler Controllers = < 34 Units | WPSDGERECS0001-Rev00-Msr001 | System | Residential | 19-RES-AllResidential-WAT_HEAT | TRUE |  |  | Dwelling Unit | RET | 40 | 30.7 | 0 | 0 | 0 | 9.3 | 0 |  | kWh | 0 | 33.8588 | Residential |  | Annual | [6 empty] | Residential Furnaces (<0.3):Uncontrolled | 10 | 0.55 | 0.55 | 0.55 | [10 empty] | 0% | 0% | 0% | 0 | 0 | 4.65 | 0 | 0 | 0 | 0 | 0 | 0 | 0 | 0 | 2015 Qtr 1: 1.1625; 2015 Qtr 2: 1.1625; 2015 Qtr 3: 1.1625; 2015 Qtr 4: 1.1625 | 4.65 | 1
405057-W/H-Boiler Controllers = > 35 Units | WPSDGERECS0001-Rev00-Msr001 | System | Residential | 19-RES-AllResidential-WAT_HEAT | TRUE |  |  | Dwelling Unit | RET | 40 | 21.34 | 0 | 0 | 0 | 18.66 | 0 |  | kWh | 0 | 33.8588 | Residential |  | Annual | [6 empty] | Residential Furnaces (<0.3):Uncontrolled | 10 | 0.55 | 0.55 | 0.55 | [10 empty] | 0% | 0% | 0% | 0 | 0 | 3.1 | 0 | 0 | 0 | 0 | 0 | 0 | 0 | 0 | 2015 Qtr 1: 0.775; 2015 Qtr 2: 0.775; 2015 Qtr 3: 0.775; 2015 Qtr 4: 0.775 | 3.1 | 1
462655-Advanced Home Upgrade | SDGECUSTOMFORECASTMEASURES2015-Rev00-Msr007 | System | Residential | res:DEER:HVAC_Eff_AC | TRUE |  |  | Home | RET | 6000 | 2459.1667 | 0 | 0 | 0 | 3540.8333 | 1870 |  | kWh | 1.77 | 155 | Residential |  | Winter Only | [6 empty] | Residential Furnaces (<0.3):Uncontrolled | 16.5 | 0.85 | 0.85 | 0.85 |  |  |  | 0.9 | [6 empty] | 0% | 0% | 0% | 0 | 0 | 720 | 0 | 0 | 0 | 0 | 0 | 0 | 0 | 0 | 2015 Qtr 1: 180; 2015 Qtr 2: 180; 2015 Qtr 3: 180; 2015 Qtr 4: 180 | 720 | 1
462656-Home Upgrade | SDGECUSTOMFORECASTMEASURES2015-Rev00-Msr008 | System | Residential | res:DEER:HVAC_Eff_AC | TRUE |  |  | Home | RET | 4000 | 1020.8333 | 0 | 0 | 0 | 2979.1667 | 1020 |  | kWh | 0.83 | 96 | Residential |  | Winter Only | [6 empty] | Residential Furnaces (<0.3):Uncontrolled | 16.5 | 0.85 | 0.85 | 0.85 |  |  |  | 0.9 | [6 empty] | 0% | 0% | 0% | 0 | 0 | 100 | 0 | 0 | 0 | 0 | 0 | 0 | 0 | 0 | 2015 Qtr 1: 25; 2015 Qtr 2: 25; 2015 Qtr 3: 25; 2015 Qtr 4: 25 | 100 | 1
462657-MF Advanced Home Upgrade | SDGECUSTOMFORECASTMEASURES2015-Rev00-Msr009 | System | Residential | res:DEER:HVAC_Eff_AC | TRUE |  |  | Home | RET | 10000 | 4400 | 0 | 0 | 0 | 5600 | 7259 |  | kWh | 0.83 | 96 | Residential |  | Winter Only | [6 empty] | Residential Furnaces (<0.3):Uncontrolled | 16.5 | 0.85 | 0.85 | 0.85 |  |  |  | 0.9 | [6 empty] | 0% | 0% | 0% | 0 | 0 | 188 | 0 | 0 | 0 | 0 | 0 | 0 | 0 | 0 | 2015 Qtr 1: 47; 2015 Qtr 2: 47; 2015 Qtr 3: 47; 2015 Qtr 4: 47 | 188 | 1
434001-M01:LED Night Light | LED Night Light-Rev00-Msr001 | System | Residential | res:DEER:Indoor_CFL_Ltg | TRUE |  |  | Each | ROB | 3.15 | 0 | 0 | 0 | 3.15 | 0 | 29.4402 |  | kWh | 0 | 0 | Residential |  | Winter Only | [6 empty] | Residential Furnaces (<0.3):Uncontrolled | 16 | 0.55 | 0.55 | 0.55 | [10 empty] | 0% | 0% | 0% | 0 | 0 | 3500 | 0 | 0 | 0 | 0 | 0 | 0 | 0 | 0 | 2015 Qtr 1: 875; 2015 Qtr 2: 875; 2015 Qtr 3: 875; 2015 Qtr 4: 875 | 3500 | 1
434002-M02: CFL, 14W lamp | Res-Lighting-InGen_CFLratio0347_CFLscw-14w | System | Residential | res:DEER:Indoor_CFL_Ltg | TRUE |  |  | Lamp | ROB | 5 | 0 | 0 | 0 | 5 | 0 | 19.3 |  | kWh | 0.002 | -0.329 | Residential |  | Winter Only | [6 empty] | Residential Furnaces (<0.3):Uncontrolled | 9.24 | 0.55 | 0.55 | 0.55 | [10 empty] | 0% | 0% | 0% | 0 | 0 | 4300 | 0 | 0 | 0 | 0 | 0 | 0 | 0 | 0 | 2015 Qtr 1: 1075; 2015 Qtr 2: 1075; 2015 Qtr 3: 1075; 2015 Qtr 4: 1075 | 4300 | 1
434004-M04: CFL, 23W lamp | Res-Lighting-InGen_CFLratio0347_CFLscw-23w | System | Residential | res:DEER:Indoor_CFL_Ltg | TRUE |  |  | Lamp | ROB | 7 | 0 | 0 | 2 | 5 | 0 | 31.7 |  | kWh | 0.00329 | -0.541 | Residential |  | Winter Only | [6 empty] | Residential Furnaces (<0.3):Uncontrolled | 9.24 | 0.55 | 0.55 | 0.55 | [10 empty] | 0% | 0% | 0% | 0 | 0 | 7500 | 0 | 0 | 0 | 0 | 0 | 0 | 0 | 0 | 2015 Qtr 1: 1875; 2015 Qtr 2: 1875; 2015 Qtr 3: 1875; 2015 Qtr 4: 1875 | 7500 | 1
434005-M05: 18W CF Fixture | Res-Lighting-InGen_CFLratio0353_CFLfixt-18W | System | Residential | res:DEER:Indoor_CFL_Ltg | TRUE |  |  | Lamp | ROB | 60.51 | 0 | 0 | 0 | 60.51 | 0 | 25.4 |  | kWh | 0.00263 | -0.434 | Residential |  | Winter Only | [6 empty] | Residential Furnaces (<0.3):Uncontrolled | 9.24 | 0.55 | 0.55 | 0.55 | [10 empty] | 0% | 0% | 0% | 0 | 0 | 3000 | 0 | 0 | 0 | 0 | 0 | 0 | 0 | 0 | 2015 Qtr 1: 750; 2015 Qtr 2: 750; 2015 Qtr 3: 750; 2015 Qtr 4: 750 | 3000 | 1
434007-M07: Porch Light 18 Watt | Res-Lighting-OutGen_CFLratio0407_CFLfixt-18W | System | Residential | res:DEER:Indoor_CFL_Ltg | TRUE |  |  | Lamp | RET | 44.53 | 0 | 0 | 0 | 44.53 | 0 | 69 |  | kWh | 0 | 0 | Residential |  | Winter Only | [6 empty] | Residential Furnaces (<0.3):Uncontrolled | 9.24 | 0.55 | 0.55 | 0.55 | [10 empty] | 0% | 0% | 0% | 0 | 0 | 850 | 0 | 0 | 0 | 0 | 0 | 0 | 0 | 0 | 2015 Qtr 1: 212.5; 2015 Qtr 2: 212.5; 2015 Qtr 3: 212.5; 2015 Qtr 4: 212.5 | 850 | 1
434008-M08: Torchiere Lamp | Res-Lighting-InGen_CFLratio0353_CFLfixt-55W | System | Residential | res:DEER:Indoor_CFL_Ltg | TRUE |  |  | Fixture | ROB | 77.82 | 0 | 0 | 0 | 77.82 | 0 | 77.5 |  | kWh | 0.00815 | -1.53 | Residential |  | Winter Only | [6 empty] | Residential Furnaces (<0.3):Uncontrolled | 16 | 0.55 | 0.55 | 0.55 | [10 empty] | 0% | 0% | 0% | 0 | 0 | 2000 | 0 | 0 | 0 | 0 | 0 | 0 | 0 | 0 | 2015 Qtr 1: 500; 2015 Qtr 2: 500; 2015 Qtr 3: 500; 2015 Qtr 4: 500 | 2000 | 1
434009-M09: R19-R38 Attic Insulation | RB-BS-CeilIns-VintR-AddR19 | System | Residential | res:DEER:HVAC_Eff_AC | TRUE |  |  | Sqft | RET | 0.72 | 0 | 0 | 0 | 0.72 | 0 | 0.0162 |  | kWh | 1.63e-05 | 0.00686 | Residential |  | Winter Only | [6 empty] | Residential Furnaces (<0.3):Uncontrolled | 20 | 0.55 | 0.55 | 0.55 | [10 empty] | 0% | 0% | 0% | 0 | 0 | 275000 | 0 | 0 | 0 | 0 | 0 | 0 | 0 | 0 | 2015 Qtr 1: 68750; 2015 Qtr 2: 68750; 2015 Qtr 3: 68750; 2015 Qtr 4: 68750 | 275000 | 1
434010-M10: R11-R38 Attic Insulation | RB-BS-CeilIns-VintR-AddR19 | System | Residential | res:DEER:HVAC_Eff_AC | TRUE |  |  | Sqft | RET | 0.99 | 0 | 0 | 0 | 0.99 | 0 | 0.0162 |  | kWh | 1.63e-05 | 0.00686 | Residential |  | Winter Only | [6 empty] | Residential Furnaces (<0.3):Uncontrolled | 20 | 0.55 | 0.55 | 0.55 | [10 empty] | 0% | 0% | 0% | 0 | 0 | 400000 | 0 | 0 | 0 | 0 | 0 | 0 | 0 | 0 | 2015 Qtr 1: 100000; 2015 Qtr 2: 100000; 2015 Qtr 3: 100000; 2015 Qtr 4: 100000 | 400000 | 1
434011-M11: R0-R38 Attic Insulation | RB-BS-CeilIns-R0-R38 | System | Residential | res:DEER:HVAC_Eff_AC | TRUE |  |  | Sqft | RET | 1.12 | 0 | 0 | 0 | 1.12 | 0 | 0.392 |  | kWh | 0.000343 | 0.123 | Residential |  | Winter Only | [6 empty] | Residential Furnaces (<0.3):Uncontrolled | 20 | 0.55 | 0.55 | 0.55 | [10 empty] | 0% | 0% | 0% | 0 | 0 | 205000 | 0 | 0 | 0 | 0 | 0 | 0 | 0 | 0 | 2015 Qtr 1: 51250; 2015 Qtr 2: 51250; 2015 Qtr 3: 51250; 2015 Qtr 4: 51250 | 205000 | 1
434012-M12: Knee Wall Insulation R19 | RB-BS-CeilIns-VintR-AddR19 | System | Residential | res:DEER:HVAC_Eff_AC | TRUE |  |  | Sqft | RET | 1.12 | 0 | 0 | 0 | 1.12 | 0 | 0.0162 |  | kWh | 1.63e-05 | 0.00686 | Residential |  | Winter Only | [6 empty] | Residential Furnaces (<0.3):Uncontrolled | 20 | 0.55 | 0.55 | 0.55 | [10 empty] | 0% | 0% | 0% | 0 | 0 | 6207.49 | 0 | 0 | 0 | 0 | 0 | 0 | 0 | 0 | 2015 Qtr 1: 1551.8725; 2015 Qtr 2: 1551.8725; 2015 Qtr 3: 1551.8725; 2015 Qtr 4: 1551.8725 | 6207.49 | 1
434014-M13b: Duct Sealing w/AC(24% flow to 12%) | Res-DuctSeal-MedToLow-wtd | System | Residential | res:DEER:HVAC_Duct_Sealing | TRUE |  |  | Household | RET | 290 | 0 | 0 | 290 | 0 | 0 | 10.3 |  | kWh | 0.0168 | 4.94 | Residential |  | Winter Only | [6 empty] | Residential Furnaces (<0.3):Uncontrolled | 18 | 0.55 | 0.55 | 0.55 |  |  | 0.41 | [7 empty] | 0% | 0% | 0% | 0 | 0 | 205 | 0 | 0 | 0 | 0 | 0 | 0 | 0 | 0 | 2015 Qtr 1: 51.25; 2015 Qtr 2: 51.25; 2015 Qtr 3: 51.25; 2015 Qtr 4: 51.25 | 205 | 1
434015-M13c: Duct Sealing No AC(40% flow to 12%) | Res-DuctSeal-HighToLow-wtd | System | Residential | res:DEER:HVAC_Duct_Sealing | TRUE |  |  | Household | RET | 290 | 0 | 0 | 290 | 0 | 0 | 5.13 |  | kWh | -3.98e-05 | 11.9 | Residential |  | Winter Only | [6 empty] | Residential Furnaces (<0.3):Uncontrolled | 18 | 0.55 | 0.55 | 0.55 |  |  | 0.41 | [7 empty] | 0% | 0% | 0% | 0 | 0 | 205.86 | 0 | 0 | 0 | 0 | 0 | 0 | 0 | 0 | 2015 Qtr 1: 51.465; 2015 Qtr 2: 51.465; 2015 Qtr 3: 51.465; 2015 Qtr 4: 51.465 | 205.86 | 1
434016-M13d: Duct Sealing w/AC(40% flow to 12%) | Res-DuctSeal-HighToLow-wtd | System | Residential | res:DEER:HVAC_Duct_Sealing | TRUE |  |  | Household | RET | 290 | 0 | 0 | 290 | 0 | 0 | 98 |  | kWh | 0.126 | 13.5 | Residential |  | Winter Only | [6 empty] | Residential Furnaces (<0.3):Uncontrolled | 18 | 0.55 | 0.55 | 0.55 |  |  | 0.41 | [7 empty] | 0% | 0% | 0% | 0 | 0 | 95.01 | 0 | 0 | 0 | 0 | 0 | 0 | 0 | 0 | 2015 Qtr 1: 23.7525; 2015 Qtr 2: 23.7525; 2015 Qtr 3: 23.7525; 2015 Qtr 4: 23.7525 | 95.01 | 1
434017-M14a:Air Sealing No/AC | Low Income M&V Study-Rev00-Msr001 | System | Residential | res:DEER:HVAC_Duct_Sealing | TRUE |  |  | Home | RET | 0 | 0 | 0 | 0 | 0 | 0 | 0 |  | kWh | 0 | 4.4231 | Residential |  | Winter Only | [6 empty] | Residential Furnaces (<0.3):Uncontrolled | 11 | 0.55 | 0.55 | 0.55 | [10 empty] | 0% | 0% | 0% | 0 | 0 | 700 | 0 | 0 | 0 | 0 | 0 | 0 | 0 | 0 | 2015 Qtr 1: 175; 2015 Qtr 2: 175; 2015 Qtr 3: 175; 2015 Qtr 4: 175 | 700 | 1
434018-M14b:Air Sealing w/AC | Low Income M&V Study-Rev00-Msr001 | System | Residential | res:DEER:HVAC_Duct_Sealing | TRUE |  |  | Home | RET | 0 | 0 | 0 | 0 | 0 | 0 | 0 |  | kWh | 0 | 4.4231 | Residential |  | Winter Only | [6 empty] | Residential Furnaces (<0.3):Uncontrolled | 11 | 0.55 | 0.55 | 0.55 | [10 empty] | 0% | 0% | 0% | 0 | 0 | 300 | 0 | 0 | 0 | 0 | 0 | 0 | 0 | 0 | 2015 Qtr 1: 75; 2015 Qtr 2: 75; 2015 Qtr 3: 75; 2015 Qtr 4: 75 | 300 | 1
434019-M15: Faucet Aerators | WPSDGEREWH1012-Rev01-Msr001 | System | Residential | 19-RES-AllResidential-WAT_HEAT | TRUE |  |  | Aerator | ROB | 5.15 | 0 | 0 | 0 | 5.15 | 0 | 0 |  | kWh | 0 | 1.4967 | Residential |  | Annual | [6 empty] | Residential Furnaces (<0.3):Uncontrolled | 10 | 0.55 | 0.55 | 0.55 |  |  | 0.665 | [7 empty] | 0% | 0% | 0% | 0 | 0 | 4338.91 | 0 | 0 | 0 | 0 | 0 | 0 | 0 | 0 | 2015 Qtr 1: 1084.7275; 2015 Qtr 2: 1084.7275; 2015 Qtr 3: 1084.7275; 2015 Qtr 4: 1084.7275 | 4338.91 | 1
434020-M16: Low Flow SH - 1.5gpm | WPSDGEREWH1061A-Rev04-Msr001 | System | Residential | 19-RES-AllResidential-WAT_HEAT | TRUE |  |  | Showerhead | ROB | 28.16 | 0 | 0 | 0 | 28.16 | 0 | 0 |  | kWh | 0 | 7.4834 | Residential |  | Annual | [6 empty] | Residential Furnaces (<0.3):Uncontrolled | 10 | 0.55 | 0.55 | 0.55 |  |  | 0.76 | [7 empty] | 0% | 0% | 0% | 0 | 0 | 886.78 | 0 | 0 | 0 | 0 | 0 | 0 | 0 | 0 | 2015 Qtr 1: 221.695; 2015 Qtr 2: 221.695; 2015 Qtr 3: 221.695; 2015 Qtr 4: 221.695 | 886.78 | 1
434021-M17: Low Flow SH - 1.5gpm Hand held | WPSDGEREWH1061A-Rev04-Msr001 | System | Residential | 19-RES-AllResidential-WAT_HEAT | TRUE |  |  | Showerhead | ROB | 36.83 | 0 | 0 | 0 | 36.83 | 0 | 0 |  | kWh | 0 | 7.4834 | Residential |  | Annual | [6 empty] | Residential Furnaces (<0.3):Uncontrolled | 10 | 0.55 | 0.55 | 0.55 |  |  | 0.76 | [7 empty] | 0% | 0% | 0% | 0 | 0 | 2000 | 0 | 0 | 0 | 0 | 0 | 0 | 0 | 0 | 2015 Qtr 1: 500; 2015 Qtr 2: 500; 2015 Qtr 3: 500; 2015 Qtr 4: 500 | 2000 | 1
434023-M19: Thermostatic Valve | WPSDGEREWH1000-Rev01-Msr001 | System | Residential | 19-RES-AllResidential-WAT_HEAT | TRUE |  |  | Unit | RET | 52.5 | 0 | 0 | 0 | 52.5 | 0 | 0 |  | kWh | 0 | 1.9956 | Residential |  | Annual | [6 empty] | Residential Furnaces (<0.3):Uncontrolled | 10 | 0.55 | 0.55 | 0.55 | [10 empty] | 0% | 0% | 0% | 0 | 0 | 500 | 0 | 0 | 0 | 0 | 0 | 0 | 0 | 0 | 2015 Qtr 1: 125; 2015 Qtr 2: 125; 2015 Qtr 3: 125; 2015 Qtr 4: 125 | 500 | 1
434024-M20: Pipe Wrap | WP_NoSavings-Rev00-Msr001 | System | Residential | 19-RES-AllResidential-WAT_HEAT | TRUE |  |  | linear ft | RET | 3.24 | 0 | 0 | 0 | 3.24 | 0 | 0 |  | kWh | 0 | 0 | Residential |  | Winter Only | [6 empty] | Residential Furnaces (<0.3):Uncontrolled | 0 | 0.55 | 0.55 | 0.55 | [10 empty] | 0% | 0% | 0% | 0 | 0 | 253.37 | 0 | 0 | 0 | 0 | 0 | 0 | 0 | 0 | 2015 Qtr 1: 63.3425; 2015 Qtr 2: 63.3425; 2015 Qtr 3: 63.3425; 2015 Qtr 4: 63.3425 | 253.37 | 1
434025-M16a: Low Flow SH w/ Adapter - 1.5gpm | WPSDGEREWH1061A-Rev04-Msr001 | System | Residential | 19-RES-AllResidential-WAT_HEAT | TRUE |  |  | Showerhead | ROB | 30.32 | 0 | 0 | 0 | 30.32 | 0 | 0 |  | kWh | 0 | 7.4834 | Residential |  | Annual | [6 empty] | Residential Furnaces (<0.3):Uncontrolled | 10 | 0.55 | 0.55 | 0.55 |  |  | 0.76 | [7 empty] | 0% | 0% | 0% | 0 | 0 | 79.18 | 0 | 0 | 0 | 0 | 0 | 0 | 0 | 0 | 2015 Qtr 1: 19.795; 2015 Qtr 2: 19.795; 2015 Qtr 3: 19.795; 2015 Qtr 4: 19.795 | 79.18 | 1
434027-M21: CAZ/CAS Test Per Appliance | WP_NoSavings-Rev00-Msr001 | System | Residential |  |  |  |  | Each | RET | 32.5 | 0 | 0 | 32.5 | 0 | 0 | 0 |  | #N/A | 0 | 0 | Residential |  | Winter Only | [6 empty] | Residential Furnaces (<0.3):Uncontrolled | 0 | 0.55 | 0.55 | 0.55 | [10 empty] | 0% | 0% | 0% | 0 | 0 | 3000 | 0 | 0 | 0 | 0 | 0 | 0 | 0 | 0 | 2015 Qtr 1: 750; 2015 Qtr 2: 750; 2015 Qtr 3: 750; 2015 Qtr 4: 750 | 3000 | 1
434031-M25: Vent Pipe Water Heater | WP_NoSavings-Rev00-Msr001 | System | Residential | 19-RES-AllResidential-WAT_HEAT | TRUE |  |  | linear ft | RET | 16.22 | 0 | 0 | 0 | 16.22 | 0 | 0 |  | kWh | 0 | 0 | Residential |  | Winter Only | [6 empty] | Residential Furnaces (<0.3):Uncontrolled | 0 | 0.55 | 0.55 | 0.55 | [10 empty] | 0% | 0% | 0% | 0 | 0 | 3737.16 | 0 | 0 | 0 | 0 | 0 | 0 | 0 | 0 | 2015 Qtr 1: 934.29; 2015 Qtr 2: 934.29; 2015 Qtr 3: 934.29; 2015 Qtr 4: 934.29 | 3737.16 | 1
420089-Adjust refrigerant charge in residential AC unit | Res-RefrigCharge-wtd | System | Residential | res:DEER:HVAC_Refrig_Charge | TRUE |  |  | Ton | RET | 71.5 | 0 | 71.5 | 0 | 0 | 0 | 53.8 |  | kWh | 0.0643 | -0.0401 | Residential |  | Winter Only | [6 empty] | Residential Furnaces (<0.3):Uncontrolled | 10 | 0.78 | 0.78 | 0.78 |  |  | 0.89 | [7 empty] | 0% | 0% | 0% | 0 | 0 | 34 | 0 | 0 | 0 | 0 | 0 | 0 | 0 | 0 | 2015 Qtr 1: 8.5; 2015 Qtr 2: 8.5; 2015 Qtr 3: 8.5; 2015 Qtr 4: 8.5 | 34 | 1
420090-Residential refrigerant charge and airflow adjustment | Res-RefrigCharge-wtd | System | Residential | res:DEER:HVAC_Refrig_Charge | TRUE |  |  | Ton | RET | 50 | 0 | 50 | 0 | 0 | 0 | 53.8 |  | kWh | 0.0643 | -0.0401 | Residential |  | Winter Only | [6 empty] | Residential Furnaces (<0.3):Uncontrolled | 10 | 0.78 | 0.78 | 0.78 |  |  | 0.89 | [7 empty] | 0% | 0% | 0% | 0 | 0 | 34 | 0 | 0 | 0 | 0 | 0 | 0 | 0 | 0 | 2015 Qtr 1: 8.5; 2015 Qtr 2: 8.5; 2015 Qtr 3: 8.5; 2015 Qtr 4: 8.5 | 34 | 1
420138-Residential SF Condensor Coil Cleaning | WPSDGERERN001-Rev01-Msr001 | System | Residential | res:DEER:HVAC_Eff_AC | TRUE |  |  | Unit | RET | 50 | 0 | 50 | 0 | 0 | 0 | 4.26 |  | kWh | 0.0058447 | -0.0035188 | Residential |  | Winter Only | [6 empty] | Residential Furnaces (<0.3):Uncontrolled | 3 | 0.55 | 0.55 | 0.55 |  |  | 0.89 | [7 empty] | 0% | 0% | 100% | 0 | 0 | 600 | 0 | 0 | 0 | 0 | 0 | 0 | 0 | 0 | 2015 Qtr 1: 150; 2015 Qtr 2: 150; 2015 Qtr 3: 150; 2015 Qtr 4: 150 | 600 | 1
420142-Quality Installation - SEER 14 | WPSDGEREHC1064-Rev00-Msr002 | System | Residential | res:DEER:HVAC_Eff_AC | TRUE |  |  | sqft | ROB | 1000 | 0 | 1000 | 0 | 0 | 0 | 140.4 |  | kWh | 0.068918 | 18.8836 | Residential |  | Winter Only | [6 empty] | Residential Furnaces (<0.3):Uncontrolled | 15 | 0.7 | 0.7 | 0.7 | [10 empty] | 0% | 0% | 0% | 0 | 0 | 0 | 0 | 0 | 0 | 0 | 0 | 0 | 0 | 0 | 2015 Qtr 1: 0; 2015 Qtr 2: 0; 2015 Qtr 3: 0; 2015 Qtr 4: 0 | 0 | 1
420144-Quality Installation - SEER 15 | WPSDGEREHC1064-Rev00-Msr003 | System | Residential | res:DEER:HVAC_Eff_AC | TRUE |  |  | sqft | ROB | 1250 | 0 | 1250 | 0 | 0 | 0 | 199.8 |  | kWh | 0.11616 | 6.8198 | Residential |  | Winter Only | [6 empty] | Residential Furnaces (<0.3):Uncontrolled | 15 | 0.7 | 0.7 | 0.7 | [10 empty] | 0% | 0% | 0% | 0 | 0 | 203 | 0 | 0 | 0 | 0 | 0 | 0 | 0 | 0 | 2015 Qtr 1: 50.75; 2015 Qtr 2: 50.75; 2015 Qtr 3: 50.75; 2015 Qtr 4: 50.75 | 203 | 1
420146-Complete ACCA 4 Assessment Report | WP_NoSavings-Rev00-Msr001 | System | Residential | res:DEER:HVAC_Eff_AC | TRUE |  |  | Home | RET | 0 | 0 | 150 | 0 | 0 | 0 | 0 |  | kWh | 0 | 0 | Residential |  | Winter Only | [6 empty] | Residential Furnaces (<0.3):Uncontrolled | 0 | 0.7 | 0.7 | 0.7 | [10 empty] | 0% | 0% | 0% | 0 | 0 | 600 | 0 | 0 | 0 | 0 | 0 | 0 | 0 | 0 | 2015 Qtr 1: 150; 2015 Qtr 2: 150; 2015 Qtr 3: 150; 2015 Qtr 4: 150 | 600 | 1
420147-Airflow Correction | WPSDGEREHC1065-Rev01-Msr002 | System | Residential | res:DEER:HVAC_Eff_AC | TRUE |  |  | Home | RET | 350 | 0 | 350 | 0 | 0 | 0 | 3.5017 |  | kWh | 0.00639 | -0.0017807 | Residential |  | Winter Only | [6 empty] | Residential Furnaces (<0.3):Uncontrolled | 5 | 0.7 | 0.7 | 0.7 | [10 empty] | 0% | 0% | 0% | 0 | 0 | 85 | 0 | 0 | 0 | 0 | 0 | 0 | 0 | 0 | 2015 Qtr 1: 21.25; 2015 Qtr 2: 21.25; 2015 Qtr 3: 21.25; 2015 Qtr 4: 21.25 | 85 | 1
420149-New Blower Motor | WPSDGEREHC1065-Rev01-Msr001 | System | Residential | res:DEER:HVAC_Eff_AC | TRUE |  |  | Home | RET | 220 | 0 | 220 | 0 | 0 | 0 | 60.4528 |  | kWh | 0.091403 | -0.17988 | Residential |  | Winter Only | [6 empty] | Residential Furnaces (<0.3):Uncontrolled | 15 | 0.7 | 0.7 | 0.7 | [10 empty] | 0% | 0% | 0% | 0 | 0 | 85 | 0 | 0 | 0 | 0 | 0 | 0 | 0 | 0 | 2015 Qtr 1: 21.25; 2015 Qtr 2: 21.25; 2015 Qtr 3: 21.25; 2015 Qtr 4: 21.25 | 85 | 1
420151-One Year QM Service Agreement | WP_NoSavings-Rev00-Msr001 | System | Residential | res:DEER:HVAC_Eff_AC | TRUE |  |  | Home | RET | 0 | 0 | 50 | 0 | 0 | 0 | 0 |  | kWh | 0 | 0 | Residential |  | Winter Only | [6 empty] | Residential Furnaces (<0.3):Uncontrolled | 0 | 0.7 | 0.7 | 0.7 | [10 empty] | 0% | 0% | 0% | 0 | 0 | 28 | 0 | 0 | 0 | 0 | 0 | 0 | 0 | 0 | 2015 Qtr 1: 7; 2015 Qtr 2: 7; 2015 Qtr 3: 7; 2015 Qtr 4: 7 | 28 | 1
420156-Efficient Fan Controller | WPSDGEREHC0024-Rev00-Msr001 | System | Residential | res:DEER:HVAC_Eff_AC | TRUE |  |  | Unit | RET | 100 | 0 | 100 | 0 | 0 | 0 | 507.9428 |  | kWh | 0.24 | 22.1782 | Residential |  | Winter Only | [6 empty] | Residential Furnaces (<0.3):Uncontrolled | 11 | 0.7 | 0.7 | 0.7 | [10 empty] | 0% | 0% | 0% | 0 | 0 | 555 | 0 | 0 | 0 | 0 | 0 | 0 | 0 | 0 | 2015 Qtr 1: 138.75; 2015 Qtr 2: 138.75; 2015 Qtr 3: 138.75; 2015 Qtr 4: 138.75 | 555 | 1
462658-Res. NC - Typical Home | SDGECUSTOMFORECASTMEASURES2015-Rev00-Msr026 | System | Residential | res:DEER:HVAC_Eff_AC | TRUE |  |  | Home | NEW | 1090.19 | 462 | 0 | 0 | 0 | 628.19 | 451.61 |  | kWh | 0.023 | 19.7 | Residential |  | Winter Only | [6 empty] | Residential Furnaces (<0.3):Uncontrolled | 16.5 | 0.55 | 0.55 | 0.55 |  |  |  | 0.9 | [6 empty] | 0% | 0% | 0% | 0 | 0 | 2322.03 | 0 | 0 | 0 | 0 | 0 | 0 | 0 | 0 | 2015 Qtr 1: 580.5075; 2015 Qtr 2: 580.5075; 2015 Qtr 3: 580.5075; 2015 Qtr 4: 580.5075 | 2322.03 | 1
425001-Climate Zone 10 Electric Heat | WPSDGEREMI0002-Rev05-Msr002 | System | Residential | res:DEER:HVAC_Eff_AC | TRUE |  |  | per 1000 sq ft | NEW | 1541.8699 | 500 | 0 | 0 | 0 | 1041.8699 | 2931 |  | kWh | 0.55 | 0 | Residential |  | Winter Only | [6 empty] | Residential Furnaces (<0.3):Uncontrolled | 13 | 0.55 | 0.55 | 0.55 | [10 empty] | 0% | 0% | 0% | 0 | 0 | 15 | 0 | 0 | 0 | 0 | 0 | 0 | 0 | 0 | 2015 Qtr 1: 3.75; 2015 Qtr 2: 3.75; 2015 Qtr 3: 3.75; 2015 Qtr 4: 3.75 | 15 | 1
425002-Climate Zone 14 Electric Heat | WPSDGEREMI0002-Rev05-Msr003 | System | Residential | res:DEER:HVAC_Eff_AC | TRUE |  |  | per 1000 sq ft | NEW | 1541.8699 | 500 | 0 | 0 | 0 | 1041.8699 | 5101.61 |  | kWh | 0.55 | 0 | Residential |  | Winter Only | [6 empty] | Residential Furnaces (<0.3):Uncontrolled | 13 | 0.55 | 0.55 | 0.55 | [10 empty] | 0% | 0% | 0% | 0 | 0 | 2 | 0 | 0 | 0 | 0 | 0 | 0 | 0 | 0 | 2015 Qtr 1: 0.5; 2015 Qtr 2: 0.5; 2015 Qtr 3: 0.5; 2015 Qtr 4: 0.5 | 2 | 1
425004-Climate Zone 10 Gas Heat | WPSDGEREMI0002-Rev05-Msr006 | System | Residential | res:DEER:HVAC_Eff_AC | TRUE |  |  | per 1000 sq ft | NEW | 970.2 | 500 | 0 | 0 | 0 | 470.2 | 723.4 |  | kWh | 0.55 | 46.83 | Residential |  | Winter Only | [6 empty] | Residential Furnaces (<0.3):Uncontrolled | 11 | 0.55 | 0.55 | 0.55 | [10 empty] | 0% | 0% | 0% | 0 | 0 | 15 | 0 | 0 | 0 | 0 | 0 | 0 | 0 | 0 | 2015 Qtr 1: 3.75; 2015 Qtr 2: 3.75; 2015 Qtr 3: 3.75; 2015 Qtr 4: 3.75 | 15 | 1
425005-Climate Zone 14 Gas Heat | WPSDGEREMI0002-Rev05-Msr007 | System | Residential | res:DEER:HVAC_Eff_AC | TRUE |  |  | per 1000 sq ft | NEW | 970.2 | 500 | 0 | 0 | 0 | 470.2 | 633.52 |  | kWh | 0.55 | 55.72 | Residential |  | Winter Only | [6 empty] | Residential Furnaces (<0.3):Uncontrolled | 11 | 0.55 | 0.55 | 0.55 | [10 empty] | 0% | 0% | 0% | 0 | 0 | 3 | 0 | 0 | 0 | 0 | 0 | 0 | 0 | 0 | 2015 Qtr 1: 0.75; 2015 Qtr 2: 0.75; 2015 Qtr 3: 0.75; 2015 Qtr 4: 0.75 | 3 | 1
462659-Comp. Air | SDGECUSTOMFORECASTMEASURES2015-Rev00-Msr010 | System | Commercial | 35-OTI-OtherIndustrial-PROC_OTH | TRUE |  |  | Site | RET | 61277 | 21753.2 | 0 | 0 | 0 | 39523.8 | 1149359 |  | kWh | 0 | 0 | Commercial |  | Winter Only | [6 empty] | Small Boilers (<100 MMBtu/hr Heat Input):Uncontrolled | 15 | 0.6 | 0.6 | 0.6 |  |  |  | 0.9 | [6 empty] | 0% | 0% | 0% | 0 | 0 | 15 | 0 | 0 | 0 | 0 | 0 | 0 | 0 | 0 | 2015 Qtr 1: 3.75; 2015 Qtr 2: 3.75; 2015 Qtr 3: 3.75; 2015 Qtr 4: 3.75 | 15 | 1
462660-Process Heat | SDGECUSTOMFORECASTMEASURES2015-Rev00-Msr011 | System | Commercial | 35-OTI-OtherIndustrial-PROC_OTH | TRUE |  |  | Site | RET | 54001.2111 | 23963.04 | 0 | 0 | 0 | 30038.1711 | 37014 |  | kWh | 4.95 | 12417 | Commercial |  | Annual | [6 empty] | Small Boilers (<100 MMBtu/hr Heat Input):Uncontrolled | 9.9259 | 0.6 | 0.6 | 0.6 |  |  |  | 0.9 | [6 empty] | 0% | 0% | 0% | 0 | 0 | 17 | 0 | 0 | 0 | 0 | 0 | 0 | 0 | 0 | 2015 Qtr 1: 4.25; 2015 Qtr 2: 4.25; 2015 Qtr 3: 4.25; 2015 Qtr 4: 4.25 | 17 | 1
462661-ProcRefr | SDGECUSTOMFORECASTMEASURES2015-Rev00-Msr012 | System | Commercial | 35-OTI-OtherIndustrial-PROC_OTH | TRUE |  |  | Site | RET | 49408.25 | 35079.86 | 0 | 0 | 0 | 14328.39 | 105301 |  | kWh | 14.16 | 0 | Commercial |  | Winter Only | [6 empty] | Small Boilers (<100 MMBtu/hr Heat Input):Uncontrolled | 10.94 | 0.6 | 0.6 | 0.6 |  |  |  | 0.9 | [6 empty] | 0% | 0% | 0% | 0 | 0 | 4.25 | 0 | 0 | 0 | 0 | 0 | 0 | 0 | 0 | 2015 Qtr 1: 1.0625; 2015 Qtr 2: 1.0625; 2015 Qtr 3: 1.0625; 2015 Qtr 4: 1.0625 | 4.25 | 1
462662-Swimming Pool Equimpent | SDGECUSTOMFORECASTMEASURES2015-Rev00-Msr013 | System | Commercial | 35-OTI-OtherIndustrial-PROC_OTH | TRUE |  |  | Site | ROB | 19827 | 7038.59 | 0 | 0 | 0 | 12788.41 | 49716 |  | kWh | 6.06 | 1792 | Commercial |  | Winter Only | [6 empty] | Small Boilers (<100 MMBtu/hr Heat Input):Uncontrolled | 13.25 | 0.6 | 0.6 | 0.6 |  |  |  | 0.9 | [6 empty] | 0% | 0% | 0% | 0 | 0 | 17 | 0 | 0 | 0 | 0 | 0 | 0 | 0 | 0 | 2015 Qtr 1: 4.25; 2015 Qtr 2: 4.25; 2015 Qtr 3: 4.25; 2015 Qtr 4: 4.25 | 17 | 1
462663-Water Heating | SDGECUSTOMFORECASTMEASURES2015-Rev00-Msr014 | System | Commercial | 35-OTI-OtherIndustrial-PROC_OTH | TRUE |  |  | Site | ROB | 43262.0889 | 38395.1 | 0 | 0 | 0 | 4866.9889 | 1588 |  | kWh | 0 | 8652 | Commercial |  | Annual | [6 empty] | Small Boilers (<100 MMBtu/hr Heat Input):Uncontrolled | 17.4074 | 0.5 | 0.5 | 0.5 |  |  |  | 0.9 | [6 empty] | 0% | 0% | 0% | 0 | 0 | 40 | 0 | 0 | 0 | 0 | 0 | 0 | 0 | 0 | 2015 Qtr 1: 10; 2015 Qtr 2: 10; 2015 Qtr 3: 10; 2015 Qtr 4: 10 | 40 | 1
462664-Pumping | SDGECUSTOMFORECASTMEASURES2015-Rev00-Msr015 | System | Commercial | 35-OTI-OtherIndustrial-PROC_OTH | TRUE |  |  | Site | ROB | 58136 | 20638.21 | 0 | 0 | 0 | 37497.79 | 89702 |  | kWh | 9.09 | 0 | Commercial |  | Winter Only | [6 empty] | Small Boilers (<100 MMBtu/hr Heat Input):Uncontrolled | 15 | 0.6 | 0.6 | 0.6 |  |  |  | 0.9 | [6 empty] | 0% | 0% | 0% | 0 | 0 | 7.65 | 0 | 0 | 0 | 0 | 0 | 0 | 0 | 0 | 2015 Qtr 1: 1.9125; 2015 Qtr 2: 1.9125; 2015 Qtr 3: 1.9125; 2015 Qtr 4: 1.9125 | 7.65 | 1
462665-RetroComm | SDGECUSTOMFORECASTMEASURES2015-Rev00-Msr016 | System | Commercial | 35-OTI-OtherIndustrial-PROC_OTH | TRUE |  |  | Site | RET | 100632.2692 | 71448.91 | 0 | 0 | 0 | 29183.3592 | 154859 |  | kWh | 4.23 | 21718 | Commercial |  | Winter Only | [6 empty] | Small Boilers (<100 MMBtu/hr Heat Input):Uncontrolled | 11.9231 | 0.8 | 0.82 | 0.8 |  |  |  | 0.9 | [6 empty] | 0% | 0% | 0% | 0 | 0 | 10.2 | 0 | 0 | 0 | 0 | 0 | 0 | 0 | 0 | 2015 Qtr 1: 2.55; 2015 Qtr 2: 2.55; 2015 Qtr 3: 2.55; 2015 Qtr 4: 2.55 | 10.2 | 1
462666-Lighting - Exterior | SDGECUSTOMFORECASTMEASURES2015-Rev00-Msr017 | System | Commercial | NON_res:DEER:Indoor_Non-CFL_Ltg | TRUE |  |  | Site | ROB | 17254 | 6125.2 | 0 | 0 | 0 | 11128.8 | 15953 |  | kWh | 1.83 | 0 | Commercial |  | Winter Only | [6 empty] | Small Boilers (<100 MMBtu/hr Heat Input):Uncontrolled | 13.9667 | 0.6 | 0.6 | 0.6 |  |  |  | 0.9 | [6 empty] | 0% | 0% | 0% | 0 | 0 | 25.5 | 0 | 0 | 0 | 0 | 0 | 0 | 0 | 0 | 2015 Qtr 1: 6.375; 2015 Qtr 2: 6.375; 2015 Qtr 3: 6.375; 2015 Qtr 4: 6.375 | 25.5 | 1
462667-Lighting - Int. CF/LED | SDGECUSTOMFORECASTMEASURES2015-Rev00-Msr018 | System | Commercial | NON_res:DEER:Indoor_Non-CFL_Ltg | TRUE |  |  | Site | ROB | 13890 | 4930.82 | 0 | 0 | 0 | 8959.18 | 49039 |  | kWh | 6.61 | -61 | Commercial |  | Winter Only | [6 empty] | Small Boilers (<100 MMBtu/hr Heat Input):Uncontrolled | 11.632 | 0.6 | 0.6 | 0.6 |  |  |  | 0.9 | [6 empty] | 0% | 0% | 0% | 0 | 0 | 50 | 0 | 0 | 0 | 0 | 0 | 0 | 0 | 0 | 2015 Qtr 1: 12.5; 2015 Qtr 2: 12.5; 2015 Qtr 3: 12.5; 2015 Qtr 4: 12.5 | 50 | 1
462668-Lighting - Int. LF | SDGECUSTOMFORECASTMEASURES2015-Rev00-Msr019 | System | Commercial | NON_res:DEER:Indoor_Non-CFL_Ltg | TRUE |  |  | Site | ER | 3794.7936 | 1683.94 | 0 | 0 | 0 | 2110.8536 | 14506 |  | kWh | 2.71 | -15 | Commercial |  | Winter Only | 15 | 6.28 |  | 130 | 0.02 | -0.13539 | Small Boilers (<100 MMBtu/hr Heat Input):Uncontrolled | 1 | 0.7 | 0.7 | 0.7 |  |  |  | 0.9 | [6 empty] | 0% | 0% | 0% | 0 | 0 | 125 | 0 | 0 | 0 | 0 | 0 | 0 | 0 | 0 | 2015 Qtr 1: 31.25; 2015 Qtr 2: 31.25; 2015 Qtr 3: 31.25; 2015 Qtr 4: 31.25 | 125 | 1
462669-Chiller DB | SDGECUSTOMFORECASTMEASURES2015-Rev00-Msr020 | System | Commercial | NON_res:DEER:HVAC_Chillers | TRUE |  |  | Site | ER | 142942.7327 | 63430.84 | 0 | 0 | 0 | 79511.8927 | 126402 |  | kWh | 10.59 | 0 | Commercial |  | Winter Only | 20 | 33337.5 |  | 62508 | 7.11 |  | Small Boilers (<100 MMBtu/hr Heat Input):Uncontrolled | 6.67 | 0.58 | 0.58 | 0.58 |  |  |  | 0.9 | [6 empty] | 0% | 0% | 0% | 0 | 0 | 6.8 | 0 | 0 | 0 | 0 | 0 | 0 | 0 | 0 | 2015 Qtr 1: 1.7; 2015 Qtr 2: 1.7; 2015 Qtr 3: 1.7; 2015 Qtr 4: 1.7 | 6.8 | 1
462670-Chiller ROB | SDGECUSTOMFORECASTMEASURES2015-Rev00-Msr021 | System | Commercial | NON_res:DEER:HVAC_Chillers | TRUE |  |  | Site | ROB | 33378.676 | 23698.86 | 0 | 0 | 0 | 9679.816 | 501165 |  | kWh | 3.67 | 0 | Commercial |  | Winter Only | [6 empty] | Small Boilers (<100 MMBtu/hr Heat Input):Uncontrolled | 20 | 0.58 | 0.58 | 0.58 |  |  |  | 0.9 | [6 empty] | 0% | 0% | 0% | 0 | 0 | 5 | 0 | 0 | 0 | 0 | 0 | 0 | 0 | 0 | 2015 Qtr 1: 1.25; 2015 Qtr 2: 1.25; 2015 Qtr 3: 1.25; 2015 Qtr 4: 1.25 | 5 | 1
462671-HVAC - ASD and Flow | SDGECUSTOMFORECASTMEASURES2015-Rev00-Msr022 | System | Commercial | NON_res:DEER:HVAC_Split-Package_AC | TRUE |  |  | Site | RET | 69542 | 30859.37 | 0 | 0 | 0 | 38682.63 | 172541 |  | kWh | 14.74 | 461 | Commercial |  | Winter Only | [6 empty] | Small Boilers (<100 MMBtu/hr Heat Input):Uncontrolled | 15.2439 | 0.6 | 0.6 | 0.6 |  |  |  | 0.9 | [6 empty] | 0% | 0% | 0% | 0 | 0 | 50 | 0 | 0 | 0 | 0 | 0 | 0 | 0 | 0 | 2015 Qtr 1: 12.5; 2015 Qtr 2: 12.5; 2015 Qtr 3: 12.5; 2015 Qtr 4: 12.5 | 50 | 1
462672-HVAC Controlls | SDGECUSTOMFORECASTMEASURES2015-Rev00-Msr023 | System | Commercial | NON_res:DEER:HVAC_Split-Package_AC | TRUE |  |  | Site | RET | 20604 | 7314.51 | 0 | 0 | 0 | 13289.49 | 62213 |  | kWh | 1.18 | 881 | Commercial |  | Winter Only | [6 empty] | Small Boilers (<100 MMBtu/hr Heat Input):Uncontrolled | 14.5897 | 0.6 | 0.6 | 0.6 |  |  |  | 0.9 | [6 empty] | 0% | 0% | 0% | 0 | 0 | 150 | 0 | 0 | 0 | 0 | 0 | 0 | 0 | 0 | 2015 Qtr 1: 37.5; 2015 Qtr 2: 37.5; 2015 Qtr 3: 37.5; 2015 Qtr 4: 37.5 | 150 | 1
462673-HVAC Distribution | SDGECUSTOMFORECASTMEASURES2015-Rev00-Msr024 | System | Commercial | NON_res:DEER:HVAC_Split-Package_AC | TRUE |  |  | Site | RET | 142986.6341 | 63450.32 | 0 | 0 | 0 | 79536.3141 | 136386 |  | kWh | 15.42 | -328 | Commercial |  | Winter Only | [6 empty] | Small Boilers (<100 MMBtu/hr Heat Input):Uncontrolled | 12.146 | 0.6 | 0.6 | 0.6 |  |  |  | 0.9 | [6 empty] | 0% | 0% | 0% | 0 | 0 | 10 | 0 | 0 | 0 | 0 | 0 | 0 | 0 | 0 | 2015 Qtr 1: 2.5; 2015 Qtr 2: 2.5; 2015 Qtr 3: 2.5; 2015 Qtr 4: 2.5 | 10 | 1
462674-HVAC DXAC/HP_equip | SDGECUSTOMFORECASTMEASURES2015-Rev00-Msr025 | System | Commercial | NON_res:DEER:HVAC_Split-Package_AC | TRUE |  |  | Site | ROB | 54992.7273 | 38544.84 | 0 | 0 | 0 | 16447.8873 | 38111 |  | kWh | 8.32 | 2366 | Commercial |  | Winter Only | [6 empty] | Small Boilers (<100 MMBtu/hr Heat Input):Uncontrolled | 15 | 0.6 | 0.6 | 0.6 |  |  |  | 0.9 | [6 empty] | 0% | 0% | 0% | 0 | 0 | 8.5 | 0 | 0 | 0 | 0 | 0 | 0 | 0 | 0 | 2015 Qtr 1: 2.125; 2015 Qtr 2: 2.125; 2015 Qtr 3: 2.125; 2015 Qtr 4: 2.125 | 8.5 | 1
462681-Retro Commissioning (Typical Site) | SDGECUSTOMFORECASTMEASURES2015-Rev00-Msr016 | System | Commercial | 35-OTI-OtherIndustrial-PROC_OTH | TRUE |  |  | Site | RET | 100632.2692 | 71449 | 0 | 0 | 0 | 29183.2692 | 154859 |  | kWh | 4.23 | 21718 | Commercial |  | Winter Only | [6 empty] | Small Boilers (<100 MMBtu/hr Heat Input):Uncontrolled | 11.9231 | 0.8 | 0.82 | 0.8 |  |  |  | 0.9 | [6 empty] | 0% | 0% | 0% | 0 | 0 | 42 | 0 | 0 | 0 | 0 | 0 | 0 | 0 | 0 | 2015 Qtr 1: 10.5; 2015 Qtr 2: 10.5; 2015 Qtr 3: 10.5; 2015 Qtr 4: 10.5 | 42 | 1
462675-HVAC Systems | SDGECUSTOMFORECASTMEASURES2015-Rev00-Msr001 | System | Commercial | NON_res:DEER:HVAC_Split-Package_AC | TRUE |  |  | Site | NEW | 19296.68 | 12546.02 | 0 | 0 | 0 | 6750.66 | 58062 |  | kWh | 38.36 | 48 | Commercial |  | Winter Only | [6 empty] | Small Boilers (<100 MMBtu/hr Heat Input):Uncontrolled | 20 | 0.6 | 0.6 | 0.6 |  |  |  | 0.9 | [6 empty] | 0% | 0% | 0% | 0 | 0 | 2.99 | 0 | 0 | 0 | 0 | 0 | 0 | 0 | 0 | 2015 Qtr 1: 0.7475; 2015 Qtr 2: 0.7475; 2015 Qtr 3: 0.7475; 2015 Qtr 4: 0.7475 | 2.99 | 1
462676-Interior Lighting Systems | SDGECUSTOMFORECASTMEASURES2015-Rev00-Msr002 | System | Commercial | NON_res:DEER:Indoor_Non-CFL_Ltg | TRUE |  |  | Site | NEW | 17652.65 | 4633.74 | 0 | 0 | 0 | 13018.91 | 77947 |  | kWh | 19.65 | -144 | Commercial |  | Winter Only | [6 empty] | Small Boilers (<100 MMBtu/hr Heat Input):Uncontrolled | 15 | 0.6 | 0.6 | 0.6 |  |  |  | 0.9 | [6 empty] | 0% | 0% | 0% | 0 | 0 | 4.49 | 0 | 0 | 0 | 0 | 0 | 0 | 0 | 0 | 2015 Qtr 1: 1.1225; 2015 Qtr 2: 1.1225; 2015 Qtr 3: 1.1225; 2015 Qtr 4: 1.1225 | 4.49 | 1
462677-Other Systems | SDGECUSTOMFORECASTMEASURES2015-Rev00-Msr003 | System | Commercial | NON_res:DEER:HVAC_Split-Package_AC | TRUE |  |  | Site | NEW | 44247.2013 | 29220.13 | 0 | 0 | 0 | 15027.0713 | 133137 |  | kWh | 15.1 | 4510 | Commercial |  | Winter Only | [6 empty] | Small Boilers (<100 MMBtu/hr Heat Input):Uncontrolled | 15 | 0.6 | 0.6 | 0.6 |  |  |  | 0.9 | [6 empty] | 0% | 0% | 0% | 0 | 0 | 8.98 | 0 | 0 | 0 | 0 | 0 | 0 | 0 | 0 | 2015 Qtr 1: 2.245; 2015 Qtr 2: 2.245; 2015 Qtr 3: 2.245; 2015 Qtr 4: 2.245 | 8.98 | 1
462678-Refrigeration Systems | SDGECUSTOMFORECASTMEASURES2015-Rev00-Msr004 | System | Commercial | 01-ALC-AllCommercial-Refrig | TRUE |  |  | Site | NEW | 22867.3 | 20528 | 0 | 0 | 0 | 2339.3 | 150887 |  | kWh | 7.5 | 2757 | Commercial |  | Winter Only | [6 empty] | Small Boilers (<100 MMBtu/hr Heat Input):Uncontrolled | 15 | 0.6 | 0.6 | 0.6 |  |  |  | 0.9 | [6 empty] | 0% | 0% | 0% | 0 | 0 | 2.25 | 0 | 0 | 0 | 0 | 0 | 0 | 0 | 0 | 2015 Qtr 1: 0.5625; 2015 Qtr 2: 0.5625; 2015 Qtr 3: 0.5625; 2015 Qtr 4: 0.5625 | 2.25 | 1
462679-Whole Bldg - All Enduses | SDGECUSTOMFORECASTMEASURES2015-Rev00-Msr005 | System | Commercial | NON_res:DEER:HVAC_Split-Package_AC | TRUE |  |  | Site | NEW | 54706.06 | 31127.76 | 0 | 0 | 0 | 23578.3 | 172568 |  | kWh | 51.76 | -45 | Commercial |  | Winter Only | [6 empty] | Small Boilers (<100 MMBtu/hr Heat Input):Uncontrolled | 15 | 0.6 | 0.6 | 0.6 |  |  |  | 0.9 | [6 empty] | 0% | 0% | 0% | 0 | 0 | 66.23 | 0 | 0 | 0 | 0 | 0 | 0 | 0 | 0 | 2015 Qtr 1: 16.5575; 2015 Qtr 2: 16.5575; 2015 Qtr 3: 16.5575; 2015 Qtr 4: 16.5575 | 66.23 | 1
462680-Design Team & other Incentives | SDGECUSTOMFORECASTMEASURES2015-Rev00-Msr006 | System | Commercial | NON_res:DEER:HVAC_Split-Package_AC | TRUE |  |  | Site | NEW | 16111.3 | 16111.3 | 0 | 0 | 0 | 0 | 0 |  | kWh | 0 | 0 | Commercial |  | Winter Only | [6 empty] | Small Boilers (<100 MMBtu/hr Heat Input):Uncontrolled | 0 | 0.6 | 0.6 | 0.6 |  |  |  | 0.9 | [6 empty] | 0% | 0% | 0% | 0 | 0 | 41.53 | 0 | 0 | 0 | 0 | 0 | 0 | 0 | 0 | 2015 Qtr 1: 10.3825; 2015 Qtr 2: 10.3825; 2015 Qtr 3: 10.3825; 2015 Qtr 4: 10.3825 | 41.53 | 1
401064-Agriculture - Low Pressure Sprinkler Nozzles (per nozzle) | WPSPGENRAG0002-Rev01-Msr001 | System | Commercial | 35-OTI-OtherIndustrial-PROC_OTH | TRUE |  |  | Nozzle | RET | 1.49 | 1.15 | 0 | 0 | 0 | 0.34 | 7.5 |  | kWh | 0.006 | 0 | Commercial |  | Winter Only | [6 empty] | Small Boilers (<100 MMBtu/hr Heat Input):Uncontrolled | 20 | 0.6 | 0.6 | 0.6 | [10 empty] | 0% | 0% | 0% | 0 | 0 | 399 | 0 | 0 | 0 | 0 | 0 | 0 | 0 | 0 | 2015 Qtr 1: 99.75; 2015 Qtr 2: 99.75; 2015 Qtr 3: 99.75; 2015 Qtr 4: 99.75 | 399 | 1
402001-Food Service - Hot Food Holding Cabinet-Full-Size | WPSDGENRCC0018-Rev00-Msr001 | System | Commercial | 35-OTI-OtherIndustrial-PROC_OTH | TRUE |  |  | Unit | ROB | 1892 | 300 | 0 | 0 | 0 | 1592 | 2190 |  | kWh | 0.36 | 0 | Commercial |  | Winter Only | [6 empty] | Small Boilers (<100 MMBtu/hr Heat Input):Uncontrolled | 12 | 0.6 | 0.6 | 0.6 | [10 empty] | 0% | 0% | 0% | 0 | 0 | 1 | 0 | 0 | 0 | 0 | 0 | 0 | 0 | 0 | 2015 Qtr 1: 0.25; 2015 Qtr 2: 0.25; 2015 Qtr 3: 0.25; 2015 Qtr 4: 0.25 | 1 | 1
402003-Food Service - Hot Food Holding Cabinet-Half-Size | WPSDGENRCC0018-Rev00-Msr002 | System | Commercial | 35-OTI-OtherIndustrial-PROC_OTH | TRUE |  |  | Unit | ROB | 707 | 200 | 0 | 0 | 0 | 507 | 1095 |  | kWh | 0.18 | 0 | Commercial |  | Winter Only | [6 empty] | Small Boilers (<100 MMBtu/hr Heat Input):Uncontrolled | 12 | 0.6 | 0.6 | 0.6 | [10 empty] | 0% | 0% | 0% | 0 | 0 | 11 | 0 | 0 | 0 | 0 | 0 | 0 | 0 | 0 | 2015 Qtr 1: 2.75; 2015 Qtr 2: 2.75; 2015 Qtr 3: 2.75; 2015 Qtr 4: 2.75 | 11 | 1
402005-Food Service - Commercial Gas Fryer | WPSDGENRCC0014-Rev03-Msr004 | System | Commercial | 35-OTI-OtherIndustrial-PROC_OTH | TRUE |  |  | Vat | ROB | 1008 | 749 | 0 | 0 | 0 | 259 | 0 |  | kWh | 0 | 809 | Commercial |  | Winter Only | [6 empty] | Small Boilers (<100 MMBtu/hr Heat Input):Uncontrolled | 12 | 0.6 | 0.6 | 0.6 | [10 empty] | 0% | 0% | 0% | 0 | 0 | 55 | 0 | 0 | 0 | 0 | 0 | 0 | 0 | 0 | 2015 Qtr 1: 13.75; 2015 Qtr 2: 13.75; 2015 Qtr 3: 13.75; 2015 Qtr 4: 13.75 | 55 | 1
402007-Food Service-Commercial Gas Large Vat Fryer, Cooking Efficiency >= 50% | WPSDGENRCC0014-Rev03-Msr002 | System | Commercial | 35-OTI-OtherIndustrial-PROC_OTH | TRUE |  |  | Vat | ROB | 1008 | 749 | 0 | 0 | 0 | 259 | 0 |  | kWh | 0 | 809 | Commercial |  | Winter Only | [6 empty] | Small Boilers (<100 MMBtu/hr Heat Input):Uncontrolled | 12 | 0.6 | 0.6 | 0.6 | [10 empty] | 0% | 0% | 0% | 0 | 0 | 9 | 0 | 0 | 0 | 0 | 0 | 0 | 0 | 0 | 2015 Qtr 1: 2.25; 2015 Qtr 2: 2.25; 2015 Qtr 3: 2.25; 2015 Qtr 4: 2.25 | 9 | 1
402008-Ice Machines 301-400 - Energy Star | WPSDGENRCC0004-Rev02-Msr003 | System | Commercial | 01-ALC-AllCommercial-Refrig | TRUE |  |  | Unit | ROB | 281 | 75 | 0 | 0 | 0 | 206 | 685 |  | kWh | 0.07 | 0 | Commercial |  | Winter Only | [6 empty] | Small Boilers (<100 MMBtu/hr Heat Input):Uncontrolled | 10 | 0.6 | 0.6 | 0.6 | [10 empty] | 0% | 0% | 0% | 0 | 0 | 1 | 0 | 0 | 0 | 0 | 0 | 0 | 0 | 0 | 2015 Qtr 1: 0.25; 2015 Qtr 2: 0.25; 2015 Qtr 3: 0.25; 2015 Qtr 4: 0.25 | 1 | 1
402015-Ice Machines 301-400 - CEE Tier III | WPSDGENRCC0004-Rev02-Msr010 | System | Commercial | 01-ALC-AllCommercial-Refrig | TRUE |  |  | Unit | RET | 3711 | 150 | 0 | 0 | 0 | 3561 | 1040 |  | kWh | 0.119 | 0 | Commercial |  | Winter Only | [6 empty] | Small Boilers (<100 MMBtu/hr Heat Input):Uncontrolled | 12 | 0.6 | 0.6 | 0.6 | [10 empty] | 0% | 0% | 0% | 0 | 0 | 3 | 0 | 0 | 0 | 0 | 0 | 0 | 0 | 0 | 2015 Qtr 1: 0.75; 2015 Qtr 2: 0.75; 2015 Qtr 3: 0.75; 2015 Qtr 4: 0.75 | 3 | 1
402017-Ice Machines 501-1000 - CEE Tier III | WPSDGENRCC0004-Rev02-Msr012 | System | Commercial | 01-ALC-AllCommercial-Refrig | TRUE |  |  | Unit | ROB | 586 | 250 | 0 | 0 | 0 | 336 | 1807 |  | kWh | 0.206 | 0 | Commercial |  | Winter Only | [6 empty] | Small Boilers (<100 MMBtu/hr Heat Input):Uncontrolled | 10 | 0.6 | 0.6 | 0.6 | [10 empty] | 0% | 0% | 0% | 0 | 0 | 1 | 0 | 0 | 0 | 0 | 0 | 0 | 0 | 0 | 2015 Qtr 1: 0.25; 2015 Qtr 2: 0.25; 2015 Qtr 3: 0.25; 2015 Qtr 4: 0.25 | 1 | 1
402018-Ice Machines 1001-1500 - CEE Tier III | WPSDGENRCC0004-Rev02-Msr014 | System | Commercial | 01-ALC-AllCommercial-Refrig | TRUE |  |  | Unit | ROB | 1333 | 400 | 0 | 0 | 0 | 933 | 3641 |  | kWh | 0.416 | 0 | Commercial |  | Winter Only | [6 empty] | Small Boilers (<100 MMBtu/hr Heat Input):Uncontrolled | 10 | 0.6 | 0.6 | 0.6 | [10 empty] | 0% | 0% | 0% | 0 | 0 | 4 | 0 | 0 | 0 | 0 | 0 | 0 | 0 | 0 | [44 empty] | 4 | 1 | bar: 2015 Qtr 1 to 2015 Qtr 4
402022-Food Service - Griddle-Electric | WPSDGENRCC0016-Rev00-Msr001 | System | Commercial | 35-OTI-OtherIndustrial-PROC_OTH | TRUE |  |  | Unit | ROB | 774 | 300 | 0 | 0 | 0 | 474 | 3978 |  | kWh | 0.9 | 0 | Commercial |  | Winter Only | [6 empty] | Small Boilers (<100 MMBtu/hr Heat Input):Uncontrolled | 12 | 0.6 | 0.6 | 0.6 | [10 empty] | 0% | 0% | 0% | 0 | 0 | 15 | 0 | 0 | 0 | 0 | 0 | 0 | 0 | 0 | 2015 Qtr 1: 3.75; 2015 Qtr 2: 3.75; 2015 Qtr 3: 3.75; 2015 Qtr 4: 3.75 | 15 | 1
402025-Food Service - Combination Oven-Gas | WPSDGENRCC0005-Rev03-Msr002 | System | Commercial | 35-OTI-OtherIndustrial-PROC_OTH | TRUE |  |  | Unit | ROB | 5717 | 750 | 0 | 0 | 0 | 4967 | 0 |  | kWh | 0 | 403 | Commercial |  | Annual | [6 empty] | Small Boilers (<100 MMBtu/hr Heat Input):Uncontrolled | 12 | 0.6 | 0.6 | 0.6 | [10 empty] | 0% | 0% | 0% | 0 | 0 | 5 | 0 | 0 | 0 | 0 | 0 | 0 | 0 | 0 | 2015 Qtr 1: 1.25; 2015 Qtr 2: 1.25; 2015 Qtr 3: 1.25; 2015 Qtr 4: 1.25 | 5 | 1
402026-Food Service - Convection Oven-Electric | WPSDGENRCC0006-Rev02-Msr002 | System | Commercial | 35-OTI-OtherIndustrial-PROC_OTH | TRUE |  |  | Unit | ROB | 1007 | 350 | 0 | 0 | 0 | 657 | 2774 |  | kWh | 0.57 | 0 | Commercial |  | Winter Only | [6 empty] | Small Boilers (<100 MMBtu/hr Heat Input):Uncontrolled | 12 | 0.6 | 0.6 | 0.6 | [10 empty] | 0% | 0% | 0% | 0 | 0 | 21 | 0 | 0 | 0 | 0 | 0 | 0 | 0 | 0 | 2015 Qtr 1: 5.25; 2015 Qtr 2: 5.25; 2015 Qtr 3: 5.25; 2015 Qtr 4: 5.25 | 21 | 1
402027-Food Service - Convection Oven-Gas | WPSDGENRCC0006-Rev02-Msr005 | System | Commercial | 35-OTI-OtherIndustrial-PROC_OTH | TRUE |  |  | Unit | ROB | 1177 | 500 | 0 | 0 | 0 | 677 | 0 |  | kWh | 0 | 357 | Commercial |  | Winter Only | [6 empty] | Small Boilers (<100 MMBtu/hr Heat Input):Uncontrolled | 12 | 0.6 | 0.6 | 0.6 | [10 empty] | 0% | 0% | 0% | 0 | 0 | 18 | 0 | 0 | 0 | 0 | 0 | 0 | 0 | 0 | 2015 Qtr 1: 4.5; 2015 Qtr 2: 4.5; 2015 Qtr 3: 4.5; 2015 Qtr 4: 4.5 | 18 | 1
402029-Food Service-Commercial Gas Rack Oven- Double, Cooking Efficiency >= 50% | WPSDGENRCC0011-Rev01-Msr002 | System | Commercial | 35-OTI-OtherIndustrial-PROC_OTH | TRUE |  |  | Unit | ROB | 5187 | 2000 | 0 | 0 | 0 | 3187 | 0 |  | kWh | 0 | 2104 | Commercial |  | Annual | [6 empty] | Small Boilers (<100 MMBtu/hr Heat Input):Uncontrolled | 12 | 0.6 | 0.6 | 0.6 | [10 empty] | 0% | 0% | 0% | 0 | 0 | 2 | 0 | 0 | 0 | 0 | 0 | 0 | 0 | 0 | 2015 Qtr 1: 0.5; 2015 Qtr 2: 0.5; 2015 Qtr 3: 0.5; 2015 Qtr 4: 0.5 | 2 | 1
402032-Ventilation Control - Retrofit | WPSDGENRCC0019-Rev00-Msr001 | System | Commercial | NON_res:DEER:HVAC_Split-Package_AC | TRUE |  |  | HP | RET | 1988 | 350 | 0 | 0 | 0 | 1638 | 4486 |  | kWh | 0.76 | 0 | Commercial |  | Winter Only | [6 empty] | Small Boilers (<100 MMBtu/hr Heat Input):Uncontrolled | 15 | 0.6 | 0.6 | 0.6 | [10 empty] | 0% | 0% | 0% | 0 | 0 | 73 | 0 | 0 | 0 | 0 | 0 | 0 | 0 | 0 | 2015 Qtr 1: 18.25; 2015 Qtr 2: 18.25; 2015 Qtr 3: 18.25; 2015 Qtr 4: 18.25 | 73 | 1
402033-Ventilation Control- New | WPSDGENRCC0019-Rev00-Msr002 | System | Commercial | NON_res:DEER:HVAC_Split-Package_AC | TRUE |  |  | HP | RET | 994 | 350 | 0 | 0 | 0 | 644 | 4486 |  | kWh | 0.76 | 0 | Commercial |  | Winter Only | [6 empty] | Small Boilers (<100 MMBtu/hr Heat Input):Uncontrolled | 15 | 0.6 | 0.6 | 0.6 | [10 empty] | 0% | 0% | 0% | 0 | 0 | 13 | 0 | 0 | 0 | 0 | 0 | 0 | 0 | 0 | 2015 Qtr 1: 3.25; 2015 Qtr 2: 3.25; 2015 Qtr 3: 3.25; 2015 Qtr 4: 3.25 | 13 | 1
402034-Water Heating - HE Storage Water Heater | NG-WtrHt-SmlStrg-Gas-lte75kBtuh-50G-0p62EF | System | Commercial | 35-OTI-OtherIndustrial-PROC_OTH | TRUE |  |  | Mbtuh | ROB | 2.9 | 2 | 0 | 0 | 0 | 0.9 | 0.024 |  | kWh | 8.16e-06 | 0.444 | Commercial |  | Annual |  | 2.9 |  |  |  |  | Small Boilers (<100 MMBtu/hr Heat Input):Uncontrolled | 15 | 0.6 | 0.6 | 0.6 | [10 empty] | 0% | 0% | 0% | 0 | 0 | 527 | 0 | 0 | 0 | 0 | 0 | 0 | 0 | 0 | 2015 Qtr 1: 131.75; 2015 Qtr 2: 131.75; 2015 Qtr 3: 131.75; 2015 Qtr 4: 131.75 | 527 | 1
402037-Heating - Space Heating Boilers - Large | WPSDGENRHC1061-Rev00-Msr002 | System | Commercial | NON_res:DEER:HVAC_Split-Package_AC | TRUE |  |  | Mbtuh | ROB | 2.99 | 0.25 | 0 | 0 | 0 | 2.74 | 0 |  | kWh | 0 | 0.85777 | Commercial |  | Winter Only | [6 empty] | Small Boilers (<100 MMBtu/hr Heat Input):Uncontrolled | 20 | 0.6 | 0.6 | 0.6 | [10 empty] | 0% | 0% | 0% | 0 | 0 | 661 | 0 | 0 | 0 | 0 | 0 | 0 | 0 | 0 | 2015 Qtr 1: 165.25; 2015 Qtr 2: 165.25; 2015 Qtr 3: 165.25; 2015 Qtr 4: 165.25 | 661 | 1
402038-Water Heating -Commercial Boiler | WPSDGENRWH1207-Rev00-Msr001 | System | Commercial | 35-OTI-OtherIndustrial-PROC_OTH | TRUE |  |  | Mbtuh | ROB | 0.61 | 0.5 | 0 | 0 | 0 | 0.11 | 0 |  | kWh | 0 | 0.83682 | Commercial |  | Annual | [6 empty] | Small Boilers (<100 MMBtu/hr Heat Input):Uncontrolled | 20 | 0.6 | 0.6 | 0.6 | [10 empty] | 0% | 0% | 0% | 0 | 0 | 3792 | 0 | 0 | 0 | 0 | 0 | 0 | 0 | 0 | 2015 Qtr 1: 948; 2015 Qtr 2: 948; 2015 Qtr 3: 948; 2015 Qtr 4: 948 | 3792 | 1
402039-Water Heating -Instantaneous - Gas <=200MBtuh | NG-WtrHt-SmlInst-Gas-lte75kBtuh-lt2G-0p82EF | System | Commercial | 35-OTI-OtherIndustrial-PROC_OTH | TRUE |  |  | Mbtuh | ROB | 5.62 | 2 | 0 | 0 | 0 | 3.62 | 0.106 |  | kWh | 3.97e-05 | 2.1 | Commercial |  | Annual |  | 5.62 |  |  |  |  | Small Boilers (<100 MMBtu/hr Heat Input):Uncontrolled | 20 | 0.6 | 0.6 | 0.6 | [10 empty] | 0% | 0% | 0% | 0 | 0 | 159 | 0 | 0 | 0 | 0 | 0 | 0 | 0 | 0 | 2015 Qtr 1: 39.75; 2015 Qtr 2: 39.75; 2015 Qtr 3: 39.75; 2015 Qtr 4: 39.75 | 159 | 1
402046-Tank Insulation - High Temperature Applic. (LF) 2 in | WPSDGENRWH0013-Rev00-Msr004 | System | Commercial | 35-OTI-OtherIndustrial-PROC_OTH | TRUE |  |  | Sq Ft | ROB | 8.94 | 4 | 0 | 0 | 0 | 4.94 | 0 |  | kWh | 0 | 27.4444 | Commercial |  | Annual | [6 empty] | Small Boilers (<100 MMBtu/hr Heat Input):Uncontrolled | 11 | 0.6 | 0.6 | 0.6 | [10 empty] | 0% | 0% | 0% | 0 | 0 | 919 | 0 | 0 | 0 | 0 | 0 | 0 | 0 | 0 | 2015 Qtr 1: 229.75; 2015 Qtr 2: 229.75; 2015 Qtr 3: 229.75; 2015 Qtr 4: 229.75 | 919 | 1
402050-High Efficiency Clothes Washer, CEE Tier 3 Models | WPSDGEREWH0011-Rev00-Msr002 | System | Commercial | 35-OTI-OtherIndustrial-PROC_OTH | TRUE |  |  | Unit | ROB | 147.69 | 75 | 0 | 0 | 0 | 72.69 | 0 |  | kWh | 0 | 12.9 | Commercial |  | Winter Only | [6 empty] | Small Boilers (<100 MMBtu/hr Heat Input):Uncontrolled | 11 | 0.6 | 0.6 | 0.6 | [10 empty] | 0% | 0% | 0% | 0 | 0 | 1 | 0 | 0 | 0 | 0 | 0 | 0 | 0 | 0 | 2015 Qtr 1: 0.25; 2015 Qtr 2: 0.25; 2015 Qtr 3: 0.25; 2015 Qtr 4: 0.25 | 1 | 1
402051-Steam Trap Replacement, Commercial operating system <12 hrs/day, Dry Cleaners excluded | WPSDGENRWH0010-Rev00-Msr001 | System | Commercial | 35-OTI-OtherIndustrial-PROC_OTH | TRUE |  |  | Unit | ROB | 233 | 100 | 0 | 0 | 0 | 133 | 0 |  | kWh | 0 | 129.6498 | Commercial |  | Annual | [6 empty] | Small Boilers (<100 MMBtu/hr Heat Input):Uncontrolled | 6 | 0.6 | 0.6 | 0.6 | [10 empty] | 0% | 0% | 0% | 0 | 0 | 33 | 0 | 0 | 0 | 0 | 0 | 0 | 0 | 0 | 2015 Qtr 1: 8.25; 2015 Qtr 2: 8.25; 2015 Qtr 3: 8.25; 2015 Qtr 4: 8.25 | 33 | 1
402057-A/C - Reflective Window Film Coastal | Window Film - DEER Unit Adjustment-Rev00-Msr001 | System | Commercial | NON_res:DEER:HVAC_Split-Package_AC | TRUE |  |  | Sqft | RET | 5.64 | 1.35 | 0 | 0 | 0 | 4.29 | 4.93 |  | kWh | 0.00295 | -0.249 | Commercial |  | Winter Only | [6 empty] | Small Boilers (<100 MMBtu/hr Heat Input):Uncontrolled | 10 | 0.6 | 0.6 | 0.6 | [10 empty] | 0% | 0% | 0% | 0 | 0 | 4588 | 0 | 0 | 0 | 0 | 0 | 0 | 0 | 0 | 2015 Qtr 1: 1147; 2015 Qtr 2: 1147; 2015 Qtr 3: 1147; 2015 Qtr 4: 1147 | 4588 | 1
402058-A/C - Reflective Window Film Inland | Window Film - DEER Unit Adjustment-Rev00-Msr001 | System | Commercial | NON_res:DEER:HVAC_Split-Package_AC | TRUE |  |  | Sqft | RET | 5.64 | 1.35 | 0 | 0 | 0 | 4.29 | 4.93 |  | kWh | 0.00295 | -0.249 | Commercial |  | Winter Only | [6 empty] | Small Boilers (<100 MMBtu/hr Heat Input):Uncontrolled | 10 | 0.6 | 0.6 | 0.6 | [10 empty] | 0% | 0% | 0% | 0 | 0 | 4258 | 0 | 0 | 0 | 0 | 0 | 0 | 0 | 0 | 2015 Qtr 1: 1064.5; 2015 Qtr 2: 1064.5; 2015 Qtr 3: 1064.5; 2015 Qtr 4: 1064.5 | 4258 | 1
402060-Motors - VFD - HVAC Fans (per Hp) | D03-051 | System | Commercial | NON_res:DEER:HVAC_Split-Package_AC | TRUE |  |  | HP | RET | 242.61 | 80 | 0 | 0 | 0 | 162.61 | 1190 |  | kWh | 0.206 | -2.14 | Commercial |  | Winter Only | [6 empty] | Small Boilers (<100 MMBtu/hr Heat Input):Uncontrolled | 15 | 0.6 | 0.6 | 0.6 | [10 empty] | 0% | 0% | 0% | 0 | 0 | 209 | 0 | 0 | 0 | 0 | 0 | 0 | 0 | 0 | 2015 Qtr 1: 52.25; 2015 Qtr 2: 52.25; 2015 Qtr 3: 52.25; 2015 Qtr 4: 52.25 | 209 | 1
402065-Network Power Management Software | WPSDGENROE0001-Rev00-Msr001 | System | Commercial | 35-OTI-OtherIndustrial-PROC_OTH | TRUE |  |  | Unit | RET | 26.76 | 15 | 0 | 0 | 0 | 11.76 | 194.6245 |  | kWh | 0.02073 | 0 | Commercial |  | Winter Only | [6 empty] | Small Boilers (<100 MMBtu/hr Heat Input):Uncontrolled | 5 | 0.6 | 0.6 | 0.6 | [10 empty] | 0% | 0% | 0% | 0 | 0 | 16793 | 0 | 0 | 0 | 0 | 0 | 0 | 0 | 0 | 2015 Qtr 1: 4198.25; 2015 Qtr 2: 4198.25; 2015 Qtr 3: 4198.25; 2015 Qtr 4: 4198.25 | 16793 | 1
402067-Refrigerator - Early Replacement | Res-Refrig-ARP | System | Commercial | 01-ALC-AllCommercial-Refrig | TRUE |  |  | Unit | RET | 617.81 | 275 | 0 | 0 | 0 | 342.81 | 640 |  | kWh | 0.114 | -13.1 | Commercial |  | Winter Only | [6 empty] | Small Boilers (<100 MMBtu/hr Heat Input):Uncontrolled | 5 | 0.6 | 0.6 | 0.6 | [10 empty] | 0% | 0% | 0% | 0 | 0 | 11 | 0 | 0 | 0 | 0 | 0 | 0 | 0 | 0 | 2015 Qtr 1: 2.75; 2015 Qtr 2: 2.75; 2015 Qtr 3: 2.75; 2015 Qtr 4: 2.75 | 11 | 1
402135-Food Service - Steamer-Electric | WPSDGENRCC0001-Rev03-Msr001 | System | Commercial | 35-OTI-OtherIndustrial-PROC_OTH | TRUE |  |  | Unit | ROB | 2132 | 1250 | 0 | 0 | 0 | 882 | 30156 |  | kWh | 6.9 | 0 | Commercial |  | Winter Only | [6 empty] | Small Boilers (<100 MMBtu/hr Heat Input):Uncontrolled | 12 | 0.6 | 0.6 | 0.6 | [10 empty] | 0% | 0% | 0% | 0 | 0 | 5 | 0 | 0 | 0 | 0 | 0 | 0 | 0 | 0 | 2015 Qtr 1: 1.25; 2015 Qtr 2: 1.25; 2015 Qtr 3: 1.25; 2015 Qtr 4: 1.25 | 5 | 1
402136-Food Service - Steamer-Gas | WPSDGENRCC0001-Rev03-Msr002 | System | Commercial | 35-OTI-OtherIndustrial-PROC_OTH | TRUE |  |  | Unit | ROB | 2901 | 2000 | 0 | 0 | 0 | 901 | 0 |  | kWh | 0 | 3707 | Commercial |  | Annual | [6 empty] | Small Boilers (<100 MMBtu/hr Heat Input):Uncontrolled | 12 | 0.6 | 0.6 | 0.6 | [10 empty] | 0% | 0% | 0% | 0 | 0 | 4 | 0 | 0 | 0 | 0 | 0 | 0 | 0 | 0 | [44 empty] | 4 | 1 | bar: 2015 Qtr 1 to 2015 Qtr 4
402140-Lighting - 8 Ft T-8 with Elec. Ballast | WPSDGENRLG0013-Rev05-Msr004 | System | Commercial | NON_res:DEER:Indoor_Non-CFL_Ltg | TRUE |  |  | Fixture | ROB | 32.5 | 9 | 0 | 0 | 0 | 23.5 | 219.9418 |  | kWh | 0.054578 | -0.69172 | Commercial |  | Winter Only | [6 empty] | Small Boilers (<100 MMBtu/hr Heat Input):Uncontrolled | 15 | 0.7 | 0.7 | 0.7 |  |  | 0.78 | [7 empty] | 0% | 0% | 0% | 0 | 0 | 91 | 0 | 0 | 0 | 0 | 0 | 0 | 0 | 0 | 2015 Qtr 1: 22.75; 2015 Qtr 2: 22.75; 2015 Qtr 3: 22.75; 2015 Qtr 4: 22.75 | 91 | 1
402144-Lighting - Remove 8 Ft T-8 (De-Lamp) | WPSDGENRLG0022-Rev04-Msr004 | System | Commercial | NON_res:DEER:Indoor_CFL_Ltg | TRUE |  |  | Lamp | ROB | 25.86 | 15 | 0 | 0 | 0 | 10.86 | 303.7292 |  | kWh | 0.075369 | -0.95523 | Commercial |  | Winter Only | [6 empty] | Small Boilers (<100 MMBtu/hr Heat Input):Uncontrolled | 15 | 0.7 | 0.7 | 0.7 | [10 empty] | 0% | 0% | 0% | 0 | 0 | 125 | 0 | 0 | 0 | 0 | 0 | 0 | 0 | 0 | 2015 Qtr 1: 31.25; 2015 Qtr 2: 31.25; 2015 Qtr 3: 31.25; 2015 Qtr 4: 31.25 | 125 | 1
402145-Lighting - Screw in 14-26 Watt Reflector Lamp | Com-Lighting-InGen_CFLratio0357_CFLscw-15w | System | Commercial | NON_res:DEER:Indoor_CFL_Ltg | TRUE |  |  | Lamp | ROB | 15.4 | 4 | 0 | 0 | 0 | 11.4 | 128 |  | kWh | 0.0279 | -0.38 | Commercial |  | Winter Only | [6 empty] | Small Boilers (<100 MMBtu/hr Heat Input):Uncontrolled | 3.3 | 0.53 | 0.53 | 0.53 |  |  | 0.99 | [7 empty] | 0% | 0% | 0% | 0 | 0 | 824 | 0 | 0 | 0 | 0 | 0 | 0 | 0 | 0 | 2015 Qtr 1: 206; 2015 Qtr 2: 206; 2015 Qtr 3: 206; 2015 Qtr 4: 206 | 824 | 1
402150-Refrigeration - Food Service -Auto Closer for Main Cooler Doors | WPSDGENRRN0110-Rev00-Msr001 | System | Commercial | 01-ALC-AllCommercial-Refrig | TRUE |  |  | Unit | RET | 156.82 | 75 | 0 | 0 | 0 | 81.82 | 1041.84 |  | kWh | 0.222 | 0 | Commercial |  | Winter Only | [6 empty] | Small Boilers (<100 MMBtu/hr Heat Input):Uncontrolled | 8 | 0.6 | 0.6 | 0.6 | [10 empty] | 0% | 0% | 0% | 0 | 0 | 12 | 0 | 0 | 0 | 0 | 0 | 0 | 0 | 0 | 2015 Qtr 1: 3; 2015 Qtr 2: 3; 2015 Qtr 3: 3; 2015 Qtr 4: 3 | 12 | 1
402151-Refrigeration - Food Service -Auto Closer for Main Freezer Doors | WPSDGENRRN0110-Rev00-Msr002 | System | Commercial | 01-ALC-AllCommercial-Refrig | TRUE |  |  | Unit | RET | 156.82 | 75 | 0 | 0 | 0 | 81.82 | 2710.46 |  | kWh | 0.148 | 0 | Commercial |  | Winter Only | [6 empty] | Small Boilers (<100 MMBtu/hr Heat Input):Uncontrolled | 8 | 0.6 | 0.6 | 0.6 | [10 empty] | 0% | 0% | 0% | 0 | 0 | 2 | 0 | 0 | 0 | 0 | 0 | 0 | 0 | 0 | 2015 Qtr 1: 0.5; 2015 Qtr 2: 0.5; 2015 Qtr 3: 0.5; 2015 Qtr 4: 0.5 | 2 | 1
402152-Refrigeration - New Refrigeration Case w/Doors-Low Temperature Case | D03-207 | System | Commercial | 01-ALC-AllCommercial-Refrig | TRUE |  |  | linear ft | ROB | 515.58 | 175 | 0 | 0 | 0 | 340.58 | 114 |  | kWh | 0.0431 | 21.7 | Commercial |  | Winter Only | [6 empty] | Small Boilers (<100 MMBtu/hr Heat Input):Uncontrolled | 12 | 0.6 | 0.6 | 0.6 | [10 empty] | 0% | 0% | 0% | 0 | 0 | 232 | 0 | 0 | 0 | 0 | 0 | 0 | 0 | 0 | 2015 Qtr 1: 58; 2015 Qtr 2: 58; 2015 Qtr 3: 58; 2015 Qtr 4: 58 | 232 | 1
402153-Refrigeration - New Refrigeration Case w/Doors-Medium Temperature Case | D03-207 | System | Commercial | 01-ALC-AllCommercial-Refrig | TRUE |  |  | Fixture LnFt | ROB | 515.58 | 75 | 0 | 0 | 0 | 440.58 | 114 |  | kWh | 0.0431 | 21.7 | Commercial |  | Winter Only | [6 empty] | Small Boilers (<100 MMBtu/hr Heat Input):Uncontrolled | 12 | 0.6 | 0.6 | 0.6 | [10 empty] | 0% | 0% | 0% | 0 | 0 | 17 | 0 | 0 | 0 | 0 | 0 | 0 | 0 | 0 | 2015 Qtr 1: 4.25; 2015 Qtr 2: 4.25; 2015 Qtr 3: 4.25; 2015 Qtr 4: 4.25 | 17 | 0
402156-Refrigeration - Night Covers for Display Cases Med Temp | D03-205 | System | Commercial | 01-ALC-AllCommercial-Refrig | TRUE |  |  | linear ft | RET | 42.2 | 3.5 | 0 | 0 | 0 | 38.7 | 12.4 |  | kWh | -0.00334 | 1.22 | Commercial |  | Winter Only | [6 empty] | Small Boilers (<100 MMBtu/hr Heat Input):Uncontrolled | 5 | 0.6 | 0.6 | 0.6 | [10 empty] | 0% | 0% | 0% | 0 | 0 | 207 | 0 | 0 | 0 | 0 | 0 | 0 | 0 | 0 | 2015 Qtr 1: 51.75; 2015 Qtr 2: 51.75; 2015 Qtr 3: 51.75; 2015 Qtr 4: 51.75 | 207 | 0
402159-Food Service - Glass-Door Reach In Freezer >50' | WPSDGENRRN0010-Rev00-Msr008 | System | Commercial | 01-ALC-AllCommercial-Refrig | TRUE |  |  | Unit | ROB | 1709 | 1000 | 0 | 0 | 0 | 709 | 1350.5 |  | kWh | 0.139 | 0 | Commercial |  | Winter Only | [6 empty] | Small Boilers (<100 MMBtu/hr Heat Input):Uncontrolled | 12 | 0.6 | 0.6 | 0.6 | [10 empty] | 0% | 0% | 0% | 0 | 0 | 2 | 0 | 0 | 0 | 0 | 0 | 0 | 0 | 0 | 2015 Qtr 1: 0.5; 2015 Qtr 2: 0.5; 2015 Qtr 3: 0.5; 2015 Qtr 4: 0.5 | 2 | 0
402161-Food Service - Glass-Door Reach In Freezer 30-49' | WPSDGENRRN0010-Rev00-Msr012 | System | Commercial | 01-ALC-AllCommercial-Refrig | TRUE |  |  | Unit | ROB | 1839 | 500 | 0 | 0 | 0 | 1339 | 1357.07 |  | kWh | 0.15492 | 0 | Commercial |  | Winter Only | [6 empty] | Small Boilers (<100 MMBtu/hr Heat Input):Uncontrolled | 12 | 0.6 | 0.6 | 0.6 | [10 empty] | 0% | 0% | 0% | 0 | 0 | 1 | 0 | 0 | 0 | 0 | 0 | 0 | 0 | 0 | 2015 Qtr 1: 0.25; 2015 Qtr 2: 0.25; 2015 Qtr 3: 0.25; 2015 Qtr 4: 0.25 | 1 | 0
402162-Food Service - Glass-Door Reach In Refrigerator <15' | WPSDGENRRN0010-Rev00-Msr009 | System | Commercial | 01-ALC-AllCommercial-Refrig | TRUE |  |  | Unit | ROB | 392 | 75 | 0 | 0 | 0 | 317 | 711.75 |  | kWh | 0.08125 | 0 | Commercial |  | Winter Only | [6 empty] | Small Boilers (<100 MMBtu/hr Heat Input):Uncontrolled | 12 | 0.6 | 0.6 | 0.6 | [10 empty] | 0% | 0% | 0% | 0 | 0 | 1 | 0 | 0 | 0 | 0 | 0 | 0 | 0 | 0 | 2015 Qtr 1: 0.25; 2015 Qtr 2: 0.25; 2015 Qtr 3: 0.25; 2015 Qtr 4: 0.25 | 1 | 0
402164-Food Service - Glass-Door Reach In Refrigerator 15-29' | WPSDGENRRN0010-Rev00-Msr002 | System | Commercial | 01-ALC-AllCommercial-Refrig | TRUE |  |  | Unit | ROB | 1094 | 100 | 0 | 0 | 0 | 994 | 649.7 |  | kWh | 0.067 | 0 | Commercial |  | Winter Only | [6 empty] | Small Boilers (<100 MMBtu/hr Heat Input):Uncontrolled | 12 | 0.6 | 0.6 | 0.6 | [10 empty] | 0% | 0% | 0% | 0 | 0 | 2 | 0 | 0 | 0 | 0 | 0 | 0 | 0 | 0 | 2015 Qtr 1: 0.5; 2015 Qtr 2: 0.5; 2015 Qtr 3: 0.5; 2015 Qtr 4: 0.5 | 2 | 0
402165-Food Service - Glass-Door Reach In Refrigerator 30-49' | WPSDGENRRN0010-Rev00-Msr012 | System | Commercial | 01-ALC-AllCommercial-Refrig | TRUE |  |  | Unit | ROB | 1839 | 125 | 0 | 0 | 0 | 1714 | 1357.07 |  | kWh | 0.15492 | 0 | Commercial |  | Winter Only | [6 empty] | Small Boilers (<100 MMBtu/hr Heat Input):Uncontrolled | 12 | 0.6 | 0.6 | 0.6 | [10 empty] | 0% | 0% | 0% | 0 | 0 | 3 | 0 | 0 | 0 | 0 | 0 | 0 | 0 | 0 | 2015 Qtr 1: 0.75; 2015 Qtr 2: 0.75; 2015 Qtr 3: 0.75; 2015 Qtr 4: 0.75 | 3 | 0
402166-Food Service - Solid-Door Reach In Freezer <15' | WPSDGENRRN0010-Rev00-Msr004 | System | Commercial | 01-ALC-AllCommercial-Refrig | TRUE |  |  | Unit | ROB | 590 | 100 | 0 | 0 | 0 | 490 | 587.65 |  | kWh | 0.06 | 0 | Commercial |  | Winter Only | [6 empty] | Small Boilers (<100 MMBtu/hr Heat Input):Uncontrolled | 12 | 0.6 | 0.6 | 0.6 | [10 empty] | 0% | 0% | 0% | 0 | 0 | 1 | 0 | 0 | 0 | 0 | 0 | 0 | 0 | 0 | 2015 Qtr 1: 0.25; 2015 Qtr 2: 0.25; 2015 Qtr 3: 0.25; 2015 Qtr 4: 0.25 | 1 | 0
402168-Food Service - Solid-Door Reach In Freezer 15-29' | WPSDGENRRN0010-Rev00-Msr005 | System | Commercial | 01-ALC-AllCommercial-Refrig | TRUE |  |  | Unit | ROB | 595 | 150 | 0 | 0 | 0 | 445 | 1200.85 |  | kWh | 0.123 | 0 | Commercial |  | Winter Only | [6 empty] | Small Boilers (<100 MMBtu/hr Heat Input):Uncontrolled | 12 | 0.6 | 0.6 | 0.6 | [10 empty] | 0% | 0% | 0% | 0 | 0 | 10 | 0 | 0 | 0 | 0 | 0 | 0 | 0 | 0 | 2015 Qtr 1: 2.5; 2015 Qtr 2: 2.5; 2015 Qtr 3: 2.5; 2015 Qtr 4: 2.5 | 10 | 0
402169-Food Service - Solid-Door Reach In Freezer 30-49' | WPSDGENRRN0010-Rev00-Msr006 | System | Commercial | 01-ALC-AllCommercial-Refrig | TRUE |  |  | Unit | ROB | 640 | 300 | 0 | 0 | 0 | 340 | 2076.85 |  | kWh | 0.213 | 0 | Commercial |  | Winter Only | [6 empty] | Small Boilers (<100 MMBtu/hr Heat Input):Uncontrolled | 12 | 0.6 | 0.6 | 0.6 | [10 empty] | 0% | 0% | 0% | 0 | 0 | 8 | 0 | 0 | 0 | 0 | 0 | 0 | 0 | 0 | 2015 Qtr 1: 2; 2015 Qtr 2: 2; 2015 Qtr 3: 2; 2015 Qtr 4: 2 | 8 | 0
402170-Food Service - Solid-Door Reach In Refrigerator <15' | WPSDGENRRN0010-Rev00-Msr001 | System | Commercial | 01-ALC-AllCommercial-Refrig | TRUE |  |  | Unit | ROB | 130 | 50 | 0 | 0 | 0 | 80 | 445.3 |  | kWh | 0.046 | 0 | Commercial |  | Winter Only | [6 empty] | Small Boilers (<100 MMBtu/hr Heat Input):Uncontrolled | 12 | 0.6 | 0.6 | 0.6 | [10 empty] | 0% | 0% | 0% | 0 | 0 | 7 | 0 | 0 | 0 | 0 | 0 | 0 | 0 | 0 | 2015 Qtr 1: 1.75; 2015 Qtr 2: 1.75; 2015 Qtr 3: 1.75; 2015 Qtr 4: 1.75 | 7 | 0
402171-Food Service - Solid-Door Reach In Refrigerator >50' | WPSDGENRRN0010-Rev00-Msr008 | System | Commercial | 01-ALC-AllCommercial-Refrig | TRUE |  |  | Unit | ROB | 1709 | 200 | 0 | 0 | 0 | 1509 | 1350.5 |  | kWh | 0.139 | 0 | Commercial |  | Winter Only | [6 empty] | Small Boilers (<100 MMBtu/hr Heat Input):Uncontrolled | 12 | 0.6 | 0.6 | 0.6 | [10 empty] | 0% | 0% | 0% | 0 | 0 | 1 | 0 | 0 | 0 | 0 | 0 | 0 | 0 | 0 | 2015 Qtr 1: 0.25; 2015 Qtr 2: 0.25; 2015 Qtr 3: 0.25; 2015 Qtr 4: 0.25 | 1 | 0
402172-Food Service - Solid-Door Reach In Refrigerator 15-29' | WPSDGENRRN0010-Rev00-Msr002 | System | Commercial | 01-ALC-AllCommercial-Refrig | TRUE |  |  | Unit | ROB | 1094 | 75 | 0 | 0 | 0 | 1019 | 649.7 |  | kWh | 0.067 | 0 | Commercial |  | Winter Only | [6 empty] | Small Boilers (<100 MMBtu/hr Heat Input):Uncontrolled | 12 | 0.6 | 0.6 | 0.6 | [10 empty] | 0% | 0% | 0% | 0 | 0 | 6 | 0 | 0 | 0 | 0 | 0 | 0 | 0 | 0 | 2015 Qtr 1: 1.5; 2015 Qtr 2: 1.5; 2015 Qtr 3: 1.5; 2015 Qtr 4: 1.5 | 6 | 1
402173-Food Service - Solid-Door Reach In Refrigerator 30-49' | WPSDGENRRN0010-Rev00-Msr003 | System | Commercial | 01-ALC-AllCommercial-Refrig | TRUE |  |  | Unit | ROB | 1379 | 125 | 0 | 0 | 0 | 1254 | 941.7 |  | kWh | 0.096 | 0 | Commercial |  | Winter Only | [6 empty] | Small Boilers (<100 MMBtu/hr Heat Input):Uncontrolled | 12 | 0.6 | 0.6 | 0.6 | [10 empty] | 0% | 0% | 0% | 0 | 0 | 1 | 0 | 0 | 0 | 0 | 0 | 0 | 0 | 0 | 2015 Qtr 1: 0.25; 2015 Qtr 2: 0.25; 2015 Qtr 3: 0.25; 2015 Qtr 4: 0.25 | 1 | 1
402175-Lighting - Exterior Compact Fluorescent Fixture <=70 watts | WPSDGENRLG0006-Rev05-Msr007 | System | Commercial | NON_res:DEER:Indoor_Non-CFL_Ltg | TRUE |  |  | Fixture | ROB | 140 | 10 | 0 | 0 | 0 | 130 | 132.2743 |  | kWh | 0.02939 | -0.39147 | Commercial |  | Winter Only | [6 empty] | Small Boilers (<100 MMBtu/hr Heat Input):Uncontrolled | 15 | 0.6 | 0.6 | 0.6 | [10 empty] | 0% | 0% | 0% | 0 | 0 | 78 | 0 | 0 | 0 | 0 | 0 | 0 | 0 | 0 | 2015 Qtr 1: 19.5; 2015 Qtr 2: 19.5; 2015 Qtr 3: 19.5; 2015 Qtr 4: 19.5 | 78 | 1
402176-Lighting - Exterior Induction Fixture <=100 watts | WPSDGENRLG0003-Rev03-Msr002 | System | Commercial | NON_res:DEER:Indoor_Non-CFL_Ltg | TRUE |  |  | Fixture | ROB | 270 | 35 | 0 | 0 | 0 | 235 | 430.5 |  | kWh | 0 | 0 | Commercial |  | Winter Only | [6 empty] | Small Boilers (<100 MMBtu/hr Heat Input):Uncontrolled | 15 | 0.6 | 0.6 | 0.6 | [10 empty] | 0% | 0% | 0% | 0 | 0 | 1615 | 0 | 0 | 0 | 0 | 0 | 0 | 0 | 0 | 2015 Qtr 1: 403.75; 2015 Qtr 2: 403.75; 2015 Qtr 3: 403.75; 2015 Qtr 4: 403.75 | 1615 | 1
402177-Lighting - Exterior Induction Fixture <=120 watts | WPSDGENRLG0003-Rev03-Msr003 | System | Commercial | NON_res:DEER:Indoor_Non-CFL_Ltg | TRUE |  |  | Fixture | ROB | 370 | 40 | 0 | 0 | 0 | 330 | 287 |  | kWh | 0 | 0 | Commercial |  | Winter Only | [6 empty] | Small Boilers (<100 MMBtu/hr Heat Input):Uncontrolled | 15 | 0.6 | 0.6 | 0.6 | [10 empty] | 0% | 0% | 0% | 0 | 0 | 30 | 0 | 0 | 0 | 0 | 0 | 0 | 0 | 0 | 2015 Qtr 1: 7.5; 2015 Qtr 2: 7.5; 2015 Qtr 3: 7.5; 2015 Qtr 4: 7.5 | 30 | 0
402178-Lighting - Exterior Induction Fixture <=180 watts | WPSDGENRLG0003-Rev03-Msr004 | System | Commercial | NON_res:DEER:Indoor_Non-CFL_Ltg | TRUE |  |  | Fixture | ROB | 470 | 35 | 0 | 0 | 0 | 435 | 241.57 |  | kWh | 0 | 0 | Commercial |  | Winter Only | [6 empty] | Small Boilers (<100 MMBtu/hr Heat Input):Uncontrolled | 15 | 0.6 | 0.6 | 0.6 | [10 empty] | 0% | 0% | 0% | 0 | 0 | 924 | 0 | 0 | 0 | 0 | 0 | 0 | 0 | 0 | 2015 Qtr 1: 231; 2015 Qtr 2: 231; 2015 Qtr 3: 231; 2015 Qtr 4: 231 | 924 | 0
402179-Lighting - Exterior Induction Fixture <=250 watts | WPSDGENRLG0003-Rev03-Msr005 | System | Commercial | NON_res:DEER:Indoor_Non-CFL_Ltg | TRUE |  |  | Fixture | ROB | 570 | 90 | 0 | 0 | 0 | 480 | 852.8 |  | kWh | 0 | 0 | Commercial |  | Winter Only | [6 empty] | Small Boilers (<100 MMBtu/hr Heat Input):Uncontrolled | 15 | 0.6 | 0.6 | 0.6 | [10 empty] | 0% | 0% | 0% | 0 | 0 | 50 | 0 | 0 | 0 | 0 | 0 | 0 | 0 | 0 | 2015 Qtr 1: 12.5; 2015 Qtr 2: 12.5; 2015 Qtr 3: 12.5; 2015 Qtr 4: 12.5 | 50 | 1
402180-Lighting - Exterior Induction Fixture <=70 watts | WPSDGENRLG0003-Rev03-Msr001 | System | Commercial | NON_res:DEER:Indoor_Non-CFL_Ltg | TRUE |  |  | Fixture | ROB | 270 | 25 | 0 | 0 | 0 | 245 | 299.3 |  | kWh | 0 | 0 | Commercial |  | Winter Only | [6 empty] | Small Boilers (<100 MMBtu/hr Heat Input):Uncontrolled | 15 | 0.6 | 0.6 | 0.6 | [10 empty] | 0% | 0% | 0% | 0 | 0 | 60 | 0 | 0 | 0 | 0 | 0 | 0 | 0 | 0 | 2015 Qtr 1: 15; 2015 Qtr 2: 15; 2015 Qtr 3: 15; 2015 Qtr 4: 15 | 60 | 1
402181-Lighting - Exterior Pulse Start/Ceramic Metal Halide Fixtures <=100 watts | WPSDGENRLG0003-Rev03-Msr002 | System | Commercial | NON_res:DEER:Indoor_Non-CFL_Ltg | TRUE |  |  | Fixture | ROB | 270 | 10 | 0 | 0 | 0 | 260 | 307.5 |  | kWh | 0 | 0 | Commercial |  | Winter Only | [6 empty] | Small Boilers (<100 MMBtu/hr Heat Input):Uncontrolled | 15 | 0.6 | 0.6 | 0.6 | [10 empty] | 0% | 0% | 0% | 0 | 0 | 7 | 0 | 0 | 0 | 0 | 0 | 0 | 0 | 0 | 2015 Qtr 1: 1.75; 2015 Qtr 2: 1.75; 2015 Qtr 3: 1.75; 2015 Qtr 4: 1.75 | 7 | 1
402182-Lighting - Exterior Pulse Start/Ceramic Metal Halide Fixtures <=125 watts | WPSDGENRLG0003-Rev03-Msr003 | System | Commercial | NON_res:DEER:Indoor_Non-CFL_Ltg | TRUE |  |  | Fixture | ROB | 370 | 10 | 0 | 0 | 0 | 360 | 360.8 |  | kWh | 0 | 0 | Commercial |  | Winter Only | [6 empty] | Small Boilers (<100 MMBtu/hr Heat Input):Uncontrolled | 15 | 0.6 | 0.6 | 0.6 | [10 empty] | 0% | 0% | 0% | 0 | 0 | 2 | 0 | 0 | 0 | 0 | 0 | 0 | 0 | 0 | 2015 Qtr 1: 0.5; 2015 Qtr 2: 0.5; 2015 Qtr 3: 0.5; 2015 Qtr 4: 0.5 | 2 | 1
402183-Lighting - Exterior Pulse Start/Ceramic Metal Halide Fixtures <=175 watts | WPSDGENRLG0003-Rev03-Msr004 | System | Commercial | NON_res:DEER:Indoor_Non-CFL_Ltg | TRUE |  |  | Fixture | ROB | 470 | 15 | 0 | 0 | 0 | 455 | 139.4 |  | kWh | 0 | 0 | Commercial |  | Winter Only | [6 empty] | Small Boilers (<100 MMBtu/hr Heat Input):Uncontrolled | 15 | 0.6 | 0.6 | 0.6 | [10 empty] | 0% | 0% | 0% | 0 | 0 | 21 | 0 | 0 | 0 | 0 | 0 | 0 | 0 | 0 | 2015 Qtr 1: 5.25; 2015 Qtr 2: 5.25; 2015 Qtr 3: 5.25; 2015 Qtr 4: 5.25 | 21 | 0
402184-Lighting - Exterior Pulse Start/Ceramic Metal Halide Fixtures <=250 watts | WPSDGENRLG0003-Rev03-Msr005 | System | Commercial | NON_res:DEER:Indoor_Non-CFL_Ltg | TRUE |  |  | Fixture | ROB | 570 | 15 | 0 | 0 | 0 | 555 | 356.7 |  | kWh | 0 | 0 | Commercial |  | Winter Only | [6 empty] | Small Boilers (<100 MMBtu/hr Heat Input):Uncontrolled | 15 | 0.6 | 0.6 | 0.6 | [10 empty] | 0% | 0% | 0% | 0 | 0 | 31 | 0 | 0 | 0 | 0 | 0 | 0 | 0 | 0 | 2015 Qtr 1: 7.75; 2015 Qtr 2: 7.75; 2015 Qtr 3: 7.75; 2015 Qtr 4: 7.75 | 31 | 1
402185-Lighting - Exterior Pulse Start/Ceramic Metal Halide Fixtures <=70 watts | WPSDGENRLG0003-Rev03-Msr001 | System | Commercial | NON_res:DEER:Indoor_Non-CFL_Ltg | TRUE |  |  | Fixture | ROB | 270 | 5 | 0 | 0 | 0 | 265 | 168.1 |  | kWh | 0 | 0 | Commercial |  | Winter Only | [6 empty] | Small Boilers (<100 MMBtu/hr Heat Input):Uncontrolled | 15 | 0.6 | 0.6 | 0.6 | [10 empty] | 0% | 0% | 0% | 0 | 0 | 36 | 0 | 0 | 0 | 0 | 0 | 0 | 0 | 0 | 2015 Qtr 1: 9; 2015 Qtr 2: 9; 2015 Qtr 3: 9; 2015 Qtr 4: 9 | 36 | 1
402186-Lighting - Exterior Pulse Start/Ceramic Metal Halide Fixtures <=750 watts | WPSDGENRLG0003-Rev03-Msr005 | System | Commercial | NON_res:DEER:Indoor_Non-CFL_Ltg | TRUE |  |  | Fixture | ROB | 570 | 20 | 0 | 0 | 0 | 550 | 356.7 |  | kWh | 0 | 0 | Commercial |  | Winter Only | [6 empty] | Small Boilers (<100 MMBtu/hr Heat Input):Uncontrolled | 15 | 0.6 | 0.6 | 0.6 | [10 empty] | 0% | 0% | 0% | 0 | 0 | 23 | 0 | 0 | 0 | 0 | 0 | 0 | 0 | 0 | 2015 Qtr 1: 5.75; 2015 Qtr 2: 5.75; 2015 Qtr 3: 5.75; 2015 Qtr 4: 5.75 | 23 | 1
402187-Lighting - Interior Compact Fluorescent Fixture <=128 watts | WPSDGENRLG0006-Rev05-Msr003 | System | Commercial | NON_res:DEER:Indoor_Non-CFL_Ltg | TRUE |  |  | Fixture | ROB | 180 | 20 | 0 | 0 | 0 | 160 | 264.5487 |  | kWh | 0.05878 | -0.78293 | Commercial |  | Winter Only | [6 empty] | Small Boilers (<100 MMBtu/hr Heat Input):Uncontrolled | 15 | 0.6 | 0.6 | 0.6 | [10 empty] | 0% | 0% | 0% | 0 | 0 | 8 | 0 | 0 | 0 | 0 | 0 | 0 | 0 | 0 | 2015 Qtr 1: 2; 2015 Qtr 2: 2; 2015 Qtr 3: 2; 2015 Qtr 4: 2 | 8 | 1
402191-Lighting - Interior Compact Fluorescent Fixture <=70 watts | WPSDGENRLG0006-Rev05-Msr002 | System | Commercial | NON_res:DEER:Indoor_Non-CFL_Ltg | TRUE |  |  | Fixture | ROB | 214.36 | 15 | 0 | 0 | 0 | 199.36 | 132.2743 |  | kWh | 0.02939 | -0.39147 | Commercial |  | Winter Only | [6 empty] | Small Boilers (<100 MMBtu/hr Heat Input):Uncontrolled | 15 | 0.6 | 0.6 | 0.6 | [10 empty] | 0% | 0% | 0% | 0 | 0 | 199 | 0 | 0 | 0 | 0 | 0 | 0 | 0 | 0 | 2015 Qtr 1: 49.75; 2015 Qtr 2: 49.75; 2015 Qtr 3: 49.75; 2015 Qtr 4: 49.75 | 199 | 1
402197-Lighting - Interior Linear Fluorescent Fixture <=128 watts replacing 101-175 Watts | WPSDGENRLG0044-Rev05-Msr005 | System | Commercial | NON_res:DEER:Indoor_Non-CFL_Ltg | TRUE |  |  | Fixture | ROB | 207 | 25 | 0 | 0 | 0 | 182 | 254.8532 |  | kWh | 0.063241 | -0.80152 | Commercial |  | Winter Only | [6 empty] | Small Boilers (<100 MMBtu/hr Heat Input):Uncontrolled | 15 | 0.7 | 0.7 | 0.7 |  |  | 0.78 | [7 empty] | 0% | 0% | 0% | 0 | 0 | 586 | 0 | 0 | 0 | 0 | 0 | 0 | 0 | 0 | 2015 Qtr 1: 146.5; 2015 Qtr 2: 146.5; 2015 Qtr 3: 146.5; 2015 Qtr 4: 146.5 | 586 | 1
402198-Lighting - Interior Linear Fluorescent Fixture <=192 watts replacing 176-399 Watts | WPSDGENRLG0044-Rev05-Msr004 | System | Commercial | NON_res:DEER:Indoor_Non-CFL_Ltg | TRUE |  |  | Fixture | ROB | 253 | 45 | 0 | 0 | 0 | 208 | 368.4985 |  | kWh | 0.090806 | -1.1682 | Commercial |  | Winter Only | [6 empty] | Small Boilers (<100 MMBtu/hr Heat Input):Uncontrolled | 15 | 0.7 | 0.7 | 0.7 |  |  | 1.04 | [7 empty] | 0% | 0% | 0% | 0 | 0 | 205 | 0 | 0 | 0 | 0 | 0 | 0 | 0 | 0 | 2015 Qtr 1: 51.25; 2015 Qtr 2: 51.25; 2015 Qtr 3: 51.25; 2015 Qtr 4: 51.25 | 205 | 1
402199-Lighting - Interior Linear Fluorescent Fixture <=244 watts replacing 400 Watts (Tier 1) | Com-Lighting-InGen_MV-455w_PSMH-365w_T5-46in-234w | System | Commercial | NON_res:DEER:Indoor_Non-CFL_Ltg | TRUE |  |  | Fixture | ROB | 355.23 | 75 | 0 | 0 | 0 | 280.23 | 443 |  | kWh | 0.109 | -1.4 | Commercial |  | Winter Only | [6 empty] | Small Boilers (<100 MMBtu/hr Heat Input):Uncontrolled | 15 | 0.7 | 0.7 | 0.7 |  |  | 1.04 | [7 empty] | 0% | 0% | 0% | 0 | 0 | 603 | 0 | 0 | 0 | 0 | 0 | 0 | 0 | 0 | 2015 Qtr 1: 150.75; 2015 Qtr 2: 150.75; 2015 Qtr 3: 150.75; 2015 Qtr 4: 150.75 | 603 | 1
402200-Lighting - Interior Linear Fluorescent Fixture <=600 watts replacing >=400 Watts (Tier 1) | Com-Lighting-InGen_MV-780w_PSMH-456w_T5-46in-351w | System | Commercial | NON_res:DEER:Indoor_Non-CFL_Ltg | TRUE |  |  | Fixture | ROB | 355.23 | 100 | 0 | 0 | 0 | 255.23 | 355 |  | kWh | 0.0875 | -1.13 | Commercial |  | Winter Only | [6 empty] | Small Boilers (<100 MMBtu/hr Heat Input):Uncontrolled | 15 | 0.7 | 0.7 | 0.7 |  |  | 1.04 | [7 empty] | 0% | 0% | 0% | 0 | 0 | 17 | 0 | 0 | 0 | 0 | 0 | 0 | 0 | 0 | 2015 Qtr 1: 4.25; 2015 Qtr 2: 4.25; 2015 Qtr 3: 4.25; 2015 Qtr 4: 4.25 | 17 | 1
402201-Lighting - Interior Linear Fluorescent Fixture <=64 watts replacing <=100 Watts | WPSDGENRLG0044-Rev05-Msr006 | System | Commercial | NON_res:DEER:Indoor_Non-CFL_Ltg | TRUE |  |  | Fixture | ROB | 145 | 10 | 0 | 0 | 0 | 135 | 223.1275 |  | kWh | 0.054983 | -0.70735 | Commercial |  | Winter Only | [6 empty] | Small Boilers (<100 MMBtu/hr Heat Input):Uncontrolled | 15 | 0.7 | 0.7 | 0.7 |  |  | 0.78 | [7 empty] | 0% | 0% | 0% | 0 | 0 | 433 | 0 | 0 | 0 | 0 | 0 | 0 | 0 | 0 | 2015 Qtr 1: 108.25; 2015 Qtr 2: 108.25; 2015 Qtr 3: 108.25; 2015 Qtr 4: 108.25 | 433 | 1
402202-Lighting - Interior Linear Fluorescent Fixture 245-360 watts replacing 400 Watts (Tier 2) | WPSDGENRLG0044-Rev05-Msr003 | System | Commercial | NON_res:DEER:Indoor_Non-CFL_Ltg | TRUE |  |  | Fixture | ROB | 275.51 | 45 | 0 | 0 | 0 | 230.51 | 354.9756 |  | kWh | 0.087473 | -1.1253 | Commercial |  | Winter Only | [6 empty] | Small Boilers (<100 MMBtu/hr Heat Input):Uncontrolled | 15 | 0.7 | 0.7 | 0.7 |  |  | 1.04 | [7 empty] | 0% | 0% | 0% | 0 | 0 | 89 | 0 | 0 | 0 | 0 | 0 | 0 | 0 | 0 | 2015 Qtr 1: 22.25; 2015 Qtr 2: 22.25; 2015 Qtr 3: 22.25; 2015 Qtr 4: 22.25 | 89 | 1
402207-Lighting - Interior Pulse Start/Ceramic Metal Halide Fixtures <=70 watts | WPSDGENRLG0002-Rev05-Msr001 | System | Commercial | NON_res:DEER:Indoor_Non-CFL_Ltg | TRUE |  |  | Fixture | ROB | 270 | 5 | 0 | 0 | 0 | 265 | 165.6597 |  | kWh | 0.0408 | -0.5252 | Commercial |  | Winter Only | [6 empty] | Small Boilers (<100 MMBtu/hr Heat Input):Uncontrolled | 15 | 0.6 | 0.6 | 0.6 | [10 empty] | 0% | 0% | 0% | 0 | 0 | 21 | 0 | 0 | 0 | 0 | 0 | 0 | 0 | 0 | 2015 Qtr 1: 5.25; 2015 Qtr 2: 5.25; 2015 Qtr 3: 5.25; 2015 Qtr 4: 5.25 | 21 | 1
402221-Lighting - T8 to 4ft 25 Watt Lamp | WPSDGENRLG0120-Rev05-Msr001 | System | Commercial | NON_res:DEER:Indoor_CFL_Ltg | TRUE |  |  | Lamp | ROB | 2 | 1.5 | 0 | 0 | 0 | 0.5 | 24.438 |  | kWh | 0.0060642 | -0.076858 | Commercial |  | Winter Only | [6 empty] | Small Boilers (<100 MMBtu/hr Heat Input):Uncontrolled | 15 | 0.6 | 0.6 | 0.6 |  |  | 0.78 | [7 empty] | 0% | 0% | 0% | 0 | 0 | 43877 | 0 | 0 | 0 | 0 | 0 | 0 | 0 | 0 | 2015 Qtr 1: 10969.25; 2015 Qtr 2: 10969.25; 2015 Qtr 3: 10969.25; 2015 Qtr 4: 10969.25 | 43877 | 1
402222-Lighting - T8 to 4ft 28 Watt Lamp | WPSDGENRLG0120-Rev05-Msr002 | System | Commercial | NON_res:DEER:Indoor_CFL_Ltg | TRUE |  |  | Lamp | ROB | 2 | 1 | 0 | 0 | 0 | 1 | 10.4734 |  | kWh | 0.0025989 | -0.032939 | Commercial |  | Winter Only | [6 empty] | Small Boilers (<100 MMBtu/hr Heat Input):Uncontrolled | 15 | 0.6 | 0.6 | 0.6 |  |  | 0.78 | [7 empty] | 0% | 0% | 0% | 0 | 0 | 39863 | 0 | 0 | 0 | 0 | 0 | 0 | 0 | 0 | 2015 Qtr 1: 9965.75; 2015 Qtr 2: 9965.75; 2015 Qtr 3: 9965.75; 2015 Qtr 4: 9965.75 | 39863 | 1
402244-Pipe Insulation - Hot Water Applic. >=1 in. | WPSDGENRWH1202-Rev01-Msr002 | System | Commercial | 35-OTI-OtherIndustrial-PROC_OTH | TRUE |  |  | linear ft | RET | 5.22 | 2 | 0 | 0 | 0 | 3.22 | 0 |  | kWh | 0 | 6.428 | Commercial |  | Annual | [6 empty] | Small Boilers (<100 MMBtu/hr Heat Input):Uncontrolled | 11 | 0.6 | 0.6 | 0.6 | [10 empty] | 0% | 0% | 0% | 0 | 0 | 559 | 0 | 0 | 0 | 0 | 0 | 0 | 0 | 0 | 2015 Qtr 1: 139.75; 2015 Qtr 2: 139.75; 2015 Qtr 3: 139.75; 2015 Qtr 4: 139.75 | 559 | 1
402246-Pipe Insulation - Low Pressure (<=15 psi) Steam Applic. >=1 in. | WPSDGENRWH1202-Rev01-Msr004 | System | Commercial | 35-OTI-OtherIndustrial-PROC_OTH | TRUE |  |  | linear ft | RET | 5.22 | 3 | 0 | 0 | 0 | 2.22 | 0 |  | kWh | 0 | 11.0039 | Commercial |  | Annual | [6 empty] | Small Boilers (<100 MMBtu/hr Heat Input):Uncontrolled | 11 | 0.6 | 0.6 | 0.6 | [10 empty] | 0% | 0% | 0% | 0 | 0 | 1583 | 0 | 0 | 0 | 0 | 0 | 0 | 0 | 0 | 2015 Qtr 1: 395.75; 2015 Qtr 2: 395.75; 2015 Qtr 3: 395.75; 2015 Qtr 4: 395.75 | 1583 | 1
402250-Refrigeration - Vending Machine Controller | WPSDGENRCS0001-Rev00-Msr001 | System | Commercial | 01-ALC-AllCommercial-Refrig | TRUE |  |  | Unit | RET | 215.5 | 100 | 0 | 0 | 0 | 115.5 | 1612 |  | kWh | 0 | 0 | Commercial |  | Winter Only | [6 empty] | Small Boilers (<100 MMBtu/hr Heat Input):Uncontrolled | 5 | 0.6 | 0.6 | 0.6 | [10 empty] | 0% | 0% | 0% | 0 | 0 | 1 | 0 | 0 | 0 | 0 | 0 | 0 | 0 | 0 | 2015 Qtr 1: 0.25; 2015 Qtr 2: 0.25; 2015 Qtr 3: 0.25; 2015 Qtr 4: 0.25 | 1 | 1
402255-Refrigeration - Anti-Sweat Heater Controls | WPSDGENRRN0009-Rev00-Msr001 | System | Commercial | 01-ALC-AllCommercial-Refrig | TRUE |  |  | Linear ft | RET | 34 | 25 | 0 | 0 | 0 | 9 | 270 |  | kWh | 0.004128 | 0 | Commercial |  | Winter Only | [6 empty] | Small Boilers (<100 MMBtu/hr Heat Input):Uncontrolled | 12 | 0.6 | 0.6 | 0.6 | [10 empty] | 0% | 0% | 0% | 0 | 0 | 85 | 0 | 0 | 0 | 0 | 0 | 0 | 0 | 0 | 2015 Qtr 1: 21.25; 2015 Qtr 2: 21.25; 2015 Qtr 3: 21.25; 2015 Qtr 4: 21.25 | 85 | 1
402256-Refrigeration - Food Service -Evaporator Fan Controller for Walk-In Coolers | WPSDGENRRN0011-Rev00-Msr001 | System | Commercial | 01-ALC-AllCommercial-Refrig | TRUE |  |  | Motor | RET | 323.5 | 75 | 0 | 0 | 0 | 248.5 | 1185.879 |  | kWh | 0.16296 | 0 | Commercial |  | Winter Only | [6 empty] | Small Boilers (<100 MMBtu/hr Heat Input):Uncontrolled | 16 | 0.6 | 0.6 | 0.6 | [10 empty] | 0% | 0% | 0% | 0 | 0 | 15 | 0 | 0 | 0 | 0 | 0 | 0 | 0 | 0 | 2015 Qtr 1: 3.75; 2015 Qtr 2: 3.75; 2015 Qtr 3: 3.75; 2015 Qtr 4: 3.75 | 15 | 1
402257-Lighting - Exterior LED Fixtures <=130 watts | WPSDGENRLG0181-Rev01-Msr003 | System | Commercial | NON_res:DEER:Indoor_Non-CFL_Ltg | TRUE |  |  | linear ft | ROB | 1472 | 80 | 0 | 0 | 0 | 1392 | 208.25 |  | kWh | 0 | 0 | Commercial |  | Winter Only | [6 empty] | Small Boilers (<100 MMBtu/hr Heat Input):Uncontrolled | 16 | 0.6 | 0.6 | 0.6 | [10 empty] | 0% | 0% | 0% | 0 | 0 | 190 | 0 | 0 | 0 | 0 | 0 | 0 | 0 | 0 | 2015 Qtr 1: 47.5; 2015 Qtr 2: 47.5; 2015 Qtr 3: 47.5; 2015 Qtr 4: 47.5 | 190 | 1
402258-Lighting - Exterior LED Fixtures <=110 watts | WPSDGENRLG0181-Rev01-Msr002 | System | Commercial | NON_res:DEER:Indoor_Non-CFL_Ltg | TRUE |  |  | linear ft | ROB | 1056 | 80 | 0 | 0 | 0 | 976 | 166.6 |  | kWh | 0 | 0 | Commercial |  | Winter Only | [6 empty] | Small Boilers (<100 MMBtu/hr Heat Input):Uncontrolled | 16 | 0.6 | 0.6 | 0.6 | [10 empty] | 0% | 0% | 0% | 0 | 0 | 408 | 0 | 0 | 0 | 0 | 0 | 0 | 0 | 0 | 2015 Qtr 1: 102; 2015 Qtr 2: 102; 2015 Qtr 3: 102; 2015 Qtr 4: 102 | 408 | 1
402259-Lighting - Exterior LED Fixtures <=192watts | WPSDGENRLG0181-Rev01-Msr004 | System | Commercial | NON_res:DEER:Indoor_Non-CFL_Ltg | TRUE |  |  | linear ft | ROB | 1672 | 125 | 0 | 0 | 0 | 1547 | 241.57 |  | kWh | 0 | 0 | Commercial |  | Winter Only | [6 empty] | Small Boilers (<100 MMBtu/hr Heat Input):Uncontrolled | 16 | 0.6 | 0.6 | 0.6 | [10 empty] | 0% | 0% | 0% | 0 | 0 | 1117 | 0 | 0 | 0 | 0 | 0 | 0 | 0 | 0 | 2015 Qtr 1: 279.25; 2015 Qtr 2: 279.25; 2015 Qtr 3: 279.25; 2015 Qtr 4: 279.25 | 1117 | 1
402260-Lighting - Exterior LED Fixtures <=350 watts | WPSDGENRLG0181-Rev01-Msr005 | System | Commercial | NON_res:DEER:Indoor_Non-CFL_Ltg | TRUE |  |  | linear ft | ROB | 2020 | 125 | 0 | 0 | 0 | 1895 | 208.25 |  | kWh | 0 | 0 | Commercial |  | Winter Only | [6 empty] | Small Boilers (<100 MMBtu/hr Heat Input):Uncontrolled | 16 | 0.6 | 0.6 | 0.6 | [10 empty] | 0% | 0% | 0% | 0 | 0 | 27 | 0 | 0 | 0 | 0 | 0 | 0 | 0 | 0 | 2015 Qtr 1: 6.75; 2015 Qtr 2: 6.75; 2015 Qtr 3: 6.75; 2015 Qtr 4: 6.75 | 27 | 1
402261-Lighting - Exterior LED Fixtures <=80 watts | WPSDGENRLG0181-Rev01-Msr001 | System | Commercial | NON_res:DEER:Indoor_Non-CFL_Ltg | TRUE |  |  | linear ft | ROB | 822 | 50 | 0 | 0 | 0 | 772 | 124.95 |  | kWh | 0 | 0 | Commercial |  | Winter Only | [6 empty] | Small Boilers (<100 MMBtu/hr Heat Input):Uncontrolled | 16 | 0.6 | 0.6 | 0.6 | [10 empty] | 0% | 0% | 0% | 0 | 0 | 604 | 0 | 0 | 0 | 0 | 0 | 0 | 0 | 0 | 2015 Qtr 1: 151; 2015 Qtr 2: 151; 2015 Qtr 3: 151; 2015 Qtr 4: 151 | 604 | 1
402262-Lighting - Interior LED Fixtures <=110 watts | WPSDGENRLG0080-Rev02-Msr001 | System | Commercial | NON_res:DEER:Indoor_Non-CFL_Ltg | TRUE |  |  | Fixture | ROB | 1524 | 85 | 0 | 0 | 0 | 1439 | 516.6887 |  | kWh | 0.12821 | -1.625 | Commercial |  | Winter Only | [6 empty] | Small Boilers (<100 MMBtu/hr Heat Input):Uncontrolled | 16 | 0.6 | 0.6 | 0.6 | [10 empty] | 0% | 0% | 0% | 0 | 0 | 134 | 0 | 0 | 0 | 0 | 0 | 0 | 0 | 0 | 2015 Qtr 1: 33.5; 2015 Qtr 2: 33.5; 2015 Qtr 3: 33.5; 2015 Qtr 4: 33.5 | 134 | 1
402266-Lighting - LED System <=15 watts Surface/Pendant/Recessed Down Lighting | WPSDGENRLG0196-Rev03-Msr001 | System | Commercial | NON_res:DEER:Indoor_Non-CFL_Ltg | TRUE |  |  | Fixture | ROB | 208 | 20 | 0 | 0 | 0 | 188 | 98.3578 |  | kWh | 0.021854 | -0.29109 | Commercial |  | Winter Only | [6 empty] | Small Boilers (<100 MMBtu/hr Heat Input):Uncontrolled | 16 | 0.6 | 0.6 | 0.6 | [10 empty] | 0% | 0% | 0% | 0 | 0 | 1166 | 0 | 0 | 0 | 0 | 0 | 0 | 0 | 0 | 2015 Qtr 1: 291.5; 2015 Qtr 2: 291.5; 2015 Qtr 3: 291.5; 2015 Qtr 4: 291.5 | 1166 | 1
402269-Lighting - Linear LED Systems (T8 Basecase) | WPSDGENRLG0081-Rev03-Msr001 | System | Commercial | NON_res:DEER:Indoor_Non-CFL_Ltg | TRUE |  |  | linear ft | ROB | 38 | 12 | 0 | 0 | 0 | 26 | 1.7456 |  | kWh | 0.00043316 | -0.0054899 | Commercial |  | Winter Only | [6 empty] | Small Boilers (<100 MMBtu/hr Heat Input):Uncontrolled | 16 | 0.6 | 0.6 | 0.6 | [10 empty] | 0% | 0% | 0% | 0 | 0 | 278 | 0 | 0 | 0 | 0 | 0 | 0 | 0 | 0 | 2015 Qtr 1: 69.5; 2015 Qtr 2: 69.5; 2015 Qtr 3: 69.5; 2015 Qtr 4: 69.5 | 278 | 1
402270-Lighting - Premium Tier 5' Case Door | WPSDGENRLG0082-Rev01-Msr001 | System | Commercial | NON_res:DEER:Indoor_Non-CFL_Ltg | TRUE |  |  | Door | ROB | 254 | 65 | 0 | 0 | 0 | 189 | 333 |  | kWh | 0.051 | 0 | Commercial |  | Winter Only | [6 empty] | Small Boilers (<100 MMBtu/hr Heat Input):Uncontrolled | 8 | 0.6 | 0.6 | 0.6 | [10 empty] | 0% | 0% | 0% | 0 | 0 | 139 | 0 | 0 | 0 | 0 | 0 | 0 | 0 | 0 | 2015 Qtr 1: 34.75; 2015 Qtr 2: 34.75; 2015 Qtr 3: 34.75; 2015 Qtr 4: 34.75 | 139 | 1
402271-Lighting - Premium Tier 6' Case Door | WPSDGENRLG0082-Rev01-Msr003 | System | Commercial | NON_res:DEER:Indoor_Non-CFL_Ltg | TRUE |  |  | Door | ROB | 299 | 100 | 0 | 0 | 0 | 199 | 577 |  | kWh | 0.088 | 0 | Commercial |  | Winter Only | [6 empty] | Small Boilers (<100 MMBtu/hr Heat Input):Uncontrolled | 8 | 0.6 | 0.6 | 0.6 | [10 empty] | 0% | 0% | 0% | 0 | 0 | 349 | 0 | 0 | 0 | 0 | 0 | 0 | 0 | 0 | 2015 Qtr 1: 87.25; 2015 Qtr 2: 87.25; 2015 Qtr 3: 87.25; 2015 Qtr 4: 87.25 | 349 | 1
402273-Lighting - Standard Tier 5' Case Door | WPSDGENRLG0082-Rev01-Msr002 | System | Commercial | NON_res:DEER:Indoor_Non-CFL_Ltg | TRUE |  |  | Door | ROB | 229 | 45 | 0 | 0 | 0 | 184 | 227 |  | kWh | 0.035 | 0 | Commercial |  | Winter Only | [6 empty] | Small Boilers (<100 MMBtu/hr Heat Input):Uncontrolled | 8 | 0.6 | 0.6 | 0.6 | [10 empty] | 0% | 0% | 0% | 0 | 0 | 25 | 0 | 0 | 0 | 0 | 0 | 0 | 0 | 0 | 2015 Qtr 1: 6.25; 2015 Qtr 2: 6.25; 2015 Qtr 3: 6.25; 2015 Qtr 4: 6.25 | 25 | 1
402402-Heating - Greenhouse Heat Curtain | Grnhs-Shell-ThermCurt | System | Commercial | NON_res:DEER:HVAC_Split-Package_AC | TRUE |  |  | Sqft | RET | 0.49 | 0.2 | 0 | 0 | 0 | 0.29 | 0.083 |  | kWh | 0 | 0.195 | Commercial |  | Winter Only |  | 0.49 |  |  |  |  | Small Boilers (<100 MMBtu/hr Heat Input):Uncontrolled | 5 | 0.46 | 0.46 | 0.46 | [10 empty] | 0% | 0% | 0% | 0 | 0 | 11522 | 0 | 0 | 0 | 0 | 0 | 0 | 0 | 0 | 2015 Qtr 1: 2880.5; 2015 Qtr 2: 2880.5; 2015 Qtr 3: 2880.5; 2015 Qtr 4: 2880.5 | 11522 | 1
402403-Heating - Infrared Film for Greenhouse | Grnhs-Shell-Tcurt_to_LIR_Tcurt | System | Commercial | NON_res:DEER:HVAC_Split-Package_AC | TRUE |  |  | Sqft | RET | 0.05 | 0.05 | 0 | 0 | 0 | 0 | 0.007 |  | kWh | 0 | 0.103 | Commercial |  | Winter Only |  | 0.05 |  |  |  |  | Small Boilers (<100 MMBtu/hr Heat Input):Uncontrolled | 5 | 0.46 | 0.46 | 0.46 | [10 empty] | 0% | 0% | 0% | 0 | 0 | 231155 | 0 | 0 | 0 | 0 | 0 | 0 | 0 | 0 | 2015 Qtr 1: 57788.75; 2015 Qtr 2: 57788.75; 2015 Qtr 3: 57788.75; 2015 Qtr 4: 57788.75 | 231155 | 1
402411-Lighting - Remove 4 Ft T-8 (De-Lamp 32W) | WPSDGENRLG0022-Rev04-Msr003 | System | Commercial | NON_res:DEER:Indoor_CFL_Ltg | TRUE |  |  | Lamp | ROB | 25.86 | 4 | 0 | 0 | 0 | 21.86 | 104.7342 |  | kWh | 0.025989 | -0.32939 | Commercial |  | Winter Only | [6 empty] | Small Boilers (<100 MMBtu/hr Heat Input):Uncontrolled | 15 | 0.6 | 0.6 | 0.6 | [10 empty] | 0% | 0% | 0% | 0 | 0 | 2974 | 0 | 0 | 0 | 0 | 0 | 0 | 0 | 0 | 2015 Qtr 1: 743.5; 2015 Qtr 2: 743.5; 2015 Qtr 3: 743.5; 2015 Qtr 4: 743.5 | 2974 | 1
402422-LED MR16 Up to 6 watt Interior LED Integral Lamp | WPSDGENRLG0106-Rev03-Msr001 | System | Commercial | NON_res:DEER:Indoor_CFL_Ltg | TRUE |  |  | Lamp | ROB | 15.07 | 5 | 0 | 0 | 0 | 10.07 | 32.9668 |  | kWh | 0.0073249 | -0.097565 | Commercial |  | Winter Only | [6 empty] | Small Boilers (<100 MMBtu/hr Heat Input):Uncontrolled | 8 | 0.6 | 0.6 | 0.6 | [10 empty] | 0% | 0% | 0% | 0 | 0 | 1309 | 0 | 0 | 0 | 0 | 0 | 0 | 0 | 0 | 2015 Qtr 1: 327.25; 2015 Qtr 2: 327.25; 2015 Qtr 3: 327.25; 2015 Qtr 4: 327.25 | 1309 | 1
402423-LED MR16 7 -10 watt Interior lamp | WPSDGENRLG0106-Rev03-Msr002 | System | Commercial | NON_res:DEER:Indoor_CFL_Ltg | TRUE |  |  | Lamp | ROB | 21.31 | 12.5 | 0 | 0 | 0 | 8.81 | 77.9829 |  | kWh | 0.016677 | -0.19496 | Commercial |  | Winter Only | [6 empty] | Small Boilers (<100 MMBtu/hr Heat Input):Uncontrolled | 8 | 0.6 | 0.6 | 0.6 | [10 empty] | 0% | 0% | 0% | 0 | 0 | 2208 | 0 | 0 | 0 | 0 | 0 | 0 | 0 | 0 | 2015 Qtr 1: 552; 2015 Qtr 2: 552; 2015 Qtr 3: 552; 2015 Qtr 4: 552 | 2208 | 1
402424-LED Integral PAR-20 lamp Up to 10 watt Interior | WPSDGENRLG0106-Rev03-Msr003 | System | Commercial | NON_res:DEER:Indoor_CFL_Ltg | TRUE |  |  | Lamp | ROB | 24.44 | 12.5 | 0 | 0 | 0 | 11.94 | 75.2946 |  | kWh | 0.01673 | -0.22283 | Commercial |  | Winter Only | [6 empty] | Small Boilers (<100 MMBtu/hr Heat Input):Uncontrolled | 6.6979 | 0.6 | 0.6 | 0.6 | [10 empty] | 0% | 0% | 0% | 0 | 0 | 1331 | 0 | 0 | 0 | 0 | 0 | 0 | 0 | 0 | 2015 Qtr 1: 332.75; 2015 Qtr 2: 332.75; 2015 Qtr 3: 332.75; 2015 Qtr 4: 332.75 | 1331 | 1
402425-LED Integral PAR-30 lamp Up to 15 watt Interior | WPSDGENRLG0106-Rev03-Msr004 | System | Commercial | NON_res:DEER:Indoor_CFL_Ltg | TRUE |  |  | Lamp | ROB | 35.25 | 7.5 | 0 | 0 | 0 | 27.75 | 49.2468 |  | kWh | 0.010942 | -0.14575 | Commercial |  | Winter Only | [6 empty] | Small Boilers (<100 MMBtu/hr Heat Input):Uncontrolled | 16 | 0.6 | 0.6 | 0.6 | [10 empty] | 0% | 0% | 0% | 0 | 0 | 3289 | 0 | 0 | 0 | 0 | 0 | 0 | 0 | 0 | 2015 Qtr 1: 822.25; 2015 Qtr 2: 822.25; 2015 Qtr 3: 822.25; 2015 Qtr 4: 822.25 | 3289 | 1
402426-LED Integral PAR30 lamp 16-21watt | WPSDGENRLG0106-Rev03-Msr005 | System | Commercial | NON_res:DEER:Indoor_CFL_Ltg | TRUE |  |  | Lamp | ROB | 26.91 | 17.5 | 0 | 0 | 0 | 9.41 | 131.3247 |  | kWh | 0.029179 | -0.38866 | Commercial |  | Winter Only | [6 empty] | Small Boilers (<100 MMBtu/hr Heat Input):Uncontrolled | 16 | 0.6 | 0.6 | 0.6 | [10 empty] | 0% | 0% | 0% | 0 | 0 | 457 | 0 | 0 | 0 | 0 | 0 | 0 | 0 | 0 | 2015 Qtr 1: 114.25; 2015 Qtr 2: 114.25; 2015 Qtr 3: 114.25; 2015 Qtr 4: 114.25 | 457 | 1
402427-LED Integral PAR38 lamp Up to 16 watt | WPSDGENRLG0106-Rev03-Msr006 | System | Commercial | NON_res:DEER:Indoor_CFL_Ltg | TRUE |  |  | Lamp | ROB | 35.17 | 10 | 0 | 0 | 0 | 25.17 | 66.7138 |  | kWh | 0.014823 | -0.19744 | Commercial |  | Winter Only | [6 empty] | Small Boilers (<100 MMBtu/hr Heat Input):Uncontrolled | 16 | 0.6 | 0.6 | 0.6 | [10 empty] | 0% | 0% | 0% | 0 | 0 | 640 | 0 | 0 | 0 | 0 | 0 | 0 | 0 | 0 | 2015 Qtr 1: 160; 2015 Qtr 2: 160; 2015 Qtr 3: 160; 2015 Qtr 4: 160 | 640 | 1
402428-LED Integral PAR38 lamp 17-22 watt | WPSDGENRLG0106-Rev03-Msr007 | System | Commercial | NON_res:DEER:Indoor_CFL_Ltg | TRUE |  |  | Lamp | ROB | 36.38 | 20 | 0 | 0 | 0 | 16.38 | 162.0191 |  | kWh | 0.035999 | -0.4795 | Commercial |  | Winter Only | [6 empty] | Small Boilers (<100 MMBtu/hr Heat Input):Uncontrolled | 16 | 0.6 | 0.6 | 0.6 | [10 empty] | 0% | 0% | 0% | 0 | 0 | 7560 | 0 | 0 | 0 | 0 | 0 | 0 | 0 | 0 | 2015 Qtr 1: 1890; 2015 Qtr 2: 1890; 2015 Qtr 3: 1890; 2015 Qtr 4: 1890 | 7560 | 1
402429-LED Integral PAR38 lamp 23-25 watt | WPSDGENRLG0106-Rev03-Msr008 | System | Commercial | NON_res:DEER:Indoor_CFL_Ltg | TRUE |  |  | Lamp | ROB | 46.13 | 20 | 0 | 0 | 0 | 26.13 | 219.2023 |  | kWh | 0.048705 | -0.64873 | Commercial |  | Winter Only | [6 empty] | Small Boilers (<100 MMBtu/hr Heat Input):Uncontrolled | 16 | 0.6 | 0.6 | 0.6 | [10 empty] | 0% | 0% | 0% | 0 | 0 | 97 | 0 | 0 | 0 | 0 | 0 | 0 | 0 | 0 | 2015 Qtr 1: 24.25; 2015 Qtr 2: 24.25; 2015 Qtr 3: 24.25; 2015 Qtr 4: 24.25 | 97 | 1
461831-LED Integral Candelabra lamp Up to 4 watt | WPSDGENRLG0106-Rev03-Msr011 | System | Commercial | NON_res:DEER:Indoor_CFL_Ltg | TRUE |  |  | Lamp | ROB | 13.99 | 5 | 0 | 0 | 0 | 8.99 | 64.6109 |  | kWh | 0.014356 | -0.19122 | Commercial |  | Winter Only | [6 empty] | Small Boilers (<100 MMBtu/hr Heat Input):Uncontrolled | 16 | 0.6 | 0.6 | 0.6 | [10 empty] | 0% | 0% | 0% | 0 | 0 | 3306 | 0 | 0 | 0 | 0 | 0 | 0 | 0 | 0 | 2015 Qtr 1: 826.5; 2015 Qtr 2: 826.5; 2015 Qtr 3: 826.5; 2015 Qtr 4: 826.5 | 3306 | 1
461832-LED Integral A-lamp Up to 7 watt Interior | WPSDGENRLG0106-Rev03-Msr012 | System | Commercial | NON_res:DEER:Indoor_CFL_Ltg | TRUE |  |  | Lamp | ROB | 16.65 | 5 | 0 | 0 | 0 | 11.65 | 26.5905 |  | kWh | 0.0059082 | -0.078695 | Commercial |  | Winter Only | [6 empty] | Small Boilers (<100 MMBtu/hr Heat Input):Uncontrolled | 16 | 0.6 | 0.6 | 0.6 | [10 empty] | 0% | 0% | 0% | 0 | 0 | 362 | 0 | 0 | 0 | 0 | 0 | 0 | 0 | 0 | 2015 Qtr 1: 90.5; 2015 Qtr 2: 90.5; 2015 Qtr 3: 90.5; 2015 Qtr 4: 90.5 | 362 | 1
461833-LED Integral A-lamp 8-10 watt Interior | WPSDGENRLG0106-Rev03-Msr013 | System | Commercial | NON_res:DEER:Indoor_CFL_Ltg | TRUE |  |  | Lamp | ROB | 16.42 | 5 | 0 | 0 | 0 | 11.42 | 53.1811 |  | kWh | 0.011816 | -0.15739 | Commercial |  | Winter Only | [6 empty] | Small Boilers (<100 MMBtu/hr Heat Input):Uncontrolled | 16 | 0.6 | 0.6 | 0.6 | [10 empty] | 0% | 0% | 0% | 0 | 0 | 2514 | 0 | 0 | 0 | 0 | 0 | 0 | 0 | 0 | 2015 Qtr 1: 628.5; 2015 Qtr 2: 628.5; 2015 Qtr 3: 628.5; 2015 Qtr 4: 628.5 | 2514 | 1
461834-LED Integral A-lamp Up to 11 watt Interior | WPSDGENRLG0106-Rev03-Msr014 | System | Commercial | NON_res:DEER:Indoor_CFL_Ltg | TRUE |  |  | Lamp | ROB | 15.95 | 15 | 0 | 0 | 0 | 0.95 | 73.124 |  | kWh | 0.016248 | -0.21641 | Commercial |  | Winter Only | [6 empty] | Small Boilers (<100 MMBtu/hr Heat Input):Uncontrolled | 16 | 0.6 | 0.6 | 0.6 | [10 empty] | 0% | 0% | 0% | 0 | 0 | 1126 | 0 | 0 | 0 | 0 | 0 | 0 | 0 | 0 | 2015 Qtr 1: 281.5; 2015 Qtr 2: 281.5; 2015 Qtr 3: 281.5; 2015 Qtr 4: 281.5 | 1126 | 1
461835-LED Integral A-lamp 12-17 watt Interior | WPSDGENRLG0106-Rev03-Msr015 | System | Commercial | NON_res:DEER:Indoor_CFL_Ltg | TRUE |  |  | Lamp | ROB | 20.86 | 15 | 0 | 0 | 0 | 5.86 | 79.7716 |  | kWh | 0.017725 | -0.23608 | Commercial |  | Winter Only | [6 empty] | Small Boilers (<100 MMBtu/hr Heat Input):Uncontrolled | 16 | 0.6 | 0.6 | 0.6 | [10 empty] | 0% | 0% | 0% | 0 | 0 | 8686 | 0 | 0 | 0 | 0 | 0 | 0 | 0 | 0 | 2015 Qtr 1: 2171.5; 2015 Qtr 2: 2171.5; 2015 Qtr 3: 2171.5; 2015 Qtr 4: 2171.5 | 8686 | 1
461836-LED Integral A-lamp 18-30 watt Interior | WPSDGENRLG0106-Rev03-Msr016 | System | Commercial | NON_res:DEER:Indoor_CFL_Ltg | TRUE |  |  | Lamp | ROB | 33.48 | 15 | 0 | 0 | 0 | 18.48 | 119.6574 |  | kWh | 0.026587 | -0.35413 | Commercial |  | Winter Only | [6 empty] | Small Boilers (<100 MMBtu/hr Heat Input):Uncontrolled | 16 | 0.6 | 0.6 | 0.6 | [10 empty] | 0% | 0% | 0% | 0 | 0 | 728 | 0 | 0 | 0 | 0 | 0 | 0 | 0 | 0 | 2015 Qtr 1: 182; 2015 Qtr 2: 182; 2015 Qtr 3: 182; 2015 Qtr 4: 182 | 728 | 1
461838-High Density Universal Holding Cabinets - 24 hr operation | WPSDGENRCC0017B-Rev00-Msr002 | System | Commercial | 35-OTI-OtherIndustrial-PROC_OTH | TRUE |  |  | Unit | RET | 9600 | 1300 | 0 | 0 | 0 | 8300 | 8840 |  | kWh | 2.25 | 0 | Commercial |  | Winter Only | [6 empty] | Small Boilers (<100 MMBtu/hr Heat Input):Uncontrolled | 12 | 0.6 | 0.6 | 0.6 | [10 empty] | 0% | 0% | 0% | 0 | 0 | 3 | 0 | 0 | 0 | 0 | 0 | 0 | 0 | 0 | 2015 Qtr 1: 0.75; 2015 Qtr 2: 0.75; 2015 Qtr 3: 0.75; 2015 Qtr 4: 0.75 | 3 | 1
416172-Pkg AC <65k Single Phase SEER = 14.0-UP Stream | NE-HVAC-airAC-Pkg-lt55kBtuh-14p0seer | System | Commercial | NON_res:DEER:HVAC_Split-Package_AC | TRUE |  |  | Ton | ROB | 113.1 | 0 | 50 | 0 | 0 | 63.1 | 236 |  | kWh | 0.0532 | -1.5 | Commercial |  | Winter Only | [6 empty] | Small Boilers (<100 MMBtu/hr Heat Input):Uncontrolled | 15 | 0.85 | 0.85 | 0.85 | [10 empty] | 0% | 0% | 100% | 0 | 0 | 0 | 0 | 0 | 0 | 0 | 0 | 0 | 0 | 0 | 2015 Qtr 1: 0; 2015 Qtr 2: 0; 2015 Qtr 3: 0; 2015 Qtr 4: 0 | 0 | 1
416176-Pkg AC <65k Three Phase SEER = 14.0-UP Stream | NE-HVAC-airAC-Pkg-lt55kBtuh-14p0seer | System | Commercial | NON_res:DEER:HVAC_Split-Package_AC | TRUE |  |  | Ton | ROB | 113.1 | 0 | 50 | 0 | 0 | 63.1 | 236 |  | kWh | 0.0532 | -1.5 | Commercial |  | Winter Only | [6 empty] | Small Boilers (<100 MMBtu/hr Heat Input):Uncontrolled | 15 | 0.85 | 0.85 | 0.85 | [10 empty] | 0% | 0% | 100% | 0 | 0 | 0 | 0 | 0 | 0 | 0 | 0 | 0 | 0 | 0 | 2015 Qtr 1: 0; 2015 Qtr 2: 0; 2015 Qtr 3: 0; 2015 Qtr 4: 0 | 0 | 1
416177-Pkg AC <65k Three Phase SEER = 14.0-Rebate | NE-HVAC-airAC-Pkg-lt55kBtuh-14p0seer | System | Commercial | NON_res:DEER:HVAC_Split-Package_AC | TRUE |  |  | Ton | ROB | 113.1 | 50 | 0 | 0 | 0 | 63.1 | 236 |  | kWh | 0.0532 | -1.5 | Commercial |  | Winter Only | [6 empty] | Small Boilers (<100 MMBtu/hr Heat Input):Uncontrolled | 15 | 0.6 | 0.6 | 0.6 | [10 empty] | 0% | 0% | 100% | 0 | 0 | 0 | 0 | 0 | 0 | 0 | 0 | 0 | 0 | 0 | 2015 Qtr 1: 0; 2015 Qtr 2: 0; 2015 Qtr 3: 0; 2015 Qtr 4: 0 | 0 | 1
416178-Pkg AC or HP <65k Single Phase SEER = 15.0 or 12.5 EER-UP Stream | WPSDGENRHC0023 Rev 0-Rev00-Msr001 | System | Commercial | NON_res:DEER:HVAC_Split-Package_AC | TRUE |  |  | Ton | ROB | 195.6 | 150 | 0 | 0 | 0 | 45.6 | 213.4428 |  | kWh | 0.064645 | -3.0094 | Commercial |  | Winter Only | [6 empty] | Small Boilers (<100 MMBtu/hr Heat Input):Uncontrolled | 15 | 0.85 | 0.85 | 0.85 | [10 empty] | 0% | 0% | 100% | 0 | 0 | 100.94 | 0 | 0 | 0 | 0 | 0 | 0 | 0 | 0 | 2015 Qtr 1: 25.25; 2015 Qtr 2: 25.23; 2015 Qtr 3: 25.23; 2015 Qtr 4: 25.23 | 100.94 | 1
416179-Pkg AC or HP <65k Single Phase SEER = 15.0 or 12.5 EER-Rebate | WPSDGENRHC0023 Rev 0-Rev00-Msr001 | System | Commercial | NON_res:DEER:HVAC_Split-Package_AC | TRUE |  |  | Ton | ROB | 195.6 | 0 | 150 | 0 | 0 | 45.6 | 213.4428 |  | kWh | 0.064645 | -3.0094 | Commercial |  | Winter Only | [6 empty] | Small Boilers (<100 MMBtu/hr Heat Input):Uncontrolled | 15 | 0.6 | 0.6 | 0.6 | [10 empty] | 0% | 0% | 100% | 0 | 0 | 176.44 | 0 | 0 | 0 | 0 | 0 | 0 | 0 | 0 | 2015 Qtr 1: 44.11; 2015 Qtr 2: 44.11; 2015 Qtr 3: 44.11; 2015 Qtr 4: 44.11 | 176.44 | 1
416180-Pkg AC or HP <65k Single Phase SEER = 16.0 or 13 EER-UP Stream | WPSDGENRHC0023 Rev 0-Rev00-Msr002 | System | Commercial | NON_res:DEER:HVAC_Split-Package_AC | TRUE |  |  | Ton | ROB | 293.4 | 200 | 0 | 0 | 0 | 93.4 | 205.3578 |  | kWh | 0.048484 | -3.6794 | Commercial |  | Winter Only | [6 empty] | Small Boilers (<100 MMBtu/hr Heat Input):Uncontrolled | 15 | 0.85 | 0.85 | 0.85 | [10 empty] | 0% | 0% | 100% | 0 | 0 | 49.7 | 0 | 0 | 0 | 0 | 0 | 0 | 0 | 0 | 2015 Qtr 1: 12.425; 2015 Qtr 2: 12.425; 2015 Qtr 3: 12.425; 2015 Qtr 4: 12.425 | 49.7 | 1
416181-Pkg AC or HP <65k Single Phase SEER = 16.0 or 13 EER-Rebate | WPSDGENRHC0023 Rev 0-Rev00-Msr002 | System | Commercial | NON_res:DEER:HVAC_Split-Package_AC | TRUE |  |  | Ton | ROB | 293.4 | 0 | 200 | 0 | 0 | 93.4 | 205.3578 |  | kWh | 0.048484 | -3.6794 | Commercial |  | Winter Only | [6 empty] | Small Boilers (<100 MMBtu/hr Heat Input):Uncontrolled | 15 | 0.6 | 0.6 | 0.6 | [10 empty] | 0% | 0% | 100% | 0 | 0 | 7.1 | 0 | 0 | 0 | 0 | 0 | 0 | 0 | 0 | 2015 Qtr 1: 1.775; 2015 Qtr 2: 1.775; 2015 Qtr 3: 1.775; 2015 Qtr 4: 1.775 | 7.1 | 1
416195-Pkg HP <65k Single Phase SEER = 14.0-Rebate | NE-HVAC-airHP-Pkg-lt55kBtuh-14p0seer-8p0hspf | System | Commercial | NON_res:DEER:HVAC_Split-Package_HP | TRUE |  |  | Ton | ROB | 113.1 | 50 | 0 | 0 | 0 | 63.1 | 109 |  | kWh | 0.0388 | -0.000132 | Commercial |  | Winter Only | [6 empty] | Small Boilers (<100 MMBtu/hr Heat Input):Uncontrolled | 15 | 0.6 | 0.6 | 0.6 | [10 empty] | 0% | 0% | 100% | 0 | 0 | 0 | 0 | 0 | 0 | 0 | 0 | 0 | 0 | 0 | 2015 Qtr 1: 0; 2015 Qtr 2: 0; 2015 Qtr 3: 0; 2015 Qtr 4: 0 | 0 | 1
416198-Pkg HP <65k Three Phase SEER = 14.0-UP Stream | NE-HVAC-airHP-Pkg-lt55kBtuh-14p0seer-8p0hspf | System | Commercial | NON_res:DEER:HVAC_Split-Package_HP | TRUE |  |  | Ton | ROB | 113.1 | 0 | 50 | 0 | 0 | 63.1 | 109 |  | kWh | 0.0388 | -0.000132 | Commercial |  | Winter Only | [6 empty] | Small Boilers (<100 MMBtu/hr Heat Input):Uncontrolled | 15 | 0.85 | 0.85 | 0.85 | [10 empty] | 0% | 0% | 100% | 0 | 0 | 0 | 0 | 0 | 0 | 0 | 0 | 0 | 0 | 0 | 2015 Qtr 1: 0; 2015 Qtr 2: 0; 2015 Qtr 3: 0; 2015 Qtr 4: 0 | 0 | 1
416202-Pkg AC 135-239k EER=11.5-UP Stream | NE-HVAC-airAC-SpltPkg-135to239kBtuh-11p5eer | System | Commercial | NON_res:DEER:HVAC_Split-Package_AC | TRUE |  |  | Ton | ROB | 69.43 | 0 | 50 | 0 | 0 | 19.43 | 36.7 |  | kWh | 0.0175 | -0.411 | Commercial |  | Winter Only | [6 empty] | Small Boilers (<100 MMBtu/hr Heat Input):Uncontrolled | 15 | 0.85 | 0.85 | 0.85 | [10 empty] | 0% | 0% | 100% | 0 | 0 | 54.32 | 0 | 0 | 0 | 0 | 0 | 0 | 0 | 0 | 2015 Qtr 1: 13.58; 2015 Qtr 2: 13.58; 2015 Qtr 3: 13.58; 2015 Qtr 4: 13.58 | 54.32 | 1
416204-Pkg AC 135-239k EER=12.0 ER-Rebate | NE-HVAC-airAC-SpltPkg-135to239kBtuh-12p0eer | System | Commercial | NON_res:DEER:HVAC_Split-Package_AC | TRUE |  |  | Ton | ER | 572.0214 | 125 | 0 | 0 | 0 | 447.0214 | 992 |  | kWh | 0.328 | -4.74 | Commercial |  | Winter Only | 15 | 86.18 |  | 117 | 0.0361 | -1.29 | Small Boilers (<100 MMBtu/hr Heat Input):Uncontrolled | 5 | 0.85 | 0.85 | 0.85 | [10 empty] | 0% | 0% | 100% | 0 | 0 | 85.2 | 0 | 0 | 0 | 0 | 0 | 0 | 0 | 0 | 2015 Qtr 1: 21.3; 2015 Qtr 2: 21.3; 2015 Qtr 3: 21.3; 2015 Qtr 4: 21.3 | 85.2 | 1
416205-Pkg AC 135-239k EER=12.0-UP Stream | NE-HVAC-airAC-SpltPkg-135to239kBtuh-12p0eer | System | Commercial | NON_res:DEER:HVAC_Split-Package_AC | TRUE |  |  | Ton | ROB | 86.18 | 0 | 50 | 0 | 0 | 36.18 | 117 |  | kWh | 0.0361 | -1.29 | Commercial |  | Winter Only | [6 empty] | Small Boilers (<100 MMBtu/hr Heat Input):Uncontrolled | 15 | 0.85 | 0.85 | 0.85 | [10 empty] | 0% | 0% | 100% | 0 | 0 | 17.75 | 0 | 0 | 0 | 0 | 0 | 0 | 0 | 0 | 2015 Qtr 1: 4.4375; 2015 Qtr 2: 4.4375; 2015 Qtr 3: 4.4375; 2015 Qtr 4: 4.4375 | 17.75 | 1
416206-Pkg AC 135-239k EER=12.0-Rebate | NE-HVAC-airAC-SpltPkg-135to239kBtuh-12p0eer | System | Commercial | NON_res:DEER:HVAC_Split-Package_AC | TRUE |  |  | Ton | ROB | 86.18 | 50 | 0 | 0 | 0 | 36.18 | 117 |  | kWh | 0.0361 | -1.29 | Commercial |  | Winter Only | [6 empty] | Small Boilers (<100 MMBtu/hr Heat Input):Uncontrolled | 15 | 0.6 | 0.6 | 0.6 | [10 empty] | 0% | 0% | 100% | 0 | 0 | 21.3 | 0 | 0 | 0 | 0 | 0 | 0 | 0 | 0 | 2015 Qtr 1: 5.325; 2015 Qtr 2: 5.325; 2015 Qtr 3: 5.325; 2015 Qtr 4: 5.325 | 21.3 | 1
416220-Pkg AC 65-89k EER=12.0 ER-Rebate | NE-HVAC-airAC-SpltPkg-65to109kBtuh-12p0eer | System | Commercial | NON_res:DEER:HVAC_Split-Package_AC | TRUE |  |  | Ton | ER | 516.1558 | 125 | 0 | 0 | 0 | 391.1558 | 1240 |  | kWh | 0.299 | -3.96 | Commercial |  | Winter Only | 15 | 55.32 |  | 163 | 0.0818 | -1.07 | Small Boilers (<100 MMBtu/hr Heat Input):Uncontrolled | 5 | 0.6 | 0.6 | 0.6 | [10 empty] | 0% | 0% | 100% | 0 | 0 | 5.33 | 0 | 0 | 0 | 0 | 0 | 0 | 0 | 0 | 2015 Qtr 1: 1.3325; 2015 Qtr 2: 1.3325; 2015 Qtr 3: 1.3325; 2015 Qtr 4: 1.3325 | 5.33 | 1
416221-Pkg AC 65-89k EER=12.0-UP Stream | NE-HVAC-airAC-SpltPkg-65to109kBtuh-12p0eer | System | Commercial | NON_res:DEER:HVAC_Split-Package_AC | TRUE |  |  | Ton | ROB | 55.32 | 0 | 50 | 0 | 0 | 5.32 | 163 |  | kWh | 0.0818 | -1.07 | Commercial |  | Winter Only | [6 empty] | Small Boilers (<100 MMBtu/hr Heat Input):Uncontrolled | 15 | 0.85 | 0.85 | 0.85 | [10 empty] | 0% | 0% | 100% | 0 | 0 | 8.52 | 0 | 0 | 0 | 0 | 0 | 0 | 0 | 0 | 2015 Qtr 1: 2.13; 2015 Qtr 2: 2.13; 2015 Qtr 3: 2.13; 2015 Qtr 4: 2.13 | 8.52 | 1
416222-Pkg AC 65-89k EER=12.0-Rebate | NE-HVAC-airAC-SpltPkg-65to109kBtuh-12p0eer | System | Commercial | NON_res:DEER:HVAC_Split-Package_AC | TRUE |  |  | Ton | ROB | 55.32 | 50 | 0 | 0 | 0 | 5.32 | 163 |  | kWh | 0.0818 | -1.07 | Commercial |  | Winter Only | [6 empty] | Small Boilers (<100 MMBtu/hr Heat Input):Uncontrolled | 15 | 0.6 | 0.6 | 0.6 | [10 empty] | 0% | 0% | 100% | 0 | 0 | 10.65 | 0 | 0 | 0 | 0 | 0 | 0 | 0 | 0 | 2015 Qtr 1: 2.6625; 2015 Qtr 2: 2.6625; 2015 Qtr 3: 2.6625; 2015 Qtr 4: 2.6625 | 10.65 | 1
416224-Pkg AC 90-134k EER=11.5-UP Stream | NE-HVAC-airAC-SpltPkg-110to134kBtuh-11p5eer | System | Commercial | NON_res:DEER:HVAC_Split-Package_AC | TRUE |  |  | Ton | ROB | 109.71 | 0 | 50 | 0 | 0 | 59.71 | 132 |  | kWh | 0.0596 | -0.957 | Commercial |  | Winter Only | [6 empty] | Small Boilers (<100 MMBtu/hr Heat Input):Uncontrolled | 15 | 0.85 | 0.85 | 0.85 | [10 empty] | 0% | 0% | 100% | 0 | 0 | 5.68 | 0 | 0 | 0 | 0 | 0 | 0 | 0 | 0 | 2015 Qtr 1: 1.42; 2015 Qtr 2: 1.42; 2015 Qtr 3: 1.42; 2015 Qtr 4: 1.42 | 5.68 | 1
416226-Pkg AC 90-134k EER=12.0 ER-UP Stream | NE-HVAC-airAC-SpltPkg-110to134kBtuh-12p0eer | System | Commercial | NON_res:DEER:HVAC_Split-Package_AC | TRUE |  |  | Ton | ER | 658.2857 | 0 | 125 | 0 | 0 | 533.2857 | 920 |  | kWh | 0.299 | -3.95 | Commercial |  | Winter Only | 15 | 150.64 |  | 163 | 0.0818 | -1.07 | Small Boilers (<100 MMBtu/hr Heat Input):Uncontrolled | 5 | 0.85 | 0.85 | 0.85 | [10 empty] | 0% | 0% | 100% | 0 | 0 | 7.1 | 0 | 0 | 0 | 0 | 0 | 0 | 0 | 0 | 2015 Qtr 1: 1.775; 2015 Qtr 2: 1.775; 2015 Qtr 3: 1.775; 2015 Qtr 4: 1.775 | 7.1 | 1
416227-Pkg AC 90-134k EER=12.0 ER-Rebate | NE-HVAC-airAC-SpltPkg-110to134kBtuh-12p0eer | System | Commercial | NON_res:DEER:HVAC_Split-Package_AC | TRUE |  |  | Ton | ER | 658.2857 | 125 | 0 | 0 | 0 | 533.2857 | 920 |  | kWh | 0.299 | -3.95 | Commercial |  | Winter Only | 15 | 150.64 |  | 163 | 0.0818 | -1.07 | Small Boilers (<100 MMBtu/hr Heat Input):Uncontrolled | 5 | 0.85 | 0.85 | 0.85 | [10 empty] | 0% | 0% | 100% | 0 | 0 | 15.98 | 0 | 0 | 0 | 0 | 0 | 0 | 0 | 0 | 2015 Qtr 1: 3.995; 2015 Qtr 2: 3.995; 2015 Qtr 3: 3.995; 2015 Qtr 4: 3.995 | 15.98 | 1
416228-Pkg AC 90-134k EER=12.0-UP Stream | NE-HVAC-airAC-SpltPkg-110to134kBtuh-12p0eer | System | Commercial | NON_res:DEER:HVAC_Split-Package_AC | TRUE |  |  | Ton | ROB | 150.64 | 0 | 50 | 0 | 0 | 100.64 | 163 |  | kWh | 0.0818 | -1.07 | Commercial |  | Winter Only | [6 empty] | Small Boilers (<100 MMBtu/hr Heat Input):Uncontrolled | 15 | 0.85 | 0.85 | 0.85 | [10 empty] | 0% | 0% | 100% | 0 | 0 | 77.04 | 0 | 0 | 0 | 0 | 0 | 0 | 0 | 0 | 2015 Qtr 1: 19.26; 2015 Qtr 2: 19.26; 2015 Qtr 3: 19.26; 2015 Qtr 4: 19.26 | 77.04 | 1
416229-Pkg AC 90-134k EER=12.0-Rebate | NE-HVAC-airAC-SpltPkg-110to134kBtuh-12p0eer | System | Commercial | NON_res:DEER:HVAC_Split-Package_AC | TRUE |  |  | Ton | ROB | 150.64 | 50 | 0 | 0 | 0 | 100.64 | 163 |  | kWh | 0.0818 | -1.07 | Commercial |  | Winter Only | [6 empty] | Small Boilers (<100 MMBtu/hr Heat Input):Uncontrolled | 15 | 0.6 | 0.6 | 0.6 | [10 empty] | 0% | 0% | 100% | 0 | 0 | 90.53 | 0 | 0 | 0 | 0 | 0 | 0 | 0 | 0 | 2015 Qtr 1: 22.6325; 2015 Qtr 2: 22.6325; 2015 Qtr 3: 22.6325; 2015 Qtr 4: 22.6325 | 90.53 | 1
416240-Pkg HP 240-759k EER=10.5-UP Stream | NE-HVAC-airHP-SpltPkg-240to759kBtuh-10p5eer-3p2cop | System | Commercial | NON_res:DEER:HVAC_Split-Package_HP | TRUE |  |  | Ton | ROB | 192.65 | 0 | 50 | 0 | 0 | 142.65 | 105 |  | kWh | 0.0998 | 0 | Commercial |  | Winter Only | [6 empty] | Small Boilers (<100 MMBtu/hr Heat Input):Uncontrolled | 15 | 0.85 | 0.85 | 0.85 | [10 empty] | 0% | 0% | 0% | 0 | 0 | 106.5 | 0 | 0 | 0 | 0 | 0 | 0 | 0 | 0 | 2015 Qtr 1: 26.625; 2015 Qtr 2: 26.625; 2015 Qtr 3: 26.625; 2015 Qtr 4: 26.625 | 106.5 | 1
416281-Packaged Terminal AC 7-15k ER-Rebate | D03-099 | System | Commercial | NON_res:DEER:HVAC_Split-Package_AC | TRUE |  |  | Ton | ER | 763 | 100 | 0 | 0 | 0 | 663 | 580 |  | kWh | 0.245 | 0 | Commercial |  | Winter Only | 15 | 143 |  | 347 | 0.147 | 0 | Small Boilers (<100 MMBtu/hr Heat Input):Uncontrolled | 5 | 0.6 | 0.6 | 0.6 | [10 empty] | 0% | 0% | 0% | 0 | 0 | 3.2 | 0 | 0 | 0 | 0 | 0 | 0 | 0 | 0 | 2015 Qtr 1: 0.8; 2015 Qtr 2: 0.8; 2015 Qtr 3: 0.8; 2015 Qtr 4: 0.8 | 3.2 | 1
416282-Packaged Terminal AC 7-15k-Rebate | D03-099 | System | Commercial | NON_res:DEER:HVAC_Split-Package_AC | TRUE |  |  | Ton | ROB | 353 | 35 | 0 | 0 | 0 | 318 | 347 |  | kWh | 0.147 | 0 | Commercial |  | Winter Only | [6 empty] | Small Boilers (<100 MMBtu/hr Heat Input):Uncontrolled | 15 | 0.6 | 0.6 | 0.6 | [10 empty] | 0% | 0% | 0% | 0 | 0 | 2.66 | 0 | 0 | 0 | 0 | 0 | 0 | 0 | 0 | 2015 Qtr 1: 0.665; 2015 Qtr 2: 0.665; 2015 Qtr 3: 0.665; 2015 Qtr 4: 0.665 | 2.66 | 1
416287-Packaged Terminal HP 7-15k ER-Rebate | D03-101 | System | Commercial | NON_res:DEER:HVAC_Split-Package_HP | TRUE |  |  | Ton | ER | 1063 | 200 | 0 | 0 | 0 | 863 | 560 |  | kWh | 0.232 | 0 | Commercial |  | Winter Only | 15 | 353 |  | 344 | 0.143 | 0 | Small Boilers (<100 MMBtu/hr Heat Input):Uncontrolled | 5 | 0.6 | 0.6 | 0.6 | [10 empty] | 0% | 0% | 0% | 0 | 0 | 230.04 | 0 | 0 | 0 | 0 | 0 | 0 | 0 | 0 | 2015 Qtr 1: 57.51; 2015 Qtr 2: 57.51; 2015 Qtr 3: 57.51; 2015 Qtr 4: 57.51 | 230.04 | 1
416288-Packaged Terminal HP 7-15k-Rebate | D03-101 | System | Commercial | NON_res:DEER:HVAC_Split-Package_HP | TRUE |  |  | Ton | ROB | 353 | 100 | 0 | 0 | 0 | 253 | 344 |  | kWh | 0.143 | 0 | Commercial |  | Winter Only | [6 empty] | Small Boilers (<100 MMBtu/hr Heat Input):Uncontrolled | 15 | 0.6 | 0.6 | 0.6 | [10 empty] | 0% | 0% | 0% | 0 | 0 | 19.53 | 0 | 0 | 0 | 0 | 0 | 0 | 0 | 0 | 2015 Qtr 1: 4.8825; 2015 Qtr 2: 4.8825; 2015 Qtr 3: 4.8825; 2015 Qtr 4: 4.8825 | 19.53 | 1
416291-Comb Condenser Fan Coil-DI | WPSDGENRHC1040-Rev00-Msr001 | System | Commercial | NON_res:DEER:HVAC_Refrig_Charge | TRUE |  |  | Ton | ROB | 5 | 0 | 5 | 0 | 0 | 0 | 40 |  | kWh | 0.015 | 0 | Commercial |  | Winter Only | [6 empty] | Small Boilers (<100 MMBtu/hr Heat Input):Uncontrolled | 3 | 0.6 | 0.6 | 0.6 |  |  | 0.67 | [7 empty] | 0% | 0% | 0% | 0 | 0 | 0.84 | 0 | 0 | 0 | 0 | 0 | 0 | 0 | 0 | 2015 Qtr 1: 0.21; 2015 Qtr 2: 0.21; 2015 Qtr 3: 0.21; 2015 Qtr 4: 0.21 | 0.84 | 1
416305-Commercial Packaged Economizer Retrofit-UP Stream | D03-058 | System | Commercial | NON_res:DEER:HVAC_Split-Package_AC | TRUE |  |  | Ton | ROB | 81.36 | 0 | 50 | 0 | 0 | 31.36 | 372 |  | kWh | 0.00271 | -0.00863 | Commercial |  | Winter Only | [6 empty] | Small Boilers (<100 MMBtu/hr Heat Input):Uncontrolled | 10 | 0.6 | 0.6 | 0.6 | [10 empty] | 0% | 0% | 0% | 0 | 0 | 60.35 | 0 | 0 | 0 | 0 | 0 | 0 | 0 | 0 | 2015 Qtr 1: 15.0875; 2015 Qtr 2: 15.0875; 2015 Qtr 3: 15.0875; 2015 Qtr 4: 15.0875 | 60.35 | 1
416330-Split AC <65k Single Phase SEER = 14.0-UP Stream | NE-HVAC-airAC-Split-lt55kBtuh-14p0seer | System | Commercial | NON_res:DEER:HVAC_Split-Package_AC | TRUE |  |  | Ton | ROB | 113.1 | 0 | 50 | 0 | 0 | 63.1 | 314 |  | kWh | 0.0594 | -1.99 | Commercial |  | Winter Only | [6 empty] | Small Boilers (<100 MMBtu/hr Heat Input):Uncontrolled | 15 | 0.85 | 0.85 | 0.85 | [10 empty] | 0% | 0% | 100% | 0 | 0 | 0 | 0 | 0 | 0 | 0 | 0 | 0 | 0 | 0 | 2015 Qtr 1: 0; 2015 Qtr 2: 0; 2015 Qtr 3: 0; 2015 Qtr 4: 0 | 0 | 0
416331-Split AC <65k Single Phase SEER = 14.0-Rebate | NE-HVAC-airAC-Split-lt55kBtuh-14p0seer | System | Commercial | NON_res:DEER:HVAC_Split-Package_AC | TRUE |  |  | Ton | ROB | 113.1 | 50 | 0 | 0 | 0 | 63.1 | 314 |  | kWh | 0.0594 | -1.99 | Commercial |  | Winter Only | [6 empty] | Small Boilers (<100 MMBtu/hr Heat Input):Uncontrolled | 15 | 0.6 | 0.6 | 0.6 | [10 empty] | 0% | 0% | 100% | 0 | 0 | 0 | 0 | 0 | 0 | 0 | 0 | 0 | 0 | 0 | 2015 Qtr 1: 0; 2015 Qtr 2: 0; 2015 Qtr 3: 0; 2015 Qtr 4: 0 | 0 | 1
416359-PTAC/PTHP Controllers EMS-DI | WPSDGENRHC1050-Rev00-Msr001 | System | Commercial | NON_res:DEER:HVAC_Split-Package_HP | TRUE |  |  | Ton | RET | 250 | 0 | 0 | 50 | 200 | 0 | 481 |  | kWh | 0.198 | 0 | Commercial |  | Winter Only | [6 empty] | Small Boilers (<100 MMBtu/hr Heat Input):Uncontrolled | 11 | 0.6 | 0.6 | 0.6 | [10 empty] | 0% | 0% | 0% | 0 | 0 | 860.06 | 0 | 0 | 0 | 0 | 0 | 0 | 0 | 0 | 2015 Qtr 1: 215.015; 2015 Qtr 2: 215.015; 2015 Qtr 3: 215.015; 2015 Qtr 4: 215.015 | 860.06 | 1
416361-PTAC/PTHP Controllers ACC-DI | WPSDGENRHC1051-Rev00-Msr001 | System | Commercial | NON_res:DEER:HVAC_Split-Package_HP | TRUE |  |  | Ton | RET | 346.19 | 0 | 0 | 50 | 200 | 96.19 | 644.8404 |  | kWh | 0.24816 | 0 | Commercial |  | Winter Only | [6 empty] | Small Boilers (<100 MMBtu/hr Heat Input):Uncontrolled | 15 | 0.6 | 0.6 | 0.6 | [10 empty] | 0% | 0% | 0% | 0 | 0 | 15.78 | 0 | 0 | 0 | 0 | 0 | 0 | 0 | 0 | 2015 Qtr 1: 3.945; 2015 Qtr 2: 3.945; 2015 Qtr 3: 3.945; 2015 Qtr 4: 3.945 | 15.78 | 1
416363-Amana PTAC/PTHP Controllers EMS-DI | WPSDGENRHC1050-Rev00-Msr001 | System | Commercial | NON_res:DEER:HVAC_Split-Package_HP | TRUE |  |  | Ton | RET | 346.19 | 0 | 0 | 50 | 100 | 196.19 | 481 |  | kWh | 0.198 | 0 | Commercial |  | Winter Only | [6 empty] | Small Boilers (<100 MMBtu/hr Heat Input):Uncontrolled | 15 | 0.6 | 0.6 | 0.6 | [10 empty] | 0% | 0% | 0% | 0 | 0 | 244.77 | 0 | 0 | 0 | 0 | 0 | 0 | 0 | 0 | 2015 Qtr 1: 61.1925; 2015 Qtr 2: 61.1925; 2015 Qtr 3: 61.1925; 2015 Qtr 4: 61.1925 | 244.77 | 1
416381-Commercial Coil Cleaning Less than 3 tons - Incentive | WP_NoSavings-Rev00-Msr001 | System | Commercial | 35-OTI-OtherIndustrial-PROC_OTH | TRUE |  |  | Unit | RET | 0 | 0 | 0 | 0 | 0 | 0 | 0 |  | kWh | 0 | 0 | Commercial |  | Winter Only | [6 empty] | Small Boilers (<100 MMBtu/hr Heat Input):Uncontrolled | 0 | 0.6 | 0.6 | 0.6 | [10 empty] | 0% | 0% | 0% | 0 | 0 | 0 | 0 | 0 | 0 | 0 | 0 | 0 | 0 | 0 | 2015 Qtr 1: 0; 2015 Qtr 2: 0; 2015 Qtr 3: 0; 2015 Qtr 4: 0 | 0 | 1
416382-Commercial Coil Cleaning 3 to 5 tons - Incentive | WP_NoSavings-Rev00-Msr001 | System | Commercial | 35-OTI-OtherIndustrial-PROC_OTH | TRUE |  |  | Unit | RET | 0 | 0 | 0 | 0 | 0 | 0 | 0 |  | kWh | 0 | 0 | Commercial |  | Winter Only | [6 empty] | Small Boilers (<100 MMBtu/hr Heat Input):Uncontrolled | 0 | 0.6 | 0.6 | 0.6 | [10 empty] | 0% | 0% | 0% | 0 | 0 | 0 | 0 | 0 | 0 | 0 | 0 | 0 | 0 | 0 | 2015 Qtr 1: 0; 2015 Qtr 2: 0; 2015 Qtr 3: 0; 2015 Qtr 4: 0 | 0 | 1
416383-Commercial Coil Cleaning over 25 tons - Incentive | WP_NoSavings-Rev00-Msr001 | System | Commercial | 35-OTI-OtherIndustrial-PROC_OTH | TRUE |  |  | Unit | RET | 0 | 0 | 0 | 0 | 0 | 0 | 0 |  | kWh | 0 | 0 | Commercial |  | Winter Only | [6 empty] | Small Boilers (<100 MMBtu/hr Heat Input):Uncontrolled | 0 | 0.6 | 0.6 | 0.6 | [10 empty] | 0% | 0% | 0% | 0 | 0 | 0 | 0 | 0 | 0 | 0 | 0 | 0 | 0 | 0 | 2015 Qtr 1: 0; 2015 Qtr 2: 0; 2015 Qtr 3: 0; 2015 Qtr 4: 0 | 0 | 1
416384-Commercial Condenser Coil Cleaning (Typical Unit) Savings Only | WPSDGENRHC1020-Rev00-Msr001 | System | Commercial | NON_res:DEER:HVAC_Refrig_Charge | TRUE |  |  | Ton | ROB | 30.5 | 22.3453 | 0 | 0 | 0 | 8.1547 | 172 |  | kWh | 0.063 | 0 | Commercial |  | Winter Only | [6 empty] | Small Boilers (<100 MMBtu/hr Heat Input):Uncontrolled | 3 | 0.6 | 0.6 | 0.6 |  |  | 0.67 | [7 empty] | 0% | 0% | 0% | 0 | 0 | 19404.23 | 0 | 0 | 0 | 0 | 0 | 0 | 0 | 0 | 2015 Qtr 1: 4851.0575; 2015 Qtr 2: 4851.0575; 2015 Qtr 3: 4851.0575; 2015 Qtr 4: 4851.0575 | 19404.23 | 1
416394-RCA Refr Chg Less than 3 tons-Incentive | WP_NoSavings-Rev00-Msr001 | System | Commercial | 35-OTI-OtherIndustrial-PROC_OTH | TRUE |  |  | Unit | RET | 0 | 0 | 0 | 0 | 0 | 0 | 0 |  | kWh | 0 | 0 | Commercial |  | Winter Only | [6 empty] | Small Boilers (<100 MMBtu/hr Heat Input):Uncontrolled | 0 | 0.73 | 0.73 | 0.73 |  |  | 0.67 | [7 empty] | 0% | 0% | 0% | 0 | 0 | 0 | 0 | 0 | 0 | 0 | 0 | 0 | 0 | 0 | 2015 Qtr 1: 0; 2015 Qtr 2: 0; 2015 Qtr 3: 0; 2015 Qtr 4: 0 | 0 | 1
416395-Commercial Coil Cleaning 6 to 25 tons - Incentive | WP_NoSavings-Rev00-Msr001 | System | Commercial | 35-OTI-OtherIndustrial-PROC_OTH | TRUE |  |  | Unit | RET | 0 | 0 | 0 | 0 | 0 | 0 | 0 |  | kWh | 0 | 0 | Commercial |  | Winter Only | [6 empty] | Small Boilers (<100 MMBtu/hr Heat Input):Uncontrolled | 0 | 0.6 | 0.6 | 0.6 | [10 empty] | 0% | 0% | 0% | 0 | 0 | 0 | 0 | 0 | 0 | 0 | 0 | 0 | 0 | 0 | 2015 Qtr 1: 0; 2015 Qtr 2: 0; 2015 Qtr 3: 0; 2015 Qtr 4: 0 | 0 | 1
416396-RCA Refr Chg - 3 to 5 tons-Incentive | WP_NoSavings-Rev00-Msr001 | System | Commercial | 35-OTI-OtherIndustrial-PROC_OTH | TRUE |  |  | Unit | RET | 0 | 0 | 0 | 0 | 0 | 0 | 0 |  | kWh | 0 | 0 | Commercial |  | Winter Only | [6 empty] | Small Boilers (<100 MMBtu/hr Heat Input):Uncontrolled | 0 | 0.73 | 0.73 | 0.73 |  |  | 0.67 | [7 empty] | 0% | 0% | 0% | 0 | 0 | 0 | 0 | 0 | 0 | 0 | 0 | 0 | 0 | 0 | 2015 Qtr 1: 0; 2015 Qtr 2: 0; 2015 Qtr 3: 0; 2015 Qtr 4: 0 | 0 | 1
416397-RCA Refr Chg - 6 to 25 tons-Incentive | WP_NoSavings-Rev00-Msr001 | System | Commercial | 35-OTI-OtherIndustrial-PROC_OTH | TRUE |  |  | Unit | RET | 0 | 0 | 0 | 0 | 0 | 0 | 0 |  | kWh | 0 | 0 | Commercial |  | Winter Only | [6 empty] | Small Boilers (<100 MMBtu/hr Heat Input):Uncontrolled | 0 | 0.73 | 0.73 | 0.73 |  |  | 0.67 | [7 empty] | 0% | 0% | 0% | 0 | 0 | 0 | 0 | 0 | 0 | 0 | 0 | 0 | 0 | 0 | 2015 Qtr 1: 0; 2015 Qtr 2: 0; 2015 Qtr 3: 0; 2015 Qtr 4: 0 | 0 | 1
416398-RCA Refr Chg - over 25 tons-Incentive | WP_NoSavings-Rev00-Msr001 | System | Commercial | 35-OTI-OtherIndustrial-PROC_OTH | TRUE |  |  | Unit | RET | 0 | 0 | 0 | 0 | 0 | 0 | 0 |  | kWh | 0 | 0 | Commercial |  | Winter Only | [6 empty] | Small Boilers (<100 MMBtu/hr Heat Input):Uncontrolled | 0 | 0.73 | 0.73 | 0.73 |  |  | 0.67 | [7 empty] | 0% | 0% | 0% | 0 | 0 | 0 | 0 | 0 | 0 | 0 | 0 | 0 | 0 | 0 | 2015 Qtr 1: 0; 2015 Qtr 2: 0; 2015 Qtr 3: 0; 2015 Qtr 4: 0 | 0 | 1
416404-Commercial Evaporator Coil Cleaning - Savings Only 2013 | WPSDGENRHC1010-Rev00-Msr001 | System | Commercial | NON_res:DEER:HVAC_Refrig_Charge | TRUE |  |  | Ton | ROB | 35.11 | 0 | 0 | 35.11 | 0 | 0 | 92.6166 |  | kWh | 0.020982 | 0 | Commercial |  | Winter Only | [6 empty] | Small Boilers (<100 MMBtu/hr Heat Input):Uncontrolled | 3 | 0.6 | 0.6 | 0.6 |  |  | 0.67 | [7 empty] | 0% | 0% | 0% | 0 | 0 | 16465.4 | 0 | 0 | 0 | 0 | 0 | 0 | 0 | 0 | 2015 Qtr 1: 4116.35; 2015 Qtr 2: 4116.35; 2015 Qtr 3: 4116.35; 2015 Qtr 4: 4116.35 | 16465.4 | 1
416409-RCA Inc Refr Chg - Savings Only | Com-RefrigCharge-wtd | System | Commercial | NON_res:DEER:HVAC_Refrig_Charge | TRUE |  |  | Ton | RET | 45 | 26.334 | 0 | 17 | 0 | 1.666 | 141 |  | kWh | 0.0943 | -0.00931 | Commercial |  | Winter Only | [6 empty] | Small Boilers (<100 MMBtu/hr Heat Input):Uncontrolled | 10 | 0.73 | 0.73 | 0.73 |  |  | 0.67 | [7 empty] | 0% | 0% | 0% | 0 | 0 | 15308.88 | 0 | 0 | 0 | 0 | 0 | 0 | 0 | 0 | 2015 Qtr 1: 3827.22; 2015 Qtr 2: 3827.22; 2015 Qtr 3: 3827.22; 2015 Qtr 4: 3827.22 | 15308.88 | 0
416410-RCA Test Only Less than 3 tons - Incentive | WP_NoSavings-Rev00-Msr001 | System | Commercial | 35-OTI-OtherIndustrial-PROC_OTH | TRUE |  |  | Unit | RET | 25 | 25 | 0 | 0 | 0 | 0 | 0 |  | kWh | 0 | 0 | Commercial |  | Winter Only | [6 empty] | Small Boilers (<100 MMBtu/hr Heat Input):Uncontrolled | 0 | 0.73 | 0.73 | 0.73 |  |  | 0.67 | [7 empty] | 0% | 0% | 0% | 0 | 0 | 515.03 | 0 | 0 | 0 | 0 | 0 | 0 | 0 | 0 | 2015 Qtr 1: 128.7575; 2015 Qtr 2: 128.7575; 2015 Qtr 3: 128.7575; 2015 Qtr 4: 128.7575 | 515.03 | 0
416412-RCA Test Only 3 to 5 tons - Incentive | WP_NoSavings-Rev00-Msr001 | System | Commercial | 35-OTI-OtherIndustrial-PROC_OTH | TRUE |  |  | Unit | RET | 25 | 25 | 0 | 0 | 0 | 0 | 0 |  | kWh | 0 | 0 | Commercial |  | Winter Only | [6 empty] | Small Boilers (<100 MMBtu/hr Heat Input):Uncontrolled | 0 | 0.73 | 0.73 | 0.73 |  |  | 0.67 | [7 empty] | 0% | 0% | 0% | 0 | 0 | 2864.07 | 0 | 0 | 0 | 0 | 0 | 0 | 0 | 0 | 2015 Qtr 1: 716.0175; 2015 Qtr 2: 716.0175; 2015 Qtr 3: 716.0175; 2015 Qtr 4: 716.0175 | 2864.07 | 0
416414-RCA Test Only 6 to 25 tons - Incentive | WP_NoSavings-Rev00-Msr001 | System | Commercial | 35-OTI-OtherIndustrial-PROC_OTH | TRUE |  |  | Unit | RET | 35 | 35 | 0 | 0 | 0 | 0 | 0 |  | kWh | 0 | 0 | Commercial |  | Winter Only | [6 empty] | Small Boilers (<100 MMBtu/hr Heat Input):Uncontrolled | 0 | 0.73 | 0.73 | 0.73 |  |  | 0.67 | [7 empty] | 0% | 0% | 0% | 0 | 0 | 614.72 | 0 | 0 | 0 | 0 | 0 | 0 | 0 | 0 | 2015 Qtr 1: 153.68; 2015 Qtr 2: 153.68; 2015 Qtr 3: 153.68; 2015 Qtr 4: 153.68 | 614.72 | 0
416416-RCA Test Only - Over 25 tons - Incentive | WP_NoSavings-Rev00-Msr001 | System | Commercial | 35-OTI-OtherIndustrial-PROC_OTH | TRUE |  |  | Unit | RET | 45 | 45 | 0 | 0 | 0 | 0 | 0 |  | kWh | 0 | 0 | Commercial |  | Winter Only | [6 empty] | Small Boilers (<100 MMBtu/hr Heat Input):Uncontrolled | 0 | 0.73 | 0.73 | 0.73 |  |  | 0.67 | [7 empty] | 0% | 0% | 0% | 0 | 0 | 20.31 | 0 | 0 | 0 | 0 | 0 | 0 | 0 | 0 | 2015 Qtr 1: 5.0775; 2015 Qtr 2: 5.0775; 2015 Qtr 3: 5.0775; 2015 Qtr 4: 5.0775 | 20.31 | 0
461793-Customer Service and Maintenance Agreement Incentives | WP_NoSavings-Rev00-Msr001 | System | Commercial | 35-OTI-OtherIndustrial-PROC_OTH | TRUE |  |  | Dollars | RET | 2 | 1 | 0 | 0 | 0 | 1 | 0 |  | kWh | 0 | 0 | Commercial |  | Winter Only | [6 empty] | Small Boilers (<100 MMBtu/hr Heat Input):Uncontrolled | 0 | 0.7 | 0.7 | 0.7 | [10 empty] | 0% | 0% | 0% | 0 | 0 | 39368.4 | 0 | 0 | 0 | 0 | 0 | 0 | 0 | 0 | 2015 Qtr 1: 9842.1; 2015 Qtr 2: 9842.1; 2015 Qtr 3: 9842.1; 2015 Qtr 4: 9842.1 | 39368.4 | 0
428002-1-Small Pkg AC, increase refrigerant charge from typical under-charge to factory specified level | Com-RefrigCharge-wtd | System | Commercial | NON_res:DEER:HVAC_Split-Package_AC | TRUE |  |  | Ton | RET | 37.82 | 0 | 0 | 25.21 | 12.61 | 0 | 141 |  | kWh | 0.0943 | -0.00931 | Commercial |  | Winter Only | [6 empty] | Small Boilers (<100 MMBtu/hr Heat Input):Uncontrolled | 10 | 0.73 | 0.73 | 0.73 |  |  | 0.67 | [7 empty] | 0% | 0% | 100% | 0 | 0 | 862 | 0 | 0 | 0 | 0 | 0 | 0 | 0 | 0 | 2015 Qtr 1: 215.5; 2015 Qtr 2: 215.5; 2015 Qtr 3: 215.5; 2015 Qtr 4: 215.5 | 862 | 1
428003-1-Small Pkg AC, increase refrigerant charge from high under-charge to factory specified level | Com-RefrigCharge-wtd | System | Commercial | NON_res:DEER:HVAC_Split-Package_AC | TRUE |  |  | Ton | RET | 37.82 | 0 | 0 | 25.21 | 12.61 | 0 | 141 |  | kWh | 0.0943 | -0.00931 | Commercial |  | Winter Only | [6 empty] | Small Boilers (<100 MMBtu/hr Heat Input):Uncontrolled | 10 | 0.73 | 0.73 | 0.73 |  |  | 0.67 | [7 empty] | 0% | 0% | 100% | 0 | 0 | 1366 | 0 | 0 | 0 | 0 | 0 | 0 | 0 | 0 | 2015 Qtr 1: 341.5; 2015 Qtr 2: 341.5; 2015 Qtr 3: 341.5; 2015 Qtr 4: 341.5 | 1366 | 1
428004-1-Small Pkg AC, decrease refrigerant charge from typical over-charge to factory specified level | Com-RefrigCharge-wtd | System | Commercial | NON_res:DEER:HVAC_Split-Package_AC | TRUE |  |  | Ton | RET | 38.01 | 0 | 0 | 25.34 | 12.67 | 0 | 141 |  | kWh | 0.0943 | -0.00931 | Commercial |  | Winter Only |  | 38.01 |  |  |  |  | Small Boilers (<100 MMBtu/hr Heat Input):Uncontrolled | 10 | 0.73 | 0.73 | 0.73 |  |  | 0.67 | [7 empty] | 0% | 0% | 100% | 0 | 0 | 396 | 0 | 0 | 0 | 0 | 0 | 0 | 0 | 0 | 2015 Qtr 1: 99; 2015 Qtr 2: 99; 2015 Qtr 3: 99; 2015 Qtr 4: 99 | 396 | 1
428005-1-Small Pkg AC, decrease refrigerant charge from high over-charge to factory specified level | Com-RefrigCharge-wtd | System | Commercial | NON_res:DEER:HVAC_Split-Package_AC | TRUE |  |  | Ton | RET | 38.01 | 0 | 0 | 24.52 | 12.26 | 1.23 | 141 |  | kWh | 0.0943 | -0.00931 | Commercial |  | Winter Only | [6 empty] | Small Boilers (<100 MMBtu/hr Heat Input):Uncontrolled | 10 | 0.73 | 0.73 | 0.73 |  |  | 0.67 | [7 empty] | 0% | 0% | 100% | 0 | 0 | 716 | 0 | 0 | 0 | 0 | 0 | 0 | 0 | 0 | 2015 Qtr 1: 179; 2015 Qtr 2: 179; 2015 Qtr 3: 179; 2015 Qtr 4: 179 | 716 | 1
428006-1-Replaced refrig. line insulation (A/C) | WPSDGENRRN1000-Rev00-Msr001 | System | Commercial | 01-ALC-AllCommercial-Refrig | TRUE |  |  | linear ft | ROB | 30.03 | 0 | 0 | 20.02 | 10.01 | 1.7764e-15 | 3.469 |  | kWh | 0.00045 | 0 | Commercial |  | Winter Only | [6 empty] | Small Boilers (<100 MMBtu/hr Heat Input):Uncontrolled | 11 | 0.6 | 0.6 | 0.6 | [10 empty] | 0% | 0% | 100% | 0 | 0 | 2145 | 0 | 0 | 0 | 0 | 0 | 0 | 0 | 0 | 2015 Qtr 1: 536.25; 2015 Qtr 2: 536.25; 2015 Qtr 3: 536.25; 2015 Qtr 4: 536.25 | 2145 | 1
428008-1-Cleaned Condenser Coil | WPSDGENRHC1020-Rev00-Msr001 | System | Commercial | NON_res:DEER:HVAC_Split-Package_AC | TRUE |  |  | Ton | RET | 26.29 | 0 | 0 | 11.68 | 14.61 | 0 | 228 |  | kWh | 0.067 | 0 | Commercial |  | Winter Only | [6 empty] | Small Boilers (<100 MMBtu/hr Heat Input):Uncontrolled | 3 | 0.6 | 0.6 | 0.6 |  |  | 0.67 | [7 empty] | 0% | 0% | 100% | 0 | 0 | 19778 | 0 | 0 | 0 | 0 | 0 | 0 | 0 | 0 | 2015 Qtr 1: 4944.5; 2015 Qtr 2: 4944.5; 2015 Qtr 3: 4944.5; 2015 Qtr 4: 4944.5 | 19778 | 1
428009-1-Cleaned Evap. Coil | WPSDGENRHC1010-Rev00-Msr001 | System | Commercial | NON_res:DEER:HVAC_Split-Package_AC | TRUE |  |  | Ton | RET | 45.41 | 0 | 0 | 20.18 | 25.23 | 0 | 92.6166 |  | kWh | 0.020982 | 0 | Commercial |  | Winter Only | [6 empty] | Small Boilers (<100 MMBtu/hr Heat Input):Uncontrolled | 3 | 0.6 | 0.6 | 0.6 | [10 empty] | 0% | 0% | 100% | 0 | 0 | 17276 | 0 | 0 | 0 | 0 | 0 | 0 | 0 | 0 | 2015 Qtr 1: 4319; 2015 Qtr 2: 4319; 2015 Qtr 3: 4319; 2015 Qtr 4: 4319 | 17276 | 1
428010-1-Checked and re-positioned outside air dampers | D03-060 | System | Commercial | NON_res:DEER:HVAC_Split-Package_HP | TRUE |  |  | Ton | RET | 7.52 | 0 | 0 | 5.02 | 2.5 | 0 | 459 |  | kWh | 0.00436 | -8.79 | Commercial |  | Winter Only | [6 empty] | Small Boilers (<100 MMBtu/hr Heat Input):Uncontrolled | 5 | 0.6 | 0.6 | 0.6 |  |  | 0.67 | [7 empty] | 0% | 0% | 100% | 0 | 0 | 38 | 0 | 0 | 0 | 0 | 0 | 0 | 0 | 0 | 2015 Qtr 1: 9.5; 2015 Qtr 2: 9.5; 2015 Qtr 3: 9.5; 2015 Qtr 4: 9.5 | 38 | 1
428014-1-Replaced air filter | WPSDGENRHC1030-Rev00-Msr001 | System | Commercial | NON_res:DEER:HVAC_Split-Package_HP | TRUE |  |  | Ton | RET | 12.19 | 0 | 0 | 5.42 | 6.77 | 0 | 50.1 |  | kWh | 0.012 | 0 | Commercial |  | Winter Only | [6 empty] | Small Boilers (<100 MMBtu/hr Heat Input):Uncontrolled | 1 | 0.6 | 0.6 | 0.6 | [10 empty] | 0% | 0% | 50% | 0 | 0 | 10905 | 0 | 0 | 0 | 0 | 0 | 0 | 0 | 0 | 2015 Qtr 1: 2726.25; 2015 Qtr 2: 2726.25; 2015 Qtr 3: 2726.25; 2015 Qtr 4: 2726.25 | 10905 | 1
428015-1-Replaced hot water line insulation (electric) | WPSDGENRWH1200-Rev00-Msr001 | System | Commercial | 35-OTI-OtherIndustrial-PROC_OTH | TRUE |  |  | Unit | RET | 54.22 | 0 | 0 | 36.15 | 18.07 | 0 | 44.127 |  | kWh | 0 | 0 | Commercial |  | Winter Only | [6 empty] | Small Boilers (<100 MMBtu/hr Heat Input):Uncontrolled | 3 | 0.6 | 0.6 | 0.6 | [10 empty] | 0% | 0% | 0% | 0 | 0 | 385 | 0 | 0 | 0 | 0 | 0 | 0 | 0 | 0 | 2015 Qtr 1: 96.25; 2015 Qtr 2: 96.25; 2015 Qtr 3: 96.25; 2015 Qtr 4: 96.25 | 385 | 1
428016-1-Replaced hot water line insulation (gas) | WPSDGENRWH1202-Rev01-Msr001 | System | Commercial | 35-OTI-OtherIndustrial-PROC_OTH | TRUE |  |  | linear ft | RET | 78.98 | 0 | 0 | 52.65 | 26.33 | 7.1054e-15 | 0 |  | kWh | 0 | 3.5953 | Commercial |  | Annual | [6 empty] | Small Boilers (<100 MMBtu/hr Heat Input):Uncontrolled | 11 | 0.6 | 0.6 | 0.6 | [10 empty] | 0% | 0% | 0% | 0 | 0 | 1709 | 0 | 0 | 0 | 0 | 0 | 0 | 0 | 0 | 2015 Qtr 1: 427.25; 2015 Qtr 2: 427.25; 2015 Qtr 3: 427.25; 2015 Qtr 4: 427.25 | 1709 | 1
428019-1-Super Low Flow Showerhead | WPSDGEREWH1061A-Rev04-Msr001 | System | Commercial | 35-OTI-OtherIndustrial-PROC_OTH | TRUE |  |  | Showerhead | ROB | 30.38 | 0 | 0 | 6.75 | 23.63 | 0 | 0 |  | kWh | 0 | 7.4834 | Commercial |  | Annual | [6 empty] | Small Boilers (<100 MMBtu/hr Heat Input):Uncontrolled | 10 | 0.6 | 0.6 | 0.6 |  |  | 0.737 | [7 empty] | 0% | 0% | 0% | 0 | 0 | 121 | 0 | 0 | 0 | 0 | 0 | 0 | 0 | 0 | 2015 Qtr 1: 30.25; 2015 Qtr 2: 30.25; 2015 Qtr 3: 30.25; 2015 Qtr 4: 30.25 | 121 | 1
428020-1-Super Low Flow Batheroom Aerator | WPSDGEREWH1012-Rev01-Msr001 | System | Commercial | 35-OTI-OtherIndustrial-PROC_OTH | TRUE |  |  | Aerator | ROB | 9.62 | 0 | 0 | 4.28 | 5.34 | 0 | 0 |  | kWh | 0 | 1.4967 | Commercial |  | Annual | [6 empty] | Small Boilers (<100 MMBtu/hr Heat Input):Uncontrolled | 10 | 0.6 | 0.6 | 0.6 |  |  | 0.737 | [7 empty] | 0% | 0% | 0% | 0 | 0 | 305 | 0 | 0 | 0 | 0 | 0 | 0 | 0 | 0 | 2015 Qtr 1: 76.25; 2015 Qtr 2: 76.25; 2015 Qtr 3: 76.25; 2015 Qtr 4: 76.25 | 305 | 0
428021-1-Cleaned Condenser Coil for Refrigeration Unit Serving Walkins | WPSDGENRHC1020-Rev00-Msr001 | System | Commercial | NON_res:DEER:HVAC_Split-Package_AC | TRUE |  |  | Ton | RET | 28.89 | 0 | 0 | 19.26 | 9.63 | 0 | 172 |  | kWh | 0.063 | 0 | Commercial |  | Winter Only | [6 empty] | Small Boilers (<100 MMBtu/hr Heat Input):Uncontrolled | 3 | 0.6 | 0.6 | 0.6 | [10 empty] | 0% | 0% | 100% | 0 | 0 | 796 | 0 | 0 | 0 | 0 | 0 | 0 | 0 | 0 | 2015 Qtr 1: 199; 2015 Qtr 2: 199; 2015 Qtr 3: 199; 2015 Qtr 4: 199 | 796 | 0
428022-1-Cleaned Condenser Coil Refrigeration Unit Serving Reach-ins | WPSDGENRHC1020-Rev00-Msr001 | System | Commercial | NON_res:DEER:HVAC_Split-Package_AC | TRUE |  |  | Ton | RET | 31.46 | 0 | 0 | 20.97 | 10.49 | 1.7764e-15 | 172 |  | kWh | 0.063 | 0 | Commercial |  | Winter Only | [6 empty] | Small Boilers (<100 MMBtu/hr Heat Input):Uncontrolled | 3 | 0.6 | 0.6 | 0.6 | [10 empty] | 0% | 0% | 100% | 0 | 0 | 3672 | 0 | 0 | 0 | 0 | 0 | 0 | 0 | 0 | 2015 Qtr 1: 918; 2015 Qtr 2: 918; 2015 Qtr 3: 918; 2015 Qtr 4: 918 | 3672 | 0
428023-1-Suction Line Insulation for Walk-In Refrigeration Units | WPSDGENRRN1000-Rev00-Msr001 | System | Commercial | 01-ALC-AllCommercial-Refrig | TRUE |  |  | linear ft | ROB | 36.55 | 0 | 0 | 16.24 | 20.31 | 0 | 3.469 |  | kWh | 0.00045 | 0 | Commercial |  | Winter Only | [6 empty] | Small Boilers (<100 MMBtu/hr Heat Input):Uncontrolled | 11 | 0.6 | 0.6 | 0.6 | [10 empty] | 0% | 0% | 0% | 0 | 0 | 3322 | 0 | 0 | 0 | 0 | 0 | 0 | 0 | 0 | 2015 Qtr 1: 830.5; 2015 Qtr 2: 830.5; 2015 Qtr 3: 830.5; 2015 Qtr 4: 830.5 | 3322 | 0
428029-1-Refrigeration - Night Covers for Display Cases Med Temp | D03-205 | System | Commercial | 01-ALC-AllCommercial-Refrig | TRUE |  |  | linear ft | RET | 31.51 | 0 | 0 | 14.01 | 17.5 | 0 | 12.4 |  | kWh | -0.00334 | 1.22 | Commercial |  | Winter Only | [6 empty] | Small Boilers (<100 MMBtu/hr Heat Input):Uncontrolled | 5 | 0.6 | 0.6 | 0.6 | [10 empty] | 0% | 0% | 0% | 0 | 0 | 164 | 0 | 0 | 0 | 0 | 0 | 0 | 0 | 0 | 2015 Qtr 1: 41; 2015 Qtr 2: 41; 2015 Qtr 3: 41; 2015 Qtr 4: 41 | 164 | 0
428030-1-Refrigeration - Anti-Sweat Heater Controls | WPSDGENRRN0009-Rev00-Msr001 | System | Commercial | 01-ALC-AllCommercial-Refrig | TRUE |  |  | Linear ft | RET | 41.2 | 0 | 0 | 18.31 | 22.89 | 3.5527e-15 | 270 |  | kWh | 0.004128 | 0 | Commercial |  | Winter Only | [6 empty] | Small Boilers (<100 MMBtu/hr Heat Input):Uncontrolled | 12 | 0.6 | 0.6 | 0.6 | [10 empty] | 0% | 0% | 0% | 0 | 0 | 82 | 0 | 0 | 0 | 0 | 0 | 0 | 0 | 0 | 2015 Qtr 1: 20.5; 2015 Qtr 2: 20.5; 2015 Qtr 3: 20.5; 2015 Qtr 4: 20.5 | 82 | 0
428031-1-Refrigeration - Food Service -Auto Closer for Main Cooler Doors | WPSDGENRRN0110-Rev00-Msr001 | System | Commercial | 01-ALC-AllCommercial-Refrig | TRUE |  |  | Unit | RET | 89.64 | 0 | 0 | 19.92 | 69.72 | 0 | 1041.84 |  | kWh | 0.222 | 0 | Commercial |  | Winter Only | [6 empty] | Small Boilers (<100 MMBtu/hr Heat Input):Uncontrolled | 8 | 0.6 | 0.6 | 0.6 | [10 empty] | 0% | 0% | 0% | 0 | 0 | 10 | 0 | 0 | 0 | 0 | 0 | 0 | 0 | 0 | 2015 Qtr 1: 2.5; 2015 Qtr 2: 2.5; 2015 Qtr 3: 2.5; 2015 Qtr 4: 2.5 | 10 | 1
428035-1-CFL, 15W lamp, Integral or Modular, Tube or Spiral or Flood | Com-Lighting-InGen_CFLratio0357_CFLscw-15w | System | Commercial | NON_res:DEER:Indoor_CFL_Ltg | TRUE |  |  | Lamp | ROB | 8.38 | 0 | 0 | 3.73 | 4.65 | 0 | 128 |  | kWh | 0.0279 | -0.38 | Commercial |  | Winter Only | [6 empty] | Small Boilers (<100 MMBtu/hr Heat Input):Uncontrolled | 3.3 | 0.6 | 0.6 | 0.6 |  |  | 0.99 | [7 empty] | 0% | 0% | 0% | 0 | 0 | 1000 | 0 | 0 | 0 | 0 | 0 | 0 | 0 | 0 | 2015 Qtr 1: 250; 2015 Qtr 2: 250; 2015 Qtr 3: 250; 2015 Qtr 4: 250 | 1000 | 1
428036-1-CFL, 20W lamp, Integral or Modular, Tube or Spiral or Flood | Com-Lighting-InGen_CFLratio0357_CFLscw-20w | System | Commercial | NON_res:DEER:Indoor_CFL_Ltg | TRUE |  |  | Lamp | ROB | 10.24 | 0 | 0 | 4.55 | 5.69 | 0 | 170 |  | kWh | 0.0372 | -0.507 | Commercial |  | Winter Only | [6 empty] | Small Boilers (<100 MMBtu/hr Heat Input):Uncontrolled | 3.3 | 0.6 | 0.6 | 0.6 |  |  | 0.99 | [7 empty] | 0% | 0% | 0% | 0 | 0 | 10 | 0 | 0 | 0 | 0 | 0 | 0 | 0 | 0 | 2015 Qtr 1: 2.5; 2015 Qtr 2: 2.5; 2015 Qtr 3: 2.5; 2015 Qtr 4: 2.5 | 10 | 1
428037-1-CFL, 7W lamp, Integral or Modular, Tube or Spiral or Flood | Com-Lighting-InGen_CFLratio0357_CFLscw-7w | System | Commercial | NON_res:DEER:Indoor_CFL_Ltg | TRUE |  |  | Lamp | ROB | 8.38 | 0 | 0 | 3.73 | 4.65 | 0 | 59.6 |  | kWh | 0.013 | -0.177 | Commercial |  | Winter Only | [6 empty] | Small Boilers (<100 MMBtu/hr Heat Input):Uncontrolled | 3.3 | 0.6 | 0.6 | 0.6 |  |  | 0.99 | [7 empty] | 0% | 0% | 0% | 0 | 0 | 150 | 0 | 0 | 0 | 0 | 0 | 0 | 0 | 0 | 2015 Qtr 1: 37.5; 2015 Qtr 2: 37.5; 2015 Qtr 3: 37.5; 2015 Qtr 4: 37.5 | 150 | 1
428038-1-CFL, 9W lamp, Integral or Modular, Tube or Spiral or Flood | Com-Lighting-InGen_CFLratio0357_CFLscw-9w | System | Commercial | NON_res:DEER:Indoor_CFL_Ltg | TRUE |  |  | Lamp | ROB | 8.38 | 0 | 0 | 3.73 | 4.65 | 0 | 76.7 |  | kWh | 0.0167 | -0.228 | Commercial |  | Winter Only | [6 empty] | Small Boilers (<100 MMBtu/hr Heat Input):Uncontrolled | 3.3 | 0.6 | 0.6 | 0.6 |  |  | 0.99 | [7 empty] | 0% | 0% | 0% | 0 | 0 | 1700 | 0 | 0 | 0 | 0 | 0 | 0 | 0 | 0 | 2015 Qtr 1: 425; 2015 Qtr 2: 425; 2015 Qtr 3: 425; 2015 Qtr 4: 425 | 1700 | 0
428039-1-CFL, 11W lamp, Integral or Modular, Tube or Spiral or Flood | Com-Lighting-InGen_CFLratio0357_CFLscw-11w | System | Commercial | NON_res:DEER:Indoor_CFL_Ltg | TRUE |  |  | Lamp | ROB | 8.47 | 0 | 0 | 3.77 | 4.7 | 8.8818e-16 | 93.7 |  | kWh | 0.0204 | -0.279 | Commercial |  | Winter Only | [6 empty] | Small Boilers (<100 MMBtu/hr Heat Input):Uncontrolled | 3.3 | 0.6 | 0.6 | 0.6 |  |  | 0.99 | [7 empty] | 0% | 0% | 0% | 0 | 0 | 33 | 0 | 0 | 0 | 0 | 0 | 0 | 0 | 0 | 2015 Qtr 1: 8.25; 2015 Qtr 2: 8.25; 2015 Qtr 3: 8.25; 2015 Qtr 4: 8.25 | 33 | 0
428040-1-CFL, 13W lamp, Integral or Modular, Tube or Spiral or Flood | Com-Lighting-InGen_CFLratio0357_CFLscw-13w | System | Commercial | NON_res:DEER:Indoor_CFL_Ltg | TRUE |  |  | Lamp | ROB | 8.38 | 0 | 0 | 3.73 | 4.65 | 0 | 111 |  | kWh | 0.0242 | -0.329 | Commercial |  | Winter Only | [6 empty] | Small Boilers (<100 MMBtu/hr Heat Input):Uncontrolled | 3.3 | 0.6 | 0.6 | 0.6 |  |  | 0.99 | [7 empty] | 0% | 0% | 0% | 0 | 0 | 500 | 0 | 0 | 0 | 0 | 0 | 0 | 0 | 0 | 2015 Qtr 1: 125; 2015 Qtr 2: 125; 2015 Qtr 3: 125; 2015 Qtr 4: 125 | 500 | 1
428041-1-CFL, 16W lamp, Integral or Modular, Tube or Spiral or Flood | Com-Lighting-InGen_CFLratio0357_CFLscw-16w | System | Commercial | NON_res:DEER:Indoor_CFL_Ltg | TRUE |  |  | Lamp | ROB | 8.64 | 0 | 0 | 3.84 | 4.8 | 8.8818e-16 | 136 |  | kWh | 0.0297 | -0.405 | Commercial |  | Winter Only | [6 empty] | Small Boilers (<100 MMBtu/hr Heat Input):Uncontrolled | 3.3 | 0.6 | 0.6 | 0.6 |  |  | 0.99 | [7 empty] | 0% | 0% | 0% | 0 | 0 | 700 | 0 | 0 | 0 | 0 | 0 | 0 | 0 | 0 | 2015 Qtr 1: 175; 2015 Qtr 2: 175; 2015 Qtr 3: 175; 2015 Qtr 4: 175 | 700 | 1
428042-1-CFL, 17W lamp, Integral or Modular, Tube or Spiral or Flood | Com-Lighting-InGen_CFLratio0357_CFLscw-17w | System | Commercial | NON_res:DEER:Indoor_CFL_Ltg | TRUE |  |  | Lamp | ROB | 8.38 | 0 | 0 | 3.73 | 4.65 | 0 | 145 |  | kWh | 0.0316 | -0.431 | Commercial |  | Winter Only | [6 empty] | Small Boilers (<100 MMBtu/hr Heat Input):Uncontrolled | 3.3 | 0.6 | 0.6 | 0.6 |  |  | 0.99 | [7 empty] | 0% | 0% | 0% | 0 | 0 | 3 | 0 | 0 | 0 | 0 | 0 | 0 | 0 | 0 | 2015 Qtr 1: 0.75; 2015 Qtr 2: 0.75; 2015 Qtr 3: 0.75; 2015 Qtr 4: 0.75 | 3 | 1
428043-1-CFL, 18W lamp, Integral or Modular, Tube or Spiral or Flood | Com-Lighting-InGen_CFLratio0357_CFLscw-18w | System | Commercial | NON_res:DEER:Indoor_CFL_Ltg | TRUE |  |  | Lamp | ROB | 8.38 | 0 | 0 | 3.73 | 4.65 | 0 | 153 |  | kWh | 0.0334 | -0.456 | Commercial |  | Winter Only | [6 empty] | Small Boilers (<100 MMBtu/hr Heat Input):Uncontrolled | 3.3 | 0.6 | 0.6 | 0.6 |  |  | 0.99 | [7 empty] | 0% | 0% | 0% | 0 | 0 | 28 | 0 | 0 | 0 | 0 | 0 | 0 | 0 | 0 | 2015 Qtr 1: 7; 2015 Qtr 2: 7; 2015 Qtr 3: 7; 2015 Qtr 4: 7 | 28 | 1
428044-1-CFL, 23W lamp, Integral or Modular, Tube or Spiral or Flood | Com-Lighting-InGen_CFLratio0357_CFLscw-23w | System | Commercial | NON_res:DEER:Indoor_CFL_Ltg | TRUE |  |  | Lamp | ROB | 8.38 | 0 | 0 | 3.73 | 4.65 | 0 | 196 |  | kWh | 0.0427 | -0.583 | Commercial |  | Winter Only | [6 empty] | Small Boilers (<100 MMBtu/hr Heat Input):Uncontrolled | 3.3 | 0.6 | 0.6 | 0.6 |  |  | 0.99 | [7 empty] | 0% | 0% | 0% | 0 | 0 | 600 | 0 | 0 | 0 | 0 | 0 | 0 | 0 | 0 | 2015 Qtr 1: 150; 2015 Qtr 2: 150; 2015 Qtr 3: 150; 2015 Qtr 4: 150 | 600 | 1
428046-1-CFL, 28W lamp, Integral or Modular, Tube or Spiral or Flood | Com-Lighting-InGen_CFLratio0357_CFLscw-28w | System | Commercial | NON_res:DEER:Indoor_CFL_Ltg | TRUE |  |  | Lamp | ROB | 8.38 | 0 | 0 | 3.73 | 4.65 | 0 | 238 |  | kWh | 0.052 | -0.71 | Commercial |  | Winter Only | [6 empty] | Small Boilers (<100 MMBtu/hr Heat Input):Uncontrolled | 3.3 | 0.6 | 0.6 | 0.6 |  |  | 0.99 | [7 empty] | 0% | 0% | 0% | 0 | 0 | 8 | 0 | 0 | 0 | 0 | 0 | 0 | 0 | 0 | 2015 Qtr 1: 2; 2015 Qtr 2: 2; 2015 Qtr 3: 2; 2015 Qtr 4: 2 | 8 | 1
428056-1-CFL, 14W w/Reflector | Com-Lighting-InGen_CFLratio0357_CFLscw-13w | System | Commercial | NON_res:DEER:Indoor_CFL_Ltg | TRUE |  |  | Lamp | ROB | 10.64 | 0 | 0 | 2.36 | 8.28 | 1.7764e-15 | 111 |  | kWh | 0.0242 | -0.329 | Commercial |  | Winter Only | [6 empty] | Small Boilers (<100 MMBtu/hr Heat Input):Uncontrolled | 3.3 | 0.6 | 0.6 | 0.6 |  |  | 0.99 | [7 empty] | 0% | 0% | 0% | 0 | 0 | 600 | 0 | 0 | 0 | 0 | 0 | 0 | 0 | 0 | 2015 Qtr 1: 150; 2015 Qtr 2: 150; 2015 Qtr 3: 150; 2015 Qtr 4: 150 | 600 | 1
428057-1-CFL, 18W w/Reflector | Com-Lighting-InGen_CFLratio0357_CFLscw-18w | System | Commercial | NON_res:DEER:Indoor_CFL_Ltg | TRUE |  |  | Lamp | ROB | 13.78 | 0 | 0 | 3.06 | 10.72 | 0 | 153 |  | kWh | 0.0334 | -0.456 | Commercial |  | Winter Only | [6 empty] | Small Boilers (<100 MMBtu/hr Heat Input):Uncontrolled | 3.3 | 0.6 | 0.6 | 0.6 |  |  | 0.99 | [7 empty] | 0% | 0% | 0% | 0 | 0 | 80 | 0 | 0 | 0 | 0 | 0 | 0 | 0 | 0 | 2015 Qtr 1: 20; 2015 Qtr 2: 20; 2015 Qtr 3: 20; 2015 Qtr 4: 20 | 80 | 1
428058-1-CFL, 23W w/Reflector | Com-Lighting-InGen_CFLratio0357_CFLscw-23w | System | Commercial | NON_res:DEER:Indoor_CFL_Ltg | TRUE |  |  | Lamp | ROB | 13.78 | 0 | 0 | 3.06 | 10.72 | 0 | 196 |  | kWh | 0.0427 | -0.583 | Commercial |  | Winter Only | [6 empty] | Small Boilers (<100 MMBtu/hr Heat Input):Uncontrolled | 3.3 | 0.6 | 0.6 | 0.6 |  |  | 0.99 | [7 empty] | 0% | 0% | 0% | 0 | 0 | 262 | 0 | 0 | 0 | 0 | 0 | 0 | 0 | 0 | 2015 Qtr 1: 65.5; 2015 Qtr 2: 65.5; 2015 Qtr 3: 65.5; 2015 Qtr 4: 65.5 | 262 | 1
428059-1-CFL, 13W Globe (dimmable,Reflective) | Com-Lighting-InGen_CFLratio0357_CFLscw-13w | System | Commercial | NON_res:DEER:Indoor_CFL_Ltg | TRUE |  |  | Lamp | ROB | 13.14 | 0 | 0 | 2.92 | 10.22 | 0 | 111 |  | kWh | 0.0242 | -0.329 | Commercial |  | Winter Only | [6 empty] | Small Boilers (<100 MMBtu/hr Heat Input):Uncontrolled | 3.3 | 0.6 | 0.6 | 0.6 |  |  | 0.99 | [7 empty] | 0% | 0% | 0% | 0 | 0 | 33 | 0 | 0 | 0 | 0 | 0 | 0 | 0 | 0 | 2015 Qtr 1: 8.25; 2015 Qtr 2: 8.25; 2015 Qtr 3: 8.25; 2015 Qtr 4: 8.25 | 33 | 1
428061-1-Lighting - Standard Tier 5' Case Door | WPSDGENRLG0082-Rev01-Msr002 | System | Commercial | NON_res:DEER:Indoor_Non-CFL_Ltg | TRUE |  |  | Door | ROB | 226.53 | 0 | 0 | 50.34 | 176.19 | 0 | 227 |  | kWh | 0.035 | 0 | Commercial |  | Winter Only | [6 empty] | Small Boilers (<100 MMBtu/hr Heat Input):Uncontrolled | 8 | 0.7 | 0.7 | 0.7 | [10 empty] | 0% | 0% | 0% | 0 | 0 | 360 | 0 | 0 | 0 | 0 | 0 | 0 | 0 | 0 | 2015 Qtr 1: 90; 2015 Qtr 2: 90; 2015 Qtr 3: 90; 2015 Qtr 4: 90 | 360 | 1
428062-1-Lighting - Standard Tier 6' Case Door | WPSDGENRLG0082-Rev01-Msr004 | System | Commercial | NON_res:DEER:Indoor_Non-CFL_Ltg | TRUE |  |  | Door | ROB | 258.15 | 0 | 0 | 57.37 | 200.78 | 0 | 463 |  | kWh | 0.071 | 0 | Commercial |  | Winter Only | [6 empty] | Small Boilers (<100 MMBtu/hr Heat Input):Uncontrolled | 8 | 0.7 | 0.7 | 0.7 | [10 empty] | 0% | 0% | 0% | 0 | 0 | 1050 | 0 | 0 | 0 | 0 | 0 | 0 | 0 | 0 | 2015 Qtr 1: 262.5; 2015 Qtr 2: 262.5; 2015 Qtr 3: 262.5; 2015 Qtr 4: 262.5 | 1050 | 1
428066-1-LED OPEN Sign Replacing Neon OPEN Sign | Com-Lighting-InExit_Exit-Incand-40w-Double_Exit-CFL-21w-Double | System | Commercial | NON_res:DEER:Indoor_Non-CFL_Ltg | TRUE |  |  | Fixture | RET | 105.46 | 0 | 0 | 23.44 | 82.02 | 0 | 184 |  | kWh | 0.0251 | -0.619 | Commercial |  | Winter Only | [6 empty] | Small Boilers (<100 MMBtu/hr Heat Input):Uncontrolled | 16 | 0.6 | 0.6 | 0.6 | [10 empty] | 0% | 0% | 0% | 0 | 0 | 50 | 0 | 0 | 0 | 0 | 0 | 0 | 0 | 0 | 2015 Qtr 1: 12.5; 2015 Qtr 2: 12.5; 2015 Qtr 3: 12.5; 2015 Qtr 4: 12.5 | 50 | 1
428071-1-Lighting - 2 Ft 4th Gen. T-8 with Elec. Ballast (1 Lamp) | WPSDGENRLG0013-Rev05-Msr001 | System | Commercial | NON_res:DEER:Indoor_Non-CFL_Ltg | TRUE |  |  | Fixture | ROB | 47.34 | 0 | 0 | 10.52 | 36.82 | 7.1054e-15 | 38.4025 |  | kWh | 0.0095295 | -0.12078 | Commercial |  | Winter Only | [6 empty] | Small Boilers (<100 MMBtu/hr Heat Input):Uncontrolled | 15 | 0.7 | 0.7 | 0.7 |  |  | 0.91 | [7 empty] | 0% | 0% | 0% | 0 | 0 | 330 | 0 | 0 | 0 | 0 | 0 | 0 | 0 | 0 | 2015 Qtr 1: 82.5; 2015 Qtr 2: 82.5; 2015 Qtr 3: 82.5; 2015 Qtr 4: 82.5 | 330 | 1
428072-1-Lighting - 3 Ft 4th Gen. T-8 with Elec. Ballast (1 Lamp) | WPSDGENRLG0013-Rev05-Msr002 | System | Commercial | NON_res:DEER:Indoor_Non-CFL_Ltg | TRUE |  |  | Fixture | ROB | 50.95 | 0 | 0 | 11.32 | 39.63 | 0 | 69.8228 |  | kWh | 0.017326 | -0.21959 | Commercial |  | Winter Only | [6 empty] | Small Boilers (<100 MMBtu/hr Heat Input):Uncontrolled | 15 | 0.7 | 0.7 | 0.7 |  |  | 0.91 | [7 empty] | 0% | 0% | 0% | 0 | 0 | 270 | 0 | 0 | 0 | 0 | 0 | 0 | 0 | 0 | 2015 Qtr 1: 67.5; 2015 Qtr 2: 67.5; 2015 Qtr 3: 67.5; 2015 Qtr 4: 67.5 | 270 | 1
428073-1-Lighting - 4 Ft 4th Gen. T-8 with Elec. Ballast (1 Lamp) | WPSDGENRLG0013-Rev05-Msr010 | System | Commercial | NON_res:DEER:Indoor_Non-CFL_Ltg | TRUE |  |  | Fixture | ROB | 46.7 | 0 | 0 | 10.38 | 36.32 | 0 | 41.8937 |  | kWh | 0.010396 | -0.13176 | Commercial |  | Winter Only | [6 empty] | Small Boilers (<100 MMBtu/hr Heat Input):Uncontrolled | 15 | 0.7 | 0.7 | 0.7 |  |  | 0.91 | [7 empty] | 0% | 0% | 0% | 0 | 0 | 450 | 0 | 0 | 0 | 0 | 0 | 0 | 0 | 0 | 2015 Qtr 1: 112.5; 2015 Qtr 2: 112.5; 2015 Qtr 3: 112.5; 2015 Qtr 4: 112.5 | 450 | 1
428074-1-Lighting - 4 Ft 4th Gen. T-8 with Elec. Ballast (2-Lamp) | WPSDGENRLG0013-Rev05-Msr011 | System | Commercial | NON_res:DEER:Indoor_Non-CFL_Ltg | TRUE |  |  | Fixture | ROB | 52.45 | 0 | 0 | 11.65 | 40.8 | 7.1054e-15 | 97.7519 |  | kWh | 0.024257 | -0.30743 | Commercial |  | Winter Only | [6 empty] | Small Boilers (<100 MMBtu/hr Heat Input):Uncontrolled | 15 | 0.7 | 0.7 | 0.7 |  |  | 0.91 | [7 empty] | 0% | 0% | 0% | 0 | 0 | 4000 | 0 | 0 | 0 | 0 | 0 | 0 | 0 | 0 | 2015 Qtr 1: 1000; 2015 Qtr 2: 1000; 2015 Qtr 3: 1000; 2015 Qtr 4: 1000 | 4000 | 1
428075-1-Lighting - 4 Ft 4th Gen. T-8 with Elec. Ballast (3-Lamp) | Com-Lighting-InGen_T12-48in-102w_T8-48in-89w-B_T8-48in-78w-B | System | Commercial | NON_res:DEER:Indoor_Non-CFL_Ltg | TRUE |  |  | Fixture | ROB | 58.29 | 0 | 0 | 12.95 | 45.34 | 0 | 37.2 |  | kWh | 0.00916 | -0.118 | Commercial |  | Winter Only |  | 4.85 |  |  |  |  | Small Boilers (<100 MMBtu/hr Heat Input):Uncontrolled | 16 | 0.7 | 0.7 | 0.7 |  |  | 0.91 | [7 empty] | 0% | 0% | 0% | 0 | 0 | 1000 | 0 | 0 | 0 | 0 | 0 | 0 | 0 | 0 | 2015 Qtr 1: 250; 2015 Qtr 2: 250; 2015 Qtr 3: 250; 2015 Qtr 4: 250 | 1000 | 1
428076-1-Lighting - 4 Ft 4th Gen. T-8 with Elec. Ballast (4-Lamp) | Com-Lighting-InGen_T12-48in-144w-A_T8-48in-112w-D_T8-48in-102w-B | System | Commercial | NON_res:DEER:Indoor_Non-CFL_Ltg | TRUE |  |  | Fixture | ROB | 63.11 | 0 | 0 | 14.03 | 49.08 | 0 | 33.8 |  | kWh | 0.00833 | -0.107 | Commercial |  | Winter Only |  | 6.54 |  |  |  |  | Small Boilers (<100 MMBtu/hr Heat Input):Uncontrolled | 16 | 0.7 | 0.7 | 0.7 |  |  | 0.91 | [7 empty] | 0% | 0% | 0% | 0 | 0 | 5409 | 0 | 0 | 0 | 0 | 0 | 0 | 0 | 0 | 2015 Qtr 1: 1352.25; 2015 Qtr 2: 1352.25; 2015 Qtr 3: 1352.25; 2015 Qtr 4: 1352.25 | 5409 | 1
428077-1-Lighting - T8 to 4ft 28 Watt Lamp & Ballast (1 Lamp) | WPSDGENRLG0013-Rev05-Msr014 | System | Commercial | NON_res:DEER:Indoor_Non-CFL_Ltg | TRUE |  |  | Fixture | ROB | 49.91 | 0 | 0 | 11.09 | 38.82 | 0 | 20.9468 |  | kWh | 0.0051979 | -0.065878 | Commercial |  | Winter Only | [6 empty] | Small Boilers (<100 MMBtu/hr Heat Input):Uncontrolled | 15 | 0.7 | 0.7 | 0.7 |  |  | 0.91 | [7 empty] | 0% | 0% | 0% | 0 | 0 | 1352 | 0 | 0 | 0 | 0 | 0 | 0 | 0 | 0 | 2015 Qtr 1: 338; 2015 Qtr 2: 338; 2015 Qtr 3: 338; 2015 Qtr 4: 338 | 1352 | 1
428078-1-Lighting - T8 to 4ft 28 Watt Lamp & Ballast (2 Lamp) | WPSDGENRLG0013-Rev05-Msr015 | System | Commercial | NON_res:DEER:Indoor_Non-CFL_Ltg | TRUE |  |  | Fixture | ROB | 52.44 | 0 | 0 | 11.65 | 40.79 | 0 | 52.3671 |  | kWh | 0.012995 | -0.1647 | Commercial |  | Winter Only | [6 empty] | Small Boilers (<100 MMBtu/hr Heat Input):Uncontrolled | 15 | 0.7 | 0.7 | 0.7 |  |  | 0.91 | [7 empty] | 0% | 0% | 0% | 0 | 0 | 30948 | 0 | 0 | 0 | 0 | 0 | 0 | 0 | 0 | 2015 Qtr 1: 7737; 2015 Qtr 2: 7737; 2015 Qtr 3: 7737; 2015 Qtr 4: 7737 | 30948 | 1
428079-1-Lighting - T8 to 4ft 28 Watt Lamp & Ballast (3 Lamp) | WPSDGENRLG0013-Rev05-Msr016 | System | Commercial | NON_res:DEER:Indoor_Non-CFL_Ltg | TRUE |  |  | Fixture | ROB | 58.29 | 0 | 0 | 12.95 | 45.34 | 0 | 83.7874 |  | kWh | 0.020792 | -0.26351 | Commercial |  | Winter Only | [6 empty] | Small Boilers (<100 MMBtu/hr Heat Input):Uncontrolled | 15 | 0.7 | 0.7 | 0.7 |  |  | 0.91 | [7 empty] | 0% | 0% | 0% | 0 | 0 | 14668 | 0 | 0 | 0 | 0 | 0 | 0 | 0 | 0 | 2015 Qtr 1: 3667; 2015 Qtr 2: 3667; 2015 Qtr 3: 3667; 2015 Qtr 4: 3667 | 14668 | 1
428080-1-Lighting - T8 to 4ft 28 Watt Lamp & Ballast (4 Lamp) | WPSDGENRLG0013-Rev05-Msr017 | System | Commercial | NON_res:DEER:Indoor_Non-CFL_Ltg | TRUE |  |  | Fixture | ROB | 63.11 | 0 | 0 | 14.03 | 49.08 | 0 | 83.7874 |  | kWh | 0.020792 | -0.26351 | Commercial |  | Winter Only | [6 empty] | Small Boilers (<100 MMBtu/hr Heat Input):Uncontrolled | 15 | 0.7 | 0.7 | 0.7 |  |  | 0.91 | [7 empty] | 0% | 0% | 0% | 0 | 0 | 28264 | 0 | 0 | 0 | 0 | 0 | 0 | 0 | 0 | 2015 Qtr 1: 7066; 2015 Qtr 2: 7066; 2015 Qtr 3: 7066; 2015 Qtr 4: 7066 | 28264 | 1
428081-1-4-foot (4-lamp) - (2) 48in (2) Premium Instant Start Ballast - Reduced Light Ouput w/Reflector T8 LF | WPSDGENRLG0013-Rev05-Msr022 | System | Commercial | NON_res:DEER:Indoor_Non-CFL_Ltg | TRUE |  |  | Fixture | ROB | 62.55 |  |  | 13.9 | 48.65 | 0 | 83.7874 |  | kWh | 0.020792 | -0.26351 | Commercial |  | Winter Only | [6 empty] | Small Boilers (<100 MMBtu/hr Heat Input):Uncontrolled | 15 | 0.7 | 0.7 | 0.7 |  |  | 0.91 | [7 empty] | 0% | 0% | 0% | 0 | 0 | 3767 | 0 | 0 | 0 | 0 | 0 | 0 | 0 | 0 | 2015 Qtr 1: 941.75; 2015 Qtr 2: 941.75; 2015 Qtr 3: 941.75; 2015 Qtr 4: 941.75 | 3767 | 1
428084-1-FL, (1) 96in, T8 lamp, IS EB, RLO (BF<.85), Tandem 2 Lamp Ballast, Lumens=4152, W/fixt=49 (Retrofit) | Com-Lighting-InGen_T12-96in-62w-A_T8-96in-55w_T8-96in-49w | System | Commercial | NON_res:DEER:Indoor_Non-CFL_Ltg | TRUE |  |  | Fixture | ROB | 57.88 | 0 | 0 | 12.86 | 45.02 | 0 | 20.3 |  | kWh | 0.005 | -0.0643 | Commercial |  | Winter Only | [6 empty] | Small Boilers (<100 MMBtu/hr Heat Input):Uncontrolled | 16 | 0.7 | 0.7 | 0.7 |  |  | 0.91 | [7 empty] | 0% | 0% | 0% | 0 | 0 | 613 | 0 | 0 | 0 | 0 | 0 | 0 | 0 | 0 | 2015 Qtr 1: 153.25; 2015 Qtr 2: 153.25; 2015 Qtr 3: 153.25; 2015 Qtr 4: 153.25 | 613 | 1
428085-1-FL, (2) 96in, T8 lamp, IS EB, RLO (BF<0.85), Lumens=8304, W/fixt=98 (Retrofit) | Com-Lighting-InGen_T12-96in-123w-A_T8-96in-109w_T8-96in-98w | System | Commercial | NON_res:DEER:Indoor_Non-CFL_Ltg | TRUE |  |  | Fixture | ROB | 64.1 | 0 | 0 | 14.24 | 49.86 | 0 | 37.2 |  | kWh | 0.00916 | -0.118 | Commercial |  | Winter Only | [6 empty] | Small Boilers (<100 MMBtu/hr Heat Input):Uncontrolled | 16 | 0.7 | 0.7 | 0.7 |  |  | 0.91 | [7 empty] | 0% | 0% | 0% | 0 | 0 | 6254 | 0 | 0 | 0 | 0 | 0 | 0 | 0 | 0 | 2015 Qtr 1: 1563.5; 2015 Qtr 2: 1563.5; 2015 Qtr 3: 1563.5; 2015 Qtr 4: 1563.5 | 6254 | 1
428086-1-FL, (4) 46in, T5HO lamp, (2) Programmed Start Ballast, (BF: 1.00), Lumens=19000, W/fixt=234 (Replace) | Com-Lighting-InGen_PSMH-365w_PSMH-365w_T5-46in-234w | System | Commercial | NON_res:DEER:Indoor_Non-CFL_Ltg | TRUE |  |  | Fixture | ROB | 189.43 | 0 | 0 | 42.1 | 147.33 | 0 | 443 |  | kWh | 0.109 | -1.4 | Commercial |  | Winter Only | [6 empty] | Small Boilers (<100 MMBtu/hr Heat Input):Uncontrolled | 16 | 0.7 | 0.7 | 0.7 |  |  | 0.97 | [7 empty] | 0% | 0% | 0% | 0 | 0 | 557 | 0 | 0 | 0 | 0 | 0 | 0 | 0 | 0 | 2015 Qtr 1: 139.25; 2015 Qtr 2: 139.25; 2015 Qtr 3: 139.25; 2015 Qtr 4: 139.25 | 557 | 1
428087-1-FL, (6) 46in, T5HO lamp, (3) Programmed Start Ballast, (BF: 1.00), Lumens=28500, W/fixt=351 (Replace, code reference) | Com-Lighting-InGen_PSMH-456w_PSMH-456w_T5-46in-351w | System | Commercial | NON_res:DEER:Indoor_Non-CFL_Ltg | TRUE |  |  | Fixture | ROB | 207.82 | 0 | 0 | 46.18 | 161.64 | 0 | 355 |  | kWh | 0.0875 | -1.13 | Commercial |  | Winter Only | [6 empty] | Small Boilers (<100 MMBtu/hr Heat Input):Uncontrolled | 16 | 0.7 | 0.7 | 0.7 |  |  | 0.97 | [7 empty] | 0% | 0% | 0% | 0 | 0 | 708 | 0 | 0 | 0 | 0 | 0 | 0 | 0 | 0 | 2015 Qtr 1: 177; 2015 Qtr 2: 177; 2015 Qtr 3: 177; 2015 Qtr 4: 177 | 708 | 1
428089-1-Suction Line Insulation for Walk-In Freezer Units | WPSDGENRRN1000-Rev00-Msr001 | System | Commercial | 01-ALC-AllCommercial-Refrig | TRUE |  |  | linear ft | ROB | 36.59 | 0 | 0 | 16.26 | 20.33 | 3.5527e-15 | 3.469 |  | kWh | 0.00045 | 0 | Commercial |  | Winter Only | [6 empty] | Small Boilers (<100 MMBtu/hr Heat Input):Uncontrolled | 11 | 0.6 | 0.6 | 0.6 | [10 empty] | 0% | 0% | 0% | 0 | 0 | 770 | 0 | 0 | 0 | 0 | 0 | 0 | 0 | 0 | 2015 Qtr 1: 192.5; 2015 Qtr 2: 192.5; 2015 Qtr 3: 192.5; 2015 Qtr 4: 192.5 | 770 | 1
428092-1-Lighting - T8 to 4ft 25 Watt Lamp & Ballast (2 Lamp) | WPSDGENRLG0013-Rev05-Msr019 | System | Commercial | NON_res:DEER:Indoor_Non-CFL_Ltg | TRUE |  |  | Fixture | ROB | 52.44 | 0 | 0 | 11.65 | 40.79 | 0 | 73.3139 |  | kWh | 0.018193 | -0.23057 | Commercial |  | Winter Only | [6 empty] | Small Boilers (<100 MMBtu/hr Heat Input):Uncontrolled | 15 | 0.7 | 0.7 | 0.7 |  |  | 0.91 | [7 empty] | 0% | 0% | 0% | 0 | 0 | 2038 | 0 | 0 | 0 | 0 | 0 | 0 | 0 | 0 | 2015 Qtr 1: 509.5; 2015 Qtr 2: 509.5; 2015 Qtr 3: 509.5; 2015 Qtr 4: 509.5 | 2038 | 1
428093-1-Lighting - T8 to 4ft 25 Watt Lamp & Ballast (4 Lamp) | WPSDGENRLG0013-Rev05-Msr021 | System | Commercial | NON_res:DEER:Indoor_Non-CFL_Ltg | TRUE |  |  | Fixture | ROB | 63.11 | 0 | 0 | 14.02 | 49.09 | 0 | 125.681 |  | kWh | 0.031187 | -0.39527 | Commercial |  | Winter Only | [6 empty] | Small Boilers (<100 MMBtu/hr Heat Input):Uncontrolled | 15 | 0.7 | 0.7 | 0.7 |  |  | 0.91 | [7 empty] | 0% | 0% | 0% | 0 | 0 | 903 | 0 | 0 | 0 | 0 | 0 | 0 | 0 | 0 | 2015 Qtr 1: 225.75; 2015 Qtr 2: 225.75; 2015 Qtr 3: 225.75; 2015 Qtr 4: 225.75 | 903 | 1
429002-2-Small Pkg AC, increase refrigerant charge from typical under-charge to factory specified level | Com-RefrigCharge-wtd | System | Commercial | NON_res:DEER:HVAC_Split-Package_AC | TRUE |  |  | Ton | RET | 48.01 | 0 | 0 | 33.49 | 14.52 | 0 | 141 |  | kWh | 0.0943 | -0.00931 | Commercial |  | Winter Only |  | 48.01 |  |  |  |  | Small Boilers (<100 MMBtu/hr Heat Input):Uncontrolled | 10 | 0.73 | 0.73 | 0.73 |  |  | 0.67 | [7 empty] | 0% | 0% | 100% | 0 | 0 | 3948 | 0 | 0 | 0 | 0 | 0 | 0 | 0 | 0 | 2015 Qtr 1: 987; 2015 Qtr 2: 987; 2015 Qtr 3: 987; 2015 Qtr 4: 987 | 3948 | 1
429003-2-Small Pkg AC, increase refrigerant charge from high under-charge to factory specified level | Com-RefrigCharge-wtd | System | Commercial | NON_res:DEER:HVAC_Split-Package_AC | TRUE |  |  | Ton | RET | 48.01 | 0 | 0 | 33.49 | 14.52 | 0 | 141 |  | kWh | 0.0943 | -0.00931 | Commercial |  | Winter Only |  | 48.01 |  |  |  |  | Small Boilers (<100 MMBtu/hr Heat Input):Uncontrolled | 10 | 0.73 | 0.73 | 0.73 |  |  | 0.67 | [7 empty] | 0% | 0% | 100% | 0 | 0 | 303 | 0 | 0 | 0 | 0 | 0 | 0 | 0 | 0 | 2015 Qtr 1: 75.75; 2015 Qtr 2: 75.75; 2015 Qtr 3: 75.75; 2015 Qtr 4: 75.75 | 303 | 1
429004-2-Small Pkg AC, decrease refrigerant charge from typical over-charge to factory specified level | Com-RefrigCharge-wtd | System | Commercial | NON_res:DEER:HVAC_Split-Package_AC | TRUE |  |  | Ton | RET | 48.01 | 0 | 0 | 33.49 | 14.52 | 0 | 141 |  | kWh | 0.0943 | -0.00931 | Commercial |  | Winter Only |  | 48.01 |  |  |  |  | Small Boilers (<100 MMBtu/hr Heat Input):Uncontrolled | 10 | 0.73 | 0.73 | 0.73 |  |  | 0.67 | [7 empty] | 0% | 0% | 100% | 0 | 0 | 372 | 0 | 0 | 0 | 0 | 0 | 0 | 0 | 0 | 2015 Qtr 1: 93; 2015 Qtr 2: 93; 2015 Qtr 3: 93; 2015 Qtr 4: 93 | 372 | 1
429005-2-Small Pkg AC, decrease refrigerant charge from high over-charge to factory specified level | Com-RefrigCharge-wtd | System | Commercial | NON_res:DEER:HVAC_Split-Package_AC | TRUE |  |  | Ton | RET | 48.0075 | 0 | 0 | 33.08 | 13.12 | 1.8075 | 141 |  | kWh | 0.0943 | -0.00931 | Commercial |  | Winter Only | [6 empty] | Small Boilers (<100 MMBtu/hr Heat Input):Uncontrolled | 10 | 0.73 | 0.73 | 0.73 |  |  | 0.67 | [7 empty] | 0% | 0% | 100% | 0 | 0 | 2185 | 0 | 0 | 0 | 0 | 0 | 0 | 0 | 0 | 2015 Qtr 1: 546.25; 2015 Qtr 2: 546.25; 2015 Qtr 3: 546.25; 2015 Qtr 4: 546.25 | 2185 | 1
429006-2-Replaced refrig. line insulation (A/C) | WPSDGENRRN1000-Rev00-Msr001 | System | Commercial | 01-ALC-AllCommercial-Refrig | TRUE |  |  | linear ft | RET | 31.6574 | 0 | 0 | 22.83 | 8.82 | 0.0074 | 3.469 |  | kWh | 0.00045 | 0 | Commercial |  | Winter Only | [6 empty] | Small Boilers (<100 MMBtu/hr Heat Input):Uncontrolled | 11 | 0.6 | 0.6 | 0.6 | [10 empty] | 0% | 0% | 100% | 0 | 0 | 1215 | 0 | 0 | 0 | 0 | 0 | 0 | 0 | 0 | 2015 Qtr 1: 303.75; 2015 Qtr 2: 303.75; 2015 Qtr 3: 303.75; 2015 Qtr 4: 303.75 | 1215 | 1
429008-2-Cleaned Condenser Coil | WPSDGENRHC1020-Rev00-Msr001 | System | Commercial | NON_res:DEER:HVAC_Split-Package_AC | TRUE |  |  | Ton | RET | 34.85 | 0 | 0 | 27.03 | 7.82 | 0 | 228 |  | kWh | 0.067 | 0 | Commercial |  | Winter Only | [6 empty] | Small Boilers (<100 MMBtu/hr Heat Input):Uncontrolled | 3 | 0.6 | 0.6 | 0.6 | [10 empty] | 0% | 0% | 100% | 0 | 0 | 7329 | 0 | 0 | 0 | 0 | 0 | 0 | 0 | 0 | 2015 Qtr 1: 1832.25; 2015 Qtr 2: 1832.25; 2015 Qtr 3: 1832.25; 2015 Qtr 4: 1832.25 | 7329 | 1
429009-2-Cleaned Evap. Coil | WPSDGENRHC1010-Rev00-Msr001 | System | Commercial | NON_res:DEER:HVAC_Split-Package_AC | TRUE |  |  | Ton | RET | 48.745 | 0 | 0 | 38.66 | 10.08 | 0.005 | 92.6166 |  | kWh | 0.020982 | 0 | Commercial |  | Winter Only | [6 empty] | Small Boilers (<100 MMBtu/hr Heat Input):Uncontrolled | 3 | 0.6 | 0.6 | 0.6 | [10 empty] | 0% | 0% | 100% | 0 | 0 | 5184 | 0 | 0 | 0 | 0 | 0 | 0 | 0 | 0 | 2015 Qtr 1: 1296; 2015 Qtr 2: 1296; 2015 Qtr 3: 1296; 2015 Qtr 4: 1296 | 5184 | 1
429012-2-Straighten Condenser Coil Fins | WPSDGENRHC1040-Rev00-Msr001 | System | Commercial | NON_res:DEER:HVAC_Split-Package_AC | TRUE |  |  | Ton | RET | 15.8 | 0 | 0 | 9.61 | 6.19 | 8.8818e-16 | 43 |  | kWh | 0.009 | 0 | Commercial |  | Winter Only | [6 empty] | Small Boilers (<100 MMBtu/hr Heat Input):Uncontrolled | 3 | 0.6 | 0.6 | 0.6 |  |  | 0.67 | [7 empty] | 0% | 0% | 100% | 0 | 0 | 6359 | 0 | 0 | 0 | 0 | 0 | 0 | 0 | 0 | 2015 Qtr 1: 1589.75; 2015 Qtr 2: 1589.75; 2015 Qtr 3: 1589.75; 2015 Qtr 4: 1589.75 | 6359 | 1
429013-2-Duct Seal Testing | NB-HVAC-DuctSeal-high | System | Commercial | NON_res:DEER:HVAC_Split-Package_AC | TRUE |  |  | Ton | RET | 390 | 0 | 0 | 195 | 195 | 0 | 37.8 |  | kWh | 0.0172 | -0.241 | Commercial |  | Winter Only | [6 empty] | Small Boilers (<100 MMBtu/hr Heat Input):Uncontrolled | 18 | 0.6 | 0.6 | 0.6 | [10 empty] | 0% | 0% | 0% | 0 | 0 | 63 | 0 | 0 | 0 | 0 | 0 | 0 | 0 | 0 | 2015 Qtr 1: 15.75; 2015 Qtr 2: 15.75; 2015 Qtr 3: 15.75; 2015 Qtr 4: 15.75 | 63 | 1
429014-2-Replaced air filter | WPSDGENRHC1030-Rev00-Msr001 | System | Commercial | NON_res:DEER:HVAC_Split-Package_HP | TRUE |  |  | Ton | RET | 15.43 | 0 | 0 | 10.47 | 4.96 | 0 | 50.1 |  | kWh | 0.012 | 0 | Commercial |  | Winter Only | [6 empty] | Small Boilers (<100 MMBtu/hr Heat Input):Uncontrolled | 1 | 0.6 | 0.6 | 0.6 | [10 empty] | 0% | 0% | 50% | 0 | 0 | 3105 | 0 | 0 | 0 | 0 | 0 | 0 | 0 | 0 | 2015 Qtr 1: 776.25; 2015 Qtr 2: 776.25; 2015 Qtr 3: 776.25; 2015 Qtr 4: 776.25 | 3105 | 1
429015-2-Replaced hot water line insulation (electric) | WPSDGENRWH1200-Rev00-Msr001 | System | Commercial | 35-OTI-OtherIndustrial-PROC_OTH | TRUE |  |  | Unit | RET | 58.17 | 0 | 0 | 41.21 | 16.96 | 0 | 44.127 |  | kWh | 0 | 0 | Commercial |  | Winter Only | [6 empty] | Small Boilers (<100 MMBtu/hr Heat Input):Uncontrolled | 3 | 0.6 | 0.6 | 0.6 | [10 empty] | 0% | 0% | 0% | 0 | 0 | 72 | 0 | 0 | 0 | 0 | 0 | 0 | 0 | 0 | 2015 Qtr 1: 18; 2015 Qtr 2: 18; 2015 Qtr 3: 18; 2015 Qtr 4: 18 | 72 | 1
429016-2-Replaced hot water line insulation (gas) | WPSDGENRWH1202-Rev01-Msr001 | System | Commercial | 35-OTI-OtherIndustrial-PROC_OTH | TRUE |  |  | Linear ft | RET | 82.57 | 0 | 0 | 56.91 | 25.66 | 0 | 0 |  | kWh | 0 | 3.5953 | Commercial |  | Annual | [6 empty] | Small Boilers (<100 MMBtu/hr Heat Input):Uncontrolled | 11 | 0.6 | 0.6 | 0.6 | [10 empty] | 0% | 0% | 0% | 0 | 0 | 350 | 0 | 0 | 0 | 0 | 0 | 0 | 0 | 0 | 2015 Qtr 1: 87.5; 2015 Qtr 2: 87.5; 2015 Qtr 3: 87.5; 2015 Qtr 4: 87.5 | 350 | 1
429018-2-Boiler Cleaning - Laundry Dry Cleaners (Gas) | WPSDGENRWH1100-Rev00-Msr001 | System | Commercial | 35-OTI-OtherIndustrial-PROC_OTH | TRUE |  |  | boiler | RET | 910.8237 | 0 | 0 | 865.21 | 45.61 | 0.0037 | 0 |  | kWh | 0 | 1671.2837 | Commercial |  | Annual | [6 empty] | Small Boilers (<100 MMBtu/hr Heat Input):Uncontrolled | 5 | 0.6 | 0.6 | 0.6 | [10 empty] | 0% | 0% | 0% | 0 | 0 | 2 | 0 | 0 | 0 | 0 | 0 | 0 | 0 | 0 | 2015 Qtr 1: 0.5; 2015 Qtr 2: 0.5; 2015 Qtr 3: 0.5; 2015 Qtr 4: 0.5 | 2 | 1
429019-2-Super Low Flow Showerhead | WPSDGEREWH1061A-Rev04-Msr001 | System | Commercial | 35-OTI-OtherIndustrial-PROC_OTH | TRUE |  |  | Showerhead | RET | 32.0302 | 0 | 0 | 17.62 | 14.41 | 0.0002 | 0 |  | kWh | 0 | 7.4834 | Commercial |  | Annual | [6 empty] | Small Boilers (<100 MMBtu/hr Heat Input):Uncontrolled | 10 | 0.6 | 0.6 | 0.6 |  |  | 0.737 | [7 empty] | 0% | 0% | 0% | 0 | 0 | 544 | 0 | 0 | 0 | 0 | 0 | 0 | 0 | 0 | 2015 Qtr 1: 136; 2015 Qtr 2: 136; 2015 Qtr 3: 136; 2015 Qtr 4: 136 | 544 | 1
429020-2-Super Low Flow Batheroom Aerator | WPSDGEREWH1012-Rev01-Msr001 | System | Commercial | 35-OTI-OtherIndustrial-PROC_OTH | TRUE |  |  | Aerator | ROB | 10.2663 | 0 | 0 | 6.2 | 4.06 | 0.0063 | 0 |  | kWh | 0 | 1.4967 | Commercial |  | Annual | [6 empty] | Small Boilers (<100 MMBtu/hr Heat Input):Uncontrolled | 10 | 0.6 | 0.6 | 0.6 |  |  | 0.737 | [7 empty] | 0% | 0% | 0% | 0 | 0 | 3578 | 0 | 0 | 0 | 0 | 0 | 0 | 0 | 0 | 2015 Qtr 1: 894.5; 2015 Qtr 2: 894.5; 2015 Qtr 3: 894.5; 2015 Qtr 4: 894.5 | 3578 | 1
429021-2-Cleaned Condenser Coil for Refrigeration Unit Serving Walkins | WPSDGENRHC1020-Rev00-Msr001 | System | Commercial | NON_res:DEER:HVAC_Split-Package_AC | TRUE |  |  | Ton | RET | 34.85 | 0 | 0 | 27.03 | 7.82 | 0 | 172 |  | kWh | 0.063 | 0 | Commercial |  | Winter Only | [6 empty] | Small Boilers (<100 MMBtu/hr Heat Input):Uncontrolled | 3 | 0.6 | 0.6 | 0.6 | [10 empty] | 0% | 0% | 100% | 0 | 0 | 100 | 0 | 0 | 0 | 0 | 0 | 0 | 0 | 0 | 2015 Qtr 1: 25; 2015 Qtr 2: 25; 2015 Qtr 3: 25; 2015 Qtr 4: 25 | 100 | 1
429022-2-Cleaned Condenser Coil Refrigeration Unit Serving Reach-ins | WPSDGENRHC1020-Rev00-Msr001 | System | Commercial | NON_res:DEER:HVAC_Split-Package_AC | TRUE |  |  | Ton | RET | 34.85 | 0 | 0 | 27.03 | 7.82 | 0 | 172 |  | kWh | 0.063 | 0 | Commercial |  | Winter Only | [6 empty] | Small Boilers (<100 MMBtu/hr Heat Input):Uncontrolled | 3 | 0.6 | 0.6 | 0.6 | [10 empty] | 0% | 0% | 100% | 0 | 0 | 95 | 0 | 0 | 0 | 0 | 0 | 0 | 0 | 0 | 2015 Qtr 1: 23.75; 2015 Qtr 2: 23.75; 2015 Qtr 3: 23.75; 2015 Qtr 4: 23.75 | 95 | 1
429023-2-Suction Line Insulation for Walk-In Refrigeration Units | WPSDGENRRN1000-Rev00-Msr001 | System | Commercial | 01-ALC-AllCommercial-Refrig | TRUE |  |  | linear ft | RET | 38.53 | 0 | 0 | 28.61 | 9.92 | 1.7764e-15 | 3.469 |  | kWh | 0.00045 | 0 | Commercial |  | Winter Only | [6 empty] | Small Boilers (<100 MMBtu/hr Heat Input):Uncontrolled | 11 | 0.6 | 0.6 | 0.6 | [10 empty] | 0% | 0% | 0% | 0 | 0 | 33 | 0 | 0 | 0 | 0 | 0 | 0 | 0 | 0 | 2015 Qtr 1: 8.25; 2015 Qtr 2: 8.25; 2015 Qtr 3: 8.25; 2015 Qtr 4: 8.25 | 33 | 1
429029-2-Refrigeration - Night Covers for Display Cases Med Temp | D03-205 | System | Commercial | 01-ALC-AllCommercial-Refrig | TRUE |  |  | linear ft | RET | 33.94 | 0 | 0 | 10.67 | 23.27 | 0 | 12.4 |  | kWh | -0.00334 | 1.22 | Commercial |  | Winter Only |  | 33.94 |  |  |  |  | Small Boilers (<100 MMBtu/hr Heat Input):Uncontrolled | 5 | 0.6 | 0.6 | 0.6 | [10 empty] | 0% | 0% | 0% | 0 | 0 | 701 | 0 | 0 | 0 | 0 | 0 | 0 | 0 | 0 | 2015 Qtr 1: 175.25; 2015 Qtr 2: 175.25; 2015 Qtr 3: 175.25; 2015 Qtr 4: 175.25 | 701 | 1
429030-2-Refrigeration - Anti-Sweat Heater Controls | WPSDGENRRN0009-Rev00-Msr001 | System | Commercial | 01-ALC-AllCommercial-Refrig | TRUE |  |  | Linear ft | RET | 77.97 | 0 | 0 | 52.99 | 24.98 | 0 | 270 |  | kWh | 0.004128 | 0 | Commercial |  | Winter Only | [6 empty] | Small Boilers (<100 MMBtu/hr Heat Input):Uncontrolled | 12 | 0.6 | 0.6 | 0.6 | [10 empty] | 0% | 0% | 0% | 0 | 0 | 14 | 0 | 0 | 0 | 0 | 0 | 0 | 0 | 0 | 2015 Qtr 1: 3.5; 2015 Qtr 2: 3.5; 2015 Qtr 3: 3.5; 2015 Qtr 4: 3.5 | 14 | 1
429031-2-Refrigeration - Food Service -Auto Closer for Main Cooler Doors | WPSDGENRRN0110-Rev00-Msr001 | System | Commercial | 01-ALC-AllCommercial-Refrig | TRUE |  |  | Unit | RET | 130.76 | 0 | 0 | 65.38 | 65.38 | 0 | 1041.84 |  | kWh | 0.222 | 0 | Commercial |  | Winter Only | [6 empty] | Small Boilers (<100 MMBtu/hr Heat Input):Uncontrolled | 8 | 0.6 | 0.6 | 0.6 | [10 empty] | 0% | 0% | 0% | 0 | 0 | 114 | 0 | 0 | 0 | 0 | 0 | 0 | 0 | 0 | 2015 Qtr 1: 28.5; 2015 Qtr 2: 28.5; 2015 Qtr 3: 28.5; 2015 Qtr 4: 28.5 | 114 | 1
429032-2-Refrigeration - Food Service -Auto Closer for Main Freezer Doors | WPSDGENRRN0110-Rev00-Msr002 | System | Commercial | 01-ALC-AllCommercial-Refrig | TRUE |  |  | Unit | RET | 130.76 | 0 | 0 | 65.38 | 65.38 | 0 | 2710.46 |  | kWh | 0.148 | 0 | Commercial |  | Winter Only | [6 empty] | Small Boilers (<100 MMBtu/hr Heat Input):Uncontrolled | 8 | 0.6 | 0.6 | 0.6 | [10 empty] | 0% | 0% | 0% | 0 | 0 | 36 | 0 | 0 | 0 | 0 | 0 | 0 | 0 | 0 | 2015 Qtr 1: 9; 2015 Qtr 2: 9; 2015 Qtr 3: 9; 2015 Qtr 4: 9 | 36 | 1
429033-2-Refrigeration - Vending Machine Controller | WPSDGENRCS0001-Rev00-Msr001 | System | Commercial | 01-ALC-AllCommercial-Refrig | TRUE |  |  | Unit | RET | 251.73 | 0 | 0 | 49.92 | 201.81 | 0 | 1612 |  | kWh | 0 | 0 | Commercial |  | Winter Only | [6 empty] | Small Boilers (<100 MMBtu/hr Heat Input):Uncontrolled | 5 | 0.6 | 0.6 | 0.6 | [10 empty] | 0% | 0% | 0% | 0 | 0 | 17 | 0 | 0 | 0 | 0 | 0 | 0 | 0 | 0 | 2015 Qtr 1: 4.25; 2015 Qtr 2: 4.25; 2015 Qtr 3: 4.25; 2015 Qtr 4: 4.25 | 17 | 1
429036-2-CFL, 20W lamp, Integral or Modular, Tube or Spiral or Flood | Com-Lighting-InGen_CFLratio0357_CFLscw-20w | System | Commercial | NON_res:DEER:Indoor_CFL_Ltg | TRUE |  |  | Lamp | ROB | 10.8 | 0 | 0 | 4.6 | 6.2 | 8.8818e-16 | 170 |  | kWh | 0.0372 | -0.507 | Commercial |  | Winter Only |  | 10.8 |  |  |  |  | Small Boilers (<100 MMBtu/hr Heat Input):Uncontrolled | 3.3 | 0.6 | 0.6 | 0.6 |  |  | 0.99 | [7 empty] | 0% | 0% | 0% | 0 | 0 | 600 | 0 | 0 | 0 | 0 | 0 | 0 | 0 | 0 | 2015 Qtr 1: 150; 2015 Qtr 2: 150; 2015 Qtr 3: 150; 2015 Qtr 4: 150 | 600 | 1
429039-2-CFL, 11W lamp, Integral or Modular, Tube or Spiral or Flood | Com-Lighting-InGen_CFLratio0357_CFLscw-11w | System | Commercial | NON_res:DEER:Indoor_CFL_Ltg | TRUE |  |  | Lamp | ROB | 8.92 | 0 | 0 | 4.63 | 4.29 | 0 | 93.7 |  | kWh | 0.0204 | -0.279 | Commercial |  | Winter Only |  | 8.92 |  |  |  |  | Small Boilers (<100 MMBtu/hr Heat Input):Uncontrolled | 3.3 | 0.6 | 0.6 | 0.6 |  |  | 0.99 | [7 empty] | 0% | 0% | 0% | 0 | 0 | 60 | 0 | 0 | 0 | 0 | 0 | 0 | 0 | 0 | 2015 Qtr 1: 15; 2015 Qtr 2: 15; 2015 Qtr 3: 15; 2015 Qtr 4: 15 | 60 | 1
429040-2-CFL, 13W lamp, Integral or Modular, Tube or Spiral or Flood | Com-Lighting-InGen_CFLratio0357_CFLscw-13w | System | Commercial | NON_res:DEER:Indoor_CFL_Ltg | TRUE |  |  | Lamp | ROB | 8.8238 | 0 | 0 | 4.58 | 4.24 | 0.0038 | 111 |  | kWh | 0.0242 | -0.329 | Commercial |  | Winter Only | [6 empty] | Small Boilers (<100 MMBtu/hr Heat Input):Uncontrolled | 3.3 | 0.6 | 0.6 | 0.6 |  |  | 0.99 | [7 empty] | 0% | 0% | 0% | 0 | 0 | 1000 | 0 | 0 | 0 | 0 | 0 | 0 | 0 | 0 | 2015 Qtr 1: 250; 2015 Qtr 2: 250; 2015 Qtr 3: 250; 2015 Qtr 4: 250 | 1000 | 1
429044-2-CFL, 23W lamp, Integral or Modular, Tube or Spiral or Flood | Com-Lighting-InGen_CFLratio0357_CFLscw-23w | System | Commercial | NON_res:DEER:Indoor_CFL_Ltg | TRUE |  |  | Lamp | ROB | 8.8238 | 0 | 0 | 4.58 | 4.24 | 0.0038 | 196 |  | kWh | 0.0427 | -0.583 | Commercial |  | Winter Only | [6 empty] | Small Boilers (<100 MMBtu/hr Heat Input):Uncontrolled | 3.3 | 0.6 | 0.6 | 0.6 |  |  | 0.99 | [7 empty] | 0% | 0% | 0% | 0 | 0 | 1100 | 0 | 0 | 0 | 0 | 0 | 0 | 0 | 0 | 2015 Qtr 1: 275; 2015 Qtr 2: 275; 2015 Qtr 3: 275; 2015 Qtr 4: 275 | 1100 | 1
429056-2-CFL, 14W w/Reflector | Com-Lighting-InGen_CFLratio0357_CFLscw-13w | System | Commercial | NON_res:DEER:Indoor_CFL_Ltg | TRUE |  |  | Lamp | ROB | 14.54 | 0 | 0 | 6.64 | 7.9 | 0 | 111 |  | kWh | 0.0242 | -0.329 | Commercial |  | Winter Only |  | 14.54 |  |  |  |  | Small Boilers (<100 MMBtu/hr Heat Input):Uncontrolled | 3.3 | 0.6 | 0.6 | 0.6 |  |  | 0.99 | [7 empty] | 0% | 0% | 0% | 0 | 0 | 650 | 0 | 0 | 0 | 0 | 0 | 0 | 0 | 0 | 2015 Qtr 1: 162.5; 2015 Qtr 2: 162.5; 2015 Qtr 3: 162.5; 2015 Qtr 4: 162.5 | 650 | 1
429057-2-CFL, 18W w/Reflector | Com-Lighting-InGen_CFLratio0357_CFLscw-18w | System | Commercial | NON_res:DEER:Indoor_CFL_Ltg | TRUE |  |  | Lamp | ROB | 14.36 | 0 | 0 | 6.51 | 7.85 | 0 | 153 |  | kWh | 0.0334 | -0.456 | Commercial |  | Winter Only | [6 empty] | Small Boilers (<100 MMBtu/hr Heat Input):Uncontrolled | 3.3 | 0.6 | 0.6 | 0.6 |  |  | 0.99 | [7 empty] | 0% | 0% | 0% | 0 | 0 | 1500 | 0 | 0 | 0 | 0 | 0 | 0 | 0 | 0 | 2015 Qtr 1: 375; 2015 Qtr 2: 375; 2015 Qtr 3: 375; 2015 Qtr 4: 375 | 1500 | 1
429058-2-CFL, 23W w/Reflector | Com-Lighting-InGen_CFLratio0357_CFLscw-23w | System | Commercial | NON_res:DEER:Indoor_CFL_Ltg | TRUE |  |  | Lamp | ROB | 14.36 | 0 | 0 | 6.51 | 7.85 | 0 | 196 |  | kWh | 0.0427 | -0.583 | Commercial |  | Winter Only | [6 empty] | Small Boilers (<100 MMBtu/hr Heat Input):Uncontrolled | 3.3 | 0.6 | 0.6 | 0.6 |  |  | 0.99 | [7 empty] | 0% | 0% | 0% | 0 | 0 | 1400 | 0 | 0 | 0 | 0 | 0 | 0 | 0 | 0 | 2015 Qtr 1: 350; 2015 Qtr 2: 350; 2015 Qtr 3: 350; 2015 Qtr 4: 350 | 1400 | 1
429060-2-CF Hardwired Fixture 28W | Com-Lighting-InGen_CFLratio0357_CFLscw-28w | System | Commercial | NON_res:DEER:Indoor_CFL_Ltg | TRUE |  |  | Fixture | ROB | 59.87 | 0 | 0 | 31.52 | 28.35 | 0 | 238 |  | kWh | 0.052 | -0.71 | Commercial |  | Winter Only |  | 59.87 |  |  |  |  | Small Boilers (<100 MMBtu/hr Heat Input):Uncontrolled | 3.3 | 0.6 | 0.6 | 0.6 | [10 empty] | 0% | 0% | 0% | 0 | 0 | 260 | 0 | 0 | 0 | 0 | 0 | 0 | 0 | 0 | 2015 Qtr 1: 65; 2015 Qtr 2: 65; 2015 Qtr 3: 65; 2015 Qtr 4: 65 | 260 | 1
429061-2-Lighting - Standard Tier 5' Case Door | WPSDGENRLG0082-Rev01-Msr002 | System | Commercial | NON_res:DEER:Indoor_Non-CFL_Ltg | TRUE |  |  | Door | ROB | 267.64 | 0 | 0 | 78.78 | 188.86 | 0 | 227 |  | kWh | 0.035 | 0 | Commercial |  | Winter Only | [6 empty] | Small Boilers (<100 MMBtu/hr Heat Input):Uncontrolled | 8 | 0.7 | 0.7 | 0.7 | [10 empty] | 0% | 0% | 0% | 0 | 0 | 606 | 0 | 0 | 0 | 0 | 0 | 0 | 0 | 0 | 2015 Qtr 1: 151.5; 2015 Qtr 2: 151.5; 2015 Qtr 3: 151.5; 2015 Qtr 4: 151.5 | 606 | 1
429062-2-Lighting - Standard Tier 6' Case Door | WPSDGENRLG0082-Rev01-Msr004 | System | Commercial | NON_res:DEER:Indoor_Non-CFL_Ltg | TRUE |  |  | Door | ROB | 300.702 | 0 | 0 | 79.12 | 221.58 | 0.002 | 463 |  | kWh | 0.071 | 0 | Commercial |  | Winter Only | [6 empty] | Small Boilers (<100 MMBtu/hr Heat Input):Uncontrolled | 8 | 0.7 | 0.7 | 0.7 | [10 empty] | 0% | 0% | 0% | 0 | 0 | 1600 | 0 | 0 | 0 | 0 | 0 | 0 | 0 | 0 | 2015 Qtr 1: 400; 2015 Qtr 2: 400; 2015 Qtr 3: 400; 2015 Qtr 4: 400 | 1600 | 1
429066-2-LED OPEN Sign Replacing Neon OPEN Sign | Com-Lighting-InExit_Exit-Incand-40w-Double_Exit-CFL-21w-Double | System | Commercial | NON_res:DEER:Indoor_Non-CFL_Ltg | TRUE |  |  | Fixture | RET | 111.1765 | 0 | 0 | 24.56 | 86.61 | 0.0065 | 184 |  | kWh | 0.0251 | -0.619 | Commercial |  | Winter Only | [6 empty] | Small Boilers (<100 MMBtu/hr Heat Input):Uncontrolled | 16 | 0.6 | 0.6 | 0.6 | [10 empty] | 0% | 0% | 0% | 0 | 0 | 286 | 0 | 0 | 0 | 0 | 0 | 0 | 0 | 0 | 2015 Qtr 1: 71.5; 2015 Qtr 2: 71.5; 2015 Qtr 3: 71.5; 2015 Qtr 4: 71.5 | 286 | 1
429071-2-Lighting - 2 Ft 4th Gen. T-8 with Elec. Ballast (1 Lamp) | WPSDGENRLG0013-Rev05-Msr001 | System | Commercial | NON_res:DEER:Indoor_Non-CFL_Ltg | TRUE |  |  | Fixture | ROB | 52.2225 | 0 | 0 | 17.68 | 34.54 | 0.0025 | 38.4025 |  | kWh | 0.0095295 | -0.12078 | Commercial |  | Winter Only | [6 empty] | Small Boilers (<100 MMBtu/hr Heat Input):Uncontrolled | 15 | 0.7 | 0.7 | 0.7 |  |  | 0.91 | [7 empty] | 0% | 0% | 0% | 0 | 0 | 1000 | 0 | 0 | 0 | 0 | 0 | 0 | 0 | 0 | 2015 Qtr 1: 250; 2015 Qtr 2: 250; 2015 Qtr 3: 250; 2015 Qtr 4: 250 | 1000 | 1
429072-2-Lighting - 3 Ft 4th Gen. T-8 with Elec. Ballast (1 Lamp) | WPSDGENRLG0013-Rev05-Msr002 | System | Commercial | NON_res:DEER:Indoor_Non-CFL_Ltg | TRUE |  |  | Fixture | ROB | 53.76 | 0 | 0 | 26.35 | 27.41 | 0 | 69.8228 |  | kWh | 0.017326 | -0.21959 | Commercial |  | Winter Only | [6 empty] | Small Boilers (<100 MMBtu/hr Heat Input):Uncontrolled | 15 | 0.7 | 0.7 | 0.7 |  |  | 0.91 | [7 empty] | 0% | 0% | 0% | 0 | 0 | 1000 | 0 | 0 | 0 | 0 | 0 | 0 | 0 | 0 | 2015 Qtr 1: 250; 2015 Qtr 2: 250; 2015 Qtr 3: 250; 2015 Qtr 4: 250 | 1000 | 0
429073-2-Lighting - 4 Ft 4th Gen. T-8 with Elec. Ballast (1 Lamp) | WPSDGENRLG0013-Rev05-Msr010 | System | Commercial | NON_res:DEER:Indoor_Non-CFL_Ltg | TRUE |  |  | Fixture | ROB | 62.3 | 0 | 0 | 30.65 | 31.65 | 0 | 41.8937 |  | kWh | 0.010396 | -0.13176 | Commercial |  | Winter Only | [6 empty] | Small Boilers (<100 MMBtu/hr Heat Input):Uncontrolled | 15 | 0.7 | 0.7 | 0.7 |  |  | 0.91 | [7 empty] | 0% | 0% | 0% | 0 | 0 | 15000 | 0 | 0 | 0 | 0 | 0 | 0 | 0 | 0 | 2015 Qtr 1: 3750; 2015 Qtr 2: 3750; 2015 Qtr 3: 3750; 2015 Qtr 4: 3750 | 15000 | 0
429074-2-Lighting - 4 Ft 4th Gen. T-8 with Elec. Ballast (2-Lamp) | WPSDGENRLG0013-Rev05-Msr011 | System | Commercial | NON_res:DEER:Indoor_Non-CFL_Ltg | TRUE |  |  | Fixture | ROB | 62.3095 | 0 | 0 | 28.92 | 23.79 | 9.5995 | 97.7519 |  | kWh | 0.024257 | -0.30743 | Commercial |  | Winter Only | [6 empty] | Small Boilers (<100 MMBtu/hr Heat Input):Uncontrolled | 15 | 0.7 | 0.7 | 0.7 |  |  | 0.91 | [7 empty] | 0% | 0% | 0% | 0 | 0 | 5000 | 0 | 0 | 0 | 0 | 0 | 0 | 0 | 0 | 2015 Qtr 1: 1250; 2015 Qtr 2: 1250; 2015 Qtr 3: 1250; 2015 Qtr 4: 1250 | 5000 | 0
429075-2-Lighting - 4 Ft 2nd Gen. T-8 with Elec. Ballast (3-Lamp) | Com-Lighting-InGen_T12-48in-102w_T8-48in-89w-B_T8-48in-78w-B | System | Commercial | NON_res:DEER:Indoor_Non-CFL_Ltg | TRUE |  |  | Fixture | ROB | 82.14 | 0 | 0 | 44.27 | 37.87 | 0 | 37.2 |  | kWh | 0.00916 | -0.118 | Commercial |  | Winter Only |  | 82.14 |  |  |  |  | Small Boilers (<100 MMBtu/hr Heat Input):Uncontrolled | 16 | 0.7 | 0.7 | 0.7 |  |  | 0.91 | [7 empty] | 0% | 0% | 0% | 0 | 0 | 1200 | 0 | 0 | 0 | 0 | 0 | 0 | 0 | 0 | 2015 Qtr 1: 300; 2015 Qtr 2: 300; 2015 Qtr 3: 300; 2015 Qtr 4: 300 | 1200 | 0
429076-2-Lighting - 4 Ft 2nd Gen. T-8 with Elec. Ballast (4-Lamp) | Com-Lighting-InGen_T12-48in-144w-A_T8-48in-112w-D_T8-48in-102w-B | System | Commercial | NON_res:DEER:Indoor_Non-CFL_Ltg | TRUE |  |  | Fixture | ROB | 84.86 | 0 | 0 | 47.37 | 37.49 | 0 | 33.8 |  | kWh | 0.00833 | -0.107 | Commercial |  | Winter Only |  | 84.86 |  |  |  |  | Small Boilers (<100 MMBtu/hr Heat Input):Uncontrolled | 16 | 0.7 | 0.7 | 0.7 |  |  | 0.91 | [7 empty] | 0% | 0% | 0% | 0 | 0 | 3500 | 0 | 0 | 0 | 0 | 0 | 0 | 0 | 0 | 2015 Qtr 1: 875; 2015 Qtr 2: 875; 2015 Qtr 3: 875; 2015 Qtr 4: 875 | 3500 | 1
429077-2-Lighting - T8 to 4ft 28 Watt Lamp & Ballast (1 Lamp) | WPSDGENRLG0013-Rev05-Msr014 | System | Commercial | NON_res:DEER:Indoor_Non-CFL_Ltg | TRUE |  |  | Fixture | ROB | 52.73 | 0 | 0 | 25.86 | 26.87 | 0 | 20.9468 |  | kWh | 0.0051979 | -0.065878 | Commercial |  | Winter Only | [6 empty] | Small Boilers (<100 MMBtu/hr Heat Input):Uncontrolled | 15 | 0.7 | 0.7 | 0.7 |  |  | 0.91 | [7 empty] | 0% | 0% | 0% | 0 | 0 | 5000 | 0 | 0 | 0 | 0 | 0 | 0 | 0 | 0 | 2015 Qtr 1: 1250; 2015 Qtr 2: 1250; 2015 Qtr 3: 1250; 2015 Qtr 4: 1250 | 5000 | 1
429078-2-Lighting - T8 to 4ft 28 Watt Lamp & Ballast (2 Lamp) | WPSDGENRLG0013-Rev05-Msr015 | System | Commercial | NON_res:DEER:Indoor_Non-CFL_Ltg | TRUE |  |  | Fixture | ROB | 62.3095 | 0 | 0 | 30.65 | 31.65 | 0.0095 | 52.3671 |  | kWh | 0.012995 | -0.1647 | Commercial |  | Winter Only | [6 empty] | Small Boilers (<100 MMBtu/hr Heat Input):Uncontrolled | 15 | 0.7 | 0.7 | 0.7 |  |  | 0.91 | [7 empty] | 0% | 0% | 0% | 0 | 0 | 1600 | 0 | 0 | 0 | 0 | 0 | 0 | 0 | 0 | 2015 Qtr 1: 400; 2015 Qtr 2: 400; 2015 Qtr 3: 400; 2015 Qtr 4: 400 | 1600 | 1
429079-2-Lighting - T8 to 4ft 28 Watt Lamp & Ballast (3 Lamp) | WPSDGENRLG0013-Rev05-Msr016 | System | Commercial | NON_res:DEER:Indoor_Non-CFL_Ltg | TRUE |  |  | Fixture | ROB | 82.14 | 0 | 0 | 44.27 | 37.87 | 0 | 83.7874 |  | kWh | 0.020792 | -0.26351 | Commercial |  | Winter Only | [6 empty] | Small Boilers (<100 MMBtu/hr Heat Input):Uncontrolled | 15 | 0.7 | 0.7 | 0.7 |  |  | 0.91 | [7 empty] | 0% | 0% | 0% | 0 | 0 | 5000 | 0 | 0 | 0 | 0 | 0 | 0 | 0 | 0 | 2015 Qtr 1: 1250; 2015 Qtr 2: 1250; 2015 Qtr 3: 1250; 2015 Qtr 4: 1250 | 5000 | 1
429081-2-4-foot (4-lamp) - (2) 48in (2) Premium Instant Start Ballast - Reduced Light Ouput w/Reflector T8 LF | WPSDGENRLG0013-Rev05-Msr022 | System | Commercial | NON_res:DEER:Indoor_Non-CFL_Ltg | TRUE |  |  | Fixture | ROB | 84.89 | 0 | 0 | 47.68 | 37.21 | 0 | 83.7874 |  | kWh | 0.020792 | -0.26351 | Commercial |  | Winter Only | [6 empty] | Small Boilers (<100 MMBtu/hr Heat Input):Uncontrolled | 15 | 0.7 | 0.7 | 0.7 |  |  | 0.91 | [7 empty] | 0% | 0% | 0% | 0 | 0 | 3500 | 0 | 0 | 0 | 0 | 0 | 0 | 0 | 0 | 2015 Qtr 1: 875; 2015 Qtr 2: 875; 2015 Qtr 3: 875; 2015 Qtr 4: 875 | 3500 | 1
429084-2-FL, (1) 96in, T8 lamp, IS EB, RLO (BF<.85), Tandem 2 Lamp Ballast, Lumens=4152, W/fixt=49 (Retrofit) | Com-Lighting-InGen_T12-96in-62w-A_T8-96in-55w_T8-96in-49w | System | Commercial | NON_res:DEER:Indoor_Non-CFL_Ltg | TRUE |  |  | Fixture | ROB | 76.1335 | 0 | 0 | 37.52 | 38.61 | 0.0035 | 20.3 |  | kWh | 0.005 | -0.0643 | Commercial |  | Winter Only | [6 empty] | Small Boilers (<100 MMBtu/hr Heat Input):Uncontrolled | 16 | 0.7 | 0.7 | 0.7 |  |  | 0.91 | [7 empty] | 0% | 0% | 0% | 0 | 0 | 651 | 0 | 0 | 0 | 0 | 0 | 0 | 0 | 0 | 2015 Qtr 1: 162.75; 2015 Qtr 2: 162.75; 2015 Qtr 3: 162.75; 2015 Qtr 4: 162.75 | 651 | 1
429085-2-FL, (2) 96in, T8 lamp, IS EB, RLO (BF<0.85), Lumens=8304, W/fixt=98 (Retrofit) | Com-Lighting-InGen_T12-96in-123w-A_T8-96in-109w_T8-96in-98w | System | Commercial | NON_res:DEER:Indoor_Non-CFL_Ltg | TRUE |  |  | Fixture | ROB | 85.8106 | 0 | 0 | 42.14 | 43.67 | 0.0006 | 37.2 |  | kWh | 0.00916 | -0.118 | Commercial |  | Winter Only | [6 empty] | Small Boilers (<100 MMBtu/hr Heat Input):Uncontrolled | 16 | 0.7 | 0.7 | 0.7 |  |  | 0.91 | [7 empty] | 0% | 0% | 0% | 0 | 0 | 7681 | 0 | 0 | 0 | 0 | 0 | 0 | 0 | 0 | 2015 Qtr 1: 1920.25; 2015 Qtr 2: 1920.25; 2015 Qtr 3: 1920.25; 2015 Qtr 4: 1920.25 | 7681 | 1
429086-2-FL, (4) 46in, T5HO lamp, (2) Programmed Start Ballast, (BF: 1.00), Lumens=19000, W/fixt=234 (Replace) | Com-Lighting-InGen_PSMH-365w_PSMH-365w_T5-46in-234w | System | Commercial | NON_res:DEER:Indoor_Non-CFL_Ltg | TRUE |  |  | Fixture | ROB | 318.48 | 0 | 0 | 146.24 | 172.24 | 0 | 443 |  | kWh | 0.109 | -1.4 | Commercial |  | Winter Only |  | 318.48 |  |  |  |  | Small Boilers (<100 MMBtu/hr Heat Input):Uncontrolled | 16 | 0.7 | 0.7 | 0.7 |  |  | 0.97 | [7 empty] | 0% | 0% | 0% | 0 | 0 | 379 | 0 | 0 | 0 | 0 | 0 | 0 | 0 | 0 | 2015 Qtr 1: 94.75; 2015 Qtr 2: 94.75; 2015 Qtr 3: 94.75; 2015 Qtr 4: 94.75 | 379 | 1
429087-2-FL, (6) 46in, T5HO lamp, (3) Programmed Start Ballast, (BF: 1.00), Lumens=28500, W/fixt=351 (Replace, code reference) | Com-Lighting-InGen_PSMH-456w_PSMH-456w_T5-46in-351w | System | Commercial | NON_res:DEER:Indoor_Non-CFL_Ltg | TRUE |  |  | Fixture | ROB | 393.03 | 0 | 0 | 185.01 | 208.02 | 0 | 355 |  | kWh | 0.0875 | -1.13 | Commercial |  | Winter Only |  | 393.03 |  |  |  |  | Small Boilers (<100 MMBtu/hr Heat Input):Uncontrolled | 16 | 0.7 | 0.7 | 0.7 |  |  | 0.97 | [7 empty] | 0% | 0% | 0% | 0 | 0 | 1044 | 0 | 0 | 0 | 0 | 0 | 0 | 0 | 0 | 2015 Qtr 1: 261; 2015 Qtr 2: 261; 2015 Qtr 3: 261; 2015 Qtr 4: 261 | 1044 | 1
429089-2-Suction Line Insulation for Walk-In Freezer Units | WPSDGENRRN1000-Rev00-Msr001 | System | Commercial | 01-ALC-AllCommercial-Refrig | TRUE |  |  | linear ft | RET | 38.5666 | 0 | 0 | 28.64 | 9.92 | 0.0066 | 3.469 |  | kWh | 0.00045 | 0 | Commercial |  | Winter Only | [6 empty] | Small Boilers (<100 MMBtu/hr Heat Input):Uncontrolled | 11 | 0.6 | 0.6 | 0.6 | [10 empty] | 0% | 0% | 0% | 0 | 0 | 6 | 0 | 0 | 0 | 0 | 0 | 0 | 0 | 0 | 2015 Qtr 1: 1.5; 2015 Qtr 2: 1.5; 2015 Qtr 3: 1.5; 2015 Qtr 4: 1.5 | 6 | 1
429092-2-Lighting - T8 to 4ft 25 Watt Lamp & Ballast (2 Lamp) | WPSDGENRLG0013-Rev05-Msr019 | System | Commercial | NON_res:DEER:Indoor_Non-CFL_Ltg | TRUE |  |  | Fixture | ROB | 62.3095 | 0 | 0 | 30.65 | 31.65 | 0.0095 | 73.3139 |  | kWh | 0.018193 | -0.23057 | Commercial |  | Winter Only | [6 empty] | Small Boilers (<100 MMBtu/hr Heat Input):Uncontrolled | 15 | 0.7 | 0.7 | 0.7 |  |  | 0.91 | [7 empty] | 0% | 0% | 0% | 0 | 0 | 58133 | 0 | 0 | 0 | 0 | 0 | 0 | 0 | 0 | 2015 Qtr 1: 14533.25; 2015 Qtr 2: 14533.25; 2015 Qtr 3: 14533.25; 2015 Qtr 4: 14533.25 | 58133 | 1
429093-2-Lighting - T8 to 4ft 25 Watt Lamp & Ballast (4 Lamp) | WPSDGENRLG0013-Rev05-Msr021 | System | Commercial | NON_res:DEER:Indoor_Non-CFL_Ltg | TRUE |  |  | Fixture | ROB | 84.86 | 0 | 0 | 47.37 | 37.49 | 0 | 125.681 |  | kWh | 0.031187 | -0.39527 | Commercial |  | Winter Only | [6 empty] | Small Boilers (<100 MMBtu/hr Heat Input):Uncontrolled | 15 | 0.7 | 0.7 | 0.7 |  |  | 0.91 | [7 empty] | 0% | 0% | 0% | 0 | 0 | 13270 | 0 | 0 | 0 | 0 | 0 | 0 | 0 | 0 | 2015 Qtr 1: 3317.5; 2015 Qtr 2: 3317.5; 2015 Qtr 3: 3317.5; 2015 Qtr 4: 3317.5 | 13270 | 1
462161-1-Pre-Rinse Spray Head In Restaurants | WPSDGENRWH0012-Rev00-Msr003 | System | Commercial | 35-OTI-OtherIndustrial-PROC_OTH | TRUE |  |  | Each | ROB | 75.99 |  |  | 15.82 | 55.39 | 4.78 | 0 |  | kWh | 0 | 43.9 | Commercial |  | Winter Only | [6 empty] | Small Boilers (<100 MMBtu/hr Heat Input):Uncontrolled | 10 | 0.6 | 0.6 | 0.6 | [10 empty] | 0% | 0% | 0% | 0 | 0 | 54 | 0 | 0 | 0 | 0 | 0 | 0 | 0 | 0 | 2015 Qtr 1: 13.5; 2015 Qtr 2: 13.5; 2015 Qtr 3: 13.5; 2015 Qtr 4: 13.5 | 54 | 1
462169-2-Pre-Rinse Spray Head In Restaurants | WPSDGENRWH0012-Rev00-Msr003 | System | Commercial | 35-OTI-OtherIndustrial-PROC_OTH | TRUE |  |  | Each | ROB | 126.6 | 0 | 0 | 78.02 | 48.58 | 0 | 0 |  | kWh | 0 | 43.9 | Commercial |  | Winter Only | [6 empty] | Small Boilers (<100 MMBtu/hr Heat Input):Uncontrolled | 10 | 0.6 | 0.6 | 0.6 | [10 empty] | 0% | 0% | 0% | 0 | 0 | 281 | 0 | 0 | 0 | 0 | 0 | 0 | 0 | 0 | 2015 Qtr 1: 70.25; 2015 Qtr 2: 70.25; 2015 Qtr 3: 70.25; 2015 Qtr 4: 70.25 | 281 | 0
462173-2-Bi-Level Light Fixture Stairwell/Hall/Garage Fixtures | WPSDGENRLG0076-Rev01-Msr001 | System | Commercial | NON_res:DEER:Indoor_Non-CFL_Ltg | TRUE |  |  | Fixture | ROB | 234.3375 | 0 | 0 | 57.77 | 176.56 | 0.0075 | 248 |  | kWh | 0.028 | 0 | Commercial |  | Winter Only | [6 empty] | Small Boilers (<100 MMBtu/hr Heat Input):Uncontrolled | 8 | 0.6 | 0.6 | 0.6 | [10 empty] | 0% | 0% | 0% | 0 | 0 | 21 | 0 | 0 | 0 | 0 | 0 | 0 | 0 | 0 | 2015 Qtr 1: 5.25; 2015 Qtr 2: 5.25; 2015 Qtr 3: 5.25; 2015 Qtr 4: 5.25 | 21 | 0
462659-Comp. Air | SDGECUSTOMFORECASTMEASURES2015-Rev00-Msr010 | System | Commercial | 35-OTI-OtherIndustrial-PROC_OTH | TRUE |  |  | Site | RET | 61277 | 21753.2 | 0 | 0 | 0 | 39523.8 | 1149359 |  | kWh | 0 | 0 | Commercial |  | Winter Only | [6 empty] | Small Boilers (<100 MMBtu/hr Heat Input):Uncontrolled | 15 | 0.6 | 0.6 | 0.6 |  |  |  | 0.9 | [6 empty] | 0% | 0% | 0% | 0 | 0 | 0.6 | 0 | 0 | 0 | 0 | 0 | 0 | 0 | 0 | 2015 Qtr 1: 0.15; 2015 Qtr 2: 0.15; 2015 Qtr 3: 0.15; 2015 Qtr 4: 0.15 | 0.6 | 0
462660-Process Heat | SDGECUSTOMFORECASTMEASURES2015-Rev00-Msr011 | System | Commercial | 35-OTI-OtherIndustrial-PROC_OTH | TRUE |  |  | Site | RET | 54001.2111 | 23963.04 | 0 | 0 | 0 | 30038.1711 | 37014 |  | kWh | 4.95 | 12417 | Commercial |  | Annual | [6 empty] | Small Boilers (<100 MMBtu/hr Heat Input):Uncontrolled | 9.9259 | 0.6 | 0.6 | 0.6 |  |  |  | 0.9 | [6 empty] | 0% | 0% | 0% | 0 | 0 | 2 | 0 | 0 | 0 | 0 | 0 | 0 | 0 | 0 | 2015 Qtr 1: 0.5; 2015 Qtr 2: 0.5; 2015 Qtr 3: 0.5; 2015 Qtr 4: 0.5 | 2 | 0
462661-ProcRefr | SDGECUSTOMFORECASTMEASURES2015-Rev00-Msr012 | System | Commercial | 35-OTI-OtherIndustrial-PROC_OTH | TRUE |  |  | Site | RET | 49408.25 | 35079.86 | 0 | 0 | 0 | 14328.39 | 105301 |  | kWh | 14.16 | 0 | Commercial |  | Winter Only | [6 empty] | Small Boilers (<100 MMBtu/hr Heat Input):Uncontrolled | 10.94 | 0.6 | 0.6 | 0.6 |  |  |  | 0.9 | [6 empty] | 0% | 0% | 0% | 0 | 0 | 0.5 | 0 | 0 | 0 | 0 | 0 | 0 | 0 | 0 | 2015 Qtr 1: 0.125; 2015 Qtr 2: 0.125; 2015 Qtr 3: 0.125; 2015 Qtr 4: 0.125 | 0.5 | 0
462662-Swimming Pool Equimpent | SDGECUSTOMFORECASTMEASURES2015-Rev00-Msr013 | System | Commercial | 35-OTI-OtherIndustrial-PROC_OTH | TRUE |  |  | Site | ROB | 19827 | 7038.59 | 0 | 0 | 0 | 12788.41 | 49716 |  | kWh | 6.06 | 1792 | Commercial |  | Winter Only | [6 empty] | Small Boilers (<100 MMBtu/hr Heat Input):Uncontrolled | 13.25 | 0.6 | 0.6 | 0.6 |  |  |  | 0.9 | [6 empty] | 0% | 0% | 0% | 0 | 0 | 2 | 0 | 0 | 0 | 0 | 0 | 0 | 0 | 0 | 2015 Qtr 1: 0.5; 2015 Qtr 2: 0.5; 2015 Qtr 3: 0.5; 2015 Qtr 4: 0.5 | 2 | 0
462663-Water Heating | SDGECUSTOMFORECASTMEASURES2015-Rev00-Msr014 | System | Commercial | 35-OTI-OtherIndustrial-PROC_OTH | TRUE |  |  | Site | ROB | 43262.0889 | 38395.1 | 0 | 0 | 0 | 4866.9889 | 1588 |  | kWh | 0 | 8652 | Commercial |  | Annual | [6 empty] | Small Boilers (<100 MMBtu/hr Heat Input):Uncontrolled | 17.4074 | 0.5 | 0.5 | 0.5 |  |  |  | 0.9 | [6 empty] | 0% | 0% | 0% | 0 | 0 | 0.9 | 0 | 0 | 0 | 0 | 0 | 0 | 0 | 0 | 2015 Qtr 1: 0.225; 2015 Qtr 2: 0.225; 2015 Qtr 3: 0.225; 2015 Qtr 4: 0.225 | 0.9 | 0
462664-Pumping | SDGECUSTOMFORECASTMEASURES2015-Rev00-Msr015 | System | Commercial | 35-OTI-OtherIndustrial-PROC_OTH | TRUE |  |  | Site | ROB | 58136 | 20638.21 | 0 | 0 | 0 | 37497.79 | 89702 |  | kWh | 9.09 | 0 | Commercial |  | Winter Only | [6 empty] | Small Boilers (<100 MMBtu/hr Heat Input):Uncontrolled | 15 | 0.6 | 0.6 | 0.6 |  |  |  | 0.9 | [6 empty] | 0% | 0% | 0% | 0 | 0 | 0.9 | 0 | 0 | 0 | 0 | 0 | 0 | 0 | 0 | 2015 Qtr 1: 0.225; 2015 Qtr 2: 0.225; 2015 Qtr 3: 0.225; 2015 Qtr 4: 0.225 | 0.9 | 0
462665-RetroComm | SDGECUSTOMFORECASTMEASURES2015-Rev00-Msr016 | System | Commercial | 35-OTI-OtherIndustrial-PROC_OTH | TRUE |  |  | Site | RET | 100632.2692 | 71448.91 | 0 | 0 | 0 | 29183.3592 | 154859 |  | kWh | 4.23 | 21718 | Commercial |  | Winter Only | [6 empty] | Small Boilers (<100 MMBtu/hr Heat Input):Uncontrolled | 11.9231 | 0.8 | 0.82 | 0.8 |  |  |  | 0.9 | [6 empty] | 0% | 0% | 0% | 0 | 0 | 1.2 | 0 | 0 | 0 | 0 | 0 | 0 | 0 | 0 | 2015 Qtr 1: 0.3; 2015 Qtr 2: 0.3; 2015 Qtr 3: 0.3; 2015 Qtr 4: 0.3 | 1.2 | 0
462666-Lighting - Exterior | SDGECUSTOMFORECASTMEASURES2015-Rev00-Msr017 | System | Commercial | NON_res:DEER:Indoor_Non-CFL_Ltg | TRUE |  |  | Site | ROB | 17254 | 6125.2 | 0 | 0 | 0 | 11128.8 | 15953 |  | kWh | 1.83 | 0 | Commercial |  | Winter Only | [6 empty] | Small Boilers (<100 MMBtu/hr Heat Input):Uncontrolled | 13.9667 | 0.6 | 0.6 | 0.6 |  |  |  | 0.9 | [6 empty] | 0% | 0% | 0% | 0 | 0 | 3 | 0 | 0 | 0 | 0 | 0 | 0 | 0 | 0 | 2015 Qtr 1: 0.75; 2015 Qtr 2: 0.75; 2015 Qtr 3: 0.75; 2015 Qtr 4: 0.75 | 3 | 0
462667-Lighting - Int. CF/LED | SDGECUSTOMFORECASTMEASURES2015-Rev00-Msr018 | System | Commercial | NON_res:DEER:Indoor_Non-CFL_Ltg | TRUE |  |  | Site | ROB | 13890 | 4930.82 | 0 | 0 | 0 | 8959.18 | 49039 |  | kWh | 6.61 | -61 | Commercial |  | Winter Only | [6 empty] | Small Boilers (<100 MMBtu/hr Heat Input):Uncontrolled | 11.632 | 0.6 | 0.6 | 0.6 |  |  |  | 0.9 | [6 empty] | 0% | 0% | 0% | 0 | 0 | 10 | 0 | 0 | 0 | 0 | 0 | 0 | 0 | 0 | 2015 Qtr 1: 2.5; 2015 Qtr 2: 2.5; 2015 Qtr 3: 2.5; 2015 Qtr 4: 2.5 | 10 | 0
462668-Lighting - Int. LF | SDGECUSTOMFORECASTMEASURES2015-Rev00-Msr019 | System | Commercial | NON_res:DEER:Indoor_Non-CFL_Ltg | TRUE |  |  | Site | ER | 3794.7936 | 1683.94 | 0 | 0 | 0 | 2110.8536 | 14506 |  | kWh | 2.71 | -15 | Commercial |  | Winter Only | 15 | 6.28 |  | 130 | 0.02 | -0.13539 | Small Boilers (<100 MMBtu/hr Heat Input):Uncontrolled | 1 | 0.7 | 0.7 | 0.7 |  |  |  | 0.9 | [6 empty] | 0% | 0% | 0% | 0 | 0 | 20 | 0 | 0 | 0 | 0 | 0 | 0 | 0 | 0 | 2015 Qtr 1: 5; 2015 Qtr 2: 5; 2015 Qtr 3: 5; 2015 Qtr 4: 5 | 20 | 0
462669-Chiller DB | SDGECUSTOMFORECASTMEASURES2015-Rev00-Msr020 | System | Commercial | NON_res:DEER:HVAC_Chillers | TRUE |  |  | Site | ER | 142942.7327 | 63430.84 | 0 | 0 | 0 | 79511.8927 | 126402 |  | kWh | 10.59 | 0 | Commercial |  | Winter Only | 20 | 33337.5 |  | 62508 | 7.11 |  | Small Boilers (<100 MMBtu/hr Heat Input):Uncontrolled | 6.67 | 0.58 | 0.58 | 0.58 |  |  |  | 0.9 | [6 empty] | 0% | 0% | 0% | 0 | 0 | 0.8 | 0 | 0 | 0 | 0 | 0 | 0 | 0 | 0 | 2015 Qtr 1: 0.2; 2015 Qtr 2: 0.2; 2015 Qtr 3: 0.2; 2015 Qtr 4: 0.2 | 0.8 | 0
462670-Chiller ROB | SDGECUSTOMFORECASTMEASURES2015-Rev00-Msr021 | System | Commercial | NON_res:DEER:HVAC_Chillers | TRUE |  |  | Site | ROB | 33378.676 | 23698.86 | 0 | 0 | 0 | 9679.816 | 501165 |  | kWh | 3.67 | 0 | Commercial |  | Winter Only | [6 empty] | Small Boilers (<100 MMBtu/hr Heat Input):Uncontrolled | 20 | 0.58 | 0.58 | 0.58 |  |  |  | 0.9 | [6 empty] | 0% | 0% | 0% | 0 | 0 | 0.3 | 0 | 0 | 0 | 0 | 0 | 0 | 0 | 0 | 2015 Qtr 1: 0.075; 2015 Qtr 2: 0.075; 2015 Qtr 3: 0.075; 2015 Qtr 4: 0.075 | 0.3 | 0
462671-HVAC - ASD and Flow | SDGECUSTOMFORECASTMEASURES2015-Rev00-Msr022 | System | Commercial | NON_res:DEER:HVAC_Split-Package_AC | TRUE |  |  | Site | RET | 69542 | 30859.37 | 0 | 0 | 0 | 38682.63 | 172541 |  | kWh | 14.74 | 461 | Commercial |  | Winter Only | [6 empty] | Small Boilers (<100 MMBtu/hr Heat Input):Uncontrolled | 15.2439 | 0.6 | 0.6 | 0.6 |  |  |  | 0.9 | [6 empty] | 0% | 0% | 0% | 0 | 0 | 4.5 | 0 | 0 | 0 | 0 | 0 | 0 | 0 | 0 | 2015 Qtr 1: 1.125; 2015 Qtr 2: 1.125; 2015 Qtr 3: 1.125; 2015 Qtr 4: 1.125 | 4.5 | 0
462672-HVAC Controlls | SDGECUSTOMFORECASTMEASURES2015-Rev00-Msr023 | System | Commercial | NON_res:DEER:HVAC_Split-Package_AC | TRUE |  |  | Site | RET | 20604 | 7314.51 | 0 | 0 | 0 | 13289.49 | 62213 |  | kWh | 1.18 | 881 | Commercial |  | Winter Only | [6 empty] | Small Boilers (<100 MMBtu/hr Heat Input):Uncontrolled | 14.5897 | 0.6 | 0.6 | 0.6 |  |  |  | 0.9 | [6 empty] | 0% | 0% | 0% | 0 | 0 | 20 | 0 | 0 | 0 | 0 | 0 | 0 | 0 | 0 | 2015 Qtr 1: 5; 2015 Qtr 2: 5; 2015 Qtr 3: 5; 2015 Qtr 4: 5 | 20 | 0
462673-HVAC Distribution | SDGECUSTOMFORECASTMEASURES2015-Rev00-Msr024 | System | Commercial | NON_res:DEER:HVAC_Split-Package_AC | TRUE |  |  | Site | RET | 142986.6341 | 63450.32 | 0 | 0 | 0 | 79536.3141 | 136386 |  | kWh | 15.42 | -328 | Commercial |  | Winter Only | [6 empty] | Small Boilers (<100 MMBtu/hr Heat Input):Uncontrolled | 12.146 | 0.6 | 0.6 | 0.6 |  |  |  | 0.9 | [6 empty] | 0% | 0% | 0% | 0 | 0 | 1.5 | 0 | 0 | 0 | 0 | 0 | 0 | 0 | 0 | 2015 Qtr 1: 0.375; 2015 Qtr 2: 0.375; 2015 Qtr 3: 0.375; 2015 Qtr 4: 0.375 | 1.5 | 0
462674-HVAC DXAC/HP_equip | SDGECUSTOMFORECASTMEASURES2015-Rev00-Msr025 | System | Commercial | NON_res:DEER:HVAC_Split-Package_AC | TRUE |  |  | Site | ROB | 54992.7273 | 38544.84 | 0 | 0 | 0 | 16447.8873 | 38111 |  | kWh | 8.32 | 2366 | Commercial |  | Winter Only | [6 empty] | Small Boilers (<100 MMBtu/hr Heat Input):Uncontrolled | 15 | 0.6 | 0.6 | 0.6 |  |  |  | 0.9 | [6 empty] | 0% | 0% | 0% | 0 | 0 | 1 | 0 | 0 | 0 | 0 | 0 | 0 | 0 | 0 | 2015 Qtr 1: 0.25; 2015 Qtr 2: 0.25; 2015 Qtr 3: 0.25; 2015 Qtr 4: 0.25 | 1 | 0
401064-Agriculture - Low Pressure Sprinkler Nozzles (per nozzle) | WPSPGENRAG0002-Rev01-Msr001 | System | Commercial | 35-OTI-OtherIndustrial-PROC_OTH | TRUE |  |  | Nozzle | RET | 1.49 | 1.15 | 0 | 0 | 0 | 0.34 | 7.5 |  | kWh | 0.006 | 0 | Commercial |  | Winter Only | [6 empty] | Small Boilers (<100 MMBtu/hr Heat Input):Uncontrolled | 20 | 0.6 | 0.6 | 0.6 | [10 empty] | 0% | 0% | 0% | 0 | 0 | 47 | 0 | 0 | 0 | 0 | 0 | 0 | 0 | 0 | 2015 Qtr 1: 11.75; 2015 Qtr 2: 11.75; 2015 Qtr 3: 11.75; 2015 Qtr 4: 11.75 | 47 | 0
402003-Food Service - Hot Food Holding Cabinet-Half-Size | WPSDGENRCC0018-Rev00-Msr002 | System | Commercial | 35-OTI-OtherIndustrial-PROC_OTH | TRUE |  |  | Unit | ROB | 707 | 200 | 0 | 0 | 0 | 507 | 1095 |  | kWh | 0.18 | 0 | Commercial |  | Winter Only | [6 empty] | Small Boilers (<100 MMBtu/hr Heat Input):Uncontrolled | 12 | 0.6 | 0.6 | 0.6 | [10 empty] | 0% | 0% | 0% | 0 | 0 | 1 | 0 | 0 | 0 | 0 | 0 | 0 | 0 | 0 | 2015 Qtr 1: 0.25; 2015 Qtr 2: 0.25; 2015 Qtr 3: 0.25; 2015 Qtr 4: 0.25 | 1 | 0
402005-Food Service - Commercial Gas Fryer | WPSDGENRCC0014-Rev03-Msr004 | System | Commercial | 35-OTI-OtherIndustrial-PROC_OTH | TRUE |  |  | Vat | ROB | 1008 | 749 | 0 | 0 | 0 | 259 | 0 |  | kWh | 0 | 809 | Commercial |  | Winter Only | [6 empty] | Small Boilers (<100 MMBtu/hr Heat Input):Uncontrolled | 12 | 0.6 | 0.6 | 0.6 | [10 empty] | 0% | 0% | 0% | 0 | 0 | 6 | 0 | 0 | 0 | 0 | 0 | 0 | 0 | 0 | 2015 Qtr 1: 1.5; 2015 Qtr 2: 1.5; 2015 Qtr 3: 1.5; 2015 Qtr 4: 1.5 | 6 | 0
402007-Food Service-Commercial Gas Large Vat Fryer, Cooking Efficiency >= 50% | WPSDGENRCC0014-Rev03-Msr002 | System | Commercial | 35-OTI-OtherIndustrial-PROC_OTH | TRUE |  |  | Vat | ROB | 1008 | 749 | 0 | 0 | 0 | 259 | 0 |  | kWh | 0 | 809 | Commercial |  | Winter Only | [6 empty] | Small Boilers (<100 MMBtu/hr Heat Input):Uncontrolled | 12 | 0.6 | 0.6 | 0.6 | [10 empty] | 0% | 0% | 0% | 0 | 0 | 1 | 0 | 0 | 0 | 0 | 0 | 0 | 0 | 0 | 2015 Qtr 1: 0.25; 2015 Qtr 2: 0.25; 2015 Qtr 3: 0.25; 2015 Qtr 4: 0.25 | 1 | 0
402022-Food Service - Griddle-Electric | WPSDGENRCC0016-Rev00-Msr001 | System | Commercial | 35-OTI-OtherIndustrial-PROC_OTH | TRUE |  |  | Unit | ROB | 774 | 300 | 0 | 0 | 0 | 474 | 3978 |  | kWh | 0.9 | 0 | Commercial |  | Winter Only | [6 empty] | Small Boilers (<100 MMBtu/hr Heat Input):Uncontrolled | 12 | 0.6 | 0.6 | 0.6 | [10 empty] | 0% | 0% | 0% | 0 | 0 | 2 | 0 | 0 | 0 | 0 | 0 | 0 | 0 | 0 | 2015 Qtr 1: 0.5; 2015 Qtr 2: 0.5; 2015 Qtr 3: 0.5; 2015 Qtr 4: 0.5 | 2 | 0
402025-Food Service - Combination Oven-Gas | WPSDGENRCC0005-Rev03-Msr002 | System | Commercial | 35-OTI-OtherIndustrial-PROC_OTH | TRUE |  |  | Unit | ROB | 5717 | 750 | 0 | 0 | 0 | 4967 | 0 |  | kWh | 0 | 403 | Commercial |  | Annual | [6 empty] | Small Boilers (<100 MMBtu/hr Heat Input):Uncontrolled | 12 | 0.6 | 0.6 | 0.6 | [10 empty] | 0% | 0% | 0% | 0 | 0 | 1 | 0 | 0 | 0 | 0 | 0 | 0 | 0 | 0 | 2015 Qtr 1: 0.25; 2015 Qtr 2: 0.25; 2015 Qtr 3: 0.25; 2015 Qtr 4: 0.25 | 1 | 0
402026-Food Service - Convection Oven-Electric | WPSDGENRCC0006-Rev02-Msr002 | System | Commercial | 35-OTI-OtherIndustrial-PROC_OTH | TRUE |  |  | Unit | ROB | 1007 | 350 | 0 | 0 | 0 | 657 | 2774 |  | kWh | 0.57 | 0 | Commercial |  | Winter Only | [6 empty] | Small Boilers (<100 MMBtu/hr Heat Input):Uncontrolled | 12 | 0.6 | 0.6 | 0.6 | [10 empty] | 0% | 0% | 0% | 0 | 0 | 2 | 0 | 0 | 0 | 0 | 0 | 0 | 0 | 0 | 2015 Qtr 1: 0.5; 2015 Qtr 2: 0.5; 2015 Qtr 3: 0.5; 2015 Qtr 4: 0.5 | 2 | 0
402027-Food Service - Convection Oven-Gas | WPSDGENRCC0006-Rev02-Msr005 | System | Commercial | 35-OTI-OtherIndustrial-PROC_OTH | TRUE |  |  | Unit | ROB | 1177 | 500 | 0 | 0 | 0 | 677 | 0 |  | kWh | 0 | 357 | Commercial |  | Winter Only | [6 empty] | Small Boilers (<100 MMBtu/hr Heat Input):Uncontrolled | 12 | 0.6 | 0.6 | 0.6 | [10 empty] | 0% | 0% | 0% | 0 | 0 | 2 | 0 | 0 | 0 | 0 | 0 | 0 | 0 | 0 | 2015 Qtr 1: 0.5; 2015 Qtr 2: 0.5; 2015 Qtr 3: 0.5; 2015 Qtr 4: 0.5 | 2 | 0
402032-Ventilation Control - Retrofit | WPSDGENRCC0019-Rev00-Msr001 | System | Commercial | NON_res:DEER:HVAC_Split-Package_AC | TRUE |  |  | HP | RET | 1988 | 350 | 0 | 0 | 0 | 1638 | 4486 |  | kWh | 0.76 | 0 | Commercial |  | Winter Only | [6 empty] | Small Boilers (<100 MMBtu/hr Heat Input):Uncontrolled | 15 | 0.6 | 0.6 | 0.6 | [10 empty] | 0% | 0% | 0% | 0 | 0 | 9 | 0 | 0 | 0 | 0 | 0 | 0 | 0 | 0 | 2015 Qtr 1: 2.25; 2015 Qtr 2: 2.25; 2015 Qtr 3: 2.25; 2015 Qtr 4: 2.25 | 9 | 0
402033-Ventilation Control- New | WPSDGENRCC0019-Rev00-Msr002 | System | Commercial | NON_res:DEER:HVAC_Split-Package_AC | TRUE |  |  | HP | RET | 994 | 350 | 0 | 0 | 0 | 644 | 4486 |  | kWh | 0.76 | 0 | Commercial |  | Winter Only | [6 empty] | Small Boilers (<100 MMBtu/hr Heat Input):Uncontrolled | 15 | 0.6 | 0.6 | 0.6 | [10 empty] | 0% | 0% | 0% | 0 | 0 | 2 | 0 | 0 | 0 | 0 | 0 | 0 | 0 | 0 | 2015 Qtr 1: 0.5; 2015 Qtr 2: 0.5; 2015 Qtr 3: 0.5; 2015 Qtr 4: 0.5 | 2 | 0
402034-Water Heating - HE Storage Water Heater | NG-WtrHt-SmlStrg-Gas-lte75kBtuh-50G-0p62EF | System | Commercial | 35-OTI-OtherIndustrial-PROC_OTH | TRUE |  |  | Mbtuh | ROB | 2.9 | 2 | 0 | 0 | 0 | 0.9 | 0.024 |  | kWh | 8.16e-06 | 0.444 | Commercial |  | Annual |  | 2.9 |  |  |  |  | Small Boilers (<100 MMBtu/hr Heat Input):Uncontrolled | 15 | 0.6 | 0.6 | 0.6 | [10 empty] | 0% | 0% | 0% | 0 | 0 | 62 | 0 | 0 | 0 | 0 | 0 | 0 | 0 | 0 | 2015 Qtr 1: 15.5; 2015 Qtr 2: 15.5; 2015 Qtr 3: 15.5; 2015 Qtr 4: 15.5 | 62 | 0
402037-Heating - Space Heating Boilers - Large | WPSDGENRHC1061-Rev00-Msr002 | System | Commercial | NON_res:DEER:HVAC_Split-Package_AC | TRUE |  |  | Mbtuh | ROB | 2.99 | 0.25 | 0 | 0 | 0 | 2.74 | 0 |  | kWh | 0 | 0.85777 | Commercial |  | Winter Only | [6 empty] | Small Boilers (<100 MMBtu/hr Heat Input):Uncontrolled | 20 | 0.6 | 0.6 | 0.6 | [10 empty] | 0% | 0% | 0% | 0 | 0 | 78 | 0 | 0 | 0 | 0 | 0 | 0 | 0 | 0 | 2015 Qtr 1: 19.5; 2015 Qtr 2: 19.5; 2015 Qtr 3: 19.5; 2015 Qtr 4: 19.5 | 78 | 0
402038-Water Heating -Commercial Boiler | WPSDGENRWH1207-Rev00-Msr001 | System | Commercial | 35-OTI-OtherIndustrial-PROC_OTH | TRUE |  |  | Mbtuh | ROB | 0.61 | 0.5 | 0 | 0 | 0 | 0.11 | 0 |  | kWh | 0 | 0.83682 | Commercial |  | Annual | [6 empty] | Small Boilers (<100 MMBtu/hr Heat Input):Uncontrolled | 20 | 0.6 | 0.6 | 0.6 | [10 empty] | 0% | 0% | 0% | 0 | 0 | 446 | 0 | 0 | 0 | 0 | 0 | 0 | 0 | 0 | 2015 Qtr 1: 111.5; 2015 Qtr 2: 111.5; 2015 Qtr 3: 111.5; 2015 Qtr 4: 111.5 | 446 | 0
402039-Water Heating -Instantaneous - Gas <=200MBtuh | NG-WtrHt-SmlInst-Gas-lte75kBtuh-lt2G-0p82EF | System | Commercial | 35-OTI-OtherIndustrial-PROC_OTH | TRUE |  |  | Mbtuh | ROB | 5.62 | 2 | 0 | 0 | 0 | 3.62 | 0.106 |  | kWh | 3.97e-05 | 2.1 | Commercial |  | Annual |  | 5.62 |  |  |  |  | Small Boilers (<100 MMBtu/hr Heat Input):Uncontrolled | 20 | 0.6 | 0.6 | 0.6 | [10 empty] | 0% | 0% | 0% | 0 | 0 | 19 | 0 | 0 | 0 | 0 | 0 | 0 | 0 | 0 | 2015 Qtr 1: 4.75; 2015 Qtr 2: 4.75; 2015 Qtr 3: 4.75; 2015 Qtr 4: 4.75 | 19 | 0
402046-Tank Insulation - High Temperature Applic. (LF) 2 in | WPSDGENRWH0013-Rev00-Msr004 | System | Commercial | 35-OTI-OtherIndustrial-PROC_OTH | TRUE |  |  | Sq Ft | ROB | 8.94 | 4 | 0 | 0 | 0 | 4.94 | 0 |  | kWh | 0 | 27.4444 | Commercial |  | Annual | [6 empty] | Small Boilers (<100 MMBtu/hr Heat Input):Uncontrolled | 11 | 0.6 | 0.6 | 0.6 | [10 empty] | 0% | 0% | 0% | 0 | 0 | 108 | 0 | 0 | 0 | 0 | 0 | 0 | 0 | 0 | 2015 Qtr 1: 27; 2015 Qtr 2: 27; 2015 Qtr 3: 27; 2015 Qtr 4: 27 | 108 | 1
402051-Steam Trap Replacement, Commercial operating system <12 hrs/day, Dry Cleaners excluded | WPSDGENRWH0010-Rev00-Msr001 | System | Commercial | 35-OTI-OtherIndustrial-PROC_OTH | TRUE |  |  | Unit | ROB | 233 | 100 | 0 | 0 | 0 | 133 | 0 |  | kWh | 0 | 129.6498 | Commercial |  | Annual | [6 empty] | Small Boilers (<100 MMBtu/hr Heat Input):Uncontrolled | 6 | 0.6 | 0.6 | 0.6 | [10 empty] | 0% | 0% | 0% | 0 | 0 | 4 | 0 | 0 | 0 | 0 | 0 | 0 | 0 | 0 | [44 empty] | 4 | 1 | bar: 2015 Qtr 1 to 2015 Qtr 4
402057-A/C - Reflective Window Film Coastal | Window Film - DEER Unit Adjustment-Rev00-Msr001 | System | Commercial | NON_res:DEER:HVAC_Split-Package_AC | TRUE |  |  | Sqft | RET | 5.64 | 1.35 | 0 | 0 | 0 | 4.29 | 4.93 |  | kWh | 0.00295 | -0.249 | Commercial |  | Winter Only | [6 empty] | Small Boilers (<100 MMBtu/hr Heat Input):Uncontrolled | 10 | 0.6 | 0.6 | 0.6 | [10 empty] | 0% | 0% | 0% | 0 | 0 | 540 | 0 | 0 | 0 | 0 | 0 | 0 | 0 | 0 | 2015 Qtr 1: 135; 2015 Qtr 2: 135; 2015 Qtr 3: 135; 2015 Qtr 4: 135 | 540 | 1
402058-A/C - Reflective Window Film Inland | Window Film - DEER Unit Adjustment-Rev00-Msr001 | System | Commercial | NON_res:DEER:HVAC_Split-Package_AC | TRUE |  |  | Sqft | RET | 5.64 | 1.35 | 0 | 0 | 0 | 4.29 | 4.93 |  | kWh | 0.00295 | -0.249 | Commercial |  | Winter Only | [6 empty] | Small Boilers (<100 MMBtu/hr Heat Input):Uncontrolled | 10 | 0.6 | 0.6 | 0.6 | [10 empty] | 0% | 0% | 0% | 0 | 0 | 501 | 0 | 0 | 0 | 0 | 0 | 0 | 0 | 0 | 2015 Qtr 1: 125.25; 2015 Qtr 2: 125.25; 2015 Qtr 3: 125.25; 2015 Qtr 4: 125.25 | 501 | 1
402060-Motors - VFD - HVAC Fans (per Hp) | D03-051 | System | Commercial | NON_res:DEER:HVAC_Split-Package_AC | TRUE |  |  | HP | RET | 242.61 | 80 | 0 | 0 | 0 | 162.61 | 1190 |  | kWh | 0.206 | -2.14 | Commercial |  | Winter Only | [6 empty] | Small Boilers (<100 MMBtu/hr Heat Input):Uncontrolled | 15 | 0.6 | 0.6 | 0.6 | [10 empty] | 0% | 0% | 0% | 0 | 0 | 25 | 0 | 0 | 0 | 0 | 0 | 0 | 0 | 0 | 2015 Qtr 1: 6.25; 2015 Qtr 2: 6.25; 2015 Qtr 3: 6.25; 2015 Qtr 4: 6.25 | 25 | 1
402065-Network Power Management Software | WPSDGENROE0001-Rev00-Msr001 | System | Commercial | 35-OTI-OtherIndustrial-PROC_OTH | TRUE |  |  | Unit | RET | 26.76 | 15 | 0 | 0 | 0 | 11.76 | 194.6245 |  | kWh | 0.02073 | 0 | Commercial |  | Winter Only | [6 empty] | Small Boilers (<100 MMBtu/hr Heat Input):Uncontrolled | 5 | 0.6 | 0.6 | 0.6 | [10 empty] | 0% | 0% | 0% | 0 | 0 | 1976 | 0 | 0 | 0 | 0 | 0 | 0 | 0 | 0 | 2015 Qtr 1: 494; 2015 Qtr 2: 494; 2015 Qtr 3: 494; 2015 Qtr 4: 494 | 1976 | 0
402067-Refrigerator - Early Replacement | Res-Refrig-ARP | System | Commercial | 01-ALC-AllCommercial-Refrig | TRUE |  |  | Unit | RET | 617.81 | 275 | 0 | 0 | 0 | 342.81 | 640 |  | kWh | 0.114 | -13.1 | Commercial |  | Winter Only | [6 empty] | Small Boilers (<100 MMBtu/hr Heat Input):Uncontrolled | 5 | 0.6 | 0.6 | 0.6 | [10 empty] | 0% | 0% | 0% | 0 | 0 | 1 | 0 | 0 | 0 | 0 | 0 | 0 | 0 | 0 | 2015 Qtr 1: 0.25; 2015 Qtr 2: 0.25; 2015 Qtr 3: 0.25; 2015 Qtr 4: 0.25 | 1 | 0
402135-Food Service - Steamer-Electric | WPSDGENRCC0001-Rev03-Msr001 | System | Commercial | 35-OTI-OtherIndustrial-PROC_OTH | TRUE |  |  | Unit | ROB | 2132 | 1250 | 0 | 0 | 0 | 882 | 30156 |  | kWh | 6.9 | 0 | Commercial |  | Winter Only | [6 empty] | Small Boilers (<100 MMBtu/hr Heat Input):Uncontrolled | 12 | 0.6 | 0.6 | 0.6 | [10 empty] | 0% | 0% | 0% | 0 | 0 | 1 | 0 | 0 | 0 | 0 | 0 | 0 | 0 | 0 | 2015 Qtr 1: 0.25; 2015 Qtr 2: 0.25; 2015 Qtr 3: 0.25; 2015 Qtr 4: 0.25 | 1 | 0
402140-Lighting - 8 Ft T-8 with Elec. Ballast | WPSDGENRLG0013-Rev05-Msr004 | System | Commercial | NON_res:DEER:Indoor_Non-CFL_Ltg | TRUE |  |  | Fixture | ROB | 32.5 | 9 | 0 | 0 | 0 | 23.5 | 219.9418 |  | kWh | 0.054578 | -0.69172 | Commercial |  | Winter Only | [6 empty] | Small Boilers (<100 MMBtu/hr Heat Input):Uncontrolled | 15 | 0.7 | 0.7 | 0.7 |  |  | 0.78 | [7 empty] | 0% | 0% | 0% | 0 | 0 | 11 | 0 | 0 | 0 | 0 | 0 | 0 | 0 | 0 | 2015 Qtr 1: 2.75; 2015 Qtr 2: 2.75; 2015 Qtr 3: 2.75; 2015 Qtr 4: 2.75 | 11 | 0
402144-Lighting - Remove 8 Ft T-8 (De-Lamp) | WPSDGENRLG0022-Rev04-Msr004 | System | Commercial | NON_res:DEER:Indoor_CFL_Ltg | TRUE |  |  | Lamp | ROB | 25.86 | 15 | 0 | 0 | 0 | 10.86 | 303.7292 |  | kWh | 0.075369 | -0.95523 | Commercial |  | Winter Only | [6 empty] | Small Boilers (<100 MMBtu/hr Heat Input):Uncontrolled | 15 | 0.7 | 0.7 | 0.7 | [10 empty] | 0% | 0% | 0% | 0 | 0 | 15 | 0 | 0 | 0 | 0 | 0 | 0 | 0 | 0 | 2015 Qtr 1: 3.75; 2015 Qtr 2: 3.75; 2015 Qtr 3: 3.75; 2015 Qtr 4: 3.75 | 15 | 0
402145-Lighting - Screw in 14-26 Watt Reflector Lamp | Com-Lighting-InGen_CFLratio0357_CFLscw-15w | System | Commercial | NON_res:DEER:Indoor_CFL_Ltg | TRUE |  |  | Lamp | ROB | 15.4 | 4 | 0 | 0 | 0 | 11.4 | 128 |  | kWh | 0.0279 | -0.38 | Commercial |  | Winter Only | [6 empty] | Small Boilers (<100 MMBtu/hr Heat Input):Uncontrolled | 3.3 | 0.53 | 0.53 | 0.53 |  |  | 0.99 | [7 empty] | 0% | 0% | 0% | 0 | 0 | 97 | 0 | 0 | 0 | 0 | 0 | 0 | 0 | 0 | 2015 Qtr 1: 24.25; 2015 Qtr 2: 24.25; 2015 Qtr 3: 24.25; 2015 Qtr 4: 24.25 | 97 | 0
402150-Refrigeration - Food Service -Auto Closer for Main Cooler Doors | WPSDGENRRN0110-Rev00-Msr001 | System | Commercial | 01-ALC-AllCommercial-Refrig | TRUE |  |  | Unit | RET | 156.82 | 75 | 0 | 0 | 0 | 81.82 | 1041.84 |  | kWh | 0.222 | 0 | Commercial |  | Winter Only | [6 empty] | Small Boilers (<100 MMBtu/hr Heat Input):Uncontrolled | 8 | 0.6 | 0.6 | 0.6 | [10 empty] | 0% | 0% | 0% | 0 | 0 | 1 | 0 | 0 | 0 | 0 | 0 | 0 | 0 | 0 | 2015 Qtr 1: 0.25; 2015 Qtr 2: 0.25; 2015 Qtr 3: 0.25; 2015 Qtr 4: 0.25 | 1 | 0
402152-Refrigeration - New Refrigeration Case w/Doors-Low Temperature Case | D03-207 | System | Commercial | 01-ALC-AllCommercial-Refrig | TRUE |  |  | linear ft | ROB | 515.58 | 175 | 0 | 0 | 0 | 340.58 | 114 |  | kWh | 0.0431 | 21.7 | Commercial |  | Winter Only | [6 empty] | Small Boilers (<100 MMBtu/hr Heat Input):Uncontrolled | 12 | 0.6 | 0.6 | 0.6 | [10 empty] | 0% | 0% | 0% | 0 | 0 | 27 | 0 | 0 | 0 | 0 | 0 | 0 | 0 | 0 | 2015 Qtr 1: 6.75; 2015 Qtr 2: 6.75; 2015 Qtr 3: 6.75; 2015 Qtr 4: 6.75 | 27 | 0
402153-Refrigeration - New Refrigeration Case w/Doors-Medium Temperature Case | D03-207 | System | Commercial | 01-ALC-AllCommercial-Refrig | TRUE |  |  | Fixture LnFt | ROB | 515.58 | 75 | 0 | 0 | 0 | 440.58 | 114 |  | kWh | 0.0431 | 21.7 | Commercial |  | Winter Only | [6 empty] | Small Boilers (<100 MMBtu/hr Heat Input):Uncontrolled | 12 | 0.6 | 0.6 | 0.6 | [10 empty] | 0% | 0% | 0% | 0 | 0 | 2 | 0 | 0 | 0 | 0 | 0 | 0 | 0 | 0 | 2015 Qtr 1: 0.5; 2015 Qtr 2: 0.5; 2015 Qtr 3: 0.5; 2015 Qtr 4: 0.5 | 2 | 0
402156-Refrigeration - Night Covers for Display Cases Med Temp | D03-205 | System | Commercial | 01-ALC-AllCommercial-Refrig | TRUE |  |  | linear ft | RET | 42.2 | 3.5 | 0 | 0 | 0 | 38.7 | 12.4 |  | kWh | -0.00334 | 1.22 | Commercial |  | Winter Only | [6 empty] | Small Boilers (<100 MMBtu/hr Heat Input):Uncontrolled | 5 | 0.6 | 0.6 | 0.6 | [10 empty] | 0% | 0% | 0% | 0 | 0 | 24 | 0 | 0 | 0 | 0 | 0 | 0 | 0 | 0 | 2015 Qtr 1: 6; 2015 Qtr 2: 6; 2015 Qtr 3: 6; 2015 Qtr 4: 6 | 24 | 0
402168-Food Service - Solid-Door Reach In Freezer 15-29' | WPSDGENRRN0010-Rev00-Msr005 | System | Commercial | 01-ALC-AllCommercial-Refrig | TRUE |  |  | Unit | ROB | 595 | 150 | 0 | 0 | 0 | 445 | 1200.85 |  | kWh | 0.123 | 0 | Commercial |  | Winter Only | [6 empty] | Small Boilers (<100 MMBtu/hr Heat Input):Uncontrolled | 12 | 0.6 | 0.6 | 0.6 | [10 empty] | 0% | 0% | 0% | 0 | 0 | 1 | 0 | 0 | 0 | 0 | 0 | 0 | 0 | 0 | 2015 Qtr 1: 0.25; 2015 Qtr 2: 0.25; 2015 Qtr 3: 0.25; 2015 Qtr 4: 0.25 | 1 | 1
402169-Food Service - Solid-Door Reach In Freezer 30-49' | WPSDGENRRN0010-Rev00-Msr006 | System | Commercial | 01-ALC-AllCommercial-Refrig | TRUE |  |  | Unit | ROB | 640 | 300 | 0 | 0 | 0 | 340 | 2076.85 |  | kWh | 0.213 | 0 | Commercial |  | Winter Only | [6 empty] | Small Boilers (<100 MMBtu/hr Heat Input):Uncontrolled | 12 | 0.6 | 0.6 | 0.6 | [10 empty] | 0% | 0% | 0% | 0 | 0 | 1 | 0 | 0 | 0 | 0 | 0 | 0 | 0 | 0 | 2015 Qtr 1: 0.25; 2015 Qtr 2: 0.25; 2015 Qtr 3: 0.25; 2015 Qtr 4: 0.25 | 1 | 1
402170-Food Service - Solid-Door Reach In Refrigerator <15' | WPSDGENRRN0010-Rev00-Msr001 | System | Commercial | 01-ALC-AllCommercial-Refrig | TRUE |  |  | Unit | ROB | 130 | 50 | 0 | 0 | 0 | 80 | 445.3 |  | kWh | 0.046 | 0 | Commercial |  | Winter Only | [6 empty] | Small Boilers (<100 MMBtu/hr Heat Input):Uncontrolled | 12 | 0.6 | 0.6 | 0.6 | [10 empty] | 0% | 0% | 0% | 0 | 0 | 1 | 0 | 0 | 0 | 0 | 0 | 0 | 0 | 0 | 2015 Qtr 1: 0.25; 2015 Qtr 2: 0.25; 2015 Qtr 3: 0.25; 2015 Qtr 4: 0.25 | 1 | 1
402172-Food Service - Solid-Door Reach In Refrigerator 15-29' | WPSDGENRRN0010-Rev00-Msr002 | System | Commercial | 01-ALC-AllCommercial-Refrig | TRUE |  |  | Unit | ROB | 1094 | 75 | 0 | 0 | 0 | 1019 | 649.7 |  | kWh | 0.067 | 0 | Commercial |  | Winter Only | [6 empty] | Small Boilers (<100 MMBtu/hr Heat Input):Uncontrolled | 12 | 0.6 | 0.6 | 0.6 | [10 empty] | 0% | 0% | 0% | 0 | 0 | 1 | 0 | 0 | 0 | 0 | 0 | 0 | 0 | 0 | 2015 Qtr 1: 0.25; 2015 Qtr 2: 0.25; 2015 Qtr 3: 0.25; 2015 Qtr 4: 0.25 | 1 | 1
402175-Lighting - Exterior Compact Fluorescent Fixture <=70 watts | WPSDGENRLG0006-Rev05-Msr007 | System | Commercial | NON_res:DEER:Indoor_Non-CFL_Ltg | TRUE |  |  | Fixture | ROB | 140 | 10 | 0 | 0 | 0 | 130 | 132.2743 |  | kWh | 0.02939 | -0.39147 | Commercial |  | Winter Only | [6 empty] | Small Boilers (<100 MMBtu/hr Heat Input):Uncontrolled | 15 | 0.6 | 0.6 | 0.6 | [10 empty] | 0% | 0% | 0% | 0 | 0 | 9 | 0 | 0 | 0 | 0 | 0 | 0 | 0 | 0 | 2015 Qtr 1: 2.25; 2015 Qtr 2: 2.25; 2015 Qtr 3: 2.25; 2015 Qtr 4: 2.25 | 9 | 0
402176-Lighting - Exterior Induction Fixture <=100 watts | WPSDGENRLG0003-Rev03-Msr002 | System | Commercial | NON_res:DEER:Indoor_Non-CFL_Ltg | TRUE |  |  | Fixture | ROB | 270 | 35 | 0 | 0 | 0 | 235 | 430.5 |  | kWh | 0 | 0 | Commercial |  | Winter Only | [6 empty] | Small Boilers (<100 MMBtu/hr Heat Input):Uncontrolled | 15 | 0.6 | 0.6 | 0.6 | [10 empty] | 0% | 0% | 0% | 0 | 0 | 190 | 0 | 0 | 0 | 0 | 0 | 0 | 0 | 0 | 2015 Qtr 1: 47.5; 2015 Qtr 2: 47.5; 2015 Qtr 3: 47.5; 2015 Qtr 4: 47.5 | 190 | 1
402177-Lighting - Exterior Induction Fixture <=120 watts | WPSDGENRLG0003-Rev03-Msr003 | System | Commercial | NON_res:DEER:Indoor_Non-CFL_Ltg | TRUE |  |  | Fixture | ROB | 370 | 40 | 0 | 0 | 0 | 330 | 287 |  | kWh | 0 | 0 | Commercial |  | Winter Only | [6 empty] | Small Boilers (<100 MMBtu/hr Heat Input):Uncontrolled | 15 | 0.6 | 0.6 | 0.6 | [10 empty] | 0% | 0% | 0% | 0 | 0 | 4 | 0 | 0 | 0 | 0 | 0 | 0 | 0 | 0 | [44 empty] | 4 | 0 | bar: 2015 Qtr 1 to 2015 Qtr 4
402178-Lighting - Exterior Induction Fixture <=180 watts | WPSDGENRLG0003-Rev03-Msr004 | System | Commercial | NON_res:DEER:Indoor_Non-CFL_Ltg | TRUE |  |  | Fixture | ROB | 470 | 35 | 0 | 0 | 0 | 435 | 241.57 |  | kWh | 0 | 0 | Commercial |  | Winter Only | [6 empty] | Small Boilers (<100 MMBtu/hr Heat Input):Uncontrolled | 15 | 0.6 | 0.6 | 0.6 | [10 empty] | 0% | 0% | 0% | 0 | 0 | 109 | 0 | 0 | 0 | 0 | 0 | 0 | 0 | 0 | 2015 Qtr 1: 27.25; 2015 Qtr 2: 27.25; 2015 Qtr 3: 27.25; 2015 Qtr 4: 27.25 | 109 | 0
402179-Lighting - Exterior Induction Fixture <=250 watts | WPSDGENRLG0003-Rev03-Msr005 | System | Commercial | NON_res:DEER:Indoor_Non-CFL_Ltg | TRUE |  |  | Fixture | ROB | 570 | 90 | 0 | 0 | 0 | 480 | 852.8 |  | kWh | 0 | 0 | Commercial |  | Winter Only | [6 empty] | Small Boilers (<100 MMBtu/hr Heat Input):Uncontrolled | 15 | 0.6 | 0.6 | 0.6 | [10 empty] | 0% | 0% | 0% | 0 | 0 | 6 | 0 | 0 | 0 | 0 | 0 | 0 | 0 | 0 | 2015 Qtr 1: 1.5; 2015 Qtr 2: 1.5; 2015 Qtr 3: 1.5; 2015 Qtr 4: 1.5 | 6 | 0
402180-Lighting - Exterior Induction Fixture <=70 watts | WPSDGENRLG0003-Rev03-Msr001 | System | Commercial | NON_res:DEER:Indoor_Non-CFL_Ltg | TRUE |  |  | Fixture | ROB | 270 | 25 | 0 | 0 | 0 | 245 | 299.3 |  | kWh | 0 | 0 | Commercial |  | Winter Only | [6 empty] | Small Boilers (<100 MMBtu/hr Heat Input):Uncontrolled | 15 | 0.6 | 0.6 | 0.6 | [10 empty] | 0% | 0% | 0% | 0 | 0 | 7 | 0 | 0 | 0 | 0 | 0 | 0 | 0 | 0 | 2015 Qtr 1: 1.75; 2015 Qtr 2: 1.75; 2015 Qtr 3: 1.75; 2015 Qtr 4: 1.75 | 7 | 0
402181-Lighting - Exterior Pulse Start/Ceramic Metal Halide Fixtures <=100 watts | WPSDGENRLG0003-Rev03-Msr002 | System | Commercial | NON_res:DEER:Indoor_Non-CFL_Ltg | TRUE |  |  | Fixture | ROB | 270 | 10 | 0 | 0 | 0 | 260 | 307.5 |  | kWh | 0 | 0 | Commercial |  | Winter Only | [6 empty] | Small Boilers (<100 MMBtu/hr Heat Input):Uncontrolled | 15 | 0.6 | 0.6 | 0.6 | [10 empty] | 0% | 0% | 0% | 0 | 0 | 1 | 0 | 0 | 0 | 0 | 0 | 0 | 0 | 0 | 2015 Qtr 1: 0.25; 2015 Qtr 2: 0.25; 2015 Qtr 3: 0.25; 2015 Qtr 4: 0.25 | 1 | 1
402183-Lighting - Exterior Pulse Start/Ceramic Metal Halide Fixtures <=175 watts | WPSDGENRLG0003-Rev03-Msr004 | System | Commercial | NON_res:DEER:Indoor_Non-CFL_Ltg | TRUE |  |  | Fixture | ROB | 470 | 15 | 0 | 0 | 0 | 455 | 139.4 |  | kWh | 0 | 0 | Commercial |  | Winter Only | [6 empty] | Small Boilers (<100 MMBtu/hr Heat Input):Uncontrolled | 15 | 0.6 | 0.6 | 0.6 | [10 empty] | 0% | 0% | 0% | 0 | 0 | 2 | 0 | 0 | 0 | 0 | 0 | 0 | 0 | 0 | 2015 Qtr 1: 0.5; 2015 Qtr 2: 0.5; 2015 Qtr 3: 0.5; 2015 Qtr 4: 0.5 | 2 | 1
402184-Lighting - Exterior Pulse Start/Ceramic Metal Halide Fixtures <=250 watts | WPSDGENRLG0003-Rev03-Msr005 | System | Commercial | NON_res:DEER:Indoor_Non-CFL_Ltg | TRUE |  |  | Fixture | ROB | 570 | 15 | 0 | 0 | 0 | 555 | 356.7 |  | kWh | 0 | 0 | Commercial |  | Winter Only | [6 empty] | Small Boilers (<100 MMBtu/hr Heat Input):Uncontrolled | 15 | 0.6 | 0.6 | 0.6 | [10 empty] | 0% | 0% | 0% | 0 | 0 | 4 | 0 | 0 | 0 | 0 | 0 | 0 | 0 | 0 | [44 empty] | 4 | 1 | bar: 2015 Qtr 1 to 2015 Qtr 4
402185-Lighting - Exterior Pulse Start/Ceramic Metal Halide Fixtures <=70 watts | WPSDGENRLG0003-Rev03-Msr001 | System | Commercial | NON_res:DEER:Indoor_Non-CFL_Ltg | TRUE |  |  | Fixture | ROB | 270 | 5 | 0 | 0 | 0 | 265 | 168.1 |  | kWh | 0 | 0 | Commercial |  | Winter Only | [6 empty] | Small Boilers (<100 MMBtu/hr Heat Input):Uncontrolled | 15 | 0.6 | 0.6 | 0.6 | [10 empty] | 0% | 0% | 0% | 0 | 0 | 4 | 0 | 0 | 0 | 0 | 0 | 0 | 0 | 0 | [44 empty] | 4 | 1 | bar: 2015 Qtr 1 to 2015 Qtr 4
402186-Lighting - Exterior Pulse Start/Ceramic Metal Halide Fixtures <=750 watts | WPSDGENRLG0003-Rev03-Msr005 | System | Commercial | NON_res:DEER:Indoor_Non-CFL_Ltg | TRUE |  |  | Fixture | ROB | 570 | 20 | 0 | 0 | 0 | 550 | 356.7 |  | kWh | 0 | 0 | Commercial |  | Winter Only | [6 empty] | Small Boilers (<100 MMBtu/hr Heat Input):Uncontrolled | 15 | 0.6 | 0.6 | 0.6 | [10 empty] | 0% | 0% | 0% | 0 | 0 | 3 | 0 | 0 | 0 | 0 | 0 | 0 | 0 | 0 | 2015 Qtr 1: 0.75; 2015 Qtr 2: 0.75; 2015 Qtr 3: 0.75; 2015 Qtr 4: 0.75 | 3 | 1
402187-Lighting - Interior Compact Fluorescent Fixture <=128 watts | WPSDGENRLG0006-Rev05-Msr003 | System | Commercial | NON_res:DEER:Indoor_Non-CFL_Ltg | TRUE |  |  | Fixture | ROB | 180 | 20 | 0 | 0 | 0 | 160 | 264.5487 |  | kWh | 0.05878 | -0.78293 | Commercial |  | Winter Only | [6 empty] | Small Boilers (<100 MMBtu/hr Heat Input):Uncontrolled | 15 | 0.6 | 0.6 | 0.6 | [10 empty] | 0% | 0% | 0% | 0 | 0 | 1 | 0 | 0 | 0 | 0 | 0 | 0 | 0 | 0 | 2015 Qtr 1: 0.25; 2015 Qtr 2: 0.25; 2015 Qtr 3: 0.25; 2015 Qtr 4: 0.25 | 1 | 1
402191-Lighting - Interior Compact Fluorescent Fixture <=70 watts | WPSDGENRLG0006-Rev05-Msr002 | System | Commercial | NON_res:DEER:Indoor_Non-CFL_Ltg | TRUE |  |  | Fixture | ROB | 214.36 | 15 | 0 | 0 | 0 | 199.36 | 132.2743 |  | kWh | 0.02939 | -0.39147 | Commercial |  | Winter Only | [6 empty] | Small Boilers (<100 MMBtu/hr Heat Input):Uncontrolled | 15 | 0.6 | 0.6 | 0.6 | [10 empty] | 0% | 0% | 0% | 0 | 0 | 23 | 0 | 0 | 0 | 0 | 0 | 0 | 0 | 0 | 2015 Qtr 1: 5.75; 2015 Qtr 2: 5.75; 2015 Qtr 3: 5.75; 2015 Qtr 4: 5.75 | 23 | 1
402197-Lighting - Interior Linear Fluorescent Fixture <=128 watts replacing 101-175 Watts | WPSDGENRLG0044-Rev05-Msr005 | System | Commercial | NON_res:DEER:Indoor_Non-CFL_Ltg | TRUE |  |  | Fixture | ROB | 207 | 25 | 0 | 0 | 0 | 182 | 254.8532 |  | kWh | 0.063241 | -0.80152 | Commercial |  | Winter Only | [6 empty] | Small Boilers (<100 MMBtu/hr Heat Input):Uncontrolled | 15 | 0.7 | 0.7 | 0.7 |  |  | 0.78 | [7 empty] | 0% | 0% | 0% | 0 | 0 | 69 | 0 | 0 | 0 | 0 | 0 | 0 | 0 | 0 | 2015 Qtr 1: 17.25; 2015 Qtr 2: 17.25; 2015 Qtr 3: 17.25; 2015 Qtr 4: 17.25 | 69 | 1
402198-Lighting - Interior Linear Fluorescent Fixture <=192 watts replacing 176-399 Watts | WPSDGENRLG0044-Rev05-Msr004 | System | Commercial | NON_res:DEER:Indoor_Non-CFL_Ltg | TRUE |  |  | Fixture | ROB | 253 | 45 | 0 | 0 | 0 | 208 | 368.4985 |  | kWh | 0.090806 | -1.1682 | Commercial |  | Winter Only | [6 empty] | Small Boilers (<100 MMBtu/hr Heat Input):Uncontrolled | 15 | 0.7 | 0.7 | 0.7 |  |  | 1.04 | [7 empty] | 0% | 0% | 0% | 0 | 0 | 24 | 0 | 0 | 0 | 0 | 0 | 0 | 0 | 0 | 2015 Qtr 1: 6; 2015 Qtr 2: 6; 2015 Qtr 3: 6; 2015 Qtr 4: 6 | 24 | 1
402199-Lighting - Interior Linear Fluorescent Fixture <=244 watts replacing 400 Watts (Tier 1) | Com-Lighting-InGen_MV-455w_PSMH-365w_T5-46in-234w | System | Commercial | NON_res:DEER:Indoor_Non-CFL_Ltg | TRUE |  |  | Fixture | ROB | 355.23 | 75 | 0 | 0 | 0 | 280.23 | 443 |  | kWh | 0.109 | -1.4 | Commercial |  | Winter Only | [6 empty] | Small Boilers (<100 MMBtu/hr Heat Input):Uncontrolled | 15 | 0.7 | 0.7 | 0.7 |  |  | 1.04 | [7 empty] | 0% | 0% | 0% | 0 | 0 | 71 | 0 | 0 | 0 | 0 | 0 | 0 | 0 | 0 | 2015 Qtr 1: 17.75; 2015 Qtr 2: 17.75; 2015 Qtr 3: 17.75; 2015 Qtr 4: 17.75 | 71 | 1
402200-Lighting - Interior Linear Fluorescent Fixture <=600 watts replacing >=400 Watts (Tier 1) | Com-Lighting-InGen_MV-780w_PSMH-456w_T5-46in-351w | System | Commercial | NON_res:DEER:Indoor_Non-CFL_Ltg | TRUE |  |  | Fixture | ROB | 355.23 | 100 | 0 | 0 | 0 | 255.23 | 355 |  | kWh | 0.0875 | -1.13 | Commercial |  | Winter Only | [6 empty] | Small Boilers (<100 MMBtu/hr Heat Input):Uncontrolled | 15 | 0.7 | 0.7 | 0.7 |  |  | 1.04 | [7 empty] | 0% | 0% | 0% | 0 | 0 | 2 | 0 | 0 | 0 | 0 | 0 | 0 | 0 | 0 | 2015 Qtr 1: 0.5; 2015 Qtr 2: 0.5; 2015 Qtr 3: 0.5; 2015 Qtr 4: 0.5 | 2 | 1
402201-Lighting - Interior Linear Fluorescent Fixture <=64 watts replacing <=100 Watts | WPSDGENRLG0044-Rev05-Msr006 | System | Commercial | NON_res:DEER:Indoor_Non-CFL_Ltg | TRUE |  |  | Fixture | ROB | 145 | 10 | 0 | 0 | 0 | 135 | 223.1275 |  | kWh | 0.054983 | -0.70735 | Commercial |  | Winter Only | [6 empty] | Small Boilers (<100 MMBtu/hr Heat Input):Uncontrolled | 15 | 0.7 | 0.7 | 0.7 |  |  | 0.78 | [7 empty] | 0% | 0% | 0% | 0 | 0 | 51 | 0 | 0 | 0 | 0 | 0 | 0 | 0 | 0 | 2015 Qtr 1: 12.75; 2015 Qtr 2: 12.75; 2015 Qtr 3: 12.75; 2015 Qtr 4: 12.75 | 51 | 1
402202-Lighting - Interior Linear Fluorescent Fixture 245-360 watts replacing 400 Watts (Tier 2) | WPSDGENRLG0044-Rev05-Msr003 | System | Commercial | NON_res:DEER:Indoor_Non-CFL_Ltg | TRUE |  |  | Fixture | ROB | 275.51 | 45 | 0 | 0 | 0 | 230.51 | 354.9756 |  | kWh | 0.087473 | -1.1253 | Commercial |  | Winter Only | [6 empty] | Small Boilers (<100 MMBtu/hr Heat Input):Uncontrolled | 15 | 0.7 | 0.7 | 0.7 |  |  | 1.04 | [7 empty] | 0% | 0% | 0% | 0 | 0 | 11 | 0 | 0 | 0 | 0 | 0 | 0 | 0 | 0 | 2015 Qtr 1: 2.75; 2015 Qtr 2: 2.75; 2015 Qtr 3: 2.75; 2015 Qtr 4: 2.75 | 11 | 1
402207-Lighting - Interior Pulse Start/Ceramic Metal Halide Fixtures <=70 watts | WPSDGENRLG0002-Rev05-Msr001 | System | Commercial | NON_res:DEER:Indoor_Non-CFL_Ltg | TRUE |  |  | Fixture | ROB | 270 | 5 | 0 | 0 | 0 | 265 | 165.6597 |  | kWh | 0.0408 | -0.5252 | Commercial |  | Winter Only | [6 empty] | Small Boilers (<100 MMBtu/hr Heat Input):Uncontrolled | 15 | 0.6 | 0.6 | 0.6 | [10 empty] | 0% | 0% | 0% | 0 | 0 | 2 | 0 | 0 | 0 | 0 | 0 | 0 | 0 | 0 | 2015 Qtr 1: 0.5; 2015 Qtr 2: 0.5; 2015 Qtr 3: 0.5; 2015 Qtr 4: 0.5 | 2 | 1
402221-Lighting - T8 to 4ft 25 Watt Lamp | WPSDGENRLG0120-Rev05-Msr001 | System | Commercial | NON_res:DEER:Indoor_CFL_Ltg | TRUE |  |  | Lamp | ROB | 2 | 1.5 | 0 | 0 | 0 | 0.5 | 24.438 |  | kWh | 0.0060642 | -0.076858 | Commercial |  | Winter Only | [6 empty] | Small Boilers (<100 MMBtu/hr Heat Input):Uncontrolled | 15 | 0.6 | 0.6 | 0.6 |  |  | 0.78 | [7 empty] | 0% | 0% | 0% | 0 | 0 | 5162 | 0 | 0 | 0 | 0 | 0 | 0 | 0 | 0 | 2015 Qtr 1: 1290.5; 2015 Qtr 2: 1290.5; 2015 Qtr 3: 1290.5; 2015 Qtr 4: 1290.5 | 5162 | 1
402222-Lighting - T8 to 4ft 28 Watt Lamp | WPSDGENRLG0120-Rev05-Msr002 | System | Commercial | NON_res:DEER:Indoor_CFL_Ltg | TRUE |  |  | Lamp | ROB | 2 | 1 | 0 | 0 | 0 | 1 | 10.4734 |  | kWh | 0.0025989 | -0.032939 | Commercial |  | Winter Only | [6 empty] | Small Boilers (<100 MMBtu/hr Heat Input):Uncontrolled | 15 | 0.6 | 0.6 | 0.6 |  |  | 0.78 | [7 empty] | 0% | 0% | 0% | 0 | 0 | 4690 | 0 | 0 | 0 | 0 | 0 | 0 | 0 | 0 | 2015 Qtr 1: 1172.5; 2015 Qtr 2: 1172.5; 2015 Qtr 3: 1172.5; 2015 Qtr 4: 1172.5 | 4690 | 1
402244-Pipe Insulation - Hot Water Applic. >=1 in. | WPSDGENRWH1202-Rev01-Msr002 | System | Commercial | 35-OTI-OtherIndustrial-PROC_OTH | TRUE |  |  | linear ft | RET | 5.22 | 2 | 0 | 0 | 0 | 3.22 | 0 |  | kWh | 0 | 6.428 | Commercial |  | Annual | [6 empty] | Small Boilers (<100 MMBtu/hr Heat Input):Uncontrolled | 11 | 0.6 | 0.6 | 0.6 | [10 empty] | 0% | 0% | 0% | 0 | 0 | 66 | 0 | 0 | 0 | 0 | 0 | 0 | 0 | 0 | 2015 Qtr 1: 16.5; 2015 Qtr 2: 16.5; 2015 Qtr 3: 16.5; 2015 Qtr 4: 16.5 | 66 | 1
402246-Pipe Insulation - Low Pressure (<=15 psi) Steam Applic. >=1 in. | WPSDGENRWH1202-Rev01-Msr004 | System | Commercial | 35-OTI-OtherIndustrial-PROC_OTH | TRUE |  |  | linear ft | RET | 5.22 | 3 | 0 | 0 | 0 | 2.22 | 0 |  | kWh | 0 | 11.0039 | Commercial |  | Annual | [6 empty] | Small Boilers (<100 MMBtu/hr Heat Input):Uncontrolled | 11 | 0.6 | 0.6 | 0.6 | [10 empty] | 0% | 0% | 0% | 0 | 0 | 186 | 0 | 0 | 0 | 0 | 0 | 0 | 0 | 0 | 2015 Qtr 1: 46.5; 2015 Qtr 2: 46.5; 2015 Qtr 3: 46.5; 2015 Qtr 4: 46.5 | 186 | 1
402255-Refrigeration - Anti-Sweat Heater Controls | WPSDGENRRN0009-Rev00-Msr001 | System | Commercial | 01-ALC-AllCommercial-Refrig | TRUE |  |  | Linear ft | RET | 34 | 25 | 0 | 0 | 0 | 9 | 270 |  | kWh | 0.004128 | 0 | Commercial |  | Winter Only | [6 empty] | Small Boilers (<100 MMBtu/hr Heat Input):Uncontrolled | 12 | 0.6 | 0.6 | 0.6 | [10 empty] | 0% | 0% | 0% | 0 | 0 | 10 | 0 | 0 | 0 | 0 | 0 | 0 | 0 | 0 | 2015 Qtr 1: 2.5; 2015 Qtr 2: 2.5; 2015 Qtr 3: 2.5; 2015 Qtr 4: 2.5 | 10 | 1
402256-Refrigeration - Food Service -Evaporator Fan Controller for Walk-In Coolers | WPSDGENRRN0011-Rev00-Msr001 | System | Commercial | 01-ALC-AllCommercial-Refrig | TRUE |  |  | Motor | RET | 323.5 | 75 | 0 | 0 | 0 | 248.5 | 1185.879 |  | kWh | 0.16296 | 0 | Commercial |  | Winter Only | [6 empty] | Small Boilers (<100 MMBtu/hr Heat Input):Uncontrolled | 16 | 0.6 | 0.6 | 0.6 | [10 empty] | 0% | 0% | 0% | 0 | 0 | 2 | 0 | 0 | 0 | 0 | 0 | 0 | 0 | 0 | 2015 Qtr 1: 0.5; 2015 Qtr 2: 0.5; 2015 Qtr 3: 0.5; 2015 Qtr 4: 0.5 | 2 | 1
402257-Lighting - Exterior LED Fixtures <=130 watts | WPSDGENRLG0181-Rev01-Msr003 | System | Commercial | NON_res:DEER:Indoor_Non-CFL_Ltg | TRUE |  |  | linear ft | ROB | 1472 | 80 | 0 | 0 | 0 | 1392 | 208.25 |  | kWh | 0 | 0 | Commercial |  | Winter Only | [6 empty] | Small Boilers (<100 MMBtu/hr Heat Input):Uncontrolled | 16 | 0.6 | 0.6 | 0.6 | [10 empty] | 0% | 0% | 0% | 0 | 0 | 22 | 0 | 0 | 0 | 0 | 0 | 0 | 0 | 0 | 2015 Qtr 1: 5.5; 2015 Qtr 2: 5.5; 2015 Qtr 3: 5.5; 2015 Qtr 4: 5.5 | 22 | 1
402258-Lighting - Exterior LED Fixtures <=110 watts | WPSDGENRLG0181-Rev01-Msr002 | System | Commercial | NON_res:DEER:Indoor_Non-CFL_Ltg | TRUE |  |  | linear ft | ROB | 1056 | 80 | 0 | 0 | 0 | 976 | 166.6 |  | kWh | 0 | 0 | Commercial |  | Winter Only | [6 empty] | Small Boilers (<100 MMBtu/hr Heat Input):Uncontrolled | 16 | 0.6 | 0.6 | 0.6 | [10 empty] | 0% | 0% | 0% | 0 | 0 | 48 | 0 | 0 | 0 | 0 | 0 | 0 | 0 | 0 | 2015 Qtr 1: 12; 2015 Qtr 2: 12; 2015 Qtr 3: 12; 2015 Qtr 4: 12 | 48 | 1
402259-Lighting - Exterior LED Fixtures <=192watts | WPSDGENRLG0181-Rev01-Msr004 | System | Commercial | NON_res:DEER:Indoor_Non-CFL_Ltg | TRUE |  |  | linear ft | ROB | 1672 | 125 | 0 | 0 | 0 | 1547 | 241.57 |  | kWh | 0 | 0 | Commercial |  | Winter Only | [6 empty] | Small Boilers (<100 MMBtu/hr Heat Input):Uncontrolled | 16 | 0.6 | 0.6 | 0.6 | [10 empty] | 0% | 0% | 0% | 0 | 0 | 131 | 0 | 0 | 0 | 0 | 0 | 0 | 0 | 0 | 2015 Qtr 1: 32.75; 2015 Qtr 2: 32.75; 2015 Qtr 3: 32.75; 2015 Qtr 4: 32.75 | 131 | 1
402260-Lighting - Exterior LED Fixtures <=350 watts | WPSDGENRLG0181-Rev01-Msr005 | System | Commercial | NON_res:DEER:Indoor_Non-CFL_Ltg | TRUE |  |  | linear ft | ROB | 2020 | 125 | 0 | 0 | 0 | 1895 | 208.25 |  | kWh | 0 | 0 | Commercial |  | Winter Only | [6 empty] | Small Boilers (<100 MMBtu/hr Heat Input):Uncontrolled | 16 | 0.6 | 0.6 | 0.6 | [10 empty] | 0% | 0% | 0% | 0 | 0 | 3 | 0 | 0 | 0 | 0 | 0 | 0 | 0 | 0 | 2015 Qtr 1: 0.75; 2015 Qtr 2: 0.75; 2015 Qtr 3: 0.75; 2015 Qtr 4: 0.75 | 3 | 1
402261-Lighting - Exterior LED Fixtures <=80 watts | WPSDGENRLG0181-Rev01-Msr001 | System | Commercial | NON_res:DEER:Indoor_Non-CFL_Ltg | TRUE |  |  | linear ft | ROB | 822 | 50 | 0 | 0 | 0 | 772 | 124.95 |  | kWh | 0 | 0 | Commercial |  | Winter Only | [6 empty] | Small Boilers (<100 MMBtu/hr Heat Input):Uncontrolled | 16 | 0.6 | 0.6 | 0.6 | [10 empty] | 0% | 0% | 0% | 0 | 0 | 71 | 0 | 0 | 0 | 0 | 0 | 0 | 0 | 0 | 2015 Qtr 1: 17.75; 2015 Qtr 2: 17.75; 2015 Qtr 3: 17.75; 2015 Qtr 4: 17.75 | 71 | 1
402262-Lighting - Interior LED Fixtures <=110 watts | WPSDGENRLG0080-Rev02-Msr001 | System | Commercial | NON_res:DEER:Indoor_Non-CFL_Ltg | TRUE |  |  | Fixture | ROB | 1524 | 85 | 0 | 0 | 0 | 1439 | 516.6887 |  | kWh | 0.12821 | -1.625 | Commercial |  | Winter Only | [6 empty] | Small Boilers (<100 MMBtu/hr Heat Input):Uncontrolled | 16 | 0.6 | 0.6 | 0.6 | [10 empty] | 0% | 0% | 0% | 0 | 0 | 16 | 0 | 0 | 0 | 0 | 0 | 0 | 0 | 0 | 2015 Qtr 1: 4; 2015 Qtr 2: 4; 2015 Qtr 3: 4; 2015 Qtr 4: 4 | 16 | 1
402266-Lighting - LED System <=15 watts Surface/Pendant/Recessed Down Lighting | WPSDGENRLG0196-Rev03-Msr001 | System | Commercial | NON_res:DEER:Indoor_Non-CFL_Ltg | TRUE |  |  | Fixture | ROB | 208 | 20 | 0 | 0 | 0 | 188 | 98.3578 |  | kWh | 0.021854 | -0.29109 | Commercial |  | Winter Only | [6 empty] | Small Boilers (<100 MMBtu/hr Heat Input):Uncontrolled | 16 | 0.6 | 0.6 | 0.6 | [10 empty] | 0% | 0% | 0% | 0 | 0 | 137 | 0 | 0 | 0 | 0 | 0 | 0 | 0 | 0 | 2015 Qtr 1: 34.25; 2015 Qtr 2: 34.25; 2015 Qtr 3: 34.25; 2015 Qtr 4: 34.25 | 137 | 1
402269-Lighting - Linear LED Systems (T8 Basecase) | WPSDGENRLG0081-Rev03-Msr001 | System | Commercial | NON_res:DEER:Indoor_Non-CFL_Ltg | TRUE |  |  | linear ft | ROB | 38 | 12 | 0 | 0 | 0 | 26 | 1.7456 |  | kWh | 0.00043316 | -0.0054899 | Commercial |  | Winter Only | [6 empty] | Small Boilers (<100 MMBtu/hr Heat Input):Uncontrolled | 16 | 0.6 | 0.6 | 0.6 | [10 empty] | 0% | 0% | 0% | 0 | 0 | 33 | 0 | 0 | 0 | 0 | 0 | 0 | 0 | 0 | 2015 Qtr 1: 8.25; 2015 Qtr 2: 8.25; 2015 Qtr 3: 8.25; 2015 Qtr 4: 8.25 | 33 | 1
402270-Lighting - Premium Tier 5' Case Door | WPSDGENRLG0082-Rev01-Msr001 | System | Commercial | NON_res:DEER:Indoor_Non-CFL_Ltg | TRUE |  |  | Door | ROB | 254 | 65 | 0 | 0 | 0 | 189 | 333 |  | kWh | 0.051 | 0 | Commercial |  | Winter Only | [6 empty] | Small Boilers (<100 MMBtu/hr Heat Input):Uncontrolled | 8 | 0.6 | 0.6 | 0.6 | [10 empty] | 0% | 0% | 0% | 0 | 0 | 16 | 0 | 0 | 0 | 0 | 0 | 0 | 0 | 0 | 2015 Qtr 1: 4; 2015 Qtr 2: 4; 2015 Qtr 3: 4; 2015 Qtr 4: 4 | 16 | 1
402271-Lighting - Premium Tier 6' Case Door | WPSDGENRLG0082-Rev01-Msr003 | System | Commercial | NON_res:DEER:Indoor_Non-CFL_Ltg | TRUE |  |  | Door | ROB | 299 | 100 | 0 | 0 | 0 | 199 | 577 |  | kWh | 0.088 | 0 | Commercial |  | Winter Only | [6 empty] | Small Boilers (<100 MMBtu/hr Heat Input):Uncontrolled | 8 | 0.6 | 0.6 | 0.6 | [10 empty] | 0% | 0% | 0% | 0 | 0 | 41 | 0 | 0 | 0 | 0 | 0 | 0 | 0 | 0 | 2015 Qtr 1: 10.25; 2015 Qtr 2: 10.25; 2015 Qtr 3: 10.25; 2015 Qtr 4: 10.25 | 41 | 1
402273-Lighting - Standard Tier 5' Case Door | WPSDGENRLG0082-Rev01-Msr002 | System | Commercial | NON_res:DEER:Indoor_Non-CFL_Ltg | TRUE |  |  | Door | ROB | 229 | 45 | 0 | 0 | 0 | 184 | 227 |  | kWh | 0.035 | 0 | Commercial |  | Winter Only | [6 empty] | Small Boilers (<100 MMBtu/hr Heat Input):Uncontrolled | 8 | 0.6 | 0.6 | 0.6 | [10 empty] | 0% | 0% | 0% | 0 | 0 | 3 | 0 | 0 | 0 | 0 | 0 | 0 | 0 | 0 | 2015 Qtr 1: 0.75; 2015 Qtr 2: 0.75; 2015 Qtr 3: 0.75; 2015 Qtr 4: 0.75 | 3 | 1
402402-Heating - Greenhouse Heat Curtain | Grnhs-Shell-ThermCurt | System | Commercial | NON_res:DEER:HVAC_Split-Package_AC | TRUE |  |  | Sqft | RET | 0.49 | 0.2 | 0 | 0 | 0 | 0.29 | 0.083 |  | kWh | 0 | 0.195 | Commercial |  | Winter Only |  | 0.49 |  |  |  |  | Small Boilers (<100 MMBtu/hr Heat Input):Uncontrolled | 5 | 0.46 | 0.46 | 0.46 | [10 empty] | 0% | 0% | 0% | 0 | 0 | 1355 | 0 | 0 | 0 | 0 | 0 | 0 | 0 | 0 | 2015 Qtr 1: 338.75; 2015 Qtr 2: 338.75; 2015 Qtr 3: 338.75; 2015 Qtr 4: 338.75 | 1355 | 1
402403-Heating - Infrared Film for Greenhouse | Grnhs-Shell-Tcurt_to_LIR_Tcurt | System | Commercial | NON_res:DEER:HVAC_Split-Package_AC | TRUE |  |  | Sqft | RET | 0.05 | 0.05 | 0 | 0 | 0 | 0 | 0.007 |  | kWh | 0 | 0.103 | Commercial |  | Winter Only |  | 0.05 |  |  |  |  | Small Boilers (<100 MMBtu/hr Heat Input):Uncontrolled | 5 | 0.46 | 0.46 | 0.46 | [10 empty] | 0% | 0% | 0% | 0 | 0 | 27195 | 0 | 0 | 0 | 0 | 0 | 0 | 0 | 0 | 2015 Qtr 1: 6798.75; 2015 Qtr 2: 6798.75; 2015 Qtr 3: 6798.75; 2015 Qtr 4: 6798.75 | 27195 | 1
402411-Lighting - Remove 4 Ft T-8 (De-Lamp 32W) | WPSDGENRLG0022-Rev04-Msr003 | System | Commercial | NON_res:DEER:Indoor_CFL_Ltg | TRUE |  |  | Lamp | ROB | 25.86 | 4 | 0 | 0 | 0 | 21.86 | 104.7342 |  | kWh | 0.025989 | -0.32939 | Commercial |  | Winter Only | [6 empty] | Small Boilers (<100 MMBtu/hr Heat Input):Uncontrolled | 15 | 0.6 | 0.6 | 0.6 | [10 empty] | 0% | 0% | 0% | 0 | 0 | 350 | 0 | 0 | 0 | 0 | 0 | 0 | 0 | 0 | 2015 Qtr 1: 87.5; 2015 Qtr 2: 87.5; 2015 Qtr 3: 87.5; 2015 Qtr 4: 87.5 | 350 | 1
402422-LED MR16 Up to 6 watt Interior LED Integral Lamp | WPSDGENRLG0106-Rev03-Msr001 | System | Commercial | NON_res:DEER:Indoor_CFL_Ltg | TRUE |  |  | Lamp | ROB | 15.07 | 5 | 0 | 0 | 0 | 10.07 | 32.9668 |  | kWh | 0.0073249 | -0.097565 | Commercial |  | Winter Only | [6 empty] | Small Boilers (<100 MMBtu/hr Heat Input):Uncontrolled | 8 | 0.6 | 0.6 | 0.6 | [10 empty] | 0% | 0% | 0% | 0 | 0 | 154 | 0 | 0 | 0 | 0 | 0 | 0 | 0 | 0 | 2015 Qtr 1: 38.5; 2015 Qtr 2: 38.5; 2015 Qtr 3: 38.5; 2015 Qtr 4: 38.5 | 154 | 1
402423-LED MR16 7 -10 watt Interior lamp | WPSDGENRLG0106-Rev03-Msr002 | System | Commercial | NON_res:DEER:Indoor_CFL_Ltg | TRUE |  |  | Lamp | ROB | 21.31 | 12.5 | 0 | 0 | 0 | 8.81 | 77.9829 |  | kWh | 0.016677 | -0.19496 | Commercial |  | Winter Only | [6 empty] | Small Boilers (<100 MMBtu/hr Heat Input):Uncontrolled | 8 | 0.6 | 0.6 | 0.6 | [10 empty] | 0% | 0% | 0% | 0 | 0 | 260 | 0 | 0 | 0 | 0 | 0 | 0 | 0 | 0 | 2015 Qtr 1: 65; 2015 Qtr 2: 65; 2015 Qtr 3: 65; 2015 Qtr 4: 65 | 260 | 1
402424-LED Integral PAR-20 lamp Up to 10 watt Interior | WPSDGENRLG0106-Rev03-Msr003 | System | Commercial | NON_res:DEER:Indoor_CFL_Ltg | TRUE |  |  | Lamp | ROB | 24.44 | 12.5 | 0 | 0 | 0 | 11.94 | 75.2946 |  | kWh | 0.01673 | -0.22283 | Commercial |  | Winter Only | [6 empty] | Small Boilers (<100 MMBtu/hr Heat Input):Uncontrolled | 6.6979 | 0.6 | 0.6 | 0.6 | [10 empty] | 0% | 0% | 0% | 0 | 0 | 157 | 0 | 0 | 0 | 0 | 0 | 0 | 0 | 0 | 2015 Qtr 1: 39.25; 2015 Qtr 2: 39.25; 2015 Qtr 3: 39.25; 2015 Qtr 4: 39.25 | 157 | 1
402425-LED Integral PAR-30 lamp Up to 15 watt Interior | WPSDGENRLG0106-Rev03-Msr004 | System | Commercial | NON_res:DEER:Indoor_CFL_Ltg | TRUE |  |  | Lamp | ROB | 35.25 | 7.5 | 0 | 0 | 0 | 27.75 | 49.2468 |  | kWh | 0.010942 | -0.14575 | Commercial |  | Winter Only | [6 empty] | Small Boilers (<100 MMBtu/hr Heat Input):Uncontrolled | 16 | 0.6 | 0.6 | 0.6 | [10 empty] | 0% | 0% | 0% | 0 | 0 | 387 | 0 | 0 | 0 | 0 | 0 | 0 | 0 | 0 | 2015 Qtr 1: 96.75; 2015 Qtr 2: 96.75; 2015 Qtr 3: 96.75; 2015 Qtr 4: 96.75 | 387 | 1
402426-LED Integral PAR30 lamp 16-21watt | WPSDGENRLG0106-Rev03-Msr005 | System | Commercial | NON_res:DEER:Indoor_CFL_Ltg | TRUE |  |  | Lamp | ROB | 26.91 | 17.5 | 0 | 0 | 0 | 9.41 | 131.3247 |  | kWh | 0.029179 | -0.38866 | Commercial |  | Winter Only | [6 empty] | Small Boilers (<100 MMBtu/hr Heat Input):Uncontrolled | 16 | 0.6 | 0.6 | 0.6 | [10 empty] | 0% | 0% | 0% | 0 | 0 | 54 | 0 | 0 | 0 | 0 | 0 | 0 | 0 | 0 | 2015 Qtr 1: 13.5; 2015 Qtr 2: 13.5; 2015 Qtr 3: 13.5; 2015 Qtr 4: 13.5 | 54 | 1
402427-LED Integral PAR38 lamp Up to 16 watt | WPSDGENRLG0106-Rev03-Msr006 | System | Commercial | NON_res:DEER:Indoor_CFL_Ltg | TRUE |  |  | Lamp | ROB | 35.17 | 10 | 0 | 0 | 0 | 25.17 | 66.7138 |  | kWh | 0.014823 | -0.19744 | Commercial |  | Winter Only | [6 empty] | Small Boilers (<100 MMBtu/hr Heat Input):Uncontrolled | 16 | 0.6 | 0.6 | 0.6 | [10 empty] | 0% | 0% | 0% | 0 | 0 | 75 | 0 | 0 | 0 | 0 | 0 | 0 | 0 | 0 | 2015 Qtr 1: 18.75; 2015 Qtr 2: 18.75; 2015 Qtr 3: 18.75; 2015 Qtr 4: 18.75 | 75 | 1
402428-LED Integral PAR38 lamp 17-22 watt | WPSDGENRLG0106-Rev03-Msr007 | System | Commercial | NON_res:DEER:Indoor_CFL_Ltg | TRUE |  |  | Lamp | ROB | 36.38 | 20 | 0 | 0 | 0 | 16.38 | 162.0191 |  | kWh | 0.035999 | -0.4795 | Commercial |  | Winter Only | [6 empty] | Small Boilers (<100 MMBtu/hr Heat Input):Uncontrolled | 16 | 0.6 | 0.6 | 0.6 | [10 empty] | 0% | 0% | 0% | 0 | 0 | 890 | 0 | 0 | 0 | 0 | 0 | 0 | 0 | 0 | 2015 Qtr 1: 222.5; 2015 Qtr 2: 222.5; 2015 Qtr 3: 222.5; 2015 Qtr 4: 222.5 | 890 | 1
402429-LED Integral PAR38 lamp 23-25 watt | WPSDGENRLG0106-Rev03-Msr008 | System | Commercial | NON_res:DEER:Indoor_CFL_Ltg | TRUE |  |  | Lamp | ROB | 46.13 | 20 | 0 | 0 | 0 | 26.13 | 219.2023 |  | kWh | 0.048705 | -0.64873 | Commercial |  | Winter Only | [6 empty] | Small Boilers (<100 MMBtu/hr Heat Input):Uncontrolled | 16 | 0.6 | 0.6 | 0.6 | [10 empty] | 0% | 0% | 0% | 0 | 0 | 11 | 0 | 0 | 0 | 0 | 0 | 0 | 0 | 0 | 2015 Qtr 1: 2.75; 2015 Qtr 2: 2.75; 2015 Qtr 3: 2.75; 2015 Qtr 4: 2.75 | 11 | 1
461831-LED Integral Candelabra lamp Up to 4 watt | WPSDGENRLG0106-Rev03-Msr011 | System | Commercial | NON_res:DEER:Indoor_CFL_Ltg | TRUE |  |  | Lamp | ROB | 13.99 | 5 | 0 | 0 | 0 | 8.99 | 64.6109 |  | kWh | 0.014356 | -0.19122 | Commercial |  | Winter Only | [6 empty] | Small Boilers (<100 MMBtu/hr Heat Input):Uncontrolled | 16 | 0.6 | 0.6 | 0.6 | [10 empty] | 0% | 0% | 0% | 0 | 0 | 389 | 0 | 0 | 0 | 0 | 0 | 0 | 0 | 0 | 2015 Qtr 1: 97.25; 2015 Qtr 2: 97.25; 2015 Qtr 3: 97.25; 2015 Qtr 4: 97.25 | 389 | 1
461832-LED Integral A-lamp Up to 7 watt Interior | WPSDGENRLG0106-Rev03-Msr012 | System | Commercial | NON_res:DEER:Indoor_CFL_Ltg | TRUE |  |  | Lamp | ROB | 16.65 | 5 | 0 | 0 | 0 | 11.65 | 26.5905 |  | kWh | 0.0059082 | -0.078695 | Commercial |  | Winter Only | [6 empty] | Small Boilers (<100 MMBtu/hr Heat Input):Uncontrolled | 16 | 0.6 | 0.6 | 0.6 | [10 empty] | 0% | 0% | 0% | 0 | 0 | 43 | 0 | 0 | 0 | 0 | 0 | 0 | 0 | 0 | 2015 Qtr 1: 10.75; 2015 Qtr 2: 10.75; 2015 Qtr 3: 10.75; 2015 Qtr 4: 10.75 | 43 | 1
461833-LED Integral A-lamp 8-10 watt Interior | WPSDGENRLG0106-Rev03-Msr013 | System | Commercial | NON_res:DEER:Indoor_CFL_Ltg | TRUE |  |  | Lamp | ROB | 16.42 | 5 | 0 | 0 | 0 | 11.42 | 53.1811 |  | kWh | 0.011816 | -0.15739 | Commercial |  | Winter Only | [6 empty] | Small Boilers (<100 MMBtu/hr Heat Input):Uncontrolled | 16 | 0.6 | 0.6 | 0.6 | [10 empty] | 0% | 0% | 0% | 0 | 0 | 296 | 0 | 0 | 0 | 0 | 0 | 0 | 0 | 0 | 2015 Qtr 1: 74; 2015 Qtr 2: 74; 2015 Qtr 3: 74; 2015 Qtr 4: 74 | 296 | 1
461834-LED Integral A-lamp Up to 11 watt Interior | WPSDGENRLG0106-Rev03-Msr014 | System | Commercial | NON_res:DEER:Indoor_CFL_Ltg | TRUE |  |  | Lamp | ROB | 15.95 | 15 | 0 | 0 | 0 | 0.95 | 73.124 |  | kWh | 0.016248 | -0.21641 | Commercial |  | Winter Only | [6 empty] | Small Boilers (<100 MMBtu/hr Heat Input):Uncontrolled | 16 | 0.6 | 0.6 | 0.6 | [10 empty] | 0% | 0% | 0% | 0 | 0 | 132 | 0 | 0 | 0 | 0 | 0 | 0 | 0 | 0 | 2015 Qtr 1: 33; 2015 Qtr 2: 33; 2015 Qtr 3: 33; 2015 Qtr 4: 33 | 132 | 1
461835-LED Integral A-lamp 12-17 watt Interior | WPSDGENRLG0106-Rev03-Msr015 | System | Commercial | NON_res:DEER:Indoor_CFL_Ltg | TRUE |  |  | Lamp | ROB | 20.86 | 15 | 0 | 0 | 0 | 5.86 | 79.7716 |  | kWh | 0.017725 | -0.23608 | Commercial |  | Winter Only | [6 empty] | Small Boilers (<100 MMBtu/hr Heat Input):Uncontrolled | 16 | 0.6 | 0.6 | 0.6 | [10 empty] | 0% | 0% | 0% | 0 | 0 | 1022 | 0 | 0 | 0 | 0 | 0 | 0 | 0 | 0 | 2015 Qtr 1: 255.5; 2015 Qtr 2: 255.5; 2015 Qtr 3: 255.5; 2015 Qtr 4: 255.5 | 1022 | 1
461836-LED Integral A-lamp 18-30 watt Interior | WPSDGENRLG0106-Rev03-Msr016 | System | Commercial | NON_res:DEER:Indoor_CFL_Ltg | TRUE |  |  | Lamp | ROB | 33.48 | 15 | 0 | 0 | 0 | 18.48 | 119.6574 |  | kWh | 0.026587 | -0.35413 | Commercial |  | Winter Only | [6 empty] | Small Boilers (<100 MMBtu/hr Heat Input):Uncontrolled | 16 | 0.6 | 0.6 | 0.6 | [10 empty] | 0% | 0% | 0% | 0 | 0 | 86 | 0 | 0 | 0 | 0 | 0 | 0 | 0 | 0 | 2015 Qtr 1: 21.5; 2015 Qtr 2: 21.5; 2015 Qtr 3: 21.5; 2015 Qtr 4: 21.5 | 86 | 1
462659-Comp. Air | SDGECUSTOMFORECASTMEASURES2015-Rev00-Msr010 | System | Commercial | 35-OTI-OtherIndustrial-PROC_OTH | TRUE |  |  | Site | RET | 61277 | 21753.2 | 0 | 0 | 0 | 39523.8 | 1149359 |  | kWh | 0 | 0 | Commercial |  | Winter Only | [6 empty] | Small Boilers (<100 MMBtu/hr Heat Input):Uncontrolled | 15 | 0.6 | 0.6 | 0.6 |  |  |  | 0.9 | [6 empty] | 0% | 0% | 0% | 0 | 0 | 0.3 | 0 | 0 | 0 | 0 | 0 | 0 | 0 | 0 | 2015 Qtr 1: 0.075; 2015 Qtr 2: 0.075; 2015 Qtr 3: 0.075; 2015 Qtr 4: 0.075 | 0.3 | 1
462660-Process Heat | SDGECUSTOMFORECASTMEASURES2015-Rev00-Msr011 | System | Commercial | 35-OTI-OtherIndustrial-PROC_OTH | TRUE |  |  | Site | RET | 54001.2111 | 23963.04 | 0 | 0 | 0 | 30038.1711 | 37014 |  | kWh | 4.95 | 12417 | Commercial |  | Annual | [6 empty] | Small Boilers (<100 MMBtu/hr Heat Input):Uncontrolled | 9.9259 | 0.6 | 0.6 | 0.6 |  |  |  | 0.9 | [6 empty] | 0% | 0% | 0% | 0 | 0 | 1 | 0 | 0 | 0 | 0 | 0 | 0 | 0 | 0 | 2015 Qtr 1: 0.25; 2015 Qtr 2: 0.25; 2015 Qtr 3: 0.25; 2015 Qtr 4: 0.25 | 1 | 1
462661-ProcRefr | SDGECUSTOMFORECASTMEASURES2015-Rev00-Msr012 | System | Commercial | 35-OTI-OtherIndustrial-PROC_OTH | TRUE |  |  | Site | RET | 49408.25 | 35079.86 | 0 | 0 | 0 | 14328.39 | 105301 |  | kWh | 14.16 | 0 | Commercial |  | Winter Only | [6 empty] | Small Boilers (<100 MMBtu/hr Heat Input):Uncontrolled | 10.94 | 0.6 | 0.6 | 0.6 |  |  |  | 0.9 | [6 empty] | 0% | 0% | 0% | 0 | 0 | 0.25 | 0 | 0 | 0 | 0 | 0 | 0 | 0 | 0 | 2015 Qtr 1: 0.0625; 2015 Qtr 2: 0.0625; 2015 Qtr 3: 0.0625; 2015 Qtr 4: 0.0625 | 0.25 | 1
462662-Swimming Pool Equimpent | SDGECUSTOMFORECASTMEASURES2015-Rev00-Msr013 | System | Commercial | 35-OTI-OtherIndustrial-PROC_OTH | TRUE |  |  | Site | ROB | 19827 | 7038.59 | 0 | 0 | 0 | 12788.41 | 49716 |  | kWh | 6.06 | 1792 | Commercial |  | Winter Only | [6 empty] | Small Boilers (<100 MMBtu/hr Heat Input):Uncontrolled | 13.25 | 0.6 | 0.6 | 0.6 |  |  |  | 0.9 | [6 empty] | 0% | 0% | 0% | 0 | 0 | 1 | 0 | 0 | 0 | 0 | 0 | 0 | 0 | 0 | 2015 Qtr 1: 0.25; 2015 Qtr 2: 0.25; 2015 Qtr 3: 0.25; 2015 Qtr 4: 0.25 | 1 | 1
462663-Water Heating | SDGECUSTOMFORECASTMEASURES2015-Rev00-Msr014 | System | Commercial | 35-OTI-OtherIndustrial-PROC_OTH | TRUE |  |  | Site | ROB | 43262.0889 | 38395.1 | 0 | 0 | 0 | 4866.9889 | 1588 |  | kWh | 0 | 8652 | Commercial |  | Annual | [6 empty] | Small Boilers (<100 MMBtu/hr Heat Input):Uncontrolled | 17.4074 | 0.5 | 0.5 | 0.5 |  |  |  | 0.9 | [6 empty] | 0% | 0% | 0% | 0 | 0 | 0.45 | 0 | 0 | 0 | 0 | 0 | 0 | 0 | 0 | 2015 Qtr 1: 0.1125; 2015 Qtr 2: 0.1125; 2015 Qtr 3: 0.1125; 2015 Qtr 4: 0.1125 | 0.45 | 1
462664-Pumping | SDGECUSTOMFORECASTMEASURES2015-Rev00-Msr015 | System | Commercial | 35-OTI-OtherIndustrial-PROC_OTH | TRUE |  |  | Site | ROB | 58136 | 20638.21 | 0 | 0 | 0 | 37497.79 | 89702 |  | kWh | 9.09 | 0 | Commercial |  | Winter Only | [6 empty] | Small Boilers (<100 MMBtu/hr Heat Input):Uncontrolled | 15 | 0.6 | 0.6 | 0.6 |  |  |  | 0.9 | [6 empty] | 0% | 0% | 0% | 0 | 0 | 0.45 | 0 | 0 | 0 | 0 | 0 | 0 | 0 | 0 | 2015 Qtr 1: 0.1125; 2015 Qtr 2: 0.1125; 2015 Qtr 3: 0.1125; 2015 Qtr 4: 0.1125 | 0.45 | 1
462665-RetroComm | SDGECUSTOMFORECASTMEASURES2015-Rev00-Msr016 | System | Commercial | 35-OTI-OtherIndustrial-PROC_OTH | TRUE |  |  | Site | RET | 100632.2692 | 71448.91 | 0 | 0 | 0 | 29183.3592 | 154859 |  | kWh | 4.23 | 21718 | Commercial |  | Winter Only | [6 empty] | Small Boilers (<100 MMBtu/hr Heat Input):Uncontrolled | 11.9231 | 0.8 | 0.82 | 0.8 |  |  |  | 0.9 | [6 empty] | 0% | 0% | 0% | 0 | 0 | 0.6 | 0 | 0 | 0 | 0 | 0 | 0 | 0 | 0 | 2015 Qtr 1: 0.15; 2015 Qtr 2: 0.15; 2015 Qtr 3: 0.15; 2015 Qtr 4: 0.15 | 0.6 | 1
462666-Lighting - Exterior | SDGECUSTOMFORECASTMEASURES2015-Rev00-Msr017 | System | Commercial | NON_res:DEER:Indoor_Non-CFL_Ltg | TRUE |  |  | Site | ROB | 17254 | 6125.2 | 0 | 0 | 0 | 11128.8 | 15953 |  | kWh | 1.83 | 0 | Commercial |  | Winter Only | [6 empty] | Small Boilers (<100 MMBtu/hr Heat Input):Uncontrolled | 13.9667 | 0.6 | 0.6 | 0.6 |  |  |  | 0.9 | [6 empty] | 0% | 0% | 0% | 0 | 0 | 1.5 | 0 | 0 | 0 | 0 | 0 | 0 | 0 | 0 | 2015 Qtr 1: 0.375; 2015 Qtr 2: 0.375; 2015 Qtr 3: 0.375; 2015 Qtr 4: 0.375 | 1.5 | 1
462667-Lighting - Int. CF/LED | SDGECUSTOMFORECASTMEASURES2015-Rev00-Msr018 | System | Commercial | NON_res:DEER:Indoor_Non-CFL_Ltg | TRUE |  |  | Site | ROB | 13890 | 4930.82 | 0 | 0 | 0 | 8959.18 | 49039 |  | kWh | 6.61 | -61 | Commercial |  | Winter Only | [6 empty] | Small Boilers (<100 MMBtu/hr Heat Input):Uncontrolled | 11.632 | 0.6 | 0.6 | 0.6 |  |  |  | 0.9 | [6 empty] | 0% | 0% | 0% | 0 | 0 | 5 | 0 | 0 | 0 | 0 | 0 | 0 | 0 | 0 | 2015 Qtr 1: 1.25; 2015 Qtr 2: 1.25; 2015 Qtr 3: 1.25; 2015 Qtr 4: 1.25 | 5 | 1
462668-Lighting - Int. LF | SDGECUSTOMFORECASTMEASURES2015-Rev00-Msr019 | System | Commercial | NON_res:DEER:Indoor_Non-CFL_Ltg | TRUE |  |  | Site | ER | 3794.7936 | 1683.94 | 0 | 0 | 0 | 2110.8536 | 14506 |  | kWh | 2.71 | -15 | Commercial |  | Winter Only | 15 | 6.28 |  | 130 | 0.02 | -0.13539 | Small Boilers (<100 MMBtu/hr Heat Input):Uncontrolled | 1 | 0.7 | 0.7 | 0.7 |  |  |  | 0.9 | [6 empty] | 0% | 0% | 0% | 0 | 0 | 10 | 0 | 0 | 0 | 0 | 0 | 0 | 0 | 0 | 2015 Qtr 1: 2.5; 2015 Qtr 2: 2.5; 2015 Qtr 3: 2.5; 2015 Qtr 4: 2.5 | 10 | 1
462669-Chiller DB | SDGECUSTOMFORECASTMEASURES2015-Rev00-Msr020 | System | Commercial | NON_res:DEER:HVAC_Chillers | TRUE |  |  | Site | ER | 142942.7327 | 63430.84 | 0 | 0 | 0 | 79511.8927 | 126402 |  | kWh | 10.59 | 0 | Commercial |  | Winter Only | 20 | 33337.5 |  | 62508 | 7.11 |  | Small Boilers (<100 MMBtu/hr Heat Input):Uncontrolled | 6.67 | 0.58 | 0.58 | 0.58 |  |  |  | 0.9 | [6 empty] | 0% | 0% | 0% | 0 | 0 | 0.4 | 0 | 0 | 0 | 0 | 0 | 0 | 0 | 0 | 2015 Qtr 1: 0.1; 2015 Qtr 2: 0.1; 2015 Qtr 3: 0.1; 2015 Qtr 4: 0.1 | 0.4 | 1
462670-Chiller ROB | SDGECUSTOMFORECASTMEASURES2015-Rev00-Msr021 | System | Commercial | NON_res:DEER:HVAC_Chillers | TRUE |  |  | Site | ROB | 33378.676 | 23698.86 | 0 | 0 | 0 | 9679.816 | 501165 |  | kWh | 3.67 | 0 | Commercial |  | Winter Only | [6 empty] | Small Boilers (<100 MMBtu/hr Heat Input):Uncontrolled | 20 | 0.58 | 0.58 | 0.58 |  |  |  | 0.9 | [6 empty] | 0% | 0% | 0% | 0 | 0 | 0.15 | 0 | 0 | 0 | 0 | 0 | 0 | 0 | 0 | 2015 Qtr 1: 0.0375; 2015 Qtr 2: 0.0375; 2015 Qtr 3: 0.0375; 2015 Qtr 4: 0.0375 | 0.15 | 1
462671-HVAC - ASD and Flow | SDGECUSTOMFORECASTMEASURES2015-Rev00-Msr022 | System | Commercial | NON_res:DEER:HVAC_Split-Package_AC | TRUE |  |  | Site | RET | 69542 | 30859.37 | 0 | 0 | 0 | 38682.63 | 172541 |  | kWh | 14.74 | 461 | Commercial |  | Winter Only | [6 empty] | Small Boilers (<100 MMBtu/hr Heat Input):Uncontrolled | 15.2439 | 0.6 | 0.6 | 0.6 |  |  |  | 0.9 | [6 empty] | 0% | 0% | 0% | 0 | 0 | 2.25 | 0 | 0 | 0 | 0 | 0 | 0 | 0 | 0 | 2015 Qtr 1: 0.5625; 2015 Qtr 2: 0.5625; 2015 Qtr 3: 0.5625; 2015 Qtr 4: 0.5625 | 2.25 | 1
462672-HVAC Controlls | SDGECUSTOMFORECASTMEASURES2015-Rev00-Msr023 | System | Commercial | NON_res:DEER:HVAC_Split-Package_AC | TRUE |  |  | Site | RET | 20604 | 7314.51 | 0 | 0 | 0 | 13289.49 | 62213 |  | kWh | 1.18 | 881 | Commercial |  | Winter Only | [6 empty] | Small Boilers (<100 MMBtu/hr Heat Input):Uncontrolled | 14.5897 | 0.6 | 0.6 | 0.6 |  |  |  | 0.9 | [6 empty] | 0% | 0% | 0% | 0 | 0 | 10 | 0 | 0 | 0 | 0 | 0 | 0 | 0 | 0 | 2015 Qtr 1: 2.5; 2015 Qtr 2: 2.5; 2015 Qtr 3: 2.5; 2015 Qtr 4: 2.5 | 10 | 1
462673-HVAC Distribution | SDGECUSTOMFORECASTMEASURES2015-Rev00-Msr024 | System | Commercial | NON_res:DEER:HVAC_Split-Package_AC | TRUE |  |  | Site | RET | 142986.6341 | 63450.32 | 0 | 0 | 0 | 79536.3141 | 136386 |  | kWh | 15.42 | -328 | Commercial |  | Winter Only | [6 empty] | Small Boilers (<100 MMBtu/hr Heat Input):Uncontrolled | 12.146 | 0.6 | 0.6 | 0.6 |  |  |  | 0.9 | [6 empty] | 0% | 0% | 0% | 0 | 0 | 0.75 | 0 | 0 | 0 | 0 | 0 | 0 | 0 | 0 | 2015 Qtr 1: 0.1875; 2015 Qtr 2: 0.1875; 2015 Qtr 3: 0.1875; 2015 Qtr 4: 0.1875 | 0.75 | 1
462674-HVAC DXAC/HP_equip | SDGECUSTOMFORECASTMEASURES2015-Rev00-Msr025 | System | Commercial | NON_res:DEER:HVAC_Split-Package_AC | TRUE |  |  | Site | ROB | 54992.7273 | 38544.84 | 0 | 0 | 0 | 16447.8873 | 38111 |  | kWh | 8.32 | 2366 | Commercial |  | Winter Only | [6 empty] | Small Boilers (<100 MMBtu/hr Heat Input):Uncontrolled | 15 | 0.6 | 0.6 | 0.6 |  |  |  | 0.9 | [6 empty] | 0% | 0% | 0% | 0 | 0 | 0.5 | 0 | 0 | 0 | 0 | 0 | 0 | 0 | 0 | 2015 Qtr 1: 0.125; 2015 Qtr 2: 0.125; 2015 Qtr 3: 0.125; 2015 Qtr 4: 0.125 | 0.5 | 1
401064-Agriculture - Low Pressure Sprinkler Nozzles (per nozzle) | WPSPGENRAG0002-Rev01-Msr001 | System | Commercial | 35-OTI-OtherIndustrial-PROC_OTH | TRUE |  |  | Nozzle | RET | 1.49 | 1.15 | 0 | 0 | 0 | 0.34 | 7.5 |  | kWh | 0.006 | 0 | Commercial |  | Winter Only | [6 empty] | Small Boilers (<100 MMBtu/hr Heat Input):Uncontrolled | 20 | 0.6 | 0.6 | 0.6 | [10 empty] | 0% | 0% | 0% | 0 | 0 | 23 | 0 | 0 | 0 | 0 | 0 | 0 | 0 | 0 | 2015 Qtr 1: 5.75; 2015 Qtr 2: 5.75; 2015 Qtr 3: 5.75; 2015 Qtr 4: 5.75 | 23 | 1
402003-Food Service - Hot Food Holding Cabinet-Half-Size | WPSDGENRCC0018-Rev00-Msr002 | System | Commercial | 35-OTI-OtherIndustrial-PROC_OTH | TRUE |  |  | Unit | ROB | 707 | 200 | 0 | 0 | 0 | 507 | 1095 |  | kWh | 0.18 | 0 | Commercial |  | Winter Only | [6 empty] | Small Boilers (<100 MMBtu/hr Heat Input):Uncontrolled | 12 | 0.6 | 0.6 | 0.6 | [10 empty] | 0% | 0% | 0% | 0 | 0 | 1 | 0 | 0 | 0 | 0 | 0 | 0 | 0 | 0 | 2015 Qtr 1: 0.25; 2015 Qtr 2: 0.25; 2015 Qtr 3: 0.25; 2015 Qtr 4: 0.25 | 1 | 1
402005-Food Service - Commercial Gas Fryer | WPSDGENRCC0014-Rev03-Msr004 | System | Commercial | 35-OTI-OtherIndustrial-PROC_OTH | TRUE |  |  | Vat | ROB | 1008 | 749 | 0 | 0 | 0 | 259 | 0 |  | kWh | 0 | 809 | Commercial |  | Winter Only | [6 empty] | Small Boilers (<100 MMBtu/hr Heat Input):Uncontrolled | 12 | 0.6 | 0.6 | 0.6 | [10 empty] | 0% | 0% | 0% | 0 | 0 | 3 | 0 | 0 | 0 | 0 | 0 | 0 | 0 | 0 | 2015 Qtr 1: 0.75; 2015 Qtr 2: 0.75; 2015 Qtr 3: 0.75; 2015 Qtr 4: 0.75 | 3 | 1
402007-Food Service-Commercial Gas Large Vat Fryer, Cooking Efficiency >= 50% | WPSDGENRCC0014-Rev03-Msr002 | System | Commercial | 35-OTI-OtherIndustrial-PROC_OTH | TRUE |  |  | Vat | ROB | 1008 | 749 | 0 | 0 | 0 | 259 | 0 |  | kWh | 0 | 809 | Commercial |  | Winter Only | [6 empty] | Small Boilers (<100 MMBtu/hr Heat Input):Uncontrolled | 12 | 0.6 | 0.6 | 0.6 | [10 empty] | 0% | 0% | 0% | 0 | 0 | 1 | 0 | 0 | 0 | 0 | 0 | 0 | 0 | 0 | 2015 Qtr 1: 0.25; 2015 Qtr 2: 0.25; 2015 Qtr 3: 0.25; 2015 Qtr 4: 0.25 | 1 | 1
402022-Food Service - Griddle-Electric | WPSDGENRCC0016-Rev00-Msr001 | System | Commercial | 35-OTI-OtherIndustrial-PROC_OTH | TRUE |  |  | Unit | ROB | 774 | 300 | 0 | 0 | 0 | 474 | 3978 |  | kWh | 0.9 | 0 | Commercial |  | Winter Only | [6 empty] | Small Boilers (<100 MMBtu/hr Heat Input):Uncontrolled | 12 | 0.6 | 0.6 | 0.6 | [10 empty] | 0% | 0% | 0% | 0 | 0 | 1 | 0 | 0 | 0 | 0 | 0 | 0 | 0 | 0 | 2015 Qtr 1: 0.25; 2015 Qtr 2: 0.25; 2015 Qtr 3: 0.25; 2015 Qtr 4: 0.25 | 1 | 1
402024-Food Service - Combination Oven-Electric | WPSDGENRCC0005-Rev03-Msr001 | System | Commercial | 35-OTI-OtherIndustrial-PROC_OTH | TRUE |  |  | Unit | ROB | 3824 | 1000 | 0 | 0 | 0 | 2824 | 18431 |  | kWh | 3.78 | 0 | Commercial |  | Winter Only | [6 empty] | Small Boilers (<100 MMBtu/hr Heat Input):Uncontrolled | 12 | 0.6 | 0.6 | 0.6 | [10 empty] | 0% | 0% | 0% | 0 | 0 | 1 | 0 | 0 | 0 | 0 | 0 | 0 | 0 | 0 | 2015 Qtr 1: 0.25; 2015 Qtr 2: 0.25; 2015 Qtr 3: 0.25; 2015 Qtr 4: 0.25 | 1 | 1
402025-Food Service - Combination Oven-Gas | WPSDGENRCC0005-Rev03-Msr002 | System | Commercial | 35-OTI-OtherIndustrial-PROC_OTH | TRUE |  |  | Unit | ROB | 5717 | 750 | 0 | 0 | 0 | 4967 | 0 |  | kWh | 0 | 403 | Commercial |  | Annual | [6 empty] | Small Boilers (<100 MMBtu/hr Heat Input):Uncontrolled | 12 | 0.6 | 0.6 | 0.6 | [10 empty] | 0% | 0% | 0% | 0 | 0 | 1 | 0 | 0 | 0 | 0 | 0 | 0 | 0 | 0 | 2015 Qtr 1: 0.25; 2015 Qtr 2: 0.25; 2015 Qtr 3: 0.25; 2015 Qtr 4: 0.25 | 1 | 1
402026-Food Service - Convection Oven-Electric | WPSDGENRCC0006-Rev02-Msr002 | System | Commercial | 35-OTI-OtherIndustrial-PROC_OTH | TRUE |  |  | Unit | ROB | 1007 | 350 | 0 | 0 | 0 | 657 | 2774 |  | kWh | 0.57 | 0 | Commercial |  | Winter Only | [6 empty] | Small Boilers (<100 MMBtu/hr Heat Input):Uncontrolled | 12 | 0.6 | 0.6 | 0.6 | [10 empty] | 0% | 0% | 0% | 0 | 0 | 1 | 0 | 0 | 0 | 0 | 0 | 0 | 0 | 0 | 2015 Qtr 1: 0.25; 2015 Qtr 2: 0.25; 2015 Qtr 3: 0.25; 2015 Qtr 4: 0.25 | 1 | 1
402027-Food Service - Convection Oven-Gas | WPSDGENRCC0006-Rev02-Msr005 | System | Commercial | 35-OTI-OtherIndustrial-PROC_OTH | TRUE |  |  | Unit | ROB | 1177 | 500 | 0 | 0 | 0 | 677 | 0 |  | kWh | 0 | 357 | Commercial |  | Winter Only | [6 empty] | Small Boilers (<100 MMBtu/hr Heat Input):Uncontrolled | 12 | 0.6 | 0.6 | 0.6 | [10 empty] | 0% | 0% | 0% | 0 | 0 | 1 | 0 | 0 | 0 | 0 | 0 | 0 | 0 | 0 | 2015 Qtr 1: 0.25; 2015 Qtr 2: 0.25; 2015 Qtr 3: 0.25; 2015 Qtr 4: 0.25 | 1 | 1
402032-Ventilation Control - Retrofit | WPSDGENRCC0019-Rev00-Msr001 | System | Commercial | NON_res:DEER:HVAC_Split-Package_AC | TRUE |  |  | HP | RET | 1988 | 350 | 0 | 0 | 0 | 1638 | 4486 |  | kWh | 0.76 | 0 | Commercial |  | Winter Only | [6 empty] | Small Boilers (<100 MMBtu/hr Heat Input):Uncontrolled | 15 | 0.6 | 0.6 | 0.6 | [10 empty] | 0% | 0% | 0% | 0 | 0 | 4 | 0 | 0 | 0 | 0 | 0 | 0 | 0 | 0 | [44 empty] | 4 | 1 | bar: 2015 Qtr 1 to 2015 Qtr 4
402033-Ventilation Control- New | WPSDGENRCC0019-Rev00-Msr002 | System | Commercial | NON_res:DEER:HVAC_Split-Package_AC | TRUE |  |  | HP | RET | 994 | 350 | 0 | 0 | 0 | 644 | 4486 |  | kWh | 0.76 | 0 | Commercial |  | Winter Only | [6 empty] | Small Boilers (<100 MMBtu/hr Heat Input):Uncontrolled | 15 | 0.6 | 0.6 | 0.6 | [10 empty] | 0% | 0% | 0% | 0 | 0 | 1 | 0 | 0 | 0 | 0 | 0 | 0 | 0 | 0 | 2015 Qtr 1: 0.25; 2015 Qtr 2: 0.25; 2015 Qtr 3: 0.25; 2015 Qtr 4: 0.25 | 1 | 1
402034-Water Heating - HE Storage Water Heater | NG-WtrHt-SmlStrg-Gas-lte75kBtuh-50G-0p62EF | System | Commercial | 35-OTI-OtherIndustrial-PROC_OTH | TRUE |  |  | Mbtuh | ROB | 2.9 | 2 | 0 | 0 | 0 | 0.9 | 0.024 |  | kWh | 8.16e-06 | 0.444 | Commercial |  | Annual |  | 2.9 |  |  |  |  | Small Boilers (<100 MMBtu/hr Heat Input):Uncontrolled | 15 | 0.6 | 0.6 | 0.6 | [10 empty] | 0% | 0% | 0% | 0 | 0 | 31 | 0 | 0 | 0 | 0 | 0 | 0 | 0 | 0 | 2015 Qtr 1: 7.75; 2015 Qtr 2: 7.75; 2015 Qtr 3: 7.75; 2015 Qtr 4: 7.75 | 31 | 1
402037-Heating - Space Heating Boilers - Large | WPSDGENRHC1061-Rev00-Msr002 | System | Commercial | NON_res:DEER:HVAC_Split-Package_AC | TRUE |  |  | Mbtuh | ROB | 2.99 | 0.25 | 0 | 0 | 0 | 2.74 | 0 |  | kWh | 0 | 0.85777 | Commercial |  | Winter Only | [6 empty] | Small Boilers (<100 MMBtu/hr Heat Input):Uncontrolled | 20 | 0.6 | 0.6 | 0.6 | [10 empty] | 0% | 0% | 0% | 0 | 0 | 39 | 0 | 0 | 0 | 0 | 0 | 0 | 0 | 0 | 2015 Qtr 1: 9.75; 2015 Qtr 2: 9.75; 2015 Qtr 3: 9.75; 2015 Qtr 4: 9.75 | 39 | 1
402038-Water Heating -Commercial Boiler | WPSDGENRWH1207-Rev00-Msr001 | System | Commercial | 35-OTI-OtherIndustrial-PROC_OTH | TRUE |  |  | Mbtuh | ROB | 0.61 | 0.5 | 0 | 0 | 0 | 0.11 | 0 |  | kWh | 0 | 0.83682 | Commercial |  | Annual | [6 empty] | Small Boilers (<100 MMBtu/hr Heat Input):Uncontrolled | 20 | 0.6 | 0.6 | 0.6 | [10 empty] | 0% | 0% | 0% | 0 | 0 | 223 | 0 | 0 | 0 | 0 | 0 | 0 | 0 | 0 | 2015 Qtr 1: 55.75; 2015 Qtr 2: 55.75; 2015 Qtr 3: 55.75; 2015 Qtr 4: 55.75 | 223 | 1
402039-Water Heating -Instantaneous - Gas <=200MBtuh | NG-WtrHt-SmlInst-Gas-lte75kBtuh-lt2G-0p82EF | System | Commercial | 35-OTI-OtherIndustrial-PROC_OTH | TRUE |  |  | Mbtuh | ROB | 5.62 | 2 | 0 | 0 | 0 | 3.62 | 0.106 |  | kWh | 3.97e-05 | 2.1 | Commercial |  | Annual |  | 5.62 |  |  |  |  | Small Boilers (<100 MMBtu/hr Heat Input):Uncontrolled | 20 | 0.6 | 0.6 | 0.6 | [10 empty] | 0% | 0% | 0% | 0 | 0 | 9 | 0 | 0 | 0 | 0 | 0 | 0 | 0 | 0 | 2015 Qtr 1: 2.25; 2015 Qtr 2: 2.25; 2015 Qtr 3: 2.25; 2015 Qtr 4: 2.25 | 9 | 1
402046-Tank Insulation - High Temperature Applic. (LF) 2 in | WPSDGENRWH0013-Rev00-Msr004 | System | Commercial | 35-OTI-OtherIndustrial-PROC_OTH | TRUE |  |  | Sq Ft | ROB | 8.94 | 4 | 0 | 0 | 0 | 4.94 | 0 |  | kWh | 0 | 27.4444 | Commercial |  | Annual | [6 empty] | Small Boilers (<100 MMBtu/hr Heat Input):Uncontrolled | 11 | 0.6 | 0.6 | 0.6 | [10 empty] | 0% | 0% | 0% | 0 | 0 | 54 | 0 | 0 | 0 | 0 | 0 | 0 | 0 | 0 | 2015 Qtr 1: 13.5; 2015 Qtr 2: 13.5; 2015 Qtr 3: 13.5; 2015 Qtr 4: 13.5 | 54 | 1
402051-Steam Trap Replacement, Commercial operating system <12 hrs/day, Dry Cleaners excluded | WPSDGENRWH0010-Rev00-Msr001 | System | Commercial | 35-OTI-OtherIndustrial-PROC_OTH | TRUE |  |  | Unit | ROB | 233 | 100 | 0 | 0 | 0 | 133 | 0 |  | kWh | 0 | 129.6498 | Commercial |  | Annual | [6 empty] | Small Boilers (<100 MMBtu/hr Heat Input):Uncontrolled | 6 | 0.6 | 0.6 | 0.6 | [10 empty] | 0% | 0% | 0% | 0 | 0 | 2 | 0 | 0 | 0 | 0 | 0 | 0 | 0 | 0 | 2015 Qtr 1: 0.5; 2015 Qtr 2: 0.5; 2015 Qtr 3: 0.5; 2015 Qtr 4: 0.5 | 2 | 1
402057-A/C - Reflective Window Film Coastal | Window Film - DEER Unit Adjustment-Rev00-Msr001 | System | Commercial | NON_res:DEER:HVAC_Split-Package_AC | TRUE |  |  | Sqft | RET | 5.64 | 1.35 | 0 | 0 | 0 | 4.29 | 4.93 |  | kWh | 0.00295 | -0.249 | Commercial |  | Winter Only | [6 empty] | Small Boilers (<100 MMBtu/hr Heat Input):Uncontrolled | 10 | 0.6 | 0.6 | 0.6 | [10 empty] | 0% | 0% | 0% | 0 | 0 | 270 | 0 | 0 | 0 | 0 | 0 | 0 | 0 | 0 | 2015 Qtr 1: 67.5; 2015 Qtr 2: 67.5; 2015 Qtr 3: 67.5; 2015 Qtr 4: 67.5 | 270 | 1
402058-A/C - Reflective Window Film Inland | Window Film - DEER Unit Adjustment-Rev00-Msr001 | System | Commercial | NON_res:DEER:HVAC_Split-Package_AC | TRUE |  |  | Sqft | RET | 5.64 | 1.35 | 0 | 0 | 0 | 4.29 | 4.93 |  | kWh | 0.00295 | -0.249 | Commercial |  | Winter Only | [6 empty] | Small Boilers (<100 MMBtu/hr Heat Input):Uncontrolled | 10 | 0.6 | 0.6 | 0.6 | [10 empty] | 0% | 0% | 0% | 0 | 0 | 250 | 0 | 0 | 0 | 0 | 0 | 0 | 0 | 0 | 2015 Qtr 1: 62.5; 2015 Qtr 2: 62.5; 2015 Qtr 3: 62.5; 2015 Qtr 4: 62.5 | 250 | 1
402060-Motors - VFD - HVAC Fans (per Hp) | D03-051 | System | Commercial | NON_res:DEER:HVAC_Split-Package_AC | TRUE |  |  | HP | RET | 242.61 | 80 | 0 | 0 | 0 | 162.61 | 1190 |  | kWh | 0.206 | -2.14 | Commercial |  | Winter Only | [6 empty] | Small Boilers (<100 MMBtu/hr Heat Input):Uncontrolled | 15 | 0.6 | 0.6 | 0.6 | [10 empty] | 0% | 0% | 0% | 0 | 0 | 12 | 0 | 0 | 0 | 0 | 0 | 0 | 0 | 0 | 2015 Qtr 1: 3; 2015 Qtr 2: 3; 2015 Qtr 3: 3; 2015 Qtr 4: 3 | 12 | 1
402065-Network Power Management Software | WPSDGENROE0001-Rev00-Msr001 | System | Commercial | 35-OTI-OtherIndustrial-PROC_OTH | TRUE |  |  | Unit | RET | 26.76 | 15 | 0 | 0 | 0 | 11.76 | 194.6245 |  | kWh | 0.02073 | 0 | Commercial |  | Winter Only | [6 empty] | Small Boilers (<100 MMBtu/hr Heat Input):Uncontrolled | 5 | 0.6 | 0.6 | 0.6 | [10 empty] | 0% | 0% | 0% | 0 | 0 | 988 | 0 | 0 | 0 | 0 | 0 | 0 | 0 | 0 | 2015 Qtr 1: 247; 2015 Qtr 2: 247; 2015 Qtr 3: 247; 2015 Qtr 4: 247 | 988 | 1
402067-Refrigerator - Early Replacement | Res-Refrig-ARP | System | Commercial | 01-ALC-AllCommercial-Refrig | TRUE |  |  | Unit | RET | 617.81 | 275 | 0 | 0 | 0 | 342.81 | 640 |  | kWh | 0.114 | -13.1 | Commercial |  | Winter Only | [6 empty] | Small Boilers (<100 MMBtu/hr Heat Input):Uncontrolled | 5 | 0.6 | 0.6 | 0.6 | [10 empty] | 0% | 0% | 0% | 0 | 0 | 1 | 0 | 0 | 0 | 0 | 0 | 0 | 0 | 0 | 2015 Qtr 1: 0.25; 2015 Qtr 2: 0.25; 2015 Qtr 3: 0.25; 2015 Qtr 4: 0.25 | 1 | 1
402140-Lighting - 8 Ft T-8 with Elec. Ballast | WPSDGENRLG0013-Rev05-Msr004 | System | Commercial | NON_res:DEER:Indoor_Non-CFL_Ltg | TRUE |  |  | Fixture | ROB | 32.5 | 9 | 0 | 0 | 0 | 23.5 | 219.9418 |  | kWh | 0.054578 | -0.69172 | Commercial |  | Winter Only | [6 empty] | Small Boilers (<100 MMBtu/hr Heat Input):Uncontrolled | 15 | 0.7 | 0.7 | 0.7 |  |  | 0.78 | [7 empty] | 0% | 0% | 0% | 0 | 0 | 5 | 0 | 0 | 0 | 0 | 0 | 0 | 0 | 0 | 2015 Qtr 1: 1.25; 2015 Qtr 2: 1.25; 2015 Qtr 3: 1.25; 2015 Qtr 4: 1.25 | 5 | 1
402144-Lighting - Remove 8 Ft T-8 (De-Lamp) | WPSDGENRLG0022-Rev04-Msr004 | System | Commercial | NON_res:DEER:Indoor_CFL_Ltg | TRUE |  |  | Lamp | ROB | 25.86 | 15 | 0 | 0 | 0 | 10.86 | 303.7292 |  | kWh | 0.075369 | -0.95523 | Commercial |  | Winter Only | [6 empty] | Small Boilers (<100 MMBtu/hr Heat Input):Uncontrolled | 15 | 0.7 | 0.7 | 0.7 | [10 empty] | 0% | 0% | 0% | 0 | 0 | 7 | 0 | 0 | 0 | 0 | 0 | 0 | 0 | 0 | 2015 Qtr 1: 1.75; 2015 Qtr 2: 1.75; 2015 Qtr 3: 1.75; 2015 Qtr 4: 1.75 | 7 | 1
402145-Lighting - Screw in 14-26 Watt Reflector Lamp | Com-Lighting-InGen_CFLratio0357_CFLscw-15w | System | Commercial | NON_res:DEER:Indoor_CFL_Ltg | TRUE |  |  | Lamp | ROB | 15.4 | 4 | 0 | 0 | 0 | 11.4 | 128 |  | kWh | 0.0279 | -0.38 | Commercial |  | Winter Only | [6 empty] | Small Boilers (<100 MMBtu/hr Heat Input):Uncontrolled | 3.3 | 0.53 | 0.53 | 0.53 |  |  | 0.99 | [7 empty] | 0% | 0% | 0% | 0 | 0 | 48 | 0 | 0 | 0 | 0 | 0 | 0 | 0 | 0 | 2015 Qtr 1: 12; 2015 Qtr 2: 12; 2015 Qtr 3: 12; 2015 Qtr 4: 12 | 48 | 1
402150-Refrigeration - Food Service -Auto Closer for Main Cooler Doors | WPSDGENRRN0110-Rev00-Msr001 | System | Commercial | 01-ALC-AllCommercial-Refrig | TRUE |  |  | Unit | RET | 156.82 | 75 | 0 | 0 | 0 | 81.82 | 1041.84 |  | kWh | 0.222 | 0 | Commercial |  | Winter Only | [6 empty] | Small Boilers (<100 MMBtu/hr Heat Input):Uncontrolled | 8 | 0.6 | 0.6 | 0.6 | [10 empty] | 0% | 0% | 0% | 0 | 0 | 1 | 0 | 0 | 0 | 0 | 0 | 0 | 0 | 0 | 2015 Qtr 1: 0.25; 2015 Qtr 2: 0.25; 2015 Qtr 3: 0.25; 2015 Qtr 4: 0.25 | 1 | 1
402152-Refrigeration - New Refrigeration Case w/Doors-Low Temperature Case | D03-207 | System | Commercial | 01-ALC-AllCommercial-Refrig | TRUE |  |  | linear ft | ROB | 515.58 | 175 | 0 | 0 | 0 | 340.58 | 114 |  | kWh | 0.0431 | 21.7 | Commercial |  | Winter Only | [6 empty] | Small Boilers (<100 MMBtu/hr Heat Input):Uncontrolled | 12 | 0.6 | 0.6 | 0.6 | [10 empty] | 0% | 0% | 0% | 0 | 0 | 14 | 0 | 0 | 0 | 0 | 0 | 0 | 0 | 0 | 2015 Qtr 1: 3.5; 2015 Qtr 2: 3.5; 2015 Qtr 3: 3.5; 2015 Qtr 4: 3.5 | 14 | 1
402153-Refrigeration - New Refrigeration Case w/Doors-Medium Temperature Case | D03-207 | System | Commercial | 01-ALC-AllCommercial-Refrig | TRUE |  |  | Fixture LnFt | ROB | 515.58 | 75 | 0 | 0 | 0 | 440.58 | 114 |  | kWh | 0.0431 | 21.7 | Commercial |  | Winter Only | [6 empty] | Small Boilers (<100 MMBtu/hr Heat Input):Uncontrolled | 12 | 0.6 | 0.6 | 0.6 | [10 empty] | 0% | 0% | 0% | 0 | 0 | 1 | 0 | 0 | 0 | 0 | 0 | 0 | 0 | 0 | 2015 Qtr 1: 0.25; 2015 Qtr 2: 0.25; 2015 Qtr 3: 0.25; 2015 Qtr 4: 0.25 | 1 | 1
402156-Refrigeration - Night Covers for Display Cases Med Temp | D03-205 | System | Commercial | 01-ALC-AllCommercial-Refrig | TRUE |  |  | linear ft | RET | 42.2 | 3.5 | 0 | 0 | 0 | 38.7 | 12.4 |  | kWh | -0.00334 | 1.22 | Commercial |  | Winter Only | [6 empty] | Small Boilers (<100 MMBtu/hr Heat Input):Uncontrolled | 5 | 0.6 | 0.6 | 0.6 | [10 empty] | 0% | 0% | 0% | 0 | 0 | 12 | 0 | 0 | 0 | 0 | 0 | 0 | 0 | 0 | 2015 Qtr 1: 3; 2015 Qtr 2: 3; 2015 Qtr 3: 3; 2015 Qtr 4: 3 | 12 | 1
402168-Food Service - Solid-Door Reach In Freezer 15-29' | WPSDGENRRN0010-Rev00-Msr005 | System | Commercial | 01-ALC-AllCommercial-Refrig | TRUE |  |  | Unit | ROB | 595 | 150 | 0 | 0 | 0 | 445 | 1200.85 |  | kWh | 0.123 | 0 | Commercial |  | Winter Only | [6 empty] | Small Boilers (<100 MMBtu/hr Heat Input):Uncontrolled | 12 | 0.6 | 0.6 | 0.6 | [10 empty] | 0% | 0% | 0% | 0 | 0 | 1 | 0 | 0 | 0 | 0 | 0 | 0 | 0 | 0 | 2015 Qtr 1: 0.25; 2015 Qtr 2: 0.25; 2015 Qtr 3: 0.25; 2015 Qtr 4: 0.25 | 1 | 1
402175-Lighting - Exterior Compact Fluorescent Fixture <=70 watts | WPSDGENRLG0006-Rev05-Msr007 | System | Commercial | NON_res:DEER:Indoor_Non-CFL_Ltg | TRUE |  |  | Fixture | ROB | 140 | 10 | 0 | 0 | 0 | 130 | 132.2743 |  | kWh | 0.02939 | -0.39147 | Commercial |  | Winter Only | [6 empty] | Small Boilers (<100 MMBtu/hr Heat Input):Uncontrolled | 15 | 0.6 | 0.6 | 0.6 | [10 empty] | 0% | 0% | 0% | 0 | 0 | 5 | 0 | 0 | 0 | 0 | 0 | 0 | 0 | 0 | 2015 Qtr 1: 1.25; 2015 Qtr 2: 1.25; 2015 Qtr 3: 1.25; 2015 Qtr 4: 1.25 | 5 | 1
402176-Lighting - Exterior Induction Fixture <=100 watts | WPSDGENRLG0003-Rev03-Msr002 | System | Commercial | NON_res:DEER:Indoor_Non-CFL_Ltg | TRUE |  |  | Fixture | ROB | 270 | 35 | 0 | 0 | 0 | 235 | 430.5 |  | kWh | 0 | 0 | Commercial |  | Winter Only | [6 empty] | Small Boilers (<100 MMBtu/hr Heat Input):Uncontrolled | 15 | 0.6 | 0.6 | 0.6 | [10 empty] | 0% | 0% | 0% | 0 | 0 | 95 | 0 | 0 | 0 | 0 | 0 | 0 | 0 | 0 | 2015 Qtr 1: 23.75; 2015 Qtr 2: 23.75; 2015 Qtr 3: 23.75; 2015 Qtr 4: 23.75 | 95 | 1
402177-Lighting - Exterior Induction Fixture <=120 watts | WPSDGENRLG0003-Rev03-Msr003 | System | Commercial | NON_res:DEER:Indoor_Non-CFL_Ltg | TRUE |  |  | Fixture | ROB | 370 | 40 | 0 | 0 | 0 | 330 | 287 |  | kWh | 0 | 0 | Commercial |  | Winter Only | [6 empty] | Small Boilers (<100 MMBtu/hr Heat Input):Uncontrolled | 15 | 0.6 | 0.6 | 0.6 | [10 empty] | 0% | 0% | 0% | 0 | 0 | 5 | 0 | 0 | 0 | 0 | 0 | 0 | 0 | 0 | 2015 Qtr 1: 1.25; 2015 Qtr 2: 1.25; 2015 Qtr 3: 1.25; 2015 Qtr 4: 1.25 | 5 | 1
402178-Lighting - Exterior Induction Fixture <=180 watts | WPSDGENRLG0003-Rev03-Msr004 | System | Commercial | NON_res:DEER:Indoor_Non-CFL_Ltg | TRUE |  |  | Fixture | ROB | 470 | 35 | 0 | 0 | 0 | 435 | 241.57 |  | kWh | 0 | 0 | Commercial |  | Winter Only | [6 empty] | Small Boilers (<100 MMBtu/hr Heat Input):Uncontrolled | 15 | 0.6 | 0.6 | 0.6 | [10 empty] | 0% | 0% | 0% | 0 | 0 | 54 | 0 | 0 | 0 | 0 | 0 | 0 | 0 | 0 | 2015 Qtr 1: 13.5; 2015 Qtr 2: 13.5; 2015 Qtr 3: 13.5; 2015 Qtr 4: 13.5 | 54 | 1
402179-Lighting - Exterior Induction Fixture <=250 watts | WPSDGENRLG0003-Rev03-Msr005 | System | Commercial | NON_res:DEER:Indoor_Non-CFL_Ltg | TRUE |  |  | Fixture | ROB | 570 | 90 | 0 | 0 | 0 | 480 | 852.8 |  | kWh | 0 | 0 | Commercial |  | Winter Only | [6 empty] | Small Boilers (<100 MMBtu/hr Heat Input):Uncontrolled | 15 | 0.6 | 0.6 | 0.6 | [10 empty] | 0% | 0% | 0% | 0 | 0 | 3 | 0 | 0 | 0 | 0 | 0 | 0 | 0 | 0 | 2015 Qtr 1: 0.75; 2015 Qtr 2: 0.75; 2015 Qtr 3: 0.75; 2015 Qtr 4: 0.75 | 3 | 1
402180-Lighting - Exterior Induction Fixture <=70 watts | WPSDGENRLG0003-Rev03-Msr001 | System | Commercial | NON_res:DEER:Indoor_Non-CFL_Ltg | TRUE |  |  | Fixture | ROB | 270 | 25 | 0 | 0 | 0 | 245 | 299.3 |  | kWh | 0 | 0 | Commercial |  | Winter Only | [6 empty] | Small Boilers (<100 MMBtu/hr Heat Input):Uncontrolled | 15 | 0.6 | 0.6 | 0.6 | [10 empty] | 0% | 0% | 0% | 0 | 0 | 4 | 0 | 0 | 0 | 0 | 0 | 0 | 0 | 0 | [44 empty] | 4 | 1 | bar: 2015 Qtr 1 to 2015 Qtr 4
402183-Lighting - Exterior Pulse Start/Ceramic Metal Halide Fixtures <=175 watts | WPSDGENRLG0003-Rev03-Msr004 | System | Commercial | NON_res:DEER:Indoor_Non-CFL_Ltg | TRUE |  |  | Fixture | ROB | 470 | 15 | 0 | 0 | 0 | 455 | 139.4 |  | kWh | 0 | 0 | Commercial |  | Winter Only | [6 empty] | Small Boilers (<100 MMBtu/hr Heat Input):Uncontrolled | 15 | 0.6 | 0.6 | 0.6 | [10 empty] | 0% | 0% | 0% | 0 | 0 | 1 | 0 | 0 | 0 | 0 | 0 | 0 | 0 | 0 | 2015 Qtr 1: 0.25; 2015 Qtr 2: 0.25; 2015 Qtr 3: 0.25; 2015 Qtr 4: 0.25 | 1 | 1
402184-Lighting - Exterior Pulse Start/Ceramic Metal Halide Fixtures <=250 watts | WPSDGENRLG0003-Rev03-Msr005 | System | Commercial | NON_res:DEER:Indoor_Non-CFL_Ltg | TRUE |  |  | Fixture | ROB | 570 | 15 | 0 | 0 | 0 | 555 | 356.7 |  | kWh | 0 | 0 | Commercial |  | Winter Only | [6 empty] | Small Boilers (<100 MMBtu/hr Heat Input):Uncontrolled | 15 | 0.6 | 0.6 | 0.6 | [10 empty] | 0% | 0% | 0% | 0 | 0 | 2 | 0 | 0 | 0 | 0 | 0 | 0 | 0 | 0 | 2015 Qtr 1: 0.5; 2015 Qtr 2: 0.5; 2015 Qtr 3: 0.5; 2015 Qtr 4: 0.5 | 2 | 1
402185-Lighting - Exterior Pulse Start/Ceramic Metal Halide Fixtures <=70 watts | WPSDGENRLG0003-Rev03-Msr001 | System | Commercial | NON_res:DEER:Indoor_Non-CFL_Ltg | TRUE |  |  | Fixture | ROB | 270 | 5 | 0 | 0 | 0 | 265 | 168.1 |  | kWh | 0 | 0 | Commercial |  | Winter Only | [6 empty] | Small Boilers (<100 MMBtu/hr Heat Input):Uncontrolled | 15 | 0.6 | 0.6 | 0.6 | [10 empty] | 0% | 0% | 0% | 0 | 0 | 2 | 0 | 0 | 0 | 0 | 0 | 0 | 0 | 0 | 2015 Qtr 1: 0.5; 2015 Qtr 2: 0.5; 2015 Qtr 3: 0.5; 2015 Qtr 4: 0.5 | 2 | 1
402186-Lighting - Exterior Pulse Start/Ceramic Metal Halide Fixtures <=750 watts | WPSDGENRLG0003-Rev03-Msr005 | System | Commercial | NON_res:DEER:Indoor_Non-CFL_Ltg | TRUE |  |  | Fixture | ROB | 570 | 20 | 0 | 0 | 0 | 550 | 356.7 |  | kWh | 0 | 0 | Commercial |  | Winter Only | [6 empty] | Small Boilers (<100 MMBtu/hr Heat Input):Uncontrolled | 15 | 0.6 | 0.6 | 0.6 | [10 empty] | 0% | 0% | 0% | 0 | 0 | 1 | 0 | 0 | 0 | 0 | 0 | 0 | 0 | 0 | 2015 Qtr 1: 0.25; 2015 Qtr 2: 0.25; 2015 Qtr 3: 0.25; 2015 Qtr 4: 0.25 | 1 | 1
402191-Lighting - Interior Compact Fluorescent Fixture <=70 watts | WPSDGENRLG0006-Rev05-Msr002 | System | Commercial | NON_res:DEER:Indoor_Non-CFL_Ltg | TRUE |  |  | Fixture | ROB | 214.36 | 15 | 0 | 0 | 0 | 199.36 | 132.2743 |  | kWh | 0.02939 | -0.39147 | Commercial |  | Winter Only | [6 empty] | Small Boilers (<100 MMBtu/hr Heat Input):Uncontrolled | 15 | 0.6 | 0.6 | 0.6 | [10 empty] | 0% | 0% | 0% | 0 | 0 | 12 | 0 | 0 | 0 | 0 | 0 | 0 | 0 | 0 | 2015 Qtr 1: 3; 2015 Qtr 2: 3; 2015 Qtr 3: 3; 2015 Qtr 4: 3 | 12 | 1
402197-Lighting - Interior Linear Fluorescent Fixture <=128 watts replacing 101-175 Watts | WPSDGENRLG0044-Rev05-Msr005 | System | Commercial | NON_res:DEER:Indoor_Non-CFL_Ltg | TRUE |  |  | Fixture | ROB | 207 | 25 | 0 | 0 | 0 | 182 | 254.8532 |  | kWh | 0.063241 | -0.80152 | Commercial |  | Winter Only | [6 empty] | Small Boilers (<100 MMBtu/hr Heat Input):Uncontrolled | 15 | 0.7 | 0.7 | 0.7 |  |  | 0.78 | [7 empty] | 0% | 0% | 0% | 0 | 0 | 34 | 0 | 0 | 0 | 0 | 0 | 0 | 0 | 0 | 2015 Qtr 1: 8.5; 2015 Qtr 2: 8.5; 2015 Qtr 3: 8.5; 2015 Qtr 4: 8.5 | 34 | 1
402198-Lighting - Interior Linear Fluorescent Fixture <=192 watts replacing 176-399 Watts | WPSDGENRLG0044-Rev05-Msr004 | System | Commercial | NON_res:DEER:Indoor_Non-CFL_Ltg | TRUE |  |  | Fixture | ROB | 253 | 45 | 0 | 0 | 0 | 208 | 368.4985 |  | kWh | 0.090806 | -1.1682 | Commercial |  | Winter Only | [6 empty] | Small Boilers (<100 MMBtu/hr Heat Input):Uncontrolled | 15 | 0.7 | 0.7 | 0.7 |  |  | 1.04 | [7 empty] | 0% | 0% | 0% | 0 | 0 | 12 | 0 | 0 | 0 | 0 | 0 | 0 | 0 | 0 | 2015 Qtr 1: 3; 2015 Qtr 2: 3; 2015 Qtr 3: 3; 2015 Qtr 4: 3 | 12 | 1
402199-Lighting - Interior Linear Fluorescent Fixture <=244 watts replacing 400 Watts (Tier 1) | Com-Lighting-InGen_MV-455w_PSMH-365w_T5-46in-234w | System | Commercial | NON_res:DEER:Indoor_Non-CFL_Ltg | TRUE |  |  | Fixture | ROB | 355.23 | 75 | 0 | 0 | 0 | 280.23 | 443 |  | kWh | 0.109 | -1.4 | Commercial |  | Winter Only | [6 empty] | Small Boilers (<100 MMBtu/hr Heat Input):Uncontrolled | 15 | 0.7 | 0.7 | 0.7 |  |  | 1.04 | [7 empty] | 0% | 0% | 0% | 0 | 0 | 35 | 0 | 0 | 0 | 0 | 0 | 0 | 0 | 0 | 2015 Qtr 1: 8.75; 2015 Qtr 2: 8.75; 2015 Qtr 3: 8.75; 2015 Qtr 4: 8.75 | 35 | 1
402200-Lighting - Interior Linear Fluorescent Fixture <=600 watts replacing >=400 Watts (Tier 1) | Com-Lighting-InGen_MV-780w_PSMH-456w_T5-46in-351w | System | Commercial | NON_res:DEER:Indoor_Non-CFL_Ltg | TRUE |  |  | Fixture | ROB | 355.23 | 100 | 0 | 0 | 0 | 255.23 | 355 |  | kWh | 0.0875 | -1.13 | Commercial |  | Winter Only | [6 empty] | Small Boilers (<100 MMBtu/hr Heat Input):Uncontrolled | 15 | 0.7 | 0.7 | 0.7 |  |  | 1.04 | [7 empty] | 0% | 0% | 0% | 0 | 0 | 1 | 0 | 0 | 0 | 0 | 0 | 0 | 0 | 0 | 2015 Qtr 1: 0.25; 2015 Qtr 2: 0.25; 2015 Qtr 3: 0.25; 2015 Qtr 4: 0.25 | 1 | 1
402201-Lighting - Interior Linear Fluorescent Fixture <=64 watts replacing <=100 Watts | WPSDGENRLG0044-Rev05-Msr006 | System | Commercial | NON_res:DEER:Indoor_Non-CFL_Ltg | TRUE |  |  | Fixture | ROB | 145 | 10 | 0 | 0 | 0 | 135 | 223.1275 |  | kWh | 0.054983 | -0.70735 | Commercial |  | Winter Only | [6 empty] | Small Boilers (<100 MMBtu/hr Heat Input):Uncontrolled | 15 | 0.7 | 0.7 | 0.7 |  |  | 0.78 | [7 empty] | 0% | 0% | 0% | 0 | 0 | 25 | 0 | 0 | 0 | 0 | 0 | 0 | 0 | 0 | 2015 Qtr 1: 6.25; 2015 Qtr 2: 6.25; 2015 Qtr 3: 6.25; 2015 Qtr 4: 6.25 | 25 | 1
402202-Lighting - Interior Linear Fluorescent Fixture 245-360 watts replacing 400 Watts (Tier 2) | WPSDGENRLG0044-Rev05-Msr003 | System | Commercial | NON_res:DEER:Indoor_Non-CFL_Ltg | TRUE |  |  | Fixture | ROB | 275.51 | 45 | 0 | 0 | 0 | 230.51 | 354.9756 |  | kWh | 0.087473 | -1.1253 | Commercial |  | Winter Only | [6 empty] | Small Boilers (<100 MMBtu/hr Heat Input):Uncontrolled | 15 | 0.7 | 0.7 | 0.7 |  |  | 1.04 | [7 empty] | 0% | 0% | 0% | 0 | 0 | 2 | 0 | 0 | 0 | 0 | 0 | 0 | 0 | 0 | 2015 Qtr 1: 0.5; 2015 Qtr 2: 0.5; 2015 Qtr 3: 0.5; 2015 Qtr 4: 0.5 | 2 | 1
402207-Lighting - Interior Pulse Start/Ceramic Metal Halide Fixtures <=70 watts | WPSDGENRLG0002-Rev05-Msr001 | System | Commercial | NON_res:DEER:Indoor_Non-CFL_Ltg | TRUE |  |  | Fixture | ROB | 270 | 5 | 0 | 0 | 0 | 265 | 165.6597 |  | kWh | 0.0408 | -0.5252 | Commercial |  | Winter Only | [6 empty] | Small Boilers (<100 MMBtu/hr Heat Input):Uncontrolled | 15 | 0.6 | 0.6 | 0.6 | [10 empty] | 0% | 0% | 0% | 0 | 0 | 1 | 0 | 0 | 0 | 0 | 0 | 0 | 0 | 0 | 2015 Qtr 1: 0.25; 2015 Qtr 2: 0.25; 2015 Qtr 3: 0.25; 2015 Qtr 4: 0.25 | 1 | 1
402221-Lighting - T8 to 4ft 25 Watt Lamp | WPSDGENRLG0120-Rev05-Msr001 | System | Commercial | NON_res:DEER:Indoor_CFL_Ltg | TRUE |  |  | Lamp | ROB | 2 | 1.5 | 0 | 0 | 0 | 0.5 | 24.438 |  | kWh | 0.0060642 | -0.076858 | Commercial |  | Winter Only | [6 empty] | Small Boilers (<100 MMBtu/hr Heat Input):Uncontrolled | 15 | 0.6 | 0.6 | 0.6 |  |  | 0.78 | [7 empty] | 0% | 0% | 0% | 0 | 0 | 2581 | 0 | 0 | 0 | 0 | 0 | 0 | 0 | 0 | 2015 Qtr 1: 645.25; 2015 Qtr 2: 645.25; 2015 Qtr 3: 645.25; 2015 Qtr 4: 645.25 | 2581 | 1
402222-Lighting - T8 to 4ft 28 Watt Lamp | WPSDGENRLG0120-Rev05-Msr002 | System | Commercial | NON_res:DEER:Indoor_CFL_Ltg | TRUE |  |  | Lamp | ROB | 2 | 1 | 0 | 0 | 0 | 1 | 10.4734 |  | kWh | 0.0025989 | -0.032939 | Commercial |  | Winter Only | [6 empty] | Small Boilers (<100 MMBtu/hr Heat Input):Uncontrolled | 15 | 0.6 | 0.6 | 0.6 |  |  | 0.78 | [7 empty] | 0% | 0% | 0% | 0 | 0 | 2345 | 0 | 0 | 0 | 0 | 0 | 0 | 0 | 0 | 2015 Qtr 1: 586.25; 2015 Qtr 2: 586.25; 2015 Qtr 3: 586.25; 2015 Qtr 4: 586.25 | 2345 | 1
402244-Pipe Insulation - Hot Water Applic. >=1 in. | WPSDGENRWH1202-Rev01-Msr002 | System | Commercial | 35-OTI-OtherIndustrial-PROC_OTH | TRUE |  |  | linear ft | RET | 5.22 | 2 | 0 | 0 | 0 | 3.22 | 0 |  | kWh | 0 | 6.428 | Commercial |  | Annual | [6 empty] | Small Boilers (<100 MMBtu/hr Heat Input):Uncontrolled | 11 | 0.6 | 0.6 | 0.6 | [10 empty] | 0% | 0% | 0% | 0 | 0 | 33 | 0 | 0 | 0 | 0 | 0 | 0 | 0 | 0 | 2015 Qtr 1: 8.25; 2015 Qtr 2: 8.25; 2015 Qtr 3: 8.25; 2015 Qtr 4: 8.25 | 33 | 1
402246-Pipe Insulation - Low Pressure (<=15 psi) Steam Applic. >=1 in. | WPSDGENRWH1202-Rev01-Msr004 | System | Commercial | 35-OTI-OtherIndustrial-PROC_OTH | TRUE |  |  | linear ft | RET | 5.22 | 3 | 0 | 0 | 0 | 2.22 | 0 |  | kWh | 0 | 11.0039 | Commercial |  | Annual | [6 empty] | Small Boilers (<100 MMBtu/hr Heat Input):Uncontrolled | 11 | 0.6 | 0.6 | 0.6 | [10 empty] | 0% | 0% | 0% | 0 | 0 | 93 | 0 | 0 | 0 | 0 | 0 | 0 | 0 | 0 | 2015 Qtr 1: 23.25; 2015 Qtr 2: 23.25; 2015 Qtr 3: 23.25; 2015 Qtr 4: 23.25 | 93 | 1
402255-Refrigeration - Anti-Sweat Heater Controls | WPSDGENRRN0009-Rev00-Msr001 | System | Commercial | 01-ALC-AllCommercial-Refrig | TRUE |  |  | Linear ft | RET | 34 | 25 | 0 | 0 | 0 | 9 | 270 |  | kWh | 0.004128 | 0 | Commercial |  | Winter Only | [6 empty] | Small Boilers (<100 MMBtu/hr Heat Input):Uncontrolled | 12 | 0.6 | 0.6 | 0.6 | [10 empty] | 0% | 0% | 0% | 0 | 0 | 5 | 0 | 0 | 0 | 0 | 0 | 0 | 0 | 0 | 2015 Qtr 1: 1.25; 2015 Qtr 2: 1.25; 2015 Qtr 3: 1.25; 2015 Qtr 4: 1.25 | 5 | 1
402256-Refrigeration - Food Service -Evaporator Fan Controller for Walk-In Coolers | WPSDGENRRN0011-Rev00-Msr001 | System | Commercial | 01-ALC-AllCommercial-Refrig | TRUE |  |  | Motor | RET | 323.5 | 75 | 0 | 0 | 0 | 248.5 | 1185.879 |  | kWh | 0.16296 | 0 | Commercial |  | Winter Only | [6 empty] | Small Boilers (<100 MMBtu/hr Heat Input):Uncontrolled | 16 | 0.6 | 0.6 | 0.6 | [10 empty] | 0% | 0% | 0% | 0 | 0 | 1 | 0 | 0 | 0 | 0 | 0 | 0 | 0 | 0 | 2015 Qtr 1: 0.25; 2015 Qtr 2: 0.25; 2015 Qtr 3: 0.25; 2015 Qtr 4: 0.25 | 1 | 1
402257-Lighting - Exterior LED Fixtures <=130 watts | WPSDGENRLG0181-Rev01-Msr003 | System | Commercial | NON_res:DEER:Indoor_Non-CFL_Ltg | TRUE |  |  | linear ft | ROB | 1472 | 80 | 0 | 0 | 0 | 1392 | 208.25 |  | kWh | 0 | 0 | Commercial |  | Winter Only | [6 empty] | Small Boilers (<100 MMBtu/hr Heat Input):Uncontrolled | 16 | 0.6 | 0.6 | 0.6 | [10 empty] | 0% | 0% | 0% | 0 | 0 | 11 | 0 | 0 | 0 | 0 | 0 | 0 | 0 | 0 | 2015 Qtr 1: 2.75; 2015 Qtr 2: 2.75; 2015 Qtr 3: 2.75; 2015 Qtr 4: 2.75 | 11 | 1
402258-Lighting - Exterior LED Fixtures <=110 watts | WPSDGENRLG0181-Rev01-Msr002 | System | Commercial | NON_res:DEER:Indoor_Non-CFL_Ltg | TRUE |  |  | linear ft | ROB | 1056 | 80 | 0 | 0 | 0 | 976 | 166.6 |  | kWh | 0 | 0 | Commercial |  | Winter Only | [6 empty] | Small Boilers (<100 MMBtu/hr Heat Input):Uncontrolled | 16 | 0.6 | 0.6 | 0.6 | [10 empty] | 0% | 0% | 0% | 0 | 0 | 24 | 0 | 0 | 0 | 0 | 0 | 0 | 0 | 0 | 2015 Qtr 1: 6; 2015 Qtr 2: 6; 2015 Qtr 3: 6; 2015 Qtr 4: 6 | 24 | 1
402259-Lighting - Exterior LED Fixtures <=192watts | WPSDGENRLG0181-Rev01-Msr004 | System | Commercial | NON_res:DEER:Indoor_Non-CFL_Ltg | TRUE |  |  | linear ft | ROB | 1672 | 125 | 0 | 0 | 0 | 1547 | 241.57 |  | kWh | 0 | 0 | Commercial |  | Winter Only | [6 empty] | Small Boilers (<100 MMBtu/hr Heat Input):Uncontrolled | 16 | 0.6 | 0.6 | 0.6 | [10 empty] | 0% | 0% | 0% | 0 | 0 | 66 | 0 | 0 | 0 | 0 | 0 | 0 | 0 | 0 | 2015 Qtr 1: 16.5; 2015 Qtr 2: 16.5; 2015 Qtr 3: 16.5; 2015 Qtr 4: 16.5 | 66 | 1
402260-Lighting - Exterior LED Fixtures <=350 watts | WPSDGENRLG0181-Rev01-Msr005 | System | Commercial | NON_res:DEER:Indoor_Non-CFL_Ltg | TRUE |  |  | linear ft | ROB | 2020 | 125 | 0 | 0 | 0 | 1895 | 208.25 |  | kWh | 0 | 0 | Commercial |  | Winter Only | [6 empty] | Small Boilers (<100 MMBtu/hr Heat Input):Uncontrolled | 16 | 0.6 | 0.6 | 0.6 | [10 empty] | 0% | 0% | 0% | 0 | 0 | 2 | 0 | 0 | 0 | 0 | 0 | 0 | 0 | 0 | 2015 Qtr 1: 0.5; 2015 Qtr 2: 0.5; 2015 Qtr 3: 0.5; 2015 Qtr 4: 0.5 | 2 | 1
402261-Lighting - Exterior LED Fixtures <=80 watts | WPSDGENRLG0181-Rev01-Msr001 | System | Commercial | NON_res:DEER:Indoor_Non-CFL_Ltg | TRUE |  |  | linear ft | ROB | 822 | 50 | 0 | 0 | 0 | 772 | 124.95 |  | kWh | 0 | 0 | Commercial |  | Winter Only | [6 empty] | Small Boilers (<100 MMBtu/hr Heat Input):Uncontrolled | 16 | 0.6 | 0.6 | 0.6 | [10 empty] | 0% | 0% | 0% | 0 | 0 | 36 | 0 | 0 | 0 | 0 | 0 | 0 | 0 | 0 | 2015 Qtr 1: 9; 2015 Qtr 2: 9; 2015 Qtr 3: 9; 2015 Qtr 4: 9 | 36 | 1
402262-Lighting - Interior LED Fixtures <=110 watts | WPSDGENRLG0080-Rev02-Msr001 | System | Commercial | NON_res:DEER:Indoor_Non-CFL_Ltg | TRUE |  |  | Fixture | ROB | 1524 | 85 | 0 | 0 | 0 | 1439 | 516.6887 |  | kWh | 0.12821 | -1.625 | Commercial |  | Winter Only | [6 empty] | Small Boilers (<100 MMBtu/hr Heat Input):Uncontrolled | 16 | 0.6 | 0.6 | 0.6 | [10 empty] | 0% | 0% | 0% | 0 | 0 | 8 | 0 | 0 | 0 | 0 | 0 | 0 | 0 | 0 | 2015 Qtr 1: 2; 2015 Qtr 2: 2; 2015 Qtr 3: 2; 2015 Qtr 4: 2 | 8 | 1
402266-Lighting - LED System <=15 watts Surface/Pendant/Recessed Down Lighting | WPSDGENRLG0196-Rev03-Msr001 | System | Commercial | NON_res:DEER:Indoor_Non-CFL_Ltg | TRUE |  |  | Fixture | ROB | 208 | 20 | 0 | 0 | 0 | 188 | 98.3578 |  | kWh | 0.021854 | -0.29109 | Commercial |  | Winter Only | [6 empty] | Small Boilers (<100 MMBtu/hr Heat Input):Uncontrolled | 16 | 0.6 | 0.6 | 0.6 | [10 empty] | 0% | 0% | 0% | 0 | 0 | 69 | 0 | 0 | 0 | 0 | 0 | 0 | 0 | 0 | 2015 Qtr 1: 17.25; 2015 Qtr 2: 17.25; 2015 Qtr 3: 17.25; 2015 Qtr 4: 17.25 | 69 | 1
402269-Lighting - Linear LED Systems (T8 Basecase) | WPSDGENRLG0081-Rev03-Msr001 | System | Commercial | NON_res:DEER:Indoor_Non-CFL_Ltg | TRUE |  |  | linear ft | ROB | 38 | 12 | 0 | 0 | 0 | 26 | 1.7456 |  | kWh | 0.00043316 | -0.0054899 | Commercial |  | Winter Only | [6 empty] | Small Boilers (<100 MMBtu/hr Heat Input):Uncontrolled | 16 | 0.6 | 0.6 | 0.6 | [10 empty] | 0% | 0% | 0% | 0 | 0 | 16 | 0 | 0 | 0 | 0 | 0 | 0 | 0 | 0 | 2015 Qtr 1: 4; 2015 Qtr 2: 4; 2015 Qtr 3: 4; 2015 Qtr 4: 4 | 16 | 1
402270-Lighting - Premium Tier 5' Case Door | WPSDGENRLG0082-Rev01-Msr001 | System | Commercial | NON_res:DEER:Indoor_Non-CFL_Ltg | TRUE |  |  | Door | ROB | 254 | 65 | 0 | 0 | 0 | 189 | 333 |  | kWh | 0.051 | 0 | Commercial |  | Winter Only | [6 empty] | Small Boilers (<100 MMBtu/hr Heat Input):Uncontrolled | 8 | 0.6 | 0.6 | 0.6 | [10 empty] | 0% | 0% | 0% | 0 | 0 | 8 | 0 | 0 | 0 | 0 | 0 | 0 | 0 | 0 | 2015 Qtr 1: 2; 2015 Qtr 2: 2; 2015 Qtr 3: 2; 2015 Qtr 4: 2 | 8 | 1
402271-Lighting - Premium Tier 6' Case Door | WPSDGENRLG0082-Rev01-Msr003 | System | Commercial | NON_res:DEER:Indoor_Non-CFL_Ltg | TRUE |  |  | Door | ROB | 299 | 100 | 0 | 0 | 0 | 199 | 577 |  | kWh | 0.088 | 0 | Commercial |  | Winter Only | [6 empty] | Small Boilers (<100 MMBtu/hr Heat Input):Uncontrolled | 8 | 0.6 | 0.6 | 0.6 | [10 empty] | 0% | 0% | 0% | 0 | 0 | 21 | 0 | 0 | 0 | 0 | 0 | 0 | 0 | 0 | 2015 Qtr 1: 5.25; 2015 Qtr 2: 5.25; 2015 Qtr 3: 5.25; 2015 Qtr 4: 5.25 | 21 | 1
402273-Lighting - Standard Tier 5' Case Door | WPSDGENRLG0082-Rev01-Msr002 | System | Commercial | NON_res:DEER:Indoor_Non-CFL_Ltg | TRUE |  |  | Door | ROB | 229 | 45 | 0 | 0 | 0 | 184 | 227 |  | kWh | 0.035 | 0 | Commercial |  | Winter Only | [6 empty] | Small Boilers (<100 MMBtu/hr Heat Input):Uncontrolled | 8 | 0.6 | 0.6 | 0.6 | [10 empty] | 0% | 0% | 0% | 0 | 0 | 1 | 0 | 0 | 0 | 0 | 0 | 0 | 0 | 0 | 2015 Qtr 1: 0.25; 2015 Qtr 2: 0.25; 2015 Qtr 3: 0.25; 2015 Qtr 4: 0.25 | 1 | 1
402402-Heating - Greenhouse Heat Curtain | Grnhs-Shell-ThermCurt | System | Commercial | NON_res:DEER:HVAC_Split-Package_AC | TRUE |  |  | Sqft | RET | 0.49 | 0.2 | 0 | 0 | 0 | 0.29 | 0.083 |  | kWh | 0 | 0.195 | Commercial |  | Winter Only |  | 0.49 |  |  |  |  | Small Boilers (<100 MMBtu/hr Heat Input):Uncontrolled | 5 | 0.46 | 0.46 | 0.46 | [10 empty] | 0% | 0% | 0% | 0 | 0 | 678 | 0 | 0 | 0 | 0 | 0 | 0 | 0 | 0 | 2015 Qtr 1: 169.5; 2015 Qtr 2: 169.5; 2015 Qtr 3: 169.5; 2015 Qtr 4: 169.5 | 678 | 1
402403-Heating - Infrared Film for Greenhouse | Grnhs-Shell-Tcurt_to_LIR_Tcurt | System | Commercial | NON_res:DEER:HVAC_Split-Package_AC | TRUE |  |  | Sqft | RET | 0.05 | 0.05 | 0 | 0 | 0 | 0 | 0.007 |  | kWh | 0 | 0.103 | Commercial |  | Winter Only |  | 0.05 |  |  |  |  | Small Boilers (<100 MMBtu/hr Heat Input):Uncontrolled | 5 | 0.46 | 0.46 | 0.46 | [10 empty] | 0% | 0% | 0% | 0 | 0 | 13597 | 0 | 0 | 0 | 0 | 0 | 0 | 0 | 0 | 2015 Qtr 1: 3399.25; 2015 Qtr 2: 3399.25; 2015 Qtr 3: 3399.25; 2015 Qtr 4: 3399.25 | 13597 | 1
402411-Lighting - Remove 4 Ft T-8 (De-Lamp 32W) | WPSDGENRLG0022-Rev04-Msr003 | System | Commercial | NON_res:DEER:Indoor_CFL_Ltg | TRUE |  |  | Lamp | ROB | 25.86 | 4 | 0 | 0 | 0 | 21.86 | 104.7342 |  | kWh | 0.025989 | -0.32939 | Commercial |  | Winter Only | [6 empty] | Small Boilers (<100 MMBtu/hr Heat Input):Uncontrolled | 15 | 0.6 | 0.6 | 0.6 | [10 empty] | 0% | 0% | 0% | 0 | 0 | 175 | 0 | 0 | 0 | 0 | 0 | 0 | 0 | 0 | 2015 Qtr 1: 43.75; 2015 Qtr 2: 43.75; 2015 Qtr 3: 43.75; 2015 Qtr 4: 43.75 | 175 | 1
402422-LED MR16 Up to 6 watt Interior LED Integral Lamp | WPSDGENRLG0106-Rev03-Msr001 | System | Commercial | NON_res:DEER:Indoor_CFL_Ltg | TRUE |  |  | Lamp | ROB | 15.07 | 5 | 0 | 0 | 0 | 10.07 | 32.9668 |  | kWh | 0.0073249 | -0.097565 | Commercial |  | Winter Only | [6 empty] | Small Boilers (<100 MMBtu/hr Heat Input):Uncontrolled | 8 | 0.6 | 0.6 | 0.6 | [10 empty] | 0% | 0% | 0% | 0 | 0 | 77 | 0 | 0 | 0 | 0 | 0 | 0 | 0 | 0 | 2015 Qtr 1: 19.25; 2015 Qtr 2: 19.25; 2015 Qtr 3: 19.25; 2015 Qtr 4: 19.25 | 77 | 1
402423-LED MR16 7 -10 watt Interior lamp | WPSDGENRLG0106-Rev03-Msr002 | System | Commercial | NON_res:DEER:Indoor_CFL_Ltg | TRUE |  |  | Lamp | ROB | 21.31 | 12.5 | 0 | 0 | 0 | 8.81 | 77.9829 |  | kWh | 0.016677 | -0.19496 | Commercial |  | Winter Only | [6 empty] | Small Boilers (<100 MMBtu/hr Heat Input):Uncontrolled | 8 | 0.6 | 0.6 | 0.6 | [10 empty] | 0% | 0% | 0% | 0 | 0 | 130 | 0 | 0 | 0 | 0 | 0 | 0 | 0 | 0 | 2015 Qtr 1: 32.5; 2015 Qtr 2: 32.5; 2015 Qtr 3: 32.5; 2015 Qtr 4: 32.5 | 130 | 1
402424-LED Integral PAR-20 lamp Up to 10 watt Interior | WPSDGENRLG0106-Rev03-Msr003 | System | Commercial | NON_res:DEER:Indoor_CFL_Ltg | TRUE |  |  | Lamp | ROB | 24.44 | 12.5 | 0 | 0 | 0 | 11.94 | 75.2946 |  | kWh | 0.01673 | -0.22283 | Commercial |  | Winter Only | [6 empty] | Small Boilers (<100 MMBtu/hr Heat Input):Uncontrolled | 6.6979 | 0.6 | 0.6 | 0.6 | [10 empty] | 0% | 0% | 0% | 0 | 0 | 78 | 0 | 0 | 0 | 0 | 0 | 0 | 0 | 0 | 2015 Qtr 1: 19.5; 2015 Qtr 2: 19.5; 2015 Qtr 3: 19.5; 2015 Qtr 4: 19.5 | 78 | 1
402425-LED Integral PAR-30 lamp Up to 15 watt Interior | WPSDGENRLG0106-Rev03-Msr004 | System | Commercial | NON_res:DEER:Indoor_CFL_Ltg | TRUE |  |  | Lamp | ROB | 35.25 | 7.5 | 0 | 0 | 0 | 27.75 | 49.2468 |  | kWh | 0.010942 | -0.14575 | Commercial |  | Winter Only | [6 empty] | Small Boilers (<100 MMBtu/hr Heat Input):Uncontrolled | 16 | 0.6 | 0.6 | 0.6 | [10 empty] | 0% | 0% | 0% | 0 | 0 | 193 | 0 | 0 | 0 | 0 | 0 | 0 | 0 | 0 | 2015 Qtr 1: 48.25; 2015 Qtr 2: 48.25; 2015 Qtr 3: 48.25; 2015 Qtr 4: 48.25 | 193 | 1
402426-LED Integral PAR30 lamp 16-21watt | WPSDGENRLG0106-Rev03-Msr005 | System | Commercial | NON_res:DEER:Indoor_CFL_Ltg | TRUE |  |  | Lamp | ROB | 26.91 | 17.5 | 0 | 0 | 0 | 9.41 | 131.3247 |  | kWh | 0.029179 | -0.38866 | Commercial |  | Winter Only | [6 empty] | Small Boilers (<100 MMBtu/hr Heat Input):Uncontrolled | 16 | 0.6 | 0.6 | 0.6 | [10 empty] | 0% | 0% | 0% | 0 | 0 | 27 | 0 | 0 | 0 | 0 | 0 | 0 | 0 | 0 | 2015 Qtr 1: 6.75; 2015 Qtr 2: 6.75; 2015 Qtr 3: 6.75; 2015 Qtr 4: 6.75 | 27 | 1
402427-LED Integral PAR38 lamp Up to 16 watt | WPSDGENRLG0106-Rev03-Msr006 | System | Commercial | NON_res:DEER:Indoor_CFL_Ltg | TRUE |  |  | Lamp | ROB | 35.17 | 10 | 0 | 0 | 0 | 25.17 | 66.7138 |  | kWh | 0.014823 | -0.19744 | Commercial |  | Winter Only | [6 empty] | Small Boilers (<100 MMBtu/hr Heat Input):Uncontrolled | 16 | 0.6 | 0.6 | 0.6 | [10 empty] | 0% | 0% | 0% | 0 | 0 | 38 | 0 | 0 | 0 | 0 | 0 | 0 | 0 | 0 | 2015 Qtr 1: 9.5; 2015 Qtr 2: 9.5; 2015 Qtr 3: 9.5; 2015 Qtr 4: 9.5 | 38 | 1
402428-LED Integral PAR38 lamp 17-22 watt | WPSDGENRLG0106-Rev03-Msr007 | System | Commercial | NON_res:DEER:Indoor_CFL_Ltg | TRUE |  |  | Lamp | ROB | 36.38 | 20 | 0 | 0 | 0 | 16.38 | 162.0191 |  | kWh | 0.035999 | -0.4795 | Commercial |  | Winter Only | [6 empty] | Small Boilers (<100 MMBtu/hr Heat Input):Uncontrolled | 16 | 0.6 | 0.6 | 0.6 | [10 empty] | 0% | 0% | 0% | 0 | 0 | 444 | 0 | 0 | 0 | 0 | 0 | 0 | 0 | 0 | 2015 Qtr 1: 111; 2015 Qtr 2: 111; 2015 Qtr 3: 111; 2015 Qtr 4: 111 | 444 | 1
402429-LED Integral PAR38 lamp 23-25 watt | WPSDGENRLG0106-Rev03-Msr008 | System | Commercial | NON_res:DEER:Indoor_CFL_Ltg | TRUE |  |  | Lamp | ROB | 46.13 | 20 | 0 | 0 | 0 | 26.13 | 219.2023 |  | kWh | 0.048705 | -0.64873 | Commercial |  | Winter Only | [6 empty] | Small Boilers (<100 MMBtu/hr Heat Input):Uncontrolled | 16 | 0.6 | 0.6 | 0.6 | [10 empty] | 0% | 0% | 0% | 0 | 0 | 6 | 0 | 0 | 0 | 0 | 0 | 0 | 0 | 0 | 2015 Qtr 1: 1.5; 2015 Qtr 2: 1.5; 2015 Qtr 3: 1.5; 2015 Qtr 4: 1.5 | 6 | 1
461831-LED Integral Candelabra lamp Up to 4 watt | WPSDGENRLG0106-Rev03-Msr011 | System | Commercial | NON_res:DEER:Indoor_CFL_Ltg | TRUE |  |  | Lamp | ROB | 13.99 | 5 | 0 | 0 | 0 | 8.99 | 64.6109 |  | kWh | 0.014356 | -0.19122 | Commercial |  | Winter Only | [6 empty] | Small Boilers (<100 MMBtu/hr Heat Input):Uncontrolled | 16 | 0.6 | 0.6 | 0.6 | [10 empty] | 0% | 0% | 0% | 0 | 0 | 194 | 0 | 0 | 0 | 0 | 0 | 0 | 0 | 0 | 2015 Qtr 1: 48.5; 2015 Qtr 2: 48.5; 2015 Qtr 3: 48.5; 2015 Qtr 4: 48.5 | 194 | 1
461832-LED Integral A-lamp Up to 7 watt Interior | WPSDGENRLG0106-Rev03-Msr012 | System | Commercial | NON_res:DEER:Indoor_CFL_Ltg | TRUE |  |  | Lamp | ROB | 16.65 | 5 | 0 | 0 | 0 | 11.65 | 26.5905 |  | kWh | 0.0059082 | -0.078695 | Commercial |  | Winter Only | [6 empty] | Small Boilers (<100 MMBtu/hr Heat Input):Uncontrolled | 16 | 0.6 | 0.6 | 0.6 | [10 empty] | 0% | 0% | 0% | 0 | 0 | 21 | 0 | 0 | 0 | 0 | 0 | 0 | 0 | 0 | 2015 Qtr 1: 5.25; 2015 Qtr 2: 5.25; 2015 Qtr 3: 5.25; 2015 Qtr 4: 5.25 | 21 | 1
461833-LED Integral A-lamp 8-10 watt Interior | WPSDGENRLG0106-Rev03-Msr013 | System | Commercial | NON_res:DEER:Indoor_CFL_Ltg | TRUE |  |  | Lamp | ROB | 16.42 | 5 | 0 | 0 | 0 | 11.42 | 53.1811 |  | kWh | 0.011816 | -0.15739 | Commercial |  | Winter Only | [6 empty] | Small Boilers (<100 MMBtu/hr Heat Input):Uncontrolled | 16 | 0.6 | 0.6 | 0.6 | [10 empty] | 0% | 0% | 0% | 0 | 0 | 148 | 0 | 0 | 0 | 0 | 0 | 0 | 0 | 0 | 2015 Qtr 1: 37; 2015 Qtr 2: 37; 2015 Qtr 3: 37; 2015 Qtr 4: 37 | 148 | 1
461834-LED Integral A-lamp Up to 11 watt Interior | WPSDGENRLG0106-Rev03-Msr014 | System | Commercial | NON_res:DEER:Indoor_CFL_Ltg | TRUE |  |  | Lamp | ROB | 15.95 | 15 | 0 | 0 | 0 | 0.95 | 73.124 |  | kWh | 0.016248 | -0.21641 | Commercial |  | Winter Only | [6 empty] | Small Boilers (<100 MMBtu/hr Heat Input):Uncontrolled | 16 | 0.6 | 0.6 | 0.6 | [10 empty] | 0% | 0% | 0% | 0 | 0 | 66 | 0 | 0 | 0 | 0 | 0 | 0 | 0 | 0 | 2015 Qtr 1: 16.5; 2015 Qtr 2: 16.5; 2015 Qtr 3: 16.5; 2015 Qtr 4: 16.5 | 66 | 1
461835-LED Integral A-lamp 12-17 watt Interior | WPSDGENRLG0106-Rev03-Msr015 | System | Commercial | NON_res:DEER:Indoor_CFL_Ltg | TRUE |  |  | Lamp | ROB | 20.86 | 15 | 0 | 0 | 0 | 5.86 | 79.7716 |  | kWh | 0.017725 | -0.23608 | Commercial |  | Winter Only | [6 empty] | Small Boilers (<100 MMBtu/hr Heat Input):Uncontrolled | 16 | 0.6 | 0.6 | 0.6 | [10 empty] | 0% | 0% | 0% | 0 | 0 | 511 | 0 | 0 | 0 | 0 | 0 | 0 | 0 | 0 | 2015 Qtr 1: 127.75; 2015 Qtr 2: 127.75; 2015 Qtr 3: 127.75; 2015 Qtr 4: 127.75 | 511 | 1
461836-LED Integral A-lamp 18-30 watt Interior | WPSDGENRLG0106-Rev03-Msr016 | System | Commercial | NON_res:DEER:Indoor_CFL_Ltg | TRUE |  |  | Lamp | ROB | 33.48 | 15 | 0 | 0 | 0 | 18.48 | 119.6574 |  | kWh | 0.026587 | -0.35413 | Commercial |  | Winter Only | [6 empty] | Small Boilers (<100 MMBtu/hr Heat Input):Uncontrolled | 16 | 0.6 | 0.6 | 0.6 | [10 empty] | 0% | 0% | 0% | 0 | 0 | 43 | 0 | 0 | 0 | 0 | 0 | 0 | 0 | 0 | 2015 Qtr 1: 10.75; 2015 Qtr 2: 10.75; 2015 Qtr 3: 10.75; 2015 Qtr 4: 10.75 | 43 | 1
413002-Screw-in CFL (15 watt) <800 Lumens | Res-Lighting-InGen_CFLratio0347_CFLscw-15w | System | Residential | res:DEER:Indoor_CFL_Ltg | TRUE |  |  | Lamp | ROB | 1.3341 | 0 | 0.9 | 0 | 0 | 0.4341 | 20.7 |  | kWh | 0.00214 | -0.353 | Residential |  | Winter Only | [6 empty] | Residential Furnaces (<0.3):Uncontrolled | 6.6 | 0.54 | 0.54 | 0.54 |  |  | 0.67 | [7 empty] | 0% | 0% | 0% | 0 | 0 | 5.24 | 0 | 0 | 0 | 0 | 0 | 0 | 0 | 0 | 2015 Qtr 1: 1.31; 2015 Qtr 2: 1.31; 2015 Qtr 3: 1.31; 2015 Qtr 4: 1.31 | 5.24 | 1
413003-Screw-in CFL (20 watt ) <1,100 Lumens | Res-Lighting-InGen_CFLratio0347_CFLscw-20w | System | Residential | res:DEER:Indoor_CFL_Ltg | TRUE |  |  | Lamp | ROB | 1.3341 | 0 | 0.9 | 0 | 0 | 0.4341 | 27.6 |  | kWh | 0.00286 | -0.471 | Residential |  | Winter Only | [6 empty] | Residential Furnaces (<0.3):Uncontrolled | 6.6 | 0.54 | 0.54 | 0.54 |  |  | 0.67 | [7 empty] | 0% | 0% | 0% | 0 | 0 | 24768.31 | 0 | 0 | 0 | 0 | 0 | 0 | 0 | 0 | 2015 Qtr 1: 6192.0775; 2015 Qtr 2: 6192.0775; 2015 Qtr 3: 6192.0775; 2015 Qtr 4: 6192.0775 | 24768.31 | 1
413004-Screw-in CFL (25 watt) <1,600 Lumens | Res-Lighting-InGen_CFLratio0347_CFLscw-25w | System | Residential | res:DEER:Indoor_CFL_Ltg | TRUE |  |  | Lamp | ROB | 1.3341 | 0 | 0.9 | 0 | 0 | 0.4341 | 34.5 |  | kWh | 0.00357 | -0.588 | Residential |  | Winter Only | [6 empty] | Residential Furnaces (<0.3):Uncontrolled | 6.6 | 0.54 | 0.54 | 0.54 |  |  | 0.67 | [7 empty] | 0% | 0% | 0% | 0 | 0 | 129.77 | 0 | 0 | 0 | 0 | 0 | 0 | 0 | 0 | 2015 Qtr 1: 32.4425; 2015 Qtr 2: 32.4425; 2015 Qtr 3: 32.4425; 2015 Qtr 4: 32.4425 | 129.77 | 1
413007-Screw-in CFL (<= 12 watt) <800 Lumens | Res-Lighting-InGen_CFLratio0347_CFLscw-11w | System | Residential | res:DEER:Indoor_CFL_Ltg | TRUE |  |  | Lamp | ROB | 1.3341 | 0 | 0.9 | 0 | 0 | 0.4341 | 15.2 |  | kWh | 0.00157 | -0.259 | Residential |  | Winter Only | [6 empty] | Residential Furnaces (<0.3):Uncontrolled | 6.6 | 0.54 | 0.54 | 0.54 |  |  | 0.67 | [7 empty] | 0% | 0% | 0% | 0 | 0 | 32733.65 | 0 | 0 | 0 | 0 | 0 | 0 | 0 | 0 | 2015 Qtr 1: 8183.4125; 2015 Qtr 2: 8183.4125; 2015 Qtr 3: 8183.4125; 2015 Qtr 4: 8183.4125 | 32733.65 | 1
413008-Screw-in CFL (>39 watt) >=1,600 Lumens | Res-Lighting-InGen_CFLratio0347_CFLscw-42w | System | Residential | res:DEER:Indoor_CFL_Ltg | TRUE |  |  | Lamp | ROB | 7.7405 | 0 | 0.9 | 0 | 0 | 6.8405 | 58 |  | kWh | 0.006 | -0.988 | Residential |  | Winter Only | [6 empty] | Residential Furnaces (<0.3):Uncontrolled | 6.6 | 0.54 | 0.54 | 0.54 |  |  | 0.67 | [7 empty] | 0% | 0% | 0% | 0 | 0 | 1232.19 | 0 | 0 | 0 | 0 | 0 | 0 | 0 | 0 | 2015 Qtr 1: 308.0475; 2015 Qtr 2: 308.0475; 2015 Qtr 3: 308.0475; 2015 Qtr 4: 308.0475 | 1232.19 | 1
413009-Screw-in CFL (13 watt) 800-1,099 Lumens | Res-Lighting-InGen_CFLratio0347_CFLscw-13w | System | Residential | res:DEER:Indoor_CFL_Ltg | TRUE |  |  | Lamp | ROB | 1.3341 | 0 | 0.9 | 0 | 0 | 0.4341 | 17.9 |  | kWh | 0.00186 | -0.306 | Residential |  | Winter Only | [6 empty] | Residential Furnaces (<0.3):Uncontrolled | 6.6 | 0.54 | 0.54 | 0.54 |  |  | 0.67 | [7 empty] | 0% | 0% | 0% | 0 | 0 | 104353.8 | 0 | 0 | 0 | 0 | 0 | 0 | 0 | 0 | 2015 Qtr 1: 26088.45; 2015 Qtr 2: 26088.45; 2015 Qtr 3: 26088.45; 2015 Qtr 4: 26088.45 | 104353.8 | 1
413010-Screw-in CFL (18 watt) >= 1,100-1,599 Lumens | Res-Lighting-InGen_CFLratio0347_CFLscw-18w | System | Residential | res:DEER:Indoor_CFL_Ltg | TRUE |  |  | Lamp | ROB | 1.3341 | 0 | 0.9 | 0 | 0 | 0.4341 | 24.8 |  | kWh | 0.00257 | -0.423 | Residential |  | Winter Only | [6 empty] | Residential Furnaces (<0.3):Uncontrolled | 6.6 | 0.54 | 0.54 | 0.54 |  |  | 0.67 | [7 empty] | 0% | 0% | 0% | 0 | 0 | 29431.83 | 0 | 0 | 0 | 0 | 0 | 0 | 0 | 0 | 2015 Qtr 1: 7357.9575; 2015 Qtr 2: 7357.9575; 2015 Qtr 3: 7357.9575; 2015 Qtr 4: 7357.9575 | 29431.83 | 1
413011-Screw-in CFL (19 watt) >= 1,100-1,599 Lumens | Res-Lighting-InGen_CFLratio0347_CFLscw-19w | System | Residential | res:DEER:Indoor_CFL_Ltg | TRUE |  |  | Lamp | ROB | 1.3341 | 0 | 0.9 | 0 | 0 | 0.4341 | 26.2 |  | kWh | 0.00271 | -0.447 | Residential |  | Winter Only | [6 empty] | Residential Furnaces (<0.3):Uncontrolled | 6.6 | 0.54 | 0.54 | 0.54 |  |  | 0.67 | [7 empty] | 0% | 0% | 0% | 0 | 0 | 53997.79 | 0 | 0 | 0 | 0 | 0 | 0 | 0 | 0 | 2015 Qtr 1: 13499.4475; 2015 Qtr 2: 13499.4475; 2015 Qtr 3: 13499.4475; 2015 Qtr 4: 13499.4475 | 53997.79 | 1
413012-Screw-in CFL (23 watt) <1,600 Lumens | Res-Lighting-InGen_CFLratio0347_CFLscw-23w | System | Residential | res:DEER:Indoor_CFL_Ltg | TRUE |  |  | Lamp | ROB | 1.3341 | 0 | 0.9 | 0 | 0 | 0.4341 | 31.7 |  | kWh | 0.00329 | -0.541 | Residential |  | Winter Only | [6 empty] | Residential Furnaces (<0.3):Uncontrolled | 6.6 | 0.54 | 0.54 | 0.54 |  |  | 0.67 | [7 empty] | 0% | 0% | 0% | 0 | 0 | 173.03 | 0 | 0 | 0 | 0 | 0 | 0 | 0 | 0 | 2015 Qtr 1: 43.2575; 2015 Qtr 2: 43.2575; 2015 Qtr 3: 43.2575; 2015 Qtr 4: 43.2575 | 173.03 | 1
413013-Screw-in CFL (26 watt <1,600 Lumens | Res-Lighting-InGen_CFLratio0347_CFLscw-26w | System | Residential | res:DEER:Indoor_CFL_Ltg | TRUE |  |  | Lamp | ROB | 1.3341 | 0 | 0.9 | 0 | 0 | 0.4341 | 35.9 |  | kWh | 0.00371 | -0.612 | Residential |  | Winter Only | [6 empty] | Residential Furnaces (<0.3):Uncontrolled | 6.6 | 0.54 | 0.54 | 0.54 |  |  | 0.67 | [7 empty] | 0% | 0% | 0% | 0 | 0 | 2571.8 | 0 | 0 | 0 | 0 | 0 | 0 | 0 | 0 | 2015 Qtr 1: 642.95; 2015 Qtr 2: 642.95; 2015 Qtr 3: 642.95; 2015 Qtr 4: 642.95 | 2571.8 | 1
413014-Screw-in CFL (26 watt) >=1,600 Lumens | Res-Lighting-InGen_CFLratio0347_CFLscw-26w | System | Residential | res:DEER:Indoor_CFL_Ltg | TRUE |  |  | Lamp | ROB | 1.3341 | 0 | 0.9 | 0 | 0 | 0.4341 | 35.9 |  | kWh | 0.00371 | -0.612 | Residential |  | Winter Only | [6 empty] | Residential Furnaces (<0.3):Uncontrolled | 6.6 | 0.54 | 0.54 | 0.54 |  |  | 0.67 | [7 empty] | 0% | 0% | 0% | 0 | 0 | 11580.31 | 0 | 0 | 0 | 0 | 0 | 0 | 0 | 0 | 2015 Qtr 1: 2895.0775; 2015 Qtr 2: 2895.0775; 2015 Qtr 3: 2895.0775; 2015 Qtr 4: 2895.0775 | 11580.31 | 1
413015-Screw-in CFL (25 watt) >=1,600 Lumens | Res-Lighting-InGen_CFLratio0347_CFLscw-25w | System | Residential | res:DEER:Indoor_CFL_Ltg | TRUE |  |  | Lamp | ROB | 1.3341 | 0 | 0.9 | 0 | 0 | 0.4341 | 34.5 |  | kWh | 0.00357 | -0.588 | Residential |  | Winter Only | [6 empty] | Residential Furnaces (<0.3):Uncontrolled | 6.6 | 0.54 | 0.54 | 0.54 |  |  | 0.67 | [7 empty] | 0% | 0% | 0% | 0 | 0 | 2107.77 | 0 | 0 | 0 | 0 | 0 | 0 | 0 | 0 | 2015 Qtr 1: 526.9425; 2015 Qtr 2: 526.9425; 2015 Qtr 3: 526.9425; 2015 Qtr 4: 526.9425 | 2107.77 | 1
413017-Screw-in CFL (23 watt) >=1,600 Lumens | Res-Lighting-InGen_CFLratio0347_CFLscw-23w | System | Residential | res:DEER:Indoor_CFL_Ltg | TRUE |  |  | Lamp | ROB | 1.3341 | 0 | 0.9 | 0 | 0 | 0.4341 | 31.7 |  | kWh | 0.00329 | -0.541 | Residential |  | Winter Only | [6 empty] | Residential Furnaces (<0.3):Uncontrolled | 6.6 | 0.54 | 0.54 | 0.54 |  |  | 0.67 | [7 empty] | 0% | 0% | 0% | 0 | 0 | 122512.87 | 0 | 0 | 0 | 0 | 0 | 0 | 0 | 0 | 2015 Qtr 1: 30628.2175; 2015 Qtr 2: 30628.2175; 2015 Qtr 3: 30628.2175; 2015 Qtr 4: 30628.2175 | 122512.87 | 1
413021-Screw-in CFL (14 watt) 800-1,099 Lumens | Res-Lighting-InGen_CFLratio0347_CFLscw-14w | System | Residential | res:DEER:Indoor_CFL_Ltg | TRUE |  |  | Lamp | ROB | 1.3341 | 0 | 0.9 | 0 | 0 | 0.4341 | 19.3 |  | kWh | 0.002 | -0.329 | Residential |  | Winter Only | [6 empty] | Residential Furnaces (<0.3):Uncontrolled | 6.6 | 0.54 | 0.54 | 0.54 |  |  | 0.67 | [7 empty] | 0% | 0% | 0% | 0 | 0 | 412371.24 | 0 | 0 | 0 | 0 | 0 | 0 | 0 | 0 | 2015 Qtr 1: 103092.81; 2015 Qtr 2: 103092.81; 2015 Qtr 3: 103092.81; 2015 Qtr 4: 103092.81 | 412371.24 | 1
413022-Screw-in CFL (15 watt) 800-1,099 Lumens | Res-Lighting-InGen_CFLratio0347_CFLscw-15w | System | Residential | res:DEER:Indoor_CFL_Ltg | TRUE |  |  | Lamp | ROB | 1.3341 | 0 | 0.9 | 0 | 0 | 0.4341 | 20.7 |  | kWh | 0.00214 | -0.353 | Residential |  | Winter Only | [6 empty] | Residential Furnaces (<0.3):Uncontrolled | 6.6 | 0.54 | 0.54 | 0.54 |  |  | 0.67 | [7 empty] | 0% | 0% | 0% | 0 | 0 | 841.18 | 0 | 0 | 0 | 0 | 0 | 0 | 0 | 0 | 2015 Qtr 1: 210.295; 2015 Qtr 2: 210.295; 2015 Qtr 3: 210.295; 2015 Qtr 4: 210.295 | 841.18 | 1
413023-Screw-in CFL (20 watt) >=1,100 Lumens | Res-Lighting-InGen_CFLratio0347_CFLscw-20w | System | Residential | res:DEER:Indoor_CFL_Ltg | TRUE |  |  | Lamp | ROB | 1.3341 | 0 | 0.9 | 0 | 0 | 0.4341 | 27.6 |  | kWh | 0.00286 | -0.471 | Residential |  | Winter Only | [6 empty] | Residential Furnaces (<0.3):Uncontrolled | 6.6 | 0.54 | 0.54 | 0.54 |  |  | 0.67 | [7 empty] | 0% | 0% | 0% | 0 | 0 | 8325.22 | 0 | 0 | 0 | 0 | 0 | 0 | 0 | 0 | 2015 Qtr 1: 2081.305; 2015 Qtr 2: 2081.305; 2015 Qtr 3: 2081.305; 2015 Qtr 4: 2081.305 | 8325.22 | 1
413025-Screw-in CFL (<=12 watt) <800 Lumens | Res-Lighting-InGen_CFLratio0347_CFLscw-11w | System | Residential | res:DEER:Indoor_CFL_Ltg | TRUE |  |  | Lamp | ROB | 1.3341 | 0 | 0.9 | 0 | 0 | 0.4341 | 15.2 |  | kWh | 0.00157 | -0.259 | Residential |  | Winter Only | [6 empty] | Residential Furnaces (<0.3):Uncontrolled | 6.6 | 0.54 | 0.54 | 0.54 |  |  | 0.67 | [7 empty] | 0% | 0% | 0% | 0 | 0 | 9918.53 | 0 | 0 | 0 | 0 | 0 | 0 | 0 | 0 | 2015 Qtr 1: 2479.6325; 2015 Qtr 2: 2479.6325; 2015 Qtr 3: 2479.6325; 2015 Qtr 4: 2479.6325 | 9918.53 | 1
413026-Screw-in CFL (15 watt) >=1,100-1,599 Lumens | Res-Lighting-InGen_CFLratio0347_CFLscw-15w | System | Residential | res:DEER:Indoor_CFL_Ltg | TRUE |  |  | Lamp | ROB | 1.3341 | 0 | 0.9 | 0 | 0 | 0.4341 | 20.7 |  | kWh | 0.00214 | -0.353 | Residential |  | Winter Only | [6 empty] | Residential Furnaces (<0.3):Uncontrolled | 6.6 | 0.54 | 0.54 | 0.54 |  |  | 0.67 | [7 empty] | 0% | 0% | 0% | 0 | 0 | 446.98 | 0 | 0 | 0 | 0 | 0 | 0 | 0 | 0 | 2015 Qtr 1: 111.745; 2015 Qtr 2: 111.745; 2015 Qtr 3: 111.745; 2015 Qtr 4: 111.745 | 446.98 | 1
413038-Commercial-Screw-in CFL (<= 12 watt) <800 Lumens | Com-Lighting-InGen_CFLratio0357_CFLscw-11w | System | Commercial | NON_res:DEER:Indoor_CFL_Ltg | TRUE |  |  | Lamp | ROB | 1.3341 | 0 | 0.9 | 0 | 0 | 0.4341 | 93.7 |  | kWh | 0.0204 | -0.279 | Commercial |  | Winter Only | [6 empty] | Small Boilers (<100 MMBtu/hr Heat Input):Uncontrolled | 3.3 | 0.54 | 0.54 | 0.54 |  |  | 0.76 | [7 empty] | 0% | 0% | 0% | 0 | 0 | 2244.85 | 0 | 0 | 0 | 0 | 0 | 0 | 0 | 0 | 2015 Qtr 1: 561.2125; 2015 Qtr 2: 561.2125; 2015 Qtr 3: 561.2125; 2015 Qtr 4: 561.2125 | 2244.85 | 1
413039-Commercial-Screw-in CFL (>39 watt) >=1,600 Lumens | Com-Lighting-InGen_CFLratio0357_CFLscw-11w | System | Commercial | NON_res:DEER:Indoor_CFL_Ltg | TRUE |  |  | Lamp | ROB | 7.7405 | 0 | 1.2 | 0 | 0 | 6.5405 | 93.7 |  | kWh | 0.0204 | -0.279 | Commercial |  | Winter Only | [6 empty] | Small Boilers (<100 MMBtu/hr Heat Input):Uncontrolled | 3.3 | 0.54 | 0.54 | 0.54 |  |  | 0.76 | [7 empty] | 0% | 0% | 0% | 0 | 0 | 64.85 | 0 | 0 | 0 | 0 | 0 | 0 | 0 | 0 | 2015 Qtr 1: 16.2125; 2015 Qtr 2: 16.2125; 2015 Qtr 3: 16.2125; 2015 Qtr 4: 16.2125 | 64.85 | 1
413040-Commercial-Screw-in CFL (13 watt) 800-1,099 Lumens | Com-Lighting-InGen_CFLratio0357_CFLscw-13w | System | Commercial | NON_res:DEER:Indoor_CFL_Ltg | TRUE |  |  | Lamp | ROB | 1.3341 | 0 | 0.9 | 0 | 0 | 0.4341 | 111 |  | kWh | 0.0242 | -0.329 | Commercial |  | Winter Only | [6 empty] | Small Boilers (<100 MMBtu/hr Heat Input):Uncontrolled | 3.3 | 0.54 | 0.54 | 0.54 |  |  | 0.76 | [7 empty] | 0% | 0% | 0% | 0 | 0 | 5492.31 | 0 | 0 | 0 | 0 | 0 | 0 | 0 | 0 | 2015 Qtr 1: 1373.0775; 2015 Qtr 2: 1373.0775; 2015 Qtr 3: 1373.0775; 2015 Qtr 4: 1373.0775 | 5492.31 | 1
413041-Commercial-Screw-in CFL (18 watt) >= 1,100-1,599 Lumens | Com-Lighting-InGen_CFLratio0357_CFLscw-18w | System | Commercial | NON_res:DEER:Indoor_CFL_Ltg | TRUE |  |  | Lamp | ROB | 1.3341 | 0 | 0.9 | 0 | 0 | 0.4341 | 153 |  | kWh | 0.0334 | -0.456 | Commercial |  | Winter Only | [6 empty] | Small Boilers (<100 MMBtu/hr Heat Input):Uncontrolled | 3.3 | 0.54 | 0.54 | 0.54 |  |  | 0.76 | [7 empty] | 0% | 0% | 0% | 0 | 0 | 1549.04 | 0 | 0 | 0 | 0 | 0 | 0 | 0 | 0 | 2015 Qtr 1: 387.26; 2015 Qtr 2: 387.26; 2015 Qtr 3: 387.26; 2015 Qtr 4: 387.26 | 1549.04 | 1
413042-Commercial-Screw-in CFL (19 watt) >= 1,100-1,599 Lumens | Com-Lighting-InGen_CFLratio0357_CFLscw-19w | System | Commercial | NON_res:DEER:Indoor_CFL_Ltg | TRUE |  |  | Lamp | RET | 1.3341 | 0 | 0.9 | 0 | 0 | 0.4341 | 167 |  | kWh | 0.0374 | -0.494 | Commercial |  | Winter Only | [6 empty] | Small Boilers (<100 MMBtu/hr Heat Input):Uncontrolled | 3.3 | 0.54 | 0.54 | 0.54 |  |  | 0.76 | [7 empty] | 0% | 0% | 0% | 0 | 0 | 2841.99 | 0 | 0 | 0 | 0 | 0 | 0 | 0 | 0 | 2015 Qtr 1: 710.4975; 2015 Qtr 2: 710.4975; 2015 Qtr 3: 710.4975; 2015 Qtr 4: 710.4975 | 2841.99 | 1
413043-Commercial-Screw-in CFL (23 watt) >=1,600 Lumens | Com-Lighting-InGen_CFLratio0357_CFLscw-23w | System | Commercial | NON_res:DEER:Indoor_CFL_Ltg | TRUE |  |  | Lamp | ROB | 1.3341 | 0 | 0.9 | 0 | 0 | 0.4341 | 196 |  | kWh | 0.0427 | -0.583 | Commercial |  | Winter Only | [6 empty] | Small Boilers (<100 MMBtu/hr Heat Input):Uncontrolled | 3.3 | 0.54 | 0.54 | 0.54 |  |  | 0.76 | [7 empty] | 0% | 0% | 0% | 0 | 0 | 6448.05 | 0 | 0 | 0 | 0 | 0 | 0 | 0 | 0 | 2015 Qtr 1: 1612.0125; 2015 Qtr 2: 1612.0125; 2015 Qtr 3: 1612.0125; 2015 Qtr 4: 1612.0125 | 6448.05 | 1
413044-Commercial-Screw-in CFL (14 watt) 800-1,099 Lumens | Com-Lighting-InGen_CFLratio0357_CFLscw-14w | System | Commercial | NON_res:DEER:Indoor_CFL_Ltg | TRUE |  |  | Lamp | ROB | 1.3341 | 0 | 0.9 | 0 | 0 | 0.4341 | 119 |  | kWh | 0.026 | -0.355 | Commercial |  | Winter Only | [6 empty] | Small Boilers (<100 MMBtu/hr Heat Input):Uncontrolled | 3.3 | 0.54 | 0.54 | 0.54 |  |  | 0.76 | [7 empty] | 0% | 0% | 0% | 0 | 0 | 21703.75 | 0 | 0 | 0 | 0 | 0 | 0 | 0 | 0 | 2015 Qtr 1: 5425.9375; 2015 Qtr 2: 5425.9375; 2015 Qtr 3: 5425.9375; 2015 Qtr 4: 5425.9375 | 21703.75 | 1
413045-Commercial-Screw-in CFL (15 watt) 800-1,099 Lumens | Com-Lighting-InGen_CFLratio0357_CFLscw-15w | System | Commercial | NON_res:DEER:Indoor_CFL_Ltg | TRUE |  |  | Lamp | ROB | 1.3341 | 0 | 0.9 | 0 | 0 | 0.4341 | 128 |  | kWh | 0.0279 | -0.38 | Commercial |  | Winter Only | [6 empty] | Small Boilers (<100 MMBtu/hr Heat Input):Uncontrolled | 3.3 | 0.54 | 0.54 | 0.54 |  |  | 0.76 | [7 empty] | 0% | 0% | 0% | 0 | 0 | 44.27 | 0 | 0 | 0 | 0 | 0 | 0 | 0 | 0 | 2015 Qtr 1: 11.0675; 2015 Qtr 2: 11.0675; 2015 Qtr 3: 11.0675; 2015 Qtr 4: 11.0675 | 44.27 | 1
413046-Commercial-Screw-in CFL (20 watt) >=1,100 Lumens | Com-Lighting-InGen_CFLratio0357_CFLscw-20w | System | Commercial | NON_res:DEER:Indoor_CFL_Ltg | TRUE |  |  | Lamp | ROB | 1.3341 | 0 | 0.9 | 0 | 0 | 0.4341 | 170 |  | kWh | 0.0372 | -0.507 | Commercial |  | Winter Only | [6 empty] | Small Boilers (<100 MMBtu/hr Heat Input):Uncontrolled | 3.3 | 0.54 | 0.54 | 0.54 |  |  | 0.76 | [7 empty] | 0% | 0% | 0% | 0 | 0 | 438.17 | 0 | 0 | 0 | 0 | 0 | 0 | 0 | 0 | 2015 Qtr 1: 109.5425; 2015 Qtr 2: 109.5425; 2015 Qtr 3: 109.5425; 2015 Qtr 4: 109.5425 | 438.17 | 1
414018-Reflectors (15 watt) <800 Lumens | Res-Lighting-InGen_CFLratio0409_CFLscw-Refl-15w | System | Residential | res:DEER:Indoor_CFL_Ltg | TRUE |  |  | Lamp | ROB | 3.11 | 0 | 0.9 | 0 | 0 | 2.21 | 25.9 |  | kWh | 0.00268 | -0.441 | Residential |  | Winter Only | [6 empty] | Residential Furnaces (<0.3):Uncontrolled | 6.6 | 0.54 | 0.54 | 0.54 |  |  | 0.67 | [7 empty] | 0% | 0% | 0% | 0 | 0 | 156527.89 | 0 | 0 | 0 | 0 | 0 | 0 | 0 | 0 | 2015 Qtr 1: 39131.9725; 2015 Qtr 2: 39131.9725; 2015 Qtr 3: 39131.9725; 2015 Qtr 4: 39131.9725 | 156527.89 | 1
414020-Globes (15 watt) 800-1099 Lumens | Res-Lighting-InGen_CFLratio0347_CFLscw-15w | System | Residential | res:DEER:Indoor_CFL_Ltg | TRUE |  |  | Lamp | ROB | 5.6841 | 0 | 0.9 | 0 | 0 | 4.7841 | 20.7 |  | kWh | 0.00214 | -0.353 | Residential |  | Winter Only | [6 empty] | Residential Furnaces (<0.3):Uncontrolled | 6.6 | 0.54 | 0.54 | 0.54 |  |  | 0.67 | [7 empty] | 0% | 0% | 0% | 0 | 0 | 1211.64 | 0 | 0 | 0 | 0 | 0 | 0 | 0 | 0 | 2015 Qtr 1: 302.91; 2015 Qtr 2: 302.91; 2015 Qtr 3: 302.91; 2015 Qtr 4: 302.91 | 1211.64 | 1
414021-Reflectors (18 watt) 800-1,099 Lumens | Res-Lighting-InGen_CFLratio0409_CFLscw-Refl-18w | System | Residential | res:DEER:Indoor_CFL_Ltg | TRUE |  |  | Lamp | ROB | 3.11 | 0 | 1.5 | 0 | 0 | 1.61 | 31.1 |  | kWh | 0.00322 | -0.53 | Residential |  | Winter Only | [6 empty] | Residential Furnaces (<0.3):Uncontrolled | 6.6 | 0.54 | 0.54 | 0.54 |  |  | 0.67 | [7 empty] | 0% | 0% | 0% | 0 | 0 | 3900.17 | 0 | 0 | 0 | 0 | 0 | 0 | 0 | 0 | 2015 Qtr 1: 975.0425; 2015 Qtr 2: 975.0425; 2015 Qtr 3: 975.0425; 2015 Qtr 4: 975.0425 | 3900.17 | 1
414022-A-Lamp (13 watt) < 800 Lumens | Res-Lighting-InGen_CFLratio0347_CFLscw-13w | System | Residential | res:DEER:Indoor_CFL_Ltg | TRUE |  |  | Lamp | ROB | 3.11 | 0 | 1.5 | 0 | 0 | 1.61 | 17.9 |  | kWh | 0.00186 | -0.306 | Residential |  | Winter Only | [6 empty] | Residential Furnaces (<0.3):Uncontrolled | 6.6 | 0.54 | 0.54 | 0.54 | [10 empty] | 0% | 0% | 0% | 0 | 0 | 24.25 | 0 | 0 | 0 | 0 | 0 | 0 | 0 | 0 | 2015 Qtr 1: 6.0625; 2015 Qtr 2: 6.0625; 2015 Qtr 3: 6.0625; 2015 Qtr 4: 6.0625 | 24.25 | 1
414024-A-Lamp (13 watt) >=800 Lumens | Res-Lighting-InGen_CFLratio0347_CFLscw-13w | System | Residential | res:DEER:Indoor_CFL_Ltg | TRUE |  |  | Lamp | ROB | 3.11 | 0 | 1.5 | 0 | 0 | 1.61 | 17.9 |  | kWh | 0.00186 | -0.306 | Residential |  | Winter Only | [6 empty] | Residential Furnaces (<0.3):Uncontrolled | 6.6 | 0.54 | 0.54 | 0.54 |  |  | 0.67 | [7 empty] | 0% | 0% | 0% | 0 | 0 | 208.42 | 0 | 0 | 0 | 0 | 0 | 0 | 0 | 0 | 2015 Qtr 1: 52.105; 2015 Qtr 2: 52.105; 2015 Qtr 3: 52.105; 2015 Qtr 4: 52.105 | 208.42 | 1
414026-A-Lamp (15 watt) <1,100 Lumens | Res-Lighting-InGen_CFLratio0347_CFLscw-15w | System | Residential | res:DEER:Indoor_CFL_Ltg | TRUE |  |  | Lamp | ROB | 2.81 | 0 | 1.5 | 0 | 0 | 1.31 | 20.7 |  | kWh | 0.00214 | -0.353 | Residential |  | Winter Only | [6 empty] | Residential Furnaces (<0.3):Uncontrolled | 6.6 | 0.54 | 0.54 | 0.54 |  |  | 0.67 | [7 empty] | 0% | 0% | 0% | 0 | 0 | 1635.66 | 0 | 0 | 0 | 0 | 0 | 0 | 0 | 0 | 2015 Qtr 1: 408.915; 2015 Qtr 2: 408.915; 2015 Qtr 3: 408.915; 2015 Qtr 4: 408.915 | 1635.66 | 1
414027-A-Lamp (18 watt) <1,100 Lumens | Res-Lighting-InGen_CFLratio0347_CFLscw-18w | System | Residential | res:DEER:Indoor_CFL_Ltg | TRUE |  |  | Lamp | ROB | 2.81 | 0 | 1.2 | 0 | 0 | 1.61 | 24.8 |  | kWh | 0.00257 | -0.423 | Residential |  | Winter Only | [6 empty] | Residential Furnaces (<0.3):Uncontrolled | 6.6 | 0.54 | 0.54 | 0.54 |  |  | 0.67 | [7 empty] | 0% | 0% | 0% | 0 | 0 | 37659.29 | 0 | 0 | 0 | 0 | 0 | 0 | 0 | 0 | 2015 Qtr 1: 9414.8225; 2015 Qtr 2: 9414.8225; 2015 Qtr 3: 9414.8225; 2015 Qtr 4: 9414.8225 | 37659.29 | 1
414030-Reflectors (20 watt) 800-1,099 Lumens | Res-Lighting-InGen_CFLratio0409_CFLscw-Refl-20w | System | Residential | res:DEER:Indoor_CFL_Ltg | TRUE |  |  | Lamp | ROB | 3.11 | 0 | 1.2 | 0 | 0 | 1.91 | 34.5 |  | kWh | 0.00357 | -0.589 | Residential |  | Winter Only | [6 empty] | Residential Furnaces (<0.3):Uncontrolled | 6.6 | 0.54 | 0.54 | 0.54 |  |  | 0.67 | [7 empty] | 0% | 0% | 0% | 0 | 0 | 559.75 | 0 | 0 | 0 | 0 | 0 | 0 | 0 | 0 | 2015 Qtr 1: 139.9375; 2015 Qtr 2: 139.9375; 2015 Qtr 3: 139.9375; 2015 Qtr 4: 139.9375 | 559.75 | 1
414031-Reflectors (23 watt) 1,100-1,599 Lumens | Res-Lighting-InGen_CFLratio0409_CFLscw-Refl-23w | System | Residential | res:DEER:Indoor_CFL_Ltg | TRUE |  |  | Lamp | ROB | 4.89 | 0 | 1.2 | 0 | 0 | 3.69 | 39.7 |  | kWh | 0.00411 | -0.677 | Residential |  | Winter Only | [6 empty] | Residential Furnaces (<0.3):Uncontrolled | 6.6 | 0.54 | 0.54 | 0.54 |  |  | 0.67 | [7 empty] | 0% | 0% | 0% | 0 | 0 | 30669.62 | 0 | 0 | 0 | 0 | 0 | 0 | 0 | 0 | 2015 Qtr 1: 7667.405; 2015 Qtr 2: 7667.405; 2015 Qtr 3: 7667.405; 2015 Qtr 4: 7667.405 | 30669.62 | 1
414034-Reflectors (25 watt) 1,100-1,599 Lumens | Res-Lighting-InGen_CFLratio0409_CFLscw-Refl-25w | System | Residential | res:DEER:Indoor_CFL_Ltg | TRUE |  |  | Lamp | ROB | 4.89 | 0 | 1.5 | 0 | 0 | 3.39 | 43.2 |  | kWh | 0.00447 | -0.736 | Residential |  | Winter Only | [6 empty] | Residential Furnaces (<0.3):Uncontrolled | 6.6 | 0.54 | 0.54 | 0.54 |  |  | 0.67 | [7 empty] | 0% | 0% | 0% | 0 | 0 | 39009.55 | 0 | 0 | 0 | 0 | 0 | 0 | 0 | 0 | 2015 Qtr 1: 9752.3875; 2015 Qtr 2: 9752.3875; 2015 Qtr 3: 9752.3875; 2015 Qtr 4: 9752.3875 | 39009.55 | 1
414036-Reflectors (26 Watt) >= 1,600 Lumens | Res-Lighting-InGen_CFLratio0409_CFLscw-Refl-26w | System | Residential | res:DEER:Indoor_CFL_Ltg | TRUE |  |  | Lamp | ROB | 4.89 | 0 | 1.5 | 0 | 0 | 3.39 | 44.9 |  | kWh | 0.00465 | -0.765 | Residential |  | Winter Only | [6 empty] | Residential Furnaces (<0.3):Uncontrolled | 6.6 | 0.54 | 0.54 | 0.54 |  |  | 0.67 | [7 empty] | 0% | 0% | 0% | 0 | 0 | 1361.93 | 0 | 0 | 0 | 0 | 0 | 0 | 0 | 0 | 2015 Qtr 1: 340.4825; 2015 Qtr 2: 340.4825; 2015 Qtr 3: 340.4825; 2015 Qtr 4: 340.4825 | 1361.93 | 1
414042-Globes (<= 12 watt) <800 Lumens | Res-Lighting-InGen_CFLratio0347_CFLscw-11w | System | Residential | res:DEER:Indoor_CFL_Ltg | TRUE |  |  | Lamp | ROB | 5.6841 | 0 | 1.5 | 0 | 0 | 4.1841 | 15.2 |  | kWh | 0.00157 | -0.259 | Residential |  | Winter Only | [6 empty] | Residential Furnaces (<0.3):Uncontrolled | 6.6 | 0.54 | 0.54 | 0.54 |  |  | 0.67 | [7 empty] | 0% | 0% | 0% | 0 | 0 | 10216.41 | 0 | 0 | 0 | 0 | 0 | 0 | 0 | 0 | 2015 Qtr 1: 2554.1025; 2015 Qtr 2: 2554.1025; 2015 Qtr 3: 2554.1025; 2015 Qtr 4: 2554.1025 | 10216.41 | 1
414043-Reflectors (<= 12 watt) <800 Lumens | Res-Lighting-InGen_CFLratio0409_CFLscw-Refl-12w | System | Residential | res:DEER:Indoor_CFL_Ltg | TRUE |  |  | Lamp | ROB | 3.11 | 0 | 1.5 | 0 | 0 | 1.61 | 20.7 |  | kWh | 0.00214 | -0.353 | Residential |  | Winter Only | [6 empty] | Residential Furnaces (<0.3):Uncontrolled | 6.6 | 0.54 | 0.54 | 0.54 |  |  | 0.67 | [7 empty] | 0% | 0% | 0% | 0 | 0 | 1752.55 | 0 | 0 | 0 | 0 | 0 | 0 | 0 | 0 | 2015 Qtr 1: 438.1375; 2015 Qtr 2: 438.1375; 2015 Qtr 3: 438.1375; 2015 Qtr 4: 438.1375 | 1752.55 | 1
414044-A-Lamp (18 watt) >=1,100 Lumens | Res-Lighting-InGen_CFLratio0347_CFLscw-18w | System | Residential | res:DEER:Indoor_CFL_Ltg | TRUE |  |  | Lamp | ROB | 2.81 | 0 | 1.5 | 0 | 0 | 1.31 | 24.8 |  | kWh | 0.00257 | -0.423 | Residential |  | Winter Only | [6 empty] | Residential Furnaces (<0.3):Uncontrolled | 6.6 | 0.54 | 0.54 | 0.54 |  |  | 0.67 | [7 empty] | 0% | 0% | 0% | 0 | 0 | 177.61 | 0 | 0 | 0 | 0 | 0 | 0 | 0 | 0 | 2015 Qtr 1: 44.4025; 2015 Qtr 2: 44.4025; 2015 Qtr 3: 44.4025; 2015 Qtr 4: 44.4025 | 177.61 | 1
414045-A-Lamp (14 watt) >=800 Lumens | Res-Lighting-InGen_CFLratio0347_CFLscw-14w | System | Residential | res:DEER:Indoor_CFL_Ltg | TRUE |  |  | Lamp | ROB | 2.81 | 0 | 1.5 | 0 | 0 | 1.31 | 19.3 |  | kWh | 0.002 | -0.329 | Residential |  | Winter Only | [6 empty] | Residential Furnaces (<0.3):Uncontrolled | 6.6 | 0.54 | 0.54 | 0.54 |  |  | 0.67 | [7 empty] | 0% | 0% | 0% | 0 | 0 | 197258.63 | 0 | 0 | 0 | 0 | 0 | 0 | 0 | 0 | 2015 Qtr 1: 49314.6575; 2015 Qtr 2: 49314.6575; 2015 Qtr 3: 49314.6575; 2015 Qtr 4: 49314.6575 | 197258.63 | 1
414046-A-Lamp (15 watt) >=1,100 Lumens | Res-Lighting-InGen_CFLratio0347_CFLscw-15w | System | Residential | res:DEER:Indoor_CFL_Ltg | TRUE |  |  | Lamp | ROB | 2.81 | 0 | 1.2 | 0 | 0 | 1.61 | 20.7 |  | kWh | 0.00214 | -0.353 | Residential |  | Winter Only | [6 empty] | Residential Furnaces (<0.3):Uncontrolled | 6.6 | 0.54 | 0.54 | 0.54 |  |  | 0.67 | [7 empty] | 0% | 0% | 0% | 0 | 0 | 749.12 | 0 | 0 | 0 | 0 | 0 | 0 | 0 | 0 | 2015 Qtr 1: 187.28; 2015 Qtr 2: 187.28; 2015 Qtr 3: 187.28; 2015 Qtr 4: 187.28 | 749.12 | 1
414049-Reflectors (<=12 watt) 800-1,099 Lumens | Res-Lighting-InGen_CFLratio0409_CFLscw-Refl-12w | System | Residential | res:DEER:Indoor_CFL_Ltg | TRUE |  |  | Lamp | ROB | 3.11 | 0 | 1.2 | 0 | 0 | 1.91 | 20.7 |  | kWh | 0.00214 | -0.353 | Residential |  | Winter Only | [6 empty] | Residential Furnaces (<0.3):Uncontrolled | 6.6 | 0.54 | 0.54 | 0.54 |  |  | 0.67 | [7 empty] | 0% | 0% | 0% | 0 | 0 | 10222.97 | 0 | 0 | 0 | 0 | 0 | 0 | 0 | 0 | 2015 Qtr 1: 2555.7425; 2015 Qtr 2: 2555.7425; 2015 Qtr 3: 2555.7425; 2015 Qtr 4: 2555.7425 | 10222.97 | 1
414050-Reflectors (18 watt) 1,100-1,599 Lumens | Res-Lighting-InGen_CFLratio0409_CFLscw-Refl-18w | System | Residential | res:DEER:Indoor_CFL_Ltg | TRUE |  |  | Lamp | ROB | 3.11 | 0 | 1.2 | 0 | 0 | 1.91 | 31.1 |  | kWh | 0.00322 | -0.53 | Residential |  | Winter Only | [6 empty] | Residential Furnaces (<0.3):Uncontrolled | 6.6 | 0.54 | 0.54 | 0.54 |  |  | 0.67 | [7 empty] | 0% | 0% | 0% | 0 | 0 | 2851 | 0 | 0 | 0 | 0 | 0 | 0 | 0 | 0 | 2015 Qtr 1: 712.75; 2015 Qtr 2: 712.75; 2015 Qtr 3: 712.75; 2015 Qtr 4: 712.75 | 2851 | 1
414051-Reflectors (15 watt) 800-1,099 Lumens | Res-Lighting-InGen_CFLratio0409_CFLscw-Refl-15w | System | Residential | res:DEER:Indoor_CFL_Ltg | TRUE |  |  | Lamp | ROB | 3.11 | 0 | 1.5 | 0 | 0 | 1.61 | 25.9 |  | kWh | 0.00268 | -0.441 | Residential |  | Winter Only | [6 empty] | Residential Furnaces (<0.3):Uncontrolled | 6.6 | 0.54 | 0.54 | 0.54 |  |  | 0.67 | [7 empty] | 0% | 0% | 0% | 0 | 0 | 29472.92 | 0 | 0 | 0 | 0 | 0 | 0 | 0 | 0 | 2015 Qtr 1: 7368.23; 2015 Qtr 2: 7368.23; 2015 Qtr 3: 7368.23; 2015 Qtr 4: 7368.23 | 29472.92 | 1
414054-A-Lamp (<=12 watt) <800 Lumens | Res-Lighting-InGen_CFLratio0347_CFLscw-11w | System | Residential | res:DEER:Indoor_CFL_Ltg | TRUE |  |  | Lamp | ROB | 2.81 | 0 | 1.5 | 0 | 0 | 1.31 | 15.2 |  | kWh | 0.00157 | -0.259 | Residential |  | Winter Only | [6 empty] | Residential Furnaces (<0.3):Uncontrolled | 6.6 | 0.54 | 0.54 | 0.54 |  |  | 0.67 | [7 empty] | 0% | 0% | 0% | 0 | 0 | 11444.6 | 0 | 0 | 0 | 0 | 0 | 0 | 0 | 0 | 2015 Qtr 1: 2861.15; 2015 Qtr 2: 2861.15; 2015 Qtr 3: 2861.15; 2015 Qtr 4: 2861.15 | 11444.6 | 1
414065-Commercial-Reflectors (15 watt) <800 Lumens | Com-Lighting-InGen_CFLratio0357_CFLscw-15w | System | Commercial | NON_res:DEER:Indoor_CFL_Ltg | TRUE |  |  | Lamp | RET | 3.11 | 0 | 1.5 | 0 | 0 | 1.61 | 132 |  | kWh | 0.0295 | -0.39 | Commercial |  | Winter Only | [6 empty] | Small Boilers (<100 MMBtu/hr Heat Input):Uncontrolled | 3.3 | 0.54 | 0.54 | 0.54 |  |  | 0.76 | [7 empty] | 0% | 0% | 0% | 0 | 0 | 8238.31 | 0 | 0 | 0 | 0 | 0 | 0 | 0 | 0 | 2015 Qtr 1: 2059.5775; 2015 Qtr 2: 2059.5775; 2015 Qtr 3: 2059.5775; 2015 Qtr 4: 2059.5775 | 8238.31 | 1
414067-Commercial-Globes (15 watt) 800-1099 Lumens | Com-Lighting-InGen_CFLratio0357_CFLscw-15w | System | Commercial | NON_res:DEER:Indoor_CFL_Ltg | TRUE |  |  | Lamp | ROB | 5.6841 | 0 | 0.9 | 0 | 0 | 4.7841 | 128 |  | kWh | 0.0279 | -0.38 | Commercial |  | Winter Only | [6 empty] | Small Boilers (<100 MMBtu/hr Heat Input):Uncontrolled | 3.3 | 0.54 | 0.54 | 0.54 |  |  | 0.76 | [7 empty] | 0% | 0% | 0% | 0 | 0 | 63.77 | 0 | 0 | 0 | 0 | 0 | 0 | 0 | 0 | 2015 Qtr 1: 15.9425; 2015 Qtr 2: 15.9425; 2015 Qtr 3: 15.9425; 2015 Qtr 4: 15.9425 | 63.77 | 1
414068-Commercial-Reflectors (18 watt) 800-1,099 Lumens | Com-Lighting-InGen_CFLratio0357_CFLscw-18w | System | Commercial | NON_res:DEER:Indoor_CFL_Ltg | TRUE |  |  | Lamp | RET | 3.11 | 0 | 1.2 | 0 | 0 | 1.91 | 158 |  | kWh | 0.0354 | -0.468 | Commercial |  | Winter Only | [6 empty] | Small Boilers (<100 MMBtu/hr Heat Input):Uncontrolled | 3.3 | 0.54 | 0.54 | 0.54 |  |  | 0.76 | [7 empty] | 0% | 0% | 0% | 0 | 0 | 205.27 | 0 | 0 | 0 | 0 | 0 | 0 | 0 | 0 | 2015 Qtr 1: 51.3175; 2015 Qtr 2: 51.3175; 2015 Qtr 3: 51.3175; 2015 Qtr 4: 51.3175 | 205.27 | 1
414069-Commercial-A-Lamp (15 watt) <1,100 Lumens | Com-Lighting-InGen_CFLratio0357_CFLscw-15w | System | Commercial | NON_res:DEER:Indoor_CFL_Ltg | TRUE |  |  | Lamp | ROB | 2.81 | 0 | 0.9 | 0 | 0 | 1.91 | 128 |  | kWh | 0.0279 | -0.38 | Commercial |  | Winter Only | [6 empty] | Small Boilers (<100 MMBtu/hr Heat Input):Uncontrolled | 3.3 | 0.54 | 0.54 | 0.54 |  |  | 0.76 | [7 empty] | 0% | 0% | 0% | 0 | 0 | 86.09 | 0 | 0 | 0 | 0 | 0 | 0 | 0 | 0 | 2015 Qtr 1: 21.5225; 2015 Qtr 2: 21.5225; 2015 Qtr 3: 21.5225; 2015 Qtr 4: 21.5225 | 86.09 | 1
414070-Commercial-A-Lamp (18 watt) <1,100 Lumens | Com-Lighting-InGen_CFLratio0357_CFLscw-18w | System | Commercial | NON_res:DEER:Indoor_CFL_Ltg | TRUE |  |  | Lamp | ROB | 2.81 | 0 | 1.5 | 0 | 0 | 1.31 | 153 |  | kWh | 0.0334 | -0.456 | Commercial |  | Winter Only | [6 empty] | Small Boilers (<100 MMBtu/hr Heat Input):Uncontrolled | 3.3 | 0.54 | 0.54 | 0.54 |  |  | 0.76 | [7 empty] | 0% | 0% | 0% | 0 | 0 | 1982.07 | 0 | 0 | 0 | 0 | 0 | 0 | 0 | 0 | 2015 Qtr 1: 495.5175; 2015 Qtr 2: 495.5175; 2015 Qtr 3: 495.5175; 2015 Qtr 4: 495.5175 | 1982.07 | 1
414072-Commercial-Reflectors (20 watt) 800-1,099 Lumens | Com-Lighting-InGen_CFLratio0357_CFLscw-20w | System | Commercial | NON_res:DEER:Indoor_CFL_Ltg | TRUE |  |  | Lamp | RET | 3.11 | 0 | 1.5 | 0 | 0 | 1.61 | 176 |  | kWh | 0.0393 | -0.52 | Commercial |  | Winter Only | [6 empty] | Small Boilers (<100 MMBtu/hr Heat Input):Uncontrolled | 3.3 | 0.54 | 0.54 | 0.54 |  |  | 0.76 | [7 empty] | 0% | 0% | 0% | 0 | 0 | 29.46 | 0 | 0 | 0 | 0 | 0 | 0 | 0 | 0 | 2015 Qtr 1: 7.365; 2015 Qtr 2: 7.365; 2015 Qtr 3: 7.365; 2015 Qtr 4: 7.365 | 29.46 | 1
414073-Commercial-Reflectors (23 watt) 1,100-1,599 Lumens | Com-Lighting-InGen_CFLratio0357_CFLscw-23w | System | Commercial | NON_res:DEER:Indoor_CFL_Ltg | TRUE |  |  | Lamp | RET | 4.89 | 0 | 1.5 | 0 | 0 | 3.39 | 202 |  | kWh | 0.0452 | -0.599 | Commercial |  | Winter Only | [6 empty] | Small Boilers (<100 MMBtu/hr Heat Input):Uncontrolled | 3.3 | 0.54 | 0.54 | 0.54 |  |  | 0.76 | [7 empty] | 0% | 0% | 0% | 0 | 0 | 1614.19 | 0 | 0 | 0 | 0 | 0 | 0 | 0 | 0 | 2015 Qtr 1: 403.5475; 2015 Qtr 2: 403.5475; 2015 Qtr 3: 403.5475; 2015 Qtr 4: 403.5475 | 1614.19 | 1
414076-Commercial-A-Lamp (14 watt) >=800 Lumens | Com-Lighting-InGen_CFLratio0357_CFLscw-14w | System | Commercial | NON_res:DEER:Indoor_CFL_Ltg | TRUE |  |  | Lamp | ROB | 2.81 | 0 | 1.2 | 0 | 0 | 1.61 | 119 |  | kWh | 0.026 | -0.355 | Commercial |  | Winter Only | [6 empty] | Small Boilers (<100 MMBtu/hr Heat Input):Uncontrolled | 3.3 | 0.54 | 0.54 | 0.54 |  |  | 0.76 | [7 empty] | 0% | 0% | 0% | 0 | 0 | 10382.03 | 0 | 0 | 0 | 0 | 0 | 0 | 0 | 0 | 2015 Qtr 1: 2595.5075; 2015 Qtr 2: 2595.5075; 2015 Qtr 3: 2595.5075; 2015 Qtr 4: 2595.5075 | 10382.03 | 1
414077-Com-Reflectors (15 watt) 800-1,099 Lumens | Com-Lighting-InGen_CFLratio0357_CFLscw-15w | System | Residential | res:DEER:Indoor_CFL_Ltg | TRUE |  |  | Lamp | RET | 3.11 | 0 | 1.5 | 0 | 0 | 1.61 | 132 |  | kWh | 0.0295 | -0.39 | Residential |  | Winter Only | [6 empty] | Residential Furnaces (<0.3):Uncontrolled | 3.3 | 0.54 | 0.54 | 0.54 |  |  | 0.76 | [7 empty] | 0% | 0% | 0% | 0 | 0 | 1551.21 | 0 | 0 | 0 | 0 | 0 | 0 | 0 | 0 | 2015 Qtr 1: 387.8025; 2015 Qtr 2: 387.8025; 2015 Qtr 3: 387.8025; 2015 Qtr 4: 387.8025 | 1551.21 | 1
414079-Commercial-A-Lamp (<=12 watt) <800 Lumens | Com-Lighting-InGen_CFLratio0357_CFLscw-11w | System | Commercial | NON_res:DEER:Indoor_CFL_Ltg | TRUE |  |  | Lamp | ROB | 2.81 | 0 | 1.2 | 0 | 0 | 1.61 | 93.7 |  | kWh | 0.0204 | -0.279 | Commercial |  | Winter Only | [6 empty] | Small Boilers (<100 MMBtu/hr Heat Input):Uncontrolled | 3.3 | 0.54 | 0.54 | 0.54 |  |  | 0.76 | [7 empty] | 0% | 0% | 0% | 0 | 0 | 602.35 | 0 | 0 | 0 | 0 | 0 | 0 | 0 | 0 | 2015 Qtr 1: 150.5875; 2015 Qtr 2: 150.5875; 2015 Qtr 3: 150.5875; 2015 Qtr 4: 150.5875 | 602.35 | 1
414080-Globes (14 watt) 800-1099 Lumens | Res-Lighting-InGen_CFLratio0347_CFLscw-14w | System | Residential | res:DEER:Indoor_CFL_Ltg | TRUE |  |  | Lamp | ROB | 3.11 | 0 | 1.5 | 0 | 0 | 1.61 | 19.3 |  | kWh | 0.002 | -0.329 | Residential |  | Winter Only | [6 empty] | Residential Furnaces (<0.3):Uncontrolled | 6.6 | 0.54 | 0.54 | 0.54 |  |  | 0.67 | [7 empty] | 0% | 0% | 0% | 0 | 0 | 10690.27 | 0 | 0 | 0 | 0 | 0 | 0 | 0 | 0 | 2015 Qtr 1: 2672.5675; 2015 Qtr 2: 2672.5675; 2015 Qtr 3: 2672.5675; 2015 Qtr 4: 2672.5675 | 10690.27 | 1
414081-Reflectors (16 watt) 800-1,099 Lumens | Res-Lighting-InGen_CFLratio0409_CFLscw-Refl-16w | System | Residential | res:DEER:Indoor_CFL_Ltg | TRUE |  |  | Lamp | ROB | 3.11 | 0 | 1.5 | 0 | 0 | 1.61 | 27.6 |  | kWh | 0.00286 | -0.471 | Residential |  | Winter Only | [6 empty] | Residential Furnaces (<0.3):Uncontrolled | 6.6 | 0.54 | 0.54 | 0.54 |  |  | 0.67 | [7 empty] | 0% | 0% | 0% | 0 | 0 | 656.71 | 0 | 0 | 0 | 0 | 0 | 0 | 0 | 0 | 2015 Qtr 1: 164.1775; 2015 Qtr 2: 164.1775; 2015 Qtr 3: 164.1775; 2015 Qtr 4: 164.1775 | 656.71 | 1
414084-Screw-in CFL (32 watt) >=2,001 Lumens | Res-Lighting-InGen_CFLratio0347_CFLscw-32w | System | Residential | res:DEER:Indoor_CFL_Ltg | TRUE |  |  | Lamp | ROB | 6.9957 | 0 | 1.5 | 0 | 0 | 5.4957 | 44.2 |  | kWh | 0.00457 | -0.753 | Residential |  | Winter Only | [6 empty] | Residential Furnaces (<0.3):Uncontrolled | 6.6 | 0.54 | 0.54 | 0.54 |  |  | 0.67 | [7 empty] | 0% | 0% | 0% | 0 | 0 | 2396.81 | 0 | 0 | 0 | 0 | 0 | 0 | 0 | 0 | 2015 Qtr 1: 599.2025; 2015 Qtr 2: 599.2025; 2015 Qtr 3: 599.2025; 2015 Qtr 4: 599.2025 | 2396.81 | 1
414085-38-42W Bare Spiral CFL >1600 lumens | Res-Lighting-InGen_CFLratio0347_CFLscw-32w | System | Residential | res:DEER:Indoor_CFL_Ltg | TRUE |  |  | Lamp | ROB | 8.7405 | 0 | 1.5 | 0 | 0 | 7.2405 | 44.2 |  | kWh | 0.00457 | -0.753 | Residential |  | Winter Only | [6 empty] | Residential Furnaces (<0.3):Uncontrolled | 9.2421 | 0.54 | 0.54 | 0.54 |  |  | 0.67 | [7 empty] | 0% | 0% | 0% | 0 | 0 | 62.26 | 0 | 0 | 0 | 0 | 0 | 0 | 0 | 0 | 2015 Qtr 1: 15.565; 2015 Qtr 2: 15.565; 2015 Qtr 3: 15.565; 2015 Qtr 4: 15.565 | 62.26 | 1
414086-Screw-in CFL (>39 watt) <1,600 Lumens | Res-Lighting-InGen_CFLratio0347_CFLscw-42w | System | Residential | res:DEER:Indoor_CFL_Ltg | TRUE |  |  | Lamp | ROB | 8.7405 | 0 | 1.9 | 0 | 0 | 6.8405 | 58 |  | kWh | 0.006 | -0.988 | Residential |  | Winter Only | [6 empty] | Residential Furnaces (<0.3):Uncontrolled | 6.6 | 0.54 | 0.54 | 0.54 |  |  | 0.67 | [7 empty] | 0% | 0% | 0% | 0 | 0 | 34.74 | 0 | 0 | 0 | 0 | 0 | 0 | 0 | 0 | 2015 Qtr 1: 8.685; 2015 Qtr 2: 8.685; 2015 Qtr 3: 8.685; 2015 Qtr 4: 8.685 | 34.74 | 1
414097-39 - 42 Watt Fixture CFL - Interior | Res-Lighting-InGen_CFLratio0353_CFLfixt-40W | System | Residential | res:DEER:Indoor_CFL_Ltg | TRUE |  |  | Lamp | ROB | 27.88 | 0 | 1.9 | 0 | 0 | 25.98 | 56.5 |  | kWh | 0.00585 | -0.964 | Residential |  | Winter Only | [6 empty] | Residential Furnaces (<0.3):Uncontrolled | 16 | 0.55 | 0.55 | 0.55 | [10 empty] | 0% | 0% | 0% | 0 | 0 | 1.97 | 0 | 0 | 0 | 0 | 0 | 0 | 0 | 0 | 2015 Qtr 1: 0.4925; 2015 Qtr 2: 0.4925; 2015 Qtr 3: 0.4925; 2015 Qtr 4: 0.4925 | 1.97 | 1
446749-LED Screw-in PAR20 7 Watt | WPSDGENRLG0106-Rev03-Msr146 | System | Residential | res:DEER:Indoor_CFL_Ltg | TRUE |  |  | Lamp | ROB | 24.44 | 0 | 1.9 | 0 | 0 | 22.54 | 14.4705 |  | kWh | 0.0014978 | -0.24669 | Residential |  | Winter Only | [6 empty] | Residential Furnaces (<0.3):Uncontrolled | 16 | 0.55 | 0.55 | 0.55 | [10 empty] | 0% | 0% | 0% | 0 | 0 | 9637.69 | 0 | 0 | 0 | 0 | 0 | 0 | 0 | 0 | 2015 Qtr 1: 2409.4225; 2015 Qtr 2: 2409.4225; 2015 Qtr 3: 2409.4225; 2015 Qtr 4: 2409.4225 | 9637.69 | 1
446751-LED Screw-in PAR20 9 watt | WPSDGENRLG0106-Rev03-Msr148 | System | Residential | res:DEER:Indoor_CFL_Ltg | TRUE |  |  | Lamp | ROB | 24.44 | 0 | 10 | 0 | 0 | 14.44 | 18.6049 |  | kWh | 0.0019258 | -0.31717 | Residential |  | Winter Only | [6 empty] | Residential Furnaces (<0.3):Uncontrolled | 16 | 0.55 | 0.55 | 0.55 | [10 empty] | 0% | 0% | 0% | 0 | 0 | 27857.88 | 0 | 0 | 0 | 0 | 0 | 0 | 0 | 0 | 2015 Qtr 1: 6964.47; 2015 Qtr 2: 6964.47; 2015 Qtr 3: 6964.47; 2015 Qtr 4: 6964.47 | 27857.88 | 1
446761-LED Screw-in R30 11 Watt | WPSDGENRLG0106-Rev03-Msr158 | System | Residential | res:DEER:Indoor_CFL_Ltg | TRUE |  |  | Lamp | ROB | 26.91 | 0 | 10 | 0 | 0 | 16.91 | 18.9904 |  | kWh | 0.0019657 | -0.32375 | Residential |  | Winter Only | [6 empty] | Residential Furnaces (<0.3):Uncontrolled | 16 | 0.55 | 0.55 | 0.55 | [10 empty] | 0% | 0% | 0% | 0 | 0 | 184.17 | 0 | 0 | 0 | 0 | 0 | 0 | 0 | 0 | 2015 Qtr 1: 46.0425; 2015 Qtr 2: 46.0425; 2015 Qtr 3: 46.0425; 2015 Qtr 4: 46.0425 | 184.17 | 1
446762-LED Screw-in R30 12 Watt | WPSDGENRLG0106-Rev03-Msr159 | System | Residential | res:DEER:Indoor_CFL_Ltg | TRUE |  |  | Lamp | ROB | 26.91 | 0 | 10 | 0 | 0 | 16.91 | 20.7168 |  | kWh | 0.0021444 | -0.35318 | Residential |  | Winter Only | [6 empty] | Residential Furnaces (<0.3):Uncontrolled | 16 | 0.55 | 0.55 | 0.55 | [10 empty] | 0% | 0% | 0% | 0 | 0 | 368.34 | 0 | 0 | 0 | 0 | 0 | 0 | 0 | 0 | 2015 Qtr 1: 92.085; 2015 Qtr 2: 92.085; 2015 Qtr 3: 92.085; 2015 Qtr 4: 92.085 | 368.34 | 1
446764-LED Screw-in R30 14 Watt | WPSDGENRLG0106-Rev03-Msr161 | System | Residential | res:DEER:Indoor_CFL_Ltg | TRUE |  |  | Lamp | ROB | 26.91 | 0 | 10 | 0 | 0 | 16.91 | 24.1696 |  | kWh | 0.0025018 | -0.41204 | Residential |  | Winter Only | [6 empty] | Residential Furnaces (<0.3):Uncontrolled | 16 | 0.55 | 0.55 | 0.55 | [10 empty] | 0% | 0% | 0% | 0 | 0 | 7878.59 | 0 | 0 | 0 | 0 | 0 | 0 | 0 | 0 | 2015 Qtr 1: 1969.6475; 2015 Qtr 2: 1969.6475; 2015 Qtr 3: 1969.6475; 2015 Qtr 4: 1969.6475 | 7878.59 | 1
446800-LED Screw-in PAR30 15 Watt | WPSDGENRLG0106-Rev03-Msr059 | System | Residential | res:DEER:Indoor_CFL_Ltg | TRUE |  |  | Lamp | ROB | 26.91 | 0 | 10 | 0 | 0 | 16.91 | 20.281 |  | kWh | 0.0020993 | -0.34575 | Residential |  | Winter Only | [6 empty] | Residential Furnaces (<0.3):Uncontrolled | 16 | 0.55 | 0.55 | 0.55 | [10 empty] | 0% | 0% | 0% | 0 | 0 | 12296.66 | 0 | 0 | 0 | 0 | 0 | 0 | 0 | 0 | 2015 Qtr 1: 3074.165; 2015 Qtr 2: 3074.165; 2015 Qtr 3: 3074.165; 2015 Qtr 4: 3074.165 | 12296.66 | 1
446813-LED Screw-in PAR38 17 Watt | WPSDGENRLG0106-Rev03-Msr075 | System | Residential | res:DEER:Indoor_CFL_Ltg | TRUE |  |  | Lamp | ROB | 35.17 | 0 | 10 | 0 | 0 | 25.17 | 26.6893 |  | kWh | 0.0027626 | -0.455 | Residential |  | Winter Only | [6 empty] | Residential Furnaces (<0.3):Uncontrolled | 16 | 0.55 | 0.55 | 0.55 | [10 empty] | 0% | 0% | 0% | 0 | 0 | 3165.59 | 0 | 0 | 0 | 0 | 0 | 0 | 0 | 0 | 2015 Qtr 1: 791.3975; 2015 Qtr 2: 791.3975; 2015 Qtr 3: 791.3975; 2015 Qtr 4: 791.3975 | 3165.59 | 1
461841-LED Screw-in PAR38 20 Watt | WPSDGENRLG0106-Rev03-Msr079 | System | Residential | res:DEER:Indoor_CFL_Ltg | TRUE |  |  | Lamp | ROB | 36.38 | 0 | 10 | 0 | 0 | 26.38 | 31.3992 |  | kWh | 0.0032501 | -0.53529 | Residential |  | Winter Only | [6 empty] | Residential Furnaces (<0.3):Uncontrolled | 16 | 0.55 | 0.55 | 0.55 | [10 empty] | 0% | 0% | 0% | 0 | 0 | 9242.49 | 0 | 0 | 0 | 0 | 0 | 0 | 0 | 0 | 2015 Qtr 1: 2310.6225; 2015 Qtr 2: 2310.6225; 2015 Qtr 3: 2310.6225; 2015 Qtr 4: 2310.6225 | 9242.49 | 1
461845-LED Screw-in A-Lamp 12 Watt | WPSDGENRLG0106-Rev03-Msr096 | System | Residential | res:DEER:Indoor_CFL_Ltg | TRUE |  |  | Lamp | ROB | 16.65 | 0 | 10 | 0 | 0 | 6.65 | 13.1407 |  | kWh | 0.0013602 | -0.22402 | Residential |  | Winter Only | [6 empty] | Residential Furnaces (<0.3):Uncontrolled | 16 | 0.55 | 0.55 | 0.55 | [10 empty] | 0% | 0% | 0% | 0 | 0 | 14748.52 | 0 | 0 | 0 | 0 | 0 | 0 | 0 | 0 | 2015 Qtr 1: 3687.13; 2015 Qtr 2: 3687.13; 2015 Qtr 3: 3687.13; 2015 Qtr 4: 3687.13 | 14748.52 | 1
461846-LED Recessed Downlight/Retrofit 9 Watt | WPSDGENRLG0106-Rev03-Msr037 | System | Residential | res:DEER:Indoor_CFL_Ltg | TRUE |  |  | Fixture | ROB | 20.86 | 0 | 10 | 0 | 0 | 10.86 | 12.2189 |  | kWh | 0.0012648 | -0.20831 | Residential |  | Winter Only | [6 empty] | Residential Furnaces (<0.3):Uncontrolled | 16 | 0.55 | 0.55 | 0.55 | [10 empty] | 0% | 0% | 0% | 0 | 0 | 7970.35 | 0 | 0 | 0 | 0 | 0 | 0 | 0 | 0 | 2015 Qtr 1: 1992.5875; 2015 Qtr 2: 1992.5875; 2015 Qtr 3: 1992.5875; 2015 Qtr 4: 1992.5875 | 7970.35 | 1
461847-LED Recessed Downlight 10 Watt | WPSDGENRLG0106-Rev03-Msr038 | System | Residential | res:DEER:Indoor_CFL_Ltg | TRUE |  |  | Fixture | ROB | 20.86 | 0 | 10 | 0 | 0 | 10.86 | 13.5765 |  | kWh | 0.0014053 | -0.23145 | Residential |  | Winter Only | [6 empty] | Residential Furnaces (<0.3):Uncontrolled | 16 | 0.55 | 0.55 | 0.55 | [10 empty] | 0% | 0% | 0% | 0 | 0 | 15839.11 | 0 | 0 | 0 | 0 | 0 | 0 | 0 | 0 | 2015 Qtr 1: 3959.7775; 2015 Qtr 2: 3959.7775; 2015 Qtr 3: 3959.7775; 2015 Qtr 4: 3959.7775 | 15839.11 | 1
461848-LED Recessed Downlight 11 Watt | WPSDGENRLG0106-Rev03-Msr039 | System | Residential | res:DEER:Indoor_CFL_Ltg | TRUE |  |  | Fixture | ROB | 20.86 | 0 | 10 | 0 | 0 | 10.86 | 14.9342 |  | kWh | 0.0015458 | -0.2546 | Residential |  | Winter Only | [6 empty] | Residential Furnaces (<0.3):Uncontrolled | 16 | 0.55 | 0.55 | 0.55 | [10 empty] | 0% | 0% | 0% | 0 | 0 | 181.55 | 0 | 0 | 0 | 0 | 0 | 0 | 0 | 0 | 2015 Qtr 1: 45.3875; 2015 Qtr 2: 45.3875; 2015 Qtr 3: 45.3875; 2015 Qtr 4: 45.3875 | 181.55 | 1
461850-LED Recessed Downlight 15 Watt | WPSDGENRLG0106-Rev03-Msr043 | System | Residential | res:DEER:Indoor_CFL_Ltg | TRUE |  |  | Fixture | ROB | 20.86 | 0 | 10 | 0 | 0 | 10.86 | 20.3648 |  | kWh | 0.0021079 | -0.34718 | Residential |  | Winter Only | [6 empty] | Residential Furnaces (<0.3):Uncontrolled | 16 | 0.55 | 0.55 | 0.55 | [10 empty] | 0% | 0% | 0% | 0 | 0 | 9.83 | 0 | 0 | 0 | 0 | 0 | 0 | 0 | 0 | 2015 Qtr 1: 2.4575; 2015 Qtr 2: 2.4575; 2015 Qtr 3: 2.4575; 2015 Qtr 4: 2.4575 | 9.83 | 1
421014-Faucet Aerator | WPSDGEREWH1012-Rev01-Msr001 | System | Residential | 19-RES-AllResidential-WAT_HEAT | TRUE |  |  | Aerator | ROB | 9.58 | 0 | 0 | 5.58 | 4 | 0 | 0 |  | kWh | 0 | 1.4967 | Residential |  | Annual | [6 empty] | Residential Furnaces (<0.3):Uncontrolled | 10 | 0.55 | 0.55 | 0.55 |  |  | 77% | [7 empty] | 0% | 0% | 0% | 0 | 0 | 4912 | 0 | 0 | 0 | 0 | 0 | 0 | 0 | 0 | 2015 Qtr 1: 1228; 2015 Qtr 2: 1228; 2015 Qtr 3: 1228; 2015 Qtr 4: 1228 | 4912 | 1
421015-Low Flow Showerheads | WPSDGEREWH1061A-Rev04-Msr001 | System | Residential | 19-RES-AllResidential-WAT_HEAT | TRUE |  |  | Showerhead | ROB | 38.95 | 0 | 0 | 15.5 | 23.45 | 3.5527e-15 | 0 |  | kWh | 0 | 7.4834 | Residential |  | Annual | [6 empty] | Residential Furnaces (<0.3):Uncontrolled | 10 | 0.55 | 0.55 | 0.55 |  |  | 76% | [7 empty] | 0% | 0% | 0% | 0 | 0 | 2413 | 0 | 0 | 0 | 0 | 0 | 0 | 0 | 0 | 2015 Qtr 1: 603.25; 2015 Qtr 2: 603.25; 2015 Qtr 3: 603.25; 2015 Qtr 4: 603.25 | 2413 | 1
421018-Int Energy Star Hardwire Fixture (30-36 Watt) | Res-Lighting-InGen_CFLratio0353_CFLfixt-32W | System | Residential | res:DEER:Indoor_CFL_Ltg | TRUE |  |  | Lamp | ROB | 53.41 | 0 | 0 | 27.14 | 26.27 | 0 | 47.9 |  | kWh | 0.00506 | -0.7 | Residential |  | Winter Only | [6 empty] | Residential Furnaces (<0.3):Uncontrolled | 9.24 | 0.55 | 0.55 | 0.55 | [10 empty] | 0% | 0% | 0% | 0 | 0 | 5125 | 0 | 0 | 0 | 0 | 0 | 0 | 0 | 0 | 2015 Qtr 1: 1281.25; 2015 Qtr 2: 1281.25; 2015 Qtr 3: 1281.25; 2015 Qtr 4: 1281.25 | 5125 | 1
421019-Ext Energy Star Hardwire Fixture (18 Watt) | Res-Lighting-OutGen_CFLratio0407_CFLfixt-18W | System | Residential | res:DEER:Indoor_CFL_Ltg | TRUE |  |  | Lamp | RET | 54.38 | 0 | 0 | 28.11 | 26.27 | 3.5527e-15 | 69 |  | kWh | 0 | 0 | Residential |  | Winter Only | [6 empty] | Residential Furnaces (<0.3):Uncontrolled | 9.24 | 0.55 | 0.55 | 0.55 | [10 empty] | 0% | 0% | 0% | 0 | 0 | 3109 | 0 | 0 | 0 | 0 | 0 | 0 | 0 | 0 | 2015 Qtr 1: 777.25; 2015 Qtr 2: 777.25; 2015 Qtr 3: 777.25; 2015 Qtr 4: 777.25 | 3109 | 1
421023-Duct Test and Seal 1976-1994 | Res-DuctSeal-MedToLow-wtd | System | Residential | res:DEER:HVAC_Duct_Sealing | TRUE |  |  | Unit | RET | 237.3 | 0 | 0 | 145.3 | 92 | 0 | 195 |  | kWh | 0.203 | 17.1 | Residential |  | Winter Only | [6 empty] | Residential Furnaces (<0.3):Uncontrolled | 18 | 0.55 | 0.55 | 0.55 |  |  | 41% | [7 empty] | 0% | 0% | 0% | 0 | 0 | 3120 | 0 | 0 | 0 | 0 | 0 | 0 | 0 | 0 | 2015 Qtr 1: 780; 2015 Qtr 2: 780; 2015 Qtr 3: 780; 2015 Qtr 4: 780 | 3120 | 1
421024-Duct Test and Seal 1995-2005 | Res-DuctSeal-MedToLow-wtd | System | Residential | res:DEER:HVAC_Duct_Sealing | TRUE |  |  | Unit | RET | 237.3 | 0 | 0 | 145.3 | 92 | 0 | 195 |  | kWh | 0.203 | 17.1 | Residential |  | Winter Only | [6 empty] | Residential Furnaces (<0.3):Uncontrolled | 18 | 0.55 | 0.55 | 0.55 |  |  | 41% | [7 empty] | 0% | 0% | 0% | 0 | 0 | 6438 | 0 | 0 | 0 | 0 | 0 | 0 | 0 | 0 | 2015 Qtr 1: 1609.5; 2015 Qtr 2: 1609.5; 2015 Qtr 3: 1609.5; 2015 Qtr 4: 1609.5 | 6438 | 1
421025-AC Diagnostic, Repair and Tune-up 1976-1994 | Res-RefrigCharge-wtd | System | Residential | res:DEER:HVAC_Refrig_Charge | TRUE |  |  | Unit | RET | 131.14 | 0 | 0 | 86.14 | 45 | 0 | 55.4 |  | kWh | 0.0821 | -0.0503 | Residential |  | Winter Only | [6 empty] | Residential Furnaces (<0.3):Uncontrolled | 10 | 0.55 | 0.55 | 0.55 | [10 empty] | 0% | 0% | 0% | 0 | 0 | 725 | 0 | 0 | 0 | 0 | 0 | 0 | 0 | 0 | 2015 Qtr 1: 181.25; 2015 Qtr 2: 181.25; 2015 Qtr 3: 181.25; 2015 Qtr 4: 181.25 | 725 | 1
421026-AC Diagnostic, Repair and Tune-up 1995-2005 | Res-RefrigCharge-wtd | System | Residential | res:DEER:HVAC_Refrig_Charge | TRUE |  |  | Unit | RET | 131.14 | 0 | 0 | 86.14 | 45 | 0 | 137 |  | kWh | 0.171 | -0.00921 | Residential |  | Winter Only | [6 empty] | Residential Furnaces (<0.3):Uncontrolled | 10 | 0.55 | 0.55 | 0.55 | [10 empty] | 0% | 0% | 0% | 0 | 0 | 1899 | 0 | 0 | 0 | 0 | 0 | 0 | 0 | 0 | 2015 Qtr 1: 474.75; 2015 Qtr 2: 474.75; 2015 Qtr 3: 474.75; 2015 Qtr 4: 474.75 | 1899 | 1
421028-Int. Energy Star CFL - 14 Watt | Res-Lighting-InGen_CFLratio0347_CFLscw-14w | System | Residential | res:DEER:Indoor_CFL_Ltg | TRUE |  |  | Lamp | ROB | 8.4 | 0 | 0 | 4.99 | 3.41 | 0 | 19.3 |  | kWh | 0.002 | -0.329 | Residential |  | Winter Only | [6 empty] | Residential Furnaces (<0.3):Uncontrolled | 9.24 | 0.55 | 0.55 | 0.55 | [10 empty] | 0% | 0% | 0% | 0 | 0 | 1200 | 0 | 0 | 0 | 0 | 0 | 0 | 0 | 0 | 2015 Qtr 1: 300; 2015 Qtr 2: 300; 2015 Qtr 3: 300; 2015 Qtr 4: 300 | 1200 | 1
421029-Int. Energy Star CFL - 23 Watt | Res-Lighting-InGen_CFLratio0347_CFLscw-23w | System | Residential | res:DEER:Indoor_CFL_Ltg | TRUE |  |  | Lamp | ROB | 10.68 | 0 | 0 | 5.99 | 4.69 | 0 | 31.7 |  | kWh | 0.00329 | -0.541 | Residential |  | Winter Only | [6 empty] | Residential Furnaces (<0.3):Uncontrolled | 9.24 | 0.55 | 0.55 | 0.55 | [10 empty] | 0% | 0% | 0% | 0 | 0 | 3965 | 0 | 0 | 0 | 0 | 0 | 0 | 0 | 0 | 2015 Qtr 1: 991.25; 2015 Qtr 2: 991.25; 2015 Qtr 3: 991.25; 2015 Qtr 4: 991.25 | 3965 | 1
421030-Ext. Energy Star CFL - 13 Watt | Res-Lighting-OutGen_CFLratio0407_CFLscw-13w | System | Residential | res:DEER:Indoor_CFL_Ltg | TRUE |  |  | Lamp | RET | 8.4 | 0 | 0 | 4.99 | 3.41 | 0 | 49.8 |  | kWh | 0 | 0 | Residential |  | Winter Only | [6 empty] | Residential Furnaces (<0.3):Uncontrolled | 9.24 | 0.55 | 0.55 | 0.55 | [10 empty] | 0% | 0% | 0% | 0 | 0 | 67 | 0 | 0 | 0 | 0 | 0 | 0 | 0 | 0 | 2015 Qtr 1: 16.75; 2015 Qtr 2: 16.75; 2015 Qtr 3: 16.75; 2015 Qtr 4: 16.75 | 67 | 1
421031-Ext. Energy Star CFL - 23 Watt | Res-Lighting-OutGen_CFLratio0407_CFLscw-23w | System | Residential | res:DEER:Indoor_CFL_Ltg | TRUE |  |  | Lamp | RET | 10.68 | 0 | 0 | 5.99 | 4.69 | 0 | 88.2 |  | kWh | 0 | 0 | Residential |  | Winter Only | [6 empty] | Residential Furnaces (<0.3):Uncontrolled | 9.24 | 0.55 | 0.55 | 0.55 | [10 empty] | 0% | 0% | 0% | 0 | 0 | 25 | 0 | 0 | 0 | 0 | 0 | 0 | 0 | 0 | 2015 Qtr 1: 6.25; 2015 Qtr 2: 6.25; 2015 Qtr 3: 6.25; 2015 Qtr 4: 6.25 | 25 | 1
421034-255009-Interior Energy Star CFL Common 14 & 15 watt | Res-Lighting-InGen_CFLratio0347_CFLscw-14w | System | Residential | res:DEER:Indoor_CFL_Ltg | TRUE |  |  | Lamp | ROB | 8.4 | 0 | 0 | 4.99 | 3.41 | 0 | 19.3 |  | kWh | 0.002 | -0.329 | Residential |  | Winter Only | [6 empty] | Residential Furnaces (<0.3):Uncontrolled | 6.6 | 0.55 | 0.55 | 0.55 | [10 empty] | 0% | 0% | 0% | 0 | 0 | 226 | 0 | 0 | 0 | 0 | 0 | 0 | 0 | 0 | 2015 Qtr 1: 56.5; 2015 Qtr 2: 56.5; 2015 Qtr 3: 56.5; 2015 Qtr 4: 56.5 | 226 | 1
421040-Int CF Fixture Common (30-36 Watts) - Energy Star | Com-Lighting-InGen_CFLratio0353_CFLfixt-32W | System | Commercial | NON_res:DEER:Indoor_Non-CFL_Ltg | TRUE |  |  | Lamp | ROB | 53.41 | 0 | 0 | 27.14 | 26.27 | 0 | 268 |  | kWh | 0.0585 | -0.798 | Commercial |  | Winter Only | [6 empty] | Small Boilers (<100 MMBtu/hr Heat Input):Uncontrolled | 3.3 | 0.53 | 0.53 | 0.53 | [10 empty] | 0% | 0% | 0% | 0 | 0 | 76 | 0 | 0 | 0 | 0 | 0 | 0 | 0 | 0 | 2015 Qtr 1: 19; 2015 Qtr 2: 19; 2015 Qtr 3: 19; 2015 Qtr 4: 19 | 76 | 0
462281-Efficient Fan Control (EFC) No/AC | WPSDGEREHC0024-Rev00-Msr003 | System | Residential | res:DEER:HVAC_Eff_AC | TRUE |  |  | Unit | RET | 145 | 0 | 0 | 50 | 95 | 0 | -10.7928 |  | kWh | 0 | 21.6317 | Residential |  | Winter Only | [6 empty] | Residential Furnaces (<0.3):Uncontrolled | 11 | 0.55 | 0.55 | 0.55 | [10 empty] | 0% | 0% | 0% | 0 | 0 | 1000 | 0 | 0 | 0 | 0 | 0 | 0 | 0 | 0 | 2015 Qtr 1: 250; 2015 Qtr 2: 250; 2015 Qtr 3: 250; 2015 Qtr 4: 250 | 1000 | 0
462282-Efficient Fan Control (EFC) w/AC | WPSDGEREHC0024-Rev00-Msr002 | System | Residential | res:DEER:HVAC_Eff_AC | TRUE |  |  | Unit | RET | 145 | 0 | 0 | 50 | 95 | 0 | 507.9428 |  | kWh | 0.24 | 22.1782 | Residential |  | Winter Only | [6 empty] | Residential Furnaces (<0.3):Uncontrolled | 11 | 0.55 | 0.55 | 0.55 | [10 empty] | 0% | 0% | 0% | 0 | 0 | 2200 | 0 | 0 | 0 | 0 | 0 | 0 | 0 | 0 | 2015 Qtr 1: 550; 2015 Qtr 2: 550; 2015 Qtr 3: 550; 2015 Qtr 4: 550 | 2200 | 0
[15 empty] | 0 |  |  | #N/A | [26 empty] | 0% | 0% | 0% | 0 | 0 | 0 | 0 | 0 | 0 | 0 | 0 | 0 | 0 | 0 | [44 empty] | 0 | 0
[15 empty] | 0 |  |  | #N/A | [26 empty] | 0% | 0% | 0% | 0 | 0 | 0 | 0 | 0 | 0 | 0 | 0 | 0 | 0 | 0 | [44 empty] | 0 | 0
[15 empty] | 0 |  |  | #N/A | [26 empty] | 0% | 0% | 0% | 0 | 0 | 0 | 0 | 0 | 0 | 0 | 0 | 0 | 0 | 0 | [44 empty] | 0 | 0
[15 empty] | 0 |  |  | #N/A | [26 empty] | 0% | 0% | 0% | 0 | 0 | 0 | 0 | 0 | 0 | 0 | 0 | 0 | 0 | 0 | [44 empty] | 0 | 1
[15 empty] | 0 |  |  | #N/A | [26 empty] | 0% | 0% | 0% | 0 | 0 | 0 | 0 | 0 | 0 | 0 | 0 | 0 | 0 | 0 | [44 empty] | 0 | 1
[15 empty] | 0 |  |  | #N/A | [26 empty] | 0% | 0% | 0% | 0 | 0 | 0 | 0 | 0 | 0 | 0 | 0 | 0 | 0 | 0 | [44 empty] | 0 | 1
[15 empty] | 0 |  |  | #N/A | [26 empty] | 0% | 0% | 0% | 0 | 0 | 0 | 0 | 0 | 0 | 0 | 0 | 0 | 0 | 0 | [44 empty] | 0 | 1
[15 empty] | 0 |  |  | #N/A | [26 empty] | 0% | 0% | 0% | 0 | 0 | 0 | 0 | 0 | 0 | 0 | 0 | 0 | 0 | 0 | [44 empty] | 0 | 1
[15 empty] | 0 |  |  | #N/A | [26 empty] | 0% | 0% | 0% | 0 | 0 | 0 | 0 | 0 | 0 | 0 | 0 | 0 | 0 | 0 | [44 empty] | 0 | 1
[15 empty] | 0 |  |  | #N/A | [26 empty] | 0% | 0% | 0% | 0 | 0 | 0 | 0 | 0 | 0 | 0 | 0 | 0 | 0 | 0 | [44 empty] | 0 | 1
[15 empty] | 0 |  |  | #N/A | [26 empty] | 0% | 0% | 0% | 0 | 0 | 0 | 0 | 0 | 0 | 0 | 0 | 0 | 0 | 0 | [44 empty] | 0 | 1
[15 empty] | 0 |  |  | #N/A | [26 empty] | 0% | 0% | 0% | 0 | 0 | 0 | 0 | 0 | 0 | 0 | 0 | 0 | 0 | 0 | [44 empty] | 0 | 1
[15 empty] | 0 |  |  | #N/A | [26 empty] | 0% | 0% | 0% | 0 | 0 | 0 | 0 | 0 | 0 | 0 | 0 | 0 | 0 | 0 | [44 empty] | 0 | 1
[15 empty] | 0 |  |  | #N/A | [26 empty] | 0% | 0% | 0% | 0 | 0 | 0 | 0 | 0 | 0 | 0 | 0 | 0 | 0 | 0 | [44 empty] | 0 | 1
[15 empty] | 0 |  |  | #N/A | [26 empty] | 0% | 0% | 0% | 0 | 0 | 0 | 0 | 0 | 0 | 0 | 0 | 0 | 0 | 0 | [44 empty] | 0 | 1
[15 empty] | 0 |  |  | #N/A | [26 empty] | 0% | 0% | 0% | 0 | 0 | 0 | 0 | 0 | 0 | 0 | 0 | 0 | 0 | 0 | [44 empty] | 0 | 0
[15 empty] | 0 |  |  | #N/A | [26 empty] | 0% | 0% | 0% | 0 | 0 | 0 | 0 | 0 | 0 | 0 | 0 | 0 | 0 | 0 | [44 empty] | 0 | 0
[15 empty] | 0 |  |  | #N/A | [26 empty] | 0% | 0% | 0% | 0 | 0 | 0 | 0 | 0 | 0 | 0 | 0 | 0 | 0 | 0 | [44 empty] | 0 | 0
[15 empty] | 0 |  |  | #N/A | [26 empty] | 0% | 0% | 0% | 0 | 0 | 0 | 0 | 0 | 0 | 0 | 0 | 0 | 0 | 0 | [44 empty] | 0 | 0
[15 empty] | 0 |  |  | #N/A | [26 empty] | 0% | 0% | 0% | 0 | 0 | 0 | 0 | 0 | 0 | 0 | 0 | 0 | 0 | 0 | [44 empty] | 0 | 0
[15 empty] | 0 |  |  | #N/A | [26 empty] | 0% | 0% | 0% | 0 | 0 | 0 | 0 | 0 | 0 | 0 | 0 | 0 | 0 | 0 | [44 empty] | 0 | 0
[15 empty] | 0 |  |  | #N/A | [26 empty] | 0% | 0% | 0% | 0 | 0 | 0 | 0 | 0 | 0 | 0 | 0 | 0 | 0 | 0 | [44 empty] | 0 | 1
[15 empty] | 0 |  |  | #N/A | [26 empty] | 0% | 0% | 0% | 0 | 0 | 0 | 0 | 0 | 0 | 0 | 0 | 0 | 0 | 0 | [44 empty] | 0 | 1
[15 empty] | 0 |  |  | #N/A | [26 empty] | 0% | 0% | 0% | 0 | 0 | 0 | 0 | 0 | 0 | 0 | 0 | 0 | 0 | 0 | [44 empty] | 0 | 1
[15 empty] | 0 |  |  | #N/A | [26 empty] | 0% | 0% | 0% | 0 | 0 | 0 | 0 | 0 | 0 | 0 | 0 | 0 | 0 | 0 | [44 empty] | 0 | 1
[15 empty] | 0 |  |  | #N/A | [26 empty] | 0% | 0% | 0% | 0 | 0 | 0 | 0 | 0 | 0 | 0 | 0 | 0 | 0 | 0 | [44 empty] | 0 | 0
[15 empty] | 0 |  |  | #N/A | [26 empty] | 0% | 0% | 0% | 0 | 0 | 0 | 0 | 0 | 0 | 0 | 0 | 0 | 0 | 0 | [44 empty] | 0 | 0
[15 empty] | 0 |  |  | #N/A | [26 empty] | 0% | 0% | 0% | 0 | 0 | 0 | 0 | 0 | 0 | 0 | 0 | 0 | 0 | 0 | [44 empty] | 0 | 1
[15 empty] | 0 |  |  | #N/A | [26 empty] | 0% | 0% | 0% | 0 | 0 | 0 | 0 | 0 | 0 | 0 | 0 | 0 | 0 | 0 | [44 empty] | 0 | 1
[15 empty] | 0 |  |  | #N/A | [26 empty] | 0% | 0% | 0% | 0 | 0 | 0 | 0 | 0 | 0 | 0 | 0 | 0 | 0 | 0 | [44 empty] | 0 | 1
[15 empty] | 0 |  |  | #N/A | [26 empty] | 0% | 0% | 0% | 0 | 0 | 0 | 0 | 0 | 0 | 0 | 0 | 0 | 0 | 0 | [44 empty] | 0 | 1
[15 empty] | 0 |  |  | #N/A | [26 empty] | 0% | 0% | 0% | 0 | 0 | 0 | 0 | 0 | 0 | 0 | 0 | 0 | 0 | 0 | [44 empty] | 0 | 1
[15 empty] | 0 |  |  | #N/A | [26 empty] | 0% | 0% | 0% | 0 | 0 | 0 | 0 | 0 | 0 | 0 | 0 | 0 | 0 | 0 | [44 empty] | 0 | 1
[15 empty] | 0 |  |  | #N/A | [26 empty] | 0% | 0% | 0% | 0 | 0 | 0 | 0 | 0 | 0 | 0 | 0 | 0 | 0 | 0 | [44 empty] | 0 | 1
[15 empty] | 0 |  |  | #N/A | [26 empty] | 0% | 0% | 0% | 0 | 0 | 0 | 0 | 0 | 0 | 0 | 0 | 0 | 0 | 0 | [44 empty] | 0 | 1
[15 empty] | 0 |  |  | #N/A | [26 empty] | 0% | 0% | 0% | 0 | 0 | 0 | 0 | 0 | 0 | 0 | 0 | 0 | 0 | 0 | [44 empty] | 0 | 1
[15 empty] | 0 |  |  | #N/A | [26 empty] | 0% | 0% | 0% | 0 | 0 | 0 | 0 | 0 | 0 | 0 | 0 | 0 | 0 | 0 | [44 empty] | 0 | 1
[15 empty] | 0 |  |  | #N/A | [26 empty] | 0% | 0% | 0% | 0 | 0 | 0 | 0 | 0 | 0 | 0 | 0 | 0 | 0 | 0 | [44 empty] | 0 | 1
[15 empty] | 0 |  |  | #N/A | [26 empty] | 0% | 0% | 0% | 0 | 0 | 0 | 0 | 0 | 0 | 0 | 0 | 0 | 0 | 0 | [44 empty] | 0 | 1
[15 empty] | 0 |  |  | #N/A | [26 empty] | 0% | 0% | 0% | 0 | 0 | 0 | 0 | 0 | 0 | 0 | 0 | 0 | 0 | 0 | [44 empty] | 0 | 1
[15 empty] | 0 |  |  | #N/A | [26 empty] | 0% | 0% | 0% | 0 | 0 | 0 | 0 | 0 | 0 | 0 | 0 | 0 | 0 | 0 | [44 empty] | 0 | 1
[15 empty] | 0 |  |  | #N/A | [26 empty] | 0% | 0% | 0% | 0 | 0 | 0 | 0 | 0 | 0 | 0 | 0 | 0 | 0 | 0 | [44 empty] | 0 | 1
[15 empty] | 0 |  |  | #N/A | [26 empty] | 0% | 0% | 0% | 0 | 0 | 0 | 0 | 0 | 0 | 0 | 0 | 0 | 0 | 0 | [44 empty] | 0 | 1
[15 empty] | 0 |  |  | #N/A | [26 empty] | 0% | 0% | 0% | 0 | 0 | 0 | 0 | 0 | 0 | 0 | 0 | 0 | 0 | 0 | [44 empty] | 0 | 1
[15 empty] | 0 |  |  | #N/A | [26 empty] | 0% | 0% | 0% | 0 | 0 | 0 | 0 | 0 | 0 | 0 | 0 | 0 | 0 | 0 | [44 empty] | 0 | 1
[15 empty] | 0 |  |  | #N/A | [26 empty] | 0% | 0% | 0% | 0 | 0 | 0 | 0 | 0 | 0 | 0 | 0 | 0 | 0 | 0 | [44 empty] | 0 | 1
[15 empty] | 0 |  |  | #N/A | [26 empty] | 0% | 0% | 0% | 0 | 0 | 0 | 0 | 0 | 0 | 0 | 0 | 0 | 0 | 0 | [44 empty] | 0 | 1
[15 empty] | 0 |  |  | #N/A | [26 empty] | 0% | 0% | 0% | 0 | 0 | 0 | 0 | 0 | 0 | 0 | 0 | 0 | 0 | 0 | [44 empty] | 0 | 1
[15 empty] | 0 |  |  | #N/A | [26 empty] | 0% | 0% | 0% | 0 | 0 | 0 | 0 | 0 | 0 | 0 | 0 | 0 | 0 | 0 | [44 empty] | 0 | 1
[15 empty] | 0 |  |  | #N/A | [26 empty] | 0% | 0% | 0% | 0 | 0 | 0 | 0 | 0 | 0 | 0 | 0 | 0 | 0 | 0 | [44 empty] | 0 | 1
[15 empty] | 0 |  |  | #N/A | [26 empty] | 0% | 0% | 0% | 0 | 0 | 0 | 0 | 0 | 0 | 0 | 0 | 0 | 0 | 0 | [44 empty] | 0 | 1
[15 empty] | 0 |  |  | #N/A | [26 empty] | 0% | 0% | 0% | 0 | 0 | 0 | 0 | 0 | 0 | 0 | 0 | 0 | 0 | 0 | [44 empty] | 0 | 1
[15 empty] | 0 |  |  | #N/A | [26 empty] | 0% | 0% | 0% | 0 | 0 | 0 | 0 | 0 | 0 | 0 | 0 | 0 | 0 | 0 | [44 empty] | 0 | 1
[15 empty] | 0 |  |  | #N/A | [26 empty] | 0% | 0% | 0% | 0 | 0 | 0 | 0 | 0 | 0 | 0 | 0 | 0 | 0 | 0 | [44 empty] | 0 | 1
[15 empty] | 0 |  |  | #N/A | [26 empty] | 0% | 0% | 0% | 0 | 0 | 0 | 0 | 0 | 0 | 0 | 0 | 0 | 0 | 0 | [44 empty] | 0 | 1
[15 empty] | 0 |  |  | #N/A | [26 empty] | 0% | 0% | 0% | 0 | 0 | 0 | 0 | 0 | 0 | 0 | 0 | 0 | 0 | 0 | [44 empty] | 0 | 0
[15 empty] | 0 |  |  | #N/A | [26 empty] | 0% | 0% | 0% | 0 | 0 | 0 | 0 | 0 | 0 | 0 | 0 | 0 | 0 | 0 | [44 empty] | 0 | 0
[15 empty] | 0 |  |  | #N/A | [26 empty] | 0% | 0% | 0% | 0 | 0 | 0 | 0 | 0 | 0 | 0 | 0 | 0 | 0 | 0 | [44 empty] | 0 | 0
[15 empty] | 0 |  |  | #N/A | [26 empty] | 0% | 0% | 0% | 0 | 0 | 0 | 0 | 0 | 0 | 0 | 0 | 0 | 0 | 0 | [44 empty] | 0 | 0
[15 empty] | 0 |  |  | #N/A | [26 empty] | 0% | 0% | 0% | 0 | 0 | 0 | 0 | 0 | 0 | 0 | 0 | 0 | 0 | 0 | [44 empty] | 0 | 1
[15 empty] | 0 |  |  | #N/A | [26 empty] | 0% | 0% | 0% | 0 | 0 | 0 | 0 | 0 | 0 | 0 | 0 | 0 | 0 | 0 | [44 empty] | 0 | 1
[15 empty] | 0 |  |  | #N/A | [26 empty] | 0% | 0% | 0% | 0 | 0 | 0 | 0 | 0 | 0 | 0 | 0 | 0 | 0 | 0 | [44 empty] | 0 | 1
[15 empty] | 0 |  |  | #N/A | [26 empty] | 0% | 0% | 0% | 0 | 0 | 0 | 0 | 0 | 0 | 0 | 0 | 0 | 0 | 0 | [44 empty] | 0 | 1
[15 empty] | 0 |  |  | #N/A | [26 empty] | 0% | 0% | 0% | 0 | 0 | 0 | 0 | 0 | 0 | 0 | 0 | 0 | 0 | 0 | [44 empty] | 0 | 1
[15 empty] | 0 |  |  | #N/A | [26 empty] | 0% | 0% | 0% | 0 | 0 | 0 | 0 | 0 | 0 | 0 | 0 | 0 | 0 | 0 | [44 empty] | 0 | 1
[15 empty] | 0 |  |  | #N/A | [26 empty] | 0% | 0% | 0% | 0 | 0 | 0 | 0 | 0 | 0 | 0 | 0 | 0 | 0 | 0 | [44 empty] | 0 | 1
[15 empty] | 0 |  |  | #N/A | [26 empty] | 0% | 0% | 0% | 0 | 0 | 0 | 0 | 0 | 0 | 0 | 0 | 0 | 0 | 0 | [44 empty] | 0 | 0
[15 empty] | 0 |  |  | #N/A | [26 empty] | 0% | 0% | 0% | 0 | 0 | 0 | 0 | 0 | 0 | 0 | 0 | 0 | 0 | 0 | [44 empty] | 0 | 0
[15 empty] | 0 |  |  | #N/A | [26 empty] | 0% | 0% | 0% | 0 | 0 | 0 | 0 | 0 | 0 | 0 | 0 | 0 | 0 | 0 | [44 empty] | 0 | 0
[15 empty] | 0 |  |  | #N/A | [26 empty] | 0% | 0% | 0% | 0 | 0 | 0 | 0 | 0 | 0 | 0 | 0 | 0 | 0 | 0 | [44 empty] | 0 | 0
[15 empty] | 0 |  |  | #N/A | [26 empty] | 0% | 0% | 0% | 0 | 0 | 0 | 0 | 0 | 0 | 0 | 0 | 0 | 0 | 0 | [44 empty] | 0 | 0
[15 empty] | 0 |  |  | #N/A | [26 empty] | 0% | 0% | 0% | 0 | 0 | 0 | 0 | 0 | 0 | 0 | 0 | 0 | 0 | 0 | [44 empty] | 0 | 0
[15 empty] | 0 |  |  | #N/A | [26 empty] | 0% | 0% | 0% | 0 | 0 | 0 | 0 | 0 | 0 | 0 | 0 | 0 | 0 | 0 | [44 empty] | 0 | 0
[15 empty] | 0 |  |  | #N/A | [26 empty] | 0% | 0% | 0% | 0 | 0 | 0 | 0 | 0 | 0 | 0 | 0 | 0 | 0 | 0 | [44 empty] | 0 | 0
[15 empty] | 0 |  |  | #N/A | [26 empty] | 0% | 0% | 0% | 0 | 0 | 0 | 0 | 0 | 0 | 0 | 0 | 0 | 0 | 0 | [44 empty] | 0 | 0
[15 empty] | 0 |  |  | #N/A | [26 empty] | 0% | 0% | 0% | 0 | 0 | 0 | 0 | 0 | 0 | 0 | 0 | 0 | 0 | 0 | [44 empty] | 0 | 0
[15 empty] | 0 |  |  | #N/A | [26 empty] | 0% | 0% | 0% | 0 | 0 | 0 | 0 | 0 | 0 | 0 | 0 | 0 | 0 | 0 | [44 empty] | 0 | 0
[15 empty] | 0 |  |  | #N/A | [26 empty] | 0% | 0% | 0% | 0 | 0 | 0 | 0 | 0 | 0 | 0 | 0 | 0 | 0 | 0 | [44 empty] | 0 | 0
[15 empty] | 0 |  |  | #N/A | [26 empty] | 0% | 0% | 0% | 0 | 0 | 0 | 0 | 0 | 0 | 0 | 0 | 0 | 0 | 0 | [44 empty] | 0 | 0
[15 empty] | 0 |  |  | #N/A | [26 empty] | 0% | 0% | 0% | 0 | 0 | 0 | 0 | 0 | 0 | 0 | 0 | 0 | 0 | 0 | [44 empty] | 0 | 0
[15 empty] | 0 |  |  | #N/A | [26 empty] | 0% | 0% | 0% | 0 | 0 | 0 | 0 | 0 | 0 | 0 | 0 | 0 | 0 | 0 | [44 empty] | 0 | 0
[15 empty] | 0 |  |  | #N/A | [26 empty] | 0% | 0% | 0% | 0 | 0 | 0 | 0 | 0 | 0 | 0 | 0 | 0 | 0 | 0 | [44 empty] | 0 | 0
[15 empty] | 0 |  |  | #N/A | [26 empty] | 0% | 0% | 0% | 0 | 0 | 0 | 0 | 0 | 0 | 0 | 0 | 0 | 0 | 0 | [44 empty] | 0 | 0
[15 empty] | 0 |  |  | #N/A | [26 empty] | 0% | 0% | 0% | 0 | 0 | 0 | 0 | 0 | 0 | 0 | 0 | 0 | 0 | 0 | [44 empty] | 0 | 0
[15 empty] | 0 |  |  | #N/A | [26 empty] | 0% | 0% | 0% | 0 | 0 | 0 | 0 | 0 | 0 | 0 | 0 | 0 | 0 | 0 | [44 empty] | 0 | 0
[15 empty] | 0 |  |  | #N/A | [26 empty] | 0% | 0% | 0% | 0 | 0 | 0 | 0 | 0 | 0 | 0 | 0 | 0 | 0 | 0 | [44 empty] | 0 | 0
[15 empty] | 0 |  |  | #N/A | [26 empty] | 0% | 0% | 0% | 0 | 0 | 0 | 0 | 0 | 0 | 0 | 0 | 0 | 0 | 0 | [44 empty] | 0 | 0
[15 empty] | 0 |  |  | #N/A | [26 empty] | 0% | 0% | 0% | 0 | 0 | 0 | 0 | 0 | 0 | 0 | 0 | 0 | 0 | 0 | [44 empty] | 0 | 0
[15 empty] | 0 |  |  | #N/A | [26 empty] | 0% | 0% | 0% | 0 | 0 | 0 | 0 | 0 | 0 | 0 | 0 | 0 | 0 | 0 | [44 empty] | 0 | 0
[15 empty] | 0 |  |  | #N/A | [26 empty] | 0% | 0% | 0% | 0 | 0 | 0 | 0 | 0 | 0 | 0 | 0 | 0 | 0 | 0 | [44 empty] | 0 | 0
[15 empty] | 0 |  |  | #N/A | [26 empty] | 0% | 0% | 0% | 0 | 0 | 0 | 0 | 0 | 0 | 0 | 0 | 0 | 0 | 0 | [44 empty] | 0 | 0
[15 empty] | 0 |  |  | #N/A | [26 empty] | 0% | 0% | 0% | 0 | 0 | 0 | 0 | 0 | 0 | 0 | 0 | 0 | 0 | 0 | [44 empty] | 0 | 0
[15 empty] | 0 |  |  | #N/A | [26 empty] | 0% | 0% | 0% | 0 | 0 | 0 | 0 | 0 | 0 | 0 | 0 | 0 | 0 | 0 | [44 empty] | 0 | 0
[15 empty] | 0 |  |  | #N/A | [26 empty] | 0% | 0% | 0% | 0 | 0 | 0 | 0 | 0 | 0 | 0 | 0 | 0 | 0 | 0 | [44 empty] | 0 | 0
[15 empty] | 0 |  |  | #N/A | [26 empty] | 0% | 0% | 0% | 0 | 0 | 0 | 0 | 0 | 0 | 0 | 0 | 0 | 0 | 0 | [44 empty] | 0 | 0
[15 empty] | 0 |  |  | #N/A | [26 empty] | 0% | 0% | 0% | 0 | 0 | 0 | 0 | 0 | 0 | 0 | 0 | 0 | 0 | 0 | [44 empty] | 0 | 1
[15 empty] | 0 |  |  | #N/A | [26 empty] | 0% | 0% | 0% | 0 | 0 | 0 | 0 | 0 | 0 | 0 | 0 | 0 | 0 | 0 | [44 empty] | 0 | 1
[15 empty] | 0 |  |  | #N/A | [26 empty] | 0% | 0% | 0% | 0 | 0 | 0 | 0 | 0 | 0 | 0 | 0 | 0 | 0 | 0 | [44 empty] | 0 | 1
[15 empty] | 0 |  |  | #N/A | [26 empty] | 0% | 0% | 0% | 0 | 0 | 0 | 0 | 0 | 0 | 0 | 0 | 0 | 0 | 0 | [44 empty] | 0 | 1
[15 empty] | 0 |  |  | #N/A | [26 empty] | 0% | 0% | 0% | 0 | 0 | 0 | 0 | 0 | 0 | 0 | 0 | 0 | 0 | 0 | [44 empty] | 0 | 1
[15 empty] | 0 |  |  | #N/A | [26 empty] | 0% | 0% | 0% | 0 | 0 | 0 | 0 | 0 | 0 | 0 | 0 | 0 | 0 | 0 | [44 empty] | 0 | 0
[15 empty] | 0 |  |  | #N/A | [26 empty] | 0% | 0% | 0% | 0 | 0 | 0 | 0 | 0 | 0 | 0 | 0 | 0 | 0 | 0 | [44 empty] | 0 | 0
[15 empty] | 0 |  |  | #N/A | [26 empty] | 0% | 0% | 0% | 0 | 0 | 0 | 0 | 0 | 0 | 0 | 0 | 0 | 0 | 0 | [44 empty] | 0 | 0
[15 empty] | 0 |  |  | #N/A | [26 empty] | 0% | 0% | 0% | 0 | 0 | 0 | 0 | 0 | 0 | 0 | 0 | 0 | 0 | 0 | [44 empty] | 0 | 0
[15 empty] | 0 |  |  | #N/A | [26 empty] | 0% | 0% | 0% | 0 | 0 | 0 | 0 | 0 | 0 | 0 | 0 | 0 | 0 | 0 | [44 empty] | 0 | 0
[15 empty] | 0 |  |  | #N/A | [26 empty] | 0% | 0% | 0% | 0 | 0 | 0 | 0 | 0 | 0 | 0 | 0 | 0 | 0 | 0 | [44 empty] | 0 | 0
[15 empty] | 0 |  |  | #N/A | [26 empty] | 0% | 0% | 0% | 0 | 0 | 0 | 0 | 0 | 0 | 0 | 0 | 0 | 0 | 0 | [44 empty] | 0 | 0
[15 empty] | 0 |  |  | #N/A | [26 empty] | 0% | 0% | 0% | 0 | 0 | 0 | 0 | 0 | 0 | 0 | 0 | 0 | 0 | 0 | [44 empty] | 0 | 0
[15 empty] | 0 |  |  | #N/A | [26 empty] | 0% | 0% | 0% | 0 | 0 | 0 | 0 | 0 | 0 | 0 | 0 | 0 | 0 | 0 | [44 empty] | 0 | 0
[15 empty] | 0 |  |  | #N/A | [26 empty] | 0% | 0% | 0% | 0 | 0 | 0 | 0 | 0 | 0 | 0 | 0 | 0 | 0 | 0 | [44 empty] | 0 | 1
[15 empty] | 0 |  |  | #N/A | [26 empty] | 0% | 0% | 0% | 0 | 0 | 0 | 0 | 0 | 0 | 0 | 0 | 0 | 0 | 0 | [44 empty] | 0 | 1
[15 empty] | 0 |  |  | #N/A | [26 empty] | 0% | 0% | 0% | 0 | 0 | 0 | 0 | 0 | 0 | 0 | 0 | 0 | 0 | 0 | [44 empty] | 0 | 1
[15 empty] | 0 |  |  | #N/A | [26 empty] | 0% | 0% | 0% | 0 | 0 | 0 | 0 | 0 | 0 | 0 | 0 | 0 | 0 | 0 | [44 empty] | 0 | 1
[15 empty] | 0 |  |  | #N/A | [26 empty] | 0% | 0% | 0% | 0 | 0 | 0 | 0 | 0 | 0 | 0 | 0 | 0 | 0 | 0 | [44 empty] | 0 | 0
[15 empty] | 0 |  |  | #N/A | [26 empty] | 0% | 0% | 0% | 0 | 0 | 0 | 0 | 0 | 0 | 0 | 0 | 0 | 0 | 0 | [44 empty] | 0 | 0
[15 empty] | 0 |  |  | #N/A | [26 empty] | 0% | 0% | 0% | 0 | 0 | 0 | 0 | 0 | 0 | 0 | 0 | 0 | 0 | 0 | [44 empty] | 0 | 0
[15 empty] | 0 |  |  | #N/A | [26 empty] | 0% | 0% | 0% | 0 | 0 | 0 | 0 | 0 | 0 | 0 | 0 | 0 | 0 | 0 | [44 empty] | 0 | 0
[15 empty] | 0 |  |  | #N/A | [26 empty] | 0% | 0% | 0% | 0 | 0 | 0 | 0 | 0 | 0 | 0 | 0 | 0 | 0 | 0 | [44 empty] | 0 | 0
[15 empty] | 0 |  |  | #N/A | [26 empty] | 0% | 0% |  | 0 | 0 | 0 | 0 | 0 | 0 | 0 | 0 | 0 | 0 | 0 | [44 empty] | 0
[15 empty] | 0 |  |  | #N/A | [26 empty] | 0% | 0% |  | 0 | 0 | 0 | 0 | 0 | 0 | 0 | 0 | 0 | 0 | 0 | [44 empty] | 0
[15 empty] | 0 |  |  | #N/A | [26 empty] | 0% | 0% |  | 0 | 0 | 0 | 0 | 0 | 0 | 0 | 0 | 0 | 0 | 0 | [44 empty] | 0
[15 empty] | 0 |  |  | #N/A | [26 empty] | 0% | 0% |  | 0 | 0 | 0 | 0 | 0 | 0 | 0 | 0 | 0 | 0 | 0 | [44 empty] | 0
[15 empty] | 0 |  |  | #N/A | [26 empty] | 0% | 0% |  | 0 | 0 | 0 | 0 | 0 | 0 | 0 | 0 | 0 | 0 | 0 | [44 empty] | 0
[15 empty] | 0 |  |  | #N/A | [26 empty] | 0% | 0% |  | 0 | 0 | 0 | 0 | 0 | 0 | 0 | 0 | 0 | 0 | 0 | [44 empty] | 0
[15 empty] | 0 |  |  | #N/A | [26 empty] | 0% | 0% |  | 0 | 0 | 0 | 0 | 0 | 0 | 0 | 0 | 0 | 0 | 0 | [44 empty] | 0
[15 empty] | 0 |  |  | #N/A | [26 empty] | 0% | 0% |  | 0 | 0 | 0 | 0 | 0 | 0 | 0 | 0 | 0 | 0 | 0 | [44 empty] | 0
[15 empty] | 0 |  |  | #N/A | [26 empty] | 0% | 0% |  | 0 | 0 | 0 | 0 | 0 | 0 | 0 | 0 | 0 | 0 | 0 | [44 empty] | 0
[15 empty] | 0 |  |  | #N/A | [26 empty] | 0% | 0% |  | 0 | 0 | 0 | 0 | 0 | 0 | 0 | 0 | 0 | 0 | 0 | [44 empty] | 0
[15 empty] | 0 |  |  | #N/A | [26 empty] | 0% | 0% |  | 0 | 0 | 0 | 0 | 0 | 0 | 0 | 0 | 0 | 0 | 0 | [44 empty] | 0
[15 empty] | 0 |  |  | #N/A | [26 empty] | 0% | 0% |  | 0 | 0 | 0 | 0 | 0 | 0 | 0 | 0 | 0 | 0 | 0 | [44 empty] | 0
[15 empty] | 0 |  |  | #N/A | [26 empty] | 0% | 0% |  | 0 | 0 | 0 | 0 | 0 | 0 | 0 | 0 | 0 | 0 | 0 | [44 empty] | 0
[15 empty] | 0 |  |  | #N/A | [26 empty] | 0% | 0% |  | 0 | 0 | 0 | 0 | 0 | 0 | 0 | 0 | 0 | 0 | 0 | [44 empty] | 0
[15 empty] | 0 |  |  | #N/A | [26 empty] | 0% | 0% |  | 0 | 0 | 0 | 0 | 0 | 0 | 0 | 0 | 0 | 0 | 0 | [44 empty] | 0
[15 empty] | 0 |  |  | #N/A | [26 empty] | 0% | 0% |  | 0 | 0 | 0 | 0 | 0 | 0 | 0 | 0 | 0 | 0 | 0 | [44 empty] | 0
[15 empty] | 0 |  |  | #N/A | [26 empty] | 0% | 0% |  | 0 | 0 | 0 | 0 | 0 | 0 | 0 | 0 | 0 | 0 | 0 | [44 empty] | 0
[15 empty] | 0 |  |  | #N/A | [26 empty] | 0% | 0% |  | 0 | 0 | 0 | 0 | 0 | 0 | 0 | 0 | 0 | 0 | 0 | [44 empty] | 0
[15 empty] | 0 |  |  | #N/A | [26 empty] | 0% | 0% |  | 0 | 0 | 0 | 0 | 0 | 0 | 0 | 0 | 0 | 0 | 0 | [44 empty] | 0
[15 empty] | 0 |  |  | #N/A | [26 empty] | 0% | 0% |  | 0 | 0 | 0 | 0 | 0 | 0 | 0 | 0 | 0 | 0 | 0 | [44 empty] | 0
[15 empty] | 0 |  |  | #N/A | [26 empty] | 0% | 0% |  | 0 | 0 | 0 | 0 | 0 | 0 | 0 | 0 | 0 | 0 | 0 | [44 empty] | 0
[15 empty] | 0 |  |  | #N/A | [26 empty] | 0% | 0% |  | 0 | 0 | 0 | 0 | 0 | 0 | 0 | 0 | 0 | 0 | 0 | [44 empty] | 0
[15 empty] | 0 |  |  | #N/A | [26 empty] | 0% | 0% |  | 0 | 0 | 0 | 0 | 0 | 0 | 0 | 0 | 0 | 0 | 0 | [44 empty] | 0
[15 empty] | 0 |  |  | #N/A | [26 empty] | 0% | 0% |  | 0 | 0 | 0 | 0 | 0 | 0 | 0 | 0 | 0 | 0 | 0 | [44 empty] | 0
[15 empty] | 0 |  |  | #N/A | [26 empty] | 0% | 0% |  | 0 | 0 | 0 | 0 | 0 | 0 | 0 | 0 | 0 | 0 | 0 | [44 empty] | 0
[15 empty] | 0 |  |  | #N/A | [26 empty] | 0% | 0% |  | 0 | 0 | 0 | 0 | 0 | 0 | 0 | 0 | 0 | 0 | 0 | [44 empty] | 0
[15 empty] | 0 |  |  | #N/A | [26 empty] | 0% | 0% |  | 0 | 0 | 0 | 0 | 0 | 0 | 0 | 0 | 0 | 0 | 0 | [44 empty] | 0
[15 empty] | 0 |  |  | #N/A | [26 empty] | 0% | 0% |  | 0 | 0 | 0 | 0 | 0 | 0 | 0 | 0 | 0 | 0 | 0 | [44 empty] | 0
[15 empty] | 0 |  |  | #N/A | [26 empty] | 0% | 0% |  | 0 | 0 | 0 | 0 | 0 | 0 | 0 | 0 | 0 | 0 | 0 | [44 empty] | 0
Do NOT enter program data in this row or below. The Spreadsheet will not evaluate any such data. | bar: 2013 Qtr 1 to 2016 Qtr 4; 2018 Qtr 1 to 2018 Qtr 4; 2020 Qtr 1 to 2020 Qtr 4; 2022 Qtr 1 to 2022 Qtr 4
Lists of Dimensions and their Labels | bar: 2013 Qtr 2; 2015 Qtr 3; 2016 Qtr 1 to 2023 Qtr 4
|  | Climate Zones | Sectors | End Use Validation List |  | Measure Types for Measure Life | Measure Types for NTGR | Gas Sector | Gas Savings Profile | Combustor Type | bar: 2013 Qtr 2; 2015 Qtr 3; 2016 Qtr 2; 2018 Qtr 2; 2020 Qtr 2; 2022 Qtr 2
|  | 7 | RES | res:DEER:Indoor_CFL_Ltg |  | NONRESIDENTIAL MEASURES: |  | Residential | Summer Only | Large Boilers (>100 MMBtu/hr Heat Input):Uncontrolled | bar: 2013 Qtr 1 to 2013 Qtr 2; 2014 Qtr 4 to 2016 Qtr 2; 2017 Qtr 2; 2018 Qtr 1 to 2018 Qtr 2; 2019 Qtr 2; 2020 Qtr 1 to 2020 Qtr 2; 2021 Qtr 2; 2022 Qtr 1 to 2022 Qtr 2; 2023 Qtr 2 to 2023 Qtr 4
|  | 10 | NON_RES | res:DEER:Indoor_CFL_Ltg |  | **************************************************************** | NonRes-sAll-mCFL-dn | Commercial | Winter Only | Large Boilers (>100 MMBtu/hr Heat Input):Controlled Low NOx Burner | bar: 2013 Qtr 1 to 2013 Qtr 2; 2014 Qtr 4 to 2016 Qtr 2; 2017 Qtr 2; 2018 Qtr 1 to 2018 Qtr 2; 2019 Qtr 2; 2020 Qtr 1 to 2020 Qtr 2; 2021 Qtr 2; 2022 Qtr 1 to 2022 Qtr 2; 2023 Qtr 2 to 2023 Qtr 4
|  | 15 | Residential | res:DEER:Indoor_CFL_Ltg |  | Ballast – Dimmable: NR - 11 | NonRes-sAll-mCFL-ci | Core | Annual | Large Boilers (>100 MMBtu/hr Heat Input):Controlled – Flue Gas Recirculation | bar: 2013 Qtr 1 to 2013 Qtr 2; 2014 Qtr 4 to 2016 Qtr 2; 2017 Qtr 2; 2018 Qtr 1 to 2018 Qtr 2; 2019 Qtr 2; 2020 Qtr 1 to 2020 Qtr 2; 2021 Qtr 2; 2022 Qtr 1 to 2022 Qtr 2; 2023 Qtr 2 to 2023 Qtr 4
|  | 15 | Commercial | res:DEER:Indoor_CFL_Ltg |  | Ballast – Electronic: NR - 11 | NonRes-sAll-mCFL-dir |  |  | Small Boilers (<100 MMBtu/hr Heat Input):Uncontrolled | bar: 2013 Qtr 1 to 2013 Qtr 2; 2014 Qtr 4 to 2016 Qtr 2; 2017 Qtr 2; 2018 Qtr 1 to 2018 Qtr 2; 2019 Qtr 2; 2020 Qtr 1 to 2020 Qtr 2; 2021 Qtr 2; 2022 Qtr 1 to 2022 Qtr 2; 2023 Qtr 2 to 2023 Qtr 4
|  | System | Industrial | res:DEER:Indoor_CFL_Ltg |  | Fluorescent Fixture – T8: C/I/A - 11 | NonRes-sAll-mT5T8-dn |  |  | Small Boilers (<100 MMBtu/hr Heat Input):Controlled Low NOx Burner | bar: 2013 Qtr 1 to 2013 Qtr 2; 2014 Qtr 4 to 2016 Qtr 2; 2017 Qtr 2; 2018 Qtr 1 to 2018 Qtr 2; 2019 Qtr 2; 2020 Qtr 1 to 2020 Qtr 2; 2021 Qtr 2; 2022 Qtr 1 to 2022 Qtr 2; 2023 Qtr 2 to 2023 Qtr 4
|  |  | Agricultural | res:DEER:RefgFrzr_HighEff |  | Fixture: T8 Lamp & Electronic Ballast: C/I/A - 11 | NonRes-sAll-mT5T8-ci |  |  | Small Boilers (<100 MMBtu/hr Heat Input):Controlled – Flue Gas Recirculation | bar: 2013 Qtr 1 to 2013 Qtr 2; 2014 Qtr 4 to 2016 Qtr 2; 2017 Qtr 2; 2018 Qtr 1 to 2018 Qtr 2; 2019 Qtr 2; 2020 Qtr 1 to 2020 Qtr 2; 2021 Qtr 2; 2022 Qtr 1 to 2022 Qtr 2; 2023 Qtr 2 to 2023 Qtr 4
|  |  | Not Used | res:DEER:RefgFrzr_HighEff |  | T8 Fixtures – 17 Watt Lamp, 2ft or 32-watt Lamp, 4ft 11 | NonRes-sAll-mT8-dir |  |  | Residential Furnaces (<0.3):Uncontrolled | bar: 2013 Qtr 1 to 2013 Qtr 2; 2014 Qtr 4 to 2016 Qtr 2; 2017 Qtr 2; 2018 Qtr 1 to 2018 Qtr 2; 2019 Qtr 2; 2020 Qtr 1 to 2020 Qtr 2; 2021 Qtr 2; 2022 Qtr 1 to 2022 Qtr 2; 2023 Qtr 2 to 2023 Qtr 4
|  |  |  | res:DEER:RefgFrzr_HighEff |  | T8 Lamps: C/I/A - 5 | NonRes-sAll-mLtgCtrl | bar: 2013 Qtr 1 to 2013 Qtr 2; 2014 Qtr 4 to 2016 Qtr 2; 2017 Qtr 2; 2018 Qtr 1 to 2018 Qtr 2; 2019 Qtr 2; 2020 Qtr 1 to 2020 Qtr 2; 2021 Qtr 2; 2022 Qtr 1 to 2022 Qtr 2; 2023 Qtr 2 to 2023 Qtr 4
|  |  |  | res:DEER:RefgFrzr_HighEff |  | High Efficiency Lighting (HID): NR - 16 | NonRes-sAll-mLtgCtrl-htr | bar: 2013 Qtr 1 to 2013 Qtr 2; 2014 Qtr 4 to 2016 Qtr 2; 2017 Qtr 2; 2018 Qtr 1 to 2018 Qtr 2; 2019 Qtr 2; 2020 Qtr 1 to 2020 Qtr 2; 2021 Qtr 2; 2022 Qtr 1 to 2022 Qtr 2; 2023 Qtr 2 to 2023 Qtr 4
|  |  |  | res:DEER:RefgFrzr_HighEff |  | High Output T5 Fixture: NR - 16 |  | Electric Rate | Gas Rate | bar: 2013 Qtr 1 to 2013 Qtr 2; 2014 Qtr 4 to 2016 Qtr 2; 2017 Qtr 2; 2018 Qtr 1 to 2018 Qtr 2; 2019 Qtr 2; 2020 Qtr 1 to 2020 Qtr 2; 2021 Qtr 2; 2022 Qtr 1 to 2022 Qtr 2; 2023 Qtr 2 to 2023 Qtr 4
|  |  |  | res:DEER:RefgFrzr_Recyc-Conditioned |  | Indoor or Outdoor Lighting System Modification: NR - 13.5 | NonRes-sAll-mCFL | Residential | Residential | bar: 2013 Qtr 1 to 2013 Qtr 2; 2014 Qtr 4 to 2016 Qtr 2; 2017 Qtr 2; 2018 Qtr 1 to 2018 Qtr 2; 2019 Qtr 2; 2020 Qtr 1 to 2020 Qtr 2; 2021 Qtr 2; 2022 Qtr 1 to 2022 Qtr 2; 2023 Qtr 2 to 2023 Qtr 4
|  |  |  | res:DEER:RefgFrzr_Recyc-Conditioned |  | Lighting Controls: NR - 16 | Res-sAll-mCFL-up | Commercial | Not Used | bar: 2013 Qtr 1 to 2013 Qtr 2; 2014 Qtr 4 to 2016 Qtr 2; 2017 Qtr 2; 2018 Qtr 1 to 2018 Qtr 2; 2019 Qtr 2; 2020 Qtr 1 to 2020 Qtr 2; 2021 Qtr 2; 2022 Qtr 1 to 2022 Qtr 2; 2023 Qtr 2 to 2023 Qtr 4
|  |  |  | res:DEER:RefgFrzr_Recyc-Conditioned |  | Daylighting Controls; NR - 16 | NonRes-sAll-mHVAC-RCA | Not Used | Not Used | bar: 2013 Qtr 1 to 2013 Qtr 2; 2014 Qtr 4 to 2016 Qtr 2; 2017 Qtr 2; 2018 Qtr 1 to 2018 Qtr 2; 2019 Qtr 2; 2020 Qtr 1 to 2020 Qtr 2; 2021 Qtr 2; 2022 Qtr 1 to 2022 Qtr 2; 2023 Qtr 2 to 2023 Qtr 4
|  |  |  | res:DEER:RefgFrzr_Recyc-Conditioned |  | Lighting Power Density: NR - 11 | NonRes-sAll-mRCx-dn | Not Used | bar: 2013 Qtr 1 to 2013 Qtr 2; 2014 Qtr 4 to 2016 Qtr 2; 2017 Qtr 2; 2018 Qtr 1 to 2018 Qtr 2; 2019 Qtr 2; 2020 Qtr 1 to 2020 Qtr 2; 2021 Qtr 2; 2022 Qtr 1 to 2022 Qtr 2; 2023 Qtr 2 to 2023 Qtr 4
|  |  |  | res:DEER:RefgFrzr_Recyc-Conditioned |  | Exit Sign – CF Hardware Kit/LED/ Electro-Luminescent: NR - 16 | NonRes-sAll-mRCx-ci | Not Used | bar: 2013 Qtr 1 to 2013 Qtr 2; 2014 Qtr 4 to 2016 Qtr 2; 2017 Qtr 2; 2018 Qtr 1 to 2018 Qtr 2; 2019 Qtr 2; 2020 Qtr 1 to 2020 Qtr 2; 2021 Qtr 2; 2022 Qtr 1 to 2022 Qtr 2; 2023 Qtr 2 to 2023 Qtr 4
|  |  |  | res:DEER:RefgFrzr_Recyc-UnConditioned |  | Occupancy Sensor: NR - 8 | NonRes-sAll-mHVAC-Chiller | 0 | bar: 2013 Qtr 1 to 2013 Qtr 2; 2014 Qtr 4 to 2016 Qtr 2; 2017 Qtr 2; 2018 Qtr 1 to 2018 Qtr 2; 2019 Qtr 2; 2020 Qtr 1 to 2020 Qtr 2; 2021 Qtr 2; 2022 Qtr 1 to 2022 Qtr 2; 2023 Qtr 2 to 2023 Qtr 4
|  |  |  | res:DEER:RefgFrzr_Recyc-UnConditioned |  | Photocell: NR - 8 | NonRes-sAll-mHVAC-DX-up | bar: 2013 Qtr 1 to 2013 Qtr 2; 2014 Qtr 4 to 2016 Qtr 2; 2017 Qtr 2; 2018 Qtr 1 to 2018 Qtr 2; 2019 Qtr 2; 2020 Qtr 1 to 2020 Qtr 2; 2021 Qtr 2; 2022 Qtr 1 to 2022 Qtr 2; 2023 Qtr 2 to 2023 Qtr 4
|  |  |  | res:DEER:RefgFrzr_Recyc-UnConditioned |  | Time Clock – Lighting: NR - 8 | Res-sAll-mHVAC-RmAC-dn | bar: 2013 Qtr 2; 2015 Qtr 3; 2016 Qtr 2; 2018 Qtr 2; 2020 Qtr 2; 2022 Qtr 2 to 2023 Qtr 4
|  |  |  | res:DEER:RefgFrzr_Recyc-UnConditioned |  | Induction Lamps: NR - 2 | Res-sAll-mDuctSeal | bar: 2013 Qtr 2; 2015 Qtr 3; 2016 Qtr 2; 2018 Qtr 2; 2020 Qtr 2; 2022 Qtr 2 to 2023 Qtr 4
|  |  |  | res:DEER:RefgFrzr_Recyc-UnConditioned |  | Induction Fixture: NR - 16 | Res-sAll-mHVAC-RCA | bar: 2013 Qtr 2; 2015 Qtr 3; 2016 Qtr 2; 2018 Qtr 2; 2020 Qtr 2; 2022 Qtr 2 to 2023 Qtr 4
|  |  |  | res:DEER:HVAC_Eff_AC |  | Delamp/reflectors: C/I - 11 | Res-sSF-mShellIns | bar: 2013 Qtr 2; 2015 Qtr 3; 2016 Qtr 2; 2018 Qtr 2; 2020 Qtr 2; 2022 Qtr 2 to 2023 Qtr 4
|  |  |  | res:DEER:HVAC_Eff_AC |  | Optical Reflectors- new construction: Ind, NRNC - 12 | Res-sSF-mACgt14-dn | bar: 2013 Qtr 2; 2015 Qtr 3; 2016 Qtr 2; 2018 Qtr 2; 2020 Qtr 2; 2022 Qtr 2 to 2023 Qtr 4
|  |  |  | res:DEER:HVAC_Eff_AC |  | Optical Reflectors- retrofit: NR - 10 | Res-sSF-mACgt16-dn | bar: 2013 Qtr 2; 2015 Qtr 3; 2016 Qtr 2; 2018 Qtr 2; 2020 Qtr 2; 2022 Qtr 2 to 2023 Qtr 4
|  |  |  | res:DEER:HVAC_Eff_AC |  | HID fixture: Interior, >= 176 Watts lamp: Ind - 16 | Res-sSF-mHPes | bar: 2013 Qtr 2; 2015 Qtr 3; 2016 Qtr 2; 2018 Qtr 2; 2020 Qtr 2; 2022 Qtr 2 to 2023 Qtr 4
|  |  |  | res:DEER:HVAC_Eff_AC |  | HID fixture: Interior, 251-400 Watt lamp: Com - 16 | NonRes-sAll-mPOC | bar: 2013 Qtr 2; 2015 Qtr 3; 2016 Qtr 2; 2018 Qtr 2; 2020 Qtr 2; 2022 Qtr 2 to 2023 Qtr 4
|  |  |  | res:DEER:HVAC_Eff_HP |  | CFL Fixture: Pin based CFL fixture: Com - 12.0 | NonRes-sAll-mPipeIns | bar: 2013 Qtr 2; 2015 Qtr 3; 2016 Qtr 2; 2018 Qtr 2; 2020 Qtr 2; 2022 Qtr 2 to 2023 Qtr 4
|  |  |  | res:DEER:HVAC_Eff_HP |  | Screw-in CFL: Education - Primary School: NR - 5.6 | NonRes-sAll-mStmTrp-dn | bar: 2013 Qtr 2; 2015 Qtr 3; 2016 Qtr 2; 2018 Qtr 2; 2020 Qtr 2; 2022 Qtr 2 to 2023 Qtr 4
|  |  |  | res:DEER:HVAC_Eff_HP |  | Screw-in CFL: Education - Secondary School: NR - 3.5 | NonRes-sAll-mStmTrp-ci | bar: 2013 Qtr 2; 2015 Qtr 3; 2016 Qtr 2; 2018 Qtr 2; 2020 Qtr 2; 2022 Qtr 2 to 2023 Qtr 4
|  |  |  | res:DEER:HVAC_Eff_HP |  | Screw-in CFL: Education - Community College: NR - 2.1 | NonRes-sAll-mCust | bar: 2013 Qtr 2; 2015 Qtr 3; 2016 Qtr 2; 2018 Qtr 2; 2020 Qtr 2; 2022 Qtr 2 to 2023 Qtr 4
|  |  |  | res:DEER:HVAC_Eff_HP |  | Screw-in CFL: Education - University: NR - 2.6 | NonRes-sAll-mCustElec-bd | bar: 2013 Qtr 2; 2015 Qtr 3; 2016 Qtr 2; 2018 Qtr 2; 2020 Qtr 2; 2022 Qtr 2 to 2023 Qtr 4
|  |  |  | res:DEER:HVAC_Duct_Sealing |  | Screw-in CFL: Grocery: NR - 1.4 | NonRes-sGHS-mHtCrtn-dn | bar: 2013 Qtr 2; 2015 Qtr 3; 2016 Qtr 2; 2018 Qtr 2; 2020 Qtr 2; 2022 Qtr 2 to 2023 Qtr 4
|  |  |  | res:DEER:HVAC_Duct_Sealing |  | Screw-in CFL: Health/Medical - Hospital: NR - 0.9 | NonRes-sGHS-mHtCrtn-ci | bar: 2013 Qtr 2; 2015 Qtr 3; 2016 Qtr 2; 2018 Qtr 2; 2020 Qtr 2; 2022 Qtr 2 to 2023 Qtr 4
|  |  |  | res:DEER:HVAC_Duct_Sealing |  | Screw-in CFL: Health/Medical - Nursing Home: NR - 0.9 | NonRes-sGHS-mIRF-dn | bar: 2013 Qtr 2; 2015 Qtr 3; 2016 Qtr 2; 2018 Qtr 2; 2020 Qtr 2; 2022 Qtr 2 to 2023 Qtr 4
|  |  |  | res:DEER:HVAC_Duct_Sealing |  | Screw-in CFL: Lodging - Hotel: NR - 0.9 | NonRes-sGHS-mIRF-ci | bar: 2013 Qtr 2; 2015 Qtr 3; 2016 Qtr 2; 2018 Qtr 2; 2020 Qtr 2; 2022 Qtr 2 to 2023 Qtr 4
|  |  |  | res:DEER:HVAC_Duct_Sealing |  | Screw-in CFL: Lodging - Motel: NR - 0.9 | NonRes-sAll-mPmpTst | bar: 2013 Qtr 2; 2015 Qtr 3; 2016 Qtr 2; 2018 Qtr 2; 2020 Qtr 2; 2022 Qtr 2 to 2023 Qtr 4
|  |  |  | res:DEER:HVAC_Refrig_Charge |  | Screw-in CFL: Lodging - Guest Rooms: NR - 7.0 | NonRes-sAg-mCust-ci | bar: 2013 Qtr 2; 2015 Qtr 3; 2016 Qtr 2; 2018 Qtr 2; 2020 Qtr 2; 2022 Qtr 2 to 2023 Qtr 4
|  |  |  | res:DEER:HVAC_Refrig_Charge |  | Screw-in CFL: Manufacturing - Light Industrial: NR - 2.8 | Res-sAll-mDHWshwr | bar: 2013 Qtr 2; 2015 Qtr 3; 2016 Qtr 2; 2018 Qtr 2; 2020 Qtr 2; 2022 Qtr 2 to 2023 Qtr 4
|  |  |  | res:DEER:HVAC_Refrig_Charge |  | Screw-in CFL: Office - Large: NR - 2.9 | Res-sSF-mDHWaerator | bar: 2022 Qtr 3 to 2023 Qtr 4
|  |  |  | res:DEER:HVAC_Refrig_Charge |  | Screw-in CFL: Office - Small: NR - 3.2 | Res-sMF-mDHWaerator | bar: 2022 Qtr 3 to 2023 Qtr 4
|  |  |  | res:DEER:HVAC_Refrig_Charge |  | Screw-in CFL: Restaurant - Sit-Down: NR - 2.3 | Res-sAll-mDHWgt62 | bar: 2022 Qtr 3 to 2023 Qtr 4
|  |  |  | res:DEER:Refg_Chrg_Duct_Seal |  | Screw-in CFL: Restaurant - Fast-Food: NR - 1.3 | Res-sAll-mCW | bar: 2022 Qtr 3 to 2023 Qtr 4
|  |  |  | res:DEER:Refg_Chrg_Duct_Seal |  | Screw-in CFL: Retail - 3-Story Large: NR - 1.9 | Res-sAll-mRefgRec | bar: 2022 Qtr 3 to 2023 Qtr 4
|  |  |  | res:DEER:Refg_Chrg_Duct_Seal |  | Screw-in CFL: Retail - Single-Story Large: NR - 1.8 | Res-sAll-mFrzrRec | bar: 2022 Qtr 3 to 2023 Qtr 4
|  |  |  | res:DEER:Refg_Chrg_Duct_Seal |  | Screw-in CFL: Retail - Small: NR - 2.1 | NonRes-sAll-mRfg-DG | bar: 2022 Qtr 3 to 2023 Qtr 4
|  |  |  | res:DEER:Refg_Chrg_Duct_Seal |  | Screw-in CFL: Storage - Conditioned: NR - 2.8 | NonRes-sAll-mRfg-SC | bar: 2022 Qtr 3 to 2023 Qtr 4
|  |  |  | res:DEER:RefgFrzr_Recycling |  | Screw-in CFL: Storage - Unconditioned: NR - 2.8 | Res-Default>2 | bar: 2022 Qtr 3 to 2023 Qtr 4
|  |  |  | res:DEER:RefgFrzr_Recycling |  | Screw-in CFL: Warehouse - Refrigerated: NR - 3.1 | Res-Default-HTG-di | bar: 2022 Qtr 3 to 2023 Qtr 4
|  |  |  | res:DEER:RefgFrzr_Recycling |  |  | Com-Default>2yrs | bar: 2022 Qtr 3 to 2023 Qtr 4
|  |  |  | res:DEER:RefgFrzr_Recycling |  | HVAC/Refrigeration – SPC: NR - 16 | Ind-Default>2yrs | bar: 2022 Qtr 3 to 2023 Qtr 4
|  |  |  | res:DEER:RefgFrzr_Recycling |  | Chiller – High Efficiency: NR - 20 | Agric-Default>2yrs
|  |  |  | NON_res:DEER:Indoor_CFL_Ltg |  | Chiller – Variable Speed Drive: NR - 20 | Com-Default-HTG-di
|  |  |  | NON_res:DEER:Indoor_CFL_Ltg |  | Water Cooled Chillers: NR - 20 | Ind-Default-HTG-di
|  |  |  | NON_res:DEER:Indoor_CFL_Ltg |  | Air Conditioners – High Efficiency: NR - 15 | Agricult-Default-HTG-di
|  |  |  | NON_res:DEER:Indoor_CFL_Ltg |  | Packaged HVAC Systems: NR - 15 | ET-Default
|  |  |  | NON_res:DEER:Indoor_CFL_Ltg |  | Install HVAC EMS: Com - 14 | EUC-Default
|  |  |  | NON_res:DEER:Indoor_Non-CFL_Ltg |  | AC Packaged Terminal Units: NR - 15 | NonRes-sAll-mCust-Gas
|  |  |  | NON_res:DEER:Indoor_Non-CFL_Ltg |  | Evaporative Coolers: NR - 15 | NonRes-sAll-mCust-Elec
|  |  |  | NON_res:DEER:Indoor_Non-CFL_Ltg |  | Boiler – High Efficiency: NR - 20 | All-Default<=2yrs
|  |  |  | NON_res:DEER:Indoor_Non-CFL_Ltg |  | Cooling Towers/Evaporative Condenser: NR - 15 | 0
|  |  |  | NON_res:DEER:Indoor_Non-CFL_Ltg |  | Heat Pump – Split System: NR - 15 | -------------------------------
|  |  |  | NON_res:DEER:HVAC_Chillers |  | Heat Pump with Integrated Water Heating: NR - 10
|  |  |  | NON_res:DEER:HVAC_Chillers |  | Ground Source Heat Pump: NR - 15
|  |  |  | NON_res:DEER:HVAC_Chillers |  | Reduce Internal Load: NR - 15
|  |  |  | NON_res:DEER:HVAC_Chillers |  | Insulation: NR - 20
|  |  |  | NON_res:DEER:HVAC_Chillers |  | Insulation Package: NR - 20
|  |  |  | NON_res:DEER:HVAC_Refrig_Charge |  | Reflective Window Film: NR - 10
|  |  |  | NON_res:DEER:HVAC_Refrig_Charge |  | Bypass/Delay Timer(lighting): NR - 8
|  |  |  | NON_res:DEER:HVAC_Refrig_Charge |  | Set-Back Thermostat: NR - 11
|  |  |  | NON_res:DEER:HVAC_Refrig_Charge |  | Time Clock - HVAC: NR - 10
|  |  |  | NON_res:DEER:HVAC_Refrig_Charge |  | HVAC/Space Heating/Efficiency (Gas): NR - 18
|  |  |  | NON_res:DEER:HVAC_Split-Package_AC |  | Nonresidential Gas – AC: NR - 20
NON_res:DEER:HVAC_Split-Package_AC
|  |  |  | NON_res:DEER:HVAC_Split-Package_AC |  | Adjustable speed drive, application unknown: Ag - 10
|  |  |  | NON_res:DEER:HVAC_Split-Package_AC |  | Adjustable speed drive, application unknown: Com - 10
|  |  |  | NON_res:DEER:HVAC_Split-Package_AC |  | Adjustable Speed Drive: HVAC fan, 50 HP Max: Com - 10
|  |  |  | NON_res:DEER:HVAC_Split-Package_HP |  | Pump repair: Ag - 11
|  |  |  | NON_res:DEER:HVAC_Split-Package_HP |  | Injection molding machines: Ind - 15
|  |  |  | NON_res:DEER:HVAC_Split-Package_HP |  | Plastic extusion equipment: Ind - 15
|  |  |  | NON_res:DEER:HVAC_Split-Package_HP |  | Process cooling: Ind - 15
|  |  |  | NON_res:DEER:HVAC_Split-Package_HP |  | Process equipment insulation: Ind - 15
NON_res:DEER:HVAC_Duct_Sealing
|  |  |  | NON_res:DEER:HVAC_Duct_Sealing |  | Horizontal Clothes Washer: NR - 10
|  |  |  | NON_res:DEER:HVAC_Duct_Sealing |  | Efficient Dishwashing: NR - 5
|  |  |  | NON_res:DEER:HVAC_Duct_Sealing |  | Water Heater Controls: NR - 15
|  |  |  | NON_res:DEER:HVAC_Duct_Sealing |  | Cooking measures , Assorted: Com - 12
|  |  |  | res:DEER:Res_ClothesDishWasher |  | Water Heater – Gas: NR - 15
|  |  |  | res:DEER:Res_BldgShell_Ins |  | Domestic Hot Water Boiler (Gas): NR - 20
01-ALC-AllCommercial-Cooling
|  |  |  | 01-ALC-AllCommercial-ExtLight |  | Auto Closer for Cooler/Freezer: NR - 8
|  |  |  | 01-ALC-AllCommercial-IntLight |  | Door Gaskets: NR - 4
|  |  |  | 01-ALC-AllCommercial-OffEquip |  | Floating Head Pressure: NR - 16
|  |  |  | 01-ALC-AllCommercial-Refrig |  | Heatless Door: NR - 16
|  |  |  | 01-ALC-AllCommercial-Vent/Fan |  | Humidistat Control for Anti-Sweat Heater: NR - 12
|  |  |  | 02-ASM-Assembly-Cooling |  | Insulation on Refrigeration Suction Line: NR - 11
|  |  |  | 02-ASM-Assembly-Exit |  | Night Covers for Display Cases: NR - 5
|  |  |  | 02-ASM-Assembly-ExtLight |  | PSC Evaporator Motor – Walkin/ Display: NR - 15
|  |  |  | 02-ASM-Assembly-IntLight |  | Refrigeration Case Doors – Glass/Acrylic: NR - 12
|  |  |  | 03-BCR-BothResidentialandCommercial-COOL |  | Refrigerator Case with Doors: NR - 12
|  |  |  | 03-BCR-BothResidentialandCommercial-LIT_INT |  | Refrigerator Condensate Evaporator – Elec/Non Elec: NR - 8
|  |  |  | 03-BCR-BothResidentialandCommercial-OFF_EQ |  | Strip Curtains for Walk-Ins: NR - 4
|  |  |  | 03-BCR-BothResidentialandCommercial-LIT_EXT |  | Ballast: Electronic, for display case: NR - 11
|  |  |  | 03-BCR-BothResidentialandCommercial-REFG |  | Defrost: NR - 16
|  |  |  | 03-BCR-BothResidentialandCommercial-VENT |  | FHP & EFF Conditioner: NR - 16
|  |  |  | 04-DMO-ResidentialMobileHome–DoubleWide-CL_DRY |  | High-efficiency Liquid Suction Heat Exchangers: NR - 16
|  |  |  | 04-DMO-ResidentialMobileHome–DoubleWide-CL_WASH |  | Night Shields on Refrigerator and Freezer Cases: NR - 5
|  |  |  | 04-DMO-ResidentialMobileHome–DoubleWide-DSH_WASH |  | Walk-in Refrigerator or Freezer: Evaporative Fan Controller: NR - 5
|  |  |  | 04-DMO-ResidentialMobileHome–DoubleWide-FREEZ |  | Multiplec Refrigeration Systems/Supermarket Systems: NR - 10
04-DMO-ResidentialMobileHome–DoubleWide-LIGHT
|  |  |  | 04-DMO-ResidentialMobileHome–DoubleWide-POOL_PMP |  | Kiln/Oven/Furnace: NR - 18
|  |  |  | 04-DMO-ResidentialMobileHome–DoubleWide-REFG |  | Thermal Night Curtains: NR - 5
|  |  |  | 04-DMO-ResidentialMobileHome–DoubleWide-SP_COOL |  | Custom Measures – SPC: NR - 15
|  |  |  | 04-DMO-ResidentialMobileHome–DoubleWide-SP_HEAT |  | Local Government Partnership: NR - 11
|  |  |  | 04-DMO-ResidentialMobileHome–DoubleWide-WAT_HEAT |  | Audits: NR - 3
|  |  |  | 05-ECC-Education–CommunityCollege-COOL |  | Plug Load Sensor: NR - 10
|  |  |  | 05-ECC-Education–CommunityCollege-LIT_INT |  | Information: NR - 1
|  |  |  | 05-ECC-Education–CommunityCollege-OFF_EQ |  | High Efficiency Motors: NR - 15
|  |  |  | 05-ECC-Education–CommunityCollege-LIT_EXT |  | Process Overhaul: NR - 20
|  |  |  | 05-ECC-Education–CommunityCollege-REFG |  | System Controls: NR - 15
05-ECC-Education–CommunityCollege-VENT
06-EPR-Education–PrimarySchool-COOL
|  |  |  | 06-EPR-Education–PrimarySchool-LIT_INT |  | RESIDENTIAL MEASURES
|  |  |  | 06-EPR-Education–PrimarySchool-OFF_EQ |  | ****************************************************************
|  |  |  | 06-EPR-Education–PrimarySchool-LIT_EXT |  | T8 Fixtures ; lamp or ballast: Res - 15
|  |  |  | 06-EPR-Education–PrimarySchool-REFG |  | Pin based CFL Fixture: Res - 16
|  |  |  | 06-EPR-Education–PrimarySchool-VENT |  | CFL: Indoor Screw in: Res - 9.4
|  |  |  | 07-ESE-Education–SecondarySchool-COOL |  | CFL: Outdoor Screw in: Res - 7
|  |  |  | 07-ESE-Education–SecondarySchool-LIT_INT |  | Torchiere: Res - 9
07-ESE-Education–SecondarySchool-OFF_EQ
|  |  |  | 07-ESE-Education–SecondarySchool-LIT_EXT |  | Air Conditioners with SEER >= 11.0: Res - 18
|  |  |  | 07-ESE-Education–SecondarySchool-REFG |  | Central Air Conditioners: Res - 18
|  |  |  | 07-ESE-Education–SecondarySchool-VENT |  | Duct Testing: Res NC - 18
|  |  |  | 08-EUN-Education–University-COOL |  | High Energy Efficiency Ducts: Res - 18
|  |  |  | 08-EUN-Education–University-LIT_INT |  | Whole House Fan: Res - 15
|  |  |  | 08-EUN-Education–University-OFF_EQ |  | Evaporative Cooler: Res - 15
|  |  |  | 08-EUN-Education–University-LIT_EXT |  | Glazing - Low E Double / Low Shade Coefficient: Res - 20
|  |  |  | 08-EUN-Education–University-REFG |  | Heat Pump - Electric: Res - 15
|  |  |  | 08-EUN-Education–University-VENT |  | Insulation - Ceiling / Floor / Walls: Res - 20
|  |  |  | 09-GRO-Grocery-COOL |  | A/C with Integrated Water Heating: Res - 10
|  |  |  | 09-GRO-Grocery-LIT_INT |  | Programmable Thermostat: Res - 12
09-GRO-Grocery-OFF_EQ
|  |  |  | 09-GRO-Grocery-LIT_EXT |  | Audits: Res - 3
|  |  |  | 09-GRO-Grocery-REFG |  | Gas Cooktops: Res - 20
|  |  |  | 09-GRO-Grocery-VENT |  | Gas Dryer Stub: Res - 18
|  |  |  | 10-HSP-Health/Medical–Hospital-COOL |  | Energy-Efficient Furnaces: Res - 18
10-HSP-Health/Medical–Hospital-LIT_INT
|  |  |  | 10-HSP-Health/Medical–Hospital-OFF_EQ |  | Refrigerator Recycling: Res - 10
|  |  |  | 10-HSP-Health/Medical–Hospital-LIT_EXT |  | Refrigerator - Energy Efficient; 20% more efficient: Res - 18
|  |  |  | 10-HSP-Health/Medical–Hospital-REFG |  | Refrigerators: Res - 18
10-HSP-Health/Medical–Hospital-VENT
11-HTL-Lodging–Hotel(GuestRooms)-COOL
|  |  |  | 11-HTL-Lodging–Hotel(GuestRooms)-LIT_INT |  | GENERIC USEFUL LIVES:
|  |  |  | 11-HTL-Lodging–Hotel(GuestRooms)-OFF_EQ |  | ****************************************************************
|  |  |  | 11-HTL-Lodging–Hotel(GuestRooms)-LIT_EXT |  | 0.1
|  |  |  | 11-HTL-Lodging–Hotel(GuestRooms)-REFG |  | 0.2
|  |  |  | 11-HTL-Lodging–Hotel(GuestRooms)-VENT |  | 0.3
|  |  |  | 12-MBT-Manufacturing–Bio/Tech-AG_PUMP |  | 0.4
|  |  |  | 12-MBT-Manufacturing–Bio/Tech-COMP_AIR |  | 0.5
|  |  |  | 12-MBT-Manufacturing–Bio/Tech-COOL |  | 0.6
|  |  |  | 12-MBT-Manufacturing–Bio/Tech-LIGHT |  | 0.7
|  |  |  | 12-MBT-Manufacturing–Bio/Tech-MOTOR |  | 0.8
|  |  |  | 12-MBT-Manufacturing–Bio/Tech-PROC_OTH |  | 0.9
|  |  |  | 13-MFM-ResidentialMulti-family-CL_DRY |  | 1
|  |  |  | 13-MFM-ResidentialMulti-family-CL_WASH |  | 1.1
|  |  |  | 13-MFM-ResidentialMulti-family-DSH_WASH |  | 1.2
|  |  |  | 13-MFM-ResidentialMulti-family-FREEZ |  | 1.3
|  |  |  | 13-MFM-ResidentialMulti-family-LIGHT |  | 1.4
|  |  |  | 13-MFM-ResidentialMulti-family-POOL_PMP |  | 1.5
|  |  |  | 13-MFM-ResidentialMulti-family-REFG |  | 1.6
|  |  |  | 13-MFM-ResidentialMulti-family-SP_COOL |  | 1.7
|  |  |  | 13-MFM-ResidentialMulti-family-SP_HEAT |  | 1.8
|  |  |  | 13-MFM-ResidentialMulti-family-WAT_HEAT |  | 1.9
|  |  |  | 14-MLI-Manufacturing–LightIndustry-AG_PUMP |  | 2
|  |  |  | 14-MLI-Manufacturing–LightIndustry-COMP_AIR |  | 2.1
|  |  |  | 14-MLI-Manufacturing–LightIndustry-COOL |  | 2.2
|  |  |  | 14-MLI-Manufacturing–LightIndustry-LIGHT |  | 2.3
|  |  |  | 14-MLI-Manufacturing–LightIndustry-MOTOR |  | 2.4
|  |  |  | 14-MLI-Manufacturing–LightIndustry-PROC_OTH |  | 2.5
|  |  |  | 15-MTL-Lodging–Motel-COOL |  | 2.6
|  |  |  | 15-MTL-Lodging–Motel-LIT_INT |  | 2.7
|  |  |  | 15-MTL-Lodging–Motel-OFF_EQ |  | 2.8
|  |  |  | 15-MTL-Lodging–Motel-LIT_EXT |  | 2.9
|  |  |  | 15-MTL-Lodging–Motel-REFG |  | 3
|  |  |  | 15-MTL-Lodging–Motel-VENT |  | 3.1
|  |  |  | 16-NRS-Health/Medical–Clinic-COOL |  | 3.2
|  |  |  | 16-NRS-Health/Medical–Clinic-LIT_INT |  | 3.3
|  |  |  | 16-NRS-Health/Medical–Clinic-OFF_EQ |  | 3.4
|  |  |  | 16-NRS-Health/Medical–Clinic-LIT_EXT |  | 3.5
|  |  |  | 16-NRS-Health/Medical–Clinic-REFG |  | 3.6
|  |  |  | 16-NRS-Health/Medical–Clinic-VENT |  | 3.7
|  |  |  | 17-OFL-Office–Large-Cooling |  | 3.8
|  |  |  | 17-OFL-Office–Large-ExtLight |  | 3.9
|  |  |  | 17-OFL-Office–Large-IntLight |  | 4
|  |  |  | 17-OFL-Office–Large-OffEquip |  | 4.1
|  |  |  | 17-OFL-Office–Large-Refrig |  | 4.2
|  |  |  | 17-OFL-Office–Large-Vent/Fan |  | 4.3
|  |  |  | 18-OFS-Office–Small-Cooling |  | 4.4
|  |  |  | 18-OFS-Office–Small-ExtLight |  | 4.5
|  |  |  | 18-OFS-Office–Small-IntLight |  | 4.6
|  |  |  | 18-OFS-Office–Small-OffEquip |  | 4.7
|  |  |  | 18-OFS-Office–Small-Refrig |  | 4.8
|  |  |  | 18-OFS-Office–Small-Vent/Fan |  | 4.9
|  |  |  | 19-RES-AllResidential-CL_DRY |  | 5
|  |  |  | 19-RES-AllResidential-CL_WASH |  | 5.1
|  |  |  | 19-RES-AllResidential-DSH_WASH |  | 5.2
|  |  |  | 19-RES-AllResidential-FREEZ |  | 5.3
|  |  |  | 19-RES-AllResidential-LIGHT |  | 5.4
|  |  |  | 19-RES-AllResidential-POOL_PMP |  | 5.5
|  |  |  | 19-RES-AllResidential-REFG |  | 5.6
|  |  |  | 19-RES-AllResidential-SP_COOL |  | 5.7
|  |  |  | 19-RES-AllResidential-SP_HEAT |  | 5.8
|  |  |  | 19-RES-AllResidential-WAT_HEAT |  | 5.9
|  |  |  | 20-RFF-Restaurant–FastFood-Cooling |  | 6
|  |  |  | 20-RFF-Restaurant–FastFood-ExtLight |  | 6.1
|  |  |  | 20-RFF-Restaurant–FastFood-IntLight |  | 6.2
|  |  |  | 20-RFF-Restaurant–FastFood-OffEquip |  | 6.3
|  |  |  | 20-RFF-Restaurant–FastFood-Refrig |  | 6.4
|  |  |  | 20-RFF-Restaurant–FastFood-Vent/Fan |  | 6.5
|  |  |  | 21-RSD-Restaurant–SitDown-COOL |  | 6.6
|  |  |  | 21-RSD-Restaurant–SitDown-LIT_INT |  | 6.7
|  |  |  | 21-RSD-Restaurant–SitDown-OFF_EQ |  | 6.8
|  |  |  | 21-RSD-Restaurant–SitDown-LIT_EXT |  | 6.9
|  |  |  | 21-RSD-Restaurant–SitDown-PROC_OTH |  | 7
|  |  |  | 21-RSD-Restaurant–SitDown-REFG |  | 7.1
|  |  |  | 21-RSD-Restaurant–SitDown-VENT |  | 7.2
|  |  |  | 22-RT3-Retail–3StoryLarge-COOL |  | 7.3
|  |  |  | 22-RT3-Retail–3StoryLarge-LIT_INT |  | 7.4
|  |  |  | 22-RT3-Retail–3StoryLarge-OFF_EQ |  | 7.5
|  |  |  | 22-RT3-Retail–3StoryLarge-LIT_EXT |  | 7.6
|  |  |  | 22-RT3-Retail–3StoryLarge-REFG |  | 7.7
|  |  |  | 22-RT3-Retail–3StoryLarge-VENT |  | 7.8
|  |  |  | 23-RTL-Retail–SingleStorylarge-COOL |  | 7.9
|  |  |  | 23-RTL-Retail–SingleStorylarge-LIT_INT |  | 8
|  |  |  | 23-RTL-Retail–SingleStorylarge-OFF_EQ |  | 8.1
|  |  |  | 23-RTL-Retail–SingleStorylarge-LIT_EXT |  | 8.2
|  |  |  | 23-RTL-Retail–SingleStorylarge-REFG |  | 8.3
|  |  |  | 23-RTL-Retail–SingleStorylarge-VENT |  | 8.4
|  |  |  | 24-RTS-Retail–Small-COOL |  | 8.5
|  |  |  | 24-RTS-Retail–Small-LIT_INT |  | 8.6
|  |  |  | 24-RTS-Retail–Small-OFF_EQ |  | 8.7
|  |  |  | 24-RTS-Retail–Small-LIT_EXT |  | 8.8
|  |  |  | 24-RTS-Retail–Small-REFG |  | 8.9
|  |  |  | 24-RTS-Retail–Small-VENT |  | 9
|  |  |  | 25-SCN-Storage–Conditioned-Cooling |  | 9.1
|  |  |  | 25-SCN-Storage–Conditioned-Exit |  | 9.2
|  |  |  | 25-SCN-Storage–Conditioned-ExtLight |  | 9.3
|  |  |  | 26-SFM-ResidentialSingleFamily-CL_DRY |  | 9.4
|  |  |  | 26-SFM-ResidentialSingleFamily-CL_WASH |  | 9.5
|  |  |  | 26-SFM-ResidentialSingleFamily-DSH_WASH |  | 9.6
|  |  |  | 26-SFM-ResidentialSingleFamily-FREEZ |  | 9.7
|  |  |  | 26-SFM-ResidentialSingleFamily-LIGHT |  | 9.8
|  |  |  | 26-SFM-ResidentialSingleFamily-POOL_PMP |  | 9.9
|  |  |  | 26-SFM-ResidentialSingleFamily-REFG |  | 10
|  |  |  | 26-SFM-ResidentialSingleFamily-SP_COOL |  | 10.1
|  |  |  | 26-SFM-ResidentialSingleFamily-SP_HEAT |  | 10.2
|  |  |  | 26-SFM-ResidentialSingleFamily-WAT_HEAT |  | 10.3
|  |  |  | 27-SMO-ResidentialMobileHome–SingleWide-CL_DRY |  | 10.4
|  |  |  | 27-SMO-ResidentialMobileHome–SingleWide-CL_WASH |  | 10.5
|  |  |  | 27-SMO-ResidentialMobileHome–SingleWide-DSH_WASH |  | 10.6
|  |  |  | 27-SMO-ResidentialMobileHome–SingleWide-FREEZ |  | 10.7
|  |  |  | 27-SMO-ResidentialMobileHome–SingleWide-LIGHT |  | 10.8
|  |  |  | 27-SMO-ResidentialMobileHome–SingleWide-POOL_PMP |  | 10.9
|  |  |  | 27-SMO-ResidentialMobileHome–SingleWide-REFG |  | 11
|  |  |  | 27-SMO-ResidentialMobileHome–SingleWide-SP_COOL |  | 11.1
|  |  |  | 27-SMO-ResidentialMobileHome–SingleWide-SP_HEAT |  | 11.2
|  |  |  | 27-SMO-ResidentialMobileHome–SingleWide-WAT_HEAT |  | 11.3
|  |  |  | 28-SUN-Storage–Unconditioned-Exit |  | 11.4
|  |  |  | 28-SUN-Storage–Unconditioned-ExtLight |  | 11.5
|  |  |  | 29-WRF-Storage–Refrigerated-Cooling |  | 11.6
|  |  |  | 29-WRF-Storage–Refrigerated-Exit |  | 11.7
|  |  |  | 29-WRF-Storage–Refrigerated-ExtLight |  | 11.8
|  |  |  | 30-S20-SIC20Food&KindredProducts-AG_PUMP |  | 11.9
|  |  |  | 30-S20-SIC20Food&KindredProducts-COMP_AIR |  | 12
|  |  |  | 30-S20-SIC20Food&KindredProducts-COOL |  | 12.1
|  |  |  | 30-S20-SIC20Food&KindredProducts-LIGHT |  | 12.2
|  |  |  | 30-S20-SIC20Food&KindredProducts-MOTOR |  | 12.3
|  |  |  | 30-S20-SIC20Food&KindredProducts-PROC_OTH |  | 12.4
|  |  |  | 31-S26-SIC26Paper&AlliedProducts-AG_PUMP |  | 12.5
|  |  |  | 31-S26-SIC26Paper&AlliedProducts-COMP_AIR |  | 12.6
|  |  |  | 31-S26-SIC26Paper&AlliedProducts-COOL |  | 12.7
|  |  |  | 31-S26-SIC26Paper&AlliedProducts-LIGHT |  | 12.8
|  |  |  | 31-S26-SIC26Paper&AlliedProducts-MOTOR |  | 12.9
|  |  |  | 31-S26-SIC26Paper&AlliedProducts-PROC_OTH |  | 13
|  |  |  | 32-S28-SIC28Chemicals&AlliedProducts-AG_PUMP |  | 13.1
|  |  |  | 32-S28-SIC28Chemicals&AlliedProducts-COMP_AIR |  | 13.2
|  |  |  | 32-S28-SIC28Chemicals&AlliedProducts-COOL |  | 13.3
|  |  |  | 32-S28-SIC28Chemicals&AlliedProducts-LIGHT |  | 13.4
|  |  |  | 32-S28-SIC28Chemicals&AlliedProducts-MOTOR |  | 13.5
|  |  |  | 32-S28-SIC28Chemicals&AlliedProducts-PROC_OTH |  | 13.6
|  |  |  | 33-S29-SIC29Petroleum&CoalProducts-AG_PUMP |  | 13.7
|  |  |  | 33-S29-SIC29Petroleum&CoalProducts-COMP_AIR |  | 13.8
|  |  |  | 33-S29-SIC29Petroleum&CoalProducts-COOL |  | 13.9
|  |  |  | 33-S29-SIC29Petroleum&CoalProducts-LIGHT |  | 14
|  |  |  | 33-S29-SIC29Petroleum&CoalProducts-MOTOR |  | 14.1
|  |  |  | 33-S29-SIC29Petroleum&CoalProducts-PROC_OTH |  | 14.2
|  |  |  | 34-S33-SIC33Metals-AG_PUMP |  | 14.3
|  |  |  | 34-S33-SIC33Metals-COMP_AIR |  | 14.4
|  |  |  | 34-S33-SIC33Metals-COOL |  | 14.5
|  |  |  | 34-S33-SIC33Metals-LIGHT |  | 14.6
|  |  |  | 34-S33-SIC33Metals-MOTOR |  | 14.7
|  |  |  | 34-S33-SIC33Metals-PROC_OTH |  | 14.8
|  |  |  | 35-OTI-OtherIndustrial-AG_PUMP |  | 14.9
|  |  |  | 35-OTI-OtherIndustrial-COMP_AIR |  | 15
|  |  |  | 35-OTI-OtherIndustrial-COOL |  | 15.1
|  |  |  | 35-OTI-OtherIndustrial-LIGHT |  | 15.2
|  |  |  | 35-OTI-OtherIndustrial-MOTOR |  | 15.3
|  |  |  | 35-OTI-OtherIndustrial-PROC_OTH |  | 15.4
|  |  |  | 36-GST-Lodging-GuestRooms-Cooling |  | 15.5
|  |  |  | 36-GST-Lodging-GuestRooms-ExtLight |  | 15.6
|  |  |  | 36-GST-Lodging-GuestRooms-IntLight |  | 15.7
|  |  |  | 36-GST-Lodging-GuestRooms-OffEquip |  | 15.8
|  |  |  | 36-GST-Lodging-GuestRooms-Refrig |  | 15.9
|  |  |  | 36-GST-Lodging-GuestRooms-Vent/Fan |  | 16
16.1
16.2
16.3
16.4
16.5
16.6
16.7
16.8
16.9
17
17.1
17.2
17.3
17.4
17.5
17.6
17.7
17.8
17.9
18
18.1
18.2
18.3
18.4
18.5
18.6
18.7
18.8
18.9
19
19.1
19.2
19.3
19.4
19.5
19.6
19.7
19.8
19.9
20
21
22
23
24
25
26
27
28
29
30