## A Factor
A Factor
For DR programs with constraints on their availability and how often they can be used, SDG&E uses a top 100 hours approach, a load-based approach based on publicly available data consistent with the 2010 Demand Response Cost Effectiveness Protocols (“Protocols”) (page 23). SDG&E has used the top 100 hours analysis in prior General Rate Case Phase 2 proceedings as a proxy for the Loss of Load Expectation approach. The “A Factor” varies by DR program based on the hours of availability, the number of calls per month, and the duration of the calls similar to the approach proposed by E3. The A factor is higher for programs available more hours of the year, with a higher number of calls per month, with a higher maximum number of hours per call, and more months during the year.
In the analysis, SDG&E based its A factor on 2006-2008 historical data from the Avoid Cost Calculator, but also provides information from comparable analysis based on SDG&E’s top 100 hours over the same time period in tab "SDG&ETop100". Since the results were not significantly different for the top 100 hours based on the Avoided Cost Calculator and SDG&E’s top 100 hours, SDG&E used statewide data. Also included for informational purposes only is the same analysis based on SDG&E’s Loss of Load Expectation analysis in tab" SDG&E LOLE".
The tabs in the spreadsheet tabs provide all the data used in the analysis: original 2006-2008 data and the steps to convert it to a single year. For data from the avoided cost calculator (tab ACC), the data was converted from the original data to the top 100 hours, moving horizontally through the spreadsheet. For each month and year, the days with the top 100 hours were sorted from those with the highest total probability to those with the least. The calls for each month were then aggregated (tab ACC data). The hourly probabilities for the first call in June for all three years were added together. The same process was used for each call throughout the year to create a simulated year showing each month and the number of calls in the month and the hourly probabilities associated with each.
The data is then analyzed in Tab “A-Factor-Calc” by limitations on hours (column AA) and limitations on the number of hours available per call (Column AB). The rows are used to implement the limitation on number of calls per month. For DR programs with an annual limit on hours or calls instead of a monthly limit, an alternate calculation is made assuming optimal dispatch of DR throughout the year. Where the limit is on monthly or annual hours, the number of calls is based on 4 hours, the expected duration of each call even though the maximum may be larger than 4 hours.
For example, a DR program available from May through October from 11 am to 6 pm (hours 12-18) with a limit of 4 calls per month and maximum of eight hours per call would have a value of 65 percent of the full value of a CT. That is, the likelihood of the need for added capacity will occur 65 percent of the time in those hours and with those limitations on the number of calls and duration of calls. The remainder will occur in the hours outside 11 am – 6 pm or outside the length of hours the DR program may be called, or may occur in months where a higher number of calls would have been useful.
Similarly, the spreadsheet tabs provide data used in the analysis based on SDG&E’s top 100 hours: original 2006-2008 data in tabs 2006, 2007, and 2008. The steps to convert it to a single year include the tab 2006-2008 that combines the three years, the tab “SDG&EProb” that changes the format to an array, showing the individual hours in columns and days in the rows, and the tab “SDG&ECalls” that aggregates calls for each month from individual years into a single simulated year showing each month and the number of calls in the month and the hourly probabilities associated with each.
The data is then analyzed in Tab “SDG&ETop 100” by limitations on hours and limitations on the number of hours available per call. The rows are used to implement the limitation on number of calls per month.

## A-Factor-Calc
A Factor Calculator | [11 empty] | Monthly Limit |  |  | Min | Max |  |  |  | Annual Limit
[12 empty] | Months Covered |  |  | 5 | 10 | Range 1-12
[12 empty] | Hours Covered |  |  | 12 | 18 | Range 1-24 |  |  | Number of Calls per Year |  |  | 30
Analysis based on ACC top 100 hours | [19 empty] | Set max hours per call in p6
[12 empty] | Number of Calls per Month |  |  | 13 |  | Range 1-13 |  |  | Set months covered in p2-q2
[12 empty] | Max hours per call |  |  | 8 |  | Range 1-24 |  |  | Set hours covered in p3-q3
Set number of calls per month to max (13) and calc # of calls based on hours and expected duration
[12 empty] | A Factor for Monthly Limit |  |  | 92.27% |  |  |  |  | A Factor for Annual Limit |  |  | 90.15%
Hours
Month | Call# | 1 | 2 | 3 | 4 | 5 | 6 | 7 | 8 | 9 | 10 | 11 | 12 | 13 | 14 | 15 | 16 | 17 | 18 | 19 | 20 | 21 | 22 | 23 | 24 | hours constrained | Hours available per call | Minumum | Rank
5 | 1 | 0% | 0% | 0% | 0% | 0% | 0% | 0% | 0% | 0% | 0% | 0% | 0% | 0% | 0% | 0.2661% | 0% | 0% | 0% | 0% | 0% | 0% | 0% | 0% | 0% | 0.2661% | 0.2661% | 0.2661% | 34
6 | 1 | 0% | 0% | 0% | 0% | 0% | 0% | 0% | 0% | 0% | 0% | 0% | 0.3176% | 0.4147% | 0.5521% | 0.9371% | 0.9236% | 0.5218% | 0.385% | 0.2901% | 0.2792% | 0% | 0% | 0% | 0% | 4.052% | 4.342% | 4.052% | 9
6 | 2 | 0% | 0% | 0% | 0% | 0% | 0% | 0% | 0% | 0% | 0% | 0% | 0.298% | 0.3343% | 0.3598% | 0.6104% | 0.3596% | 0.3242% | 0.2656% | 0% | 0% | 0% | 0% | 0% | 0% | 2.552% | 2.552% | 2.552% | 16
6 | 3 | 0% | 0% | 0% | 0% | 0% | 0% | 0% | 0% | 0% | 0% | 0% | 0% | 0.2861% | 0.3377% | 0.3824% | 0.3761% | 0.3206% | 0% | 0% | 0% | 0% | 0% | 0% | 0% | 1.703% | 1.703% | 1.703% | 21
6 | 4 | 0% | 0% | 0% | 0% | 0% | 0% | 0% | 0% | 0% | 0% | 0% | 0% | 0% | 0% | 0.273% | 0.2692% | 0% | 0% | 0% | 0% | 0% | 0% | 0% | 0% | 0.5422% | 0.5422% | 0.5422% | 31
7 | 1 | 0% | 0% | 0% | 0% | 0% | 0% | 0% | 0% | 0% | 0.2829% | 0.3445% | 0.7441% | 1.249% | 1.394% | 1.446% | 1.368% | 1.147% | 0.4283% | 0.3377% | 0.3414% | 0.2385% | 0% | 0% | 0% | 7.776% | 8.12% | 7.776% | 1
7 | 2 | 0% | 0% | 0% | 0% | 0% | 0% | 0% | 0% | 0% | 0.2722% | 0.3388% | 0.4234% | 1.07% | 1.217% | 1.24% | 1.166% | 0.7122% | 0.3014% | 0.2474% | 0.2483% | 0% | 0% | 0% | 0% | 6.13% | 6.468% | 6.13% | 3
7 | 3 | 0% | 0% | 0% | 0% | 0% | 0% | 0% | 0% | 0% | 0% | 0.2515% | 0.3117% | 0.6545% | 0.7858% | 1.127% | 1.095% | 0.6784% | 0.3062% | 0.2506% | 0.2585% | 0% | 0% | 0% | 0% | 4.958% | 5.216% | 4.958% | 5
7 | 4 | 0% | 0% | 0% | 0% | 0% | 0% | 0% | 0% | 0% | 0% | 0.2943% | 0.6489% | 0.7382% | 0.7864% | 1.047% | 0.9627% | 0.3473% | 0.2915% | 0.262% | 0.2673% | 0% | 0% | 0% | 0% | 4.822% | 5.116% | 4.822% | 7
7 | 5 | 0% | 0% | 0% | 0% | 0% | 0% | 0% | 0% | 0% | 0% | 0% | 0.2878% | 0.3488% | 0.3922% | 0.6583% | 0.6127% | 0.2928% | 0.2461% | 0% | 0% | 0% | 0% | 0% | 0% | 2.839% | 2.839% | 2.839% | 12
7 | 6 | 0% | 0% | 0% | 0% | 0% | 0% | 0% | 0% | 0% | 0% | 0% | 0.2408% | 0.2875% | 0.3208% | 0.3343% | 0.3191% | 0.2799% | 0% | 0% | 0% | 0% | 0% | 0% | 0% | 1.782% | 1.782% | 1.782% | 18
7 | 7 | 0% | 0% | 0% | 0% | 0% | 0% | 0% | 0% | 0% | 0% | 0% | 0.2718% | 0.3204% | 0.3294% | 0.3119% | 0.2924% | 0.2479% | 0% | 0% | 0% | 0% | 0% | 0% | 0% | 1.774% | 1.774% | 1.774% | 19
7 | 8 | 0% | 0% | 0% | 0% | 0% | 0% | 0% | 0% | 0% | 0% | 0% | 0.2535% | 0.2943% | 0.3203% | 0.3305% | 0.3065% | 0.2665% | 0% | 0% | 0% | 0% | 0% | 0% | 0% | 1.772% | 1.772% | 1.772% | 20
7 | 9 | 0% | 0% | 0% | 0% | 0% | 0% | 0% | 0% | 0% | 0% | 0% | 0% | 0.2582% | 0.283% | 0.2997% | 0.3028% | 0.2828% | 0.2454% | 0% | 0% | 0% | 0% | 0% | 0% | 1.672% | 1.672% | 1.672% | 23
7 | 10 | 0% | 0% | 0% | 0% | 0% | 0% | 0% | 0% | 0% | 0% | 0% | 0% | 0.2654% | 0.2938% | 0.3069% | 0.2874% | 0.2528% | 0% | 0% | 0% | 0% | 0% | 0% | 0% | 1.406% | 1.406% | 1.406% | 25
7 | 11 | 0% | 0% | 0% | 0% | 0% | 0% | 0% | 0% | 0% | 0% | 0% | 0% | 0.2604% | 0.2874% | 0.2968% | 0.281% | 0.2424% | 0% | 0% | 0% | 0% | 0% | 0% | 0% | 1.368% | 1.368% | 1.368% | 27
7 | 12 | 0% | 0% | 0% | 0% | 0% | 0% | 0% | 0% | 0% | 0% | 0% | 0% | 0% | 0.2477% | 0.2633% | 0.2635% | 0.2366% | 0% | 0% | 0% | 0% | 0% | 0% | 0% | 1.011% | 1.011% | 1.011% | 29
7 | 13 | 0% | 0% | 0% | 0% | 0% | 0% | 0% | 0% | 0% | 0% | 0% | 0% | 0% | 0.246% | 0.2579% | 0.2532% | 0% | 0% | 0% | 0% | 0% | 0% | 0% | 0% | 0.7571% | 0.7571% | 0.7571% | 30
8 | 1 | 0% | 0% | 0% | 0% | 0% | 0% | 0% | 0% | 0% | 0.2703% | 0.349% | 0.7304% | 0.9686% | 1.099% | 1.331% | 1.182% | 0.7152% | 0.3028% | 0.2991% | 0.2554% | 0% | 0% | 0% | 0% | 6.33% | 6.679% | 6.33% | 2
8 | 2 | 0% | 0% | 0% | 0% | 0% | 0% | 0% | 0% | 0% | 0% | 0.2706% | 0.3369% | 0.7582% | 0.9536% | 1.341% | 1.006% | 0.7505% | 0.3294% | 0.3344% | 0.2702% | 0% | 0% | 0% | 0% | 5.475% | 5.81% | 5.475% | 4
8 | 3 | 0% | 0% | 0% | 0% | 0% | 0% | 0% | 0% | 0% | 0% | 0.302% | 0.3773% | 0.7734% | 0.8834% | 0.9635% | 0.8621% | 0.69% | 0.339% | 0.3075% | 0.2624% | 0% | 0% | 0% | 0% | 4.889% | 5.196% | 4.889% | 6
8 | 4 | 0% | 0% | 0% | 0% | 0% | 0% | 0% | 0% | 0% | 0% | 0% | 0% | 0.2992% | 0.6464% | 0.7323% | 0.7316% | 0.6165% | 0.2556% | 0% | 0% | 0% | 0% | 0% | 0% | 3.282% | 3.282% | 3.282% | 11
8 | 5 | 0% | 0% | 0% | 0% | 0% | 0% | 0% | 0% | 0% | 0% | 0% | 0% | 0.5337% | 0.6088% | 0.6598% | 0.6358% | 0.275% | 0% | 0% | 0% | 0% | 0% | 0% | 0% | 2.713% | 2.713% | 2.713% | 14
8 | 6 | 0% | 0% | 0% | 0% | 0% | 0% | 0% | 0% | 0% | 0% | 0% | 0% | 0.2547% | 0.5608% | 0.6044% | 0.6046% | 0.5339% | 0% | 0% | 0% | 0% | 0% | 0% | 0% | 2.558% | 2.558% | 2.558% | 15
8 | 7 | 0% | 0% | 0% | 0% | 0% | 0% | 0% | 0% | 0% | 0% | 0% | 0% | 0.2512% | 0.5732% | 0.6101% | 0.5804% | 0% | 0% | 0% | 0% | 0% | 0% | 0% | 0% | 2.015% | 2.015% | 2.015% | 17
8 | 8 | 0% | 0% | 0% | 0% | 0% | 0% | 0% | 0% | 0% | 0% | 0% | 0% | 0% | 0.5342% | 0.5808% | 0.5655% | 0% | 0% | 0% | 0% | 0% | 0% | 0% | 0% | 1.68% | 1.68% | 1.68% | 22
8 | 9 | 0% | 0% | 0% | 0% | 0% | 0% | 0% | 0% | 0% | 0% | 0% | 0% | 0% | 0.5292% | 0.5511% | 0.5346% | 0% | 0% | 0% | 0% | 0% | 0% | 0% | 0% | 1.615% | 1.615% | 1.615% | 24
8 | 10 | 0% | 0% | 0% | 0% | 0% | 0% | 0% | 0% | 0% | 0% | 0% | 0% | 0% | 0.2565% | 0.5411% | 0.5317% | 0% | 0% | 0% | 0% | 0% | 0% | 0% | 0% | 1.329% | 1.329% | 1.329% | 28
8 | 11 | 0% | 0% | 0% | 0% | 0% | 0% | 0% | 0% | 0% | 0% | 0% | 0% | 0% | 0% | 0.2642% | 0.2595% | 0% | 0% | 0% | 0% | 0% | 0% | 0% | 0% | 0.5237% | 0.5237% | 0.5237% | 33
8 | 12 | 0% | 0% | 0% | 0% | 0% | 0% | 0% | 0% | 0% | 0% | 0% | 0% | 0% | 0% | 0.2542% | 0% | 0% | 0% | 0% | 0% | 0% | 0% | 0% | 0% | 0.2542% | 0.2542% | 0.2542% | 35
9 | 1 | 0% | 0% | 0% | 0% | 0% | 0% | 0% | 0% | 0% | 0% | 0% | 0.2588% | 0.5849% | 0.9157% | 0.9942% | 0.9542% | 0.5802% | 0% | 0% | 0% | 0% | 0% | 0% | 0% | 4.288% | 4.288% | 4.288% | 8
9 | 2 | 0% | 0% | 0% | 0% | 0% | 0% | 0% | 0% | 0% | 0% | 0% | 0.2592% | 0.5828% | 0.6573% | 0.7129% | 0.6821% | 0.5799% | 0% | 0% | 0% | 0% | 0% | 0% | 0% | 3.474% | 3.474% | 3.474% | 10
9 | 3 | 0% | 0% | 0% | 0% | 0% | 0% | 0% | 0% | 0% | 0% | 0% | 0.2635% | 0.2925% | 0.6131% | 0.6735% | 0.6375% | 0.2757% | 0% | 0% | 0% | 0% | 0% | 0% | 0% | 2.756% | 2.756% | 2.756% | 13
9 | 4 | 0% | 0% | 0% | 0% | 0% | 0% | 0% | 0% | 0% | 0% | 0% | 0% | 0.255% | 0.2804% | 0.2911% | 0.2849% | 0.264% | 0% | 0% | 0% | 0% | 0% | 0% | 0% | 1.375% | 1.375% | 1.375% | 26
10 | 1 | 0% | 0% | 0% | 0% | 0% | 0% | 0% | 0% | 0% | 0% | 0% | 0% | 0% | 0.2664% | 0.2679% | 0% | 0% | 0% | 0% | 0% | 0% | 0% | 0% | 0% | 0.5343% | 0.5343% | 0.5343% | 32

## ACCdata
This spreadsheet takes the ACC probabilities from all three years and orders it by month and number of calls per month
Hours
Month | Call# | 1 | 2 | 3 | 4 | 5 | 6 | 7 | 8 | 9 | 10 | 11 | 12 | 13 | 14 | 15 | 16 | 17 | 18 | 19 | 20 | 21 | 22 | 23 | 24
5 | 1 | 0% | 0% | 0% | 0% | 0% | 0% | 0% | 0% | 0% | 0% | 0% | 0% | 0% | 0% | 0.2661% | 0% | 0% | 0% | 0% | 0% | 0% | 0% | 0% | 0% | 0.2661%
6 | 1 | 0% | 0% | 0% | 0% | 0% | 0% | 0% | 0% | 0% | 0% | 0% | 0.3176% | 0.4147% | 0.5521% | 0.9371% | 0.9236% | 0.5218% | 0.385% | 0.2901% | 0.2792% | 0% | 0% | 0% | 0% | 4.621%
| 2 | 0% | 0% | 0% | 0% | 0% | 0% | 0% | 0% | 0% | 0% | 0% | 0.298% | 0.3343% | 0.3598% | 0.6104% | 0.3596% | 0.3242% | 0.2656% | 0% | 0% | 0% | 0% | 0% | 0% | 2.552%
| 3 | 0% | 0% | 0% | 0% | 0% | 0% | 0% | 0% | 0% | 0% | 0% | 0% | 0.2861% | 0.3377% | 0.3824% | 0.3761% | 0.3206% | 0% | 0% | 0% | 0% | 0% | 0% | 0% | 1.703%
| 4 | 0% | 0% | 0% | 0% | 0% | 0% | 0% | 0% | 0% | 0% | 0% | 0% | 0% | 0% | 0.273% | 0.2692% | 0% | 0% | 0% | 0% | 0% | 0% | 0% | 0% | 0.5422%
7 | 1 | 0% | 0% | 0% | 0% | 0% | 0% | 0% | 0% | 0% | 0.2829% | 0.3445% | 0.7441% | 1.249% | 1.394% | 1.446% | 1.368% | 1.147% | 0.4283% | 0.3377% | 0.3414% | 0.2385% | 0% | 0% | 0% | 9.321%
| 2 | 0% | 0% | 0% | 0% | 0% | 0% | 0% | 0% | 0% | 0.2722% | 0.3388% | 0.4234% | 1.07% | 1.217% | 1.24% | 1.166% | 0.7122% | 0.3014% | 0.2474% | 0.2483% | 0% | 0% | 0% | 0% | 7.236%
| 3 | 0% | 0% | 0% | 0% | 0% | 0% | 0% | 0% | 0% | 0% | 0.2515% | 0.3117% | 0.6545% | 0.7858% | 1.127% | 1.095% | 0.6784% | 0.3062% | 0.2506% | 0.2585% | 0% | 0% | 0% | 0% | 5.719%
| 4 | 0% | 0% | 0% | 0% | 0% | 0% | 0% | 0% | 0% | 0% | 0.2943% | 0.6489% | 0.7382% | 0.7864% | 1.047% | 0.9627% | 0.3473% | 0.2915% | 0.262% | 0.2673% | 0% | 0% | 0% | 0% | 5.645%
| 5 | 0% | 0% | 0% | 0% | 0% | 0% | 0% | 0% | 0% | 0% | 0% | 0.2878% | 0.3488% | 0.3922% | 0.6583% | 0.6127% | 0.2928% | 0.2461% | 0% | 0% | 0% | 0% | 0% | 0% | 2.839%
| 6 | 0% | 0% | 0% | 0% | 0% | 0% | 0% | 0% | 0% | 0% | 0% | 0.2408% | 0.2875% | 0.3208% | 0.3343% | 0.3191% | 0.2799% | 0% | 0% | 0% | 0% | 0% | 0% | 0% | 1.782%
| 7 | 0% | 0% | 0% | 0% | 0% | 0% | 0% | 0% | 0% | 0% | 0% | 0.2718% | 0.3204% | 0.3294% | 0.3119% | 0.2924% | 0.2479% | 0% | 0% | 0% | 0% | 0% | 0% | 0% | 1.774%
| 8 | 0% | 0% | 0% | 0% | 0% | 0% | 0% | 0% | 0% | 0% | 0% | 0.2535% | 0.2943% | 0.3203% | 0.3305% | 0.3065% | 0.2665% | 0% | 0% | 0% | 0% | 0% | 0% | 0% | 1.772%
| 9 | 0% | 0% | 0% | 0% | 0% | 0% | 0% | 0% | 0% | 0% | 0% | 0% | 0.2582% | 0.283% | 0.2997% | 0.3028% | 0.2828% | 0.2454% | 0% | 0% | 0% | 0% | 0% | 0% | 1.672%
| 10 | 0% | 0% | 0% | 0% | 0% | 0% | 0% | 0% | 0% | 0% | 0% | 0% | 0.2654% | 0.2938% | 0.3069% | 0.2874% | 0.2528% | 0% | 0% | 0% | 0% | 0% | 0% | 0% | 1.406%
| 11 | 0% | 0% | 0% | 0% | 0% | 0% | 0% | 0% | 0% | 0% | 0% | 0% | 0.2604% | 0.2874% | 0.2968% | 0.281% | 0.2424% | 0% | 0% | 0% | 0% | 0% | 0% | 0% | 1.368%
| 12 | 0% | 0% | 0% | 0% | 0% | 0% | 0% | 0% | 0% | 0% | 0% | 0% | 0% | 0.2477% | 0.2633% | 0.2635% | 0.2366% | 0% | 0% | 0% | 0% | 0% | 0% | 0% | 1.011%
| 13 | 0% | 0% | 0% | 0% | 0% | 0% | 0% | 0% | 0% | 0% | 0% | 0% | 0% | 0.246% | 0.2579% | 0.2532% | 0% | 0% | 0% | 0% | 0% | 0% | 0% | 0% | 0.7571%
8 | 1 | 0% | 0% | 0% | 0% | 0% | 0% | 0% | 0% | 0% | 0.2703% | 0.349% | 0.7304% | 0.9686% | 1.099% | 1.331% | 1.182% | 0.7152% | 0.3028% | 0.2991% | 0.2554% | 0% | 0% | 0% | 0% | 7.504%
| 2 | 0% | 0% | 0% | 0% | 0% | 0% | 0% | 0% | 0% | 0% | 0.2706% | 0.3369% | 0.7582% | 0.9536% | 1.341% | 1.006% | 0.7505% | 0.3294% | 0.3344% | 0.2702% | 0% | 0% | 0% | 0% | 6.351%
| 3 | 0% | 0% | 0% | 0% | 0% | 0% | 0% | 0% | 0% | 0% | 0.302% | 0.3773% | 0.7734% | 0.8834% | 0.9635% | 0.8621% | 0.69% | 0.339% | 0.3075% | 0.2624% | 0% | 0% | 0% | 0% | 5.761%
| 4 | 0% | 0% | 0% | 0% | 0% | 0% | 0% | 0% | 0% | 0% | 0% | 0% | 0.2992% | 0.6464% | 0.7323% | 0.7316% | 0.6165% | 0.2556% | 0% | 0% | 0% | 0% | 0% | 0% | 3.282%
| 5 | 0% | 0% | 0% | 0% | 0% | 0% | 0% | 0% | 0% | 0% | 0% | 0% | 0.5337% | 0.6088% | 0.6598% | 0.6358% | 0.275% | 0% | 0% | 0% | 0% | 0% | 0% | 0% | 2.713%
| 6 | 0% | 0% | 0% | 0% | 0% | 0% | 0% | 0% | 0% | 0% | 0% | 0% | 0.2547% | 0.5608% | 0.6044% | 0.6046% | 0.5339% | 0% | 0% | 0% | 0% | 0% | 0% | 0% | 2.558%
| 7 | 0% | 0% | 0% | 0% | 0% | 0% | 0% | 0% | 0% | 0% | 0% | 0% | 0.2512% | 0.5732% | 0.6101% | 0.5804% | 0% | 0% | 0% | 0% | 0% | 0% | 0% | 0% | 2.015%
| 8 | 0% | 0% | 0% | 0% | 0% | 0% | 0% | 0% | 0% | 0% | 0% | 0% | 0% | 0.5342% | 0.5808% | 0.5655% | 0% | 0% | 0% | 0% | 0% | 0% | 0% | 0% | 1.68%
| 9 | 0% | 0% | 0% | 0% | 0% | 0% | 0% | 0% | 0% | 0% | 0% | 0% | 0% | 0.5292% | 0.5511% | 0.5346% | 0% | 0% | 0% | 0% | 0% | 0% | 0% | 0% | 1.615%
| 10 | 0% | 0% | 0% | 0% | 0% | 0% | 0% | 0% | 0% | 0% | 0% | 0% | 0% | 0.2565% | 0.5411% | 0.5317% | 0% | 0% | 0% | 0% | 0% | 0% | 0% | 0% | 1.329%
| 11 | 0% | 0% | 0% | 0% | 0% | 0% | 0% | 0% | 0% | 0% | 0% | 0% | 0% | 0% | 0.2642% | 0.2595% | 0% | 0% | 0% | 0% | 0% | 0% | 0% | 0% | 0.5237%
| 12 | 0% | 0% | 0% | 0% | 0% | 0% | 0% | 0% | 0% | 0% | 0% | 0% | 0% | 0% | 0.2542% | 0% | 0% | 0% | 0% | 0% | 0% | 0% | 0% | 0% | 0.2542%
9 | 1 | 0% | 0% | 0% | 0% | 0% | 0% | 0% | 0% | 0% | 0% | 0% | 0.2588% | 0.5849% | 0.9157% | 0.9942% | 0.9542% | 0.5802% | 0% | 0% | 0% | 0% | 0% | 0% | 0% | 4.288%
| 2 | 0% | 0% | 0% | 0% | 0% | 0% | 0% | 0% | 0% | 0% | 0% | 0.2592% | 0.5828% | 0.6573% | 0.7129% | 0.6821% | 0.5799% | 0% | 0% | 0% | 0% | 0% | 0% | 0% | 3.474%
| 3 | 0% | 0% | 0% | 0% | 0% | 0% | 0% | 0% | 0% | 0% | 0% | 0.2635% | 0.2925% | 0.6131% | 0.6735% | 0.6375% | 0.2757% | 0% | 0% | 0% | 0% | 0% | 0% | 0% | 2.756%
| 4 | 0% | 0% | 0% | 0% | 0% | 0% | 0% | 0% | 0% | 0% | 0% | 0% | 0.255% | 0.2804% | 0.2911% | 0.2849% | 0.264% | 0% | 0% | 0% | 0% | 0% | 0% | 0% | 1.375%
10 | 1 | 0% | 0% | 0% | 0% | 0% | 0% | 0% | 0% | 0% | 0% | 0% | 0% | 0% | 0.2664% | 0.2679% | 0% | 0% | 0% | 0% | 0% | 0% | 0% | 0% | 0% | 0.5343%

## ACC
Data from the Avoided Cost Calculator | [24 empty] | Original Data sorted | [26 empty] | 2006 | 0.3631%
[52 empty] | 2007 | 0.3765% | [22 empty] | Conversion from top 250 to top 100 | [25 empty] | Conversion to 33% per year, 100% for three years | [25 empty] | Top 100
[25 empty] | Hourly CAISO System Loads | Hourly Load Allocators (Sum to 100% within each year) | [25 empty] | 2008 | 0.3904%
[26 empty] | 1 | 2 | 3 | 4 | 5 | 6 | 7 | 8 | 9 | 10 | 11 | 12 | 13 | 14 | 15 | 16 | 17 | 18 | 19 | 20 | 21 | 22 | 23 | 24 | Day | Date | 1 | 2 | 3 | 4 | 5 | 6 | 7 | 8 | 9 | 10 | 11 | 12 | 13 | 14 | 15 | 16 | 17 | 18 | 19 | 20 | 21 | 22 | 23 | 24 | Date | 1 | 2 | 3 | 4 | 5 | 6 | 7 | 8 | 9 | 10 | 11 | 12 | 13 | 14 | 15 | 16 | 17 | 18 | 19 | 20 | 21 | 22 | 23 | 24 |  | Date | 1 | 2 | 3 | 4 | 5 | 6 | 7 | 8 | 9 | 10 | 11 | 12 | 13 | 14 | 15 | 16 | 17 | 18 | 19 | 20 | 21 | 22 | 23 | 24 |  | Date | Year | Month | Call# | Prob | 1 | 2 | 3 | 4 | 5 | 6 | 7 | 8 | 9 | 10 | 11 | 12 | 13 | 14 | 15 | 16 | 17 | 18 | 19 | 20 | 21 | 22 | 23 | 24
Hourly CAISO System Loads | [24 empty] | 2006-07-24 | 0% | 0% | 0% | 0% | 0% | 0% | 0% | 0% | 0.3351% | 0.4425% | 0.5388% | 0.6924% | 0.9644% | 1.063% | 1.088% | 1.012% | 0.8402% | 0.6698% | 0.5281% | 0.534% | 0.373% | 0% | 0% | 0% | 9.081% | 2006-06-21 | 0% | 0% | 0% | 0% | 0% | 0% | 0% | 0% | 0% | 0% | 0% | 0% | 0% | 0% | 0.2891% | 0% | 0% | 0% | 0% | 0% | 0% | 0% | 0% | 0% | 2006-06-21 | 0% | 0% | 0% | 0% | 0% | 0% | 0% | 0% | 0% | 0% | 0% | 0% | 0% | 0% | 0% | 0% | 0% | 0% | 0% | 0% | 0% | 0% | 0% | 0% |  | 2006-06-21 | 0% | 0% | 0% | 0% | 0% | 0% | 0% | 0% | 0% | 0% | 0% | 0% | 0% | 0% | 0% | 0% | 0% | 0% | 0% | 0% | 0% | 0% | 0% | 0% |  | 2006-06-29 | 2006 | 6 | 1 | 0.4843% | 0% | 0% | 0% | 0% | 0% | 0% | 0% | 0% | 0% | 0% | 0% | 0% | 0% | 0% | 0.2446% | 0.2397% | 0% | 0% | 0% | 0% | 0% | 0% | 0% | 0%
| 1 | 2 | 3 | 4 | 5 | 6 | 7 | 8 | 9 | 10 | 11 | 12 | 13 | 14 | 15 | 16 | 17 | 18 | 19 | 20 | 21 | 22 | 23 | 24 | 2007-08-31 | 0% | 0% | 0% | 0% | 0% | 0% | 0% | 0% | 0.3076% | 0.4061% | 0.5244% | 0.6961% | 0.953% | 1.073% | 1.019% | 0.8553% | 0.6341% | 0.455% | 0.4494% | 0.3838% | 0% | 0% | 0% | 0% | 7.757% | 2006-06-22 | 0% | 0% | 0% | 0% | 0% | 0% | 0% | 0% | 0% | 0% | 0% | 0% | 0.3046% | 0.3246% | 0.3346% | 0.3269% | 0.2979% | 0% | 0% | 0% | 0% | 0% | 0% | 0% | 2006-06-22 | 0% | 0% | 0% | 0% | 0% | 0% | 0% | 0% | 0% | 0% | 0% | 0% | 0% | 0% | 0% | 0% | 0% | 0% | 0% | 0% | 0% | 0% | 0% | 0% |  | 2006-06-22 | 0% | 0% | 0% | 0% | 0% | 0% | 0% | 0% | 0% | 0% | 0% | 0% | 0% | 0% | 0% | 0% | 0% | 0% | 0% | 0% | 0% | 0% | 0% | 0% |  | 2006-06-28 | 2006 | 6 | 2 | 0.2376% | 0% | 0% | 0% | 0% | 0% | 0% | 0% | 0% | 0% | 0% | 0% | 0% | 0% | 0% | 0.2376% | 0% | 0% | 0% | 0% | 0% | 0% | 0% | 0% | 0%
2006-01-01 | 20838 | 19718 | 19301 | 18879 | 18875 | 19227 | 19577 | 19778 | 20692 | 21879 | 22669 | 23152 | 23184 | 23197 | 23189 | 23679 | 26005 | 27524 | 27181 | 26536 | 25631 | 24195 | 22354 | 20913 | 2006-07-25 | 0% | 0% | 0% | 0% | 0% | 0% | 0% | 0% | 0.3289% | 0.4257% | 0.53% | 0.6623% | 0.8166% | 0.9474% | 0.9267% | 0.8305% | 0.6119% | 0.4714% | 0.387% | 0.3883% | 0.2949% | 0% | 0% | 0% | 7.622% | 2006-06-23 | 0% | 0% | 0% | 0% | 0% | 0% | 0% | 0% | 0% | 0% | 0% | 0% | 0.3011% | 0.3199% | 0.3256% | 0.3182% | 0% | 0% | 0% | 0% | 0% | 0% | 0% | 0% | 2006-06-23 | 0% | 0% | 0% | 0% | 0% | 0% | 0% | 0% | 0% | 0% | 0% | 0% | 0% | 0% | 0% | 0% | 0% | 0% | 0% | 0% | 0% | 0% | 0% | 0% |  | 2006-06-23 | 0% | 0% | 0% | 0% | 0% | 0% | 0% | 0% | 0% | 0% | 0% | 0% | 0% | 0% | 0% | 0% | 0% | 0% | 0% | 0% | 0% | 0% | 0% | 0% |  | 2006-07-24 | 2006 | 7 | 1 | 5.592% | 0% | 0% | 0% | 0% | 0% | 0% | 0% | 0% | 0% | 0.2829% | 0.3445% | 0.4427% | 0.6166% | 0.6799% | 0.6955% | 0.6469% | 0.5372% | 0.4283% | 0.3377% | 0.3414% | 0.2385% | 0% | 0% | 0%
2006-01-02 | 19902 | 19131 | 18814 | 18725 | 19190 | 20021 | 21129 | 22258 | 23111 | 24539 | 25421 | 25701 | 25475 | 25387 | 25123 | 25247 | 26935 | 29596 | 29086 | 28572 | 27313 | 25333 | 22891 | 21161 | 2007-08-29 | 0% | 0% | 0% | 0% | 0% | 0% | 0% | 0% | 0% | 0.327% | 0.4066% | 0.5062% | 0.6703% | 0.8796% | 1.06% | 0.9583% | 0.6816% | 0.495% | 0.5025% | 0.406% | 0% | 0% | 0% | 0% | 6.893% | 2006-06-26 | 0% | 0% | 0% | 0% | 0% | 0% | 0% | 0% | 0% | 0% | 0% | 0.3% | 0.3328% | 0.3555% | 0.3554% | 0.351% | 0.3202% | 0% | 0% | 0% | 0% | 0% | 0% | 0% | 2006-06-26 | 0% | 0% | 0% | 0% | 0% | 0% | 0% | 0% | 0% | 0% | 0% | 0% | 0% | 0% | 0% | 0% | 0% | 0% | 0% | 0% | 0% | 0% | 0% | 0% |  | 2006-06-26 | 0% | 0% | 0% | 0% | 0% | 0% | 0% | 0% | 0% | 0% | 0% | 0% | 0% | 0% | 0% | 0% | 0% | 0% | 0% | 0% | 0% | 0% | 0% | 0% |  | 2006-07-25 | 2006 | 7 | 2 | 4.474% | 0% | 0% | 0% | 0% | 0% | 0% | 0% | 0% | 0% | 0.2722% | 0.3388% | 0.4234% | 0.5221% | 0.6057% | 0.5925% | 0.531% | 0.3912% | 0.3014% | 0.2474% | 0.2483% | 0% | 0% | 0% | 0%
2006-01-03 | 20123 | 19543 | 19265 | 19429 | 20186 | 22328 | 24894 | 25974 | 26925 | 27511 | 27778 | 27728 | 27629 | 27569 | 27261 | 27204 | 28828 | 31246 | 30994 | 30271 | 28973 | 26858 | 24333 | 22166 | 2007-08-30 | 0% | 0% | 0% | 0% | 0% | 0% | 0% | 0% | 0% | 0.3649% | 0.4538% | 0.5668% | 0.7332% | 0.8304% | 0.8677% | 0.7372% | 0.5674% | 0.5094% | 0.462% | 0.3942% | 0% | 0% | 0% | 0% | 6.487% | 2006-06-28 | 0% | 0% | 0% | 0% | 0% | 0% | 0% | 0% | 0% | 0% | 0% | 0.313% | 0.3442% | 0.3631% | 0.3716% | 0.3569% | 0.3253% | 0.2913% | 0% | 0% | 0% | 0% | 0% | 0% | 2006-06-28 | 0% | 0% | 0% | 0% | 0% | 0% | 0% | 0% | 0% | 0% | 0% | 0% | 0% | 0% | 0.3716% | 0% | 0% | 0% | 0% | 0% | 0% | 0% | 0% | 0% |  | 2006-06-28 | 0% | 0% | 0% | 0% | 0% | 0% | 0% | 0% | 0% | 0% | 0% | 0% | 0% | 0% | 0.2376% | 0% | 0% | 0% | 0% | 0% | 0% | 0% | 0% | 0% |  | 2006-07-21 | 2006 | 7 | 3 | 3.617% | 0% | 0% | 0% | 0% | 0% | 0% | 0% | 0% | 0% | 0% | 0.2515% | 0.3117% | 0.3828% | 0.4701% | 0.5162% | 0.489% | 0.38% | 0.3062% | 0.2506% | 0.2585% | 0% | 0% | 0% | 0%
2006-01-04 | 21524 | 20770 | 20333 | 20429 | 21043 | 22892 | 25499 | 26611 | 27244 | 27654 | 27890 | 27870 | 27659 | 27591 | 27210 | 27050 | 28583 | 31177 | 30745 | 29913 | 28544 | 26613 | 24007 | 21817 | 2008-06-20 | 0% | 0% | 0% | 0% | 0% | 0% | 0% | 0% | 0% | 0% | 0.3705% | 0.4679% | 0.611% | 0.8135% | 1.02% | 1.008% | 0.7689% | 0.5674% | 0.4274% | 0.4115% | 0% | 0% | 0% | 0% | 6.466% | 2006-06-29 | 0% | 0% | 0% | 0% | 0% | 0% | 0% | 0% | 0% | 0% | 0% | 0.2937% | 0.3286% | 0.3607% | 0.3825% | 0.3749% | 0.3366% | 0.2911% | 0% | 0% | 0% | 0% | 0% | 0% | 2006-06-29 | 0% | 0% | 0% | 0% | 0% | 0% | 0% | 0% | 0% | 0% | 0% | 0% | 0% | 0% | 0.3825% | 0.3749% | 0% | 0% | 0% | 0% | 0% | 0% | 0% | 0% |  | 2006-06-29 | 0% | 0% | 0% | 0% | 0% | 0% | 0% | 0% | 0% | 0% | 0% | 0% | 0% | 0% | 0.2446% | 0.2397% | 0% | 0% | 0% | 0% | 0% | 0% | 0% | 0% |  | 2006-07-22 | 2006 | 7 | 4 | 3.565% | 0% | 0% | 0% | 0% | 0% | 0% | 0% | 0% | 0% | 0% | 0.2943% | 0.3801% | 0.4284% | 0.4507% | 0.4506% | 0.3932% | 0.3473% | 0.2915% | 0.262% | 0.2673% | 0% | 0% | 0% | 0%
2006-01-05 | 21440 | 20604 | 20314 | 20345 | 21202 | 22668 | 25113 | 26071 | 26867 | 27576 | 27868 | 27863 | 27825 | 27829 | 27513 | 27193 | 28318 | 30746 | 30225 | 29275 | 28171 | 26131 | 23999 | 22141 | 2006-07-21 | 0% | 0% | 0% | 0% | 0% | 0% | 0% | 0% | 0% | 0.3343% | 0.3934% | 0.4876% | 0.5987% | 0.7353% | 0.8073% | 0.7648% | 0.5944% | 0.4789% | 0.392% | 0.4043% | 0.3188% | 0% | 0% | 0% | 6.31% | 2006-06-30 | 0% | 0% | 0% | 0% | 0% | 0% | 0% | 0% | 0% | 0% | 0% | 0% | 0.2949% | 0.3119% | 0.3221% | 0.3164% | 0.2876% | 0% | 0% | 0% | 0% | 0% | 0% | 0% | 2006-06-30 | 0% | 0% | 0% | 0% | 0% | 0% | 0% | 0% | 0% | 0% | 0% | 0% | 0% | 0% | 0% | 0% | 0% | 0% | 0% | 0% | 0% | 0% | 0% | 0% |  | 2006-06-30 | 0% | 0% | 0% | 0% | 0% | 0% | 0% | 0% | 0% | 0% | 0% | 0% | 0% | 0% | 0% | 0% | 0% | 0% | 0% | 0% | 0% | 0% | 0% | 0% |  | 2006-07-26 | 2006 | 7 | 5 | 2.327% | 0% | 0% | 0% | 0% | 0% | 0% | 0% | 0% | 0% | 0% | 0% | 0.2878% | 0.3488% | 0.3922% | 0.4001% | 0.3592% | 0.2928% | 0.2461% | 0% | 0% | 0% | 0% | 0% | 0%
2006-01-06 | 21255 | 20479 | 20151 | 20237 | 21159 | 23157 | 25094 | 26059 | 26972 | 27555 | 28002 | 28122 | 28103 | 28007 | 27745 | 27383 | 28084 | 30173 | 29428 | 28381 | 27151 | 25611 | 24221 | 22387 | 2006-07-22 | 0% | 0% | 0% | 0% | 0% | 0% | 0% | 0% | 0% | 0.3509% | 0.4603% | 0.5945% | 0.6701% | 0.7049% | 0.7048% | 0.615% | 0.5431% | 0.4559% | 0.4097% | 0.4181% | 0.3323% | 0% | 0% | 0% | 6.26% | 2006-07-07 | 0% | 0% | 0% | 0% | 0% | 0% | 0% | 0% | 0% | 0% | 0% | 0% | 0% | 0.3052% | 0.3223% | 0.3213% | 0.2956% | 0% | 0% | 0% | 0% | 0% | 0% | 0% | 2006-07-07 | 0% | 0% | 0% | 0% | 0% | 0% | 0% | 0% | 0% | 0% | 0% | 0% | 0% | 0% | 0% | 0% | 0% | 0% | 0% | 0% | 0% | 0% | 0% | 0% |  | 2006-07-07 | 0% | 0% | 0% | 0% | 0% | 0% | 0% | 0% | 0% | 0% | 0% | 0% | 0% | 0% | 0% | 0% | 0% | 0% | 0% | 0% | 0% | 0% | 0% | 0% |  | 2006-07-20 | 2006 | 7 | 6 | 1.782% | 0% | 0% | 0% | 0% | 0% | 0% | 0% | 0% | 0% | 0% | 0% | 0.2408% | 0.2875% | 0.3208% | 0.3343% | 0.3191% | 0.2799% | 0% | 0% | 0% | 0% | 0% | 0% | 0%
2006-01-07 | 21364 | 20632 | 20106 | 20228 | 20449 | 21097 | 21901 | 22733 | 23512 | 24512 | 25011 | 24968 | 24753 | 24305 | 24016 | 23992 | 25433 | 28353 | 27962 | 27255 | 26254 | 24825 | 23282 | 21994 | 2006-07-26 | 0% | 0% | 0% | 0% | 0% | 0% | 0% | 0% | 0% | 0.3064% | 0.3605% | 0.4501% | 0.5455% | 0.6134% | 0.6258% | 0.5617% | 0.458% | 0.3848% | 0.3362% | 0.3331% | 0% | 0% | 0% | 0% | 4.976% | 2006-07-08 | 0% | 0% | 0% | 0% | 0% | 0% | 0% | 0% | 0% | 0% | 0% | 0% | 0% | 0% | 0.2993% | 0.3012% | 0% | 0% | 0% | 0% | 0% | 0% | 0% | 0% | 2006-07-08 | 0% | 0% | 0% | 0% | 0% | 0% | 0% | 0% | 0% | 0% | 0% | 0% | 0% | 0% | 0% | 0% | 0% | 0% | 0% | 0% | 0% | 0% | 0% | 0% |  | 2006-07-08 | 0% | 0% | 0% | 0% | 0% | 0% | 0% | 0% | 0% | 0% | 0% | 0% | 0% | 0% | 0% | 0% | 0% | 0% | 0% | 0% | 0% | 0% | 0% | 0% |  | 2006-07-17 | 2006 | 7 | 7 | 1.774% | 0% | 0% | 0% | 0% | 0% | 0% | 0% | 0% | 0% | 0% | 0% | 0.2718% | 0.3204% | 0.3294% | 0.3119% | 0.2924% | 0.2479% | 0% | 0% | 0% | 0% | 0% | 0% | 0%
2006-01-08 | 20761 | 20026 | 19638 | 19453 | 19943 | 20443 | 21149 | 21668 | 22507 | 23216 | 23598 | 23668 | 23562 | 23400 | 23254 | 23479 | 25351 | 28694 | 28610 | 28055 | 26904 | 25009 | 22835 | 21031 | 2008-07-08 | 0% | 0% | 0% | 0% | 0% | 0% | 0% | 0% | 0% | 0% | 0.3601% | 0.4441% | 0.5227% | 0.5974% | 0.6184% | 0.5697% | 0.4621% | 0.3847% | 0.3257% | 0.3329% | 0% | 0% | 0% | 0% | 4.618% | 2006-07-10 | 0% | 0% | 0% | 0% | 0% | 0% | 0% | 0% | 0% | 0% | 0% | 0% | 0.3042% | 0.3256% | 0.3359% | 0.3299% | 0.2999% | 0% | 0% | 0% | 0% | 0% | 0% | 0% | 2006-07-10 | 0% | 0% | 0% | 0% | 0% | 0% | 0% | 0% | 0% | 0% | 0% | 0% | 0% | 0% | 0% | 0% | 0% | 0% | 0% | 0% | 0% | 0% | 0% | 0% |  | 2006-07-10 | 0% | 0% | 0% | 0% | 0% | 0% | 0% | 0% | 0% | 0% | 0% | 0% | 0% | 0% | 0% | 0% | 0% | 0% | 0% | 0% | 0% | 0% | 0% | 0% |  | 2006-07-18 | 2006 | 7 | 8 | 1.772% | 0% | 0% | 0% | 0% | 0% | 0% | 0% | 0% | 0% | 0% | 0% | 0.2535% | 0.2943% | 0.3203% | 0.3305% | 0.3065% | 0.2665% | 0% | 0% | 0% | 0% | 0% | 0% | 0%
2006-01-09 | 20380 | 19882 | 19708 | 19956 | 21035 | 23468 | 26496 | 27330 | 27925 | 28290 | 28601 | 28405 | 28234 | 28049 | 27656 | 27366 | 28467 | 31407 | 31000 | 30172 | 28850 | 26607 | 24154 | 22396 | 2008-06-21 | 0% | 0% | 0% | 0% | 0% | 0% | 0% | 0% | 0% | 0% | 0.3585% | 0.4391% | 0.4926% | 0.5302% | 0.5493% | 0.5299% | 0.4777% | 0.3913% | 0.3231% | 0.3126% | 0% | 0% | 0% | 0% | 4.404% | 2006-07-11 | 0% | 0% | 0% | 0% | 0% | 0% | 0% | 0% | 0% | 0% | 0% | 0% | 0% | 0.2935% | 0.3007% | 0.2955% | 0% | 0% | 0% | 0% | 0% | 0% | 0% | 0% | 2006-07-11 | 0% | 0% | 0% | 0% | 0% | 0% | 0% | 0% | 0% | 0% | 0% | 0% | 0% | 0% | 0% | 0% | 0% | 0% | 0% | 0% | 0% | 0% | 0% | 0% |  | 2006-07-11 | 0% | 0% | 0% | 0% | 0% | 0% | 0% | 0% | 0% | 0% | 0% | 0% | 0% | 0% | 0% | 0% | 0% | 0% | 0% | 0% | 0% | 0% | 0% | 0% |  | 2006-07-23 | 2006 | 7 | 9 | 1.672% | 0% | 0% | 0% | 0% | 0% | 0% | 0% | 0% | 0% | 0% | 0% | 0% | 0.2582% | 0.283% | 0.2997% | 0.3028% | 0.2828% | 0.2454% | 0% | 0% | 0% | 0% | 0% | 0%
2006-01-10 | 21329 | 20987 | 20718 | 20612 | 21556 | 23707 | 26982 | 27750 | 28202 | 28450 | 28618 | 28588 | 28273 | 28208 | 27857 | 27531 | 28719 | 31331 | 30916 | 30046 | 28619 | 26634 | 24158 | 22299 | 2006-07-20 | 0% | 0% | 0% | 0% | 0% | 0% | 0% | 0% | 0% | 0.2903% | 0.3271% | 0.3767% | 0.4497% | 0.5017% | 0.5229% | 0.4991% | 0.4377% | 0.3605% | 0.311% | 0.3236% | 0% | 0% | 0% | 0% | 4.4% | 2006-07-12 | 0% | 0% | 0% | 0% | 0% | 0% | 0% | 0% | 0% | 0% | 0% | 0% | 0% | 0% | 0.3012% | 0.3019% | 0% | 0% | 0% | 0% | 0% | 0% | 0% | 0% | 2006-07-12 | 0% | 0% | 0% | 0% | 0% | 0% | 0% | 0% | 0% | 0% | 0% | 0% | 0% | 0% | 0% | 0% | 0% | 0% | 0% | 0% | 0% | 0% | 0% | 0% |  | 2006-07-12 | 0% | 0% | 0% | 0% | 0% | 0% | 0% | 0% | 0% | 0% | 0% | 0% | 0% | 0% | 0% | 0% | 0% | 0% | 0% | 0% | 0% | 0% | 0% | 0% |  | 2006-07-19 | 2006 | 7 | 10 | 1.406% | 0% | 0% | 0% | 0% | 0% | 0% | 0% | 0% | 0% | 0% | 0% | 0% | 0.2654% | 0.2938% | 0.3069% | 0.2874% | 0.2528% | 0% | 0% | 0% | 0% | 0% | 0% | 0%
2006-01-11 | 21676 | 21057 | 20798 | 20899 | 21539 | 23904 | 26760 | 27572 | 28112 | 28422 | 28582 | 28476 | 28342 | 28125 | 27765 | 27570 | 28722 | 31299 | 30934 | 30131 | 28774 | 26606 | 24203 | 22294 | 2007-08-28 | 0% | 0% | 0% | 0% | 0% | 0% | 0% | 0% | 0% | 0% | 0.3128% | 0.3703% | 0.4496% | 0.5249% | 0.5892% | 0.5849% | 0.4826% | 0.3841% | 0.3761% | 0.319% | 0% | 0% | 0% | 0% | 4.393% | 2006-07-13 | 0% | 0% | 0% | 0% | 0% | 0% | 0% | 0% | 0% | 0% | 0% | 0.3032% | 0.3464% | 0.3874% | 0.4118% | 0.4121% | 0.3701% | 0.3236% | 0% | 0% | 0% | 0% | 0% | 0% | 2006-07-13 | 0% | 0% | 0% | 0% | 0% | 0% | 0% | 0% | 0% | 0% | 0% | 0% | 0% | 0.3874% | 0.4118% | 0.4121% | 0.3701% | 0% | 0% | 0% | 0% | 0% | 0% | 0% |  | 2006-07-13 | 0% | 0% | 0% | 0% | 0% | 0% | 0% | 0% | 0% | 0% | 0% | 0% | 0% | 0.2477% | 0.2633% | 0.2635% | 0.2366% | 0% | 0% | 0% | 0% | 0% | 0% | 0% |  | 2006-07-27 | 2006 | 7 | 11 | 1.368% | 0% | 0% | 0% | 0% | 0% | 0% | 0% | 0% | 0% | 0% | 0% | 0% | 0.2604% | 0.2874% | 0.2968% | 0.281% | 0.2424% | 0% | 0% | 0% | 0% | 0% | 0% | 0%
2006-01-12 | 21737 | 21132 | 20841 | 20974 | 21630 | 23731 | 27089 | 27623 | 28182 | 28466 | 28583 | 28274 | 28589 | 28106 | 27716 | 27463 | 28589 | 31186 | 30881 | 30030 | 28673 | 28589 | 24129 | 22640 | 2006-07-17 | 0% | 0% | 0% | 0% | 0% | 0% | 0% | 0% | 0% | 0.3028% | 0.361% | 0.4251% | 0.5011% | 0.5152% | 0.4878% | 0.4574% | 0.3878% | 0.3295% | 0.3004% | 0.3041% | 0% | 0% | 0% | 0% | 4.372% | 2006-07-14 | 0% | 0% | 0% | 0% | 0% | 0% | 0% | 0% | 0% | 0% | 0% | 0.3082% | 0.3507% | 0.3847% | 0.4034% | 0.396% | 0.3512% | 0.3068% | 0% | 0% | 0% | 0% | 0% | 0% | 2006-07-14 | 0% | 0% | 0% | 0% | 0% | 0% | 0% | 0% | 0% | 0% | 0% | 0% | 0% | 0.3847% | 0.4034% | 0.396% | 0% | 0% | 0% | 0% | 0% | 0% | 0% | 0% |  | 2006-07-14 | 0% | 0% | 0% | 0% | 0% | 0% | 0% | 0% | 0% | 0% | 0% | 0% | 0% | 0.246% | 0.2579% | 0.2532% | 0% | 0% | 0% | 0% | 0% | 0% | 0% | 0% |  | 2006-07-13 | 2006 | 7 | 12 | 1.011% | 0% | 0% | 0% | 0% | 0% | 0% | 0% | 0% | 0% | 0% | 0% | 0% | 0% | 0.2477% | 0.2633% | 0.2635% | 0.2366% | 0% | 0% | 0% | 0% | 0% | 0% | 0%
2006-01-13 | 21661 | 20913 | 20797 | 20897 | 21855 | 25664 | 26647 | 27495 | 28028 | 27702 | 28534 | 28374 | 28217 | 26943 | 27484 | 27122 | 27959 | 29939 | 29692 | 28691 | 27547 | 25021 | 24026 | 22603 | 2006-07-18 | 0% | 0% | 0% | 0% | 0% | 0% | 0% | 0% | 0% | 0.3036% | 0.3437% | 0.3965% | 0.4603% | 0.5009% | 0.5169% | 0.4794% | 0.4168% | 0.3402% | 0.297% | 0.2969% | 0% | 0% | 0% | 0% | 4.352% | 2006-07-15 | 0% | 0% | 0% | 0% | 0% | 0% | 0% | 0% | 0% | 0% | 0% | 0% | 0% | 0.3157% | 0.341% | 0.3452% | 0.3304% | 0.2931% | 0% | 0% | 0% | 0% | 0% | 0% | 2006-07-15 | 0% | 0% | 0% | 0% | 0% | 0% | 0% | 0% | 0% | 0% | 0% | 0% | 0% | 0% | 0% | 0% | 0% | 0% | 0% | 0% | 0% | 0% | 0% | 0% |  | 2006-07-15 | 0% | 0% | 0% | 0% | 0% | 0% | 0% | 0% | 0% | 0% | 0% | 0% | 0% | 0% | 0% | 0% | 0% | 0% | 0% | 0% | 0% | 0% | 0% | 0% |  | 2006-07-14 | 2006 | 7 | 13 | 0.7571% | 0% | 0% | 0% | 0% | 0% | 0% | 0% | 0% | 0% | 0% | 0% | 0% | 0% | 0.246% | 0.2579% | 0.2532% | 0% | 0% | 0% | 0% | 0% | 0% | 0% | 0%
2006-01-14 | 21644 | 20571 | 20684 | 20575 | 20898 | 22552 | 22886 | 23538 | 24525 | 25967 | 26115 | 26034 | 25802 | 25123 | 24903 | 24929 | 26154 | 28592 | 28322 | 27572 | 26653 | 25284 | 23867 | 22160 | 2006-07-23 | 0% | 0% | 0% | 0% | 0% | 0% | 0% | 0% | 0% | 0% | 0.3106% | 0.3521% | 0.4038% | 0.4426% | 0.4688% | 0.4736% | 0.4423% | 0.3839% | 0.3442% | 0.3589% | 0.2875% | 0% | 0% | 0% | 4.268% | 2006-07-16 | 0% | 0% | 0% | 0% | 0% | 0% | 0% | 0% | 0% | 0% | 0% | 0% | 0% | 0.295% | 0.3125% | 0.321% | 0.3056% | 0% | 0% | 0% | 0% | 0% | 0% | 0% | 2006-07-16 | 0% | 0% | 0% | 0% | 0% | 0% | 0% | 0% | 0% | 0% | 0% | 0% | 0% | 0% | 0% | 0% | 0% | 0% | 0% | 0% | 0% | 0% | 0% | 0% |  | 2006-07-16 | 0% | 0% | 0% | 0% | 0% | 0% | 0% | 0% | 0% | 0% | 0% | 0% | 0% | 0% | 0% | 0% | 0% | 0% | 0% | 0% | 0% | 0% | 0% | 0% |  | 2006-08-09 | 2006 | 8 | 1 | 0.4759% | 0% | 0% | 0% | 0% | 0% | 0% | 0% | 0% | 0% | 0% | 0% | 0% | 0% | 0% | 0.2368% | 0.2391% | 0% | 0% | 0% | 0% | 0% | 0% | 0% | 0%
2006-01-15 | 21253 | 20506 | 20365 | 20245 | 20476 | 21068 | 21862 | 22426 | 22939 | 23543 | 23768 | 23617 | 23315 | 23045 | 22797 | 22947 | 24603 | 28317 | 28346 | 27878 | 26961 | 25388 | 23557 | 21780 | 2007-09-03 | 0% | 0% | 0% | 0% | 0% | 0% | 0% | 0% | 0% | 0% | 0.3255% | 0.3889% | 0.4496% | 0.4841% | 0.5034% | 0.4882% | 0.4412% | 0.3556% | 0.3736% | 0.3189% | 0% | 0% | 0% | 0% | 4.129% | 2006-07-17 | 0% | 0% | 0% | 0% | 0% | 0% | 0% | 0% | 0% | 0.3028% | 0.361% | 0.4251% | 0.5011% | 0.5152% | 0.4878% | 0.4574% | 0.3878% | 0.3295% | 0.3004% | 0.3041% | 0% | 0% | 0% | 0% | 2006-07-17 | 0% | 0% | 0% | 0% | 0% | 0% | 0% | 0% | 0% | 0% | 0% | 0.4251% | 0.5011% | 0.5152% | 0.4878% | 0.4574% | 0.3878% | 0% | 0% | 0% | 0% | 0% | 0% | 0% |  | 2006-07-17 | 0% | 0% | 0% | 0% | 0% | 0% | 0% | 0% | 0% | 0% | 0% | 0.2718% | 0.3204% | 0.3294% | 0.3119% | 0.2924% | 0.2479% | 0% | 0% | 0% | 0% | 0% | 0% | 0% |  | 2006-08-10 | 2006 | 8 | 2 | 0.2409% | 0% | 0% | 0% | 0% | 0% | 0% | 0% | 0% | 0% | 0% | 0% | 0% | 0% | 0% | 0.2409% | 0% | 0% | 0% | 0% | 0% | 0% | 0% | 0% | 0%
2006-01-16 | 20993 | 20703 | 20505 | 20686 | 21649 | 23239 | 25203 | 26652 | 27725 | 28293 | 28460 | 28232 | 27796 | 27470 | 26947 | 26726 | 28211 | 31281 | 31048 | 30414 | 28979 | 26938 | 24536 | 22764 | 2008-08-29 | 0% | 0% | 0% | 0% | 0% | 0% | 0% | 0% | 0% | 0% | 0.3226% | 0.3936% | 0.4926% | 0.5676% | 0.6138% | 0.5508% | 0.432% | 0.3367% | 0.3285% | 0% | 0% | 0% | 0% | 0% | 4.038% | 2006-07-18 | 0% | 0% | 0% | 0% | 0% | 0% | 0% | 0% | 0% | 0.3036% | 0.3437% | 0.3965% | 0.4603% | 0.5009% | 0.5169% | 0.4794% | 0.4168% | 0.3402% | 0.297% | 0.2969% | 0% | 0% | 0% | 0% | 2006-07-18 | 0% | 0% | 0% | 0% | 0% | 0% | 0% | 0% | 0% | 0% | 0% | 0.3965% | 0.4603% | 0.5009% | 0.5169% | 0.4794% | 0.4168% | 0% | 0% | 0% | 0% | 0% | 0% | 0% |  | 2006-07-18 | 0% | 0% | 0% | 0% | 0% | 0% | 0% | 0% | 0% | 0% | 0% | 0.2535% | 0.2943% | 0.3203% | 0.3305% | 0.3065% | 0.2665% | 0% | 0% | 0% | 0% | 0% | 0% | 0% |  | 2006-09-05 | 2006 | 9 | 1 | 0.7771% | 0% | 0% | 0% | 0% | 0% | 0% | 0% | 0% | 0% | 0% | 0% | 0% | 0% | 0.2503% | 0.2686% | 0.2582% | 0% | 0% | 0% | 0% | 0% | 0% | 0% | 0%
2006-01-17 | 21923 | 21633 | 21382 | 21564 | 22338 | 24617 | 27528 | 28238 | 28648 | 28859 | 28775 | 28522 | 28284 | 28108 | 27665 | 27594 | 28791 | 31523 | 31219 | 30441 | 29045 | 27011 | 24461 | 23040 | 2007-07-05 | 0% | 0% | 0% | 0% | 0% | 0% | 0% | 0% | 0% | 0% | 0.3183% | 0.3682% | 0.4171% | 0.4635% | 0.4974% | 0.5021% | 0.4446% | 0.3761% | 0.324% | 0.3139% | 0% | 0% | 0% | 0% | 4.025% | 2006-07-19 | 0% | 0% | 0% | 0% | 0% | 0% | 0% | 0% | 0% | 0% | 0.3075% | 0.3537% | 0.4151% | 0.4595% | 0.4801% | 0.4496% | 0.3954% | 0.3286% | 0% | 0.2892% | 0% | 0% | 0% | 0% | 2006-07-19 | 0% | 0% | 0% | 0% | 0% | 0% | 0% | 0% | 0% | 0% | 0% | 0% | 0.4151% | 0.4595% | 0.4801% | 0.4496% | 0.3954% | 0% | 0% | 0% | 0% | 0% | 0% | 0% |  | 2006-07-19 | 0% | 0% | 0% | 0% | 0% | 0% | 0% | 0% | 0% | 0% | 0% | 0% | 0.2654% | 0.2938% | 0.3069% | 0.2874% | 0.2528% | 0% | 0% | 0% | 0% | 0% | 0% | 0% |  | 2007-07-05 | 2007 | 7 | 1 | 1.547% | 0% | 0% | 0% | 0% | 0% | 0% | 0% | 0% | 0% | 0% | 0% | 0% | 0.2776% | 0.3085% | 0.331% | 0.3342% | 0.2959% | 0% | 0% | 0% | 0% | 0% | 0% | 0%
2006-01-18 | 22160 | 21594 | 21289 | 21389 | 22458 | 24017 | 27305 | 28091 | 28469 | 28754 | 28753 | 28583 | 28338 | 28055 | 27655 | 27615 | 28951 | 31791 | 31394 | 30596 | 29181 | 27057 | 24461 | 22800 | 2007-09-01 | 0% | 0% | 0% | 0% | 0% | 0% | 0% | 0% | 0% | 0% | 0.3254% | 0.3894% | 0.4467% | 0.4841% | 0.4921% | 0.4719% | 0.4188% | 0.3464% | 0.3404% | 0.2983% | 0% | 0% | 0% | 0% | 4.013% | 2006-07-20 | 0% | 0% | 0% | 0% | 0% | 0% | 0% | 0% | 0% | 0.2903% | 0.3271% | 0.3767% | 0.4497% | 0.5017% | 0.5229% | 0.4991% | 0.4377% | 0.3605% | 0.311% | 0.3236% | 0% | 0% | 0% | 0% | 2006-07-20 | 0% | 0% | 0% | 0% | 0% | 0% | 0% | 0% | 0% | 0% | 0% | 0.3767% | 0.4497% | 0.5017% | 0.5229% | 0.4991% | 0.4377% | 0% | 0% | 0% | 0% | 0% | 0% | 0% |  | 2006-07-20 | 0% | 0% | 0% | 0% | 0% | 0% | 0% | 0% | 0% | 0% | 0% | 0.2408% | 0.2875% | 0.3208% | 0.3343% | 0.3191% | 0.2799% | 0% | 0% | 0% | 0% | 0% | 0% | 0% |  | 2007-07-06 | 2007 | 7 | 2 | 1.131% | 0% | 0% | 0% | 0% | 0% | 0% | 0% | 0% | 0% | 0% | 0% | 0% | 0.2732% | 0.2913% | 0.2934% | 0.2729% | 0% | 0% | 0% | 0% | 0% | 0% | 0% | 0%
2006-01-19 | 22311 | 21717 | 21358 | 21541 | 22143 | 24696 | 27386 | 27985 | 28442 | 28718 | 28675 | 28453 | 28134 | 27847 | 27429 | 27261 | 28105 | 31400 | 31365 | 30772 | 29552 | 27546 | 25055 | 23032 | 2007-09-04 | 0% | 0% | 0% | 0% | 0% | 0% | 0% | 0% | 0% | 0.3176% | 0.3587% | 0.3959% | 0.4395% | 0.4773% | 0.4976% | 0.4603% | 0.3765% | 0.3025% | 0.305% | 0% | 0% | 0% | 0% | 0% | 3.931% | 2006-07-21 | 0% | 0% | 0% | 0% | 0% | 0% | 0% | 0% | 0% | 0.3343% | 0.3934% | 0.4876% | 0.5987% | 0.7353% | 0.8073% | 0.7648% | 0.5944% | 0.4789% | 0.392% | 0.4043% | 0.3188% | 0% | 0% | 0% | 2006-07-21 | 0% | 0% | 0% | 0% | 0% | 0% | 0% | 0% | 0% | 0% | 0.3934% | 0.4876% | 0.5987% | 0.7353% | 0.8073% | 0.7648% | 0.5944% | 0.4789% | 0.392% | 0.4043% | 0% | 0% | 0% | 0% |  | 2006-07-21 | 0% | 0% | 0% | 0% | 0% | 0% | 0% | 0% | 0% | 0% | 0.2515% | 0.3117% | 0.3828% | 0.4701% | 0.5162% | 0.489% | 0.38% | 0.3062% | 0.2506% | 0.2585% | 0% | 0% | 0% | 0% |  | 2007-07-26 | 2007 | 7 | 3 | 0.5307% | 0% | 0% | 0% | 0% | 0% | 0% | 0% | 0% | 0% | 0% | 0% | 0% | 0% | 0% | 0.2672% | 0.2634% | 0% | 0% | 0% | 0% | 0% | 0% | 0% | 0%
2006-01-20 | 22261 | 21955 | 21681 | 21794 | 22938 | 24763 | 28075 | 28788 | 29032 | 29175 | 29027 | 28631 | 28243 | 27878 | 27399 | 27098 | 27745 | 30732 | 30334 | 29553 | 28520 | 27152 | 25237 | 23231 | 2008-08-14 | 0% | 0% | 0% | 0% | 0% | 0% | 0% | 0% | 0% | 0% | 0.3101% | 0.3717% | 0.4597% | 0.5424% | 0.5814% | 0.5423% | 0.4374% | 0.3493% | 0.3251% | 0% | 0% | 0% | 0% | 0% | 3.919% | 2006-07-22 | 0% | 0% | 0% | 0% | 0% | 0% | 0% | 0% | 0% | 0.3509% | 0.4603% | 0.5945% | 0.6701% | 0.7049% | 0.7048% | 0.615% | 0.5431% | 0.4559% | 0.4097% | 0.4181% | 0.3323% | 0% | 0% | 0% | 2006-07-22 | 0% | 0% | 0% | 0% | 0% | 0% | 0% | 0% | 0% | 0% | 0.4603% | 0.5945% | 0.6701% | 0.7049% | 0.7048% | 0.615% | 0.5431% | 0.4559% | 0.4097% | 0.4181% | 0% | 0% | 0% | 0% |  | 2006-07-22 | 0% | 0% | 0% | 0% | 0% | 0% | 0% | 0% | 0% | 0% | 0.2943% | 0.3801% | 0.4284% | 0.4507% | 0.4506% | 0.3932% | 0.3473% | 0.2915% | 0.262% | 0.2673% | 0% | 0% | 0% | 0% |  | 2007-07-03 | 2007 | 7 | 4 | 0.5138% | 0% | 0% | 0% | 0% | 0% | 0% | 0% | 0% | 0% | 0% | 0% | 0% | 0% | 0% | 0.2557% | 0.2581% | 0% | 0% | 0% | 0% | 0% | 0% | 0% | 0%
2006-01-21 | 22175 | 21744 | 21382 | 21307 | 21664 | 22555 | 23278 | 24260 | 25548 | 26129 | 26232 | 25849 | 25358 | 24768 | 24256 | 24192 | 25157 | 28382 | 28270 | 27645 | 26731 | 25379 | 23955 | 22387 | 2008-08-28 | 0% | 0% | 0% | 0% | 0% | 0% | 0% | 0% | 0% | 0% | 0% | 0.3419% | 0.4206% | 0.4874% | 0.5688% | 0.5474% | 0.4604% | 0.3658% | 0.3627% | 0.3116% | 0% | 0% | 0% | 0% | 3.867% | 2006-07-23 | 0% | 0% | 0% | 0% | 0% | 0% | 0% | 0% | 0% | 0% | 0.3106% | 0.3521% | 0.4038% | 0.4426% | 0.4688% | 0.4736% | 0.4423% | 0.3839% | 0.3442% | 0.3589% | 0.2875% | 0% | 0% | 0% | 2006-07-23 | 0% | 0% | 0% | 0% | 0% | 0% | 0% | 0% | 0% | 0% | 0% | 0% | 0.4038% | 0.4426% | 0.4688% | 0.4736% | 0.4423% | 0.3839% | 0% | 0% | 0% | 0% | 0% | 0% |  | 2006-07-23 | 0% | 0% | 0% | 0% | 0% | 0% | 0% | 0% | 0% | 0% | 0% | 0% | 0.2582% | 0.283% | 0.2997% | 0.3028% | 0.2828% | 0.2454% | 0% | 0% | 0% | 0% | 0% | 0% |  | 2007-07-27 | 2007 | 7 | 5 | 0.5116% | 0% | 0% | 0% | 0% | 0% | 0% | 0% | 0% | 0% | 0% | 0% | 0% | 0% | 0% | 0.2581% | 0.2535% | 0% | 0% | 0% | 0% | 0% | 0% | 0% | 0%
2006-01-22 | 21532 | 20721 | 20429 | 20278 | 20539 | 21183 | 21613 | 22580 | 23640 | 24162 | 24248 | 24141 | 23894 | 23685 | 23422 | 23557 | 24898 | 28718 | 28881 | 28410 | 27261 | 25348 | 23444 | 21737 | 2008-07-07 | 0% | 0% | 0% | 0% | 0% | 0% | 0% | 0% | 0% | 0% | 0% | 0.3314% | 0.404% | 0.4711% | 0.5217% | 0.5341% | 0.4729% | 0.3904% | 0.3215% | 0.3153% | 0% | 0% | 0% | 0% | 3.762% | 2006-07-24 | 0% | 0% | 0% | 0% | 0% | 0% | 0% | 0% | 0.3351% | 0.4425% | 0.5388% | 0.6924% | 0.9644% | 1.063% | 1.088% | 1.012% | 0.8402% | 0.6698% | 0.5281% | 0.534% | 0.373% | 0% | 0% | 0% | 2006-07-24 | 0% | 0% | 0% | 0% | 0% | 0% | 0% | 0% | 0% | 0.4425% | 0.5388% | 0.6924% | 0.9644% | 1.063% | 1.088% | 1.012% | 0.8402% | 0.6698% | 0.5281% | 0.534% | 0.373% | 0% | 0% | 0% |  | 2006-07-24 | 0% | 0% | 0% | 0% | 0% | 0% | 0% | 0% | 0% | 0.2829% | 0.3445% | 0.4427% | 0.6166% | 0.6799% | 0.6955% | 0.6469% | 0.5372% | 0.4283% | 0.3377% | 0.3414% | 0.2385% | 0% | 0% | 0% |  | 2007-08-31 | 2007 | 8 | 1 | 4.958% | 0% | 0% | 0% | 0% | 0% | 0% | 0% | 0% | 0% | 0.2703% | 0.349% | 0.4633% | 0.6343% | 0.7142% | 0.678% | 0.5692% | 0.422% | 0.3028% | 0.2991% | 0.2554% | 0% | 0% | 0% | 0%
2006-01-23 | 21189 | 20691 | 20564 | 20838 | 21955 | 23726 | 26965 | 27709 | 28247 | 28582 | 28617 | 28476 | 28240 | 28044 | 27647 | 27410 | 28032 | 31428 | 31291 | 30491 | 29089 | 26812 | 24276 | 22497 | 2008-07-09 | 0% | 0% | 0% | 0% | 0% | 0% | 0% | 0% | 0% | 0% | 0% | 0.3416% | 0.4004% | 0.4651% | 0.5056% | 0.5043% | 0.4396% | 0.369% | 0.3207% | 0.3239% | 0% | 0% | 0% | 0% | 3.67% | 2006-07-25 | 0% | 0% | 0% | 0% | 0% | 0% | 0% | 0% | 0.3289% | 0.4257% | 0.53% | 0.6623% | 0.8166% | 0.9474% | 0.9267% | 0.8305% | 0.6119% | 0.4714% | 0.387% | 0.3883% | 0.2949% | 0% | 0% | 0% | 2006-07-25 | 0% | 0% | 0% | 0% | 0% | 0% | 0% | 0% | 0% | 0.4257% | 0.53% | 0.6623% | 0.8166% | 0.9474% | 0.9267% | 0.8305% | 0.6119% | 0.4714% | 0.387% | 0.3883% | 0% | 0% | 0% | 0% |  | 2006-07-25 | 0% | 0% | 0% | 0% | 0% | 0% | 0% | 0% | 0% | 0.2722% | 0.3388% | 0.4234% | 0.5221% | 0.6057% | 0.5925% | 0.531% | 0.3912% | 0.3014% | 0.2474% | 0.2483% | 0% | 0% | 0% | 0% |  | 2007-08-29 | 2007 | 8 | 2 | 4.37% | 0% | 0% | 0% | 0% | 0% | 0% | 0% | 0% | 0% | 0% | 0.2706% | 0.3369% | 0.4461% | 0.5854% | 0.7057% | 0.6378% | 0.4537% | 0.3294% | 0.3344% | 0.2702% | 0% | 0% | 0% | 0%
2006-01-24 | 21367 | 21094 | 20887 | 21032 | 21693 | 23823 | 26968 | 27615 | 28102 | 28404 | 28541 | 28414 | 28254 | 28147 | 27740 | 27359 | 27854 | 31101 | 30819 | 30033 | 28592 | 26495 | 23950 | 22042 | 2008-06-19 | 0% | 0% | 0% | 0% | 0% | 0% | 0% | 0% | 0% | 0% | 0% | 0.3511% | 0.4216% | 0.4977% | 0.5634% | 0.5542% | 0.4724% | 0.3796% | 0.3097% | 0% | 0% | 0% | 0% | 0% | 3.55% | 2006-07-26 | 0% | 0% | 0% | 0% | 0% | 0% | 0% | 0% | 0% | 0.3064% | 0.3605% | 0.4501% | 0.5455% | 0.6134% | 0.6258% | 0.5617% | 0.458% | 0.3848% | 0.3362% | 0.3331% | 0% | 0% | 0% | 0% | 2006-07-26 | 0% | 0% | 0% | 0% | 0% | 0% | 0% | 0% | 0% | 0% | 0% | 0.4501% | 0.5455% | 0.6134% | 0.6258% | 0.5617% | 0.458% | 0.3848% | 0% | 0% | 0% | 0% | 0% | 0% |  | 2006-07-26 | 0% | 0% | 0% | 0% | 0% | 0% | 0% | 0% | 0% | 0% | 0% | 0.2878% | 0.3488% | 0.3922% | 0.4001% | 0.3592% | 0.2928% | 0.2461% | 0% | 0% | 0% | 0% | 0% | 0% |  | 2007-08-30 | 2007 | 8 | 3 | 4.075% | 0% | 0% | 0% | 0% | 0% | 0% | 0% | 0% | 0% | 0% | 0.302% | 0.3773% | 0.488% | 0.5526% | 0.5775% | 0.4906% | 0.3776% | 0.339% | 0.3075% | 0.2624% | 0% | 0% | 0% | 0%
2006-01-25 | 21198 | 20934 | 20675 | 20857 | 21544 | 23682 | 26946 | 27775 | 28137 | 28341 | 28371 | 28107 | 27900 | 27881 | 27456 | 27169 | 28043 | 31143 | 30878 | 30088 | 28735 | 26497 | 24114 | 22251 | 2008-09-04 | 0% | 0% | 0% | 0% | 0% | 0% | 0% | 0% | 0% | 0% | 0% | 0.342% | 0.4206% | 0.4938% | 0.5678% | 0.5422% | 0.4439% | 0.3438% | 0.3428% | 0% | 0% | 0% | 0% | 0% | 3.497% | 2006-07-27 | 0% | 0% | 0% | 0% | 0% | 0% | 0% | 0% | 0% | 0.2959% | 0.3202% | 0.3547% | 0.4072% | 0.4495% | 0.4641% | 0.4395% | 0.3791% | 0.3246% | 0% | 0% | 0% | 0% | 0% | 0% | 2006-07-27 | 0% | 0% | 0% | 0% | 0% | 0% | 0% | 0% | 0% | 0% | 0% | 0% | 0.4072% | 0.4495% | 0.4641% | 0.4395% | 0.3791% | 0% | 0% | 0% | 0% | 0% | 0% | 0% |  | 2006-07-27 | 0% | 0% | 0% | 0% | 0% | 0% | 0% | 0% | 0% | 0% | 0% | 0% | 0.2604% | 0.2874% | 0.2968% | 0.281% | 0.2424% | 0% | 0% | 0% | 0% | 0% | 0% | 0% |  | 2007-08-28 | 2007 | 8 | 4 | 2.007% | 0% | 0% | 0% | 0% | 0% | 0% | 0% | 0% | 0% | 0% | 0% | 0% | 0.2992% | 0.3493% | 0.3921% | 0.3892% | 0.3212% | 0.2556% | 0% | 0% | 0% | 0% | 0% | 0%
2006-01-26 | 22010 | 21324 | 21075 | 21166 | 21977 | 23620 | 26952 | 27641 | 28004 | 28158 | 28319 | 28171 | 27940 | 27882 | 27401 | 27222 | 28089 | 31214 | 30968 | 30309 | 28863 | 26783 | 24263 | 22731 | 2006-07-19 | 0% | 0% | 0% | 0% | 0% | 0% | 0% | 0% | 0% | 0% | 0.3075% | 0.3537% | 0.4151% | 0.4595% | 0.4801% | 0.4496% | 0.3954% | 0.3286% | 0% | 0.2892% | 0% | 0% | 0% | 0% | 3.479% | 2006-07-28 | 0% | 0% | 0% | 0% | 0% | 0% | 0% | 0% | 0% | 0% | 0% | 0.2994% | 0.3269% | 0.3425% | 0.3481% | 0.3378% | 0.3001% | 0% | 0% | 0% | 0% | 0% | 0% | 0% | 2006-07-28 | 0% | 0% | 0% | 0% | 0% | 0% | 0% | 0% | 0% | 0% | 0% | 0% | 0% | 0% | 0% | 0% | 0% | 0% | 0% | 0% | 0% | 0% | 0% | 0% |  | 2006-07-28 | 0% | 0% | 0% | 0% | 0% | 0% | 0% | 0% | 0% | 0% | 0% | 0% | 0% | 0% | 0% | 0% | 0% | 0% | 0% | 0% | 0% | 0% | 0% | 0% |  | 2007-08-21 | 2007 | 8 | 5 | 1.488% | 0% | 0% | 0% | 0% | 0% | 0% | 0% | 0% | 0% | 0% | 0% | 0% | 0.2613% | 0.2981% | 0.3304% | 0.3232% | 0.275% | 0% | 0% | 0% | 0% | 0% | 0% | 0%
2006-01-27 | 22187 | 21521 | 21238 | 21243 | 22000 | 23873 | 26850 | 27748 | 28312 | 28668 | 28760 | 28307 | 27925 | 27667 | 27085 | 26773 | 27298 | 30455 | 30108 | 29269 | 28175 | 26826 | 24580 | 22601 | 2008-09-05 | 0% | 0% | 0% | 0% | 0% | 0% | 0% | 0% | 0% | 0% | 0% | 0.3318% | 0.421% | 0.5059% | 0.5755% | 0.5467% | 0.4222% | 0.3225% | 0.3129% | 0% | 0% | 0% | 0% | 0% | 3.438% | 2006-08-09 | 0% | 0% | 0% | 0% | 0% | 0% | 0% | 0% | 0% | 0% | 0% | 0% | 0.3046% | 0.3437% | 0.3704% | 0.374% | 0.3351% | 0.288% | 0% | 0% | 0% | 0% | 0% | 0% | 2006-08-09 | 0% | 0% | 0% | 0% | 0% | 0% | 0% | 0% | 0% | 0% | 0% | 0% | 0% | 0% | 0.3704% | 0.374% | 0% | 0% | 0% | 0% | 0% | 0% | 0% | 0% |  | 2006-08-09 | 0% | 0% | 0% | 0% | 0% | 0% | 0% | 0% | 0% | 0% | 0% | 0% | 0% | 0% | 0.2368% | 0.2391% | 0% | 0% | 0% | 0% | 0% | 0% | 0% | 0% |  | 2007-08-20 | 2007 | 8 | 6 | 1.429% | 0% | 0% | 0% | 0% | 0% | 0% | 0% | 0% | 0% | 0% | 0% | 0% | 0.2547% | 0.2879% | 0.3107% | 0.3088% | 0.267% | 0% | 0% | 0% | 0% | 0% | 0% | 0%
2006-01-28 | 21739 | 20963 | 20902 | 20849 | 20868 | 21721 | 23140 | 23660 | 25009 | 25678 | 25779 | 25527 | 25118 | 24604 | 24218 | 24142 | 25098 | 28289 | 28098 | 27415 | 26500 | 25124 | 23550 | 21872 | 2006-07-27 | 0% | 0% | 0% | 0% | 0% | 0% | 0% | 0% | 0% | 0.2959% | 0.3202% | 0.3547% | 0.4072% | 0.4495% | 0.4641% | 0.4395% | 0.3791% | 0.3246% | 0% | 0% | 0% | 0% | 0% | 0% | 3.435% | 2006-08-10 | 0% | 0% | 0% | 0% | 0% | 0% | 0% | 0% | 0% | 0% | 0% | 0.2953% | 0.3296% | 0.361% | 0.3768% | 0.3611% | 0.3165% | 0% | 0% | 0% | 0% | 0% | 0% | 0% | 2006-08-10 | 0% | 0% | 0% | 0% | 0% | 0% | 0% | 0% | 0% | 0% | 0% | 0% | 0% | 0% | 0.3768% | 0% | 0% | 0% | 0% | 0% | 0% | 0% | 0% | 0% |  | 2006-08-10 | 0% | 0% | 0% | 0% | 0% | 0% | 0% | 0% | 0% | 0% | 0% | 0% | 0% | 0% | 0.2409% | 0% | 0% | 0% | 0% | 0% | 0% | 0% | 0% | 0% |  | 2007-08-15 | 2007 | 8 | 7 | 1.087% | 0% | 0% | 0% | 0% | 0% | 0% | 0% | 0% | 0% | 0% | 0% | 0% | 0.2512% | 0.2755% | 0.2864% | 0.2734% | 0% | 0% | 0% | 0% | 0% | 0% | 0% | 0%
2006-01-29 | 21308 | 20549 | 20116 | 19998 | 20160 | 20712 | 21412 | 21700 | 22955 | 23545 | 23734 | 23669 | 23498 | 23131 | 22872 | 23048 | 24393 | 27929 | 28142 | 27682 | 26549 | 24706 | 22643 | 20918 | 2007-09-02 | 0% | 0% | 0% | 0% | 0% | 0% | 0% | 0% | 0% | 0% | 0% | 0.3318% | 0.3832% | 0.4213% | 0.4374% | 0.4281% | 0.3967% | 0.3415% | 0.3445% | 0.3017% | 0% | 0% | 0% | 0% | 3.386% | 2006-08-22 | 0% | 0% | 0% | 0% | 0% | 0% | 0% | 0% | 0% | 0% | 0% | 0% | 0% | 0.302% | 0.3134% | 0.3057% | 0% | 0% | 0% | 0% | 0% | 0% | 0% | 0% | 2006-08-22 | 0% | 0% | 0% | 0% | 0% | 0% | 0% | 0% | 0% | 0% | 0% | 0% | 0% | 0% | 0% | 0% | 0% | 0% | 0% | 0% | 0% | 0% | 0% | 0% |  | 2006-08-22 | 0% | 0% | 0% | 0% | 0% | 0% | 0% | 0% | 0% | 0% | 0% | 0% | 0% | 0% | 0% | 0% | 0% | 0% | 0% | 0% | 0% | 0% | 0% | 0% |  | 2007-08-22 | 2007 | 8 | 8 | 0.8184% | 0% | 0% | 0% | 0% | 0% | 0% | 0% | 0% | 0% | 0% | 0% | 0% | 0% | 0.2623% | 0.2826% | 0.2735% | 0% | 0% | 0% | 0% | 0% | 0% | 0% | 0%
2006-01-30 | 20663 | 20145 | 20015 | 20241 | 21290 | 23090 | 26199 | 27269 | 27891 | 28349 | 28549 | 28435 | 28280 | 28149 | 27666 | 27404 | 27916 | 31066 | 31003 | 30222 | 28895 | 26599 | 24003 | 22267 | 2008-08-27 | 0% | 0% | 0% | 0% | 0% | 0% | 0% | 0% | 0% | 0% | 0% | 0.3082% | 0.3704% | 0.4377% | 0.5012% | 0.5044% | 0.4351% | 0.3489% | 0.3383% | 0% | 0% | 0% | 0% | 0% | 3.244% | 2006-08-23 | 0% | 0% | 0% | 0% | 0% | 0% | 0% | 0% | 0% | 0% | 0% | 0% | 0.2889% | 0.3097% | 0.3192% | 0.312% | 0% | 0% | 0% | 0% | 0% | 0% | 0% | 0% | 2006-08-23 | 0% | 0% | 0% | 0% | 0% | 0% | 0% | 0% | 0% | 0% | 0% | 0% | 0% | 0% | 0% | 0% | 0% | 0% | 0% | 0% | 0% | 0% | 0% | 0% |  | 2006-08-23 | 0% | 0% | 0% | 0% | 0% | 0% | 0% | 0% | 0% | 0% | 0% | 0% | 0% | 0% | 0% | 0% | 0% | 0% | 0% | 0% | 0% | 0% | 0% | 0% |  | 2007-08-16 | 2007 | 8 | 9 | 0.7911% | 0% | 0% | 0% | 0% | 0% | 0% | 0% | 0% | 0% | 0% | 0% | 0% | 0% | 0.2604% | 0.27% | 0.2607% | 0% | 0% | 0% | 0% | 0% | 0% | 0% | 0%
2006-01-31 | 21680 | 21078 | 20696 | 20839 | 21571 | 23979 | 26696 | 27305 | 27950 | 28301 | 28398 | 28161 | 28194 | 27825 | 27409 | 27135 | 27673 | 31047 | 30926 | 30232 | 28876 | 26711 | 24160 | 22133 | 2007-08-21 | 0% | 0% | 0% | 0% | 0% | 0% | 0% | 0% | 0% | 0% | 0% | 0.3295% | 0.3925% | 0.4478% | 0.4965% | 0.4856% | 0.4132% | 0.3397% | 0.3154% | 0% | 0% | 0% | 0% | 0% | 3.22% | 2006-08-24 | 0% | 0% | 0% | 0% | 0% | 0% | 0% | 0% | 0% | 0% | 0% | 0% | 0% | 0% | 0.2918% | 0% | 0% | 0% | 0% | 0% | 0% | 0% | 0% | 0% | 2006-08-24 | 0% | 0% | 0% | 0% | 0% | 0% | 0% | 0% | 0% | 0% | 0% | 0% | 0% | 0% | 0% | 0% | 0% | 0% | 0% | 0% | 0% | 0% | 0% | 0% |  | 2006-08-24 | 0% | 0% | 0% | 0% | 0% | 0% | 0% | 0% | 0% | 0% | 0% | 0% | 0% | 0% | 0% | 0% | 0% | 0% | 0% | 0% | 0% | 0% | 0% | 0% |  | 2007-08-14 | 2007 | 8 | 10 | 0.7792% | 0% | 0% | 0% | 0% | 0% | 0% | 0% | 0% | 0% | 0% | 0% | 0% | 0% | 0.2565% | 0.2636% | 0.259% | 0% | 0% | 0% | 0% | 0% | 0% | 0% | 0%
2006-02-01 | 21537 | 21193 | 20923 | 21006 | 21727 | 23807 | 26734 | 27417 | 27817 | 28203 | 28284 | 28282 | 28190 | 28142 | 27777 | 27588 | 28052 | 31062 | 30860 | 30038 | 28684 | 26463 | 24047 | 22534 | 2007-08-20 | 0% | 0% | 0% | 0% | 0% | 0% | 0% | 0% | 0% | 0% | 0% | 0.3271% | 0.3826% | 0.4326% | 0.4669% | 0.464% | 0.4012% | 0.3296% | 0.307% | 0% | 0% | 0% | 0% | 0% | 3.111% | 2006-08-28 | 0% | 0% | 0% | 0% | 0% | 0% | 0% | 0% | 0% | 0% | 0% | 0% | 0% | 0.2892% | 0.3069% | 0.303% | 0% | 0% | 0% | 0% | 0% | 0% | 0% | 0% | 2006-08-28 | 0% | 0% | 0% | 0% | 0% | 0% | 0% | 0% | 0% | 0% | 0% | 0% | 0% | 0% | 0% | 0% | 0% | 0% | 0% | 0% | 0% | 0% | 0% | 0% |  | 2006-08-28 | 0% | 0% | 0% | 0% | 0% | 0% | 0% | 0% | 0% | 0% | 0% | 0% | 0% | 0% | 0% | 0% | 0% | 0% | 0% | 0% | 0% | 0% | 0% | 0% |  | 2007-08-03 | 2007 | 8 | 11 | 0.5237% | 0% | 0% | 0% | 0% | 0% | 0% | 0% | 0% | 0% | 0% | 0% | 0% | 0% | 0% | 0.2642% | 0.2595% | 0% | 0% | 0% | 0% | 0% | 0% | 0% | 0%
2006-02-02 | 21525 | 20901 | 20462 | 20625 | 21307 | 23424 | 26578 | 27329 | 27968 | 28360 | 28458 | 28346 | 28182 | 28126 | 27797 | 27273 | 27646 | 30643 | 30570 | 29783 | 28468 | 26406 | 23899 | 22045 | 2007-07-06 | 0% | 0% | 0% | 0% | 0% | 0% | 0% | 0% | 0% | 0% | 0.3144% | 0.3603% | 0.4105% | 0.4376% | 0.4409% | 0.4101% | 0.3516% | 0.296% | 0% | 0% | 0% | 0% | 0% | 0% | 3.021% | 2006-08-30 | 0% | 0% | 0% | 0% | 0% | 0% | 0% | 0% | 0% | 0% | 0% | 0% | 0% | 0% | 0.2929% | 0.2901% | 0% | 0% | 0% | 0% | 0% | 0% | 0% | 0% | 2006-08-30 | 0% | 0% | 0% | 0% | 0% | 0% | 0% | 0% | 0% | 0% | 0% | 0% | 0% | 0% | 0% | 0% | 0% | 0% | 0% | 0% | 0% | 0% | 0% | 0% |  | 2006-08-30 | 0% | 0% | 0% | 0% | 0% | 0% | 0% | 0% | 0% | 0% | 0% | 0% | 0% | 0% | 0% | 0% | 0% | 0% | 0% | 0% | 0% | 0% | 0% | 0% |  | 2007-08-17 | 2007 | 8 | 12 | 0.2542% | 0% | 0% | 0% | 0% | 0% | 0% | 0% | 0% | 0% | 0% | 0% | 0% | 0% | 0% | 0.2542% | 0% | 0% | 0% | 0% | 0% | 0% | 0% | 0% | 0%
2006-02-03 | 21307 | 20609 | 20624 | 20736 | 21433 | 23233 | 26105 | 26936 | 27650 | 28163 | 28388 | 28217 | 28074 | 28058 | 27650 | 27214 | 27323 | 29965 | 29608 | 28780 | 27627 | 25967 | 23884 | 22299 | 2008-07-10 | 0% | 0% | 0% | 0% | 0% | 0% | 0% | 0% | 0% | 0% | 0.3341% | 0.3961% | 0.4564% | 0.4946% | 0.5015% | 0.4589% | 0.3755% | 0% | 0% | 0% | 0% | 0% | 0% | 0% | 3.017% | 2006-08-31 | 0% | 0% | 0% | 0% | 0% | 0% | 0% | 0% | 0% | 0% | 0% | 0% | 0% | 0.3038% | 0.3195% | 0.3141% | 0% | 0% | 0% | 0% | 0% | 0% | 0% | 0% | 2006-08-31 | 0% | 0% | 0% | 0% | 0% | 0% | 0% | 0% | 0% | 0% | 0% | 0% | 0% | 0% | 0% | 0% | 0% | 0% | 0% | 0% | 0% | 0% | 0% | 0% |  | 2006-08-31 | 0% | 0% | 0% | 0% | 0% | 0% | 0% | 0% | 0% | 0% | 0% | 0% | 0% | 0% | 0% | 0% | 0% | 0% | 0% | 0% | 0% | 0% | 0% | 0% |  | 2007-09-03 | 2007 | 9 | 1 | 1.834% | 0% | 0% | 0% | 0% | 0% | 0% | 0% | 0% | 0% | 0% | 0% | 0.2588% | 0.2992% | 0.3222% | 0.335% | 0.3249% | 0.2937% | 0% | 0% | 0% | 0% | 0% | 0% | 0%
2006-02-04 | 21175 | 20403 | 19986 | 19878 | 20196 | 20970 | 21844 | 22998 | 24142 | 24920 | 25204 | 25096 | 24708 | 24374 | 23995 | 23773 | 24567 | 27729 | 27846 | 27213 | 26273 | 24869 | 23265 | 21870 | 2008-09-03 | 0% | 0% | 0% | 0% | 0% | 0% | 0% | 0% | 0% | 0% | 0% | 0% | 0.3741% | 0.4354% | 0.5044% | 0.4879% | 0.4062% | 0.3278% | 0.3203% | 0% | 0% | 0% | 0% | 0% | 2.856% | 2006-09-01 | 0% | 0% | 0% | 0% | 0% | 0% | 0% | 0% | 0% | 0% | 0% | 0% | 0% | 0.2963% | 0.3064% | 0.2995% | 0% | 0% | 0% | 0% | 0% | 0% | 0% | 0% | 2006-09-01 | 0% | 0% | 0% | 0% | 0% | 0% | 0% | 0% | 0% | 0% | 0% | 0% | 0% | 0% | 0% | 0% | 0% | 0% | 0% | 0% | 0% | 0% | 0% | 0% |  | 2006-09-01 | 0% | 0% | 0% | 0% | 0% | 0% | 0% | 0% | 0% | 0% | 0% | 0% | 0% | 0% | 0% | 0% | 0% | 0% | 0% | 0% | 0% | 0% | 0% | 0% |  | 2007-09-01 | 2007 | 9 | 2 | 1.799% | 0% | 0% | 0% | 0% | 0% | 0% | 0% | 0% | 0% | 0% | 0% | 0.2592% | 0.2973% | 0.3222% | 0.3275% | 0.3141% | 0.2787% | 0% | 0% | 0% | 0% | 0% | 0% | 0%
2006-02-05 | 20571 | 20160 | 19792 | 19625 | 19840 | 20435 | 20753 | 21404 | 22646 | 23419 | 23823 | 23960 | 23970 | 23717 | 23420 | 23050 | 23579 | 26682 | 27029 | 27056 | 26202 | 24272 | 22180 | 20497 | 2006-09-05 | 0% | 0% | 0% | 0% | 0% | 0% | 0% | 0% | 0% | 0% | 0% | 0.3022% | 0.3503% | 0.3914% | 0.4201% | 0.4039% | 0.3488% | 0.2978% | 0.311% | 0% | 0% | 0% | 0% | 0% | 2.826% | 2006-09-05 | 0% | 0% | 0% | 0% | 0% | 0% | 0% | 0% | 0% | 0% | 0% | 0.3022% | 0.3503% | 0.3914% | 0.4201% | 0.4039% | 0.3488% | 0.2978% | 0.311% | 0% | 0% | 0% | 0% | 0% | 2006-09-05 | 0% | 0% | 0% | 0% | 0% | 0% | 0% | 0% | 0% | 0% | 0% | 0% | 0% | 0.3914% | 0.4201% | 0.4039% | 0% | 0% | 0% | 0% | 0% | 0% | 0% | 0% |  | 2006-09-05 | 0% | 0% | 0% | 0% | 0% | 0% | 0% | 0% | 0% | 0% | 0% | 0% | 0% | 0.2503% | 0.2686% | 0.2582% | 0% | 0% | 0% | 0% | 0% | 0% | 0% | 0% |  | 2007-09-04 | 2007 | 9 | 3 | 1.511% | 0% | 0% | 0% | 0% | 0% | 0% | 0% | 0% | 0% | 0% | 0% | 0.2635% | 0.2925% | 0.3176% | 0.3312% | 0.3064% | 0% | 0% | 0% | 0% | 0% | 0% | 0% | 0%
2006-02-06 | 20386 | 19927 | 19795 | 20029 | 20889 | 22999 | 25974 | 26954 | 27680 | 28240 | 28535 | 28559 | 28543 | 28518 | 28143 | 27782 | 27938 | 31018 | 30960 | 30082 | 28600 | 26317 | 23867 | 21914 | 2008-08-13 | 0% | 0% | 0% | 0% | 0% | 0% | 0% | 0% | 0% | 0% | 0% | 0% | 0.3484% | 0.4021% | 0.4327% | 0.4358% | 0.3933% | 0.3321% | 0.3156% | 0% | 0% | 0% | 0% | 0% | 2.66% | 2006-09-06 | 0% | 0% | 0% | 0% | 0% | 0% | 0% | 0% | 0% | 0% | 0% | 0.2951% | 0.3307% | 0.355% | 0.3596% | 0.3454% | 0.3033% | 0% | 0% | 0% | 0% | 0% | 0% | 0% | 2006-09-06 | 0% | 0% | 0% | 0% | 0% | 0% | 0% | 0% | 0% | 0% | 0% | 0% | 0% | 0% | 0% | 0% | 0% | 0% | 0% | 0% | 0% | 0% | 0% | 0% |  | 2006-09-06 | 0% | 0% | 0% | 0% | 0% | 0% | 0% | 0% | 0% | 0% | 0% | 0% | 0% | 0% | 0% | 0% | 0% | 0% | 0% | 0% | 0% | 0% | 0% | 0% |  | 2007-09-02 | 2007 | 9 | 4 | 1.375% | 0% | 0% | 0% | 0% | 0% | 0% | 0% | 0% | 0% | 0% | 0% | 0% | 0.255% | 0.2804% | 0.2911% | 0.2849% | 0.264% | 0% | 0% | 0% | 0% | 0% | 0% | 0%
2006-02-07 | 21160 | 20510 | 20247 | 20423 | 21486 | 23661 | 26533 | 27206 | 27842 | 28224 | 28447 | 28519 | 28622 | 28623 | 28469 | 28102 | 28154 | 30952 | 31004 | 30119 | 28585 | 26283 | 23848 | 21961 | 2007-08-15 | 0% | 0% | 0% | 0% | 0% | 0% | 0% | 0% | 0% | 0% | 0% | 0.3297% | 0.3775% | 0.414% | 0.4303% | 0.4108% | 0.3551% | 0.2983% | 0% | 0% | 0% | 0% | 0% | 0% | 2.616% | 2006-09-07 | 0% | 0% | 0% | 0% | 0% | 0% | 0% | 0% | 0% | 0% | 0% | 0% | 0% | 0% | 0.2902% | 0% | 0% | 0% | 0% | 0% | 0% | 0% | 0% | 0% | 2006-09-07 | 0% | 0% | 0% | 0% | 0% | 0% | 0% | 0% | 0% | 0% | 0% | 0% | 0% | 0% | 0% | 0% | 0% | 0% | 0% | 0% | 0% | 0% | 0% | 0% |  | 2006-09-07 | 0% | 0% | 0% | 0% | 0% | 0% | 0% | 0% | 0% | 0% | 0% | 0% | 0% | 0% | 0% | 0% | 0% | 0% | 0% | 0% | 0% | 0% | 0% | 0% |  | 2008-05-16 | 2008 | 5 | 1 | 0.2661% | 0% | 0% | 0% | 0% | 0% | 0% | 0% | 0% | 0% | 0% | 0% | 0% | 0% | 0% | 0.2661% | 0% | 0% | 0% | 0% | 0% | 0% | 0% | 0% | 0%
2006-02-08 | 21204 | 20569 | 20598 | 20763 | 21577 | 23574 | 26193 | 27055 | 27740 | 28216 | 28625 | 28806 | 28878 | 28963 | 28760 | 28330 | 28230 | 30707 | 30809 | 29858 | 28425 | 26254 | 23866 | 21980 | 2006-07-13 | 0% | 0% | 0% | 0% | 0% | 0% | 0% | 0% | 0% | 0% | 0% | 0.3032% | 0.3464% | 0.3874% | 0.4118% | 0.4121% | 0.3701% | 0.3236% | 0% | 0% | 0% | 0% | 0% | 0% | 2.554% | 2006-09-12 | 0% | 0% | 0% | 0% | 0% | 0% | 0% | 0% | 0% | 0% | 0% | 0% | 0% | 0% | 0.2928% | 0% | 0% | 0% | 0% | 0% | 0% | 0% | 0% | 0% | 2006-09-12 | 0% | 0% | 0% | 0% | 0% | 0% | 0% | 0% | 0% | 0% | 0% | 0% | 0% | 0% | 0% | 0% | 0% | 0% | 0% | 0% | 0% | 0% | 0% | 0% | 52.13% | 2006-09-12 | 0% | 0% | 0% | 0% | 0% | 0% | 0% | 0% | 0% | 0% | 0% | 0% | 0% | 0% | 0% | 0% | 0% | 0% | 0% | 0% | 0% | 0% | 0% | 0% |  | 2008-06-20 | 2008 | 6 | 1 | 4.137% | 0% | 0% | 0% | 0% | 0% | 0% | 0% | 0% | 0% | 0% | 0% | 0.3176% | 0.4147% | 0.5521% | 0.6925% | 0.6839% | 0.5218% | 0.385% | 0.2901% | 0.2792% | 0% | 0% | 0% | 0%
2006-02-09 | 21235 | 20621 | 20759 | 20853 | 21599 | 23398 | 25944 | 26774 | 27476 | 28237 | 28739 | 28897 | 28977 | 29023 | 28690 | 28237 | 28047 | 30346 | 30495 | 29538 | 28091 | 25871 | 23757 | 21776 | 2007-08-22 | 0% | 0% | 0% | 0% | 0% | 0% | 0% | 0% | 0% | 0% | 0% | 0.3191% | 0.3517% | 0.3941% | 0.4246% | 0.4109% | 0.3526% | 0.2994% | 0% | 0% | 0% | 0% | 0% | 0% | 2.552% | 2007-06-13 | 0% | 0% | 0% | 0% | 0% | 0% | 0% | 0% | 0% | 0% | 0% | 0% | 0% | 0% | 0.296% | 0% | 0% | 0% | 0% | 0% | 0% | 0% | 0% | 0% | 2007-06-13 | 0% | 0% | 0% | 0% | 0% | 0% | 0% | 0% | 0% | 0% | 0% | 0% | 0% | 0% | 0% | 0% | 0% | 0% | 0% | 0% | 0% | 0% | 0% | 0% |  | 2007-06-13 | 0% | 0% | 0% | 0% | 0% | 0% | 0% | 0% | 0% | 0% | 0% | 0% | 0% | 0% | 0% | 0% | 0% | 0% | 0% | 0% | 0% | 0% | 0% | 0% | 33.33% | 2008-06-21 | 2008 | 6 | 2 | 2.314% | 0% | 0% | 0% | 0% | 0% | 0% | 0% | 0% | 0% | 0% | 0% | 0.298% | 0.3343% | 0.3598% | 0.3728% | 0.3596% | 0.3242% | 0.2656% | 0% | 0% | 0% | 0% | 0% | 0%
2006-02-10 | 20885 | 20511 | 20261 | 20525 | 21551 | 23285 | 25826 | 26670 | 27364 | 27871 | 28283 | 28349 | 28235 | 28309 | 27970 | 27455 | 27308 | 29632 | 29570 | 28595 | 27362 | 25734 | 23813 | 22028 | 2008-08-15 | 0% | 0% | 0% | 0% | 0% | 0% | 0% | 0% | 0% | 0% | 0% | 0.3431% | 0.4014% | 0.4579% | 0.4853% | 0.4606% | 0.3835% | 0% | 0% | 0% | 0% | 0% | 0% | 0% | 2.532% | 2007-06-14 | 0% | 0% | 0% | 0% | 0% | 0% | 0% | 0% | 0% | 0% | 0% | 0% | 0.2992% | 0.3219% | 0.3286% | 0.3214% | 0% | 0% | 0% | 0% | 0% | 0% | 0% | 0% | 2007-06-14 | 0% | 0% | 0% | 0% | 0% | 0% | 0% | 0% | 0% | 0% | 0% | 0% | 0% | 0% | 0% | 0% | 0% | 0% | 0% | 0% | 0% | 0% | 0% | 0% |  | 2007-06-14 | 0% | 0% | 0% | 0% | 0% | 0% | 0% | 0% | 0% | 0% | 0% | 0% | 0% | 0% | 0% | 0% | 0% | 0% | 0% | 0% | 0% | 0% | 0% | 0% |  | 2008-06-19 | 2008 | 6 | 3 | 1.703% | 0% | 0% | 0% | 0% | 0% | 0% | 0% | 0% | 0% | 0% | 0% | 0% | 0.2861% | 0.3377% | 0.3824% | 0.3761% | 0.3206% | 0% | 0% | 0% | 0% | 0% | 0% | 0%
2006-02-11 | 20797 | 20604 | 20191 | 20388 | 20416 | 20957 | 21613 | 22528 | 23834 | 24535 | 24841 | 24911 | 24727 | 24417 | 24050 | 23914 | 24255 | 27110 | 27439 | 26758 | 25715 | 24529 | 23067 | 21341 | 2006-07-14 | 0% | 0% | 0% | 0% | 0% | 0% | 0% | 0% | 0% | 0% | 0% | 0.3082% | 0.3507% | 0.3847% | 0.4034% | 0.396% | 0.3512% | 0.3068% | 0% | 0% | 0% | 0% | 0% | 0% | 2.501% | 2007-06-15 | 0% | 0% | 0% | 0% | 0% | 0% | 0% | 0% | 0% | 0% | 0% | 0% | 0% | 0.2966% | 0.3021% | 0% | 0% | 0% | 0% | 0% | 0% | 0% | 0% | 0% | 2007-06-15 | 0% | 0% | 0% | 0% | 0% | 0% | 0% | 0% | 0% | 0% | 0% | 0% | 0% | 0% | 0% | 0% | 0% | 0% | 0% | 0% | 0% | 0% | 0% | 0% |  | 2007-06-15 | 0% | 0% | 0% | 0% | 0% | 0% | 0% | 0% | 0% | 0% | 0% | 0% | 0% | 0% | 0% | 0% | 0% | 0% | 0% | 0% | 0% | 0% | 0% | 0% |  | 2008-06-18 | 2008 | 6 | 4 | 0.5422% | 0% | 0% | 0% | 0% | 0% | 0% | 0% | 0% | 0% | 0% | 0% | 0% | 0% | 0% | 0.273% | 0.2692% | 0% | 0% | 0% | 0% | 0% | 0% | 0% | 0%
2006-02-12 | 20336 | 20069 | 20002 | 19926 | 20136 | 20668 | 20882 | 21559 | 22604 | 23364 | 23781 | 23933 | 24005 | 23977 | 23922 | 23898 | 24421 | 27600 | 28142 | 27515 | 26281 | 24658 | 22549 | 20754 | 2007-07-26 | 0% | 0% | 0% | 0% | 0% | 0% | 0% | 0% | 0% | 0% | 0% | 0.306% | 0.3458% | 0.3756% | 0.4015% | 0.3958% | 0.3522% | 0.2982% | 0% | 0% | 0% | 0% | 0% | 0% | 2.475% | 2007-07-02 | 0% | 0% | 0% | 0% | 0% | 0% | 0% | 0% | 0% | 0% | 0% | 0% | 0.3036% | 0.3243% | 0.3419% | 0.3447% | 0.3222% | 0% | 0% | 0% | 0% | 0% | 0% | 0% | 2007-07-02 | 0% | 0% | 0% | 0% | 0% | 0% | 0% | 0% | 0% | 0% | 0% | 0% | 0% | 0% | 0% | 0% | 0% | 0% | 0% | 0% | 0% | 0% | 0% | 0% |  | 2007-07-02 | 0% | 0% | 0% | 0% | 0% | 0% | 0% | 0% | 0% | 0% | 0% | 0% | 0% | 0% | 0% | 0% | 0% | 0% | 0% | 0% | 0% | 0% | 0% | 0% |  | 2008-07-08 | 2008 | 7 | 1 | 2.181% | 0% | 0% | 0% | 0% | 0% | 0% | 0% | 0% | 0% | 0% | 0% | 0.3014% | 0.3548% | 0.4054% | 0.4197% | 0.3866% | 0.3136% | 0% | 0% | 0% | 0% | 0% | 0% | 0%
2006-02-13 | 20148 | 20150 | 19969 | 20178 | 21238 | 22851 | 24473 | 25873 | 27124 | 28096 | 28681 | 28948 | 29001 | 29029 | 28761 | 28337 | 28192 | 30311 | 30719 | 29759 | 28340 | 26216 | 24014 | 21984 | 2008-08-25 | 0% | 0% | 0% | 0% | 0% | 0% | 0% | 0% | 0% | 0% | 0% | 0.3365% | 0.3884% | 0.4387% | 0.4769% | 0.4524% | 0.376% | 0% | 0% | 0% | 0% | 0% | 0% | 0% | 2.469% | 2007-07-03 | 0% | 0% | 0% | 0% | 0% | 0% | 0% | 0% | 0% | 0% | 0% | 0.2985% | 0.3356% | 0.3652% | 0.3842% | 0.3879% | 0.353% | 0.3082% | 0% | 0% | 0% | 0% | 0% | 0% | 2007-07-03 | 0% | 0% | 0% | 0% | 0% | 0% | 0% | 0% | 0% | 0% | 0% | 0% | 0% | 0% | 0.3842% | 0.3879% | 0% | 0% | 0% | 0% | 0% | 0% | 0% | 0% |  | 2007-07-03 | 0% | 0% | 0% | 0% | 0% | 0% | 0% | 0% | 0% | 0% | 0% | 0% | 0% | 0% | 0.2557% | 0.2581% | 0% | 0% | 0% | 0% | 0% | 0% | 0% | 0% |  | 2008-07-07 | 2008 | 7 | 2 | 1.631% | 0% | 0% | 0% | 0% | 0% | 0% | 0% | 0% | 0% | 0% | 0% | 0% | 0.2742% | 0.3197% | 0.354% | 0.3625% | 0.3209% | 0% | 0% | 0% | 0% | 0% | 0% | 0%
2006-02-14 | 21238 | 20773 | 20633 | 20738 | 21427 | 23508 | 25670 | 26408 | 27200 | 27754 | 28062 | 28118 | 28040 | 28035 | 27683 | 27071 | 27052 | 29690 | 30131 | 29387 | 28041 | 26088 | 23962 | 22001 | 2007-07-03 | 0% | 0% | 0% | 0% | 0% | 0% | 0% | 0% | 0% | 0% | 0% | 0.2985% | 0.3356% | 0.3652% | 0.3842% | 0.3879% | 0.353% | 0.3082% | 0% | 0% | 0% | 0% | 0% | 0% | 2.433% | 2007-07-05 | 0% | 0% | 0% | 0% | 0% | 0% | 0% | 0% | 0% | 0% | 0.3183% | 0.3682% | 0.4171% | 0.4635% | 0.4974% | 0.5021% | 0.4446% | 0.3761% | 0.324% | 0.3139% | 0% | 0% | 0% | 0% | 2007-07-05 | 0% | 0% | 0% | 0% | 0% | 0% | 0% | 0% | 0% | 0% | 0% | 0% | 0.4171% | 0.4635% | 0.4974% | 0.5021% | 0.4446% | 0% | 0% | 0% | 0% | 0% | 0% | 0% |  | 2007-07-05 | 0% | 0% | 0% | 0% | 0% | 0% | 0% | 0% | 0% | 0% | 0% | 0% | 0.2776% | 0.3085% | 0.331% | 0.3342% | 0.2959% | 0% | 0% | 0% | 0% | 0% | 0% | 0% |  | 2008-07-09 | 2008 | 7 | 3 | 1.571% | 0% | 0% | 0% | 0% | 0% | 0% | 0% | 0% | 0% | 0% | 0% | 0% | 0.2717% | 0.3157% | 0.3432% | 0.3423% | 0.2983% | 0% | 0% | 0% | 0% | 0% | 0% | 0%
2006-02-15 | 21400 | 21209 | 21185 | 21301 | 21967 | 23882 | 25984 | 26851 | 27512 | 27972 | 28155 | 27955 | 27682 | 27461 | 27177 | 26887 | 27096 | 30222 | 30962 | 30438 | 29368 | 27274 | 24965 | 22952 | 2006-06-29 | 0% | 0% | 0% | 0% | 0% | 0% | 0% | 0% | 0% | 0% | 0% | 0.2937% | 0.3286% | 0.3607% | 0.3825% | 0.3749% | 0.3366% | 0.2911% | 0% | 0% | 0% | 0% | 0% | 0% | 2.368% | 2007-07-06 | 0% | 0% | 0% | 0% | 0% | 0% | 0% | 0% | 0% | 0% | 0.3144% | 0.3603% | 0.4105% | 0.4376% | 0.4409% | 0.4101% | 0.3516% | 0.296% | 0% | 0% | 0% | 0% | 0% | 0% | 2007-07-06 | 0% | 0% | 0% | 0% | 0% | 0% | 0% | 0% | 0% | 0% | 0% | 0% | 0.4105% | 0.4376% | 0.4409% | 0.4101% | 0% | 0% | 0% | 0% | 0% | 0% | 0% | 0% |  | 2007-07-06 | 0% | 0% | 0% | 0% | 0% | 0% | 0% | 0% | 0% | 0% | 0% | 0% | 0.2732% | 0.2913% | 0.2934% | 0.2729% | 0% | 0% | 0% | 0% | 0% | 0% | 0% | 0% |  | 2008-07-10 | 2008 | 7 | 4 | 1.566% | 0% | 0% | 0% | 0% | 0% | 0% | 0% | 0% | 0% | 0% | 0% | 0.2688% | 0.3097% | 0.3357% | 0.3404% | 0.3114% | 0% | 0% | 0% | 0% | 0% | 0% | 0% | 0%
2006-02-16 | 21884 | 21494 | 21823 | 22050 | 22631 | 25029 | 27644 | 28294 | 28699 | 28835 | 28736 | 28470 | 28170 | 27923 | 27536 | 27242 | 27690 | 30630 | 31328 | 30737 | 29573 | 27522 | 25004 | 23029 | 2006-06-28 | 0% | 0% | 0% | 0% | 0% | 0% | 0% | 0% | 0% | 0% | 0% | 0.313% | 0.3442% | 0.3631% | 0.3716% | 0.3569% | 0.3253% | 0.2913% | 0% | 0% | 0% | 0% | 0% | 0% | 2.366% | 2007-07-13 | 0% | 0% | 0% | 0% | 0% | 0% | 0% | 0% | 0% | 0% | 0% | 0% | 0% | 0% | 0.3027% | 0.3028% | 0% | 0% | 0% | 0% | 0% | 0% | 0% | 0% | 2007-07-13 | 0% | 0% | 0% | 0% | 0% | 0% | 0% | 0% | 0% | 0% | 0% | 0% | 0% | 0% | 0% | 0% | 0% | 0% | 0% | 0% | 0% | 0% | 0% | 0% |  | 2007-07-13 | 0% | 0% | 0% | 0% | 0% | 0% | 0% | 0% | 0% | 0% | 0% | 0% | 0% | 0% | 0% | 0% | 0% | 0% | 0% | 0% | 0% | 0% | 0% | 0% |  | 2008-08-29 | 2008 | 8 | 1 | 2.07% | 0% | 0% | 0% | 0% | 0% | 0% | 0% | 0% | 0% | 0% | 0% | 0.2671% | 0.3343% | 0.3852% | 0.4166% | 0.3738% | 0.2932% | 0% | 0% | 0% | 0% | 0% | 0% | 0%
2006-02-17 | 22239 | 22021 | 22037 | 22203 | 23201 | 24928 | 26972 | 27900 | 28521 | 28838 | 28881 | 28620 | 28426 | 28268 | 27818 | 27557 | 28103 | 30517 | 30697 | 29865 | 28796 | 27039 | 25031 | 23219 | 2007-08-16 | 0% | 0% | 0% | 0% | 0% | 0% | 0% | 0% | 0% | 0% | 0% | 0.3207% | 0.3627% | 0.3913% | 0.4056% | 0.3917% | 0.3392% | 0% | 0% | 0% | 0% | 0% | 0% | 0% | 2.211% | 2007-07-23 | 0% | 0% | 0% | 0% | 0% | 0% | 0% | 0% | 0% | 0% | 0% | 0% | 0.3182% | 0.3375% | 0.3505% | 0.3424% | 0.3086% | 0% | 0% | 0% | 0% | 0% | 0% | 0% | 2007-07-23 | 0% | 0% | 0% | 0% | 0% | 0% | 0% | 0% | 0% | 0% | 0% | 0% | 0% | 0% | 0% | 0% | 0% | 0% | 0% | 0% | 0% | 0% | 0% | 0% |  | 2007-07-23 | 0% | 0% | 0% | 0% | 0% | 0% | 0% | 0% | 0% | 0% | 0% | 0% | 0% | 0% | 0% | 0% | 0% | 0% | 0% | 0% | 0% | 0% | 0% | 0% |  | 2008-08-14 | 2008 | 8 | 2 | 1.74% | 0% | 0% | 0% | 0% | 0% | 0% | 0% | 0% | 0% | 0% | 0% | 0% | 0.312% | 0.3681% | 0.3946% | 0.3681% | 0.2968% | 0% | 0% | 0% | 0% | 0% | 0% | 0%
2006-02-18 | 22335 | 22040 | 21852 | 21733 | 22141 | 22743 | 23116 | 23815 | 25051 | 25673 | 25855 | 25582 | 25091 | 24651 | 24228 | 24160 | 24920 | 27783 | 28301 | 27741 | 26912 | 25529 | 23955 | 22433 | 2007-08-14 | 0% | 0% | 0% | 0% | 0% | 0% | 0% | 0% | 0% | 0% | 0% | 0.3116% | 0.3557% | 0.3854% | 0.3961% | 0.3891% | 0.3438% | 0% | 0% | 0% | 0% | 0% | 0% | 0% | 2.182% | 2007-07-24 | 0% | 0% | 0% | 0% | 0% | 0% | 0% | 0% | 0% | 0% | 0% | 0.3079% | 0.3384% | 0.3548% | 0.3656% | 0.3581% | 0.3174% | 0% | 0% | 0% | 0% | 0% | 0% | 0% | 2007-07-24 | 0% | 0% | 0% | 0% | 0% | 0% | 0% | 0% | 0% | 0% | 0% | 0% | 0% | 0% | 0% | 0% | 0% | 0% | 0% | 0% | 0% | 0% | 0% | 0% |  | 2007-07-24 | 0% | 0% | 0% | 0% | 0% | 0% | 0% | 0% | 0% | 0% | 0% | 0% | 0% | 0% | 0% | 0% | 0% | 0% | 0% | 0% | 0% | 0% | 0% | 0% |  | 2008-08-28 | 2008 | 8 | 3 | 1.686% | 0% | 0% | 0% | 0% | 0% | 0% | 0% | 0% | 0% | 0% | 0% | 0% | 0.2854% | 0.3308% | 0.386% | 0.3715% | 0.3124% | 0% | 0% | 0% | 0% | 0% | 0% | 0%
2006-02-19 | 21646 | 21381 | 21366 | 21205 | 21201 | 21898 | 22126 | 22600 | 23776 | 24276 | 24397 | 24289 | 24039 | 23674 | 23451 | 23363 | 24031 | 27033 | 28308 | 28138 | 27132 | 25650 | 23862 | 22599 | 2007-08-03 | 0% | 0% | 0% | 0% | 0% | 0% | 0% | 0% | 0% | 0% | 0% | 0.2977% | 0.3377% | 0.3725% | 0.3969% | 0.39% | 0.3453% | 0% | 0% | 0% | 0% | 0% | 0% | 0% | 2.14% | 2007-07-25 | 0% | 0% | 0% | 0% | 0% | 0% | 0% | 0% | 0% | 0% | 0% | 0.2934% | 0.3244% | 0.3446% | 0.3523% | 0.3457% | 0.3143% | 0% | 0% | 0% | 0% | 0% | 0% | 0% | 2007-07-25 | 0% | 0% | 0% | 0% | 0% | 0% | 0% | 0% | 0% | 0% | 0% | 0% | 0% | 0% | 0% | 0% | 0% | 0% | 0% | 0% | 0% | 0% | 0% | 0% |  | 2007-07-25 | 0% | 0% | 0% | 0% | 0% | 0% | 0% | 0% | 0% | 0% | 0% | 0% | 0% | 0% | 0% | 0% | 0% | 0% | 0% | 0% | 0% | 0% | 0% | 0% |  | 2008-08-27 | 2008 | 8 | 4 | 1.275% | 0% | 0% | 0% | 0% | 0% | 0% | 0% | 0% | 0% | 0% | 0% | 0% | 0% | 0.297% | 0.3401% | 0.3423% | 0.2953% | 0% | 0% | 0% | 0% | 0% | 0% | 0%
2006-02-20 | 22285 | 21981 | 21827 | 22057 | 22933 | 23930 | 24281 | 25629 | 26819 | 27303 | 27280 | 26907 | 26450 | 26043 | 25620 | 25443 | 26017 | 29277 | 30552 | 30149 | 28943 | 26960 | 24969 | 23333 | 2007-07-27 | 0% | 0% | 0% | 0% | 0% | 0% | 0% | 0% | 0% | 0% | 0% | 0.3075% | 0.3465% | 0.3725% | 0.3878% | 0.3809% | 0.3379% | 0% | 0% | 0% | 0% | 0% | 0% | 0% | 2.133% | 2007-07-26 | 0% | 0% | 0% | 0% | 0% | 0% | 0% | 0% | 0% | 0% | 0% | 0.306% | 0.3458% | 0.3756% | 0.4015% | 0.3958% | 0.3522% | 0.2982% | 0% | 0% | 0% | 0% | 0% | 0% | 2007-07-26 | 0% | 0% | 0% | 0% | 0% | 0% | 0% | 0% | 0% | 0% | 0% | 0% | 0% | 0% | 0.4015% | 0.3958% | 0% | 0% | 0% | 0% | 0% | 0% | 0% | 0% |  | 2007-07-26 | 0% | 0% | 0% | 0% | 0% | 0% | 0% | 0% | 0% | 0% | 0% | 0% | 0% | 0% | 0.2672% | 0.2634% | 0% | 0% | 0% | 0% | 0% | 0% | 0% | 0% |  | 2008-08-15 | 2008 | 8 | 5 | 1.225% | 0% | 0% | 0% | 0% | 0% | 0% | 0% | 0% | 0% | 0% | 0% | 0% | 0.2724% | 0.3108% | 0.3294% | 0.3126% | 0% | 0% | 0% | 0% | 0% | 0% | 0% | 0%
2006-02-21 | 22804 | 22209 | 22045 | 22293 | 23181 | 25193 | 27448 | 28386 | 28742 | 28836 | 28766 | 28389 | 28015 | 27760 | 27282 | 27012 | 27277 | 30003 | 31356 | 30816 | 29544 | 27460 | 25262 | 23556 | 2007-08-17 | 0% | 0% | 0% | 0% | 0% | 0% | 0% | 0% | 0% | 0% | 0% | 0.3187% | 0.3522% | 0.3737% | 0.3819% | 0.3639% | 0.3173% | 0% | 0% | 0% | 0% | 0% | 0% | 0% | 2.108% | 2007-07-27 | 0% | 0% | 0% | 0% | 0% | 0% | 0% | 0% | 0% | 0% | 0% | 0.3075% | 0.3465% | 0.3725% | 0.3878% | 0.3809% | 0.3379% | 0% | 0% | 0% | 0% | 0% | 0% | 0% | 2007-07-27 | 0% | 0% | 0% | 0% | 0% | 0% | 0% | 0% | 0% | 0% | 0% | 0% | 0% | 0% | 0.3878% | 0.3809% | 0% | 0% | 0% | 0% | 0% | 0% | 0% | 0% |  | 2007-07-27 | 0% | 0% | 0% | 0% | 0% | 0% | 0% | 0% | 0% | 0% | 0% | 0% | 0% | 0% | 0.2581% | 0.2535% | 0% | 0% | 0% | 0% | 0% | 0% | 0% | 0% |  | 2008-08-13 | 2008 | 8 | 6 | 1.129% | 0% | 0% | 0% | 0% | 0% | 0% | 0% | 0% | 0% | 0% | 0% | 0% | 0% | 0.2729% | 0.2937% | 0.2958% | 0.2669% | 0% | 0% | 0% | 0% | 0% | 0% | 0%
2006-02-22 | 23028 | 22478 | 22279 | 22544 | 23385 | 25501 | 27562 | 28388 | 28574 | 28642 | 28572 | 28280 | 28017 | 27843 | 27475 | 27137 | 27225 | 29733 | 30941 | 30368 | 29134 | 27089 | 24861 | 22766 | 2007-07-24 | 0% | 0% | 0% | 0% | 0% | 0% | 0% | 0% | 0% | 0% | 0% | 0.3079% | 0.3384% | 0.3548% | 0.3656% | 0.3581% | 0.3174% | 0% | 0% | 0% | 0% | 0% | 0% | 0% | 2.042% | 2007-07-30 | 0% | 0% | 0% | 0% | 0% | 0% | 0% | 0% | 0% | 0% | 0% | 0% | 0.3074% | 0.3338% | 0.3497% | 0.3483% | 0.3181% | 0% | 0% | 0% | 0% | 0% | 0% | 0% | 2007-07-30 | 0% | 0% | 0% | 0% | 0% | 0% | 0% | 0% | 0% | 0% | 0% | 0% | 0% | 0% | 0% | 0% | 0% | 0% | 0% | 0% | 0% | 0% | 0% | 0% |  | 2007-07-30 | 0% | 0% | 0% | 0% | 0% | 0% | 0% | 0% | 0% | 0% | 0% | 0% | 0% | 0% | 0% | 0% | 0% | 0% | 0% | 0% | 0% | 0% | 0% | 0% |  | 2008-08-25 | 2008 | 8 | 7 | 0.9284% | 0% | 0% | 0% | 0% | 0% | 0% | 0% | 0% | 0% | 0% | 0% | 0% | 0% | 0.2977% | 0.3237% | 0.307% | 0% | 0% | 0% | 0% | 0% | 0% | 0% | 0%
2006-02-23 | 22250 | 21746 | 21793 | 21987 | 22833 | 24688 | 26805 | 27533 | 27877 | 28210 | 28259 | 28096 | 27946 | 27870 | 27554 | 27226 | 27107 | 29163 | 30401 | 29865 | 28544 | 26700 | 24470 | 22910 | 2006-08-10 | 0% | 0% | 0% | 0% | 0% | 0% | 0% | 0% | 0% | 0% | 0% | 0.2953% | 0.3296% | 0.361% | 0.3768% | 0.3611% | 0.3165% | 0% | 0% | 0% | 0% | 0% | 0% | 0% | 2.04% | 2007-07-31 | 0% | 0% | 0% | 0% | 0% | 0% | 0% | 0% | 0% | 0% | 0% | 0% | 0.3152% | 0.3415% | 0.3544% | 0.3451% | 0.3122% | 0% | 0% | 0% | 0% | 0% | 0% | 0% | 2007-07-31 | 0% | 0% | 0% | 0% | 0% | 0% | 0% | 0% | 0% | 0% | 0% | 0% | 0% | 0% | 0% | 0% | 0% | 0% | 0% | 0% | 0% | 0% | 0% | 0% |  | 2007-07-31 | 0% | 0% | 0% | 0% | 0% | 0% | 0% | 0% | 0% | 0% | 0% | 0% | 0% | 0% | 0% | 0% | 0% | 0% | 0% | 0% | 0% | 0% | 0% | 0% |  | 2008-08-26 | 2008 | 8 | 8 | 0.8621% | 0% | 0% | 0% | 0% | 0% | 0% | 0% | 0% | 0% | 0% | 0% | 0% | 0% | 0.2719% | 0.2982% | 0.292% | 0% | 0% | 0% | 0% | 0% | 0% | 0% | 0%
2006-02-24 | 22128 | 21518 | 21187 | 21384 | 22376 | 24354 | 26005 | 27037 | 27574 | 27920 | 28024 | 27853 | 27664 | 27500 | 26940 | 26514 | 26384 | 28143 | 29128 | 28352 | 27212 | 25655 | 23847 | 22151 | 2007-08-27 | 0% | 0% | 0% | 0% | 0% | 0% | 0% | 0% | 0% | 0% | 0% | 0.2941% | 0.3252% | 0.351% | 0.3704% | 0.3644% | 0.3251% | 0% | 0% | 0% | 0% | 0% | 0% | 0% | 2.03% | 2007-08-01 | 0% | 0% | 0% | 0% | 0% | 0% | 0% | 0% | 0% | 0% | 0% | 0% | 0.3001% | 0.327% | 0.3524% | 0.3522% | 0.3217% | 0% | 0% | 0% | 0% | 0% | 0% | 0% | 2007-08-01 | 0% | 0% | 0% | 0% | 0% | 0% | 0% | 0% | 0% | 0% | 0% | 0% | 0% | 0% | 0% | 0% | 0% | 0% | 0% | 0% | 0% | 0% | 0% | 0% |  | 2007-08-01 | 0% | 0% | 0% | 0% | 0% | 0% | 0% | 0% | 0% | 0% | 0% | 0% | 0% | 0% | 0% | 0% | 0% | 0% | 0% | 0% | 0% | 0% | 0% | 0% |  | 2008-08-07 | 2008 | 8 | 9 | 0.8238% | 0% | 0% | 0% | 0% | 0% | 0% | 0% | 0% | 0% | 0% | 0% | 0% | 0% | 0.2687% | 0.2811% | 0.2739% | 0% | 0% | 0% | 0% | 0% | 0% | 0% | 0%
2006-02-25 | 21285 | 21155 | 20725 | 20690 | 20786 | 21638 | 21982 | 22864 | 23717 | 24330 | 24440 | 24324 | 23995 | 23613 | 23271 | 23091 | 23546 | 26034 | 27012 | 26321 | 25364 | 24163 | 22715 | 21540 | 2006-08-09 | 0% | 0% | 0% | 0% | 0% | 0% | 0% | 0% | 0% | 0% | 0% | 0% | 0.3046% | 0.3437% | 0.3704% | 0.374% | 0.3351% | 0.288% | 0% | 0% | 0% | 0% | 0% | 0% | 2.016% | 2007-08-02 | 0% | 0% | 0% | 0% | 0% | 0% | 0% | 0% | 0% | 0% | 0% | 0% | 0.3176% | 0.3459% | 0.3659% | 0.3609% | 0.3234% | 0% | 0% | 0% | 0% | 0% | 0% | 0% | 2007-08-02 | 0% | 0% | 0% | 0% | 0% | 0% | 0% | 0% | 0% | 0% | 0% | 0% | 0% | 0% | 0% | 0% | 0% | 0% | 0% | 0% | 0% | 0% | 0% | 0% |  | 2007-08-02 | 0% | 0% | 0% | 0% | 0% | 0% | 0% | 0% | 0% | 0% | 0% | 0% | 0% | 0% | 0% | 0% | 0% | 0% | 0% | 0% | 0% | 0% | 0% | 0% |  | 2008-08-06 | 2008 | 8 | 10 | 0.5502% | 0% | 0% | 0% | 0% | 0% | 0% | 0% | 0% | 0% | 0% | 0% | 0% | 0% | 0% | 0.2774% | 0.2727% | 0% | 0% | 0% | 0% | 0% | 0% | 0% | 0%
2006-02-26 | 20916 | 20214 | 19817 | 19697 | 19884 | 20333 | 20650 | 21688 | 22709 | 23613 | 24053 | 24245 | 24235 | 24185 | 24039 | 24262 | 25075 | 27404 | 28498 | 28006 | 26641 | 24797 | 22597 | 21144 | 2006-06-26 | 0% | 0% | 0% | 0% | 0% | 0% | 0% | 0% | 0% | 0% | 0% | 0.3% | 0.3328% | 0.3555% | 0.3554% | 0.351% | 0.3202% | 0% | 0% | 0% | 0% | 0% | 0% | 0% | 2.015% | 2007-08-03 | 0% | 0% | 0% | 0% | 0% | 0% | 0% | 0% | 0% | 0% | 0% | 0.2977% | 0.3377% | 0.3725% | 0.3969% | 0.39% | 0.3453% | 0% | 0% | 0% | 0% | 0% | 0% | 0% | 2007-08-03 | 0% | 0% | 0% | 0% | 0% | 0% | 0% | 0% | 0% | 0% | 0% | 0% | 0% | 0% | 0.3969% | 0.39% | 0% | 0% | 0% | 0% | 0% | 0% | 0% | 0% |  | 2007-08-03 | 0% | 0% | 0% | 0% | 0% | 0% | 0% | 0% | 0% | 0% | 0% | 0% | 0% | 0% | 0.2642% | 0.2595% | 0% | 0% | 0% | 0% | 0% | 0% | 0% | 0% |  | 2008-09-05 | 2008 | 9 | 1 | 1.677% | 0% | 0% | 0% | 0% | 0% | 0% | 0% | 0% | 0% | 0% | 0% | 0% | 0.2857% | 0.3433% | 0.3906% | 0.371% | 0.2865% | 0% | 0% | 0% | 0% | 0% | 0% | 0%
2006-02-27 | 20693 | 20214 | 19966 | 20152 | 21232 | 23087 | 25282 | 26449 | 27467 | 28212 | 28528 | 28423 | 28214 | 28000 | 27768 | 27969 | 28578 | 30648 | 30612 | 29677 | 28134 | 26079 | 23917 | 22253 | 2006-09-06 | 0% | 0% | 0% | 0% | 0% | 0% | 0% | 0% | 0% | 0% | 0% | 0.2951% | 0.3307% | 0.355% | 0.3596% | 0.3454% | 0.3033% | 0% | 0% | 0% | 0% | 0% | 0% | 0% | 1.989% | 2007-08-13 | 0% | 0% | 0% | 0% | 0% | 0% | 0% | 0% | 0% | 0% | 0% | 0% | 0.3111% | 0.3403% | 0.3592% | 0.3566% | 0.3242% | 0% | 0% | 0% | 0% | 0% | 0% | 0% | 2007-08-13 | 0% | 0% | 0% | 0% | 0% | 0% | 0% | 0% | 0% | 0% | 0% | 0% | 0% | 0% | 0% | 0% | 0% | 0% | 0% | 0% | 0% | 0% | 0% | 0% |  | 2007-08-13 | 0% | 0% | 0% | 0% | 0% | 0% | 0% | 0% | 0% | 0% | 0% | 0% | 0% | 0% | 0% | 0% | 0% | 0% | 0% | 0% | 0% | 0% | 0% | 0% |  | 2008-09-04 | 2008 | 9 | 2 | 1.675% | 0% | 0% | 0% | 0% | 0% | 0% | 0% | 0% | 0% | 0% | 0% | 0% | 0.2854% | 0.3351% | 0.3854% | 0.368% | 0.3012% | 0% | 0% | 0% | 0% | 0% | 0% | 0%
2006-02-28 | 21260 | 21002 | 20726 | 20761 | 21215 | 22896 | 25445 | 25848 | 27276 | 27890 | 28068 | 27901 | 27706 | 27565 | 27153 | 26855 | 26762 | 28521 | 30140 | 29584 | 28240 | 26149 | 23716 | 22155 | 2008-08-26 | 0% | 0% | 0% | 0% | 0% | 0% | 0% | 0% | 0% | 0% | 0% | 0% | 0.3513% | 0.4006% | 0.4394% | 0.4302% | 0.3676% | 0% | 0% | 0% | 0% | 0% | 0% | 0% | 1.989% | 2007-08-14 | 0% | 0% | 0% | 0% | 0% | 0% | 0% | 0% | 0% | 0% | 0% | 0.3116% | 0.3557% | 0.3854% | 0.3961% | 0.3891% | 0.3438% | 0% | 0% | 0% | 0% | 0% | 0% | 0% | 2007-08-14 | 0% | 0% | 0% | 0% | 0% | 0% | 0% | 0% | 0% | 0% | 0% | 0% | 0% | 0.3854% | 0.3961% | 0.3891% | 0% | 0% | 0% | 0% | 0% | 0% | 0% | 0% |  | 2007-08-14 | 0% | 0% | 0% | 0% | 0% | 0% | 0% | 0% | 0% | 0% | 0% | 0% | 0% | 0.2565% | 0.2636% | 0.259% | 0% | 0% | 0% | 0% | 0% | 0% | 0% | 0% |  | 2008-09-03 | 2008 | 9 | 3 | 1.245% | 0% | 0% | 0% | 0% | 0% | 0% | 0% | 0% | 0% | 0% | 0% | 0% | 0% | 0.2955% | 0.3423% | 0.3311% | 0.2757% | 0% | 0% | 0% | 0% | 0% | 0% | 0%
2006-03-01 | 21147 | 21076 | 20881 | 21373 | 22501 | 24325 | 26179 | 27104 | 27514 | 28037 | 28294 | 28155 | 27969 | 27833 | 27394 | 27019 | 26922 | 28877 | 30493 | 29916 | 28648 | 26584 | 24355 | 22570 | 2007-07-25 | 0% | 0% | 0% | 0% | 0% | 0% | 0% | 0% | 0% | 0% | 0% | 0.2934% | 0.3244% | 0.3446% | 0.3523% | 0.3457% | 0.3143% | 0% | 0% | 0% | 0% | 0% | 0% | 0% | 1.975% | 2007-08-15 | 0% | 0% | 0% | 0% | 0% | 0% | 0% | 0% | 0% | 0% | 0% | 0.3297% | 0.3775% | 0.414% | 0.4303% | 0.4108% | 0.3551% | 0.2983% | 0% | 0% | 0% | 0% | 0% | 0% | 2007-08-15 | 0% | 0% | 0% | 0% | 0% | 0% | 0% | 0% | 0% | 0% | 0% | 0% | 0.3775% | 0.414% | 0.4303% | 0.4108% | 0% | 0% | 0% | 0% | 0% | 0% | 0% | 0% |  | 2007-08-15 | 0% | 0% | 0% | 0% | 0% | 0% | 0% | 0% | 0% | 0% | 0% | 0% | 0.2512% | 0.2755% | 0.2864% | 0.2734% | 0% | 0% | 0% | 0% | 0% | 0% | 0% | 0% |  | 2008-10-01 | 2008 | 10 | 1 | 0.5343% | 0% | 0% | 0% | 0% | 0% | 0% | 0% | 0% | 0% | 0% | 0% | 0% | 0% | 0.2664% | 0.2679% | 0% | 0% | 0% | 0% | 0% | 0% | 0% | 0% | 0%
2006-03-02 | 21689 | 21606 | 21399 | 21563 | 22279 | 24362 | 26307 | 27297 | 28007 | 28427 | 28359 | 28358 | 28161 | 28021 | 27654 | 27305 | 27365 | 29291 | 30977 | 30469 | 29152 | 26879 | 24396 | 22354 | 2006-07-28 | 0% | 0% | 0% | 0% | 0% | 0% | 0% | 0% | 0% | 0% | 0% | 0.2994% | 0.3269% | 0.3425% | 0.3481% | 0.3378% | 0.3001% | 0% | 0% | 0% | 0% | 0% | 0% | 0% | 1.955% | 2007-08-16 | 0% | 0% | 0% | 0% | 0% | 0% | 0% | 0% | 0% | 0% | 0% | 0.3207% | 0.3627% | 0.3913% | 0.4056% | 0.3917% | 0.3392% | 0% | 0% | 0% | 0% | 0% | 0% | 0% | 2007-08-16 | 0% | 0% | 0% | 0% | 0% | 0% | 0% | 0% | 0% | 0% | 0% | 0% | 0% | 0.3913% | 0.4056% | 0.3917% | 0% | 0% | 0% | 0% | 0% | 0% | 0% | 0% |  | 2007-08-16 | 0% | 0% | 0% | 0% | 0% | 0% | 0% | 0% | 0% | 0% | 0% | 0% | 0% | 0.2604% | 0.27% | 0.2607% | 0% | 0% | 0% | 0% | 0% | 0% | 0% | 0%
2006-03-03 | 21657 | 21456 | 21113 | 21137 | 22177 | 23371 | 25893 | 27082 | 27881 | 28374 | 28443 | 28145 | 27746 | 27358 | 26805 | 26464 | 26695 | 28455 | 29860 | 29275 | 28174 | 26729 | 24728 | 23282 | 2008-08-07 | 0% | 0% | 0% | 0% | 0% | 0% | 0% | 0% | 0% | 0% | 0% | 0% | 0.3527% | 0.396% | 0.4142% | 0.4036% | 0.3501% | 0% | 0% | 0% | 0% | 0% | 0% | 0% | 1.917% | 2007-08-17 | 0% | 0% | 0% | 0% | 0% | 0% | 0% | 0% | 0% | 0% | 0% | 0.3187% | 0.3522% | 0.3737% | 0.3819% | 0.3639% | 0.3173% | 0% | 0% | 0% | 0% | 0% | 0% | 0% | 2007-08-17 | 0% | 0% | 0% | 0% | 0% | 0% | 0% | 0% | 0% | 0% | 0% | 0% | 0% | 0% | 0.3819% | 0% | 0% | 0% | 0% | 0% | 0% | 0% | 0% | 0% |  | 2007-08-17 | 0% | 0% | 0% | 0% | 0% | 0% | 0% | 0% | 0% | 0% | 0% | 0% | 0% | 0% | 0.2542% | 0% | 0% | 0% | 0% | 0% | 0% | 0% | 0% | 0%
2006-03-04 | 22123 | 22111 | 21722 | 21693 | 21721 | 22185 | 22577 | 23415 | 24401 | 24935 | 24986 | 24669 | 24136 | 23665 | 23184 | 23037 | 23434 | 25752 | 27484 | 27110 | 26350 | 25040 | 23373 | 22073 | 2008-08-06 | 0% | 0% | 0% | 0% | 0% | 0% | 0% | 0% | 0% | 0% | 0% | 0% | 0.3536% | 0.384% | 0.4088% | 0.4019% | 0.3589% | 0% | 0% | 0% | 0% | 0% | 0% | 0% | 1.907% | 2007-08-20 | 0% | 0% | 0% | 0% | 0% | 0% | 0% | 0% | 0% | 0% | 0% | 0.3271% | 0.3826% | 0.4326% | 0.4669% | 0.464% | 0.4012% | 0.3296% | 0.307% | 0% | 0% | 0% | 0% | 0% | 2007-08-20 | 0% | 0% | 0% | 0% | 0% | 0% | 0% | 0% | 0% | 0% | 0% | 0% | 0.3826% | 0.4326% | 0.4669% | 0.464% | 0.4012% | 0% | 0% | 0% | 0% | 0% | 0% | 0% |  | 2007-08-20 | 0% | 0% | 0% | 0% | 0% | 0% | 0% | 0% | 0% | 0% | 0% | 0% | 0.2547% | 0.2879% | 0.3107% | 0.3088% | 0.267% | 0% | 0% | 0% | 0% | 0% | 0% | 0%
2006-03-05 | 20832 | 21018 | 20793 | 20661 | 20530 | 21200 | 21372 | 22598 | 23033 | 23833 | 24074 | 24103 | 23984 | 23896 | 23755 | 23833 | 24735 | 27123 | 28381 | 27761 | 26741 | 24862 | 22547 | 21237 | 2008-06-18 | 0% | 0% | 0% | 0% | 0% | 0% | 0% | 0% | 0% | 0% | 0% | 0% | 0.3336% | 0.3749% | 0.4023% | 0.3966% | 0.3536% | 0% | 0% | 0% | 0% | 0% | 0% | 0% | 1.861% | 2007-08-21 | 0% | 0% | 0% | 0% | 0% | 0% | 0% | 0% | 0% | 0% | 0% | 0.3295% | 0.3925% | 0.4478% | 0.4965% | 0.4856% | 0.4132% | 0.3397% | 0.3154% | 0% | 0% | 0% | 0% | 0% | 2007-08-21 | 0% | 0% | 0% | 0% | 0% | 0% | 0% | 0% | 0% | 0% | 0% | 0% | 0.3925% | 0.4478% | 0.4965% | 0.4856% | 0.4132% | 0% | 0% | 0% | 0% | 0% | 0% | 0% |  | 2007-08-21 | 0% | 0% | 0% | 0% | 0% | 0% | 0% | 0% | 0% | 0% | 0% | 0% | 0.2613% | 0.2981% | 0.3304% | 0.3232% | 0.275% | 0% | 0% | 0% | 0% | 0% | 0% | 0%
2006-03-06 | 21007 | 20938 | 20798 | 20695 | 21843 | 23694 | 25797 | 27107 | 27884 | 28410 | 28623 | 28405 | 28136 | 28068 | 27610 | 27473 | 27755 | 29673 | 30992 | 30334 | 28935 | 26605 | 24349 | 22247 | 2008-05-16 | 0% | 0% | 0% | 0% | 0% | 0% | 0% | 0% | 0% | 0% | 0% | 0% | 0.3356% | 0.3701% | 0.392% | 0.3804% | 0.3457% | 0% | 0% | 0% | 0% | 0% | 0% | 0% | 1.824% | 2007-08-22 | 0% | 0% | 0% | 0% | 0% | 0% | 0% | 0% | 0% | 0% | 0% | 0.3191% | 0.3517% | 0.3941% | 0.4246% | 0.4109% | 0.3526% | 0.2994% | 0% | 0% | 0% | 0% | 0% | 0% | 2007-08-22 | 0% | 0% | 0% | 0% | 0% | 0% | 0% | 0% | 0% | 0% | 0% | 0% | 0% | 0.3941% | 0.4246% | 0.4109% | 0% | 0% | 0% | 0% | 0% | 0% | 0% | 0% |  | 2007-08-22 | 0% | 0% | 0% | 0% | 0% | 0% | 0% | 0% | 0% | 0% | 0% | 0% | 0% | 0.2623% | 0.2826% | 0.2735% | 0% | 0% | 0% | 0% | 0% | 0% | 0% | 0%
2006-03-07 | 21751 | 21259 | 20977 | 21088 | 22091 | 23819 | 25812 | 26877 | 27613 | 28054 | 28168 | 27992 | 27788 | 27633 | 27234 | 26890 | 26901 | 28868 | 30686 | 30145 | 28873 | 26802 | 24438 | 22333 | 2008-10-01 | 0% | 0% | 0% | 0% | 0% | 0% | 0% | 0% | 0% | 0% | 0% | 0.3098% | 0.3594% | 0.3926% | 0.3947% | 0.3536% | 0% | 0% | 0% | 0% | 0% | 0% | 0% | 0% | 1.81% | 2007-08-23 | 0% | 0% | 0% | 0% | 0% | 0% | 0% | 0% | 0% | 0% | 0% | 0% | 0.3213% | 0.3476% | 0.3665% | 0.359% | 0.3116% | 0% | 0% | 0% | 0% | 0% | 0% | 0% | 2007-08-23 | 0% | 0% | 0% | 0% | 0% | 0% | 0% | 0% | 0% | 0% | 0% | 0% | 0% | 0% | 0% | 0% | 0% | 0% | 0% | 0% | 0% | 0% | 0% | 0% |  | 2007-08-23 | 0% | 0% | 0% | 0% | 0% | 0% | 0% | 0% | 0% | 0% | 0% | 0% | 0% | 0% | 0% | 0% | 0% | 0% | 0% | 0% | 0% | 0% | 0% | 0%
2006-03-08 | 21902 | 21436 | 21153 | 21331 | 21961 | 24107 | 25902 | 27036 | 27602 | 27904 | 27966 | 27803 | 27547 | 27521 | 27125 | 26754 | 26951 | 28899 | 30591 | 29968 | 28622 | 26520 | 24214 | 22576 | 2008-07-14 | 0% | 0% | 0% | 0% | 0% | 0% | 0% | 0% | 0% | 0% | 0% | 0% | 0.3293% | 0.3643% | 0.3733% | 0.3603% | 0.3195% | 0% | 0% | 0% | 0% | 0% | 0% | 0% | 1.747% | 2007-08-24 | 0% | 0% | 0% | 0% | 0% | 0% | 0% | 0% | 0% | 0% | 0% | 0% | 0.3072% | 0.33% | 0.3425% | 0.3256% | 0% | 0% | 0% | 0% | 0% | 0% | 0% | 0% | 2007-08-24 | 0% | 0% | 0% | 0% | 0% | 0% | 0% | 0% | 0% | 0% | 0% | 0% | 0% | 0% | 0% | 0% | 0% | 0% | 0% | 0% | 0% | 0% | 0% | 0% |  | 2007-08-24 | 0% | 0% | 0% | 0% | 0% | 0% | 0% | 0% | 0% | 0% | 0% | 0% | 0% | 0% | 0% | 0% | 0% | 0% | 0% | 0% | 0% | 0% | 0% | 0%
2006-03-09 | 21843 | 21266 | 21000 | 21127 | 22162 | 23962 | 26084 | 26978 | 27738 | 28172 | 28366 | 28050 | 27835 | 27505 | 27083 | 26838 | 27202 | 29203 | 30799 | 30169 | 28857 | 26951 | 24465 | 22812 | 2007-08-02 | 0% | 0% | 0% | 0% | 0% | 0% | 0% | 0% | 0% | 0% | 0% | 0% | 0.3176% | 0.3459% | 0.3659% | 0.3609% | 0.3234% | 0% | 0% | 0% | 0% | 0% | 0% | 0% | 1.714% | 2007-08-27 | 0% | 0% | 0% | 0% | 0% | 0% | 0% | 0% | 0% | 0% | 0% | 0.2941% | 0.3252% | 0.351% | 0.3704% | 0.3644% | 0.3251% | 0% | 0% | 0% | 0% | 0% | 0% | 0% | 2007-08-27 | 0% | 0% | 0% | 0% | 0% | 0% | 0% | 0% | 0% | 0% | 0% | 0% | 0% | 0% | 0% | 0% | 0% | 0% | 0% | 0% | 0% | 0% | 0% | 0% |  | 2007-08-27 | 0% | 0% | 0% | 0% | 0% | 0% | 0% | 0% | 0% | 0% | 0% | 0% | 0% | 0% | 0% | 0% | 0% | 0% | 0% | 0% | 0% | 0% | 0% | 0%
2006-03-10 | 21882 | 21172 | 20963 | 21127 | 21888 | 23728 | 26143 | 27417 | 28009 | 28360 | 28648 | 28638 | 28216 | 28013 | 27648 | 27459 | 27867 | 29634 | 30917 | 30309 | 29130 | 27486 | 25598 | 23625 | 2008-05-19 | 0% | 0% | 0% | 0% | 0% | 0% | 0% | 0% | 0% | 0% | 0% | 0% | 0.3215% | 0.3497% | 0.3702% | 0.3554% | 0.3148% | 0% | 0% | 0% | 0% | 0% | 0% | 0% | 1.712% | 2007-08-28 | 0% | 0% | 0% | 0% | 0% | 0% | 0% | 0% | 0% | 0% | 0.3128% | 0.3703% | 0.4496% | 0.5249% | 0.5892% | 0.5849% | 0.4826% | 0.3841% | 0.3761% | 0.319% | 0% | 0% | 0% | 0% | 2007-08-28 | 0% | 0% | 0% | 0% | 0% | 0% | 0% | 0% | 0% | 0% | 0% | 0% | 0.4496% | 0.5249% | 0.5892% | 0.5849% | 0.4826% | 0.3841% | 0% | 0% | 0% | 0% | 0% | 0% |  | 2007-08-28 | 0% | 0% | 0% | 0% | 0% | 0% | 0% | 0% | 0% | 0% | 0% | 0% | 0.2992% | 0.3493% | 0.3921% | 0.3892% | 0.3212% | 0.2556% | 0% | 0% | 0% | 0% | 0% | 0%
2006-03-11 | 22303 | 21768 | 21733 | 21610 | 21929 | 22662 | 22997 | 24166 | 25637 | 26349 | 26413 | 26124 | 25538 | 24915 | 24659 | 24511 | 25068 | 26946 | 28915 | 28425 | 27496 | 26043 | 24620 | 22924 | 2007-08-23 | 0% | 0% | 0% | 0% | 0% | 0% | 0% | 0% | 0% | 0% | 0% | 0% | 0.3213% | 0.3476% | 0.3665% | 0.359% | 0.3116% | 0% | 0% | 0% | 0% | 0% | 0% | 0% | 1.706% | 2007-08-29 | 0% | 0% | 0% | 0% | 0% | 0% | 0% | 0% | 0% | 0.327% | 0.4066% | 0.5062% | 0.6703% | 0.8796% | 1.06% | 0.9583% | 0.6816% | 0.495% | 0.5025% | 0.406% | 0% | 0% | 0% | 0% | 2007-08-29 | 0% | 0% | 0% | 0% | 0% | 0% | 0% | 0% | 0% | 0% | 0.4066% | 0.5062% | 0.6703% | 0.8796% | 1.06% | 0.9583% | 0.6816% | 0.495% | 0.5025% | 0.406% | 0% | 0% | 0% | 0% |  | 2007-08-29 | 0% | 0% | 0% | 0% | 0% | 0% | 0% | 0% | 0% | 0% | 0.2706% | 0.3369% | 0.4461% | 0.5854% | 0.7057% | 0.6378% | 0.4537% | 0.3294% | 0.3344% | 0.2702% | 0% | 0% | 0% | 0%
2006-03-12 | 21695 | 21345 | 21003 | 21268 | 21110 | 21680 | 21713 | 22919 | 23978 | 24616 | 24844 | 24765 | 24585 | 24468 | 24321 | 24462 | 25113 | 27144 | 29118 | 28780 | 27774 | 26063 | 23963 | 22365 | 2007-08-13 | 0% | 0% | 0% | 0% | 0% | 0% | 0% | 0% | 0% | 0% | 0% | 0% | 0.3111% | 0.3403% | 0.3592% | 0.3566% | 0.3242% | 0% | 0% | 0% | 0% | 0% | 0% | 0% | 1.691% | 2007-08-30 | 0% | 0% | 0% | 0% | 0% | 0% | 0% | 0% | 0% | 0.3649% | 0.4538% | 0.5668% | 0.7332% | 0.8304% | 0.8677% | 0.7372% | 0.5674% | 0.5094% | 0.462% | 0.3942% | 0% | 0% | 0% | 0% | 2007-08-30 | 0% | 0% | 0% | 0% | 0% | 0% | 0% | 0% | 0% | 0% | 0.4538% | 0.5668% | 0.7332% | 0.8304% | 0.8677% | 0.7372% | 0.5674% | 0.5094% | 0.462% | 0.3942% | 0% | 0% | 0% | 0% |  | 2007-08-30 | 0% | 0% | 0% | 0% | 0% | 0% | 0% | 0% | 0% | 0% | 0.302% | 0.3773% | 0.488% | 0.5526% | 0.5775% | 0.4906% | 0.3776% | 0.339% | 0.3075% | 0.2624% | 0% | 0% | 0% | 0%
2006-03-13 | 21542 | 21114 | 21041 | 21325 | 22225 | 24257 | 26723 | 27843 | 28332 | 28549 | 28443 | 28156 | 27927 | 27660 | 27225 | 26932 | 27019 | 28748 | 31011 | 30554 | 29285 | 27062 | 24699 | 22640 | 2008-07-16 | 0% | 0% | 0% | 0% | 0% | 0% | 0% | 0% | 0% | 0% | 0% | 0% | 0.314% | 0.3358% | 0.3541% | 0.3484% | 0.319% | 0% | 0% | 0% | 0% | 0% | 0% | 0% | 1.671% | 2007-08-31 | 0% | 0% | 0% | 0% | 0% | 0% | 0% | 0% | 0.3076% | 0.4061% | 0.5244% | 0.6961% | 0.953% | 1.073% | 1.019% | 0.8553% | 0.6341% | 0.455% | 0.4494% | 0.3838% | 0% | 0% | 0% | 0% | 2007-08-31 | 0% | 0% | 0% | 0% | 0% | 0% | 0% | 0% | 0% | 0.4061% | 0.5244% | 0.6961% | 0.953% | 1.073% | 1.019% | 0.8553% | 0.6341% | 0.455% | 0.4494% | 0.3838% | 0% | 0% | 0% | 0% |  | 2007-08-31 | 0% | 0% | 0% | 0% | 0% | 0% | 0% | 0% | 0% | 0.2703% | 0.349% | 0.4633% | 0.6343% | 0.7142% | 0.678% | 0.5692% | 0.422% | 0.3028% | 0.2991% | 0.2554% | 0% | 0% | 0% | 0%
2006-03-14 | 22124 | 21499 | 21229 | 21405 | 22399 | 24407 | 26639 | 27698 | 28184 | 28441 | 28431 | 28257 | 27981 | 27651 | 27207 | 27032 | 27210 | 28827 | 31054 | 30531 | 29158 | 26962 | 24546 | 22600 | 2007-07-31 | 0% | 0% | 0% | 0% | 0% | 0% | 0% | 0% | 0% | 0% | 0% | 0% | 0.3152% | 0.3415% | 0.3544% | 0.3451% | 0.3122% | 0% | 0% | 0% | 0% | 0% | 0% | 0% | 1.668% | 2007-09-01 | 0% | 0% | 0% | 0% | 0% | 0% | 0% | 0% | 0% | 0% | 0.3254% | 0.3894% | 0.4467% | 0.4841% | 0.4921% | 0.4719% | 0.4188% | 0.3464% | 0.3404% | 0.2983% | 0% | 0% | 0% | 0% | 2007-09-01 | 0% | 0% | 0% | 0% | 0% | 0% | 0% | 0% | 0% | 0% | 0% | 0.3894% | 0.4467% | 0.4841% | 0.4921% | 0.4719% | 0.4188% | 0% | 0% | 0% | 0% | 0% | 0% | 0% |  | 2007-09-01 | 0% | 0% | 0% | 0% | 0% | 0% | 0% | 0% | 0% | 0% | 0% | 0.2592% | 0.2973% | 0.3222% | 0.3275% | 0.3141% | 0.2787% | 0% | 0% | 0% | 0% | 0% | 0% | 0%
2006-03-15 | 21920 | 21478 | 21197 | 21363 | 22117 | 24034 | 26178 | 27275 | 27882 | 28270 | 28377 | 28216 | 27965 | 27781 | 27284 | 26943 | 26924 | 28160 | 30722 | 30250 | 29014 | 26839 | 24422 | 22386 | 2007-07-30 | 0% | 0% | 0% | 0% | 0% | 0% | 0% | 0% | 0% | 0% | 0% | 0% | 0.3074% | 0.3338% | 0.3497% | 0.3483% | 0.3181% | 0% | 0% | 0% | 0% | 0% | 0% | 0% | 1.657% | 2007-09-02 | 0% | 0% | 0% | 0% | 0% | 0% | 0% | 0% | 0% | 0% | 0% | 0.3318% | 0.3832% | 0.4213% | 0.4374% | 0.4281% | 0.3967% | 0.3415% | 0.3445% | 0.3017% | 0% | 0% | 0% | 0% | 2007-09-02 | 0% | 0% | 0% | 0% | 0% | 0% | 0% | 0% | 0% | 0% | 0% | 0% | 0.3832% | 0.4213% | 0.4374% | 0.4281% | 0.3967% | 0% | 0% | 0% | 0% | 0% | 0% | 0% |  | 2007-09-02 | 0% | 0% | 0% | 0% | 0% | 0% | 0% | 0% | 0% | 0% | 0% | 0% | 0.255% | 0.2804% | 0.2911% | 0.2849% | 0.264% | 0% | 0% | 0% | 0% | 0% | 0% | 0%
2006-03-16 | 21936 | 21571 | 21281 | 21344 | 22446 | 23949 | 26099 | 27302 | 27968 | 28357 | 28465 | 28195 | 27954 | 27845 | 27369 | 27101 | 27227 | 28757 | 30701 | 30202 | 28861 | 26663 | 24376 | 22385 | 2007-07-23 | 0% | 0% | 0% | 0% | 0% | 0% | 0% | 0% | 0% | 0% | 0% | 0% | 0.3182% | 0.3375% | 0.3505% | 0.3424% | 0.3086% | 0% | 0% | 0% | 0% | 0% | 0% | 0% | 1.657% | 2007-09-03 | 0% | 0% | 0% | 0% | 0% | 0% | 0% | 0% | 0% | 0% | 0.3255% | 0.3889% | 0.4496% | 0.4841% | 0.5034% | 0.4882% | 0.4412% | 0.3556% | 0.3736% | 0.3189% | 0% | 0% | 0% | 0% | 2007-09-03 | 0% | 0% | 0% | 0% | 0% | 0% | 0% | 0% | 0% | 0% | 0% | 0.3889% | 0.4496% | 0.4841% | 0.5034% | 0.4882% | 0.4412% | 0% | 0% | 0% | 0% | 0% | 0% | 0% |  | 2007-09-03 | 0% | 0% | 0% | 0% | 0% | 0% | 0% | 0% | 0% | 0% | 0% | 0.2588% | 0.2992% | 0.3222% | 0.335% | 0.3249% | 0.2937% | 0% | 0% | 0% | 0% | 0% | 0% | 0%
2006-03-17 | 21588 | 21187 | 21136 | 20966 | 21998 | 23608 | 25726 | 27025 | 27908 | 28426 | 28592 | 28278 | 27976 | 27676 | 27213 | 26917 | 27075 | 28288 | 29900 | 29167 | 28211 | 26490 | 24818 | 23055 | 2007-08-01 | 0% | 0% | 0% | 0% | 0% | 0% | 0% | 0% | 0% | 0% | 0% | 0% | 0.3001% | 0.327% | 0.3524% | 0.3522% | 0.3217% | 0% | 0% | 0% | 0% | 0% | 0% | 0% | 1.653% | 2007-09-04 | 0% | 0% | 0% | 0% | 0% | 0% | 0% | 0% | 0% | 0.3176% | 0.3587% | 0.3959% | 0.4395% | 0.4773% | 0.4976% | 0.4603% | 0.3765% | 0.3025% | 0.305% | 0% | 0% | 0% | 0% | 0% | 2007-09-04 | 0% | 0% | 0% | 0% | 0% | 0% | 0% | 0% | 0% | 0% | 0% | 0.3959% | 0.4395% | 0.4773% | 0.4976% | 0.4603% | 0% | 0% | 0% | 0% | 0% | 0% | 0% | 0% |  | 2007-09-04 | 0% | 0% | 0% | 0% | 0% | 0% | 0% | 0% | 0% | 0% | 0% | 0.2635% | 0.2925% | 0.3176% | 0.3312% | 0.3064% | 0% | 0% | 0% | 0% | 0% | 0% | 0% | 0%
2006-03-18 | 22094 | 21354 | 20733 | 21005 | 21081 | 21378 | 22050 | 23107 | 24263 | 24958 | 25118 | 24888 | 24454 | 23982 | 23553 | 23355 | 23716 | 25254 | 27707 | 27349 | 26553 | 25076 | 23608 | 21806 | 2008-08-04 | 0% | 0% | 0% | 0% | 0% | 0% | 0% | 0% | 0% | 0% | 0% | 0% | 0.311% | 0.3368% | 0.3473% | 0.3423% | 0.3114% | 0% | 0% | 0% | 0% | 0% | 0% | 0% | 1.649% | 2007-09-05 | 0% | 0% | 0% | 0% | 0% | 0% | 0% | 0% | 0% | 0% | 0% | 0% | 0.302% | 0.3228% | 0.3325% | 0.3176% | 0% | 0% | 0% | 0% | 0% | 0% | 0% | 0% | 2007-09-05 | 0% | 0% | 0% | 0% | 0% | 0% | 0% | 0% | 0% | 0% | 0% | 0% | 0% | 0% | 0% | 0% | 0% | 0% | 0% | 0% | 0% | 0% | 0% | 0% | 50.08% | 2007-09-05 | 0% | 0% | 0% | 0% | 0% | 0% | 0% | 0% | 0% | 0% | 0% | 0% | 0% | 0% | 0% | 0% | 0% | 0% | 0% | 0% | 0% | 0% | 0% | 0% | 33.33%
2006-03-19 | 20945 | 20426 | 20045 | 19868 | 20204 | 20748 | 21278 | 21762 | 22749 | 23451 | 23705 | 23681 | 23406 | 23089 | 23021 | 23076 | 23612 | 25486 | 28267 | 28032 | 27009 | 25089 | 22887 | 21498 | 2007-07-02 | 0% | 0% | 0% | 0% | 0% | 0% | 0% | 0% | 0% | 0% | 0% | 0% | 0.3036% | 0.3243% | 0.3419% | 0.3447% | 0.3222% | 0% | 0% | 0% | 0% | 0% | 0% | 0% | 1.637% | 2008-05-16 | 0% | 0% | 0% | 0% | 0% | 0% | 0% | 0% | 0% | 0% | 0% | 0% | 0.3356% | 0.3701% | 0.392% | 0.3804% | 0.3457% | 0% | 0% | 0% | 0% | 0% | 0% | 0% | 2008-05-16 | 0% | 0% | 0% | 0% | 0% | 0% | 0% | 0% | 0% | 0% | 0% | 0% | 0% | 0% | 0.392% | 0% | 0% | 0% | 0% | 0% | 0% | 0% | 0% | 0% |  | 2008-05-16 | 0% | 0% | 0% | 0% | 0% | 0% | 0% | 0% | 0% | 0% | 0% | 0% | 0% | 0% | 0.2661% | 0% | 0% | 0% | 0% | 0% | 0% | 0% | 0% | 0%
2006-03-20 | 21091 | 20926 | 20415 | 20375 | 21527 | 23184 | 25658 | 27053 | 27944 | 28573 | 28945 | 28895 | 28682 | 28417 | 27914 | 27646 | 27845 | 29583 | 31410 | 30849 | 29380 | 27065 | 24686 | 22780 | 2006-07-15 | 0% | 0% | 0% | 0% | 0% | 0% | 0% | 0% | 0% | 0% | 0% | 0% | 0% | 0.3157% | 0.341% | 0.3452% | 0.3304% | 0.2931% | 0% | 0% | 0% | 0% | 0% | 0% | 1.625% | 2008-05-19 | 0% | 0% | 0% | 0% | 0% | 0% | 0% | 0% | 0% | 0% | 0% | 0% | 0.3215% | 0.3497% | 0.3702% | 0.3554% | 0.3148% | 0% | 0% | 0% | 0% | 0% | 0% | 0% | 2008-05-19 | 0% | 0% | 0% | 0% | 0% | 0% | 0% | 0% | 0% | 0% | 0% | 0% | 0% | 0% | 0% | 0% | 0% | 0% | 0% | 0% | 0% | 0% | 0% | 0% |  | 2008-05-19 | 0% | 0% | 0% | 0% | 0% | 0% | 0% | 0% | 0% | 0% | 0% | 0% | 0% | 0% | 0% | 0% | 0% | 0% | 0% | 0% | 0% | 0% | 0% | 0%
2006-03-21 | 21899 | 21382 | 21399 | 21479 | 22080 | 23948 | 26053 | 27130 | 27920 | 28242 | 28274 | 28094 | 27825 | 27578 | 27166 | 26940 | 26972 | 28051 | 30784 | 30364 | 29181 | 26824 | 24473 | 22598 | 2006-07-10 | 0% | 0% | 0% | 0% | 0% | 0% | 0% | 0% | 0% | 0% | 0% | 0% | 0.3042% | 0.3256% | 0.3359% | 0.3299% | 0.2999% | 0% | 0% | 0% | 0% | 0% | 0% | 0% | 1.596% | 2008-06-17 | 0% | 0% | 0% | 0% | 0% | 0% | 0% | 0% | 0% | 0% | 0% | 0% | 0% | 0% | 0.3256% | 0.3304% | 0% | 0% | 0% | 0% | 0% | 0% | 0% | 0% | 2008-06-17 | 0% | 0% | 0% | 0% | 0% | 0% | 0% | 0% | 0% | 0% | 0% | 0% | 0% | 0% | 0% | 0% | 0% | 0% | 0% | 0% | 0% | 0% | 0% | 0% |  | 2008-06-17 | 0% | 0% | 0% | 0% | 0% | 0% | 0% | 0% | 0% | 0% | 0% | 0% | 0% | 0% | 0% | 0% | 0% | 0% | 0% | 0% | 0% | 0% | 0% | 0%
2006-03-22 | 21638 | 21411 | 21164 | 21688 | 22494 | 23740 | 26011 | 26964 | 27460 | 27551 | 27822 | 27676 | 27630 | 27510 | 27134 | 26720 | 26623 | 27821 | 30097 | 29710 | 28380 | 26022 | 23804 | 22437 | 2006-06-22 | 0% | 0% | 0% | 0% | 0% | 0% | 0% | 0% | 0% | 0% | 0% | 0% | 0.3046% | 0.3246% | 0.3346% | 0.3269% | 0.2979% | 0% | 0% | 0% | 0% | 0% | 0% | 0% | 1.589% | 2008-06-18 | 0% | 0% | 0% | 0% | 0% | 0% | 0% | 0% | 0% | 0% | 0% | 0% | 0.3336% | 0.3749% | 0.4023% | 0.3966% | 0.3536% | 0% | 0% | 0% | 0% | 0% | 0% | 0% | 2008-06-18 | 0% | 0% | 0% | 0% | 0% | 0% | 0% | 0% | 0% | 0% | 0% | 0% | 0% | 0% | 0.4023% | 0.3966% | 0% | 0% | 0% | 0% | 0% | 0% | 0% | 0% |  | 2008-06-18 | 0% | 0% | 0% | 0% | 0% | 0% | 0% | 0% | 0% | 0% | 0% | 0% | 0% | 0% | 0.273% | 0.2692% | 0% | 0% | 0% | 0% | 0% | 0% | 0% | 0%
2006-03-23 | 21334 | 20904 | 20896 | 21097 | 21776 | 23370 | 25248 | 26332 | 27046 | 27599 | 27897 | 27903 | 27953 | 28106 | 27784 | 27340 | 27028 | 27495 | 29918 | 29370 | 28034 | 25766 | 23684 | 22238 | 2006-06-30 | 0% | 0% | 0% | 0% | 0% | 0% | 0% | 0% | 0% | 0% | 0% | 0% | 0.2949% | 0.3119% | 0.3221% | 0.3164% | 0.2876% | 0% | 0% | 0% | 0% | 0% | 0% | 0% | 1.533% | 2008-06-19 | 0% | 0% | 0% | 0% | 0% | 0% | 0% | 0% | 0% | 0% | 0% | 0.3511% | 0.4216% | 0.4977% | 0.5634% | 0.5542% | 0.4724% | 0.3796% | 0.3097% | 0% | 0% | 0% | 0% | 0% | 2008-06-19 | 0% | 0% | 0% | 0% | 0% | 0% | 0% | 0% | 0% | 0% | 0% | 0% | 0.4216% | 0.4977% | 0.5634% | 0.5542% | 0.4724% | 0% | 0% | 0% | 0% | 0% | 0% | 0% |  | 2008-06-19 | 0% | 0% | 0% | 0% | 0% | 0% | 0% | 0% | 0% | 0% | 0% | 0% | 0.2861% | 0.3377% | 0.3824% | 0.3761% | 0.3206% | 0% | 0% | 0% | 0% | 0% | 0% | 0%
2006-03-24 | 21447 | 20817 | 20491 | 20597 | 21410 | 22507 | 24514 | 25966 | 26938 | 27657 | 28129 | 28194 | 28215 | 28135 | 27739 | 27213 | 26907 | 27323 | 29049 | 28234 | 27097 | 25551 | 23582 | 21854 | 2008-08-12 | 0% | 0% | 0% | 0% | 0% | 0% | 0% | 0% | 0% | 0% | 0% | 0% | 0% | 0.3453% | 0.3735% | 0.3741% | 0.3384% | 0% | 0% | 0% | 0% | 0% | 0% | 0% | 1.431% | 2008-06-20 | 0% | 0% | 0% | 0% | 0% | 0% | 0% | 0% | 0% | 0% | 0.3705% | 0.4679% | 0.611% | 0.8135% | 1.02% | 1.008% | 0.7689% | 0.5674% | 0.4274% | 0.4115% | 0% | 0% | 0% | 0% | 2008-06-20 | 0% | 0% | 0% | 0% | 0% | 0% | 0% | 0% | 0% | 0% | 0% | 0.4679% | 0.611% | 0.8135% | 1.02% | 1.008% | 0.7689% | 0.5674% | 0.4274% | 0.4115% | 0% | 0% | 0% | 0% |  | 2008-06-20 | 0% | 0% | 0% | 0% | 0% | 0% | 0% | 0% | 0% | 0% | 0% | 0.3176% | 0.4147% | 0.5521% | 0.6925% | 0.6839% | 0.5218% | 0.385% | 0.2901% | 0.2792% | 0% | 0% | 0% | 0%
2006-03-25 | 20854 | 20564 | 20192 | 20081 | 20407 | 20288 | 20817 | 21753 | 23303 | 24189 | 24441 | 24271 | 23985 | 23570 | 23178 | 22988 | 23357 | 24540 | 26716 | 26276 | 25365 | 23902 | 22677 | 21337 | 2008-09-06 | 0% | 0% | 0% | 0% | 0% | 0% | 0% | 0% | 0% | 0% | 0% | 0% | 0% | 0.338% | 0.3702% | 0.3646% | 0.3212% | 0% | 0% | 0% | 0% | 0% | 0% | 0% | 1.394% | 2008-06-21 | 0% | 0% | 0% | 0% | 0% | 0% | 0% | 0% | 0% | 0% | 0.3585% | 0.4391% | 0.4926% | 0.5302% | 0.5493% | 0.5299% | 0.4777% | 0.3913% | 0.3231% | 0.3126% | 0% | 0% | 0% | 0% | 2008-06-21 | 0% | 0% | 0% | 0% | 0% | 0% | 0% | 0% | 0% | 0% | 0% | 0.4391% | 0.4926% | 0.5302% | 0.5493% | 0.5299% | 0.4777% | 0.3913% | 0% | 0% | 0% | 0% | 0% | 0% |  | 2008-06-21 | 0% | 0% | 0% | 0% | 0% | 0% | 0% | 0% | 0% | 0% | 0% | 0.298% | 0.3343% | 0.3598% | 0.3728% | 0.3596% | 0.3242% | 0.2656% | 0% | 0% | 0% | 0% | 0% | 0%
2006-03-26 | 20458 | 19972 | 19570 | 19482 | 19737 | 19934 | 20587 | 21103 | 22082 | 22645 | 22981 | 23079 | 22999 | 22800 | 22719 | 22699 | 23146 | 24645 | 27420 | 27191 | 26072 | 24151 | 22042 | 20561 | 2008-09-02 | 0% | 0% | 0% | 0% | 0% | 0% | 0% | 0% | 0% | 0% | 0% | 0% | 0% | 0.3405% | 0.37% | 0.3608% | 0.3219% | 0% | 0% | 0% | 0% | 0% | 0% | 0% | 1.393% | 2008-06-22 | 0% | 0% | 0% | 0% | 0% | 0% | 0% | 0% | 0% | 0% | 0% | 0% | 0% | 0.3153% | 0.3382% | 0.3449% | 0.3272% | 0% | 0% | 0% | 0% | 0% | 0% | 0% | 2008-06-22 | 0% | 0% | 0% | 0% | 0% | 0% | 0% | 0% | 0% | 0% | 0% | 0% | 0% | 0% | 0% | 0% | 0% | 0% | 0% | 0% | 0% | 0% | 0% | 0% |  | 2008-06-22 | 0% | 0% | 0% | 0% | 0% | 0% | 0% | 0% | 0% | 0% | 0% | 0% | 0% | 0% | 0% | 0% | 0% | 0% | 0% | 0% | 0% | 0% | 0% | 0%
2006-03-27 | 20098 | 19624 | 19481 | 19725 | 20903 | 22214 | 24322 | 25738 | 26735 | 27385 | 27755 | 27765 | 27666 | 27663 | 27353 | 27221 | 27555 | 29062 | 30438 | 29694 | 28199 | 25849 | 23576 | 21588 | 2008-08-11 | 0% | 0% | 0% | 0% | 0% | 0% | 0% | 0% | 0% | 0% | 0% | 0% | 0% | 0.3354% | 0.361% | 0.3618% | 0.3277% | 0% | 0% | 0% | 0% | 0% | 0% | 0% | 1.386% | 2008-06-23 | 0% | 0% | 0% | 0% | 0% | 0% | 0% | 0% | 0% | 0% | 0% | 0% | 0% | 0.3238% | 0.3327% | 0.3236% | 0% | 0% | 0% | 0% | 0% | 0% | 0% | 0% | 2008-06-23 | 0% | 0% | 0% | 0% | 0% | 0% | 0% | 0% | 0% | 0% | 0% | 0% | 0% | 0% | 0% | 0% | 0% | 0% | 0% | 0% | 0% | 0% | 0% | 0% |  | 2008-06-23 | 0% | 0% | 0% | 0% | 0% | 0% | 0% | 0% | 0% | 0% | 0% | 0% | 0% | 0% | 0% | 0% | 0% | 0% | 0% | 0% | 0% | 0% | 0% | 0%
2006-03-28 | 20780 | 20320 | 20297 | 20379 | 21349 | 22724 | 24918 | 26386 | 27196 | 28013 | 28201 | 28047 | 27924 | 27767 | 27414 | 27480 | 27876 | 28966 | 30520 | 30013 | 28534 | 26212 | 23761 | 21826 | 2008-08-05 | 0% | 0% | 0% | 0% | 0% | 0% | 0% | 0% | 0% | 0% | 0% | 0% | 0.3133% | 0.3358% | 0.3475% | 0.339% | 0% | 0% | 0% | 0% | 0% | 0% | 0% | 0% | 1.336% | 2008-07-02 | 0% | 0% | 0% | 0% | 0% | 0% | 0% | 0% | 0% | 0% | 0% | 0% | 0% | 0% | 0.3112% | 0.3131% | 0% | 0% | 0% | 0% | 0% | 0% | 0% | 0% | 2008-07-02 | 0% | 0% | 0% | 0% | 0% | 0% | 0% | 0% | 0% | 0% | 0% | 0% | 0% | 0% | 0% | 0% | 0% | 0% | 0% | 0% | 0% | 0% | 0% | 0% |  | 2008-07-02 | 0% | 0% | 0% | 0% | 0% | 0% | 0% | 0% | 0% | 0% | 0% | 0% | 0% | 0% | 0% | 0% | 0% | 0% | 0% | 0% | 0% | 0% | 0% | 0%
2006-03-29 | 21037 | 20406 | 20083 | 20218 | 21181 | 22407 | 24949 | 26307 | 27100 | 27539 | 27692 | 27517 | 27390 | 27231 | 26804 | 26512 | 26514 | 27214 | 29864 | 29386 | 28078 | 25936 | 23603 | 21913 | 2008-07-17 | 0% | 0% | 0% | 0% | 0% | 0% | 0% | 0% | 0% | 0% | 0% | 0% | 0.3128% | 0.336% | 0.3485% | 0.3383% | 0% | 0% | 0% | 0% | 0% | 0% | 0% | 0% | 1.336% | 2008-07-03 | 0% | 0% | 0% | 0% | 0% | 0% | 0% | 0% | 0% | 0% | 0% | 0% | 0% | 0% | 0.312% | 0.3088% | 0% | 0% | 0% | 0% | 0% | 0% | 0% | 0% | 2008-07-03 | 0% | 0% | 0% | 0% | 0% | 0% | 0% | 0% | 0% | 0% | 0% | 0% | 0% | 0% | 0% | 0% | 0% | 0% | 0% | 0% | 0% | 0% | 0% | 0% |  | 2008-07-03 | 0% | 0% | 0% | 0% | 0% | 0% | 0% | 0% | 0% | 0% | 0% | 0% | 0% | 0% | 0% | 0% | 0% | 0% | 0% | 0% | 0% | 0% | 0% | 0%
2006-03-30 | 20944 | 20249 | 20285 | 20468 | 21266 | 22148 | 24666 | 26037 | 26773 | 27299 | 27507 | 27407 | 27399 | 27279 | 26888 | 26725 | 26646 | 27763 | 29799 | 29284 | 27929 | 25711 | 23592 | 21734 | 2008-06-22 | 0% | 0% | 0% | 0% | 0% | 0% | 0% | 0% | 0% | 0% | 0% | 0% | 0% | 0.3153% | 0.3382% | 0.3449% | 0.3272% | 0% | 0% | 0% | 0% | 0% | 0% | 0% | 1.326% | 2008-07-07 | 0% | 0% | 0% | 0% | 0% | 0% | 0% | 0% | 0% | 0% | 0% | 0.3314% | 0.404% | 0.4711% | 0.5217% | 0.5341% | 0.4729% | 0.3904% | 0.3215% | 0.3153% | 0% | 0% | 0% | 0% | 2008-07-07 | 0% | 0% | 0% | 0% | 0% | 0% | 0% | 0% | 0% | 0% | 0% | 0% | 0.404% | 0.4711% | 0.5217% | 0.5341% | 0.4729% | 0% | 0% | 0% | 0% | 0% | 0% | 0% |  | 2008-07-07 | 0% | 0% | 0% | 0% | 0% | 0% | 0% | 0% | 0% | 0% | 0% | 0% | 0.2742% | 0.3197% | 0.354% | 0.3625% | 0.3209% | 0% | 0% | 0% | 0% | 0% | 0% | 0%
2006-03-31 | 21169 | 20611 | 20286 | 20261 | 21092 | 22107 | 24539 | 26048 | 26916 | 27443 | 27682 | 27555 | 27344 | 27114 | 26869 | 26607 | 26868 | 27614 | 29155 | 28472 | 26418 | 25664 | 23742 | 21892 | 2007-08-24 | 0% | 0% | 0% | 0% | 0% | 0% | 0% | 0% | 0% | 0% | 0% | 0% | 0.3072% | 0.33% | 0.3425% | 0.3256% | 0% | 0% | 0% | 0% | 0% | 0% | 0% | 0% | 1.305% | 2008-07-08 | 0% | 0% | 0% | 0% | 0% | 0% | 0% | 0% | 0% | 0% | 0.3601% | 0.4441% | 0.5227% | 0.5974% | 0.6184% | 0.5697% | 0.4621% | 0.3847% | 0.3257% | 0.3329% | 0% | 0% | 0% | 0% | 2008-07-08 | 0% | 0% | 0% | 0% | 0% | 0% | 0% | 0% | 0% | 0% | 0% | 0.4441% | 0.5227% | 0.5974% | 0.6184% | 0.5697% | 0.4621% | 0% | 0% | 0% | 0% | 0% | 0% | 0% |  | 2008-07-08 | 0% | 0% | 0% | 0% | 0% | 0% | 0% | 0% | 0% | 0% | 0% | 0.3014% | 0.3548% | 0.4054% | 0.4197% | 0.3866% | 0.3136% | 0% | 0% | 0% | 0% | 0% | 0% | 0%
2006-04-01 | 20722 | 20274 | 19811 | 20026 | 20345 | 20769 | 21811 | 22955 | 23968 | 24697 | 24809 | 24566 | 24014 | 23533 | 23097 | 22774 | 22929 | 23974 | 26468 | 26128 | 25312 | 23913 | 22598 | 21103 | 2008-08-08 | 0% | 0% | 0% | 0% | 0% | 0% | 0% | 0% | 0% | 0% | 0% | 0% | 0.3137% | 0.3285% | 0.3363% | 0.3225% | 0% | 0% | 0% | 0% | 0% | 0% | 0% | 0% | 1.301% | 2008-07-09 | 0% | 0% | 0% | 0% | 0% | 0% | 0% | 0% | 0% | 0% | 0% | 0.3416% | 0.4004% | 0.4651% | 0.5056% | 0.5043% | 0.4396% | 0.369% | 0.3207% | 0.3239% | 0% | 0% | 0% | 0% | 2008-07-09 | 0% | 0% | 0% | 0% | 0% | 0% | 0% | 0% | 0% | 0% | 0% | 0% | 0.4004% | 0.4651% | 0.5056% | 0.5043% | 0.4396% | 0% | 0% | 0% | 0% | 0% | 0% | 0% |  | 2008-07-09 | 0% | 0% | 0% | 0% | 0% | 0% | 0% | 0% | 0% | 0% | 0% | 0% | 0.2717% | 0.3157% | 0.3432% | 0.3423% | 0.2983% | 0% | 0% | 0% | 0% | 0% | 0% | 0%
2006-04-02 | 20669 | 19985 | 19906 | 19902 | 20216 | 20369 | 20556 | 21671 | 22701 | 23411 | 23658 | 23655 | 23464 | 23328 | 23085 | 23272 | 23853 | 24877 | 27106 | 26560 | 25244 | 22960 | 21150 | 20313 | 2007-09-05 | 0% | 0% | 0% | 0% | 0% | 0% | 0% | 0% | 0% | 0% | 0% | 0% | 0.302% | 0.3228% | 0.3325% | 0.3176% | 0% | 0% | 0% | 0% | 0% | 0% | 0% | 0% | 1.275% | 2008-07-10 | 0% | 0% | 0% | 0% | 0% | 0% | 0% | 0% | 0% | 0% | 0.3341% | 0.3961% | 0.4564% | 0.4946% | 0.5015% | 0.4589% | 0.3755% | 0% | 0% | 0% | 0% | 0% | 0% | 0% | 2008-07-10 | 0% | 0% | 0% | 0% | 0% | 0% | 0% | 0% | 0% | 0% | 0% | 0.3961% | 0.4564% | 0.4946% | 0.5015% | 0.4589% | 0% | 0% | 0% | 0% | 0% | 0% | 0% | 0% |  | 2008-07-10 | 0% | 0% | 0% | 0% | 0% | 0% | 0% | 0% | 0% | 0% | 0% | 0.2688% | 0.3097% | 0.3357% | 0.3404% | 0.3114% | 0% | 0% | 0% | 0% | 0% | 0% | 0% | 0%
2006-04-03 | 19616 | 19529 | 19663 | 20418 | 22103 | 24053 | 25624 | 26630 | 27405 | 27875 | 27961 | 27895 | 27678 | 27352 | 26985 | 26869 | 26961 | 27533 | 29237 | 28438 | 26563 | 24326 | 21890 | 20675 | 2007-06-14 | 0% | 0% | 0% | 0% | 0% | 0% | 0% | 0% | 0% | 0% | 0% | 0% | 0.2992% | 0.3219% | 0.3286% | 0.3214% | 0% | 0% | 0% | 0% | 0% | 0% | 0% | 0% | 1.271% | 2008-07-14 | 0% | 0% | 0% | 0% | 0% | 0% | 0% | 0% | 0% | 0% | 0% | 0% | 0.3293% | 0.3643% | 0.3733% | 0.3603% | 0.3195% | 0% | 0% | 0% | 0% | 0% | 0% | 0% | 2008-07-14 | 0% | 0% | 0% | 0% | 0% | 0% | 0% | 0% | 0% | 0% | 0% | 0% | 0% | 0% | 0% | 0% | 0% | 0% | 0% | 0% | 0% | 0% | 0% | 0% |  | 2008-07-14 | 0% | 0% | 0% | 0% | 0% | 0% | 0% | 0% | 0% | 0% | 0% | 0% | 0% | 0% | 0% | 0% | 0% | 0% | 0% | 0% | 0% | 0% | 0% | 0%
2006-04-04 | 20163 | 19742 | 19959 | 20678 | 22089 | 24317 | 25793 | 26864 | 27691 | 28158 | 28112 | 28096 | 27875 | 27689 | 27456 | 27339 | 27571 | 28145 | 29519 | 28661 | 26688 | 24231 | 21895 | 20818 | 2006-06-23 | 0% | 0% | 0% | 0% | 0% | 0% | 0% | 0% | 0% | 0% | 0% | 0% | 0.3011% | 0.3199% | 0.3256% | 0.3182% | 0% | 0% | 0% | 0% | 0% | 0% | 0% | 0% | 1.265% | 2008-07-15 | 0% | 0% | 0% | 0% | 0% | 0% | 0% | 0% | 0% | 0% | 0% | 0% | 0% | 0.3193% | 0.3363% | 0.3308% | 0% | 0% | 0% | 0% | 0% | 0% | 0% | 0% | 2008-07-15 | 0% | 0% | 0% | 0% | 0% | 0% | 0% | 0% | 0% | 0% | 0% | 0% | 0% | 0% | 0% | 0% | 0% | 0% | 0% | 0% | 0% | 0% | 0% | 0% |  | 2008-07-15 | 0% | 0% | 0% | 0% | 0% | 0% | 0% | 0% | 0% | 0% | 0% | 0% | 0% | 0% | 0% | 0% | 0% | 0% | 0% | 0% | 0% | 0% | 0% | 0%
2006-04-05 | 20161 | 19763 | 19864 | 20721 | 22088 | 25020 | 26493 | 27302 | 27808 | 27899 | 27851 | 27462 | 27167 | 26861 | 26479 | 26219 | 26143 | 26509 | 28901 | 28430 | 26633 | 24353 | 22011 | 21126 | 2006-07-07 | 0% | 0% | 0% | 0% | 0% | 0% | 0% | 0% | 0% | 0% | 0% | 0% | 0% | 0.3052% | 0.3223% | 0.3213% | 0.2956% | 0% | 0% | 0% | 0% | 0% | 0% | 0% | 1.244% | 2008-07-16 | 0% | 0% | 0% | 0% | 0% | 0% | 0% | 0% | 0% | 0% | 0% | 0% | 0.314% | 0.3358% | 0.3541% | 0.3484% | 0.319% | 0% | 0% | 0% | 0% | 0% | 0% | 0% | 2008-07-16 | 0% | 0% | 0% | 0% | 0% | 0% | 0% | 0% | 0% | 0% | 0% | 0% | 0% | 0% | 0% | 0% | 0% | 0% | 0% | 0% | 0% | 0% | 0% | 0% |  | 2008-07-16 | 0% | 0% | 0% | 0% | 0% | 0% | 0% | 0% | 0% | 0% | 0% | 0% | 0% | 0% | 0% | 0% | 0% | 0% | 0% | 0% | 0% | 0% | 0% | 0%
2006-04-06 | 20742 | 20348 | 20477 | 21367 | 22651 | 25082 | 26374 | 26953 | 27320 | 27512 | 27265 | 27146 | 27024 | 26717 | 26344 | 25856 | 25596 | 25758 | 28546 | 28053 | 26157 | 24022 | 21780 | 21023 | 2006-07-16 | 0% | 0% | 0% | 0% | 0% | 0% | 0% | 0% | 0% | 0% | 0% | 0% | 0% | 0.295% | 0.3125% | 0.321% | 0.3056% | 0% | 0% | 0% | 0% | 0% | 0% | 0% | 1.234% | 2008-07-17 | 0% | 0% | 0% | 0% | 0% | 0% | 0% | 0% | 0% | 0% | 0% | 0% | 0.3128% | 0.336% | 0.3485% | 0.3383% | 0% | 0% | 0% | 0% | 0% | 0% | 0% | 0% | 2008-07-17 | 0% | 0% | 0% | 0% | 0% | 0% | 0% | 0% | 0% | 0% | 0% | 0% | 0% | 0% | 0% | 0% | 0% | 0% | 0% | 0% | 0% | 0% | 0% | 0% |  | 2008-07-17 | 0% | 0% | 0% | 0% | 0% | 0% | 0% | 0% | 0% | 0% | 0% | 0% | 0% | 0% | 0% | 0% | 0% | 0% | 0% | 0% | 0% | 0% | 0% | 0%
2006-04-07 | 20913 | 20396 | 20424 | 21192 | 22746 | 24844 | 26075 | 26902 | 27407 | 27618 | 27489 | 27330 | 27172 | 26859 | 26371 | 25914 | 25851 | 26041 | 28082 | 27622 | 26229 | 24202 | 22067 | 21348 | 2006-08-23 | 0% | 0% | 0% | 0% | 0% | 0% | 0% | 0% | 0% | 0% | 0% | 0% | 0.2889% | 0.3097% | 0.3192% | 0.312% | 0% | 0% | 0% | 0% | 0% | 0% | 0% | 0% | 1.23% | 2008-07-24 | 0% | 0% | 0% | 0% | 0% | 0% | 0% | 0% | 0% | 0% | 0% | 0% | 0% | 0% | 0.3088% | 0.311% | 0% | 0% | 0% | 0% | 0% | 0% | 0% | 0% | 2008-07-24 | 0% | 0% | 0% | 0% | 0% | 0% | 0% | 0% | 0% | 0% | 0% | 0% | 0% | 0% | 0% | 0% | 0% | 0% | 0% | 0% | 0% | 0% | 0% | 0% |  | 2008-07-24 | 0% | 0% | 0% | 0% | 0% | 0% | 0% | 0% | 0% | 0% | 0% | 0% | 0% | 0% | 0% | 0% | 0% | 0% | 0% | 0% | 0% | 0% | 0% | 0%
2006-04-08 | 20527 | 20185 | 19916 | 20081 | 20836 | 21272 | 22586 | 23281 | 24140 | 24495 | 24429 | 24186 | 23812 | 23477 | 23231 | 23101 | 23186 | 23595 | 26013 | 25751 | 24741 | 22933 | 21056 | 20282 | 2008-09-30 | 0% | 0% | 0% | 0% | 0% | 0% | 0% | 0% | 0% | 0% | 0% | 0% | 0% | 0.3274% | 0.3509% | 0.3372% | 0% | 0% | 0% | 0% | 0% | 0% | 0% | 0% | 1.015% | 2008-07-25 | 0% | 0% | 0% | 0% | 0% | 0% | 0% | 0% | 0% | 0% | 0% | 0% | 0% | 0.3213% | 0.3401% | 0.3351% | 0% | 0% | 0% | 0% | 0% | 0% | 0% | 0% | 2008-07-25 | 0% | 0% | 0% | 0% | 0% | 0% | 0% | 0% | 0% | 0% | 0% | 0% | 0% | 0% | 0% | 0% | 0% | 0% | 0% | 0% | 0% | 0% | 0% | 0% |  | 2008-07-25 | 0% | 0% | 0% | 0% | 0% | 0% | 0% | 0% | 0% | 0% | 0% | 0% | 0% | 0% | 0% | 0% | 0% | 0% | 0% | 0% | 0% | 0% | 0% | 0%
2006-04-09 | 19578 | 19429 | 19177 | 19299 | 19742 | 20008 | 21200 | 21812 | 22694 | 22965 | 22949 | 22839 | 22644 | 22512 | 22476 | 22676 | 23100 | 23909 | 26341 | 26012 | 24414 | 22512 | 20606 | 19573 | 2008-07-25 | 0% | 0% | 0% | 0% | 0% | 0% | 0% | 0% | 0% | 0% | 0% | 0% | 0% | 0.3213% | 0.3401% | 0.3351% | 0% | 0% | 0% | 0% | 0% | 0% | 0% | 0% | 0.9966% | 2008-08-04 | 0% | 0% | 0% | 0% | 0% | 0% | 0% | 0% | 0% | 0% | 0% | 0% | 0.311% | 0.3368% | 0.3473% | 0.3423% | 0.3114% | 0% | 0% | 0% | 0% | 0% | 0% | 0% | 2008-08-04 | 0% | 0% | 0% | 0% | 0% | 0% | 0% | 0% | 0% | 0% | 0% | 0% | 0% | 0% | 0% | 0% | 0% | 0% | 0% | 0% | 0% | 0% | 0% | 0% |  | 2008-08-04 | 0% | 0% | 0% | 0% | 0% | 0% | 0% | 0% | 0% | 0% | 0% | 0% | 0% | 0% | 0% | 0% | 0% | 0% | 0% | 0% | 0% | 0% | 0% | 0%
2006-04-10 | 19284 | 19074 | 19148 | 19983 | 22489 | 24091 | 25789 | 26925 | 27752 | 28041 | 27956 | 27846 | 27662 | 27255 | 26836 | 26181 | 25980 | 26425 | 28693 | 28035 | 26407 | 23686 | 21910 | 20955 | 2008-07-15 | 0% | 0% | 0% | 0% | 0% | 0% | 0% | 0% | 0% | 0% | 0% | 0% | 0% | 0.3193% | 0.3363% | 0.3308% | 0% | 0% | 0% | 0% | 0% | 0% | 0% | 0% | 0.9864% | 2008-08-05 | 0% | 0% | 0% | 0% | 0% | 0% | 0% | 0% | 0% | 0% | 0% | 0% | 0.3133% | 0.3358% | 0.3475% | 0.339% | 0% | 0% | 0% | 0% | 0% | 0% | 0% | 0% | 2008-08-05 | 0% | 0% | 0% | 0% | 0% | 0% | 0% | 0% | 0% | 0% | 0% | 0% | 0% | 0% | 0% | 0% | 0% | 0% | 0% | 0% | 0% | 0% | 0% | 0% |  | 2008-08-05 | 0% | 0% | 0% | 0% | 0% | 0% | 0% | 0% | 0% | 0% | 0% | 0% | 0% | 0% | 0% | 0% | 0% | 0% | 0% | 0% | 0% | 0% | 0% | 0%
2006-04-11 | 20551 | 20197 | 20168 | 21035 | 22198 | 23957 | 25557 | 26510 | 27277 | 27710 | 27700 | 27631 | 27558 | 27359 | 27141 | 26978 | 26850 | 27068 | 29081 | 28263 | 26282 | 24081 | 22186 | 21256 | 2008-06-23 | 0% | 0% | 0% | 0% | 0% | 0% | 0% | 0% | 0% | 0% | 0% | 0% | 0% | 0.3238% | 0.3327% | 0.3236% | 0% | 0% | 0% | 0% | 0% | 0% | 0% | 0% | 0.9801% | 2008-08-06 | 0% | 0% | 0% | 0% | 0% | 0% | 0% | 0% | 0% | 0% | 0% | 0% | 0.3536% | 0.384% | 0.4088% | 0.4019% | 0.3589% | 0% | 0% | 0% | 0% | 0% | 0% | 0% | 2008-08-06 | 0% | 0% | 0% | 0% | 0% | 0% | 0% | 0% | 0% | 0% | 0% | 0% | 0% | 0% | 0.4088% | 0.4019% | 0% | 0% | 0% | 0% | 0% | 0% | 0% | 0% |  | 2008-08-06 | 0% | 0% | 0% | 0% | 0% | 0% | 0% | 0% | 0% | 0% | 0% | 0% | 0% | 0% | 0.2774% | 0.2727% | 0% | 0% | 0% | 0% | 0% | 0% | 0% | 0%
2006-04-12 | 20748 | 20665 | 20705 | 21361 | 22748 | 24182 | 25792 | 26902 | 27606 | 28080 | 28115 | 28197 | 28162 | 27994 | 27695 | 27349 | 26999 | 26757 | 28846 | 28245 | 26580 | 24511 | 22286 | 21572 | 2006-08-31 | 0% | 0% | 0% | 0% | 0% | 0% | 0% | 0% | 0% | 0% | 0% | 0% | 0% | 0.3038% | 0.3195% | 0.3141% | 0% | 0% | 0% | 0% | 0% | 0% | 0% | 0% | 0.9374% | 2008-08-07 | 0% | 0% | 0% | 0% | 0% | 0% | 0% | 0% | 0% | 0% | 0% | 0% | 0.3527% | 0.396% | 0.4142% | 0.4036% | 0.3501% | 0% | 0% | 0% | 0% | 0% | 0% | 0% | 2008-08-07 | 0% | 0% | 0% | 0% | 0% | 0% | 0% | 0% | 0% | 0% | 0% | 0% | 0% | 0.396% | 0.4142% | 0.4036% | 0% | 0% | 0% | 0% | 0% | 0% | 0% | 0% |  | 2008-08-07 | 0% | 0% | 0% | 0% | 0% | 0% | 0% | 0% | 0% | 0% | 0% | 0% | 0% | 0.2687% | 0.2811% | 0.2739% | 0% | 0% | 0% | 0% | 0% | 0% | 0% | 0%
2006-04-13 | 20886 | 20476 | 20477 | 21155 | 22682 | 23815 | 25433 | 26479 | 27372 | 27999 | 28259 | 28523 | 28789 | 28849 | 28551 | 28079 | 27402 | 26934 | 28895 | 28233 | 26503 | 24114 | 22315 | 21082 | 2008-09-08 | 0% | 0% | 0% | 0% | 0% | 0% | 0% | 0% | 0% | 0% | 0% | 0% | 0% | 0.3087% | 0.3208% | 0.3079% | 0% | 0% | 0% | 0% | 0% | 0% | 0% | 0% | 0.9374% | 2008-08-08 | 0% | 0% | 0% | 0% | 0% | 0% | 0% | 0% | 0% | 0% | 0% | 0% | 0.3137% | 0.3285% | 0.3363% | 0.3225% | 0% | 0% | 0% | 0% | 0% | 0% | 0% | 0% | 2008-08-08 | 0% | 0% | 0% | 0% | 0% | 0% | 0% | 0% | 0% | 0% | 0% | 0% | 0% | 0% | 0% | 0% | 0% | 0% | 0% | 0% | 0% | 0% | 0% | 0% |  | 2008-08-08 | 0% | 0% | 0% | 0% | 0% | 0% | 0% | 0% | 0% | 0% | 0% | 0% | 0% | 0% | 0% | 0% | 0% | 0% | 0% | 0% | 0% | 0% | 0% | 0%
2006-04-14 | 20158 | 19942 | 19859 | 20451 | 21845 | 22628 | 24210 | 25670 | 26626 | 27077 | 27004 | 26756 | 26387 | 25766 | 25261 | 24829 | 24743 | 24842 | 26420 | 25862 | 24628 | 22746 | 21361 | 20611 | 2006-08-22 | 0% | 0% | 0% | 0% | 0% | 0% | 0% | 0% | 0% | 0% | 0% | 0% | 0% | 0.302% | 0.3134% | 0.3057% | 0% | 0% | 0% | 0% | 0% | 0% | 0% | 0% | 0.921% | 2008-08-11 | 0% | 0% | 0% | 0% | 0% | 0% | 0% | 0% | 0% | 0% | 0% | 0% | 0% | 0.3354% | 0.361% | 0.3618% | 0.3277% | 0% | 0% | 0% | 0% | 0% | 0% | 0% | 2008-08-11 | 0% | 0% | 0% | 0% | 0% | 0% | 0% | 0% | 0% | 0% | 0% | 0% | 0% | 0% | 0% | 0% | 0% | 0% | 0% | 0% | 0% | 0% | 0% | 0% |  | 2008-08-11 | 0% | 0% | 0% | 0% | 0% | 0% | 0% | 0% | 0% | 0% | 0% | 0% | 0% | 0% | 0% | 0% | 0% | 0% | 0% | 0% | 0% | 0% | 0% | 0%
2006-04-15 | 19835 | 19441 | 19324 | 19474 | 19863 | 20094 | 21154 | 22536 | 23593 | 24051 | 23870 | 23562 | 23209 | 22911 | 22738 | 22643 | 22833 | 23256 | 25522 | 25242 | 23996 | 22739 | 20888 | 20413 | 2006-09-01 | 0% | 0% | 0% | 0% | 0% | 0% | 0% | 0% | 0% | 0% | 0% | 0% | 0% | 0.2963% | 0.3064% | 0.2995% | 0% | 0% | 0% | 0% | 0% | 0% | 0% | 0% | 0.9021% | 2008-08-12 | 0% | 0% | 0% | 0% | 0% | 0% | 0% | 0% | 0% | 0% | 0% | 0% | 0% | 0.3453% | 0.3735% | 0.3741% | 0.3384% | 0% | 0% | 0% | 0% | 0% | 0% | 0% | 2008-08-12 | 0% | 0% | 0% | 0% | 0% | 0% | 0% | 0% | 0% | 0% | 0% | 0% | 0% | 0% | 0% | 0% | 0% | 0% | 0% | 0% | 0% | 0% | 0% | 0% |  | 2008-08-12 | 0% | 0% | 0% | 0% | 0% | 0% | 0% | 0% | 0% | 0% | 0% | 0% | 0% | 0% | 0% | 0% | 0% | 0% | 0% | 0% | 0% | 0% | 0% | 0%
2006-04-16 | 19698 | 19272 | 18958 | 19130 | 19605 | 19559 | 20840 | 21460 | 22207 | 22600 | 22509 | 22257 | 21951 | 21594 | 21381 | 21365 | 21527 | 22276 | 25002 | 25168 | 23933 | 21949 | 20104 | 20119 | 2006-08-28 | 0% | 0% | 0% | 0% | 0% | 0% | 0% | 0% | 0% | 0% | 0% | 0% | 0% | 0.2892% | 0.3069% | 0.303% | 0% | 0% | 0% | 0% | 0% | 0% | 0% | 0% | 0.8991% | 2008-08-13 | 0% | 0% | 0% | 0% | 0% | 0% | 0% | 0% | 0% | 0% | 0% | 0% | 0.3484% | 0.4021% | 0.4327% | 0.4358% | 0.3933% | 0.3321% | 0.3156% | 0% | 0% | 0% | 0% | 0% | 2008-08-13 | 0% | 0% | 0% | 0% | 0% | 0% | 0% | 0% | 0% | 0% | 0% | 0% | 0% | 0.4021% | 0.4327% | 0.4358% | 0.3933% | 0% | 0% | 0% | 0% | 0% | 0% | 0% |  | 2008-08-13 | 0% | 0% | 0% | 0% | 0% | 0% | 0% | 0% | 0% | 0% | 0% | 0% | 0% | 0.2729% | 0.2937% | 0.2958% | 0.2669% | 0% | 0% | 0% | 0% | 0% | 0% | 0%
2006-04-17 | 19530 | 19331 | 19452 | 20424 | 22390 | 23736 | 25477 | 26690 | 27411 | 27722 | 27650 | 27483 | 27343 | 26999 | 26574 | 26030 | 25610 | 25703 | 28224 | 28011 | 26086 | 23549 | 21371 | 20387 | 2006-07-11 | 0% | 0% | 0% | 0% | 0% | 0% | 0% | 0% | 0% | 0% | 0% | 0% | 0% | 0.2935% | 0.3007% | 0.2955% | 0% | 0% | 0% | 0% | 0% | 0% | 0% | 0% | 0.8896% | 2008-08-14 | 0% | 0% | 0% | 0% | 0% | 0% | 0% | 0% | 0% | 0% | 0.3101% | 0.3717% | 0.4597% | 0.5424% | 0.5814% | 0.5423% | 0.4374% | 0.3493% | 0.3251% | 0% | 0% | 0% | 0% | 0% | 2008-08-14 | 0% | 0% | 0% | 0% | 0% | 0% | 0% | 0% | 0% | 0% | 0% | 0% | 0.4597% | 0.5424% | 0.5814% | 0.5423% | 0.4374% | 0% | 0% | 0% | 0% | 0% | 0% | 0% |  | 2008-08-14 | 0% | 0% | 0% | 0% | 0% | 0% | 0% | 0% | 0% | 0% | 0% | 0% | 0.312% | 0.3681% | 0.3946% | 0.3681% | 0.2968% | 0% | 0% | 0% | 0% | 0% | 0% | 0%
2006-04-18 | 19807 | 19755 | 19871 | 20764 | 22409 | 24250 | 25696 | 26602 | 27276 | 27956 | 27982 | 28080 | 28163 | 28034 | 27711 | 27181 | 26724 | 26568 | 28717 | 28371 | 26392 | 24047 | 22051 | 21487 | 2008-06-17 | 0% | 0% | 0% | 0% | 0% | 0% | 0% | 0% | 0% | 0% | 0% | 0% | 0% | 0% | 0.3256% | 0.3304% | 0% | 0% | 0% | 0% | 0% | 0% | 0% | 0% | 0.6559% | 2008-08-15 | 0% | 0% | 0% | 0% | 0% | 0% | 0% | 0% | 0% | 0% | 0% | 0.3431% | 0.4014% | 0.4579% | 0.4853% | 0.4606% | 0.3835% | 0% | 0% | 0% | 0% | 0% | 0% | 0% | 2008-08-15 | 0% | 0% | 0% | 0% | 0% | 0% | 0% | 0% | 0% | 0% | 0% | 0% | 0.4014% | 0.4579% | 0.4853% | 0.4606% | 0% | 0% | 0% | 0% | 0% | 0% | 0% | 0% |  | 2008-08-15 | 0% | 0% | 0% | 0% | 0% | 0% | 0% | 0% | 0% | 0% | 0% | 0% | 0.2724% | 0.3108% | 0.3294% | 0.3126% | 0% | 0% | 0% | 0% | 0% | 0% | 0% | 0%
2006-04-19 | 20879 | 20403 | 20463 | 21177 | 23182 | 24329 | 25827 | 26842 | 27699 | 28174 | 28351 | 28517 | 28774 | 28769 | 28557 | 27942 | 27297 | 26850 | 28875 | 28747 | 26853 | 24262 | 22296 | 21579 | 2008-08-22 | 0% | 0% | 0% | 0% | 0% | 0% | 0% | 0% | 0% | 0% | 0% | 0% | 0% | 0% | 0.3169% | 0.3084% | 0% | 0% | 0% | 0% | 0% | 0% | 0% | 0% | 0.6253% | 2008-08-21 | 0% | 0% | 0% | 0% | 0% | 0% | 0% | 0% | 0% | 0% | 0% | 0% | 0% | 0% | 0.3172% | 0.308% | 0% | 0% | 0% | 0% | 0% | 0% | 0% | 0% | 2008-08-21 | 0% | 0% | 0% | 0% | 0% | 0% | 0% | 0% | 0% | 0% | 0% | 0% | 0% | 0% | 0% | 0% | 0% | 0% | 0% | 0% | 0% | 0% | 0% | 0% |  | 2008-08-21 | 0% | 0% | 0% | 0% | 0% | 0% | 0% | 0% | 0% | 0% | 0% | 0% | 0% | 0% | 0% | 0% | 0% | 0% | 0% | 0% | 0% | 0% | 0% | 0%
2006-04-20 | 21092 | 20928 | 20962 | 21403 | 22800 | 24271 | 26000 | 27365 | 28340 | 28781 | 28905 | 29152 | 29280 | 29147 | 28791 | 28090 | 27338 | 26835 | 28923 | 28583 | 26780 | 24412 | 22335 | 21959 | 2008-08-21 | 0% | 0% | 0% | 0% | 0% | 0% | 0% | 0% | 0% | 0% | 0% | 0% | 0% | 0% | 0.3172% | 0.308% | 0% | 0% | 0% | 0% | 0% | 0% | 0% | 0% | 0.6252% | 2008-08-22 | 0% | 0% | 0% | 0% | 0% | 0% | 0% | 0% | 0% | 0% | 0% | 0% | 0% | 0% | 0.3169% | 0.3084% | 0% | 0% | 0% | 0% | 0% | 0% | 0% | 0% | 2008-08-22 | 0% | 0% | 0% | 0% | 0% | 0% | 0% | 0% | 0% | 0% | 0% | 0% | 0% | 0% | 0% | 0% | 0% | 0% | 0% | 0% | 0% | 0% | 0% | 0% |  | 2008-08-22 | 0% | 0% | 0% | 0% | 0% | 0% | 0% | 0% | 0% | 0% | 0% | 0% | 0% | 0% | 0% | 0% | 0% | 0% | 0% | 0% | 0% | 0% | 0% | 0%
2006-04-21 | 21504 | 21216 | 21113 | 21132 | 22891 | 24143 | 25961 | 27216 | 28132 | 28797 | 28781 | 28447 | 28545 | 28153 | 27562 | 27007 | 26433 | 26041 | 27882 | 27775 | 26297 | 24356 | 22374 | 21579 | 2008-07-02 | 0% | 0% | 0% | 0% | 0% | 0% | 0% | 0% | 0% | 0% | 0% | 0% | 0% | 0% | 0.3112% | 0.3131% | 0% | 0% | 0% | 0% | 0% | 0% | 0% | 0% | 0.6243% | 2008-08-25 | 0% | 0% | 0% | 0% | 0% | 0% | 0% | 0% | 0% | 0% | 0% | 0.3365% | 0.3884% | 0.4387% | 0.4769% | 0.4524% | 0.376% | 0% | 0% | 0% | 0% | 0% | 0% | 0% | 2008-08-25 | 0% | 0% | 0% | 0% | 0% | 0% | 0% | 0% | 0% | 0% | 0% | 0% | 0% | 0.4387% | 0.4769% | 0.4524% | 0% | 0% | 0% | 0% | 0% | 0% | 0% | 0% |  | 2008-08-25 | 0% | 0% | 0% | 0% | 0% | 0% | 0% | 0% | 0% | 0% | 0% | 0% | 0% | 0.2977% | 0.3237% | 0.307% | 0% | 0% | 0% | 0% | 0% | 0% | 0% | 0%
2006-04-22 | 20738 | 20595 | 20542 | 20815 | 21587 | 22089 | 23005 | 23688 | 24700 | 25209 | 25242 | 24886 | 24553 | 24159 | 23959 | 23935 | 24098 | 24462 | 26307 | 26124 | 24900 | 23222 | 21511 | 21035 | 2008-07-03 | 0% | 0% | 0% | 0% | 0% | 0% | 0% | 0% | 0% | 0% | 0% | 0% | 0% | 0% | 0.312% | 0.3088% | 0% | 0% | 0% | 0% | 0% | 0% | 0% | 0% | 0.6207% | 2008-08-26 | 0% | 0% | 0% | 0% | 0% | 0% | 0% | 0% | 0% | 0% | 0% | 0% | 0.3513% | 0.4006% | 0.4394% | 0.4302% | 0.3676% | 0% | 0% | 0% | 0% | 0% | 0% | 0% | 2008-08-26 | 0% | 0% | 0% | 0% | 0% | 0% | 0% | 0% | 0% | 0% | 0% | 0% | 0% | 0.4006% | 0.4394% | 0.4302% | 0% | 0% | 0% | 0% | 0% | 0% | 0% | 0% |  | 2008-08-26 | 0% | 0% | 0% | 0% | 0% | 0% | 0% | 0% | 0% | 0% | 0% | 0% | 0% | 0.2719% | 0.2982% | 0.292% | 0% | 0% | 0% | 0% | 0% | 0% | 0% | 0%
2006-04-23 | 20763 | 19738 | 19742 | 19831 | 20382 | 20366 | 20964 | 22296 | 23400 | 23940 | 24031 | 23956 | 23803 | 23650 | 23609 | 23789 | 24181 | 24683 | 27011 | 27007 | 25237 | 22902 | 21334 | 20530 | 2008-07-24 | 0% | 0% | 0% | 0% | 0% | 0% | 0% | 0% | 0% | 0% | 0% | 0% | 0% | 0% | 0.3088% | 0.311% | 0% | 0% | 0% | 0% | 0% | 0% | 0% | 0% | 0.6198% | 2008-08-27 | 0% | 0% | 0% | 0% | 0% | 0% | 0% | 0% | 0% | 0% | 0% | 0.3082% | 0.3704% | 0.4377% | 0.5012% | 0.5044% | 0.4351% | 0.3489% | 0.3383% | 0% | 0% | 0% | 0% | 0% | 2008-08-27 | 0% | 0% | 0% | 0% | 0% | 0% | 0% | 0% | 0% | 0% | 0% | 0% | 0% | 0.4377% | 0.5012% | 0.5044% | 0.4351% | 0% | 0% | 0% | 0% | 0% | 0% | 0% |  | 2008-08-27 | 0% | 0% | 0% | 0% | 0% | 0% | 0% | 0% | 0% | 0% | 0% | 0% | 0% | 0.297% | 0.3401% | 0.3423% | 0.2953% | 0% | 0% | 0% | 0% | 0% | 0% | 0%
2006-04-24 | 20145 | 19911 | 20138 | 20605 | 22234 | 24208 | 25674 | 26747 | 27555 | 28021 | 28059 | 28024 | 27902 | 27674 | 27312 | 26900 | 26529 | 26443 | 28624 | 28380 | 26217 | 23850 | 21806 | 21541 | 2007-07-13 | 0% | 0% | 0% | 0% | 0% | 0% | 0% | 0% | 0% | 0% | 0% | 0% | 0% | 0% | 0.3027% | 0.3028% | 0% | 0% | 0% | 0% | 0% | 0% | 0% | 0% | 0.6054% | 2008-08-28 | 0% | 0% | 0% | 0% | 0% | 0% | 0% | 0% | 0% | 0% | 0% | 0.3419% | 0.4206% | 0.4874% | 0.5688% | 0.5474% | 0.4604% | 0.3658% | 0.3627% | 0.3116% | 0% | 0% | 0% | 0% | 2008-08-28 | 0% | 0% | 0% | 0% | 0% | 0% | 0% | 0% | 0% | 0% | 0% | 0% | 0.4206% | 0.4874% | 0.5688% | 0.5474% | 0.4604% | 0% | 0% | 0% | 0% | 0% | 0% | 0% |  | 2008-08-28 | 0% | 0% | 0% | 0% | 0% | 0% | 0% | 0% | 0% | 0% | 0% | 0% | 0.2854% | 0.3308% | 0.386% | 0.3715% | 0.3124% | 0% | 0% | 0% | 0% | 0% | 0% | 0%
2006-04-25 | 20779 | 20400 | 20409 | 21428 | 23308 | 25114 | 26280 | 27103 | 27840 | 28229 | 28226 | 28095 | 28024 | 27644 | 27175 | 26804 | 26760 | 27078 | 28864 | 28532 | 26411 | 23973 | 22401 | 21619 | 2006-07-12 | 0% | 0% | 0% | 0% | 0% | 0% | 0% | 0% | 0% | 0% | 0% | 0% | 0% | 0% | 0.3012% | 0.3019% | 0% | 0% | 0% | 0% | 0% | 0% | 0% | 0% | 0.6031% | 2008-08-29 | 0% | 0% | 0% | 0% | 0% | 0% | 0% | 0% | 0% | 0% | 0.3226% | 0.3936% | 0.4926% | 0.5676% | 0.6138% | 0.5508% | 0.432% | 0.3367% | 0.3285% | 0% | 0% | 0% | 0% | 0% | 2008-08-29 | 0% | 0% | 0% | 0% | 0% | 0% | 0% | 0% | 0% | 0% | 0% | 0.3936% | 0.4926% | 0.5676% | 0.6138% | 0.5508% | 0.432% | 0% | 0% | 0% | 0% | 0% | 0% | 0% |  | 2008-08-29 | 0% | 0% | 0% | 0% | 0% | 0% | 0% | 0% | 0% | 0% | 0% | 0.2671% | 0.3343% | 0.3852% | 0.4166% | 0.3738% | 0.2932% | 0% | 0% | 0% | 0% | 0% | 0% | 0%
2006-04-26 | 21088 | 20696 | 20729 | 21577 | 23422 | 25623 | 26251 | 27285 | 27869 | 28322 | 27993 | 27861 | 27829 | 27619 | 27326 | 26848 | 26475 | 26639 | 28255 | 28197 | 26354 | 23976 | 21944 | 21773 | 2006-07-08 | 0% | 0% | 0% | 0% | 0% | 0% | 0% | 0% | 0% | 0% | 0% | 0% | 0% | 0% | 0.2993% | 0.3012% | 0% | 0% | 0% | 0% | 0% | 0% | 0% | 0% | 0.6005% | 2008-09-02 | 0% | 0% | 0% | 0% | 0% | 0% | 0% | 0% | 0% | 0% | 0% | 0% | 0% | 0.3405% | 0.37% | 0.3608% | 0.3219% | 0% | 0% | 0% | 0% | 0% | 0% | 0% | 2008-09-02 | 0% | 0% | 0% | 0% | 0% | 0% | 0% | 0% | 0% | 0% | 0% | 0% | 0% | 0% | 0% | 0% | 0% | 0% | 0% | 0% | 0% | 0% | 0% | 0% |  | 2008-09-02 | 0% | 0% | 0% | 0% | 0% | 0% | 0% | 0% | 0% | 0% | 0% | 0% | 0% | 0% | 0% | 0% | 0% | 0% | 0% | 0% | 0% | 0% | 0% | 0%
2006-04-27 | 20978 | 20514 | 20660 | 21566 | 23317 | 25258 | 26388 | 27394 | 28167 | 28721 | 28484 | 28501 | 28569 | 28408 | 28049 | 27613 | 27107 | 26960 | 28574 | 28666 | 26846 | 24301 | 22473 | 21871 | 2007-06-15 | 0% | 0% | 0% | 0% | 0% | 0% | 0% | 0% | 0% | 0% | 0% | 0% | 0% | 0.2966% | 0.3021% | 0% | 0% | 0% | 0% | 0% | 0% | 0% | 0% | 0% | 0.5988% | 2008-09-03 | 0% | 0% | 0% | 0% | 0% | 0% | 0% | 0% | 0% | 0% | 0% | 0% | 0.3741% | 0.4354% | 0.5044% | 0.4879% | 0.4062% | 0.3278% | 0.3203% | 0% | 0% | 0% | 0% | 0% | 2008-09-03 | 0% | 0% | 0% | 0% | 0% | 0% | 0% | 0% | 0% | 0% | 0% | 0% | 0% | 0.4354% | 0.5044% | 0.4879% | 0.4062% | 0% | 0% | 0% | 0% | 0% | 0% | 0% |  | 2008-09-03 | 0% | 0% | 0% | 0% | 0% | 0% | 0% | 0% | 0% | 0% | 0% | 0% | 0% | 0.2955% | 0.3423% | 0.3311% | 0.2757% | 0% | 0% | 0% | 0% | 0% | 0% | 0%
2006-04-28 | 21063 | 20694 | 20659 | 21413 | 23084 | 24988 | 25961 | 27181 | 28135 | 28718 | 28850 | 28947 | 29096 | 28702 | 28319 | 27812 | 27278 | 27088 | 28358 | 28249 | 26645 | 24671 | 22653 | 21263 | 2006-08-30 | 0% | 0% | 0% | 0% | 0% | 0% | 0% | 0% | 0% | 0% | 0% | 0% | 0% | 0% | 0.2929% | 0.2901% | 0% | 0% | 0% | 0% | 0% | 0% | 0% | 0% | 0.583% | 2008-09-04 | 0% | 0% | 0% | 0% | 0% | 0% | 0% | 0% | 0% | 0% | 0% | 0.342% | 0.4206% | 0.4938% | 0.5678% | 0.5422% | 0.4439% | 0.3438% | 0.3428% | 0% | 0% | 0% | 0% | 0% | 2008-09-04 | 0% | 0% | 0% | 0% | 0% | 0% | 0% | 0% | 0% | 0% | 0% | 0% | 0.4206% | 0.4938% | 0.5678% | 0.5422% | 0.4439% | 0% | 0% | 0% | 0% | 0% | 0% | 0% |  | 2008-09-04 | 0% | 0% | 0% | 0% | 0% | 0% | 0% | 0% | 0% | 0% | 0% | 0% | 0.2854% | 0.3351% | 0.3854% | 0.368% | 0.3012% | 0% | 0% | 0% | 0% | 0% | 0% | 0%
2006-04-29 | 20887 | 20692 | 20476 | 20729 | 21325 | 21331 | 22918 | 23906 | 24847 | 25441 | 25552 | 25459 | 25329 | 25271 | 25149 | 25075 | 24920 | 24861 | 26461 | 26698 | 25375 | 24059 | 22233 | 21400 | 2008-09-25 | 0% | 0% | 0% | 0% | 0% | 0% | 0% | 0% | 0% | 0% | 0% | 0% | 0% | 0% | 0.3164% | 0% | 0% | 0% | 0% | 0% | 0% | 0% | 0% | 0% | 0.3164% | 2008-09-05 | 0% | 0% | 0% | 0% | 0% | 0% | 0% | 0% | 0% | 0% | 0% | 0.3318% | 0.421% | 0.5059% | 0.5755% | 0.5467% | 0.4222% | 0.3225% | 0.3129% | 0% | 0% | 0% | 0% | 0% | 2008-09-05 | 0% | 0% | 0% | 0% | 0% | 0% | 0% | 0% | 0% | 0% | 0% | 0% | 0.421% | 0.5059% | 0.5755% | 0.5467% | 0.4222% | 0% | 0% | 0% | 0% | 0% | 0% | 0% |  | 2008-09-05 | 0% | 0% | 0% | 0% | 0% | 0% | 0% | 0% | 0% | 0% | 0% | 0% | 0.2857% | 0.3433% | 0.3906% | 0.371% | 0.2865% | 0% | 0% | 0% | 0% | 0% | 0% | 0%
2006-04-30 | 20438 | 19808 | 19572 | 19608 | 19952 | 19968 | 21524 | 22980 | 23562 | 24466 | 24947 | 25343 | 25567 | 25684 | 25854 | 25947 | 25984 | 26021 | 27682 | 27988 | 26059 | 23829 | 22030 | 20999 | 2007-06-13 | 0% | 0% | 0% | 0% | 0% | 0% | 0% | 0% | 0% | 0% | 0% | 0% | 0% | 0% | 0.296% | 0% | 0% | 0% | 0% | 0% | 0% | 0% | 0% | 0% | 0.296% | 2008-09-06 | 0% | 0% | 0% | 0% | 0% | 0% | 0% | 0% | 0% | 0% | 0% | 0% | 0% | 0.338% | 0.3702% | 0.3646% | 0.3212% | 0% | 0% | 0% | 0% | 0% | 0% | 0% | 2008-09-06 | 0% | 0% | 0% | 0% | 0% | 0% | 0% | 0% | 0% | 0% | 0% | 0% | 0% | 0% | 0% | 0% | 0% | 0% | 0% | 0% | 0% | 0% | 0% | 0% |  | 2008-09-06 | 0% | 0% | 0% | 0% | 0% | 0% | 0% | 0% | 0% | 0% | 0% | 0% | 0% | 0% | 0% | 0% | 0% | 0% | 0% | 0% | 0% | 0% | 0% | 0%
2006-05-01 | 20338 | 20004 | 20002 | 20502 | 22215 | 24049 | 25903 | 26994 | 28129 | 29029 | 29560 | 29980 | 30458 | 30429 | 30181 | 29640 | 28959 | 28388 | 29547 | 29811 | 27508 | 24683 | 22877 | 21402 | 2006-09-12 | 0% | 0% | 0% | 0% | 0% | 0% | 0% | 0% | 0% | 0% | 0% | 0% | 0% | 0% | 0.2928% | 0% | 0% | 0% | 0% | 0% | 0% | 0% | 0% | 0% | 0.2928% | 2008-09-08 | 0% | 0% | 0% | 0% | 0% | 0% | 0% | 0% | 0% | 0% | 0% | 0% | 0% | 0.3087% | 0.3208% | 0.3079% | 0% | 0% | 0% | 0% | 0% | 0% | 0% | 0% | 2008-09-08 | 0% | 0% | 0% | 0% | 0% | 0% | 0% | 0% | 0% | 0% | 0% | 0% | 0% | 0% | 0% | 0% | 0% | 0% | 0% | 0% | 0% | 0% | 0% | 0% |  | 2008-09-08 | 0% | 0% | 0% | 0% | 0% | 0% | 0% | 0% | 0% | 0% | 0% | 0% | 0% | 0% | 0% | 0% | 0% | 0% | 0% | 0% | 0% | 0% | 0% | 0%
2006-05-02 | 20560 | 20324 | 20393 | 21192 | 22825 | 25111 | 26854 | 28162 | 28817 | 29611 | 29980 | 30280 | 30541 | 30589 | 30366 | 29888 | 29225 | 28832 | 29998 | 29939 | 27638 | 24816 | 22613 | 21603 | 2006-08-24 | 0% | 0% | 0% | 0% | 0% | 0% | 0% | 0% | 0% | 0% | 0% | 0% | 0% | 0% | 0.2918% | 0% | 0% | 0% | 0% | 0% | 0% | 0% | 0% | 0% | 0.2918% | 2008-09-25 | 0% | 0% | 0% | 0% | 0% | 0% | 0% | 0% | 0% | 0% | 0% | 0% | 0% | 0% | 0.3164% | 0% | 0% | 0% | 0% | 0% | 0% | 0% | 0% | 0% | 2008-09-25 | 0% | 0% | 0% | 0% | 0% | 0% | 0% | 0% | 0% | 0% | 0% | 0% | 0% | 0% | 0% | 0% | 0% | 0% | 0% | 0% | 0% | 0% | 0% | 0% |  | 2008-09-25 | 0% | 0% | 0% | 0% | 0% | 0% | 0% | 0% | 0% | 0% | 0% | 0% | 0% | 0% | 0% | 0% | 0% | 0% | 0% | 0% | 0% | 0% | 0% | 0%
2006-05-03 | 20946 | 20572 | 20529 | 21252 | 22635 | 24831 | 26319 | 27785 | 28667 | 29282 | 29126 | 29087 | 29199 | 29014 | 28648 | 28192 | 27719 | 27680 | 29037 | 29099 | 27193 | 24241 | 21990 | 21133 | 2006-09-07 | 0% | 0% | 0% | 0% | 0% | 0% | 0% | 0% | 0% | 0% | 0% | 0% | 0% | 0% | 0.2902% | 0% | 0% | 0% | 0% | 0% | 0% | 0% | 0% | 0% | 0.2902% | 2008-09-30 | 0% | 0% | 0% | 0% | 0% | 0% | 0% | 0% | 0% | 0% | 0% | 0% | 0% | 0.3274% | 0.3509% | 0.3372% | 0% | 0% | 0% | 0% | 0% | 0% | 0% | 0% | 2008-09-30 | 0% | 0% | 0% | 0% | 0% | 0% | 0% | 0% | 0% | 0% | 0% | 0% | 0% | 0% | 0% | 0% | 0% | 0% | 0% | 0% | 0% | 0% | 0% | 0% |  | 2008-09-30 | 0% | 0% | 0% | 0% | 0% | 0% | 0% | 0% | 0% | 0% | 0% | 0% | 0% | 0% | 0% | 0% | 0% | 0% | 0% | 0% | 0% | 0% | 0% | 0%
2006-05-04 | 20595 | 20150 | 20186 | 20969 | 22600 | 24695 | 26353 | 27385 | 28383 | 28701 | 28281 | 28290 | 28346 | 28355 | 28075 | 27654 | 27076 | 26936 | 28530 | 28759 | 27103 | 24404 | 22414 | 21172 | 2006-06-21 | 0% | 0% | 0% | 0% | 0% | 0% | 0% | 0% | 0% | 0% | 0% | 0% | 0% | 0% | 0.2891% | 0% | 0% | 0% | 0% | 0% | 0% | 0% | 0% | 0% | 0.2891% | 2008-10-01 | 0% | 0% | 0% | 0% | 0% | 0% | 0% | 0% | 0% | 0% | 0% | 0.3098% | 0.3594% | 0.3926% | 0.3947% | 0.3536% | 0% | 0% | 0% | 0% | 0% | 0% | 0% | 0% | 2008-10-01 | 0% | 0% | 0% | 0% | 0% | 0% | 0% | 0% | 0% | 0% | 0% | 0% | 0% | 0.3926% | 0.3947% | 0% | 0% | 0% | 0% | 0% | 0% | 0% | 0% | 0% | 49.12% | 2008-10-01 | 0% | 0% | 0% | 0% | 0% | 0% | 0% | 0% | 0% | 0% | 0% | 0% | 0% | 0.2664% | 0.2679% | 0% | 0% | 0% | 0% | 0% | 0% | 0% | 0% | 0% | 33.33%
2006-05-05 | 20452 | 20147 | 20238 | 20943 | 22462 | 24734 | 26306 | 27461 | 28194 | 28653 | 28542 | 28624 | 28662 | 28408 | 28077 | 27509 | 26883 | 26362 | 27679 | 27963 | 26847 | 24533 | 22759 | 21374
2006-05-06 | 20485 | 20118 | 19951 | 20153 | 20627 | 20931 | 22476 | 24019 | 25026 | 25544 | 25665 | 25501 | 25333 | 25238 | 25093 | 25064 | 24912 | 24909 | 26256 | 26651 | 25458 | 23652 | 21947 | 20647 | [107 empty] | 100%
2006-05-07 | 19935 | 19463 | 19267 | 19353 | 19429 | 19652 | 21013 | 22513 | 23623 | 24360 | 24775 | 24976 | 25092 | 25272 | 25427 | 25701 | 25905 | 25924 | 27419 | 28072 | 26340 | 23829 | 21648 | 20312 | 2006-01-01 | [24 empty] | 0% | bar: Hourly Load Allocators (Sum to 100% within each year) 1 to Hourly Load Allocators (Sum to 100% within each year) 24
2006-05-08 | 19800 | 19466 | 19592 | 20541 | 22075 | 24474 | 26477 | 27872 | 28996 | 29736 | 29992 | 30255 | 30573 | 30565 | 30365 | 29959 | 29387 | 29014 | 30112 | 30190 | 27835 | 25066 | 22961 | 21591 | 2006-01-02 | [24 empty] | 0% | bar: Hourly Load Allocators (Sum to 100% within each year) 1 to Hourly Load Allocators (Sum to 100% within each year) 24
2006-05-09 | 20963 | 20503 | 20420 | 21323 | 22672 | 24863 | 26706 | 27939 | 28965 | 29819 | 30116 | 30439 | 30769 | 30723 | 30710 | 30410 | 29708 | 29183 | 30238 | 30410 | 28255 | 25313 | 23188 | 21798 | 2006-01-03 | [24 empty] | 0% | bar: Hourly Load Allocators (Sum to 100% within each year) 1 to Hourly Load Allocators (Sum to 100% within each year) 24
2006-05-10 | 21189 | 20507 | 20520 | 21427 | 22665 | 25109 | 26674 | 28054 | 29379 | 30519 | 31105 | 31669 | 32556 | 32843 | 32749 | 32169 | 31374 | 30512 | 31263 | 31336 | 28942 | 25948 | 23518 | 22152 | 2006-01-04 | [24 empty] | 0% | bar: Hourly Load Allocators (Sum to 100% within each year) 1 to Hourly Load Allocators (Sum to 100% within each year) 24
2006-05-11 | 21401 | 20873 | 20720 | 21646 | 22933 | 25222 | 26995 | 28701 | 29763 | 30884 | 31700 | 32345 | 33228 | 33255 | 33279 | 32849 | 31702 | 30771 | 31259 | 31277 | 29095 | 26135 | 23718 | 22086 | 2006-01-05 | [24 empty] | 0% | bar: Hourly Load Allocators (Sum to 100% within each year) 1 to Hourly Load Allocators (Sum to 100% within each year) 24
2006-05-12 | 21455 | 20832 | 20761 | 21483 | 22604 | 25178 | 27059 | 28641 | 30047 | 31042 | 31450 | 32030 | 32612 | 32694 | 32441 | 31691 | 30411 | 29589 | 30013 | 30210 | 28420 | 25992 | 23446 | 21941 | 2006-01-06 | [24 empty] | 0% | bar: Hourly Load Allocators (Sum to 100% within each year) 1 to Hourly Load Allocators (Sum to 100% within each year) 24
2006-05-13 | 21032 | 20476 | 20232 | 20489 | 20540 | 20897 | 22692 | 24556 | 25846 | 26640 | 27098 | 27326 | 27596 | 27847 | 28002 | 27896 | 27567 | 27028 | 27545 | 28288 | 26789 | 24736 | 22631 | 21269 | 2006-01-07 | [24 empty] | 0% | bar: Hourly Load Allocators (Sum to 100% within each year) 1 to Hourly Load Allocators (Sum to 100% within each year) 24
2006-05-14 | 20363 | 19874 | 19590 | 19589 | 19545 | 19923 | 21325 | 23063 | 24287 | 25322 | 26183 | 26850 | 27315 | 27898 | 28406 | 28605 | 28524 | 28204 | 29230 | 29784 | 28036 | 25321 | 22903 | 21590 | 2006-01-08 | [24 empty] | 0% | bar: Hourly Load Allocators (Sum to 100% within each year) 1 to Hourly Load Allocators (Sum to 100% within each year) 24
2006-05-15 | 20782 | 20375 | 20412 | 21292 | 23095 | 25428 | 27470 | 29324 | 30891 | 32147 | 32993 | 33607 | 34055 | 34230 | 34222 | 33843 | 32990 | 31885 | 32098 | 32220 | 29621 | 26485 | 23864 | 22492 | 2006-01-09 | [24 empty] | 0% | bar: Hourly Load Allocators (Sum to 100% within each year) 1 to Hourly Load Allocators (Sum to 100% within each year) 24
2006-05-16 | 21584 | 21101 | 20958 | 21733 | 23324 | 25617 | 27467 | 29093 | 30478 | 31674 | 32541 | 33305 | 34171 | 34653 | 34858 | 34520 | 33820 | 32762 | 32833 | 32833 | 30213 | 27019 | 24324 | 22777 | 2006-01-10 | [24 empty] | 0% | bar: Hourly Load Allocators (Sum to 100% within each year) 1 to Hourly Load Allocators (Sum to 100% within each year) 24
2006-05-17 | 21635 | 20987 | 20946 | 21641 | 23291 | 25547 | 27539 | 29442 | 30842 | 31886 | 32674 | 33609 | 34536 | 34989 | 35070 | 34429 | 33526 | 32665 | 32761 | 32788 | 30402 | 27250 | 24438 | 23068 | 2006-01-11 | [24 empty] | 0% | bar: Hourly Load Allocators (Sum to 100% within each year) 1 to Hourly Load Allocators (Sum to 100% within each year) 24
2006-05-18 | 22126 | 21477 | 21462 | 22001 | 23512 | 26051 | 28091 | 29650 | 31041 | 32308 | 33091 | 33651 | 34609 | 35051 | 35266 | 34673 | 33638 | 32526 | 32599 | 32607 | 30130 | 27152 | 24569 | 23297 | 2006-01-12 | [24 empty] | 0% | bar: Hourly Load Allocators (Sum to 100% within each year) 1 to Hourly Load Allocators (Sum to 100% within each year) 24
2006-05-19 | 22436 | 21819 | 21754 | 22332 | 23591 | 25912 | 28015 | 29703 | 30542 | 31554 | 31743 | 32198 | 32451 | 32050 | 31730 | 31390 | 30376 | 29418 | 29594 | 29899 | 28182 | 26538 | 24129 | 22709 | 2006-01-13 | [24 empty] | 0% | bar: Hourly Load Allocators (Sum to 100% within each year) 1 to Hourly Load Allocators (Sum to 100% within each year) 24
2006-05-20 | 21718 | 21207 | 20923 | 21159 | 21022 | 21701 | 23316 | 25096 | 26546 | 27436 | 27905 | 28073 | 28082 | 28103 | 28159 | 28104 | 27926 | 27345 | 27890 | 28420 | 26979 | 25155 | 23076 | 21847 | 2006-01-14 | [24 empty] | 0% | bar: Hourly Load Allocators (Sum to 100% within each year) 1 to Hourly Load Allocators (Sum to 100% within each year) 24
2006-05-21 | 20888 | 20312 | 20075 | 20026 | 19884 | 20200 | 21529 | 23186 | 24463 | 25278 | 25678 | 25641 | 25689 | 25464 | 25340 | 25511 | 25634 | 25966 | 27048 | 27158 | 25293 | 23098 | 21207 | 20367 | 2006-01-15 | [24 empty] | 0% | bar: Hourly Load Allocators (Sum to 100% within each year) 1 to Hourly Load Allocators (Sum to 100% within each year) 24
2006-05-22 | 19867 | 19575 | 19555 | 20508 | 21949 | 23996 | 25904 | 27032 | 28043 | 28730 | 28728 | 28724 | 28841 | 28625 | 28384 | 27929 | 27429 | 27046 | 27838 | 28944 | 27012 | 24511 | 22153 | 21439 | 2006-01-16 | [24 empty] | 0% | bar: Hourly Load Allocators (Sum to 100% within each year) 1 to Hourly Load Allocators (Sum to 100% within each year) 24
2006-05-23 | 20649 | 20244 | 20238 | 20980 | 22266 | 24717 | 26458 | 27722 | 28835 | 29757 | 30073 | 30400 | 30660 | 30742 | 30440 | 30042 | 29399 | 28748 | 29062 | 30168 | 28124 | 25722 | 23233 | 22173 | 2006-01-17 | [24 empty] | 0% | bar: Hourly Load Allocators (Sum to 100% within each year) 1 to Hourly Load Allocators (Sum to 100% within each year) 24
2006-05-24 | 21519 | 21053 | 21028 | 21789 | 23102 | 25311 | 27296 | 28989 | 30330 | 31252 | 31701 | 32256 | 32786 | 33017 | 32994 | 32677 | 31753 | 30646 | 30640 | 31666 | 29648 | 26995 | 24300 | 23200 | 2006-01-18 | [24 empty] | 0% | bar: Hourly Load Allocators (Sum to 100% within each year) 1 to Hourly Load Allocators (Sum to 100% within each year) 24
2006-05-25 | 22046 | 21536 | 21356 | 22185 | 23192 | 25829 | 27512 | 29221 | 30528 | 31577 | 30715 | 32273 | 32592 | 32679 | 32582 | 31956 | 30897 | 29782 | 29868 | 30769 | 28879 | 26748 | 24644 | 23117 | 2006-01-19 | [24 empty] | 0% | bar: Hourly Load Allocators (Sum to 100% within each year) 1 to Hourly Load Allocators (Sum to 100% within each year) 24
2006-05-26 | 22332 | 21826 | 21743 | 22237 | 23544 | 25107 | 27101 | 28336 | 29288 | 29898 | 29939 | 29949 | 29987 | 29694 | 29087 | 28603 | 27821 | 27381 | 28002 | 28770 | 27335 | 25167 | 23355 | 22079 | 2006-01-20 | [24 empty] | 0% | bar: Hourly Load Allocators (Sum to 100% within each year) 1 to Hourly Load Allocators (Sum to 100% within each year) 24
2006-05-27 | 21765 | 21306 | 21046 | 21203 | 21321 | 21830 | 23314 | 24283 | 25117 | 25755 | 25740 | 25509 | 25281 | 24960 | 24554 | 24449 | 24410 | 24270 | 24938 | 26460 | 25340 | 23918 | 22307 | 21464 | 2006-01-21 | [24 empty] | 0% | bar: Hourly Load Allocators (Sum to 100% within each year) 1 to Hourly Load Allocators (Sum to 100% within each year) 24
2006-05-28 | 20569 | 20106 | 19906 | 19962 | 19671 | 20201 | 21226 | 22013 | 23204 | 23987 | 24440 | 24563 | 24571 | 24479 | 24372 | 24397 | 24360 | 24152 | 24748 | 26080 | 24925 | 23486 | 21891 | 21208 | 2006-01-22 | [24 empty] | 0% | bar: Hourly Load Allocators (Sum to 100% within each year) 1 to Hourly Load Allocators (Sum to 100% within each year) 24
2006-05-29 | 20393 | 20010 | 19813 | 19999 | 19893 | 20633 | 22194 | 22959 | 24506 | 25433 | 25898 | 26041 | 26227 | 26232 | 26369 | 26562 | 26623 | 26302 | 26780 | 28134 | 26415 | 24123 | 22323 | 21540 | 2006-01-23 | [24 empty] | 0% | bar: Hourly Load Allocators (Sum to 100% within each year) 1 to Hourly Load Allocators (Sum to 100% within each year) 24
2006-05-30 | 20966 | 20527 | 20660 | 21504 | 22793 | 24884 | 26731 | 27951 | 29451 | 30551 | 31102 | 31681 | 32242 | 32508 | 32571 | 32272 | 31610 | 30642 | 30482 | 31485 | 29094 | 26735 | 24315 | 23366 | 2006-01-24 | [24 empty] | 0% | bar: Hourly Load Allocators (Sum to 100% within each year) 1 to Hourly Load Allocators (Sum to 100% within each year) 24
2006-05-31 | 22417 | 21938 | 21832 | 22616 | 23795 | 25942 | 28030 | 29010 | 30769 | 31919 | 32970 | 33350 | 34392 | 34800 | 35033 | 34808 | 33832 | 32667 | 32034 | 32947 | 30511 | 27782 | 25445 | 24301 | 2006-01-25 | [24 empty] | 0% | bar: Hourly Load Allocators (Sum to 100% within each year) 1 to Hourly Load Allocators (Sum to 100% within each year) 24
2006-06-01 | 23169 | 22689 | 22467 | 23138 | 24201 | 26741 | 27916 | 30020 | 31628 | 33226 | 33940 | 34523 | 35557 | 35339 | 35481 | 35234 | 34275 | 32963 | 32479 | 33034 | 30786 | 27738 | 25150 | 24023 | 2006-01-26 | [24 empty] | 0% | bar: Hourly Load Allocators (Sum to 100% within each year) 1 to Hourly Load Allocators (Sum to 100% within each year) 24
2006-06-02 | 23185 | 22598 | 22485 | 23089 | 24149 | 26362 | 27969 | 30181 | 32104 | 33731 | 34529 | 35526 | 36564 | 36971 | 37059 | 36598 | 35432 | 34165 | 33114 | 33668 | 31778 | 28787 | 26273 | 24752 | 2006-01-27 | [24 empty] | 0% | bar: Hourly Load Allocators (Sum to 100% within each year) 1 to Hourly Load Allocators (Sum to 100% within each year) 24
2006-06-03 | 23831 | 23089 | 22630 | 22725 | 22413 | 23480 | 25574 | 27257 | 29075 | 30873 | 32162 | 33151 | 34173 | 34959 | 35657 | 35925 | 35588 | 34528 | 33321 | 33751 | 32030 | 29369 | 26786 | 24653 | 2006-01-28 | [24 empty] | 0% | bar: Hourly Load Allocators (Sum to 100% within each year) 1 to Hourly Load Allocators (Sum to 100% within each year) 24
2006-06-04 | 23651 | 23046 | 22484 | 22311 | 21830 | 22647 | 24016 | 26151 | 28411 | 30427 | 31963 | 33144 | 34140 | 34832 | 35224 | 35362 | 34902 | 33695 | 32544 | 33049 | 30741 | 27338 | 25003 | 23500 | 2006-01-29 | [24 empty] | 0% | bar: Hourly Load Allocators (Sum to 100% within each year) 1 to Hourly Load Allocators (Sum to 100% within each year) 24
2006-06-05 | 22966 | 22386 | 22361 | 23207 | 24605 | 27072 | 29265 | 30321 | 31800 | 32939 | 33331 | 34250 | 34980 | 35537 | 36018 | 35863 | 35090 | 33924 | 33321 | 33610 | 31074 | 28314 | 25633 | 24375 | 2006-01-30 | [24 empty] | 0% | bar: Hourly Load Allocators (Sum to 100% within each year) 1 to Hourly Load Allocators (Sum to 100% within each year) 24
2006-06-06 | 23816 | 23011 | 23047 | 23743 | 24994 | 27069 | 28677 | 30277 | 31685 | 32475 | 32822 | 33416 | 33967 | 34500 | 34757 | 34176 | 33330 | 32305 | 31725 | 32200 | 29963 | 26765 | 24178 | 23062 | 2006-01-31 | [24 empty] | 0% | bar: Hourly Load Allocators (Sum to 100% within each year) 1 to Hourly Load Allocators (Sum to 100% within each year) 24
2006-06-07 | 22394 | 21717 | 21615 | 22582 | 24035 | 26432 | 28111 | 29936 | 31452 | 32757 | 33053 | 33595 | 34297 | 34569 | 34519 | 34185 | 33358 | 32335 | 32104 | 32606 | 30259 | 27458 | 24832 | 23491 | 2006-02-01 | [24 empty] | 0% | bar: Hourly Load Allocators (Sum to 100% within each year) 1 to Hourly Load Allocators (Sum to 100% within each year) 24
2006-06-08 | 22650 | 21993 | 22225 | 22829 | 24131 | 26205 | 28255 | 29849 | 31223 | 32068 | 32429 | 32865 | 33254 | 33642 | 33709 | 33291 | 32500 | 31737 | 31457 | 32204 | 30200 | 27201 | 24957 | 23754 | 2006-02-02 | [24 empty] | 0% | bar: Hourly Load Allocators (Sum to 100% within each year) 1 to Hourly Load Allocators (Sum to 100% within each year) 24
2006-06-09 | 23195 | 22597 | 22557 | 23307 | 24680 | 26695 | 28025 | 29537 | 30805 | 31661 | 32012 | 32524 | 33221 | 33469 | 33355 | 32949 | 31878 | 30769 | 30288 | 30910 | 29330 | 26773 | 24479 | 23520 | 2006-02-03 | [24 empty] | 0% | bar: Hourly Load Allocators (Sum to 100% within each year) 1 to Hourly Load Allocators (Sum to 100% within each year) 24
2006-06-10 | 22658 | 22059 | 21798 | 22021 | 22195 | 22901 | 24526 | 25983 | 26819 | 27767 | 28258 | 28517 | 28588 | 28786 | 28938 | 28866 | 28555 | 27889 | 27723 | 28839 | 27550 | 25454 | 23220 | 21839 | 2006-02-04 | [24 empty] | 0% | bar: Hourly Load Allocators (Sum to 100% within each year) 1 to Hourly Load Allocators (Sum to 100% within each year) 24
2006-06-11 | 21182 | 20994 | 20949 | 20963 | 20825 | 21339 | 22338 | 23253 | 24664 | 25458 | 26302 | 26572 | 26801 | 27061 | 27297 | 27530 | 27591 | 27270 | 27395 | 28700 | 27189 | 24545 | 22346 | 21826 | 2006-02-05 | [24 empty] | 0% | bar: Hourly Load Allocators (Sum to 100% within each year) 1 to Hourly Load Allocators (Sum to 100% within each year) 24
2006-06-12 | 21119 | 20805 | 20857 | 21898 | 23191 | 25214 | 27064 | 28640 | 29865 | 30746 | 30886 | 31488 | 31803 | 31781 | 31616 | 31230 | 30408 | 29805 | 29588 | 30810 | 28937 | 25991 | 23932 | 23163 | 2006-02-06 | [24 empty] | 0% | bar: Hourly Load Allocators (Sum to 100% within each year) 1 to Hourly Load Allocators (Sum to 100% within each year) 24
2006-06-13 | 22216 | 21958 | 22008 | 22649 | 23477 | 25477 | 27104 | 28785 | 30178 | 31211 | 31409 | 31768 | 32005 | 32322 | 32188 | 31702 | 30742 | 29994 | 29610 | 30834 | 29025 | 26180 | 23892 | 22632 | 2006-02-07 | [24 empty] | 0% | bar: Hourly Load Allocators (Sum to 100% within each year) 1 to Hourly Load Allocators (Sum to 100% within each year) 24
2006-06-14 | 22108 | 21574 | 21514 | 22195 | 22626 | 24707 | 26336 | 27951 | 29939 | 31589 | 31993 | 32609 | 33316 | 33453 | 33565 | 33161 | 32287 | 31337 | 30776 | 32078 | 30011 | 27121 | 24770 | 22954 | 2006-02-08 | [24 empty] | 0% | bar: Hourly Load Allocators (Sum to 100% within each year) 1 to Hourly Load Allocators (Sum to 100% within each year) 24
2006-06-15 | 22603 | 22378 | 22228 | 22989 | 23832 | 26201 | 27800 | 29773 | 31209 | 32449 | 32911 | 33550 | 34446 | 34825 | 34899 | 34631 | 33807 | 32677 | 31948 | 33033 | 31216 | 28023 | 25242 | 24069 | 2006-02-09 | [24 empty] | 0% | bar: Hourly Load Allocators (Sum to 100% within each year) 1 to Hourly Load Allocators (Sum to 100% within each year) 24
2006-06-16 | 23201 | 22642 | 22470 | 22636 | 23493 | 25837 | 28644 | 31099 | 33211 | 35071 | 36301 | 37666 | 38748 | 39706 | 40202 | 40115 | 39096 | 37938 | 36399 | 36686 | 34513 | 31087 | 28149 | 26037 | 2006-02-10 | [24 empty] | 0% | bar: Hourly Load Allocators (Sum to 100% within each year) 1 to Hourly Load Allocators (Sum to 100% within each year) 24
2006-06-17 | 24753 | 24122 | 23585 | 23778 | 23432 | 24598 | 26335 | 28336 | 30710 | 32648 | 34156 | 35109 | 35779 | 36477 | 36939 | 36889 | 36239 | 34901 | 33352 | 33761 | 31799 | 29004 | 26267 | 24305 | 2006-02-11 | [24 empty] | 0% | bar: Hourly Load Allocators (Sum to 100% within each year) 1 to Hourly Load Allocators (Sum to 100% within each year) 24
2006-06-18 | 23478 | 22732 | 22242 | 22468 | 22187 | 22731 | 24000 | 25376 | 27341 | 28999 | 30465 | 31679 | 32665 | 33384 | 33865 | 34002 | 33601 | 32509 | 31364 | 31941 | 30244 | 27234 | 24552 | 23566 | 2006-02-12 | [24 empty] | 0% | bar: Hourly Load Allocators (Sum to 100% within each year) 1 to Hourly Load Allocators (Sum to 100% within each year) 24
2006-06-19 | 23068 | 22523 | 22440 | 23158 | 24359 | 26350 | 28207 | 30283 | 31962 | 33660 | 34447 | 35436 | 36363 | 36920 | 37158 | 37045 | 36149 | 34908 | 33705 | 34086 | 31762 | 28505 | 25848 | 24477 | 2006-02-13 | [24 empty] | 0% | bar: Hourly Load Allocators (Sum to 100% within each year) 1 to Hourly Load Allocators (Sum to 100% within each year) 24
2006-06-20 | 23467 | 22764 | 22605 | 23271 | 24274 | 26697 | 28311 | 30294 | 32193 | 33958 | 34960 | 36049 | 37248 | 38183 | 38676 | 38692 | 37738 | 36433 | 34914 | 35079 | 32659 | 28945 | 26071 | 24832 | 2006-02-14 | [24 empty] | 0% | bar: Hourly Load Allocators (Sum to 100% within each year) 1 to Hourly Load Allocators (Sum to 100% within each year) 24
2006-06-21 | 24007 | 23287 | 23149 | 24429 | 24982 | 26948 | 29054 | 31043 | 32991 | 34741 | 36082 | 37344 | 38697 | 39797 | 40488 | 40356 | 39412 | 38170 | 36790 | 36879 | 34240 | 30422 | 27220 | 25564 | 2006-02-15 | [24 empty] | 0% | bar: Hourly Load Allocators (Sum to 100% within each year) 1 to Hourly Load Allocators (Sum to 100% within each year) 24
2006-06-22 | 24792 | 24327 | 24008 | 24628 | 25575 | 27841 | 29996 | 32530 | 34934 | 36936 | 38287 | 39757 | 41164 | 41934 | 42287 | 42018 | 40882 | 39434 | 37903 | 37990 | 35339 | 31374 | 27937 | 26619 | 2006-02-16 | [24 empty] | 0% | bar: Hourly Load Allocators (Sum to 100% within each year) 1 to Hourly Load Allocators (Sum to 100% within each year) 24
2006-06-23 | 25124 | 24352 | 23945 | 24517 | 25437 | 27511 | 29902 | 32367 | 34683 | 36854 | 38216 | 39610 | 41018 | 41764 | 41971 | 41699 | 40335 | 38783 | 37299 | 37229 | 34834 | 31403 | 28211 | 26538 | 2006-02-17 | [24 empty] | 0% | bar: Hourly Load Allocators (Sum to 100% within each year) 1 to Hourly Load Allocators (Sum to 100% within each year) 24
2006-06-24 | 25077 | 24533 | 24045 | 24346 | 24103 | 24995 | 26030 | 28522 | 30922 | 33028 | 34662 | 35962 | 37002 | 37621 | 37501 | 37117 | 36409 | 35311 | 34221 | 34400 | 32502 | 29719 | 27508 | 25891 | 2006-02-18 | [24 empty] | 0% | bar: Hourly Load Allocators (Sum to 100% within each year) 1 to Hourly Load Allocators (Sum to 100% within each year) 24
2006-06-25 | 24600 | 23745 | 23332 | 23183 | 22648 | 23223 | 24783 | 27241 | 29303 | 31394 | 33141 | 34760 | 36337 | 37554 | 38456 | 38633 | 38388 | 37341 | 36220 | 36461 | 34230 | 30732 | 27620 | 26105 | 2006-02-19 | [24 empty] | 0% | bar: Hourly Load Allocators (Sum to 100% within each year) 1 to Hourly Load Allocators (Sum to 100% within each year) 24
2006-06-26 | 24959 | 24551 | 24395 | 25090 | 26352 | 28795 | 31345 | 34215 | 36617 | 38547 | 39681 | 40969 | 42226 | 42960 | 42957 | 42820 | 41774 | 40231 | 39213 | 39050 | 35969 | 32137 | 28859 | 27190 | 2006-02-20 | [24 empty] | 0% | bar: Hourly Load Allocators (Sum to 100% within each year) 1 to Hourly Load Allocators (Sum to 100% within each year) 24
2006-06-27 | 25847 | 25395 | 25385 | 26002 | 26714 | 29003 | 30986 | 33410 | 35680 | 37222 | 37758 | 38496 | 39652 | 40135 | 40334 | 40377 | 39852 | 38772 | 37515 | 37917 | 35288 | 31504 | 28444 | 26836 | 2006-02-21 | [24 empty] | 0% | bar: Hourly Load Allocators (Sum to 100% within each year) 1 to Hourly Load Allocators (Sum to 100% within each year) 24
2006-06-28 | 25921 | 25472 | 25307 | 25866 | 26870 | 29071 | 31756 | 34082 | 36705 | 38850 | 40269 | 41501 | 42607 | 43185 | 43425 | 43001 | 41961 | 40590 | 38818 | 38784 | 36002 | 32086 | 28660 | 26901 | 2006-02-22 | [24 empty] | 0% | bar: Hourly Load Allocators (Sum to 100% within each year) 1 to Hourly Load Allocators (Sum to 100% within each year) 24
2006-06-29 | 25838 | 25037 | 25030 | 25540 | 26404 | 28312 | 30497 | 33158 | 35610 | 37751 | 39164 | 40697 | 42078 | 43113 | 43719 | 43516 | 42355 | 40580 | 38598 | 38540 | 35802 | 31829 | 28409 | 26428 | 2006-02-23 | [24 empty] | 0% | bar: Hourly Load Allocators (Sum to 100% within each year) 1 to Hourly Load Allocators (Sum to 100% within each year) 24
2006-06-30 | 25392 | 24893 | 24557 | 24795 | 25790 | 27913 | 30423 | 33041 | 35442 | 37301 | 38509 | 39647 | 40748 | 41457 | 41845 | 41629 | 40421 | 38751 | 36953 | 36962 | 34769 | 31939 | 28232 | 26160 | 2006-02-24 | [24 empty] | 0% | bar: Hourly Load Allocators (Sum to 100% within each year) 1 to Hourly Load Allocators (Sum to 100% within each year) 24
2006-07-01 | 24692 | 23725 | 23502 | 23564 | 23223 | 24593 | 26136 | 28869 | 31478 | 33737 | 35476 | 36732 | 37764 | 38600 | 38913 | 39098 | 38496 | 37175 | 35617 | 35608 | 33599 | 30795 | 27868 | 25777 | 2006-02-25 | [24 empty] | 0% | bar: Hourly Load Allocators (Sum to 100% within each year) 1 to Hourly Load Allocators (Sum to 100% within each year) 24
2006-07-02 | 24308 | 23671 | 23064 | 23184 | 22555 | 23586 | 25539 | 27358 | 29458 | 31647 | 33346 | 34691 | 35906 | 36739 | 37246 | 37407 | 36990 | 35988 | 34385 | 34635 | 32765 | 29965 | 27184 | 25403 | 2006-02-26 | [24 empty] | 0% | bar: Hourly Load Allocators (Sum to 100% within each year) 1 to Hourly Load Allocators (Sum to 100% within each year) 24
2006-07-03 | 24570 | 23830 | 23863 | 24284 | 24666 | 26238 | 28501 | 30760 | 33260 | 35263 | 36513 | 37500 | 38596 | 39275 | 39559 | 39494 | 38658 | 37119 | 35369 | 35520 | 33460 | 30376 | 27478 | 25716 | 2006-02-27 | [24 empty] | 0% | bar: Hourly Load Allocators (Sum to 100% within each year) 1 to Hourly Load Allocators (Sum to 100% within each year) 24
2006-07-04 | 24309 | 23476 | 23047 | 23223 | 23028 | 23648 | 25322 | 26869 | 29268 | 31529 | 33263 | 34572 | 35422 | 35948 | 36107 | 35933 | 35138 | 33497 | 31751 | 31507 | 30024 | 28334 | 25756 | 24145 | 2006-02-28 | [24 empty] | 0% | bar: Hourly Load Allocators (Sum to 100% within each year) 1 to Hourly Load Allocators (Sum to 100% within each year) 24
2006-07-05 | 23357 | 22747 | 23019 | 23372 | 24571 | 26719 | 29174 | 31739 | 34135 | 36078 | 37142 | 38203 | 39284 | 39859 | 40172 | 39974 | 38962 | 37373 | 35659 | 35889 | 33408 | 29808 | 26735 | 25035 | 2006-03-01 | [24 empty] | 0% | bar: Hourly Load Allocators (Sum to 100% within each year) 1 to Hourly Load Allocators (Sum to 100% within each year) 24
2006-07-06 | 24501 | 23728 | 23504 | 23942 | 24998 | 26965 | 29125 | 31402 | 33467 | 35177 | 36162 | 37132 | 38300 | 39110 | 39507 | 39633 | 38666 | 37141 | 35623 | 35914 | 33496 | 29905 | 26825 | 25346 | 2006-03-02 | [24 empty] | 0% | bar: Hourly Load Allocators (Sum to 100% within each year) 1 to Hourly Load Allocators (Sum to 100% within each year) 24
2006-07-07 | 24471 | 24098 | 23519 | 24133 | 24599 | 26560 | 29290 | 31704 | 34023 | 36082 | 37248 | 38691 | 40239 | 41186 | 41851 | 41814 | 40781 | 39193 | 37383 | 37396 | 34967 | 31736 | 28682 | 26526 | 2006-03-03 | [24 empty] | 0% | bar: Hourly Load Allocators (Sum to 100% within each year) 1 to Hourly Load Allocators (Sum to 100% within each year) 24
2006-07-08 | 25409 | 24630 | 24140 | 24090 | 23891 | 25113 | 26598 | 29074 | 31951 | 34423 | 36377 | 38009 | 39335 | 40343 | 40939 | 41022 | 40341 | 38836 | 36972 | 36847 | 34663 | 31819 | 28738 | 26658 | 2006-03-04 | [24 empty] | 0% | bar: Hourly Load Allocators (Sum to 100% within each year) 1 to Hourly Load Allocators (Sum to 100% within each year) 24
2006-07-09 | 25726 | 24606 | 24249 | 24051 | 23083 | 23651 | 25322 | 27621 | 30361 | 32974 | 35258 | 37068 | 38461 | 39605 | 40135 | 40269 | 39698 | 38352 | 36601 | 36519 | 33885 | 30194 | 27024 | 25518 | 2006-03-05 | [24 empty] | 0% | bar: Hourly Load Allocators (Sum to 100% within each year) 1 to Hourly Load Allocators (Sum to 100% within each year) 24
2006-07-10 | 24579 | 24163 | 23981 | 24260 | 25467 | 27625 | 30332 | 32944 | 35355 | 37354 | 38535 | 39843 | 41145 | 41973 | 42333 | 42126 | 40966 | 39211 | 37281 | 37680 | 34876 | 30856 | 27666 | 26538 | 2006-03-06 | [24 empty] | 0% | bar: Hourly Load Allocators (Sum to 100% within each year) 1 to Hourly Load Allocators (Sum to 100% within each year) 24
2006-07-11 | 25281 | 24805 | 24529 | 24719 | 25680 | 27518 | 29825 | 32108 | 34379 | 36215 | 37291 | 38611 | 39814 | 40687 | 40999 | 40774 | 39653 | 38048 | 36139 | 36409 | 33748 | 29977 | 26832 | 25458 | 2006-03-07 | [24 empty] | 0% | bar: Hourly Load Allocators (Sum to 100% within each year) 1 to Hourly Load Allocators (Sum to 100% within each year) 24
2006-07-12 | 24245 | 23717 | 23577 | 24156 | 24948 | 27014 | 29638 | 31826 | 33840 | 35611 | 36868 | 38115 | 39448 | 40380 | 41021 | 41048 | 40134 | 38669 | 36970 | 37256 | 34682 | 30799 | 27635 | 25660 | 2006-03-08 | [24 empty] | 0% | bar: Hourly Load Allocators (Sum to 100% within each year) 1 to Hourly Load Allocators (Sum to 100% within each year) 24
2006-07-13 | 24954 | 24166 | 23916 | 24545 | 25651 | 28226 | 30770 | 33059 | 35601 | 37851 | 39514 | 41106 | 42676 | 43844 | 44429 | 44435 | 43382 | 41899 | 39822 | 39736 | 36777 | 32563 | 28996 | 27192 | 2006-03-09 | [24 empty] | 0% | bar: Hourly Load Allocators (Sum to 100% within each year) 1 to Hourly Load Allocators (Sum to 100% within each year) 24
2006-07-14 | 25666 | 25136 | 25241 | 25364 | 26396 | 28597 | 30793 | 33484 | 35964 | 38203 | 39640 | 41307 | 42812 | 43775 | 44237 | 44060 | 42828 | 41252 | 39319 | 39119 | 36744 | 32955 | 29621 | 27543 | 2006-03-10 | [24 empty] | 0% | bar: Hourly Load Allocators (Sum to 100% within each year) 1 to Hourly Load Allocators (Sum to 100% within each year) 24
2006-07-15 | 26019 | 25293 | 24741 | 24664 | 24791 | 25755 | 27738 | 30290 | 33208 | 35518 | 37168 | 38714 | 40263 | 41605 | 42503 | 42637 | 42142 | 40671 | 38987 | 38897 | 36697 | 33198 | 29951 | 27622 | 2006-03-11 | [24 empty] | 0% | bar: Hourly Load Allocators (Sum to 100% within each year) 1 to Hourly Load Allocators (Sum to 100% within each year) 24
2006-07-16 | 26230 | 25162 | 24481 | 24485 | 24585 | 25073 | 26869 | 29249 | 31640 | 34159 | 36188 | 37905 | 39473 | 40752 | 41479 | 41803 | 41205 | 39920 | 38517 | 38595 | 36010 | 32220 | 28847 | 27064 | 2006-03-12 | [24 empty] | 0% | bar: Hourly Load Allocators (Sum to 100% within each year) 1 to Hourly Load Allocators (Sum to 100% within each year) 24
2006-07-17 | 25913 | 25507 | 25361 | 25767 | 27412 | 29915 | 32737 | 35699 | 38457 | 41086 | 43123 | 44720 | 46083 | 46292 | 45875 | 45354 | 43854 | 42112 | 40987 | 41142 | 38407 | 34013 | 30355 | 28334 | 2006-03-13 | [24 empty] | 0% | bar: Hourly Load Allocators (Sum to 100% within each year) 1 to Hourly Load Allocators (Sum to 100% within each year) 24
2006-07-18 | 27369 | 26736 | 26358 | 27019 | 27957 | 29828 | 32914 | 35909 | 38765 | 41122 | 42591 | 44072 | 45408 | 46081 | 46316 | 45738 | 44541 | 42477 | 40843 | 40836 | 37858 | 33698 | 30245 | 28618 | 2006-03-14 | [24 empty] | 0% | bar: Hourly Load Allocators (Sum to 100% within each year) 1 to Hourly Load Allocators (Sum to 100% within each year) 24
2006-07-19 | 27695 | 26664 | 26341 | 26924 | 28589 | 30250 | 32552 | 35026 | 37485 | 39680 | 41279 | 42905 | 44502 | 45392 | 45749 | 45209 | 44045 | 42080 | 40365 | 40494 | 37549 | 33893 | 30351 | 28442 | 2006-03-15 | [24 empty] | 0% | bar: Hourly Load Allocators (Sum to 100% within each year) 1 to Hourly Load Allocators (Sum to 100% within each year) 24
2006-07-20 | 26954 | 25946 | 25584 | 26149 | 27569 | 30012 | 32724 | 35533 | 38192 | 40545 | 42027 | 43564 | 45212 | 46093 | 46402 | 46053 | 44979 | 43108 | 41421 | 41898 | 39046 | 34829 | 31302 | 29229 | 2006-03-16 | [24 empty] | 0% | bar: Hourly Load Allocators (Sum to 100% within each year) 1 to Hourly Load Allocators (Sum to 100% within each year) 24
2006-07-21 | 28048 | 27020 | 26947 | 27436 | 28674 | 30617 | 33490 | 36631 | 39665 | 42277 | 43996 | 45872 | 47327 | 48513 | 48977 | 48714 | 47281 | 45730 | 43960 | 44256 | 41723 | 37815 | 34184 | 31844 | 2006-03-17 | [24 empty] | 0% | bar: Hourly Load Allocators (Sum to 100% within each year) 1 to Hourly Load Allocators (Sum to 100% within each year) 24
2006-07-22 | 30404 | 29055 | 28234 | 28113 | 28659 | 29286 | 32376 | 35842 | 39672 | 42818 | 45407 | 47282 | 48007 | 48289 | 48288 | 47496 | 46674 | 45328 | 44382 | 44568 | 42210 | 38778 | 35582 | 33549 | 2006-03-18 | [24 empty] | 0% | bar: Hourly Load Allocators (Sum to 100% within each year) 1 to Hourly Load Allocators (Sum to 100% within each year) 24
2006-07-23 | 31606 | 30200 | 29168 | 28669 | 28326 | 28680 | 31216 | 34027 | 37161 | 39467 | 41405 | 42855 | 44245 | 45075 | 45558 | 45640 | 45069 | 43754 | 42606 | 43060 | 40416 | 36602 | 33362 | 31328 | 2006-03-19 | [24 empty] | 0% | bar: Hourly Load Allocators (Sum to 100% within each year) 1 to Hourly Load Allocators (Sum to 100% within each year) 24
2006-07-24 | 29789 | 28728 | 28260 | 28770 | 30342 | 32782 | 35991 | 39457 | 42304 | 45074 | 46617 | 48191 | 49748 | 50117 | 50198 | 49934 | 49162 | 48005 | 46474 | 46553 | 43464 | 39046 | 35336 | 33122 | 2006-03-20 | [24 empty] | 0% | bar: Hourly Load Allocators (Sum to 100% within each year) 1 to Hourly Load Allocators (Sum to 100% within each year) 24
2006-07-25 | 31232 | 30003 | 29403 | 29796 | 31073 | 33279 | 36499 | 39290 | 42090 | 44732 | 46499 | 47940 | 49031 | 49677 | 49587 | 49109 | 47465 | 45602 | 43835 | 43868 | 40751 | 35861 | 32836 | 31040 | 2006-03-21 | [24 empty] | 0% | bar: Hourly Load Allocators (Sum to 100% within each year) 1 to Hourly Load Allocators (Sum to 100% within each year) 24
2006-07-26 | 28894 | 27604 | 26808 | 27490 | 29352 | 31277 | 34020 | 36635 | 38677 | 41238 | 43107 | 45220 | 46704 | 47480 | 47604 | 46907 | 45366 | 43779 | 42343 | 42237 | 39502 | 35448 | 31925 | 30535 | 2006-03-22 | [24 empty] | 0% | bar: Hourly Load Allocators (Sum to 100% within each year) 1 to Hourly Load Allocators (Sum to 100% within each year) 24
2006-07-27 | 28943 | 27884 | 27454 | 28002 | 29451 | 31380 | 34323 | 36890 | 38617 | 40795 | 41774 | 42936 | 44325 | 45207 | 45476 | 45015 | 43628 | 41934 | 40237 | 40278 | 37654 | 33878 | 30761 | 29340 | 2006-03-23 | [24 empty] | 0% | bar: Hourly Load Allocators (Sum to 100% within each year) 1 to Hourly Load Allocators (Sum to 100% within each year) 24
2006-07-28 | 28262 | 27355 | 27011 | 27587 | 28657 | 30515 | 33232 | 35642 | 37167 | 39167 | 40003 | 40943 | 42019 | 42550 | 42732 | 42396 | 40973 | 39106 | 37769 | 38039 | 36004 | 32867 | 30304 | 28783 | 2006-03-24 | [24 empty] | 0% | bar: Hourly Load Allocators (Sum to 100% within each year) 1 to Hourly Load Allocators (Sum to 100% within each year) 24
2006-07-29 | 27417 | 26825 | 26305 | 26332 | 26562 | 27057 | 28778 | 30556 | 32112 | 33522 | 34355 | 34925 | 35426 | 35757 | 35841 | 35714 | 35090 | 33912 | 33407 | 34027 | 32295 | 29893 | 27815 | 26473 | 2006-03-25 | [24 empty] | 0% | bar: Hourly Load Allocators (Sum to 100% within each year) 1 to Hourly Load Allocators (Sum to 100% within each year) 24
2006-07-30 | 25564 | 24849 | 24425 | 24379 | 24360 | 24463 | 25446 | 27179 | 27994 | 29320 | 30355 | 31310 | 32237 | 32981 | 33372 | 33680 | 33375 | 32476 | 32073 | 33056 | 31195 | 28437 | 26172 | 25317 | 2006-03-26 | [24 empty] | 0% | bar: Hourly Load Allocators (Sum to 100% within each year) 1 to Hourly Load Allocators (Sum to 100% within each year) 24
2006-07-31 | 24688 | 24233 | 24232 | 24723 | 26322 | 28104 | 30210 | 32096 | 33312 | 34487 | 34981 | 35401 | 35944 | 36256 | 36282 | 35892 | 34834 | 33562 | 32992 | 33778 | 31508 | 28673 | 26073 | 24993 | 2006-03-27 | [24 empty] | 0% | bar: Hourly Load Allocators (Sum to 100% within each year) 1 to Hourly Load Allocators (Sum to 100% within each year) 24
2006-08-01 | 24363 | 23747 | 23690 | 24419 | 25700 | 27046 | 29120 | 30923 | 32552 | 33851 | 34339 | 35001 | 35859 | 36486 | 36942 | 36851 | 35942 | 34624 | 33819 | 34556 | 32288 | 29244 | 26397 | 25286 | 2006-03-28 | [24 empty] | 0% | bar: Hourly Load Allocators (Sum to 100% within each year) 1 to Hourly Load Allocators (Sum to 100% within each year) 24
2006-08-02 | 24257 | 23799 | 23678 | 24446 | 26108 | 27207 | 29280 | 31280 | 33143 | 34775 | 35709 | 36776 | 37934 | 38769 | 39192 | 38917 | 37791 | 36209 | 35185 | 35731 | 33189 | 29889 | 27098 | 25870 | 2006-03-29 | [24 empty] | 0% | bar: Hourly Load Allocators (Sum to 100% within each year) 1 to Hourly Load Allocators (Sum to 100% within each year) 24
2006-08-03 | 24977 | 24291 | 24084 | 24773 | 26383 | 27822 | 29924 | 31589 | 33155 | 34258 | 34717 | 35298 | 36165 | 36901 | 37365 | 37037 | 36168 | 34947 | 34440 | 34744 | 32428 | 29316 | 27071 | 25942 | 2006-03-30 | [24 empty] | 0% | bar: Hourly Load Allocators (Sum to 100% within each year) 1 to Hourly Load Allocators (Sum to 100% within each year) 24
2006-08-04 | 24774 | 24315 | 24156 | 25160 | 26828 | 27884 | 30150 | 31728 | 32673 | 34107 | 34710 | 35416 | 36230 | 36711 | 36767 | 36375 | 35179 | 33686 | 32846 | 33503 | 31460 | 28688 | 26534 | 25030 | 2006-03-31 | [24 empty] | 0% | bar: Hourly Load Allocators (Sum to 100% within each year) 1 to Hourly Load Allocators (Sum to 100% within each year) 24
2006-08-05 | 23886 | 23504 | 23221 | 23389 | 23855 | 24295 | 25711 | 27652 | 28608 | 29830 | 30603 | 31354 | 31919 | 32437 | 32841 | 32925 | 32456 | 31340 | 31047 | 31513 | 29833 | 27521 | 25385 | 23834 | 2006-04-01 | [24 empty] | 0% | bar: Hourly Load Allocators (Sum to 100% within each year) 1 to Hourly Load Allocators (Sum to 100% within each year) 24
2006-08-06 | 22796 | 22338 | 22113 | 22428 | 22682 | 22373 | 23692 | 25448 | 26240 | 27601 | 28413 | 29316 | 30145 | 30942 | 31437 | 31761 | 31458 | 30588 | 30397 | 31162 | 29192 | 26748 | 24458 | 23453 | 2006-04-02 | [24 empty] | 0% | bar: Hourly Load Allocators (Sum to 100% within each year) 1 to Hourly Load Allocators (Sum to 100% within each year) 24
2006-08-07 | 22852 | 22715 | 22716 | 23509 | 24514 | 26398 | 28637 | 30211 | 31759 | 32667 | 33225 | 33881 | 34692 | 35319 | 35634 | 35427 | 34702 | 33575 | 33120 | 33710 | 31347 | 28239 | 25571 | 24556 | 2006-04-03 | [24 empty] | 0% | bar: Hourly Load Allocators (Sum to 100% within each year) 1 to Hourly Load Allocators (Sum to 100% within each year) 24
2006-08-08 | 23760 | 23452 | 23360 | 24035 | 24750 | 26182 | 28386 | 30286 | 32123 | 33658 | 34536 | 35569 | 36848 | 37806 | 38366 | 38442 | 37631 | 36278 | 35459 | 35906 | 33237 | 29859 | 27118 | 25237 | 2006-04-04 | [24 empty] | 0% | bar: Hourly Load Allocators (Sum to 100% within each year) 1 to Hourly Load Allocators (Sum to 100% within each year) 24
2006-08-09 | 24579 | 24188 | 24003 | 24300 | 25416 | 27044 | 29684 | 32013 | 34250 | 36154 | 37560 | 39352 | 41161 | 42591 | 43392 | 43491 | 42304 | 40437 | 39239 | 38845 | 35704 | 31906 | 28585 | 26717 | 2006-04-05 | [24 empty] | 0% | bar: Hourly Load Allocators (Sum to 100% within each year) 1 to Hourly Load Allocators (Sum to 100% within each year) 24
2006-08-10 | 25582 | 25068 | 24781 | 25354 | 26501 | 28058 | 30900 | 33420 | 35682 | 37930 | 39352 | 40769 | 42114 | 43122 | 43567 | 43125 | 41636 | 39658 | 38475 | 38160 | 35268 | 31516 | 28382 | 26475 | 2006-04-06 | [24 empty] | 0% | bar: Hourly Load Allocators (Sum to 100% within each year) 1 to Hourly Load Allocators (Sum to 100% within each year) 24
2006-08-11 | 25445 | 24835 | 24456 | 25002 | 26251 | 27549 | 30040 | 32442 | 34792 | 36640 | 37495 | 38426 | 39564 | 40172 | 40354 | 39864 | 38363 | 36366 | 35251 | 35279 | 32795 | 29887 | 27043 | 25407 | 2006-04-07 | [24 empty] | 0% | bar: Hourly Load Allocators (Sum to 100% within each year) 1 to Hourly Load Allocators (Sum to 100% within each year) 24
2006-08-12 | 24703 | 24271 | 23863 | 23931 | 24400 | 24437 | 25758 | 27422 | 29473 | 30946 | 31922 | 32726 | 33551 | 34220 | 34792 | 34823 | 34107 | 32611 | 32124 | 32442 | 30417 | 27930 | 25569 | 23953 | 2006-04-08 | [24 empty] | 0% | bar: Hourly Load Allocators (Sum to 100% within each year) 1 to Hourly Load Allocators (Sum to 100% within each year) 24
2006-08-13 | 23361 | 22983 | 22517 | 22522 | 22931 | 22812 | 23771 | 25053 | 26785 | 28064 | 29226 | 30270 | 31359 | 32393 | 33117 | 33375 | 32990 | 31851 | 31823 | 32092 | 29792 | 27026 | 24931 | 23943 | 2006-04-09 | [24 empty] | 0% | bar: Hourly Load Allocators (Sum to 100% within each year) 1 to Hourly Load Allocators (Sum to 100% within each year) 24
2006-08-14 | 23214 | 22774 | 23133 | 23634 | 25221 | 26730 | 28645 | 30538 | 32188 | 33407 | 34204 | 35187 | 36114 | 36792 | 37009 | 36735 | 35481 | 34044 | 33902 | 33976 | 31297 | 28103 | 25806 | 24769 | 2006-04-10 | [24 empty] | 0% | bar: Hourly Load Allocators (Sum to 100% within each year) 1 to Hourly Load Allocators (Sum to 100% within each year) 24
2006-08-15 | 23942 | 23716 | 23627 | 23997 | 25145 | 26695 | 28467 | 30220 | 31714 | 33101 | 33653 | 34457 | 35224 | 35758 | 36017 | 35745 | 34582 | 33213 | 33351 | 33503 | 31043 | 27831 | 25577 | 24250 | 2006-04-11 | [24 empty] | 0% | bar: Hourly Load Allocators (Sum to 100% within each year) 1 to Hourly Load Allocators (Sum to 100% within each year) 24
2006-08-16 | 23783 | 23190 | 23128 | 23494 | 24840 | 26383 | 28295 | 29977 | 31440 | 32526 | 33281 | 34015 | 34756 | 35300 | 35597 | 35262 | 34178 | 32790 | 33172 | 33345 | 30992 | 27818 | 25264 | 23721 | 2006-04-12 | [24 empty] | 0% | bar: Hourly Load Allocators (Sum to 100% within each year) 1 to Hourly Load Allocators (Sum to 100% within each year) 24
2006-08-17 | 22946 | 22712 | 22612 | 23342 | 24633 | 25956 | 27840 | 29643 | 31471 | 32779 | 33517 | 34391 | 35336 | 36107 | 36529 | 36369 | 35390 | 33886 | 34124 | 34190 | 31579 | 28325 | 25746 | 24068 | 2006-04-13 | [24 empty] | 0% | bar: Hourly Load Allocators (Sum to 100% within each year) 1 to Hourly Load Allocators (Sum to 100% within each year) 24
2006-08-18 | 23473 | 23164 | 23010 | 23313 | 24957 | 26040 | 28068 | 29992 | 31850 | 33426 | 34393 | 35257 | 36250 | 37092 | 37358 | 37117 | 36014 | 34337 | 34065 | 33926 | 31609 | 28724 | 26094 | 24208 | 2006-04-14 | [24 empty] | 0% | bar: Hourly Load Allocators (Sum to 100% within each year) 1 to Hourly Load Allocators (Sum to 100% within each year) 24
2006-08-19 | 23241 | 22851 | 22531 | 22675 | 23123 | 23553 | 24806 | 26750 | 28061 | 29432 | 30474 | 31265 | 31920 | 32574 | 32995 | 32947 | 32524 | 31278 | 31348 | 31440 | 29595 | 27117 | 24816 | 23736 | 2006-04-15 | [24 empty] | 0% | bar: Hourly Load Allocators (Sum to 100% within each year) 1 to Hourly Load Allocators (Sum to 100% within each year) 24
2006-08-20 | 22805 | 22161 | 22123 | 22154 | 22312 | 22384 | 23224 | 24739 | 26294 | 27304 | 28380 | 29402 | 30416 | 31447 | 32211 | 32623 | 32368 | 31447 | 31989 | 31713 | 29444 | 26624 | 24587 | 23543 | 2006-04-16 | [24 empty] | 0% | bar: Hourly Load Allocators (Sum to 100% within each year) 1 to Hourly Load Allocators (Sum to 100% within each year) 24
2006-08-21 | 22934 | 22546 | 22514 | 23387 | 25069 | 26429 | 28172 | 30064 | 31762 | 33267 | 34149 | 35221 | 36408 | 37363 | 38026 | 38023 | 37183 | 35695 | 35893 | 35701 | 32767 | 29182 | 26744 | 25225 | 2006-04-17 | [24 empty] | 0% | bar: Hourly Load Allocators (Sum to 100% within each year) 1 to Hourly Load Allocators (Sum to 100% within each year) 24
2006-08-22 | 24335 | 24061 | 23944 | 24337 | 25751 | 27024 | 29246 | 31474 | 33493 | 35475 | 36976 | 38610 | 40174 | 41053 | 41513 | 41208 | 39864 | 37919 | 37978 | 37357 | 34073 | 30147 | 27272 | 25985 | 2006-04-18 | [24 empty] | 0% | bar: Hourly Load Allocators (Sum to 100% within each year) 1 to Hourly Load Allocators (Sum to 100% within each year) 24
2006-08-23 | 24950 | 24586 | 24397 | 25069 | 26465 | 28271 | 30573 | 32500 | 34644 | 36622 | 37895 | 39171 | 40479 | 41368 | 41737 | 41459 | 39990 | 37995 | 38027 | 37470 | 34216 | 30381 | 27338 | 25771 | 2006-04-19 | [24 empty] | 0% | bar: Hourly Load Allocators (Sum to 100% within each year) 1 to Hourly Load Allocators (Sum to 100% within each year) 24
2006-08-24 | 24657 | 24554 | 24420 | 24732 | 25874 | 27704 | 29992 | 31976 | 33982 | 35823 | 37002 | 38087 | 39378 | 40262 | 40611 | 40158 | 38674 | 36839 | 36949 | 36149 | 32986 | 29422 | 26460 | 25024 | 2006-04-20 | [24 empty] | 0% | bar: Hourly Load Allocators (Sum to 100% within each year) 1 to Hourly Load Allocators (Sum to 100% within each year) 24
2006-08-25 | 24059 | 23657 | 23486 | 23949 | 25493 | 26945 | 28942 | 30937 | 32724 | 34184 | 34746 | 35569 | 36553 | 37108 | 37269 | 36763 | 35295 | 33553 | 33932 | 33461 | 31103 | 28170 | 25632 | 24096 | 2006-04-21 | [24 empty] | 0% | bar: Hourly Load Allocators (Sum to 100% within each year) 1 to Hourly Load Allocators (Sum to 100% within each year) 24
2006-08-26 | 23358 | 23042 | 22876 | 23017 | 23600 | 23863 | 25223 | 27095 | 28337 | 29492 | 30521 | 31264 | 32049 | 32898 | 33458 | 33658 | 33186 | 31929 | 32540 | 32155 | 30066 | 27481 | 25194 | 23715 | 2006-04-22 | [24 empty] | 0% | bar: Hourly Load Allocators (Sum to 100% within each year) 1 to Hourly Load Allocators (Sum to 100% within each year) 24
2006-08-27 | 22962 | 22317 | 22630 | 22611 | 22255 | 22126 | 23526 | 25003 | 26741 | 28115 | 29563 | 31082 | 32643 | 34007 | 35176 | 35719 | 35474 | 34135 | 34700 | 33771 | 30936 | 27700 | 25042 | 23993 | 2006-04-23 | [24 empty] | 0% | bar: Hourly Load Allocators (Sum to 100% within each year) 1 to Hourly Load Allocators (Sum to 100% within each year) 24
2006-08-28 | 23276 | 23054 | 23020 | 23891 | 25609 | 27260 | 29020 | 31154 | 33144 | 35019 | 36330 | 37853 | 39350 | 40496 | 41257 | 41095 | 39908 | 37923 | 38085 | 36893 | 33437 | 29504 | 26951 | 25417 | 2006-04-24 | [24 empty] | 0% | bar: Hourly Load Allocators (Sum to 100% within each year) 1 to Hourly Load Allocators (Sum to 100% within each year) 24
2006-08-29 | 24816 | 24089 | 23895 | 24553 | 26106 | 27780 | 29478 | 31357 | 33180 | 34876 | 36032 | 37365 | 38728 | 39671 | 40141 | 39840 | 38595 | 36858 | 37365 | 36373 | 33034 | 29617 | 26978 | 25404 | 2006-04-25 | [24 empty] | 0% | bar: Hourly Load Allocators (Sum to 100% within each year) 1 to Hourly Load Allocators (Sum to 100% within each year) 24
2006-08-30 | 24425 | 24116 | 23938 | 24666 | 26439 | 27862 | 29657 | 31435 | 33403 | 35190 | 36240 | 37685 | 39058 | 40024 | 40661 | 40537 | 39222 | 37329 | 37770 | 36623 | 33290 | 29580 | 26683 | 25415 | 2006-04-26 | [24 empty] | 0% | bar: Hourly Load Allocators (Sum to 100% within each year) 1 to Hourly Load Allocators (Sum to 100% within each year) 24
2006-08-31 | 24270 | 24069 | 23846 | 24622 | 26255 | 27770 | 29781 | 31675 | 33674 | 35631 | 36931 | 38409 | 39921 | 41130 | 41747 | 41540 | 40155 | 38184 | 38456 | 37277 | 33850 | 30135 | 27543 | 25775 | 2006-04-27 | [24 empty] | 0% | bar: Hourly Load Allocators (Sum to 100% within each year) 1 to Hourly Load Allocators (Sum to 100% within each year) 24
2006-09-01 | 24811 | 24287 | 24125 | 24685 | 25759 | 27413 | 29359 | 31529 | 33491 | 35497 | 36558 | 38149 | 39740 | 40810 | 41236 | 40947 | 39589 | 37351 | 37135 | 35825 | 32861 | 29928 | 27146 | 25758 | 2006-04-28 | [24 empty] | 0% | bar: Hourly Load Allocators (Sum to 100% within each year) 1 to Hourly Load Allocators (Sum to 100% within each year) 24
2006-09-02 | 24761 | 24123 | 23618 | 23570 | 24063 | 23857 | 25497 | 27324 | 29402 | 31130 | 32730 | 34108 | 35410 | 36367 | 36913 | 36709 | 35754 | 34187 | 34594 | 33549 | 31150 | 28783 | 26680 | 24985 | 2006-04-29 | [24 empty] | 0% | bar: Hourly Load Allocators (Sum to 100% within each year) 1 to Hourly Load Allocators (Sum to 100% within each year) 24
2006-09-03 | 23725 | 23291 | 22961 | 22921 | 23003 | 23201 | 24288 | 26300 | 28574 | 30400 | 32358 | 33923 | 35153 | 36142 | 36488 | 36409 | 35689 | 34197 | 34766 | 33485 | 31180 | 28391 | 26206 | 24964 | 2006-04-30 | [24 empty] | 0% | bar: Hourly Load Allocators (Sum to 100% within each year) 1 to Hourly Load Allocators (Sum to 100% within each year) 24
2006-09-04 | 23833 | 23216 | 23218 | 23339 | 23684 | 23632 | 24991 | 27449 | 29353 | 31898 | 33731 | 35273 | 36572 | 37492 | 38058 | 38161 | 37450 | 35898 | 36835 | 35309 | 32290 | 28670 | 26238 | 25058 | 2006-05-01 | [24 empty] | 0% | bar: Hourly Load Allocators (Sum to 100% within each year) 1 to Hourly Load Allocators (Sum to 100% within each year) 24
2006-09-05 | 24191 | 23621 | 23901 | 24397 | 26014 | 28167 | 30634 | 32992 | 35352 | 37508 | 39228 | 41064 | 42801 | 43946 | 44613 | 44248 | 42754 | 40877 | 41420 | 39630 | 35762 | 31471 | 28204 | 26702 | 2006-05-02 | [24 empty] | 0% | bar: Hourly Load Allocators (Sum to 100% within each year) 1 to Hourly Load Allocators (Sum to 100% within each year) 24
2006-09-06 | 25606 | 24739 | 24827 | 25137 | 26581 | 28924 | 31108 | 33415 | 35369 | 37703 | 39041 | 40760 | 42152 | 42944 | 43082 | 42646 | 41108 | 39198 | 39660 | 37901 | 34461 | 30503 | 27732 | 25948 | 2006-05-03 | [24 empty] | 0% | bar: Hourly Load Allocators (Sum to 100% within each year) 1 to Hourly Load Allocators (Sum to 100% within each year) 24
2006-09-07 | 25096 | 24676 | 24460 | 24836 | 26452 | 28853 | 30512 | 32263 | 33938 | 35690 | 36838 | 38131 | 39293 | 40129 | 40538 | 39837 | 38009 | 36107 | 36808 | 35282 | 32254 | 28639 | 26263 | 25082 | 2006-05-04 | [24 empty] | 0% | bar: Hourly Load Allocators (Sum to 100% within each year) 1 to Hourly Load Allocators (Sum to 100% within each year) 24
2006-09-08 | 24258 | 23640 | 23484 | 24248 | 25793 | 28129 | 29650 | 31131 | 32588 | 33826 | 34137 | 34709 | 35473 | 35690 | 35667 | 35035 | 33440 | 31918 | 32855 | 31868 | 29652 | 27208 | 24846 | 23902 | 2006-05-05 | [24 empty] | 0% | bar: Hourly Load Allocators (Sum to 100% within each year) 1 to Hourly Load Allocators (Sum to 100% within each year) 24
2006-09-09 | 23144 | 22528 | 22256 | 22876 | 23114 | 23581 | 24830 | 26103 | 27433 | 28526 | 29156 | 29557 | 29775 | 30050 | 30194 | 30086 | 29413 | 28780 | 30094 | 29247 | 27605 | 25497 | 23803 | 22874 | 2006-05-06 | [24 empty] | 0% | bar: Hourly Load Allocators (Sum to 100% within each year) 1 to Hourly Load Allocators (Sum to 100% within each year) 24
2006-09-10 | 22041 | 21328 | 21106 | 21183 | 21614 | 21323 | 22754 | 23603 | 24989 | 26138 | 27045 | 27781 | 28542 | 29425 | 30059 | 30530 | 30429 | 30086 | 31805 | 30714 | 28462 | 25600 | 23580 | 22515 | 2006-05-07 | [24 empty] | 0% | bar: Hourly Load Allocators (Sum to 100% within each year) 1 to Hourly Load Allocators (Sum to 100% within each year) 24
2006-09-11 | 22163 | 21954 | 21995 | 22585 | 24294 | 26448 | 28272 | 30081 | 31886 | 33417 | 34411 | 35696 | 36843 | 37752 | 38466 | 38221 | 36933 | 35533 | 36394 | 34921 | 31799 | 28309 | 25660 | 24356 | 2006-05-08 | [24 empty] | 0% | bar: Hourly Load Allocators (Sum to 100% within each year) 1 to Hourly Load Allocators (Sum to 100% within each year) 24
2006-09-12 | 23550 | 23181 | 23160 | 23617 | 25528 | 27586 | 29295 | 31114 | 33012 | 34744 | 36039 | 37440 | 38907 | 39938 | 40655 | 40338 | 38758 | 37126 | 37853 | 36221 | 32920 | 29144 | 26246 | 24744 | 2006-05-09 | [24 empty] | 0% | bar: Hourly Load Allocators (Sum to 100% within each year) 1 to Hourly Load Allocators (Sum to 100% within each year) 24
2006-09-13 | 24220 | 23553 | 23391 | 24108 | 25628 | 27977 | 29572 | 31334 | 32991 | 34638 | 35720 | 36989 | 38177 | 38776 | 38940 | 38351 | 36494 | 35212 | 36013 | 34652 | 31487 | 28043 | 25513 | 24182 | 2006-05-10 | [24 empty] | 0% | bar: Hourly Load Allocators (Sum to 100% within each year) 1 to Hourly Load Allocators (Sum to 100% within each year) 24
2006-09-14 | 23776 | 23193 | 23058 | 23799 | 25293 | 27637 | 29024 | 30292 | 31325 | 32115 | 32269 | 32226 | 32372 | 32273 | 32006 | 31196 | 30053 | 30077 | 31919 | 31050 | 28608 | 25953 | 24113 | 22735 | 2006-05-11 | [24 empty] | 0% | bar: Hourly Load Allocators (Sum to 100% within each year) 1 to Hourly Load Allocators (Sum to 100% within each year) 24
2006-09-15 | 22574 | 22374 | 22355 | 22815 | 24315 | 26271 | 27661 | 28867 | 29885 | 30584 | 30472 | 30428 | 30616 | 30278 | 29823 | 29136 | 28154 | 28125 | 29761 | 29197 | 27517 | 25293 | 23650 | 22321 | 2006-05-12 | [24 empty] | 0% | bar: Hourly Load Allocators (Sum to 100% within each year) 1 to Hourly Load Allocators (Sum to 100% within each year) 24
2006-09-16 | 21923 | 21446 | 21173 | 21493 | 22146 | 22182 | 23561 | 24833 | 25932 | 26749 | 27084 | 27167 | 27299 | 27347 | 27351 | 27339 | 26980 | 27110 | 28727 | 28129 | 26642 | 24529 | 23091 | 22185 | 2006-05-13 | [24 empty] | 0% | bar: Hourly Load Allocators (Sum to 100% within each year) 1 to Hourly Load Allocators (Sum to 100% within each year) 24
2006-09-17 | 21240 | 20953 | 20675 | 21022 | 21450 | 21223 | 22151 | 23480 | 24801 | 25605 | 26515 | 27176 | 27976 | 28755 | 29436 | 29806 | 29722 | 29680 | 31210 | 29979 | 27564 | 24812 | 22958 | 22392 | 2006-05-14 | [24 empty] | 0% | bar: Hourly Load Allocators (Sum to 100% within each year) 1 to Hourly Load Allocators (Sum to 100% within each year) 24
2006-09-18 | 21884 | 21514 | 21552 | 22491 | 24285 | 26225 | 27846 | 29232 | 30849 | 32181 | 32840 | 33723 | 34721 | 35318 | 35649 | 35369 | 34126 | 33405 | 34313 | 32973 | 30008 | 27105 | 24619 | 23482 | 2006-05-15 | [24 empty] | 0% | bar: Hourly Load Allocators (Sum to 100% within each year) 1 to Hourly Load Allocators (Sum to 100% within each year) 24
2006-09-19 | 22787 | 22426 | 22502 | 22873 | 24983 | 26990 | 28074 | 29499 | 31007 | 32234 | 32792 | 33398 | 34205 | 34589 | 34499 | 34044 | 32663 | 32160 | 33290 | 32019 | 29357 | 26321 | 24267 | 23051 | 2006-05-16 | [24 empty] | 0% | bar: Hourly Load Allocators (Sum to 100% within each year) 1 to Hourly Load Allocators (Sum to 100% within each year) 24
2006-09-20 | 22739 | 22256 | 22167 | 22898 | 24413 | 26467 | 27154 | 28819 | 30285 | 31305 | 31693 | 32352 | 33006 | 33251 | 33145 | 32580 | 31403 | 31379 | 32614 | 31282 | 28664 | 25840 | 23589 | 22909 | 2006-05-17 | [24 empty] | 0% | bar: Hourly Load Allocators (Sum to 100% within each year) 1 to Hourly Load Allocators (Sum to 100% within each year) 24
2006-09-21 | 22291 | 22190 | 22106 | 22797 | 24438 | 26334 | 27463 | 28898 | 30340 | 31473 | 31888 | 32546 | 33263 | 33557 | 33551 | 32951 | 31672 | 31762 | 32982 | 31473 | 28966 | 26091 | 23725 | 23008 | 2006-05-18 | [24 empty] | 0% | bar: Hourly Load Allocators (Sum to 100% within each year) 1 to Hourly Load Allocators (Sum to 100% within each year) 24
2006-09-22 | 22531 | 22044 | 21983 | 22655 | 24247 | 26344 | 27258 | 28594 | 29727 | 30415 | 30404 | 30657 | 31168 | 31095 | 30943 | 30423 | 29473 | 29895 | 30802 | 29609 | 27983 | 25748 | 23667 | 22610 | 2006-05-19 | [24 empty] | 0% | bar: Hourly Load Allocators (Sum to 100% within each year) 1 to Hourly Load Allocators (Sum to 100% within each year) 24
2006-09-23 | 21792 | 21211 | 21127 | 21389 | 22058 | 22948 | 24021 | 25017 | 26191 | 27125 | 27587 | 27952 | 28219 | 28525 | 28687 | 28689 | 28165 | 28516 | 29447 | 28442 | 26939 | 24940 | 22946 | 22008 | 2006-05-20 | [24 empty] | 0% | bar: Hourly Load Allocators (Sum to 100% within each year) 1 to Hourly Load Allocators (Sum to 100% within each year) 24
2006-09-24 | 21305 | 21031 | 20718 | 20828 | 21252 | 21223 | 22158 | 23206 | 24593 | 25637 | 26477 | 27174 | 27955 | 28691 | 29217 | 29445 | 29290 | 30350 | 30799 | 29699 | 27336 | 24800 | 22948 | 22119 | 2006-05-21 | [24 empty] | 0% | bar: Hourly Load Allocators (Sum to 100% within each year) 1 to Hourly Load Allocators (Sum to 100% within each year) 24
2006-09-25 | 21526 | 21475 | 21340 | 22261 | 24226 | 26265 | 27795 | 29176 | 30337 | 31550 | 32230 | 33207 | 34313 | 34875 | 35220 | 34814 | 33526 | 33547 | 34019 | 32568 | 29825 | 26765 | 24411 | 22847 | 2006-05-22 | [24 empty] | 0% | bar: Hourly Load Allocators (Sum to 100% within each year) 1 to Hourly Load Allocators (Sum to 100% within each year) 24
2006-09-26 | 22515 | 21970 | 22319 | 22851 | 24933 | 27218 | 28064 | 29097 | 30174 | 31284 | 31743 | 32758 | 33822 | 34193 | 34368 | 33842 | 32656 | 32925 | 33340 | 31910 | 29303 | 26282 | 23944 | 23069 | 2006-05-23 | [24 empty] | 0% | bar: Hourly Load Allocators (Sum to 100% within each year) 1 to Hourly Load Allocators (Sum to 100% within each year) 24
2006-09-27 | 22552 | 22101 | 21964 | 22750 | 24807 | 26903 | 27823 | 28878 | 30199 | 31274 | 31811 | 32723 | 33746 | 34354 | 34573 | 34182 | 32957 | 33217 | 33555 | 31926 | 29372 | 26574 | 24218 | 23265 | 2006-05-24 | [24 empty] | 0% | bar: Hourly Load Allocators (Sum to 100% within each year) 1 to Hourly Load Allocators (Sum to 100% within each year) 24
2006-09-28 | 22441 | 21936 | 21898 | 22695 | 24482 | 26778 | 27470 | 28972 | 30308 | 31511 | 32126 | 33006 | 34080 | 34339 | 34346 | 33887 | 32955 | 33601 | 33822 | 32044 | 29319 | 26420 | 24107 | 23349 | 2006-05-25 | [24 empty] | 0% | bar: Hourly Load Allocators (Sum to 100% within each year) 1 to Hourly Load Allocators (Sum to 100% within each year) 24
2006-09-29 | 22334 | 21832 | 21857 | 22622 | 24487 | 26846 | 27475 | 28867 | 30156 | 31278 | 31754 | 32336 | 33064 | 33391 | 33304 | 32386 | 31067 | 31736 | 31835 | 30383 | 28526 | 26307 | 24033 | 22860 | 2006-05-26 | [24 empty] | 0% | bar: Hourly Load Allocators (Sum to 100% within each year) 1 to Hourly Load Allocators (Sum to 100% within each year) 24
2006-09-30 | 22159 | 21866 | 21639 | 21770 | 22309 | 23004 | 23347 | 24785 | 26110 | 27329 | 27486 | 27742 | 27715 | 27272 | 27450 | 27157 | 26825 | 28920 | 28831 | 27865 | 26239 | 23658 | 23140 | 21883 | 2006-05-27 | [24 empty] | 0% | bar: Hourly Load Allocators (Sum to 100% within each year) 1 to Hourly Load Allocators (Sum to 100% within each year) 24
2006-10-01 | 21489 | 20864 | 20777 | 20842 | 21281 | 21875 | 22297 | 23481 | 24265 | 25325 | 25438 | 25469 | 25416 | 25487 | 25506 | 25699 | 26154 | 28596 | 28557 | 27579 | 25748 | 22756 | 22240 | 21276 | 2006-05-28 | [24 empty] | 0% | bar: Hourly Load Allocators (Sum to 100% within each year) 1 to Hourly Load Allocators (Sum to 100% within each year) 24
2006-10-02 | 20999 | 21470 | 20878 | 21826 | 23739 | 26993 | 27308 | 28640 | 29712 | 30790 | 30890 | 31305 | 31481 | 31343 | 31342 | 30693 | 29894 | 31258 | 31714 | 29029 | 28005 | 25349 | 23079 | 22292 | 2006-05-29 | [24 empty] | 0% | bar: Hourly Load Allocators (Sum to 100% within each year) 1 to Hourly Load Allocators (Sum to 100% within each year) 24
2006-10-03 | 21248 | 21061 | 21098 | 21950 | 25569 | 26305 | 27270 | 28448 | 29841 | 30174 | 30482 | 30748 | 30905 | 30761 | 30519 | 29881 | 29140 | 30855 | 31118 | 29712 | 27552 | 24906 | 22987 | 22060 | 2006-05-30 | [24 empty] | 0% | bar: Hourly Load Allocators (Sum to 100% within each year) 1 to Hourly Load Allocators (Sum to 100% within each year) 24
2006-10-04 | 21328 | 20891 | 20961 | 21827 | 23610 | 26369 | 27218 | 28233 | 28922 | 29672 | 29879 | 30240 | 30438 | 30305 | 29998 | 29487 | 29006 | 30910 | 30876 | 29641 | 27441 | 24829 | 22937 | 22042 | 2006-05-31 | [24 empty] | 0% | bar: Hourly Load Allocators (Sum to 100% within each year) 1 to Hourly Load Allocators (Sum to 100% within each year) 24
2006-10-05 | 21281 | 20853 | 20817 | 21661 | 23359 | 26156 | 27086 | 27964 | 28591 | 29199 | 29182 | 29364 | 29574 | 29398 | 29081 | 28563 | 27966 | 30043 | 30360 | 29256 | 27021 | 24657 | 22563 | 21669 | 2006-06-01 | [24 empty] | 0% | bar: Hourly Load Allocators (Sum to 100% within each year) 1 to Hourly Load Allocators (Sum to 100% within each year) 24
2006-10-06 | 21193 | 20915 | 20920 | 21672 | 23428 | 25787 | 26729 | 27753 | 28267 | 28585 | 28561 | 28608 | 28645 | 28310 | 27843 | 27224 | 26802 | 28750 | 28625 | 27796 | 26245 | 24396 | 22452 | 21371 | 2006-06-02 | [24 empty] | 0% | bar: Hourly Load Allocators (Sum to 100% within each year) 1 to Hourly Load Allocators (Sum to 100% within each year) 24
2006-10-07 | 20872 | 20328 | 20184 | 20461 | 21254 | 21541 | 22257 | 23801 | 24921 | 25582 | 25712 | 25581 | 25574 | 25478 | 25302 | 25306 | 25255 | 27316 | 27483 | 26543 | 25074 | 23516 | 22209 | 21044 | 2006-06-03 | [24 empty] | 0% | bar: Hourly Load Allocators (Sum to 100% within each year) 1 to Hourly Load Allocators (Sum to 100% within each year) 24
2006-10-08 | 20630 | 20170 | 19933 | 20030 | 20415 | 20717 | 21532 | 22421 | 23613 | 24388 | 24699 | 24834 | 25000 | 25138 | 25215 | 25350 | 25716 | 28059 | 28189 | 27244 | 25291 | 23083 | 21663 | 21044 | 2006-06-04 | [24 empty] | 0% | bar: Hourly Load Allocators (Sum to 100% within each year) 1 to Hourly Load Allocators (Sum to 100% within each year) 24
2006-10-09 | 20472 | 20239 | 20367 | 20907 | 22688 | 25557 | 26659 | 27699 | 28654 | 29280 | 29559 | 29749 | 30012 | 29989 | 29785 | 29336 | 28906 | 31023 | 30836 | 29458 | 26987 | 24694 | 22649 | 21848 | 2006-06-05 | [24 empty] | 0% | bar: Hourly Load Allocators (Sum to 100% within each year) 1 to Hourly Load Allocators (Sum to 100% within each year) 24
2006-10-10 | 21162 | 20804 | 20781 | 21561 | 23476 | 26509 | 27294 | 28184 | 28813 | 29319 | 29527 | 29824 | 30199 | 30011 | 29639 | 28968 | 28507 | 30727 | 30553 | 29408 | 27134 | 24712 | 22689 | 21467 | 2006-06-06 | [24 empty] | 0% | bar: Hourly Load Allocators (Sum to 100% within each year) 1 to Hourly Load Allocators (Sum to 100% within each year) 24
2006-10-11 | 20824 | 20744 | 20731 | 21558 | 23433 | 26462 | 27404 | 28173 | 28942 | 29438 | 29598 | 29865 | 30250 | 30258 | 29917 | 29422 | 28838 | 31078 | 30871 | 29675 | 27407 | 24915 | 22835 | 21850 | 2006-06-07 | [24 empty] | 0% | bar: Hourly Load Allocators (Sum to 100% within each year) 1 to Hourly Load Allocators (Sum to 100% within each year) 24
2006-10-12 | 21144 | 20691 | 20818 | 21692 | 23385 | 26438 | 27308 | 28064 | 28768 | 29309 | 29568 | 29820 | 30134 | 30077 | 29725 | 29037 | 28589 | 30862 | 30570 | 29501 | 27079 | 24799 | 22878 | 21574 | 2006-06-08 | [24 empty] | 0% | bar: Hourly Load Allocators (Sum to 100% within each year) 1 to Hourly Load Allocators (Sum to 100% within each year) 24
2006-10-13 | 20858 | 20525 | 20537 | 21315 | 23466 | 26418 | 27366 | 28233 | 28950 | 29468 | 29372 | 29302 | 29279 | 28785 | 28342 | 27745 | 27424 | 29307 | 28826 | 27988 | 26223 | 24348 | 22362 | 21288 | 2006-06-09 | [24 empty] | 0% | bar: Hourly Load Allocators (Sum to 100% within each year) 1 to Hourly Load Allocators (Sum to 100% within each year) 24
2006-10-14 | 20570 | 20184 | 20027 | 20142 | 20567 | 21571 | 22679 | 23966 | 24908 | 25340 | 25348 | 25138 | 24904 | 24699 | 24455 | 24429 | 24741 | 27088 | 27062 | 26296 | 24999 | 23171 | 21820 | 20599 | 2006-06-10 | [24 empty] | 0% | bar: Hourly Load Allocators (Sum to 100% within each year) 1 to Hourly Load Allocators (Sum to 100% within each year) 24
2006-10-15 | 19827 | 19404 | 19148 | 19237 | 19687 | 20345 | 21088 | 22211 | 23346 | 23972 | 24218 | 24139 | 24095 | 23914 | 23930 | 24187 | 25214 | 27640 | 27445 | 26503 | 24622 | 22543 | 21272 | 20319 | 2006-06-11 | [24 empty] | 0% | bar: Hourly Load Allocators (Sum to 100% within each year) 1 to Hourly Load Allocators (Sum to 100% within each year) 24
2006-10-16 | 19728 | 19494 | 19684 | 20707 | 22588 | 25687 | 26658 | 27411 | 28146 | 28800 | 28820 | 28822 | 28867 | 28510 | 28176 | 27851 | 28112 | 30453 | 30113 | 28847 | 26607 | 24273 | 22294 | 21182 | 2006-06-12 | [24 empty] | 0% | bar: Hourly Load Allocators (Sum to 100% within each year) 1 to Hourly Load Allocators (Sum to 100% within each year) 24
2006-10-17 | 20714 | 20406 | 20485 | 21309 | 22922 | 25864 | 26546 | 27407 | 28125 | 28847 | 29011 | 29085 | 29182 | 28925 | 28617 | 28146 | 28076 | 30597 | 30344 | 29032 | 27246 | 24584 | 22589 | 21412 | 2006-06-13 | [24 empty] | 0% | bar: Hourly Load Allocators (Sum to 100% within each year) 1 to Hourly Load Allocators (Sum to 100% within each year) 24
2006-10-18 | 20679 | 20304 | 20309 | 21257 | 23366 | 26365 | 27026 | 27796 | 28640 | 29230 | 29529 | 29796 | 30046 | 30078 | 29820 | 29302 | 29022 | 31347 | 30841 | 29457 | 27324 | 24723 | 22601 | 21434 | 2006-06-14 | [24 empty] | 0% | bar: Hourly Load Allocators (Sum to 100% within each year) 1 to Hourly Load Allocators (Sum to 100% within each year) 24
2006-10-19 | 21013 | 20599 | 20652 | 21525 | 23216 | 26204 | 26970 | 27906 | 28884 | 29630 | 29950 | 30396 | 30811 | 30796 | 30491 | 29907 | 29461 | 31628 | 31063 | 29609 | 27382 | 24804 | 22637 | 21341 | 2006-06-15 | [24 empty] | 0% | bar: Hourly Load Allocators (Sum to 100% within each year) 1 to Hourly Load Allocators (Sum to 100% within each year) 24
2006-10-20 | 20880 | 20777 | 20785 | 21297 | 22954 | 25716 | 26422 | 27438 | 28644 | 29742 | 30215 | 30690 | 31108 | 31046 | 30713 | 30063 | 29310 | 30978 | 30077 | 28870 | 27247 | 25055 | 22890 | 21575 | 2006-06-16 | [24 empty] | 0% | bar: Hourly Load Allocators (Sum to 100% within each year) 1 to Hourly Load Allocators (Sum to 100% within each year) 24
2006-10-21 | 21042 | 20514 | 20285 | 20551 | 21174 | 22420 | 22993 | 24149 | 25250 | 26100 | 26425 | 26714 | 26897 | 26986 | 26969 | 26874 | 26946 | 28986 | 28350 | 27205 | 25681 | 23959 | 22193 | 20897 | 2006-06-17 | [24 empty] | 0% | bar: Hourly Load Allocators (Sum to 100% within each year) 1 to Hourly Load Allocators (Sum to 100% within each year) 24
2006-10-22 | 20069 | 19844 | 19589 | 19657 | 19966 | 20223 | 20903 | 22291 | 23480 | 24364 | 24996 | 25398 | 25818 | 26123 | 26306 | 26434 | 26753 | 29200 | 28667 | 27343 | 25359 | 23159 | 21338 | 20651 | 2006-06-18 | [24 empty] | 0% | bar: Hourly Load Allocators (Sum to 100% within each year) 1 to Hourly Load Allocators (Sum to 100% within each year) 24
2006-10-23 | 20382 | 20088 | 19846 | 20793 | 22684 | 25668 | 26440 | 27693 | 28920 | 29967 | 30538 | 31116 | 31711 | 31754 | 31525 | 30756 | 30357 | 32430 | 31491 | 30004 | 27411 | 24792 | 22570 | 21507 | 2006-06-19 | [24 empty] | 0% | bar: Hourly Load Allocators (Sum to 100% within each year) 1 to Hourly Load Allocators (Sum to 100% within each year) 24
2006-10-24 | 20733 | 20674 | 20669 | 21185 | 23081 | 26136 | 26871 | 27912 | 28921 | 29780 | 30069 | 30428 | 30625 | 30472 | 30112 | 29412 | 29275 | 31507 | 30736 | 29229 | 26924 | 24582 | 22649 | 21811 | 2006-06-20 | [24 empty] | 0% | bar: Hourly Load Allocators (Sum to 100% within each year) 1 to Hourly Load Allocators (Sum to 100% within each year) 24
2006-10-25 | 20978 | 20522 | 20507 | 21407 | 23000 | 25849 | 26693 | 27435 | 28384 | 29028 | 29296 | 29362 | 29637 | 29443 | 29046 | 28604 | 28631 | 31036 | 30464 | 29107 | 26896 | 24708 | 22489 | 21655 | 2006-06-24 | [24 empty] | 0% | bar: Hourly Load Allocators (Sum to 100% within each year) 1 to Hourly Load Allocators (Sum to 100% within each year) 24
2006-10-26 | 20953 | 20594 | 20599 | 21473 | 23053 | 26183 | 26797 | 27650 | 28590 | 29389 | 29601 | 29869 | 30140 | 30077 | 29822 | 29334 | 29192 | 31282 | 30535 | 29089 | 26973 | 24821 | 22716 | 21795 | 2006-06-25 | [24 empty] | 0% | bar: Hourly Load Allocators (Sum to 100% within each year) 1 to Hourly Load Allocators (Sum to 100% within each year) 24
2006-10-27 | 21083 | 20631 | 20687 | 21530 | 22930 | 25975 | 26698 | 27570 | 28506 | 29220 | 29609 | 29875 | 30183 | 30252 | 29932 | 29312 | 28963 | 30681 | 29632 | 28534 | 26794 | 24742 | 22807 | 21801 | 2006-06-27 | [24 empty] | 0% | bar: Hourly Load Allocators (Sum to 100% within each year) 1 to Hourly Load Allocators (Sum to 100% within each year) 24
2006-10-28 | 20944 | 20524 | 20318 | 20632 | 20671 | 21695 | 22476 | 23953 | 25016 | 25767 | 26031 | 26092 | 26177 | 26208 | 26189 | 26088 | 26365 | 28469 | 27736 | 26693 | 25285 | 23641 | 21958 | 20646 | 2006-07-01 | [24 empty] | 0% | bar: Hourly Load Allocators (Sum to 100% within each year) 1 to Hourly Load Allocators (Sum to 100% within each year) 24
2006-10-29 | 19864 | 19742 | 19730 | 20083 | 20141 | 19986 | 21594 | 22666 | 23336 | 23762 | 23899 | 23930 | 23929 | 23849 | 23973 | 25199 | 28136 | 27840 | 26988 | 25595 | 23553 | 21938 | 20477 | 19731 | 2006-07-02 | [24 empty] | 0% | bar: Hourly Load Allocators (Sum to 100% within each year) 1 to Hourly Load Allocators (Sum to 100% within each year) 24
2006-10-30 | 20061 | 19593 | 19482 | 19749 | 20663 | 22922 | 25306 | 26706 | 27772 | 28387 | 28692 | 28611 | 28622 | 28664 | 28303 | 27956 | 28728 | 31325 | 30816 | 29923 | 28308 | 25863 | 23711 | 21865 | 2006-07-03 | [24 empty] | 0% | bar: Hourly Load Allocators (Sum to 100% within each year) 1 to Hourly Load Allocators (Sum to 100% within each year) 24
2006-10-31 | 20842 | 20273 | 20338 | 20487 | 21531 | 23426 | 25992 | 27049 | 27986 | 28592 | 28867 | 28700 | 28502 | 28490 | 28072 | 27848 | 28625 | 30270 | 29241 | 28419 | 27629 | 25861 | 23628 | 21860 | 2006-07-04 | [24 empty] | 0% | bar: Hourly Load Allocators (Sum to 100% within each year) 1 to Hourly Load Allocators (Sum to 100% within each year) 24
2006-11-01 | 20968 | 20443 | 20186 | 20285 | 21408 | 23510 | 25602 | 26880 | 27816 | 28547 | 29051 | 29080 | 29142 | 29265 | 29026 | 28681 | 29517 | 31752 | 31195 | 30243 | 28673 | 26407 | 24124 | 22168 | 2006-07-05 | [24 empty] | 0% | bar: Hourly Load Allocators (Sum to 100% within each year) 1 to Hourly Load Allocators (Sum to 100% within each year) 24
2006-11-02 | 21202 | 20668 | 20197 | 20212 | 20986 | 23152 | 25565 | 26843 | 27891 | 28834 | 29411 | 29644 | 29798 | 29860 | 29472 | 29067 | 29918 | 31852 | 31226 | 30191 | 28658 | 26364 | 24360 | 22507 | 2006-07-06 | [24 empty] | 0% | bar: Hourly Load Allocators (Sum to 100% within each year) 1 to Hourly Load Allocators (Sum to 100% within each year) 24
2006-11-03 | 21361 | 20728 | 20697 | 20809 | 21784 | 23296 | 25507 | 26755 | 27845 | 28544 | 29197 | 29213 | 28918 | 28783 | 28362 | 27954 | 28591 | 30489 | 29558 | 28531 | 27317 | 25434 | 23767 | 21919 | 2006-07-09 | [24 empty] | 0% | bar: Hourly Load Allocators (Sum to 100% within each year) 1 to Hourly Load Allocators (Sum to 100% within each year) 24
2006-11-04 | 21062 | 20597 | 20576 | 20487 | 20697 | 20863 | 21632 | 22687 | 24187 | 25222 | 25805 | 26146 | 26120 | 25957 | 25718 | 25573 | 26810 | 29069 | 28447 | 27503 | 26359 | 24705 | 23299 | 21579 | 2006-07-29 | [24 empty] | 0% | bar: Hourly Load Allocators (Sum to 100% within each year) 1 to Hourly Load Allocators (Sum to 100% within each year) 24
2006-11-05 | 20678 | 19984 | 19912 | 19748 | 19914 | 20024 | 19670 | 20956 | 22150 | 23226 | 23990 | 24404 | 24578 | 24680 | 24688 | 24703 | 26074 | 28902 | 28454 | 27549 | 26188 | 24115 | 22418 | 21121 | 2006-07-30 | [24 empty] | 0% | bar: Hourly Load Allocators (Sum to 100% within each year) 1 to Hourly Load Allocators (Sum to 100% within each year) 24
2006-11-06 | 20804 | 20107 | 19918 | 20149 | 21180 | 22894 | 25044 | 26297 | 27917 | 29262 | 30299 | 30970 | 31470 | 31781 | 31664 | 31175 | 31356 | 33249 | 32347 | 31090 | 29240 | 26796 | 24490 | 22843 | 2006-07-31 | [24 empty] | 0% | bar: Hourly Load Allocators (Sum to 100% within each year) 1 to Hourly Load Allocators (Sum to 100% within each year) 24
2006-11-07 | 21989 | 21270 | 20865 | 20883 | 21868 | 23353 | 25403 | 26819 | 28341 | 29903 | 31123 | 31861 | 32360 | 32805 | 32536 | 31793 | 31593 | 33217 | 32159 | 30986 | 29209 | 26735 | 24401 | 22610 | 2006-08-01 | [24 empty] | 0% | bar: Hourly Load Allocators (Sum to 100% within each year) 1 to Hourly Load Allocators (Sum to 100% within each year) 24
2006-11-08 | 22089 | 21360 | 20911 | 20954 | 21466 | 23169 | 25304 | 26705 | 27851 | 28923 | 29770 | 29986 | 30368 | 30500 | 30104 | 29485 | 29975 | 31889 | 30996 | 30094 | 28436 | 26285 | 24104 | 22568 | 2006-08-02 | [24 empty] | 0% | bar: Hourly Load Allocators (Sum to 100% within each year) 1 to Hourly Load Allocators (Sum to 100% within each year) 24
2006-11-09 | 21848 | 21219 | 20864 | 20930 | 21838 | 23097 | 25324 | 26555 | 27544 | 28183 | 28661 | 28797 | 28924 | 28889 | 28517 | 27992 | 28900 | 30935 | 30184 | 29278 | 27862 | 25876 | 24124 | 22623 | 2006-08-03 | [24 empty] | 0% | bar: Hourly Load Allocators (Sum to 100% within each year) 1 to Hourly Load Allocators (Sum to 100% within each year) 24
2006-11-10 | 21713 | 21225 | 20895 | 20922 | 21276 | 22901 | 23994 | 25614 | 26956 | 27784 | 28282 | 28363 | 28338 | 28267 | 28020 | 27554 | 28891 | 30614 | 29743 | 28569 | 27574 | 25918 | 24206 | 22579 | 2006-08-04 | [24 empty] | 0% | bar: Hourly Load Allocators (Sum to 100% within each year) 1 to Hourly Load Allocators (Sum to 100% within each year) 24
2006-11-11 | 21395 | 20724 | 20305 | 20181 | 20746 | 21056 | 21191 | 22516 | 24043 | 24937 | 25257 | 25175 | 24730 | 24367 | 23956 | 23762 | 25549 | 27610 | 27264 | 26585 | 25620 | 24159 | 22782 | 21420 | 2006-08-05 | [24 empty] | 0% | bar: Hourly Load Allocators (Sum to 100% within each year) 1 to Hourly Load Allocators (Sum to 100% within each year) 24
2006-11-12 | 20403 | 19996 | 19632 | 19872 | 19777 | 19782 | 20159 | 20995 | 22147 | 23038 | 23638 | 23520 | 23519 | 23504 | 23475 | 23640 | 25766 | 28060 | 27963 | 27222 | 26067 | 24126 | 22171 | 21067 | 2006-08-06 | [24 empty] | 0% | bar: Hourly Load Allocators (Sum to 100% within each year) 1 to Hourly Load Allocators (Sum to 100% within each year) 24
2006-11-13 | 20112 | 20077 | 19819 | 19953 | 21151 | 22723 | 24869 | 26189 | 27219 | 28042 | 28572 | 28657 | 28684 | 28783 | 28588 | 28385 | 29988 | 31746 | 31131 | 30087 | 28604 | 26222 | 23986 | 22210 | 2006-08-07 | [24 empty] | 0% | bar: Hourly Load Allocators (Sum to 100% within each year) 1 to Hourly Load Allocators (Sum to 100% within each year) 24
2006-11-14 | 21199 | 20635 | 20131 | 20382 | 21232 | 22677 | 25300 | 26504 | 27336 | 27884 | 28323 | 28292 | 28353 | 28276 | 28075 | 27807 | 29195 | 31418 | 30647 | 29713 | 28554 | 26447 | 24088 | 22058 | 2006-08-08 | [24 empty] | 0% | bar: Hourly Load Allocators (Sum to 100% within each year) 1 to Hourly Load Allocators (Sum to 100% within each year) 24
2006-11-15 | 21734 | 21096 | 20782 | 20917 | 21920 | 23989 | 25837 | 26950 | 27775 | 28449 | 29168 | 29402 | 29515 | 29690 | 29352 | 28891 | 29799 | 31841 | 31065 | 30043 | 28417 | 26332 | 24450 | 22447 | 2006-08-11 | [24 empty] | 0% | bar: Hourly Load Allocators (Sum to 100% within each year) 1 to Hourly Load Allocators (Sum to 100% within each year) 24
2006-11-16 | 21521 | 21123 | 20757 | 20900 | 21827 | 23889 | 25553 | 26856 | 27803 | 28559 | 29209 | 29474 | 29561 | 29647 | 29232 | 28796 | 30002 | 31768 | 31001 | 29967 | 28438 | 26513 | 24353 | 22444 | 2006-08-12 | [24 empty] | 0% | bar: Hourly Load Allocators (Sum to 100% within each year) 1 to Hourly Load Allocators (Sum to 100% within each year) 24
2006-11-17 | 21823 | 21055 | 21046 | 21131 | 21716 | 23428 | 25617 | 26812 | 27831 | 28696 | 29166 | 29338 | 29254 | 29287 | 28801 | 28188 | 29538 | 30923 | 29857 | 28747 | 27491 | 26021 | 24296 | 22415 | 2006-08-13 | [24 empty] | 0% | bar: Hourly Load Allocators (Sum to 100% within each year) 1 to Hourly Load Allocators (Sum to 100% within each year) 24
2006-11-18 | 21474 | 20860 | 20800 | 20727 | 20738 | 21507 | 21599 | 22891 | 24196 | 25168 | 25779 | 25918 | 25899 | 25635 | 25365 | 25165 | 26892 | 28586 | 27815 | 26971 | 26095 | 24585 | 23317 | 21785 | 2006-08-14 | [24 empty] | 0% | bar: Hourly Load Allocators (Sum to 100% within each year) 1 to Hourly Load Allocators (Sum to 100% within each year) 24
2006-11-19 | 21315 | 20712 | 20284 | 20143 | 19932 | 20074 | 20120 | 21801 | 22958 | 23764 | 24558 | 24940 | 25106 | 25265 | 25284 | 25297 | 27175 | 29143 | 28721 | 27876 | 26827 | 24941 | 23333 | 21894 | 2006-08-15 | [24 empty] | 0% | bar: Hourly Load Allocators (Sum to 100% within each year) 1 to Hourly Load Allocators (Sum to 100% within each year) 24
2006-11-20 | 21391 | 20804 | 20617 | 20784 | 21470 | 23137 | 25020 | 26572 | 27905 | 28948 | 29694 | 30002 | 30189 | 30220 | 29882 | 29484 | 30951 | 32194 | 31353 | 30368 | 29015 | 26798 | 24698 | 22889 | 2006-08-16 | [24 empty] | 0% | bar: Hourly Load Allocators (Sum to 100% within each year) 1 to Hourly Load Allocators (Sum to 100% within each year) 24
2006-11-21 | 22089 | 21696 | 21290 | 21352 | 22004 | 23548 | 25650 | 26914 | 28001 | 28740 | 29449 | 29243 | 29260 | 29195 | 28876 | 28360 | 29995 | 31368 | 30866 | 29911 | 28663 | 26761 | 24693 | 22911 | 2006-08-17 | [24 empty] | 0% | bar: Hourly Load Allocators (Sum to 100% within each year) 1 to Hourly Load Allocators (Sum to 100% within each year) 24
2006-11-22 | 22246 | 21540 | 21191 | 21220 | 21778 | 23061 | 25036 | 26429 | 27593 | 28393 | 28816 | 28777 | 28590 | 28426 | 27922 | 27513 | 29393 | 30724 | 29954 | 29005 | 27837 | 26343 | 24429 | 22299 | 2006-08-18 | [24 empty] | 0% | bar: Hourly Load Allocators (Sum to 100% within each year) 1 to Hourly Load Allocators (Sum to 100% within each year) 24
2006-11-23 | 21181 | 20462 | 20214 | 20023 | 20227 | 19955 | 20221 | 21226 | 22696 | 23693 | 24212 | 24298 | 24026 | 23552 | 22955 | 22596 | 23734 | 24753 | 24409 | 24191 | 23783 | 22921 | 22461 | 21000 | 2006-08-19 | [24 empty] | 0% | bar: Hourly Load Allocators (Sum to 100% within each year) 1 to Hourly Load Allocators (Sum to 100% within each year) 24
2006-11-24 | 20210 | 19993 | 19777 | 19860 | 20487 | 21160 | 21923 | 22720 | 23561 | 24122 | 24381 | 24212 | 23976 | 23701 | 23583 | 23750 | 26270 | 27935 | 27411 | 26676 | 25748 | 24505 | 23162 | 21335 | 2006-08-20 | [24 empty] | 0% | bar: Hourly Load Allocators (Sum to 100% within each year) 1 to Hourly Load Allocators (Sum to 100% within each year) 24
2006-11-25 | 20521 | 20372 | 19910 | 19874 | 20190 | 20555 | 20892 | 21347 | 22592 | 23476 | 23743 | 23707 | 23453 | 23118 | 22914 | 23202 | 25819 | 27380 | 27050 | 26426 | 25502 | 24111 | 22986 | 21279 | 2006-08-21 | [24 empty] | 0% | bar: Hourly Load Allocators (Sum to 100% within each year) 1 to Hourly Load Allocators (Sum to 100% within each year) 24
2006-11-26 | 20361 | 19822 | 19428 | 19391 | 19646 | 19932 | 20184 | 20850 | 22229 | 23246 | 23780 | 23988 | 24043 | 24066 | 24067 | 24449 | 27347 | 28814 | 28809 | 28085 | 26702 | 24721 | 22771 | 20976 | 2006-08-25 | [24 empty] | 0% | bar: Hourly Load Allocators (Sum to 100% within each year) 1 to Hourly Load Allocators (Sum to 100% within each year) 24
2006-11-27 | 20298 | 19987 | 19705 | 19800 | 20890 | 22585 | 25248 | 26651 | 27598 | 28051 | 28224 | 28100 | 27920 | 27773 | 27396 | 27459 | 30043 | 32272 | 31832 | 30983 | 29603 | 27216 | 24528 | 22331 | 2006-08-26 | [24 empty] | 0% | bar: Hourly Load Allocators (Sum to 100% within each year) 1 to Hourly Load Allocators (Sum to 100% within each year) 24
2006-11-28 | 21319 | 20676 | 19891 | 19801 | 20807 | 23232 | 25860 | 27025 | 27651 | 28029 | 28086 | 27933 | 27758 | 27592 | 27402 | 27285 | 29762 | 32043 | 31714 | 31042 | 29659 | 27539 | 24543 | 22380 | 2006-08-27 | [24 empty] | 0% | bar: Hourly Load Allocators (Sum to 100% within each year) 1 to Hourly Load Allocators (Sum to 100% within each year) 24
2006-11-29 | 21372 | 20744 | 20515 | 20821 | 21888 | 24526 | 27131 | 28128 | 28505 | 28771 | 28658 | 28303 | 28084 | 27910 | 27766 | 27865 | 30546 | 33031 | 32739 | 32235 | 30957 | 28606 | 25975 | 24084 | 2006-08-29 | [24 empty] | 0% | bar: Hourly Load Allocators (Sum to 100% within each year) 1 to Hourly Load Allocators (Sum to 100% within each year) 24
2006-11-30 | 23400 | 22750 | 22480 | 22750 | 23515 | 25755 | 28360 | 29345 | 29516 | 29483 | 29316 | 28893 | 28520 | 28457 | 27944 | 28017 | 30496 | 32691 | 32507 | 31899 | 30639 | 28839 | 26246 | 23973 | 2006-09-02 | [24 empty] | 0% | bar: Hourly Load Allocators (Sum to 100% within each year) 1 to Hourly Load Allocators (Sum to 100% within each year) 24
2006-12-01 | 23248 | 22621 | 22339 | 22503 | 23563 | 25229 | 27924 | 28695 | 28878 | 28957 | 28834 | 28450 | 28219 | 28104 | 27707 | 27571 | 29640 | 31540 | 30877 | 30162 | 29136 | 27807 | 25856 | 23886 | 2006-09-03 | [24 empty] | 0% | bar: Hourly Load Allocators (Sum to 100% within each year) 1 to Hourly Load Allocators (Sum to 100% within each year) 24
2006-12-02 | 22940 | 22104 | 21721 | 21628 | 22016 | 22768 | 23022 | 24112 | 25151 | 25695 | 25786 | 25460 | 25137 | 24735 | 24530 | 24619 | 27244 | 29420 | 29036 | 28431 | 27594 | 26354 | 24641 | 22938 | 2006-09-04 | [24 empty] | 0% | bar: Hourly Load Allocators (Sum to 100% within each year) 1 to Hourly Load Allocators (Sum to 100% within each year) 24
2006-12-03 | 22160 | 21424 | 21024 | 20936 | 21158 | 21442 | 21263 | 22217 | 23279 | 23867 | 24064 | 24042 | 23874 | 23723 | 23623 | 24040 | 27085 | 29746 | 29743 | 29284 | 28292 | 26151 | 24028 | 22271 | 2006-09-08 | [24 empty] | 0% | bar: Hourly Load Allocators (Sum to 100% within each year) 1 to Hourly Load Allocators (Sum to 100% within each year) 24
2006-12-04 | 21721 | 21247 | 21110 | 21453 | 22539 | 24468 | 27222 | 28140 | 28748 | 28966 | 28962 | 28788 | 28663 | 28556 | 28238 | 27957 | 30381 | 32915 | 32611 | 31880 | 30572 | 28179 | 25734 | 23335 | 2006-09-09 | [24 empty] | 0% | bar: Hourly Load Allocators (Sum to 100% within each year) 1 to Hourly Load Allocators (Sum to 100% within each year) 24
2006-12-05 | 22256 | 21931 | 21681 | 21925 | 22990 | 25228 | 28005 | 28684 | 28950 | 29254 | 29252 | 29046 | 28885 | 28732 | 28377 | 28282 | 30764 | 33313 | 32817 | 32143 | 30810 | 28440 | 25547 | 23247 | 2006-09-10 | [24 empty] | 0% | bar: Hourly Load Allocators (Sum to 100% within each year) 1 to Hourly Load Allocators (Sum to 100% within each year) 24
2006-12-06 | 22503 | 21927 | 21648 | 21891 | 23063 | 25125 | 27859 | 28751 | 29058 | 29206 | 29287 | 29088 | 28959 | 28815 | 28485 | 28332 | 30912 | 33318 | 33031 | 32266 | 31121 | 28585 | 25715 | 23751 | 2006-09-11 | [24 empty] | 0% | bar: Hourly Load Allocators (Sum to 100% within each year) 1 to Hourly Load Allocators (Sum to 100% within each year) 24
2006-12-07 | 22754 | 22047 | 21804 | 22008 | 23193 | 25228 | 27962 | 28649 | 29006 | 29187 | 29297 | 29227 | 29141 | 29121 | 28689 | 28629 | 30847 | 33242 | 32761 | 32032 | 30766 | 28395 | 25542 | 23484 | 2006-09-13 | [24 empty] | 0% | bar: Hourly Load Allocators (Sum to 100% within each year) 1 to Hourly Load Allocators (Sum to 100% within each year) 24
2006-12-08 | 22323 | 21626 | 21372 | 21480 | 22453 | 24147 | 26909 | 27884 | 28479 | 29084 | 29300 | 29168 | 28909 | 28787 | 28413 | 28248 | 30677 | 32296 | 31532 | 30576 | 29431 | 27641 | 25438 | 23177 | 2006-09-14 | [24 empty] | 0% | bar: Hourly Load Allocators (Sum to 100% within each year) 1 to Hourly Load Allocators (Sum to 100% within each year) 24
2006-12-09 | 22153 | 21194 | 20614 | 20427 | 20804 | 21505 | 22196 | 23322 | 24367 | 25162 | 25491 | 25342 | 24980 | 24694 | 24581 | 24994 | 28261 | 29886 | 29453 | 28686 | 27725 | 26190 | 24366 | 22161 | 2006-09-15 | [24 empty] | 0% | bar: Hourly Load Allocators (Sum to 100% within each year) 1 to Hourly Load Allocators (Sum to 100% within each year) 24
2006-12-10 | 21286 | 20368 | 19832 | 19673 | 19894 | 20323 | 20652 | 21610 | 22817 | 23911 | 24213 | 24081 | 24018 | 23916 | 23871 | 24376 | 27732 | 30079 | 30076 | 29666 | 28521 | 26476 | 23988 | 21864 | 2006-09-16 | [24 empty] | 0% | bar: Hourly Load Allocators (Sum to 100% within each year) 1 to Hourly Load Allocators (Sum to 100% within each year) 24
2006-12-11 | 21247 | 20607 | 20390 | 20681 | 21827 | 23671 | 26635 | 27638 | 28210 | 28580 | 28814 | 28773 | 28703 | 28536 | 28217 | 28213 | 31216 | 33613 | 33342 | 32509 | 31217 | 28929 | 25752 | 23564 | 2006-09-17 | [24 empty] | 0% | bar: Hourly Load Allocators (Sum to 100% within each year) 1 to Hourly Load Allocators (Sum to 100% within each year) 24
2006-12-12 | 22397 | 21969 | 21669 | 21787 | 22440 | 24507 | 27200 | 28211 | 28669 | 29013 | 29193 | 29009 | 28833 | 28646 | 28315 | 28488 | 31446 | 33413 | 32970 | 32291 | 30859 | 28714 | 25864 | 23263 | 2006-09-18 | [24 empty] | 0% | bar: Hourly Load Allocators (Sum to 100% within each year) 1 to Hourly Load Allocators (Sum to 100% within each year) 24
2006-12-13 | 22776 | 22111 | 21643 | 21789 | 22876 | 24245 | 26811 | 27778 | 28266 | 28696 | 28856 | 28781 | 28572 | 28673 | 28345 | 28313 | 31172 | 33096 | 32654 | 31917 | 30576 | 28379 | 25598 | 23081 | 2006-09-19 | [24 empty] | 0% | bar: Hourly Load Allocators (Sum to 100% within each year) 1 to Hourly Load Allocators (Sum to 100% within each year) 24
2006-12-14 | 22304 | 21803 | 21456 | 21439 | 22086 | 23971 | 26592 | 27422 | 28150 | 28666 | 28939 | 28916 | 28846 | 28766 | 28571 | 28477 | 31178 | 33296 | 32658 | 31788 | 30564 | 28196 | 25482 | 23145 | 2006-09-20 | [24 empty] | 0% | bar: Hourly Load Allocators (Sum to 100% within each year) 1 to Hourly Load Allocators (Sum to 100% within each year) 24
2006-12-15 | 21955 | 21542 | 21429 | 21563 | 22209 | 23765 | 26333 | 27201 | 27868 | 28355 | 28441 | 28125 | 27954 | 27862 | 27358 | 27550 | 30649 | 32387 | 31738 | 30892 | 29834 | 28251 | 26036 | 23641 | 2006-09-21 | [24 empty] | 0% | bar: Hourly Load Allocators (Sum to 100% within each year) 1 to Hourly Load Allocators (Sum to 100% within each year) 24
2006-12-16 | 22499 | 21471 | 21019 | 21303 | 21325 | 21687 | 22378 | 23562 | 25167 | 26080 | 26326 | 26153 | 25787 | 25537 | 25365 | 25753 | 28745 | 30741 | 30383 | 29701 | 28908 | 27457 | 25579 | 23503 | 2006-09-22 | [24 empty] | 0% | bar: Hourly Load Allocators (Sum to 100% within each year) 1 to Hourly Load Allocators (Sum to 100% within each year) 24
2006-12-17 | 22006 | 21231 | 21176 | 21100 | 21361 | 21921 | 22247 | 23097 | 23915 | 24478 | 24416 | 24207 | 24126 | 23823 | 23748 | 24088 | 27470 | 30667 | 30956 | 30707 | 29857 | 28020 | 25485 | 23271 | 2006-09-23 | [24 empty] | 0% | bar: Hourly Load Allocators (Sum to 100% within each year) 1 to Hourly Load Allocators (Sum to 100% within each year) 24
2006-12-18 | 22217 | 21671 | 21466 | 21713 | 22652 | 25064 | 28006 | 29045 | 29627 | 29747 | 29558 | 28985 | 28412 | 28132 | 27865 | 27904 | 30997 | 34203 | 34218 | 33772 | 32560 | 30359 | 27378 | 25263 | 2006-09-24 | [24 empty] | 0% | bar: Hourly Load Allocators (Sum to 100% within each year) 1 to Hourly Load Allocators (Sum to 100% within each year) 24
2006-12-19 | 23828 | 23170 | 22891 | 23085 | 24276 | 26458 | 28801 | 29669 | 29927 | 29979 | 29697 | 28987 | 28603 | 28231 | 27820 | 27829 | 30857 | 33843 | 33920 | 33436 | 32240 | 30181 | 27452 | 25002 | 2006-09-25 | [24 empty] | 0% | bar: Hourly Load Allocators (Sum to 100% within each year) 1 to Hourly Load Allocators (Sum to 100% within each year) 24
2006-12-20 | 23961 | 23155 | 22930 | 23158 | 24048 | 26210 | 28928 | 29838 | 30251 | 30132 | 29779 | 29210 | 28707 | 28339 | 28038 | 28099 | 31082 | 33875 | 33719 | 33209 | 32178 | 30275 | 27366 | 24851 | 2006-09-26 | [24 empty] | 0% | bar: Hourly Load Allocators (Sum to 100% within each year) 1 to Hourly Load Allocators (Sum to 100% within each year) 24
2006-12-21 | 23705 | 22950 | 22668 | 22793 | 23806 | 25632 | 28134 | 29126 | 29737 | 30100 | 29983 | 29509 | 29233 | 29063 | 28748 | 28840 | 31451 | 33707 | 33312 | 32686 | 31564 | 29682 | 26879 | 24458 | 2006-09-27 | [24 empty] | 0% | bar: Hourly Load Allocators (Sum to 100% within each year) 1 to Hourly Load Allocators (Sum to 100% within each year) 24
2006-12-22 | 23231 | 22296 | 21923 | 21942 | 22643 | 24175 | 26372 | 27687 | 28465 | 28662 | 28555 | 27943 | 27239 | 26696 | 26314 | 26240 | 28828 | 31819 | 31458 | 30761 | 29901 | 28552 | 26583 | 24286 | 2006-09-28 | [24 empty] | 0% | bar: Hourly Load Allocators (Sum to 100% within each year) 1 to Hourly Load Allocators (Sum to 100% within each year) 24
2006-12-23 | 23002 | 21905 | 21429 | 21310 | 21649 | 22243 | 22981 | 23819 | 24680 | 25218 | 25271 | 25002 | 24568 | 24089 | 23881 | 24073 | 26978 | 29600 | 29575 | 29184 | 28534 | 27164 | 25386 | 23553 | 2006-09-29 | [24 empty] | 0% | bar: Hourly Load Allocators (Sum to 100% within each year) 1 to Hourly Load Allocators (Sum to 100% within each year) 24
2006-12-24 | 22215 | 21247 | 20790 | 20538 | 20804 | 21269 | 21814 | 22423 | 23513 | 23957 | 24081 | 24034 | 23871 | 23802 | 23743 | 23857 | 26360 | 28636 | 27982 | 27275 | 26794 | 25916 | 24376 | 22744 | 2006-09-30 | [24 empty] | 0% | bar: Hourly Load Allocators (Sum to 100% within each year) 1 to Hourly Load Allocators (Sum to 100% within each year) 24
2006-12-25 | 21817 | 20850 | 20253 | 20103 | 20250 | 20748 | 21157 | 21878 | 22493 | 23017 | 23126 | 23069 | 22832 | 22477 | 22180 | 22257 | 24382 | 26650 | 26589 | 26472 | 26019 | 24764 | 22982 | 21307 | 2006-10-01 | [24 empty] | 0% | bar: Hourly Load Allocators (Sum to 100% within each year) 1 to Hourly Load Allocators (Sum to 100% within each year) 24
2006-12-26 | 20601 | 19967 | 19703 | 19813 | 20618 | 21506 | 22823 | 23948 | 25287 | 26288 | 26842 | 26783 | 26490 | 26293 | 26191 | 26538 | 29090 | 30960 | 30537 | 29807 | 28668 | 27110 | 24539 | 22708 | 2006-10-02 | [24 empty] | 0% | bar: Hourly Load Allocators (Sum to 100% within each year) 1 to Hourly Load Allocators (Sum to 100% within each year) 24
2006-12-27 | 21540 | 20742 | 20349 | 20431 | 21198 | 22721 | 24292 | 25017 | 26236 | 26970 | 27247 | 27044 | 26798 | 26523 | 26149 | 26224 | 28486 | 31316 | 31138 | 30430 | 29263 | 27660 | 25155 | 23329 | 2006-10-03 | [24 empty] | 0% | bar: Hourly Load Allocators (Sum to 100% within each year) 1 to Hourly Load Allocators (Sum to 100% within each year) 24
2006-12-28 | 22023 | 21515 | 21178 | 21295 | 22119 | 23724 | 25266 | 26120 | 27143 | 27611 | 27593 | 27340 | 26977 | 26660 | 26296 | 26205 | 28516 | 31574 | 31341 | 30731 | 29776 | 28208 | 25745 | 23580 | 2006-10-04 | [24 empty] | 0% | bar: Hourly Load Allocators (Sum to 100% within each year) 1 to Hourly Load Allocators (Sum to 100% within each year) 24
2006-12-29 | 22463 | 21893 | 21551 | 21641 | 22495 | 23728 | 25178 | 26235 | 27113 | 27557 | 27561 | 27236 | 26746 | 26314 | 25931 | 25866 | 27790 | 30930 | 30639 | 30145 | 29267 | 27776 | 25651 | 23594 | 2006-10-05 | [24 empty] | 0% | bar: Hourly Load Allocators (Sum to 100% within each year) 1 to Hourly Load Allocators (Sum to 100% within each year) 24
2006-12-30 | 22623 | 21855 | 21477 | 21403 | 21710 | 22359 | 22819 | 23186 | 24219 | 24767 | 24879 | 24511 | 24089 | 23713 | 23229 | 23344 | 25568 | 28865 | 28851 | 28412 | 27703 | 26614 | 24945 | 23190 | 2006-10-06 | [24 empty] | 0% | bar: Hourly Load Allocators (Sum to 100% within each year) 1 to Hourly Load Allocators (Sum to 100% within each year) 24
2006-12-31 | 21991 | 21270 | 20852 | 20703 | 20912 | 21342 | 21791 | 22278 | 22930 | 23551 | 23763 | 23691 | 23450 | 23248 | 23147 | 23578 | 26182 | 29175 | 28604 | 27560 | 26589 | 25438 | 24159 | 23356 | 2006-10-07 | [24 empty] | 0% | bar: Hourly Load Allocators (Sum to 100% within each year) 1 to Hourly Load Allocators (Sum to 100% within each year) 24
2007-01-01 | 22259 | 21210 | 20536 | 20302 | 20438 | 20924 | 21213 | 21504 | 22090 | 22873 | 23300 | 23325 | 23063 | 22865 | 22694 | 22859 | 25116 | 28446 | 28349 | 27756 | 26785 | 25188 | 23131 | 21619 | 2006-10-08 | [24 empty] | 0% | bar: Hourly Load Allocators (Sum to 100% within each year) 1 to Hourly Load Allocators (Sum to 100% within each year) 24
2007-01-02 | 20657 | 20112 | 20004 | 20295 | 21268 | 23307 | 25154 | 26393 | 27413 | 28091 | 28367 | 28276 | 28010 | 27840 | 27477 | 27375 | 29058 | 31780 | 31330 | 30499 | 29236 | 27276 | 24826 | 22848 | 2006-10-09 | [24 empty] | 0% | bar: Hourly Load Allocators (Sum to 100% within each year) 1 to Hourly Load Allocators (Sum to 100% within each year) 24
2007-01-03 | 22127 | 21403 | 21148 | 21284 | 21983 | 23829 | 26342 | 27667 | 28124 | 28431 | 28657 | 28499 | 28291 | 28201 | 27902 | 27619 | 29167 | 31939 | 31430 | 30732 | 29463 | 27345 | 24953 | 22878 | 2006-10-10 | [24 empty] | 0% | bar: Hourly Load Allocators (Sum to 100% within each year) 1 to Hourly Load Allocators (Sum to 100% within each year) 24
2007-01-04 | 21916 | 20980 | 20622 | 21015 | 21649 | 23545 | 25908 | 27242 | 28255 | 28901 | 29079 | 28960 | 28675 | 28469 | 28067 | 28055 | 29965 | 32429 | 32016 | 31203 | 29936 | 27956 | 25430 | 23133 | 2006-10-11 | [24 empty] | 0% | bar: Hourly Load Allocators (Sum to 100% within each year) 1 to Hourly Load Allocators (Sum to 100% within each year) 24
2007-01-05 | 22413 | 21722 | 21768 | 21921 | 22563 | 24175 | 26650 | 27750 | 28481 | 28795 | 28917 | 28556 | 28226 | 27791 | 27346 | 27200 | 28777 | 31614 | 31336 | 30636 | 29586 | 28128 | 26058 | 23882 | 2006-10-12 | [24 empty] | 0% | bar: Hourly Load Allocators (Sum to 100% within each year) 1 to Hourly Load Allocators (Sum to 100% within each year) 24
2007-01-06 | 22708 | 21828 | 21514 | 21403 | 21859 | 22728 | 23647 | 24598 | 25623 | 26214 | 26217 | 25843 | 25455 | 24999 | 24611 | 24614 | 26350 | 29446 | 29129 | 28497 | 27617 | 26145 | 24405 | 22596 | 2006-10-13 | [24 empty] | 0% | bar: Hourly Load Allocators (Sum to 100% within each year) 1 to Hourly Load Allocators (Sum to 100% within each year) 24
2007-01-07 | 21476 | 21033 | 20625 | 20507 | 20781 | 21216 | 21391 | 22017 | 22983 | 23514 | 23793 | 23719 | 23518 | 23288 | 23141 | 23390 | 25234 | 28649 | 28658 | 28124 | 27107 | 25406 | 23630 | 21908 | 2006-10-14 | [24 empty] | 0% | bar: Hourly Load Allocators (Sum to 100% within each year) 1 to Hourly Load Allocators (Sum to 100% within each year) 24
2007-01-08 | 21236 | 20746 | 20637 | 20926 | 22136 | 24250 | 27142 | 27777 | 28413 | 28865 | 29036 | 28974 | 28855 | 28763 | 28372 | 28108 | 29147 | 32041 | 31461 | 30635 | 29338 | 27266 | 24732 | 22804 | 2006-10-15 | [24 empty] | 0% | bar: Hourly Load Allocators (Sum to 100% within each year) 1 to Hourly Load Allocators (Sum to 100% within each year) 24
2007-01-09 | 21974 | 21629 | 21391 | 21568 | 22662 | 24500 | 27059 | 27824 | 28292 | 28686 | 28987 | 28913 | 29140 | 29020 | 28594 | 28161 | 29291 | 31983 | 31548 | 30648 | 29231 | 27241 | 24723 | 22704 | 2006-10-16 | [24 empty] | 0% | bar: Hourly Load Allocators (Sum to 100% within each year) 1 to Hourly Load Allocators (Sum to 100% within each year) 24
2007-01-10 | 22033 | 21379 | 21166 | 21352 | 22111 | 24311 | 27629 | 28424 | 28850 | 29047 | 29100 | 28882 | 28695 | 28518 | 28174 | 28028 | 29515 | 32406 | 32122 | 31308 | 29998 | 27856 | 25335 | 23249 | 2006-10-17 | [24 empty] | 0% | bar: Hourly Load Allocators (Sum to 100% within each year) 1 to Hourly Load Allocators (Sum to 100% within each year) 24
2007-01-11 | 22738 | 22163 | 21901 | 21992 | 23077 | 24883 | 28049 | 28884 | 29218 | 29469 | 29564 | 29239 | 28939 | 28648 | 28182 | 28304 | 30029 | 32831 | 32650 | 32020 | 30866 | 28725 | 26467 | 24354 | 2006-10-18 | [24 empty] | 0% | bar: Hourly Load Allocators (Sum to 100% within each year) 1 to Hourly Load Allocators (Sum to 100% within each year) 24
2007-01-12 | 23509 | 22924 | 22660 | 22835 | 23935 | 26090 | 29398 | 29997 | 30256 | 30303 | 30165 | 29630 | 29224 | 28841 | 28388 | 28357 | 29782 | 33015 | 32855 | 32272 | 31332 | 29861 | 27725 | 25710 | 2006-10-19 | [24 empty] | 0% | bar: Hourly Load Allocators (Sum to 100% within each year) 1 to Hourly Load Allocators (Sum to 100% within each year) 24
2007-01-13 | 24695 | 23873 | 23593 | 23489 | 23913 | 24705 | 25816 | 26797 | 27905 | 28250 | 28157 | 27576 | 26825 | 26186 | 25830 | 25876 | 27795 | 31280 | 31356 | 30923 | 30191 | 28813 | 27094 | 25318 | 2006-10-20 | [24 empty] | 0% | bar: Hourly Load Allocators (Sum to 100% within each year) 1 to Hourly Load Allocators (Sum to 100% within each year) 24
2007-01-14 | 24340 | 23702 | 23450 | 23360 | 23657 | 24377 | 25056 | 25989 | 26828 | 27044 | 26882 | 26465 | 25898 | 25437 | 25115 | 25384 | 27055 | 30944 | 31124 | 30762 | 29894 | 28301 | 26441 | 24646 | 2006-10-21 | [24 empty] | 0% | bar: Hourly Load Allocators (Sum to 100% within each year) 1 to Hourly Load Allocators (Sum to 100% within each year) 24
2007-01-15 | 23832 | 23277 | 23123 | 23395 | 24364 | 26291 | 28233 | 29678 | 30661 | 31064 | 30911 | 30387 | 29751 | 29161 | 28692 | 28584 | 30085 | 34008 | 33940 | 33477 | 32185 | 29960 | 27299 | 25128 | 2006-10-22 | [24 empty] | 0% | bar: Hourly Load Allocators (Sum to 100% within each year) 1 to Hourly Load Allocators (Sum to 100% within each year) 24
2007-01-16 | 24226 | 23630 | 23802 | 24033 | 25186 | 27483 | 30820 | 31455 | 31400 | 31225 | 30910 | 30356 | 29860 | 29516 | 28976 | 28953 | 30420 | 33848 | 33922 | 33387 | 32172 | 30030 | 27152 | 25633 | 2006-10-23 | [24 empty] | 0% | bar: Hourly Load Allocators (Sum to 100% within each year) 1 to Hourly Load Allocators (Sum to 100% within each year) 24
2007-01-17 | 24734 | 24294 | 24351 | 24599 | 25767 | 27525 | 30539 | 30543 | 30471 | 30303 | 30324 | 29630 | 29162 | 28887 | 28474 | 28358 | 29594 | 33028 | 33114 | 32560 | 31296 | 29141 | 26925 | 24719 | 2006-10-24 | [24 empty] | 0% | bar: Hourly Load Allocators (Sum to 100% within each year) 1 to Hourly Load Allocators (Sum to 100% within each year) 24
2007-01-18 | 23807 | 23211 | 23347 | 23409 | 24408 | 26322 | 29528 | 30123 | 30102 | 29922 | 29633 | 29210 | 28587 | 28351 | 27878 | 27637 | 28781 | 32149 | 32178 | 31579 | 30382 | 28202 | 25852 | 23723 | 2006-10-25 | [24 empty] | 0% | bar: Hourly Load Allocators (Sum to 100% within each year) 1 to Hourly Load Allocators (Sum to 100% within each year) 24
2007-01-19 | 22957 | 22259 | 21986 | 22179 | 23306 | 25596 | 28693 | 29371 | 29543 | 29660 | 29503 | 28930 | 28564 | 28299 | 27632 | 27349 | 28186 | 31349 | 30893 | 30163 | 29136 | 27516 | 25542 | 23567 | 2006-10-26 | [24 empty] | 0% | bar: Hourly Load Allocators (Sum to 100% within each year) 1 to Hourly Load Allocators (Sum to 100% within each year) 24
2007-01-20 | 22313 | 21756 | 21499 | 21530 | 21853 | 22814 | 23824 | 24656 | 25763 | 26234 | 26086 | 25588 | 25127 | 24525 | 24182 | 24150 | 25403 | 28787 | 28645 | 28014 | 27250 | 25885 | 24214 | 22576 | 2006-10-27 | [24 empty] | 0% | bar: Hourly Load Allocators (Sum to 100% within each year) 1 to Hourly Load Allocators (Sum to 100% within each year) 24
2007-01-21 | 21547 | 21057 | 20771 | 20701 | 20937 | 21217 | 21938 | 22743 | 23730 | 24152 | 24278 | 24179 | 23937 | 23646 | 23420 | 23590 | 25004 | 28930 | 29021 | 28769 | 27786 | 25825 | 23762 | 22081 | 2006-10-28 | [24 empty] | 0% | bar: Hourly Load Allocators (Sum to 100% within each year) 1 to Hourly Load Allocators (Sum to 100% within each year) 24
2007-01-22 | 21749 | 21296 | 21269 | 21585 | 22824 | 24944 | 28234 | 29066 | 29250 | 29291 | 29081 | 28798 | 28434 | 28104 | 27660 | 27437 | 28244 | 31824 | 31797 | 31183 | 29903 | 27753 | 25459 | 23335 | 2006-10-29 | [24 empty] | 0% | bar: Hourly Load Allocators (Sum to 100% within each year) 1 to Hourly Load Allocators (Sum to 100% within each year) 24
2007-01-23 | 22505 | 22329 | 22146 | 22336 | 23519 | 25721 | 28954 | 29401 | 29460 | 29384 | 29190 | 28748 | 28313 | 27910 | 27558 | 27459 | 28212 | 31811 | 31841 | 31365 | 30064 | 28052 | 25492 | 23478 | 2006-10-30 | [24 empty] | 0% | bar: Hourly Load Allocators (Sum to 100% within each year) 1 to Hourly Load Allocators (Sum to 100% within each year) 24
2007-01-24 | 22974 | 22594 | 22373 | 22650 | 23834 | 26123 | 29216 | 29800 | 29854 | 29840 | 29705 | 29350 | 29099 | 28911 | 28547 | 28174 | 28806 | 32223 | 32067 | 31299 | 30144 | 28171 | 25531 | 23404 | 2006-10-31 | [24 empty] | 0% | bar: Hourly Load Allocators (Sum to 100% within each year) 1 to Hourly Load Allocators (Sum to 100% within each year) 24
2007-01-25 | 22920 | 22327 | 22081 | 22330 | 23432 | 25639 | 28779 | 29504 | 29765 | 29923 | 29833 | 29463 | 29271 | 28958 | 28588 | 28295 | 28740 | 31954 | 31798 | 30987 | 29823 | 27728 | 25505 | 23328 | 2006-11-01 | [24 empty] | 0% | bar: Hourly Load Allocators (Sum to 100% within each year) 1 to Hourly Load Allocators (Sum to 100% within each year) 24
2007-01-26 | 22372 | 22098 | 21855 | 21998 | 22724 | 25139 | 27989 | 28828 | 29236 | 29357 | 29241 | 28885 | 28663 | 28338 | 27990 | 27792 | 28544 | 31242 | 30924 | 30031 | 28838 | 27246 | 25316 | 23263 | 2006-11-02 | [24 empty] | 0% | bar: Hourly Load Allocators (Sum to 100% within each year) 1 to Hourly Load Allocators (Sum to 100% within each year) 24
2007-01-27 | 22299 | 21808 | 21390 | 21235 | 21218 | 22073 | 22938 | 24021 | 25360 | 26044 | 26197 | 25951 | 25527 | 25047 | 24797 | 24877 | 26090 | 28963 | 28811 | 28218 | 27351 | 25947 | 24291 | 22589 | 2006-11-03 | [24 empty] | 0% | bar: Hourly Load Allocators (Sum to 100% within each year) 1 to Hourly Load Allocators (Sum to 100% within each year) 24
2007-01-28 | 21905 | 21218 | 20873 | 20702 | 20898 | 21116 | 21427 | 22372 | 23565 | 24123 | 24358 | 24311 | 24167 | 23947 | 23842 | 24005 | 25388 | 28889 | 29083 | 28555 | 27524 | 25634 | 23358 | 21538 | 2006-11-04 | [24 empty] | 0% | bar: Hourly Load Allocators (Sum to 100% within each year) 1 to Hourly Load Allocators (Sum to 100% within each year) 24
2007-01-29 | 20995 | 20406 | 20301 | 20521 | 21707 | 24091 | 27193 | 27965 | 28369 | 28623 | 28554 | 28373 | 28105 | 27850 | 27533 | 27385 | 28294 | 31470 | 31338 | 30563 | 29201 | 26925 | 24384 | 22166 | 2006-11-05 | [24 empty] | 0% | bar: Hourly Load Allocators (Sum to 100% within each year) 1 to Hourly Load Allocators (Sum to 100% within each year) 24
2007-01-30 | 21392 | 21226 | 20875 | 21058 | 21844 | 24317 | 27242 | 27895 | 28470 | 28943 | 28956 | 28716 | 28546 | 28332 | 27893 | 27828 | 28765 | 31890 | 31726 | 30891 | 29539 | 27431 | 24885 | 22756 | 2006-11-06 | [24 empty] | 0% | bar: Hourly Load Allocators (Sum to 100% within each year) 1 to Hourly Load Allocators (Sum to 100% within each year) 24
2007-01-31 | 22169 | 21485 | 21210 | 21344 | 22115 | 24431 | 27517 | 28228 | 28695 | 28814 | 28794 | 28578 | 28263 | 27988 | 27581 | 27307 | 28149 | 31450 | 31550 | 30818 | 29693 | 27620 | 25019 | 22841 | 2006-11-07 | [24 empty] | 0% | bar: Hourly Load Allocators (Sum to 100% within each year) 1 to Hourly Load Allocators (Sum to 100% within each year) 24
2007-02-01 | 22157 | 21427 | 21153 | 21299 | 22088 | 24402 | 27357 | 28183 | 28644 | 28929 | 28947 | 28644 | 28232 | 28135 | 27748 | 27746 | 28607 | 31417 | 31520 | 30858 | 29612 | 27704 | 25109 | 22798 | 2006-11-08 | [24 empty] | 0% | bar: Hourly Load Allocators (Sum to 100% within each year) 1 to Hourly Load Allocators (Sum to 100% within each year) 24
2007-02-02 | 21843 | 21244 | 20982 | 21047 | 22024 | 24305 | 27160 | 28094 | 28468 | 28550 | 28606 | 28007 | 27789 | 27394 | 26933 | 26595 | 27016 | 30215 | 30043 | 29279 | 28307 | 27038 | 24993 | 23113 | 2006-11-09 | [24 empty] | 0% | bar: Hourly Load Allocators (Sum to 100% within each year) 1 to Hourly Load Allocators (Sum to 100% within each year) 24
2007-02-03 | 21860 | 21166 | 20822 | 20732 | 21123 | 21981 | 22347 | 23213 | 24391 | 24900 | 24813 | 24475 | 24055 | 23630 | 23317 | 23233 | 23937 | 27346 | 27884 | 27278 | 26455 | 25220 | 23516 | 21773 | 2006-11-10 | [24 empty] | 0% | bar: Hourly Load Allocators (Sum to 100% within each year) 1 to Hourly Load Allocators (Sum to 100% within each year) 24
2007-02-04 | 20876 | 20249 | 19926 | 19809 | 20055 | 20519 | 20640 | 21617 | 22732 | 23266 | 23519 | 23603 | 23556 | 23463 | 23296 | 23082 | 23491 | 26564 | 26765 | 26809 | 25952 | 24392 | 22515 | 20926 | 2006-11-11 | [24 empty] | 0% | bar: Hourly Load Allocators (Sum to 100% within each year) 1 to Hourly Load Allocators (Sum to 100% within each year) 24
2007-02-05 | 20666 | 19991 | 19783 | 19717 | 20826 | 23068 | 25608 | 26548 | 27231 | 27959 | 28338 | 28489 | 28510 | 28442 | 27992 | 27495 | 27717 | 30861 | 30685 | 29841 | 28397 | 26254 | 24116 | 22210 | 2006-11-12 | [24 empty] | 0% | bar: Hourly Load Allocators (Sum to 100% within each year) 1 to Hourly Load Allocators (Sum to 100% within each year) 24
2007-02-06 | 21230 | 20888 | 20653 | 20642 | 21423 | 23673 | 26437 | 27046 | 27609 | 28187 | 28308 | 28190 | 28313 | 28224 | 27694 | 27370 | 27572 | 30577 | 30554 | 29701 | 28282 | 26313 | 24193 | 22048 | 2006-11-13 | [24 empty] | 0% | bar: Hourly Load Allocators (Sum to 100% within each year) 1 to Hourly Load Allocators (Sum to 100% within each year) 24
2007-02-07 | 21012 | 20417 | 20171 | 20312 | 21331 | 23586 | 25978 | 26970 | 27467 | 27912 | 28291 | 28184 | 28251 | 27868 | 27601 | 27407 | 27711 | 30371 | 30381 | 30006 | 28894 | 27221 | 24660 | 22456 | 2006-11-14 | [24 empty] | 0% | bar: Hourly Load Allocators (Sum to 100% within each year) 1 to Hourly Load Allocators (Sum to 100% within each year) 24
2007-02-08 | 21474 | 21138 | 20805 | 21029 | 21575 | 23761 | 26343 | 27227 | 27802 | 28319 | 28438 | 28254 | 28074 | 28087 | 27823 | 27640 | 28325 | 30908 | 30757 | 30030 | 28750 | 26895 | 24711 | 22616 | 2006-11-15 | [24 empty] | 0% | bar: Hourly Load Allocators (Sum to 100% within each year) 1 to Hourly Load Allocators (Sum to 100% within each year) 24
2007-02-09 | 21334 | 20677 | 20739 | 20773 | 21458 | 23200 | 25955 | 26886 | 27690 | 28261 | 28278 | 28118 | 27986 | 27800 | 27433 | 27231 | 27720 | 29993 | 29663 | 28765 | 27624 | 26289 | 24324 | 22332 | 2006-11-16 | [24 empty] | 0% | bar: Hourly Load Allocators (Sum to 100% within each year) 1 to Hourly Load Allocators (Sum to 100% within each year) 24
2007-02-10 | 21262 | 20359 | 20293 | 20069 | 20392 | 21081 | 21757 | 22908 | 23739 | 24763 | 25137 | 25068 | 24751 | 24376 | 24049 | 24193 | 25003 | 27595 | 27597 | 26852 | 25965 | 24760 | 23172 | 21341 | 2006-11-17 | [24 empty] | 0% | bar: Hourly Load Allocators (Sum to 100% within each year) 1 to Hourly Load Allocators (Sum to 100% within each year) 24
2007-02-11 | 20363 | 19951 | 19500 | 19343 | 19759 | 20029 | 20283 | 21253 | 22274 | 23127 | 23615 | 23636 | 23506 | 23306 | 23047 | 23054 | 23824 | 27323 | 27993 | 27622 | 26536 | 24820 | 22823 | 21309 | 2006-11-18 | [24 empty] | 0% | bar: Hourly Load Allocators (Sum to 100% within each year) 1 to Hourly Load Allocators (Sum to 100% within each year) 24
2007-02-12 | 20371 | 19935 | 19601 | 19887 | 20775 | 22538 | 25108 | 26376 | 27315 | 28160 | 28084 | 27987 | 27830 | 27694 | 27227 | 27178 | 27856 | 30795 | 31013 | 30255 | 28998 | 26997 | 24426 | 22157 | 2006-11-19 | [24 empty] | 0% | bar: Hourly Load Allocators (Sum to 100% within each year) 1 to Hourly Load Allocators (Sum to 100% within each year) 24
2007-02-13 | 21101 | 20834 | 20455 | 20605 | 21640 | 23439 | 26317 | 27148 | 27600 | 27968 | 28082 | 27938 | 27773 | 27564 | 27110 | 26906 | 27235 | 30233 | 30897 | 30241 | 29066 | 27190 | 24714 | 22613 | 2006-11-20 | [24 empty] | 0% | bar: Hourly Load Allocators (Sum to 100% within each year) 1 to Hourly Load Allocators (Sum to 100% within each year) 24
2007-02-14 | 21350 | 21009 | 20771 | 20915 | 21206 | 23217 | 26167 | 27077 | 27632 | 28152 | 28072 | 27952 | 27708 | 27711 | 27328 | 26948 | 27254 | 30219 | 30711 | 29997 | 28972 | 26916 | 24771 | 22739 | 2006-11-21 | [24 empty] | 0% | bar: Hourly Load Allocators (Sum to 100% within each year) 1 to Hourly Load Allocators (Sum to 100% within each year) 24
2007-02-15 | 21597 | 21214 | 20959 | 21042 | 21797 | 24026 | 26533 | 27430 | 27871 | 28269 | 28466 | 28193 | 28015 | 27936 | 27599 | 27361 | 27475 | 30041 | 30578 | 29874 | 28626 | 26708 | 24376 | 22356 | 2006-11-22 | [24 empty] | 0% | bar: Hourly Load Allocators (Sum to 100% within each year) 1 to Hourly Load Allocators (Sum to 100% within each year) 24
2007-02-16 | 21434 | 21348 | 21023 | 21128 | 21612 | 23657 | 25928 | 26821 | 27538 | 28084 | 28451 | 28482 | 28519 | 28456 | 28227 | 27748 | 27608 | 29599 | 29905 | 28968 | 27781 | 26091 | 24453 | 22519 | 2006-11-23 | [24 empty] | 0% | bar: Hourly Load Allocators (Sum to 100% within each year) 1 to Hourly Load Allocators (Sum to 100% within each year) 24
2007-02-17 | 21432 | 20641 | 20204 | 20409 | 20685 | 21055 | 21266 | 22592 | 24153 | 24858 | 25332 | 25420 | 25315 | 25064 | 24750 | 24490 | 24748 | 27237 | 27789 | 26931 | 25965 | 24491 | 23287 | 21659 | 2006-11-24 | [24 empty] | 0% | bar: Hourly Load Allocators (Sum to 100% within each year) 1 to Hourly Load Allocators (Sum to 100% within each year) 24
2007-02-18 | 20800 | 20376 | 20167 | 20009 | 20132 | 20673 | 20831 | 21910 | 22380 | 23195 | 23615 | 23726 | 23697 | 23491 | 23289 | 23259 | 24028 | 26883 | 27626 | 27049 | 26081 | 24501 | 22786 | 21158 | 2006-11-25 | [24 empty] | 0% | bar: Hourly Load Allocators (Sum to 100% within each year) 1 to Hourly Load Allocators (Sum to 100% within each year) 24
2007-02-19 | 20662 | 20123 | 19884 | 20004 | 20752 | 22270 | 23055 | 24694 | 26139 | 27156 | 27487 | 27455 | 27110 | 26772 | 26435 | 26252 | 26699 | 29410 | 30367 | 29818 | 28559 | 26506 | 24060 | 22173 | 2006-11-26 | [24 empty] | 0% | bar: Hourly Load Allocators (Sum to 100% within each year) 1 to Hourly Load Allocators (Sum to 100% within each year) 24
2007-02-20 | 21467 | 21032 | 20768 | 21065 | 21733 | 24248 | 26723 | 27692 | 28290 | 28628 | 28849 | 28735 | 28673 | 28426 | 28000 | 27804 | 28035 | 30679 | 31513 | 30788 | 29379 | 27411 | 24809 | 22593 | 2006-11-27 | [24 empty] | 0% | bar: Hourly Load Allocators (Sum to 100% within each year) 1 to Hourly Load Allocators (Sum to 100% within each year) 24
2007-02-21 | 22109 | 21476 | 21274 | 21066 | 22172 | 24616 | 26747 | 27754 | 28012 | 28588 | 28641 | 28666 | 28506 | 28413 | 28194 | 27784 | 28057 | 30450 | 31253 | 30504 | 29366 | 27447 | 24964 | 22855 | 2006-11-28 | [24 empty] | 0% | bar: Hourly Load Allocators (Sum to 100% within each year) 1 to Hourly Load Allocators (Sum to 100% within each year) 24
2007-02-22 | 21858 | 21297 | 20932 | 21102 | 22140 | 24447 | 26808 | 28076 | 28839 | 29265 | 29346 | 29129 | 28803 | 28529 | 28243 | 28276 | 29003 | 31291 | 31998 | 31359 | 30093 | 28062 | 25487 | 23356 | 2006-11-29 | [24 empty] | 0% | bar: Hourly Load Allocators (Sum to 100% within each year) 1 to Hourly Load Allocators (Sum to 100% within each year) 24
2007-02-23 | 22236 | 21676 | 21662 | 21529 | 22521 | 24869 | 27046 | 28142 | 28538 | 28725 | 28862 | 28537 | 28260 | 27974 | 27344 | 27035 | 27389 | 29599 | 30803 | 30219 | 29380 | 27842 | 25508 | 23511 | 2006-11-30 | [24 empty] | 0% | bar: Hourly Load Allocators (Sum to 100% within each year) 1 to Hourly Load Allocators (Sum to 100% within each year) 24
2007-02-24 | 22606 | 21853 | 21471 | 21391 | 21790 | 22826 | 23111 | 24350 | 25443 | 26043 | 26162 | 25865 | 25479 | 25036 | 24686 | 24538 | 24537 | 26999 | 27955 | 27450 | 26651 | 25316 | 23549 | 22198 | 2006-12-01 | [24 empty] | 0% | bar: Hourly Load Allocators (Sum to 100% within each year) 1 to Hourly Load Allocators (Sum to 100% within each year) 24
2007-02-25 | 21286 | 20788 | 20746 | 20656 | 20824 | 21326 | 21819 | 22640 | 23560 | 24403 | 24752 | 24760 | 24586 | 24390 | 24314 | 24527 | 25420 | 28068 | 29096 | 28512 | 27527 | 25843 | 23529 | 21691 | 2006-12-02 | [24 empty] | 0% | bar: Hourly Load Allocators (Sum to 100% within each year) 1 to Hourly Load Allocators (Sum to 100% within each year) 24
2007-02-26 | 20909 | 20720 | 20554 | 21144 | 21877 | 24019 | 26607 | 27862 | 28777 | 29280 | 29349 | 29240 | 29130 | 28926 | 28615 | 28480 | 28867 | 31202 | 32185 | 31506 | 30230 | 28082 | 25163 | 22999 | 2006-12-03 | [24 empty] | 0% | bar: Hourly Load Allocators (Sum to 100% within each year) 1 to Hourly Load Allocators (Sum to 100% within each year) 24
2007-02-27 | 22020 | 21385 | 21185 | 21419 | 22436 | 24968 | 27398 | 28472 | 28961 | 29372 | 29423 | 29283 | 29085 | 28963 | 28744 | 28778 | 29262 | 31702 | 32761 | 32146 | 30815 | 28750 | 26014 | 23806 | 2006-12-04 | [24 empty] | 0% | bar: Hourly Load Allocators (Sum to 100% within each year) 1 to Hourly Load Allocators (Sum to 100% within each year) 24
2007-02-28 | 22843 | 22222 | 22009 | 22133 | 23183 | 25728 | 27992 | 28948 | 29253 | 29582 | 29493 | 29202 | 28950 | 28635 | 28344 | 28132 | 28370 | 30703 | 32406 | 31867 | 30750 | 28755 | 26190 | 24035 | 2006-12-05 | [24 empty] | 0% | bar: Hourly Load Allocators (Sum to 100% within each year) 1 to Hourly Load Allocators (Sum to 100% within each year) 24
2007-03-01 | 23272 | 22763 | 22571 | 23192 | 24284 | 26076 | 28437 | 29290 | 29679 | 29791 | 29526 | 29223 | 28952 | 28592 | 28170 | 27794 | 28084 | 30242 | 32077 | 31713 | 30506 | 28388 | 25852 | 23723 | 2006-12-06 | [24 empty] | 0% | bar: Hourly Load Allocators (Sum to 100% within each year) 1 to Hourly Load Allocators (Sum to 100% within each year) 24
2007-03-02 | 22769 | 22102 | 21883 | 22086 | 23214 | 25554 | 27759 | 28591 | 28989 | 29092 | 29012 | 28650 | 28394 | 28173 | 27817 | 27343 | 27265 | 28965 | 30518 | 29828 | 28748 | 27160 | 25144 | 23098 | 2006-12-07 | [24 empty] | 0% | bar: Hourly Load Allocators (Sum to 100% within each year) 1 to Hourly Load Allocators (Sum to 100% within each year) 24
2007-03-03 | 21914 | 21507 | 21192 | 21144 | 21474 | 22341 | 22513 | 23875 | 24588 | 25258 | 25419 | 25248 | 24915 | 24527 | 24204 | 24060 | 24385 | 26349 | 27998 | 27380 | 26454 | 25030 | 23339 | 21757 | 2006-12-08 | [24 empty] | 0% | bar: Hourly Load Allocators (Sum to 100% within each year) 1 to Hourly Load Allocators (Sum to 100% within each year) 24
2007-03-04 | 20815 | 20487 | 20087 | 20005 | 20186 | 20436 | 20405 | 21635 | 22709 | 23329 | 23769 | 23911 | 23868 | 23773 | 23686 | 23769 | 24436 | 26985 | 28484 | 27927 | 26696 | 24763 | 22732 | 21018 | 2006-12-09 | [24 empty] | 0% | bar: Hourly Load Allocators (Sum to 100% within each year) 1 to Hourly Load Allocators (Sum to 100% within each year) 24
2007-03-05 | 20577 | 20098 | 19967 | 20157 | 20900 | 22989 | 25100 | 26518 | 27577 | 28305 | 28938 | 29170 | 29228 | 29391 | 29110 | 28766 | 28460 | 29754 | 31422 | 30569 | 28965 | 26592 | 24250 | 22213 | 2006-12-10 | [24 empty] | 0% | bar: Hourly Load Allocators (Sum to 100% within each year) 1 to Hourly Load Allocators (Sum to 100% within each year) 24
2007-03-06 | 21446 | 21184 | 20900 | 20923 | 21892 | 23714 | 25680 | 26903 | 27839 | 28648 | 29309 | 29612 | 29726 | 30013 | 29714 | 29192 | 28819 | 30054 | 31581 | 30845 | 29339 | 27012 | 24615 | 22624 | 2006-12-11 | [24 empty] | 0% | bar: Hourly Load Allocators (Sum to 100% within each year) 1 to Hourly Load Allocators (Sum to 100% within each year) 24
2007-03-07 | 21758 | 21473 | 20907 | 21269 | 21781 | 23519 | 25552 | 26924 | 27718 | 28639 | 29070 | 29236 | 29286 | 29351 | 28732 | 28154 | 28535 | 29697 | 31257 | 30498 | 29095 | 26794 | 24198 | 22253 | 2006-12-12 | [24 empty] | 0% | bar: Hourly Load Allocators (Sum to 100% within each year) 1 to Hourly Load Allocators (Sum to 100% within each year) 24
2007-03-08 | 21338 | 20974 | 21013 | 21137 | 21542 | 23475 | 25732 | 26697 | 27603 | 28359 | 28737 | 28798 | 28770 | 28772 | 28337 | 27955 | 27778 | 29057 | 30938 | 30258 | 28868 | 26826 | 24378 | 22388 | 2006-12-13 | [24 empty] | 0% | bar: Hourly Load Allocators (Sum to 100% within each year) 1 to Hourly Load Allocators (Sum to 100% within each year) 24
2007-03-09 | 21370 | 21028 | 20803 | 21116 | 22082 | 24005 | 25781 | 27072 | 27751 | 28446 | 28778 | 28629 | 28426 | 28408 | 27962 | 27516 | 27293 | 28410 | 30117 | 29282 | 28230 | 26510 | 24470 | 22394 | 2006-12-14 | [24 empty] | 0% | bar: Hourly Load Allocators (Sum to 100% within each year) 1 to Hourly Load Allocators (Sum to 100% within each year) 24
2007-03-10 | 21475 | 21072 | 20635 | 20509 | 20819 | 21942 | 21837 | 22994 | 24257 | 25089 | 25466 | 25429 | 25227 | 24989 | 24768 | 24612 | 24828 | 26099 | 28214 | 27586 | 26665 | 25074 | 23415 | 21697 | 2006-12-15 | [24 empty] | 0% | bar: Hourly Load Allocators (Sum to 100% within each year) 1 to Hourly Load Allocators (Sum to 100% within each year) 24
2007-03-11 | 20849 | 20724 | 20388 | 20249 | 20622 | 20943 | 21027 | 22120 | 22913 | 24065 | 24699 | 24891 | 25141 | 25314 | 25539 | 25780 | 26057 | 26958 | 29224 | 28467 | 26594 | 24109 | 22241 | 20979 | 2006-12-16 | [24 empty] | 0% | bar: Hourly Load Allocators (Sum to 100% within each year) 1 to Hourly Load Allocators (Sum to 100% within each year) 24
2007-03-12 | 20611 | 20262 | 20264 | 21073 | 23081 | 25590 | 26481 | 27724 | 28902 | 29986 | 30633 | 31300 | 31900 | 32099 | 32037 | 31651 | 30968 | 30835 | 32481 | 31225 | 28426 | 25602 | 23098 | 22077 | 2006-12-17 | [24 empty] | 0% | bar: Hourly Load Allocators (Sum to 100% within each year) 1 to Hourly Load Allocators (Sum to 100% within each year) 24
2007-03-13 | 21260 | 21080 | 21129 | 21462 | 23443 | 25956 | 26703 | 27831 | 28962 | 29852 | 30517 | 30927 | 31351 | 31389 | 31145 | 30605 | 29913 | 29911 | 31695 | 30430 | 28136 | 25303 | 23034 | 22234 | 2006-12-18 | [24 empty] | 0% | bar: Hourly Load Allocators (Sum to 100% within each year) 1 to Hourly Load Allocators (Sum to 100% within each year) 24
2007-03-14 | 21412 | 21131 | 21055 | 21719 | 23812 | 26604 | 27185 | 27902 | 28656 | 29328 | 29504 | 29456 | 29555 | 29567 | 29450 | 28397 | 27939 | 28335 | 30464 | 29853 | 27891 | 25125 | 23101 | 22262 | 2006-12-19 | [24 empty] | 0% | bar: Hourly Load Allocators (Sum to 100% within each year) 1 to Hourly Load Allocators (Sum to 100% within each year) 24
2007-03-15 | 21478 | 21086 | 21082 | 21442 | 23245 | 26187 | 27035 | 27993 | 28751 | 29394 | 29831 | 30222 | 30624 | 30555 | 30356 | 29969 | 29392 | 29542 | 31338 | 30315 | 28015 | 25437 | 23008 | 21876 | 2006-12-20 | [24 empty] | 0% | bar: Hourly Load Allocators (Sum to 100% within each year) 1 to Hourly Load Allocators (Sum to 100% within each year) 24
2007-03-16 | 21022 | 20916 | 20583 | 21274 | 23332 | 26206 | 27024 | 28022 | 29015 | 29749 | 30267 | 30759 | 31142 | 31154 | 30941 | 30592 | 29727 | 29462 | 30812 | 29812 | 28045 | 25796 | 23438 | 21816 | 2006-12-21 | [24 empty] | 0% | bar: Hourly Load Allocators (Sum to 100% within each year) 1 to Hourly Load Allocators (Sum to 100% within each year) 24
2007-03-17 | 21134 | 20897 | 20828 | 20964 | 21536 | 22160 | 22669 | 24159 | 25385 | 25992 | 26242 | 26356 | 26316 | 26284 | 26248 | 26119 | 26016 | 26464 | 28229 | 27503 | 26028 | 24318 | 22628 | 21460 | 2006-12-22 | [24 empty] | 0% | bar: Hourly Load Allocators (Sum to 100% within each year) 1 to Hourly Load Allocators (Sum to 100% within each year) 24
2007-03-18 | 20590 | 20265 | 20018 | 20080 | 20438 | 20785 | 21459 | 22686 | 23747 | 23973 | 24293 | 24343 | 24393 | 24362 | 24350 | 24522 | 24980 | 26130 | 28188 | 27514 | 25606 | 23472 | 21584 | 20597 | 2006-12-23 | [24 empty] | 0% | bar: Hourly Load Allocators (Sum to 100% within each year) 1 to Hourly Load Allocators (Sum to 100% within each year) 24
2007-03-19 | 19903 | 19648 | 19730 | 20343 | 22944 | 25470 | 26833 | 27771 | 28685 | 29060 | 29227 | 29105 | 29080 | 28823 | 28509 | 28120 | 27911 | 28765 | 30854 | 29756 | 27648 | 24769 | 22673 | 21550 | 2006-12-24 | [24 empty] | 0% | bar: Hourly Load Allocators (Sum to 100% within each year) 1 to Hourly Load Allocators (Sum to 100% within each year) 24
2007-03-20 | 21263 | 20847 | 20880 | 21723 | 23729 | 26326 | 27307 | 28272 | 28973 | 29361 | 29284 | 29153 | 29018 | 28640 | 28371 | 28117 | 28228 | 28881 | 30446 | 29494 | 27260 | 24437 | 22660 | 22067 | 2006-12-25 | [24 empty] | 0% | bar: Hourly Load Allocators (Sum to 100% within each year) 1 to Hourly Load Allocators (Sum to 100% within each year) 24
2007-03-21 | 21339 | 21071 | 21057 | 21907 | 24092 | 26455 | 27354 | 28314 | 28687 | 28846 | 28781 | 28623 | 28589 | 28318 | 27880 | 27506 | 27412 | 28144 | 30339 | 29464 | 27447 | 24686 | 22911 | 22256 | 2006-12-26 | [24 empty] | 0% | bar: Hourly Load Allocators (Sum to 100% within each year) 1 to Hourly Load Allocators (Sum to 100% within each year) 24
2007-03-22 | 21833 | 21539 | 21392 | 22387 | 24179 | 26449 | 27301 | 27902 | 28519 | 28908 | 29037 | 29237 | 29335 | 29200 | 28947 | 28548 | 28232 | 28634 | 30585 | 29613 | 27549 | 24972 | 22803 | 22128 | 2006-12-27 | [24 empty] | 0% | bar: Hourly Load Allocators (Sum to 100% within each year) 1 to Hourly Load Allocators (Sum to 100% within each year) 24
2007-03-23 | 21387 | 20954 | 21313 | 21723 | 23082 | 25799 | 26809 | 27696 | 28415 | 28944 | 29164 | 29278 | 29448 | 29144 | 28781 | 28176 | 27601 | 27611 | 29583 | 28790 | 27105 | 24920 | 22810 | 22086 | 2006-12-28 | [24 empty] | 0% | bar: Hourly Load Allocators (Sum to 100% within each year) 1 to Hourly Load Allocators (Sum to 100% within each year) 24
2007-03-24 | 21162 | 20659 | 20486 | 20645 | 21521 | 21752 | 22901 | 24087 | 25116 | 25598 | 25670 | 25510 | 25248 | 25034 | 24864 | 24800 | 25524 | 25356 | 27535 | 26885 | 25530 | 23756 | 21897 | 20975 | 2006-12-29 | [24 empty] | 0% | bar: Hourly Load Allocators (Sum to 100% within each year) 1 to Hourly Load Allocators (Sum to 100% within each year) 24
2007-03-25 | 20161 | 20348 | 20117 | 20158 | 20456 | 20636 | 21480 | 22565 | 23229 | 23756 | 24036 | 24130 | 24109 | 24006 | 24051 | 24160 | 24404 | 25371 | 27809 | 27029 | 25253 | 23055 | 21244 | 20644 | 2006-12-30 | [24 empty] | 0% | bar: Hourly Load Allocators (Sum to 100% within each year) 1 to Hourly Load Allocators (Sum to 100% within each year) 24
2007-03-26 | 19969 | 20206 | 20386 | 21051 | 22701 | 25502 | 26811 | 27866 | 28782 | 29174 | 29123 | 29186 | 29064 | 28564 | 28384 | 28196 | 28184 | 28237 | 29902 | 28894 | 26718 | 24078 | 22083 | 20819 | 2006-12-31 | [24 empty] | 0% | bar: Hourly Load Allocators (Sum to 100% within each year) 1 to Hourly Load Allocators (Sum to 100% within each year) 24
2007-03-27 | 20425 | 20418 | 20591 | 21479 | 22912 | 25689 | 26875 | 27741 | 28386 | 28699 | 28467 | 28305 | 28088 | 27583 | 27294 | 26842 | 26871 | 27569 | 30145 | 29334 | 27278 | 24613 | 22688 | 22059 | 2007-01-01 | [24 empty] | 0% | bar: Hourly Load Allocators (Sum to 100% within each year) 1 to Hourly Load Allocators (Sum to 100% within each year) 24
2007-03-28 | 21656 | 21343 | 21702 | 22756 | 24370 | 26843 | 27967 | 28367 | 28679 | 28866 | 28661 | 28450 | 28413 | 28102 | 27794 | 27411 | 27163 | 27609 | 30160 | 29455 | 27491 | 24842 | 22741 | 21689 | 2007-01-02 | [24 empty] | 0% | bar: Hourly Load Allocators (Sum to 100% within each year) 1 to Hourly Load Allocators (Sum to 100% within each year) 24
2007-03-29 | 21292 | 21236 | 21467 | 22413 | 24459 | 26684 | 27699 | 28338 | 28791 | 29174 | 29236 | 29364 | 29367 | 29156 | 28856 | 28467 | 28003 | 27946 | 30274 | 29488 | 27480 | 24799 | 22581 | 22002 | 2007-01-03 | [24 empty] | 0% | bar: Hourly Load Allocators (Sum to 100% within each year) 1 to Hourly Load Allocators (Sum to 100% within each year) 24
2007-03-30 | 21614 | 21415 | 21540 | 21821 | 23767 | 25772 | 27146 | 27883 | 28586 | 29094 | 29243 | 29363 | 29453 | 29192 | 28976 | 28307 | 27623 | 27405 | 29478 | 28744 | 27204 | 25007 | 22776 | 21833 | 2007-01-04 | [24 empty] | 0% | bar: Hourly Load Allocators (Sum to 100% within each year) 1 to Hourly Load Allocators (Sum to 100% within each year) 24
2007-03-31 | 21337 | 20861 | 20700 | 20875 | 21510 | 21780 | 23157 | 24201 | 25125 | 25669 | 25856 | 25786 | 25702 | 25598 | 25567 | 25479 | 25419 | 25560 | 27733 | 27101 | 25689 | 23878 | 21987 | 21089 | 2007-01-05 | [24 empty] | 0% | bar: Hourly Load Allocators (Sum to 100% within each year) 1 to Hourly Load Allocators (Sum to 100% within each year) 24
2007-04-01 | 20562 | 20165 | 19943 | 19974 | 20342 | 20595 | 21722 | 22807 | 23788 | 24029 | 24391 | 24507 | 24516 | 24524 | 24567 | 24698 | 24877 | 25366 | 27871 | 27344 | 25553 | 23306 | 21596 | 21069 | 2007-01-06 | [24 empty] | 0% | bar: Hourly Load Allocators (Sum to 100% within each year) 1 to Hourly Load Allocators (Sum to 100% within each year) 24
2007-04-02 | 20421 | 20171 | 20298 | 21164 | 23015 | 24969 | 26505 | 27654 | 28476 | 29347 | 29399 | 29632 | 29788 | 29681 | 29345 | 28818 | 28287 | 28279 | 30579 | 29682 | 27578 | 24886 | 22626 | 21660 | 2007-01-07 | [24 empty] | 0% | bar: Hourly Load Allocators (Sum to 100% within each year) 1 to Hourly Load Allocators (Sum to 100% within each year) 24
2007-04-03 | 21224 | 20855 | 21273 | 21941 | 23310 | 25546 | 27114 | 28043 | 28776 | 29380 | 29799 | 30054 | 30272 | 30127 | 29921 | 29465 | 28860 | 28663 | 30874 | 30089 | 28066 | 25239 | 23020 | 22277 | 2007-01-08 | [24 empty] | 0% | bar: Hourly Load Allocators (Sum to 100% within each year) 1 to Hourly Load Allocators (Sum to 100% within each year) 24
2007-04-04 | 21402 | 21387 | 21380 | 22188 | 23637 | 25347 | 26371 | 27546 | 28520 | 29140 | 29494 | 29747 | 30064 | 29898 | 29334 | 28694 | 28232 | 28599 | 30506 | 29643 | 27546 | 24875 | 22661 | 21402 | 2007-01-09 | [24 empty] | 0% | bar: Hourly Load Allocators (Sum to 100% within each year) 1 to Hourly Load Allocators (Sum to 100% within each year) 24
2007-04-05 | 20824 | 20876 | 21208 | 21993 | 23265 | 25339 | 26865 | 28020 | 28923 | 29465 | 29734 | 30166 | 30268 | 30082 | 29632 | 29091 | 28436 | 28428 | 30358 | 29831 | 27836 | 25374 | 23282 | 22390 | 2007-01-10 | [24 empty] | 0% | bar: Hourly Load Allocators (Sum to 100% within each year) 1 to Hourly Load Allocators (Sum to 100% within each year) 24
2007-04-06 | 21825 | 21426 | 21321 | 22002 | 23318 | 25289 | 26568 | 27901 | 28715 | 29184 | 29256 | 29058 | 29103 | 28810 | 28514 | 28132 | 27720 | 27855 | 29566 | 28942 | 27377 | 25206 | 23429 | 22151 | 2007-01-11 | [24 empty] | 0% | bar: Hourly Load Allocators (Sum to 100% within each year) 1 to Hourly Load Allocators (Sum to 100% within each year) 24
2007-04-07 | 21650 | 21148 | 20894 | 21080 | 21329 | 22104 | 23420 | 24862 | 25786 | 26354 | 26335 | 26191 | 25874 | 25677 | 25416 | 25399 | 25474 | 26003 | 27913 | 27503 | 26295 | 24326 | 22695 | 21322 | 2007-01-12 | [24 empty] | 0% | bar: Hourly Load Allocators (Sum to 100% within each year) 1 to Hourly Load Allocators (Sum to 100% within each year) 24
2007-04-08 | 20708 | 20181 | 19913 | 20000 | 20449 | 20846 | 21995 | 22924 | 23743 | 24157 | 24223 | 24094 | 23850 | 23277 | 23030 | 23039 | 23245 | 24032 | 26571 | 26612 | 25205 | 23422 | 21519 | 20959 | 2007-01-13 | [24 empty] | 0% | bar: Hourly Load Allocators (Sum to 100% within each year) 1 to Hourly Load Allocators (Sum to 100% within each year) 24
2007-04-09 | 20418 | 20117 | 20215 | 21217 | 23250 | 24677 | 26678 | 28016 | 28923 | 29577 | 29890 | 29864 | 29901 | 29495 | 29117 | 28721 | 28329 | 28285 | 30567 | 29879 | 27869 | 25219 | 23012 | 21738 | 2007-01-14 | [24 empty] | 0% | bar: Hourly Load Allocators (Sum to 100% within each year) 1 to Hourly Load Allocators (Sum to 100% within each year) 24
2007-04-10 | 21139 | 20865 | 20893 | 21453 | 23404 | 25441 | 27103 | 28169 | 29071 | 29710 | 30016 | 30248 | 30423 | 29906 | 29528 | 29052 | 28457 | 28557 | 30171 | 29479 | 27490 | 24762 | 22655 | 21649 | 2007-01-15 | [24 empty] | 0% | bar: Hourly Load Allocators (Sum to 100% within each year) 1 to Hourly Load Allocators (Sum to 100% within each year) 24
2007-04-11 | 21636 | 21368 | 21491 | 21943 | 23735 | 25577 | 27445 | 28562 | 29523 | 30110 | 30184 | 30029 | 30056 | 29651 | 29137 | 28588 | 28207 | 28535 | 30580 | 30080 | 28128 | 25413 | 23332 | 21949 | 2007-01-16 | [24 empty] | 0% | bar: Hourly Load Allocators (Sum to 100% within each year) 1 to Hourly Load Allocators (Sum to 100% within each year) 24
2007-04-12 | 21745 | 21475 | 21407 | 21982 | 24204 | 25802 | 27414 | 28495 | 29061 | 29446 | 29536 | 29202 | 29070 | 28709 | 28290 | 27976 | 27642 | 27696 | 30149 | 29747 | 27825 | 25127 | 23535 | 22602 | 2007-01-17 | [24 empty] | 0% | bar: Hourly Load Allocators (Sum to 100% within each year) 1 to Hourly Load Allocators (Sum to 100% within each year) 24
2007-04-13 | 22088 | 21807 | 21817 | 22666 | 24479 | 25766 | 27517 | 28382 | 29250 | 29911 | 30024 | 29939 | 30070 | 29791 | 29308 | 28776 | 28074 | 27595 | 29701 | 29254 | 27747 | 25477 | 23400 | 22275 | 2007-01-18 | [24 empty] | 0% | bar: Hourly Load Allocators (Sum to 100% within each year) 1 to Hourly Load Allocators (Sum to 100% within each year) 24
2007-04-14 | 21687 | 21146 | 21045 | 21315 | 22076 | 22740 | 23673 | 24934 | 26194 | 26951 | 26911 | 26649 | 26239 | 25721 | 25352 | 25256 | 25458 | 25850 | 27814 | 27503 | 26098 | 24215 | 22497 | 21539 | 2007-01-19 | [24 empty] | 0% | bar: Hourly Load Allocators (Sum to 100% within each year) 1 to Hourly Load Allocators (Sum to 100% within each year) 24
2007-04-15 | 21248 | 20791 | 20600 | 20682 | 21130 | 20808 | 22002 | 23264 | 24036 | 24275 | 24426 | 24295 | 24128 | 23902 | 23873 | 24015 | 24449 | 25060 | 27562 | 27540 | 25703 | 23402 | 23402 | 21993 | 2007-01-20 | [24 empty] | 0% | bar: Hourly Load Allocators (Sum to 100% within each year) 1 to Hourly Load Allocators (Sum to 100% within each year) 24
2007-04-16 | 20584 | 20584 | 21157 | 21526 | 24023 | 25806 | 27350 | 28270 | 28994 | 29567 | 29758 | 29896 | 29988 | 29739 | 29523 | 29055 | 28639 | 28490 | 30805 | 30341 | 28209 | 25349 | 23059 | 22272 | 2007-01-21 | [24 empty] | 0% | bar: Hourly Load Allocators (Sum to 100% within each year) 1 to Hourly Load Allocators (Sum to 100% within each year) 24
2007-04-17 | 21835 | 21572 | 21582 | 22120 | 24111 | 26249 | 27614 | 28554 | 29286 | 29626 | 29631 | 29758 | 29868 | 29466 | 29128 | 28607 | 28216 | 28324 | 30574 | 30119 | 28238 | 25478 | 23176 | 22167 | 2007-01-22 | [24 empty] | 0% | bar: Hourly Load Allocators (Sum to 100% within each year) 1 to Hourly Load Allocators (Sum to 100% within each year) 24
2007-04-18 | 21671 | 21539 | 21612 | 22251 | 24174 | 26345 | 27791 | 28522 | 29120 | 29510 | 29438 | 29496 | 29263 | 28902 | 28585 | 28132 | 27819 | 27839 | 30308 | 30194 | 28136 | 25580 | 23444 | 22272 | 2007-01-23 | [24 empty] | 0% | bar: Hourly Load Allocators (Sum to 100% within each year) 1 to Hourly Load Allocators (Sum to 100% within each year) 24
2007-04-19 | 21954 | 21989 | 21943 | 22386 | 24540 | 26906 | 28307 | 29026 | 29707 | 29835 | 29717 | 29803 | 29675 | 29322 | 28784 | 28518 | 28235 | 28572 | 30746 | 30165 | 28186 | 25476 | 23383 | 22180 | 2007-01-24 | [24 empty] | 0% | bar: Hourly Load Allocators (Sum to 100% within each year) 1 to Hourly Load Allocators (Sum to 100% within each year) 24
2007-04-20 | 21452 | 21516 | 21437 | 22693 | 24088 | 26261 | 27924 | 28798 | 29420 | 29612 | 29372 | 29215 | 28914 | 28394 | 28054 | 27681 | 27349 | 27376 | 29079 | 28940 | 27479 | 25453 | 23419 | 22571 | 2007-01-25 | [24 empty] | 0% | bar: Hourly Load Allocators (Sum to 100% within each year) 1 to Hourly Load Allocators (Sum to 100% within each year) 24
2007-04-21 | 21723 | 21581 | 21463 | 21702 | 22462 | 22653 | 23948 | 25077 | 25971 | 26435 | 25943 | 25653 | 25325 | 25055 | 24892 | 24943 | 25248 | 25712 | 27713 | 27439 | 26131 | 24519 | 22637 | 21793 | 2007-01-26 | [24 empty] | 0% | bar: Hourly Load Allocators (Sum to 100% within each year) 1 to Hourly Load Allocators (Sum to 100% within each year) 24
2007-04-22 | 20934 | 20817 | 20687 | 20699 | 21221 | 21163 | 21958 | 23273 | 24152 | 24635 | 24827 | 24736 | 24567 | 24018 | 23939 | 24224 | 24606 | 25297 | 27466 | 27500 | 25715 | 23498 | 21654 | 21168 | 2007-01-27 | [24 empty] | 0% | bar: Hourly Load Allocators (Sum to 100% within each year) 1 to Hourly Load Allocators (Sum to 100% within each year) 24
2007-04-23 | 20663 | 20405 | 21026 | 21939 | 23754 | 25808 | 27108 | 27945 | 28549 | 29071 | 29232 | 29208 | 29302 | 28914 | 28621 | 28179 | 27864 | 27721 | 29890 | 29726 | 27610 | 24911 | 22836 | 21767 | 2007-01-28 | [24 empty] | 0% | bar: Hourly Load Allocators (Sum to 100% within each year) 1 to Hourly Load Allocators (Sum to 100% within each year) 24
2007-04-24 | 21294 | 21327 | 21350 | 21883 | 24054 | 25798 | 27124 | 28154 | 29065 | 29596 | 29763 | 29970 | 30295 | 30011 | 29731 | 29212 | 28640 | 28336 | 30197 | 30049 | 27934 | 25290 | 23340 | 22299 | 2007-01-29 | [24 empty] | 0% | bar: Hourly Load Allocators (Sum to 100% within each year) 1 to Hourly Load Allocators (Sum to 100% within each year) 24
2007-04-25 | 21304 | 20946 | 20999 | 21941 | 23779 | 26000 | 27493 | 28607 | 29557 | 30385 | 30726 | 30991 | 31202 | 31057 | 30707 | 30200 | 29589 | 29056 | 30856 | 30734 | 28675 | 25658 | 23416 | 22267 | 2007-01-30 | [24 empty] | 0% | bar: Hourly Load Allocators (Sum to 100% within each year) 1 to Hourly Load Allocators (Sum to 100% within each year) 24
2007-04-26 | 21796 | 21406 | 21766 | 22306 | 24378 | 26192 | 27686 | 28645 | 29525 | 30145 | 30429 | 30735 | 30964 | 30944 | 30748 | 30210 | 29631 | 29100 | 30767 | 30752 | 28590 | 25680 | 23319 | 22617 | 2007-01-31 | [24 empty] | 0% | bar: Hourly Load Allocators (Sum to 100% within each year) 1 to Hourly Load Allocators (Sum to 100% within each year) 24
2007-04-27 | 21736 | 21221 | 21651 | 22383 | 24147 | 25740 | 27399 | 28981 | 30226 | 31375 | 31842 | 32465 | 33012 | 33238 | 33216 | 32736 | 31876 | 30850 | 31827 | 31640 | 29762 | 27084 | 24562 | 23092 | 2007-02-01 | [24 empty] | 0% | bar: Hourly Load Allocators (Sum to 100% within each year) 1 to Hourly Load Allocators (Sum to 100% within each year) 24
2007-04-28 | 22352 | 21851 | 21665 | 21788 | 22489 | 22729 | 24215 | 25731 | 27224 | 28290 | 29107 | 29649 | 30194 | 30613 | 30906 | 30870 | 30498 | 29792 | 30537 | 30245 | 28486 | 26038 | 23829 | 22457 | 2007-02-02 | [24 empty] | 0% | bar: Hourly Load Allocators (Sum to 100% within each year) 1 to Hourly Load Allocators (Sum to 100% within each year) 24
2007-04-29 | 21847 | 21532 | 21078 | 21116 | 21388 | 21297 | 22619 | 24158 | 25468 | 26490 | 26776 | 26920 | 27413 | 27784 | 28041 | 28162 | 28227 | 27975 | 29278 | 29325 | 27303 | 24609 | 22534 | 21517 | 2007-02-03 | [24 empty] | 0% | bar: Hourly Load Allocators (Sum to 100% within each year) 1 to Hourly Load Allocators (Sum to 100% within each year) 24
2007-04-30 | 20830 | 20795 | 20914 | 21757 | 23868 | 25768 | 27632 | 28927 | 30024 | 30947 | 31475 | 31934 | 32389 | 32455 | 32269 | 31801 | 31014 | 30264 | 31524 | 31268 | 28833 | 25769 | 23519 | 22581 | 2007-02-04 | [24 empty] | 0% | bar: Hourly Load Allocators (Sum to 100% within each year) 1 to Hourly Load Allocators (Sum to 100% within each year) 24
2007-05-01 | 21727 | 21620 | 21582 | 22288 | 23775 | 25669 | 27375 | 28425 | 29276 | 30027 | 30251 | 30526 | 30784 | 30632 | 30279 | 29775 | 29240 | 29318 | 30834 | 30554 | 28429 | 25401 | 23092 | 22475 | 2007-02-05 | [24 empty] | 0% | bar: Hourly Load Allocators (Sum to 100% within each year) 1 to Hourly Load Allocators (Sum to 100% within each year) 24
2007-05-02 | 22037 | 21617 | 21558 | 22428 | 24196 | 26081 | 27732 | 28918 | 29724 | 30212 | 30279 | 29829 | 29816 | 29457 | 29578 | 29155 | 28721 | 28459 | 30195 | 30260 | 28091 | 25317 | 23108 | 22661 | 2007-02-06 | [24 empty] | 0% | bar: Hourly Load Allocators (Sum to 100% within each year) 1 to Hourly Load Allocators (Sum to 100% within each year) 24
2007-05-03 | 21872 | 21472 | 21453 | 22328 | 24333 | 25804 | 27426 | 28478 | 29295 | 29847 | 29781 | 29739 | 29765 | 29477 | 29130 | 28643 | 28573 | 28327 | 30165 | 30194 | 28146 | 25450 | 23146 | 22404 | 2007-02-07 | [24 empty] | 0% | bar: Hourly Load Allocators (Sum to 100% within each year) 1 to Hourly Load Allocators (Sum to 100% within each year) 24
2007-05-04 | 21696 | 21217 | 21280 | 21818 | 23672 | 25884 | 27525 | 28558 | 29227 | 29721 | 29527 | 29371 | 29266 | 28934 | 28426 | 27851 | 27343 | 27441 | 28604 | 28950 | 27507 | 25251 | 23157 | 22364 | 2007-02-08 | [24 empty] | 0% | bar: Hourly Load Allocators (Sum to 100% within each year) 1 to Hourly Load Allocators (Sum to 100% within each year) 24
2007-05-05 | 21568 | 21069 | 21245 | 21183 | 21635 | 22051 | 23351 | 24811 | 25741 | 26214 | 26321 | 26198 | 25914 | 25593 | 25434 | 25299 | 25407 | 25346 | 26713 | 27255 | 26145 | 24309 | 22516 | 21775 | 2007-02-09 | [24 empty] | 0% | bar: Hourly Load Allocators (Sum to 100% within each year) 1 to Hourly Load Allocators (Sum to 100% within each year) 24
2007-05-06 | 21467 | 20965 | 20745 | 20829 | 20927 | 20923 | 22136 | 23733 | 24885 | 25728 | 26293 | 26600 | 26797 | 26739 | 26981 | 26966 | 27240 | 27233 | 28552 | 29257 | 27437 | 24847 | 22962 | 22145 | 2007-02-10 | [24 empty] | 0% | bar: Hourly Load Allocators (Sum to 100% within each year) 1 to Hourly Load Allocators (Sum to 100% within each year) 24
2007-05-07 | 21438 | 21062 | 21209 | 22173 | 23824 | 26316 | 27938 | 29830 | 31586 | 33014 | 33650 | 34345 | 35213 | 35648 | 35884 | 35631 | 34932 | 34043 | 34370 | 34256 | 31514 | 27897 | 25021 | 23658 | 2007-02-11 | [24 empty] | 0% | bar: Hourly Load Allocators (Sum to 100% within each year) 1 to Hourly Load Allocators (Sum to 100% within each year) 24
2007-05-08 | 22911 | 22634 | 22437 | 23135 | 24444 | 26466 | 28713 | 30843 | 32649 | 34287 | 35314 | 36286 | 37276 | 37880 | 38266 | 37891 | 37013 | 35690 | 35448 | 35190 | 32308 | 28628 | 25513 | 23877 | 2007-02-12 | [24 empty] | 0% | bar: Hourly Load Allocators (Sum to 100% within each year) 1 to Hourly Load Allocators (Sum to 100% within each year) 24
2007-05-09 | 23168 | 22529 | 22694 | 23340 | 24660 | 26926 | 28685 | 30585 | 32263 | 33480 | 34309 | 35033 | 35948 | 36367 | 36593 | 36302 | 35412 | 34083 | 33954 | 33789 | 31043 | 27489 | 25003 | 23523 | 2007-02-13 | [24 empty] | 0% | bar: Hourly Load Allocators (Sum to 100% within each year) 1 to Hourly Load Allocators (Sum to 100% within each year) 24
2007-05-10 | 22888 | 22366 | 22240 | 22973 | 24611 | 26823 | 28351 | 29801 | 30907 | 31942 | 32436 | 32856 | 33341 | 33540 | 33551 | 33197 | 32403 | 31393 | 31882 | 32118 | 29746 | 26683 | 24077 | 23083 | 2007-02-14 | [24 empty] | 0% | bar: Hourly Load Allocators (Sum to 100% within each year) 1 to Hourly Load Allocators (Sum to 100% within each year) 24
2007-05-11 | 22149 | 22000 | 21876 | 22649 | 23867 | 25754 | 27669 | 29195 | 30319 | 31194 | 31462 | 31829 | 32142 | 32106 | 31905 | 31340 | 30564 | 29727 | 30211 | 30587 | 28857 | 26375 | 24158 | 22729 | 2007-02-15 | [24 empty] | 0% | bar: Hourly Load Allocators (Sum to 100% within each year) 1 to Hourly Load Allocators (Sum to 100% within each year) 24
2007-05-12 | 22252 | 21664 | 21463 | 21693 | 22113 | 22826 | 24185 | 25772 | 26599 | 27131 | 27428 | 27424 | 27400 | 27264 | 27323 | 26912 | 26793 | 26503 | 27557 | 28367 | 26980 | 24945 | 23200 | 22102 | 2007-02-16 | [24 empty] | 0% | bar: Hourly Load Allocators (Sum to 100% within each year) 1 to Hourly Load Allocators (Sum to 100% within each year) 24
2007-05-13 | 21567 | 21212 | 21023 | 21026 | 20972 | 21071 | 22169 | 23391 | 24351 | 25187 | 25547 | 25285 | 25385 | 25559 | 25693 | 25927 | 25992 | 25961 | 27236 | 28217 | 26622 | 24204 | 22439 | 21778 | 2007-02-17 | [24 empty] | 0% | bar: Hourly Load Allocators (Sum to 100% within each year) 1 to Hourly Load Allocators (Sum to 100% within each year) 24
2007-05-14 | 21374 | 21136 | 21228 | 22118 | 23525 | 25646 | 27295 | 28590 | 29832 | 30759 | 31131 | 31560 | 32095 | 32238 | 32301 | 32007 | 31338 | 30685 | 31488 | 31801 | 29474 | 26364 | 23884 | 22898 | 2007-02-18 | [24 empty] | 0% | bar: Hourly Load Allocators (Sum to 100% within each year) 1 to Hourly Load Allocators (Sum to 100% within each year) 24
2007-05-15 | 22116 | 22210 | 22207 | 22981 | 24170 | 26469 | 27970 | 29282 | 30280 | 30923 | 30986 | 31397 | 31843 | 32013 | 31921 | 31383 | 30676 | 30196 | 31189 | 31534 | 29377 | 26147 | 23896 | 22596 | 2007-02-19 | [24 empty] | 0% | bar: Hourly Load Allocators (Sum to 100% within each year) 1 to Hourly Load Allocators (Sum to 100% within each year) 24
2007-05-16 | 21969 | 21818 | 21767 | 22356 | 23777 | 26237 | 27961 | 29106 | 29984 | 30610 | 30785 | 31133 | 31615 | 31731 | 31687 | 31328 | 30705 | 30117 | 30969 | 31347 | 29089 | 25846 | 23764 | 22646 | 2007-02-20 | [24 empty] | 0% | bar: Hourly Load Allocators (Sum to 100% within each year) 1 to Hourly Load Allocators (Sum to 100% within each year) 24
2007-05-17 | 22072 | 21880 | 21852 | 22313 | 23747 | 26321 | 27903 | 29044 | 30139 | 30838 | 31060 | 31388 | 31803 | 31967 | 31755 | 31268 | 30498 | 29824 | 30664 | 31309 | 29186 | 26285 | 24149 | 23187 | 2007-02-21 | [24 empty] | 0% | bar: Hourly Load Allocators (Sum to 100% within each year) 1 to Hourly Load Allocators (Sum to 100% within each year) 24
2007-05-18 | 22415 | 21942 | 22211 | 22668 | 24026 | 26045 | 27863 | 29151 | 29994 | 30788 | 30993 | 31338 | 31718 | 31711 | 31503 | 30965 | 30153 | 29390 | 29866 | 30511 | 28801 | 26349 | 23971 | 22677 | 2007-02-22 | [24 empty] | 0% | bar: Hourly Load Allocators (Sum to 100% within each year) 1 to Hourly Load Allocators (Sum to 100% within each year) 24
2007-05-19 | 22346 | 21810 | 21573 | 21727 | 22090 | 23060 | 24430 | 25701 | 26568 | 27288 | 27652 | 27819 | 28074 | 28177 | 28229 | 28129 | 27918 | 27503 | 28162 | 28951 | 27454 | 25145 | 23213 | 22156 | 2007-02-23 | [24 empty] | 0% | bar: Hourly Load Allocators (Sum to 100% within each year) 1 to Hourly Load Allocators (Sum to 100% within each year) 24
2007-05-20 | 21235 | 21121 | 21149 | 20850 | 20944 | 21318 | 22274 | 23397 | 24599 | 25319 | 25747 | 26040 | 26259 | 26157 | 26204 | 26367 | 26457 | 26526 | 27442 | 28252 | 26517 | 24080 | 21999 | 21672 | 2007-02-24 | [24 empty] | 0% | bar: Hourly Load Allocators (Sum to 100% within each year) 1 to Hourly Load Allocators (Sum to 100% within each year) 24
2007-05-21 | 21008 | 21009 | 21066 | 21955 | 23661 | 25802 | 27448 | 28835 | 29829 | 30569 | 30723 | 30904 | 31043 | 30855 | 30664 | 30515 | 30247 | 30161 | 30722 | 31103 | 28940 | 26081 | 23643 | 22474 | 2007-02-25 | [24 empty] | 0% | bar: Hourly Load Allocators (Sum to 100% within each year) 1 to Hourly Load Allocators (Sum to 100% within each year) 24
2007-05-22 | 22266 | 21747 | 21766 | 22304 | 23802 | 26407 | 27763 | 29225 | 30356 | 31078 | 31207 | 31458 | 31793 | 31810 | 31699 | 31337 | 30658 | 30195 | 30720 | 31317 | 29364 | 26428 | 23909 | 22889 | 2007-02-26 | [24 empty] | 0% | bar: Hourly Load Allocators (Sum to 100% within each year) 1 to Hourly Load Allocators (Sum to 100% within each year) 24
2007-05-23 | 22527 | 22087 | 22082 | 22542 | 23701 | 26264 | 27998 | 29602 | 30753 | 31728 | 32054 | 32522 | 32990 | 33253 | 33281 | 32962 | 32231 | 31344 | 31552 | 32122 | 30053 | 26917 | 24279 | 22886 | 2007-02-27 | [24 empty] | 0% | bar: Hourly Load Allocators (Sum to 100% within each year) 1 to Hourly Load Allocators (Sum to 100% within each year) 24
2007-05-24 | 22569 | 22375 | 22269 | 22550 | 23884 | 26220 | 27914 | 29304 | 30573 | 31772 | 32506 | 33084 | 33604 | 33838 | 33779 | 33335 | 32359 | 31394 | 31512 | 32037 | 30194 | 26981 | 24401 | 23394 | 2007-02-28 | [24 empty] | 0% | bar: Hourly Load Allocators (Sum to 100% within each year) 1 to Hourly Load Allocators (Sum to 100% within each year) 24
2007-05-25 | 22647 | 22159 | 22078 | 22778 | 23784 | 26177 | 27879 | 29359 | 30738 | 31759 | 32179 | 32630 | 33179 | 33295 | 33084 | 32425 | 31533 | 30618 | 30587 | 31040 | 29365 | 26757 | 24404 | 23194 | 2007-03-01 | [24 empty] | 0% | bar: Hourly Load Allocators (Sum to 100% within each year) 1 to Hourly Load Allocators (Sum to 100% within each year) 24
2007-05-26 | 22146 | 22022 | 21665 | 21883 | 22080 | 23014 | 24297 | 25527 | 26580 | 27628 | 28171 | 28522 | 28744 | 28940 | 29121 | 29120 | 28827 | 28292 | 28413 | 29122 | 27731 | 25435 | 23460 | 22309 | 2007-03-02 | [24 empty] | 0% | bar: Hourly Load Allocators (Sum to 100% within each year) 1 to Hourly Load Allocators (Sum to 100% within each year) 24
2007-05-27 | 21820 | 21438 | 21113 | 21116 | 20863 | 21113 | 22517 | 23482 | 24782 | 25426 | 25998 | 26356 | 26594 | 26809 | 27008 | 27148 | 27113 | 26776 | 27010 | 28121 | 26775 | 24813 | 23230 | 22028 | 2007-03-03 | [24 empty] | 0% | bar: Hourly Load Allocators (Sum to 100% within each year) 1 to Hourly Load Allocators (Sum to 100% within each year) 24
2007-05-28 | 21276 | 21233 | 21085 | 21254 | 21202 | 21364 | 22373 | 23926 | 25461 | 26192 | 26730 | 27137 | 27472 | 27823 | 28186 | 28504 | 28544 | 28149 | 28507 | 29579 | 27650 | 25060 | 22746 | 21765 | 2007-03-04 | [24 empty] | 0% | bar: Hourly Load Allocators (Sum to 100% within each year) 1 to Hourly Load Allocators (Sum to 100% within each year) 24
2007-05-29 | 21187 | 21139 | 21205 | 22036 | 23553 | 25919 | 27346 | 28765 | 29940 | 30785 | 31191 | 31606 | 32180 | 32444 | 32580 | 32328 | 31618 | 30793 | 30843 | 31754 | 29425 | 26477 | 24007 | 22691 | 2007-03-05 | [24 empty] | 0% | bar: Hourly Load Allocators (Sum to 100% within each year) 1 to Hourly Load Allocators (Sum to 100% within each year) 24
2007-05-30 | 22195 | 21968 | 21958 | 22704 | 23494 | 25735 | 27279 | 28622 | 29691 | 30635 | 30892 | 31194 | 31657 | 31858 | 31727 | 31343 | 30639 | 29967 | 30146 | 31170 | 29074 | 26441 | 23997 | 23111 | 2007-03-06 | [24 empty] | 0% | bar: Hourly Load Allocators (Sum to 100% within each year) 1 to Hourly Load Allocators (Sum to 100% within each year) 24
2007-05-31 | 22201 | 22077 | 22032 | 22821 | 23708 | 25995 | 27345 | 28678 | 29648 | 30426 | 30688 | 30982 | 31543 | 31703 | 31753 | 31422 | 30597 | 29790 | 30027 | 31208 | 29363 | 26532 | 24249 | 22949 | 2007-03-07 | [24 empty] | 0% | bar: Hourly Load Allocators (Sum to 100% within each year) 1 to Hourly Load Allocators (Sum to 100% within each year) 24
2007-06-01 | 22348 | 21833 | 21796 | 22556 | 23389 | 25443 | 27281 | 28531 | 29665 | 30592 | 30850 | 31115 | 31430 | 31420 | 31112 | 30465 | 29556 | 28940 | 29243 | 30375 | 28824 | 26385 | 24121 | 23044 | 2007-03-08 | [24 empty] | 0% | bar: Hourly Load Allocators (Sum to 100% within each year) 1 to Hourly Load Allocators (Sum to 100% within each year) 24
2007-06-02 | 22314 | 22021 | 21772 | 21623 | 21518 | 22214 | 23378 | 25077 | 26088 | 26977 | 27367 | 27622 | 27868 | 28068 | 28231 | 28256 | 28092 | 27692 | 27787 | 29074 | 27651 | 25717 | 23595 | 22609 | 2007-03-09 | [24 empty] | 0% | bar: Hourly Load Allocators (Sum to 100% within each year) 1 to Hourly Load Allocators (Sum to 100% within each year) 24
2007-06-03 | 21932 | 21287 | 21031 | 21031 | 20688 | 20874 | 21901 | 23170 | 24593 | 25718 | 26404 | 26963 | 27344 | 27680 | 28122 | 28378 | 28396 | 28057 | 28453 | 29447 | 27762 | 25388 | 23134 | 22496 | 2007-03-10 | [24 empty] | 0% | bar: Hourly Load Allocators (Sum to 100% within each year) 1 to Hourly Load Allocators (Sum to 100% within each year) 24
2007-06-04 | 21813 | 21429 | 21467 | 22046 | 23020 | 25490 | 27498 | 29087 | 30491 | 31718 | 32258 | 32829 | 33481 | 33805 | 33870 | 33413 | 32626 | 31773 | 31587 | 32366 | 29973 | 27249 | 24651 | 23440 | 2007-03-11 | [24 empty] | 0% | bar: Hourly Load Allocators (Sum to 100% within each year) 1 to Hourly Load Allocators (Sum to 100% within each year) 24
2007-06-05 | 22872 | 22316 | 22167 | 22934 | 24010 | 25903 | 27708 | 28852 | 29861 | 30576 | 30593 | 30694 | 30885 | 30761 | 30431 | 29883 | 29128 | 28690 | 29017 | 29988 | 28266 | 26025 | 23696 | 22463 | 2007-03-12 | [24 empty] | 0% | bar: Hourly Load Allocators (Sum to 100% within each year) 1 to Hourly Load Allocators (Sum to 100% within each year) 24
2007-06-06 | 22264 | 21785 | 21774 | 22392 | 23354 | 25163 | 26915 | 28259 | 29285 | 29937 | 29996 | 29964 | 30000 | 29702 | 29341 | 28880 | 28198 | 27738 | 28063 | 29804 | 28217 | 25807 | 23524 | 22410 | 2007-03-13 | [24 empty] | 0% | bar: Hourly Load Allocators (Sum to 100% within each year) 1 to Hourly Load Allocators (Sum to 100% within each year) 24
2007-06-07 | 21952 | 21495 | 21174 | 21972 | 22868 | 25085 | 26760 | 28227 | 29406 | 30230 | 30359 | 30572 | 30959 | 30973 | 30876 | 30414 | 29609 | 29018 | 29095 | 30221 | 28596 | 25864 | 23880 | 22707 | 2007-03-14 | [24 empty] | 0% | bar: Hourly Load Allocators (Sum to 100% within each year) 1 to Hourly Load Allocators (Sum to 100% within each year) 24
2007-06-08 | 22043 | 21832 | 21758 | 22403 | 23198 | 25291 | 26914 | 28530 | 29645 | 30741 | 30910 | 31134 | 31487 | 31476 | 31247 | 30778 | 29906 | 29114 | 28972 | 30166 | 28953 | 26606 | 24516 | 22853 | 2007-03-15 | [24 empty] | 0% | bar: Hourly Load Allocators (Sum to 100% within each year) 1 to Hourly Load Allocators (Sum to 100% within each year) 24
2007-06-09 | 22036 | 21710 | 21498 | 21724 | 21566 | 22088 | 23029 | 24893 | 26277 | 27175 | 27723 | 28055 | 28282 | 28446 | 28597 | 28640 | 28396 | 27910 | 27970 | 29116 | 28049 | 26151 | 24011 | 22531 | 2007-03-16 | [24 empty] | 0% | bar: Hourly Load Allocators (Sum to 100% within each year) 1 to Hourly Load Allocators (Sum to 100% within each year) 24
2007-06-10 | 22000 | 21740 | 21376 | 21428 | 20959 | 21014 | 22132 | 23674 | 25002 | 26224 | 27197 | 27839 | 28316 | 28753 | 28969 | 29114 | 29018 | 28538 | 28536 | 29644 | 27833 | 25609 | 23343 | 22418 | 2007-03-17 | [24 empty] | 0% | bar: Hourly Load Allocators (Sum to 100% within each year) 1 to Hourly Load Allocators (Sum to 100% within each year) 24
2007-06-11 | 22078 | 21695 | 21768 | 22611 | 23466 | 25312 | 27266 | 28845 | 30457 | 31541 | 31905 | 32523 | 33162 | 33427 | 33479 | 33184 | 32485 | 31629 | 31279 | 32188 | 30371 | 27566 | 25089 | 23732 | 2007-03-18 | [24 empty] | 0% | bar: Hourly Load Allocators (Sum to 100% within each year) 1 to Hourly Load Allocators (Sum to 100% within each year) 24
2007-06-12 | 23288 | 23038 | 22941 | 23661 | 24253 | 26241 | 28046 | 29789 | 31115 | 32448 | 33129 | 33987 | 34908 | 35648 | 36000 | 35884 | 35096 | 34061 | 33303 | 33980 | 31988 | 28631 | 25818 | 24550 | 2007-03-19 | [24 empty] | 0% | bar: Hourly Load Allocators (Sum to 100% within each year) 1 to Hourly Load Allocators (Sum to 100% within each year) 24
2007-06-13 | 23793 | 23166 | 23023 | 23720 | 24590 | 26463 | 28465 | 30750 | 32617 | 34440 | 35521 | 36879 | 38305 | 39203 | 39614 | 39452 | 38505 | 37272 | 36027 | 36094 | 33652 | 29842 | 26898 | 25286 | 2007-03-20 | [24 empty] | 0% | bar: Hourly Load Allocators (Sum to 100% within each year) 1 to Hourly Load Allocators (Sum to 100% within each year) 24
2007-06-14 | 24175 | 23613 | 23684 | 23922 | 25015 | 27222 | 29772 | 32052 | 34336 | 36254 | 37359 | 38598 | 39749 | 40606 | 40839 | 40589 | 39473 | 38052 | 36987 | 37321 | 34728 | 30773 | 27815 | 26073 | 2007-03-21 | [24 empty] | 0% | bar: Hourly Load Allocators (Sum to 100% within each year) 1 to Hourly Load Allocators (Sum to 100% within each year) 24
2007-06-15 | 24815 | 24218 | 23913 | 24806 | 25162 | 27150 | 29844 | 32209 | 34419 | 36179 | 37352 | 38023 | 39087 | 39642 | 39866 | 39406 | 37900 | 36175 | 34426 | 34505 | 32398 | 29739 | 27031 | 25027 | 2007-03-22 | [24 empty] | 0% | bar: Hourly Load Allocators (Sum to 100% within each year) 1 to Hourly Load Allocators (Sum to 100% within each year) 24
2007-06-16 | 24145 | 23651 | 23178 | 23297 | 23297 | 23752 | 25283 | 27400 | 28686 | 29613 | 30503 | 31072 | 31520 | 31907 | 32061 | 31976 | 31437 | 30530 | 29674 | 30449 | 29355 | 27187 | 25012 | 23628 | 2007-03-23 | [24 empty] | 0% | bar: Hourly Load Allocators (Sum to 100% within each year) 1 to Hourly Load Allocators (Sum to 100% within each year) 24
2007-06-17 | 22691 | 22483 | 22093 | 22075 | 21390 | 21657 | 22787 | 24021 | 25474 | 26838 | 27764 | 28262 | 28862 | 27438 | 30291 | 30693 | 30672 | 27437 | 29637 | 30713 | 29234 | 27438 | 24910 | 23342 | 2007-03-24 | [24 empty] | 0% | bar: Hourly Load Allocators (Sum to 100% within each year) 1 to Hourly Load Allocators (Sum to 100% within each year) 24
2007-06-18 | 22576 | 27438 | 22405 | 22828 | 23777 | 27438 | 28089 | 30156 | 31835 | 27438 | 34481 | 35358 | 27438 | 37052 | 37521 | 37449 | 36615 | 35393 | 34051 | 34330 | 31993 | 28885 | 25895 | 24119 | 2007-03-25 | [24 empty] | 0% | bar: Hourly Load Allocators (Sum to 100% within each year) 1 to Hourly Load Allocators (Sum to 100% within each year) 24
2007-06-19 | 23463 | 23073 | 22967 | 23754 | 24412 | 26486 | 28133 | 30196 | 31944 | 33389 | 34118 | 34849 | 35730 | 36488 | 36741 | 36604 | 35757 | 34471 | 33228 | 33753 | 31614 | 28516 | 25756 | 24322 | 2007-03-26 | [24 empty] | 0% | bar: Hourly Load Allocators (Sum to 100% within each year) 1 to Hourly Load Allocators (Sum to 100% within each year) 24
2007-06-20 | 23729 | 23250 | 23055 | 23657 | 24424 | 26383 | 27847 | 29829 | 31585 | 33046 | 33761 | 34561 | 35484 | 36136 | 36486 | 36216 | 35398 | 34251 | 33007 | 33564 | 31376 | 28304 | 25963 | 24293 | 2007-03-27 | [24 empty] | 0% | bar: Hourly Load Allocators (Sum to 100% within each year) 1 to Hourly Load Allocators (Sum to 100% within each year) 24
2007-06-21 | 23925 | 23144 | 22990 | 23578 | 24423 | 26046 | 27748 | 29746 | 31650 | 33016 | 33855 | 34912 | 36033 | 36753 | 37154 | 37064 | 36156 | 35229 | 34202 | 34694 | 32712 | 29201 | 26357 | 24505 | 2007-03-28 | [24 empty] | 0% | bar: Hourly Load Allocators (Sum to 100% within each year) 1 to Hourly Load Allocators (Sum to 100% within each year) 24
2007-06-22 | 24068 | 23383 | 23168 | 23598 | 24025 | 26073 | 27841 | 30087 | 31936 | 33531 | 34515 | 35331 | 36508 | 37340 | 37693 | 37471 | 36566 | 35474 | 34143 | 34417 | 32470 | 29403 | 26597 | 24713 | 2007-03-29 | [24 empty] | 0% | bar: Hourly Load Allocators (Sum to 100% within each year) 1 to Hourly Load Allocators (Sum to 100% within each year) 24
2007-06-23 | 23906 | 23117 | 22677 | 23089 | 22647 | 23184 | 24779 | 26595 | 28366 | 29693 | 30740 | 31408 | 31905 | 32487 | 32886 | 32900 | 32459 | 31426 | 30352 | 30928 | 29562 | 27274 | 25141 | 23327 | 2007-03-30 | [24 empty] | 0% | bar: Hourly Load Allocators (Sum to 100% within each year) 1 to Hourly Load Allocators (Sum to 100% within each year) 24
2007-06-24 | 22558 | 22285 | 21898 | 21877 | 21514 | 21701 | 23065 | 24636 | 26251 | 27219 | 28059 | 28841 | 29549 | 29770 | 30186 | 30584 | 30486 | 29903 | 29220 | 30230 | 28884 | 26511 | 24096 | 23122 | 2007-03-31 | [24 empty] | 0% | bar: Hourly Load Allocators (Sum to 100% within each year) 1 to Hourly Load Allocators (Sum to 100% within each year) 24
2007-06-25 | 22600 | 22165 | 22189 | 23049 | 23605 | 25383 | 27532 | 29610 | 31604 | 33141 | 33903 | 34755 | 35746 | 36474 | 36973 | 37021 | 36251 | 35094 | 33934 | 34253 | 32271 | 29131 | 26187 | 24557 | 2007-04-01 | [24 empty] | 0% | bar: Hourly Load Allocators (Sum to 100% within each year) 1 to Hourly Load Allocators (Sum to 100% within each year) 24
2007-06-26 | 23414 | 23091 | 23218 | 23598 | 24570 | 26361 | 28762 | 30816 | 32739 | 34326 | 35175 | 36039 | 36936 | 37550 | 37837 | 37664 | 36712 | 35445 | 33994 | 34432 | 32279 | 29156 | 26239 | 24684 | 2007-04-02 | [24 empty] | 0% | bar: Hourly Load Allocators (Sum to 100% within each year) 1 to Hourly Load Allocators (Sum to 100% within each year) 24
2007-06-27 | 23898 | 23500 | 23383 | 24090 | 24262 | 26036 | 28183 | 30263 | 32059 | 33580 | 34314 | 35187 | 36234 | 36974 | 37326 | 37255 | 36468 | 35369 | 34249 | 34917 | 32723 | 29234 | 26389 | 24667 | 2007-04-03 | [24 empty] | 0% | bar: Hourly Load Allocators (Sum to 100% within each year) 1 to Hourly Load Allocators (Sum to 100% within each year) 24
2007-06-28 | 24057 | 23641 | 23504 | 24095 | 24447 | 26722 | 28573 | 30809 | 32570 | 34145 | 34837 | 35913 | 36856 | 37547 | 37769 | 37552 | 36719 | 35507 | 34207 | 34834 | 32779 | 29666 | 26807 | 25379 | 2007-04-04 | [24 empty] | 0% | bar: Hourly Load Allocators (Sum to 100% within each year) 1 to Hourly Load Allocators (Sum to 100% within each year) 24
2007-06-29 | 24357 | 23973 | 23793 | 24399 | 25224 | 26861 | 29075 | 31243 | 33090 | 34708 | 35433 | 36244 | 37070 | 37555 | 38017 | 37629 | 36564 | 35154 | 33667 | 34320 | 32627 | 29709 | 26945 | 25185 | 2007-04-05 | [24 empty] | 0% | bar: Hourly Load Allocators (Sum to 100% within each year) 1 to Hourly Load Allocators (Sum to 100% within each year) 24
2007-06-30 | 24160 | 23608 | 23197 | 23224 | 22741 | 23568 | 24791 | 26923 | 28945 | 30531 | 31716 | 32603 | 33255 | 33767 | 34347 | 34445 | 34016 | 33009 | 31867 | 32552 | 31159 | 28741 | 26137 | 24337 | 2007-04-06 | [24 empty] | 0% | bar: Hourly Load Allocators (Sum to 100% within each year) 1 to Hourly Load Allocators (Sum to 100% within each year) 24
2007-07-01 | 23609 | 22791 | 22637 | 22575 | 22171 | 22572 | 23680 | 25370 | 27395 | 29201 | 30724 | 31888 | 33094 | 33890 | 34733 | 35160 | 35028 | 34184 | 33040 | 33801 | 32037 | 28976 | 26165 | 24354 | 2007-04-07 | [24 empty] | 0% | bar: Hourly Load Allocators (Sum to 100% within each year) 1 to Hourly Load Allocators (Sum to 100% within each year) 24
2007-07-02 | 23750 | 23458 | 23333 | 23699 | 24597 | 27184 | 29322 | 32054 | 34239 | 36292 | 37495 | 38808 | 39924 | 40690 | 41269 | 41356 | 40619 | 39378 | 37781 | 37887 | 35194 | 31520 | 28147 | 26120 | 2007-04-08 | [24 empty] | 0% | bar: Hourly Load Allocators (Sum to 100% within each year) 1 to Hourly Load Allocators (Sum to 100% within each year) 24
2007-07-03 | 25011 | 24700 | 24404 | 24911 | 25465 | 27667 | 30400 | 32835 | 35111 | 37043 | 38422 | 39718 | 41069 | 41950 | 42443 | 42533 | 41606 | 40104 | 38293 | 37960 | 35363 | 32014 | 28735 | 26394 | 2007-04-09 | [24 empty] | 0% | bar: Hourly Load Allocators (Sum to 100% within each year) 1 to Hourly Load Allocators (Sum to 100% within each year) 24
2007-07-04 | 24825 | 24325 | 23997 | 23912 | 23584 | 24078 | 26124 | 28050 | 30602 | 33072 | 35047 | 36629 | 37930 | 38893 | 39373 | 39382 | 38694 | 37277 | 35559 | 34856 | 33048 | 31129 | 28247 | 26041 | 2007-04-10 | [24 empty] | 0% | bar: Hourly Load Allocators (Sum to 100% within each year) 1 to Hourly Load Allocators (Sum to 100% within each year) 24
2007-07-05 | 24999 | 24411 | 24111 | 24363 | 25408 | 28219 | 30885 | 33568 | 36345 | 38815 | 40479 | 42032 | 43192 | 44067 | 44603 | 44672 | 43733 | 42238 | 40680 | 40318 | 37414 | 33286 | 29988 | 27812 | 2007-04-11 | [24 empty] | 0% | bar: Hourly Load Allocators (Sum to 100% within each year) 1 to Hourly Load Allocators (Sum to 100% within each year) 24
2007-07-06 | 26301 | 25711 | 25264 | 25719 | 26618 | 28660 | 31296 | 33786 | 36468 | 38750 | 40338 | 41813 | 43052 | 43602 | 43663 | 43043 | 41564 | 39617 | 37392 | 36942 | 34557 | 31259 | 28518 | 26362 | 2007-04-12 | [24 empty] | 0% | bar: Hourly Load Allocators (Sum to 100% within each year) 1 to Hourly Load Allocators (Sum to 100% within each year) 24
2007-07-07 | 25242 | 24795 | 24584 | 24614 | 24496 | 25190 | 26756 | 28889 | 30811 | 32463 | 33994 | 35160 | 35774 | 36314 | 36804 | 36728 | 35969 | 34715 | 33113 | 33430 | 31653 | 29126 | 27004 | 25070 | 2007-04-13 | [24 empty] | 0% | bar: Hourly Load Allocators (Sum to 100% within each year) 1 to Hourly Load Allocators (Sum to 100% within each year) 24
2007-07-08 | 23813 | 23516 | 22988 | 22911 | 22667 | 23187 | 24787 | 26491 | 28141 | 29810 | 30878 | 32161 | 33368 | 34343 | 35086 | 35495 | 35312 | 34371 | 33176 | 33651 | 31555 | 28512 | 26290 | 24833 | 2007-04-14 | [24 empty] | 0% | bar: Hourly Load Allocators (Sum to 100% within each year) 1 to Hourly Load Allocators (Sum to 100% within each year) 24
2007-07-09 | 23997 | 23422 | 23330 | 24136 | 25521 | 27720 | 30224 | 31937 | 33466 | 35197 | 36111 | 37299 | 38149 | 38757 | 39138 | 39046 | 37973 | 36472 | 35265 | 35484 | 33134 | 29921 | 26910 | 24998 | 2007-04-15 | [24 empty] | 0% | bar: Hourly Load Allocators (Sum to 100% within each year) 1 to Hourly Load Allocators (Sum to 100% within each year) 24
2007-07-10 | 23915 | 23687 | 23876 | 24611 | 25927 | 27668 | 30074 | 31472 | 33007 | 34359 | 35025 | 35663 | 36035 | 36036 | 35840 | 34990 | 33913 | 32878 | 32686 | 33297 | 31474 | 28722 | 26330 | 25468 | 2007-04-16 | [24 empty] | 0% | bar: Hourly Load Allocators (Sum to 100% within each year) 1 to Hourly Load Allocators (Sum to 100% within each year) 24
2007-07-11 | 24463 | 23899 | 23694 | 24503 | 25516 | 27053 | 29363 | 31089 | 32700 | 33949 | 34618 | 35263 | 35821 | 36262 | 36478 | 36248 | 35420 | 34223 | 33182 | 33884 | 31942 | 28854 | 26558 | 25165 | 2007-04-17 | [24 empty] | 0% | bar: Hourly Load Allocators (Sum to 100% within each year) 1 to Hourly Load Allocators (Sum to 100% within each year) 24
2007-07-12 | 24017 | 23609 | 23511 | 24186 | 25177 | 27127 | 29480 | 31349 | 33104 | 34161 | 34835 | 35680 | 36459 | 37057 | 37330 | 37266 | 36227 | 34989 | 33723 | 34302 | 32386 | 29381 | 26880 | 25212 | 2007-04-18 | [24 empty] | 0% | bar: Hourly Load Allocators (Sum to 100% within each year) 1 to Hourly Load Allocators (Sum to 100% within each year) 24
2007-07-13 | 24368 | 23669 | 23467 | 24173 | 25086 | 26836 | 29277 | 31557 | 33573 | 35288 | 36328 | 37311 | 38390 | 39303 | 39888 | 39891 | 38951 | 37328 | 35728 | 35942 | 34015 | 31081 | 28216 | 26208 | 2007-04-19 | [24 empty] | 0% | bar: Hourly Load Allocators (Sum to 100% within each year) 1 to Hourly Load Allocators (Sum to 100% within each year) 24
2007-07-14 | 25059 | 24495 | 24126 | 24187 | 24217 | 24868 | 26493 | 28626 | 30437 | 32383 | 33602 | 34676 | 35570 | 36435 | 36827 | 36819 | 35974 | 34705 | 33562 | 33835 | 32222 | 29677 | 27168 | 25481 | 2007-04-20 | [24 empty] | 0% | bar: Hourly Load Allocators (Sum to 100% within each year) 1 to Hourly Load Allocators (Sum to 100% within each year) 24
2007-07-15 | 24259 | 23782 | 23284 | 23183 | 23051 | 23329 | 24928 | 26854 | 28528 | 30352 | 31901 | 33225 | 34546 | 35507 | 36202 | 36505 | 36048 | 34943 | 33629 | 34025 | 31944 | 29089 | 26430 | 25087 | 2007-04-21 | [24 empty] | 0% | bar: Hourly Load Allocators (Sum to 100% within each year) 1 to Hourly Load Allocators (Sum to 100% within each year) 24
2007-07-16 | 24151 | 23799 | 23749 | 24320 | 25564 | 27798 | 29762 | 31878 | 33875 | 35508 | 36466 | 37408 | 38290 | 38762 | 39057 | 38755 | 37699 | 36077 | 34740 | 35226 | 32886 | 29726 | 26918 | 25257 | 2007-04-22 | [24 empty] | 0% | bar: Hourly Load Allocators (Sum to 100% within each year) 1 to Hourly Load Allocators (Sum to 100% within each year) 24
2007-07-17 | 24393 | 23995 | 23933 | 24540 | 25577 | 27456 | 29284 | 30913 | 32964 | 34484 | 35334 | 36132 | 36973 | 37538 | 37765 | 37724 | 36849 | 35518 | 34453 | 35071 | 33014 | 29787 | 26990 | 25338 | 2007-04-23 | [24 empty] | 0% | bar: Hourly Load Allocators (Sum to 100% within each year) 1 to Hourly Load Allocators (Sum to 100% within each year) 24
2007-07-18 | 24500 | 24142 | 24039 | 24718 | 25738 | 27641 | 29562 | 31459 | 33278 | 34663 | 35477 | 36406 | 37230 | 37642 | 37847 | 37727 | 36958 | 35687 | 34453 | 35116 | 33118 | 29843 | 27015 | 25349 | 2007-04-24 | [24 empty] | 0% | bar: Hourly Load Allocators (Sum to 100% within each year) 1 to Hourly Load Allocators (Sum to 100% within each year) 24
2007-07-19 | 24492 | 24071 | 23873 | 24575 | 25822 | 27405 | 29600 | 31792 | 33739 | 35299 | 36157 | 37085 | 38130 | 38825 | 39035 | 38907 | 37785 | 36205 | 34737 | 35222 | 33242 | 29977 | 27066 | 25178 | 2007-04-25 | [24 empty] | 0% | bar: Hourly Load Allocators (Sum to 100% within each year) 1 to Hourly Load Allocators (Sum to 100% within each year) 24
2007-07-20 | 24628 | 24232 | 23998 | 24543 | 25819 | 27457 | 29341 | 31317 | 33172 | 34743 | 35642 | 36540 | 37493 | 38018 | 38098 | 37832 | 36723 | 35213 | 33810 | 34344 | 32586 | 29762 | 27282 | 25483 | 2007-04-26 | [24 empty] | 0% | bar: Hourly Load Allocators (Sum to 100% within each year) 1 to Hourly Load Allocators (Sum to 100% within each year) 24
2007-07-21 | 24573 | 23973 | 23862 | 23954 | 24022 | 24504 | 26317 | 28026 | 29988 | 31254 | 32268 | 33461 | 34283 | 34897 | 35315 | 35301 | 34644 | 33404 | 32346 | 32912 | 31461 | 29003 | 26731 | 25332 | 2007-04-27 | [24 empty] | 0% | bar: Hourly Load Allocators (Sum to 100% within each year) 1 to Hourly Load Allocators (Sum to 100% within each year) 24
2007-07-22 | 24035 | 23815 | 23418 | 23358 | 23256 | 23337 | 24568 | 26173 | 28205 | 29750 | 31289 | 32678 | 33848 | 34712 | 35294 | 35384 | 34995 | 34144 | 33504 | 33774 | 31920 | 28999 | 26370 | 25276 | 2007-04-28 | [24 empty] | 0% | bar: Hourly Load Allocators (Sum to 100% within each year) 1 to Hourly Load Allocators (Sum to 100% within each year) 24
2007-07-23 | 24835 | 24210 | 24248 | 25014 | 26567 | 27872 | 30400 | 32691 | 34707 | 36495 | 37709 | 38988 | 40476 | 41131 | 41531 | 41284 | 40117 | 38463 | 37203 | 37764 | 35213 | 31529 | 28493 | 26951 | 2007-04-29 | [24 empty] | 0% | bar: Hourly Load Allocators (Sum to 100% within each year) 1 to Hourly Load Allocators (Sum to 100% within each year) 24
2007-07-24 | 26057 | 25216 | 24999 | 25567 | 27109 | 28831 | 30763 | 33160 | 35387 | 37061 | 38720 | 40092 | 41158 | 41657 | 41961 | 41752 | 40448 | 38762 | 37189 | 37266 | 34661 | 31086 | 28253 | 26877 | 2007-04-30 | [24 empty] | 0% | bar: Hourly Load Allocators (Sum to 100% within each year) 1 to Hourly Load Allocators (Sum to 100% within each year) 24
2007-07-25 | 25959 | 24939 | 24636 | 25248 | 26277 | 27967 | 30376 | 32785 | 34927 | 36876 | 38154 | 39505 | 40696 | 41352 | 41585 | 41387 | 40334 | 38651 | 37090 | 37075 | 34407 | 31212 | 28374 | 26976 | 2007-05-01 | [24 empty] | 0% | bar: Hourly Load Allocators (Sum to 100% within each year) 1 to Hourly Load Allocators (Sum to 100% within each year) 24
2007-07-26 | 26034 | 25333 | 25189 | 25817 | 26662 | 28064 | 30642 | 32876 | 35151 | 37016 | 38422 | 40018 | 41391 | 42227 | 42853 | 42722 | 41581 | 39705 | 38022 | 38165 | 35434 | 32038 | 29049 | 27641 | 2007-05-02 | [24 empty] | 0% | bar: Hourly Load Allocators (Sum to 100% within each year) 1 to Hourly Load Allocators (Sum to 100% within each year) 24
2007-07-27 | 26563 | 25695 | 24991 | 25489 | 26298 | 27776 | 30330 | 32890 | 35190 | 37205 | 38653 | 40076 | 41410 | 42145 | 42532 | 42361 | 41143 | 39213 | 37361 | 37393 | 34794 | 31659 | 28656 | 26451 | 2007-05-03 | [24 empty] | 0% | bar: Hourly Load Allocators (Sum to 100% within each year) 1 to Hourly Load Allocators (Sum to 100% within each year) 24
2007-07-28 | 25295 | 24676 | 24310 | 24303 | 24426 | 24782 | 26578 | 28437 | 30772 | 32808 | 34514 | 35705 | 36897 | 37565 | 38068 | 38091 | 37353 | 35832 | 34382 | 34424 | 32379 | 29768 | 27107 | 25753 | 2007-05-04 | [24 empty] | 0% | bar: Hourly Load Allocators (Sum to 100% within each year) 1 to Hourly Load Allocators (Sum to 100% within each year) 24
2007-07-29 | 24885 | 24051 | 23580 | 23352 | 23310 | 23167 | 24268 | 26080 | 28084 | 29745 | 31330 | 32856 | 34142 | 35225 | 36057 | 36368 | 36005 | 34844 | 33808 | 34224 | 31989 | 29039 | 26669 | 25495 | 2007-05-05 | [24 empty] | 0% | bar: Hourly Load Allocators (Sum to 100% within each year) 1 to Hourly Load Allocators (Sum to 100% within each year) 24
2007-07-30 | 24546 | 23847 | 23757 | 24652 | 25650 | 27237 | 29264 | 32084 | 34241 | 36153 | 37481 | 38835 | 40073 | 41010 | 41507 | 41466 | 40471 | 38844 | 37519 | 37498 | 34801 | 31353 | 28556 | 27067 | 2007-05-06 | [24 empty] | 0% | bar: Hourly Load Allocators (Sum to 100% within each year) 1 to Hourly Load Allocators (Sum to 100% within each year) 24
2007-07-31 | 26092 | 25077 | 24892 | 25731 | 26959 | 27923 | 30110 | 32597 | 34700 | 36600 | 37855 | 39225 | 40366 | 41258 | 41647 | 41367 | 40255 | 38577 | 37292 | 37172 | 34549 | 31234 | 28389 | 26713 | 2007-05-07 | [24 empty] | 0% | bar: Hourly Load Allocators (Sum to 100% within each year) 1 to Hourly Load Allocators (Sum to 100% within each year) 24
2007-08-01 | 25851 | 25461 | 25184 | 25569 | 26957 | 28598 | 30493 | 32358 | 34208 | 36017 | 37242 | 38482 | 39785 | 40782 | 41587 | 41580 | 40599 | 38990 | 37762 | 37534 | 34973 | 31576 | 28811 | 26978 | 2007-05-08 | [24 empty] | 0% | bar: Hourly Load Allocators (Sum to 100% within each year) 1 to Hourly Load Allocators (Sum to 100% within each year) 24
2007-08-02 | 25776 | 25366 | 25136 | 25807 | 27096 | 28568 | 30595 | 32837 | 34877 | 36806 | 37963 | 39332 | 40453 | 41394 | 41968 | 41830 | 40661 | 38924 | 37605 | 37618 | 34927 | 31483 | 28646 | 26493 | 2007-05-09 | [24 empty] | 0% | bar: Hourly Load Allocators (Sum to 100% within each year) 1 to Hourly Load Allocators (Sum to 100% within each year) 24
2007-08-03 | 25287 | 24778 | 24817 | 25125 | 26401 | 27847 | 30254 | 32613 | 34864 | 36767 | 38192 | 39687 | 41137 | 42145 | 42747 | 42584 | 41375 | 39398 | 37811 | 37458 | 35057 | 31826 | 28849 | 26898 | 2007-05-10 | [24 empty] | 0% | bar: Hourly Load Allocators (Sum to 100% within each year) 1 to Hourly Load Allocators (Sum to 100% within each year) 24
2007-08-04 | 25166 | 24689 | 24250 | 24284 | 24674 | 24568 | 26410 | 28576 | 31160 | 33177 | 34778 | 36116 | 37199 | 38078 | 38409 | 38248 | 37312 | 35745 | 34671 | 34628 | 32511 | 29981 | 27205 | 25317 | 2007-05-11 | [24 empty] | 0% | bar: Hourly Load Allocators (Sum to 100% within each year) 1 to Hourly Load Allocators (Sum to 100% within each year) 24
2007-08-05 | 24012 | 23626 | 23374 | 23207 | 23598 | 23553 | 24167 | 25677 | 27384 | 28871 | 30115 | 31020 | 31854 | 32497 | 33075 | 33249 | 32818 | 31792 | 31547 | 31977 | 30004 | 27328 | 24964 | 23877 | 2007-05-12 | [24 empty] | 0% | bar: Hourly Load Allocators (Sum to 100% within each year) 1 to Hourly Load Allocators (Sum to 100% within each year) 24
2007-08-06 | 23527 | 22928 | 23130 | 23925 | 25356 | 27098 | 29109 | 30835 | 32472 | 33616 | 34269 | 34827 | 35336 | 35657 | 35852 | 35519 | 34598 | 33252 | 32867 | 33458 | 31235 | 28288 | 25816 | 24174 | 2007-05-13 | [24 empty] | 0% | bar: Hourly Load Allocators (Sum to 100% within each year) 1 to Hourly Load Allocators (Sum to 100% within each year) 24
2007-08-07 | 23632 | 23038 | 22961 | 23765 | 25649 | 26714 | 28662 | 30446 | 32059 | 33181 | 33825 | 34434 | 34846 | 35116 | 35333 | 35223 | 34322 | 33188 | 32874 | 33445 | 31297 | 28585 | 25866 | 24203 | 2007-05-14 | [24 empty] | 0% | bar: Hourly Load Allocators (Sum to 100% within each year) 1 to Hourly Load Allocators (Sum to 100% within each year) 24
2007-08-08 | 23772 | 23490 | 23360 | 24044 | 25673 | 27021 | 29115 | 30696 | 32474 | 33834 | 34633 | 35503 | 36465 | 36940 | 37138 | 36941 | 35986 | 34648 | 34178 | 34656 | 32219 | 29159 | 26665 | 25357 | 2007-05-15 | [24 empty] | 0% | bar: Hourly Load Allocators (Sum to 100% within each year) 1 to Hourly Load Allocators (Sum to 100% within each year) 24
2007-08-09 | 24163 | 23554 | 23823 | 24184 | 25439 | 26986 | 29151 | 31007 | 32860 | 34439 | 35336 | 36456 | 37627 | 38215 | 38594 | 38467 | 37497 | 35936 | 35429 | 35474 | 33003 | 29712 | 27006 | 25276 | 2007-05-16 | [24 empty] | 0% | bar: Hourly Load Allocators (Sum to 100% within each year) 1 to Hourly Load Allocators (Sum to 100% within each year) 24
2007-08-10 | 24646 | 23864 | 24057 | 24703 | 26096 | 27600 | 29693 | 31197 | 33348 | 34985 | 36003 | 36992 | 37969 | 38777 | 39122 | 38804 | 37534 | 35801 | 34804 | 34912 | 32612 | 29856 | 27321 | 25584 | 2007-05-17 | [24 empty] | 0% | bar: Hourly Load Allocators (Sum to 100% within each year) 1 to Hourly Load Allocators (Sum to 100% within each year) 24
2007-08-11 | 24440 | 23614 | 23195 | 23272 | 23901 | 24311 | 25668 | 27274 | 29161 | 30865 | 32076 | 32926 | 33672 | 34138 | 34605 | 34738 | 34028 | 32743 | 32589 | 32640 | 30748 | 28413 | 26061 | 24373 | 2007-05-18 | [24 empty] | 0% | bar: Hourly Load Allocators (Sum to 100% within each year) 1 to Hourly Load Allocators (Sum to 100% within each year) 24
2007-08-12 | 23299 | 23032 | 22630 | 22611 | 22941 | 23108 | 24613 | 25867 | 27771 | 29031 | 30643 | 31849 | 33034 | 34200 | 35168 | 35642 | 35375 | 34179 | 33686 | 33775 | 31537 | 28522 | 25978 | 24495 | 2007-05-19 | [24 empty] | 0% | bar: Hourly Load Allocators (Sum to 100% within each year) 1 to Hourly Load Allocators (Sum to 100% within each year) 24
2007-08-13 | 23692 | 23154 | 23184 | 23926 | 25489 | 26915 | 29277 | 31852 | 34121 | 36135 | 37566 | 38998 | 40212 | 41220 | 41783 | 41708 | 40689 | 38882 | 37875 | 37421 | 34529 | 30888 | 27780 | 25913 | 2007-05-20 | [24 empty] | 0% | bar: Hourly Load Allocators (Sum to 100% within each year) 1 to Hourly Load Allocators (Sum to 100% within each year) 24
2007-08-14 | 24776 | 24333 | 24063 | 24632 | 26087 | 27793 | 30156 | 32579 | 34915 | 36980 | 38560 | 40232 | 41684 | 42474 | 42729 | 42564 | 41329 | 39475 | 38721 | 38463 | 35627 | 31937 | 28894 | 26863 | 2007-05-21 | [24 empty] | 0% | bar: Hourly Load Allocators (Sum to 100% within each year) 1 to Hourly Load Allocators (Sum to 100% within each year) 24
2007-08-15 | 25699 | 25183 | 24905 | 25575 | 27341 | 28755 | 31025 | 33145 | 35973 | 37998 | 39357 | 40874 | 42275 | 43126 | 43461 | 43057 | 41667 | 39709 | 38970 | 38610 | 35854 | 31997 | 28793 | 26972 | 2007-05-22 | [24 empty] | 0% | bar: Hourly Load Allocators (Sum to 100% within each year) 1 to Hourly Load Allocators (Sum to 100% within each year) 24
2007-08-16 | 25761 | 25548 | 25303 | 25616 | 27362 | 28657 | 30934 | 33407 | 35778 | 37836 | 39138 | 40564 | 41880 | 42616 | 42945 | 42626 | 41184 | 39155 | 38494 | 38113 | 35551 | 31811 | 28730 | 26782 | 2007-05-23 | [24 empty] | 0% | bar: Hourly Load Allocators (Sum to 100% within each year) 1 to Hourly Load Allocators (Sum to 100% within each year) 24
2007-08-17 | 25959 | 25132 | 24832 | 25509 | 27285 | 28675 | 30988 | 33632 | 35895 | 38032 | 39175 | 40492 | 41582 | 42178 | 42387 | 41915 | 40443 | 38281 | 37464 | 37004 | 34668 | 31526 | 28604 | 26648 | 2007-05-24 | [24 empty] | 0% | bar: Hourly Load Allocators (Sum to 100% within each year) 1 to Hourly Load Allocators (Sum to 100% within each year) 24
2007-08-18 | 25498 | 24921 | 24716 | 24739 | 25114 | 25251 | 26843 | 29073 | 31572 | 33764 | 35290 | 36652 | 37819 | 38540 | 38868 | 38644 | 37634 | 35840 | 35543 | 34945 | 32686 | 30028 | 27478 | 25713 | 2007-05-25 | [24 empty] | 0% | bar: Hourly Load Allocators (Sum to 100% within each year) 1 to Hourly Load Allocators (Sum to 100% within each year) 24
2007-08-19 | 24840 | 23907 | 23798 | 23700 | 23628 | 23344 | 24439 | 26428 | 28563 | 30674 | 32493 | 33914 | 35197 | 36307 | 37213 | 37578 | 37252 | 36045 | 35921 | 35438 | 32824 | 29618 | 26900 | 25171 | 2007-05-26 | [24 empty] | 0% | bar: Hourly Load Allocators (Sum to 100% within each year) 1 to Hourly Load Allocators (Sum to 100% within each year) 24
2007-08-20 | 24380 | 24203 | 24145 | 24553 | 26541 | 27878 | 30451 | 32821 | 35412 | 37496 | 38991 | 40787 | 42405 | 43506 | 44124 | 44075 | 42846 | 40871 | 40057 | 38916 | 35628 | 31588 | 28487 | 27005 | 2007-05-27 | [24 empty] | 0% | bar: Hourly Load Allocators (Sum to 100% within each year) 1 to Hourly Load Allocators (Sum to 100% within each year) 24
2007-08-21 | 25947 | 25054 | 24760 | 25447 | 27055 | 28449 | 30492 | 32955 | 35391 | 37648 | 39198 | 40867 | 42645 | 43792 | 44589 | 44425 | 43109 | 41202 | 40374 | 39182 | 35900 | 31999 | 28637 | 27119 | 2007-05-28 | [24 empty] | 0% | bar: Hourly Load Allocators (Sum to 100% within each year) 1 to Hourly Load Allocators (Sum to 100% within each year) 24
2007-08-22 | 25790 | 25023 | 25118 | 25416 | 27379 | 28726 | 30946 | 33291 | 35585 | 37721 | 39061 | 40507 | 41566 | 42682 | 43347 | 43061 | 41592 | 39756 | 39297 | 38091 | 34971 | 31226 | 28165 | 26289 | 2007-05-29 | [24 empty] | 0% | bar: Hourly Load Allocators (Sum to 100% within each year) 1 to Hourly Load Allocators (Sum to 100% within each year) 24
2007-08-23 | 25375 | 24857 | 24610 | 25326 | 27047 | 28861 | 30986 | 32869 | 34913 | 36833 | 38001 | 39270 | 40586 | 41445 | 41985 | 41778 | 40234 | 38276 | 37930 | 36823 | 33995 | 30609 | 27843 | 26047 | 2007-05-30 | [24 empty] | 0% | bar: Hourly Load Allocators (Sum to 100% within each year) 1 to Hourly Load Allocators (Sum to 100% within each year) 24
2007-08-24 | 25029 | 24527 | 24421 | 25137 | 26669 | 28517 | 30626 | 32521 | 34480 | 36295 | 37441 | 38821 | 40064 | 40884 | 41287 | 40736 | 39076 | 36902 | 36671 | 35572 | 33630 | 30909 | 28111 | 26229 | 2007-05-31 | [24 empty] | 0% | bar: Hourly Load Allocators (Sum to 100% within each year) 1 to Hourly Load Allocators (Sum to 100% within each year) 24
2007-08-25 | 25436 | 24939 | 24414 | 24500 | 25155 | 25267 | 26540 | 28428 | 30452 | 32027 | 33264 | 34286 | 34961 | 35535 | 36033 | 35993 | 35250 | 33851 | 34152 | 33395 | 31619 | 29483 | 27133 | 25292 | 2007-06-01 | [24 empty] | 0% | bar: Hourly Load Allocators (Sum to 100% within each year) 1 to Hourly Load Allocators (Sum to 100% within each year) 24
2007-08-26 | 24688 | 24114 | 23593 | 23542 | 23876 | 23754 | 25047 | 26555 | 27996 | 29248 | 30216 | 31057 | 32383 | 33208 | 33622 | 34149 | 33892 | 32997 | 33905 | 33366 | 31025 | 28127 | 26048 | 24909 | 2007-06-02 | [24 empty] | 0% | bar: Hourly Load Allocators (Sum to 100% within each year) 1 to Hourly Load Allocators (Sum to 100% within each year) 24
2007-08-27 | 24206 | 23739 | 23743 | 24314 | 26079 | 28222 | 30210 | 32525 | 34671 | 36637 | 38100 | 39535 | 40723 | 41546 | 42091 | 41928 | 40720 | 38844 | 39064 | 37961 | 34728 | 31283 | 28225 | 26682 | 2007-06-03 | [24 empty] | 0% | bar: Hourly Load Allocators (Sum to 100% within each year) 1 to Hourly Load Allocators (Sum to 100% within each year) 24
2007-08-28 | 26002 | 25297 | 25078 | 25644 | 27363 | 28963 | 31128 | 33640 | 36058 | 38496 | 40279 | 42088 | 43823 | 44987 | 45745 | 45699 | 44379 | 42440 | 42238 | 40504 | 37012 | 33033 | 29718 | 27595 | 2007-06-04 | [24 empty] | 0% | bar: Hourly Load Allocators (Sum to 100% within each year) 1 to Hourly Load Allocators (Sum to 100% within each year) 24
2007-08-29 | 26417 | 25883 | 25623 | 26250 | 27828 | 29906 | 32304 | 35052 | 37964 | 40785 | 42967 | 44731 | 46494 | 47788 | 48494 | 48128 | 46584 | 44567 | 44677 | 42952 | 38982 | 34805 | 31632 | 29280 | 2007-06-05 | [24 empty] | 0% | bar: Hourly Load Allocators (Sum to 100% within each year) 1 to Hourly Load Allocators (Sum to 100% within each year) 24
2007-08-30 | 27947 | 27031 | 26652 | 27217 | 29321 | 31590 | 33793 | 36558 | 39091 | 41941 | 43898 | 45501 | 46960 | 47542 | 47731 | 46987 | 45507 | 44776 | 44042 | 42685 | 39196 | 35244 | 31887 | 29683 | 2007-06-06 | [24 empty] | 0% | bar: Hourly Load Allocators (Sum to 100% within each year) 1 to Hourly Load Allocators (Sum to 100% within each year) 24
2007-08-31 | 28714 | 28066 | 27621 | 28182 | 29916 | 31716 | 34134 | 37037 | 40079 | 42956 | 44981 | 46695 | 48107 | 48535 | 48354 | 47670 | 46183 | 43920 | 43821 | 42433 | 39455 | 35743 | 32354 | 29749 | 2007-06-07 | [24 empty] | 0% | bar: Hourly Load Allocators (Sum to 100% within each year) 1 to Hourly Load Allocators (Sum to 100% within each year) 24
2007-09-01 | 28092 | 27217 | 27011 | 26743 | 27015 | 26987 | 29264 | 32302 | 35093 | 38241 | 40728 | 42570 | 43772 | 44401 | 44524 | 44207 | 43227 | 41408 | 41222 | 39712 | 37184 | 34111 | 31079 | 29132 | 2007-06-08 | [24 empty] | 0% | bar: Hourly Load Allocators (Sum to 100% within each year) 1 to Hourly Load Allocators (Sum to 100% within each year) 24
2007-09-02 | 27826 | 26688 | 26168 | 25883 | 26034 | 25860 | 27924 | 30619 | 33216 | 36308 | 38826 | 40944 | 42419 | 43279 | 43597 | 43416 | 42743 | 41256 | 41349 | 39849 | 37011 | 33799 | 30972 | 29046 | 2007-06-09 | [24 empty] | 0% | bar: Hourly Load Allocators (Sum to 100% within each year) 1 to Hourly Load Allocators (Sum to 100% within each year) 24
2007-09-03 | 27476 | 26391 | 25646 | 25609 | 26156 | 26230 | 28549 | 31672 | 35004 | 38120 | 40732 | 42557 | 43824 | 44401 | 44690 | 44465 | 43670 | 41679 | 42173 | 40499 | 36909 | 32817 | 29853 | 27849 | 2007-06-10 | [24 empty] | 0% | bar: Hourly Load Allocators (Sum to 100% within each year) 1 to Hourly Load Allocators (Sum to 100% within each year) 24
2007-09-04 | 26834 | 26155 | 25889 | 26650 | 28394 | 30914 | 33503 | 35948 | 38304 | 40455 | 41769 | 42723 | 43638 | 44294 | 44606 | 44013 | 42249 | 39880 | 39980 | 38443 | 34951 | 31127 | 28164 | 26824 | 2007-06-11 | [24 empty] | 0% | bar: Hourly Load Allocators (Sum to 100% within each year) 1 to Hourly Load Allocators (Sum to 100% within each year) 24
2007-09-05 | 25754 | 25049 | 24718 | 25549 | 27102 | 28941 | 30812 | 32925 | 34917 | 36627 | 37666 | 38677 | 39860 | 40639 | 40967 | 40453 | 38934 | 36883 | 37532 | 36008 | 33009 | 29770 | 27104 | 25625 | 2007-06-12 | [24 empty] | 0% | bar: Hourly Load Allocators (Sum to 100% within each year) 1 to Hourly Load Allocators (Sum to 100% within each year) 24
2007-09-06 | 25045 | 24312 | 24190 | 24914 | 26548 | 28789 | 30285 | 32083 | 33858 | 35402 | 36059 | 37028 | 38172 | 38806 | 39180 | 38575 | 37065 | 35601 | 36419 | 35085 | 32352 | 29118 | 26562 | 25405 | 2007-06-16 | [24 empty] | 0% | bar: Hourly Load Allocators (Sum to 100% within each year) 1 to Hourly Load Allocators (Sum to 100% within each year) 24
2007-09-07 | 24664 | 23965 | 23788 | 24439 | 26409 | 28173 | 29551 | 31241 | 32780 | 33938 | 34468 | 35232 | 36035 | 36444 | 36656 | 36138 | 34684 | 33132 | 34177 | 33073 | 31137 | 28493 | 26414 | 24931 | 2007-06-17 | [24 empty] | 0% | bar: Hourly Load Allocators (Sum to 100% within each year) 1 to Hourly Load Allocators (Sum to 100% within each year) 24
2007-09-08 | 24202 | 23591 | 23230 | 23432 | 23665 | 23891 | 25547 | 26882 | 28590 | 30012 | 30823 | 31616 | 32453 | 33030 | 33336 | 33266 | 32506 | 31544 | 32634 | 31642 | 29703 | 27496 | 25612 | 24336 | 2007-06-18 | [24 empty] | 0% | bar: Hourly Load Allocators (Sum to 100% within each year) 1 to Hourly Load Allocators (Sum to 100% within each year) 24
2007-09-09 | 23368 | 22683 | 22307 | 22352 | 22729 | 22537 | 23868 | 25279 | 26843 | 28368 | 28942 | 29859 | 30714 | 31296 | 31751 | 32016 | 31555 | 30774 | 32455 | 31475 | 29123 | 26185 | 24425 | 23499 | 2007-06-19 | [24 empty] | 0% | bar: Hourly Load Allocators (Sum to 100% within each year) 1 to Hourly Load Allocators (Sum to 100% within each year) 24
2007-09-10 | 22705 | 22167 | 22232 | 23065 | 24898 | 26932 | 28718 | 30556 | 32145 | 33633 | 34290 | 35125 | 36023 | 36548 | 37023 | 36707 | 35493 | 34260 | 35502 | 34338 | 31619 | 28138 | 25617 | 24542 | 2007-06-20 | [24 empty] | 0% | bar: Hourly Load Allocators (Sum to 100% within each year) 1 to Hourly Load Allocators (Sum to 100% within each year) 24
2007-09-11 | 23563 | 23245 | 23098 | 23885 | 25557 | 27546 | 29069 | 30908 | 32585 | 34149 | 35125 | 36274 | 37481 | 38346 | 38760 | 38328 | 36940 | 35452 | 36462 | 35144 | 32115 | 28526 | 25810 | 24334 | 2007-06-21 | [24 empty] | 0% | bar: Hourly Load Allocators (Sum to 100% within each year) 1 to Hourly Load Allocators (Sum to 100% within each year) 24
2007-09-12 | 23500 | 23260 | 23223 | 23967 | 25668 | 27636 | 29363 | 31016 | 32643 | 34144 | 34938 | 36079 | 37225 | 37945 | 38282 | 37636 | 36285 | 35038 | 35629 | 33737 | 30809 | 27308 | 24807 | 23680 | 2007-06-22 | [24 empty] | 0% | bar: Hourly Load Allocators (Sum to 100% within each year) 1 to Hourly Load Allocators (Sum to 100% within each year) 24
2007-09-13 | 23329 | 22728 | 22754 | 22730 | 24789 | 27037 | 28725 | 30431 | 32084 | 33463 | 34165 | 34901 | 35837 | 36194 | 36286 | 35556 | 34102 | 32859 | 34214 | 32721 | 29915 | 26534 | 24076 | 23237 | 2007-06-23 | [24 empty] | 0% | bar: Hourly Load Allocators (Sum to 100% within each year) 1 to Hourly Load Allocators (Sum to 100% within each year) 24
2007-09-14 | 22741 | 22177 | 22409 | 22885 | 24442 | 26665 | 28229 | 30078 | 31604 | 33073 | 33573 | 34091 | 34930 | 35112 | 34982 | 34360 | 32866 | 31663 | 32733 | 31478 | 29430 | 26937 | 25039 | 23465 | 2007-06-24 | [24 empty] | 0% | bar: Hourly Load Allocators (Sum to 100% within each year) 1 to Hourly Load Allocators (Sum to 100% within each year) 24
2007-09-15 | 22735 | 22116 | 21877 | 22119 | 22660 | 23475 | 24413 | 26172 | 27850 | 29020 | 29703 | 30089 | 30315 | 30473 | 30679 | 30603 | 29953 | 29392 | 30696 | 29762 | 27950 | 25956 | 23923 | 22538 | 2007-06-25 | [24 empty] | 0% | bar: Hourly Load Allocators (Sum to 100% within each year) 1 to Hourly Load Allocators (Sum to 100% within each year) 24
2007-09-16 | 21917 | 21284 | 21246 | 21298 | 21683 | 21719 | 22920 | 23795 | 25126 | 26315 | 27188 | 27698 | 28240 | 28691 | 28948 | 29109 | 28840 | 28711 | 30449 | 29457 | 27230 | 24807 | 22780 | 21940 | 2007-06-26 | [24 empty] | 0% | bar: Hourly Load Allocators (Sum to 100% within each year) 1 to Hourly Load Allocators (Sum to 100% within each year) 24
2007-09-17 | 21603 | 21302 | 21420 | 22399 | 23959 | 26055 | 27362 | 28933 | 30237 | 31269 | 31670 | 32165 | 32719 | 32942 | 32933 | 32490 | 31492 | 31467 | 32880 | 31594 | 29234 | 26069 | 23846 | 23083 | 2007-06-27 | [24 empty] | 0% | bar: Hourly Load Allocators (Sum to 100% within each year) 1 to Hourly Load Allocators (Sum to 100% within each year) 24
2007-09-18 | 22507 | 22164 | 22143 | 22895 | 24619 | 26565 | 27754 | 28997 | 30600 | 31458 | 31892 | 32213 | 32719 | 33045 | 32890 | 32234 | 31017 | 30898 | 32400 | 31326 | 29009 | 26105 | 23964 | 22688 | 2007-06-28 | [24 empty] | 0% | bar: Hourly Load Allocators (Sum to 100% within each year) 1 to Hourly Load Allocators (Sum to 100% within each year) 24
2007-09-19 | 22201 | 21754 | 21694 | 22236 | 24234 | 26860 | 27823 | 28699 | 29903 | 30511 | 30328 | 30403 | 30483 | 30218 | 29841 | 29192 | 28467 | 29297 | 30695 | 29778 | 27887 | 25512 | 23491 | 22396 | 2007-06-29 | [24 empty] | 0% | bar: Hourly Load Allocators (Sum to 100% within each year) 1 to Hourly Load Allocators (Sum to 100% within each year) 24
2007-09-20 | 22073 | 21754 | 21774 | 22245 | 23999 | 26461 | 27443 | 28388 | 29353 | 29903 | 29969 | 29820 | 29917 | 29781 | 29576 | 29115 | 28416 | 29153 | 30672 | 29891 | 27867 | 25276 | 23233 | 22232 | 2007-06-30 | [24 empty] | 0% | bar: Hourly Load Allocators (Sum to 100% within each year) 1 to Hourly Load Allocators (Sum to 100% within each year) 24
2007-09-21 | 21760 | 21065 | 21146 | 21682 | 23616 | 26011 | 27051 | 28191 | 29272 | 29962 | 30199 | 30320 | 30580 | 30347 | 30062 | 29461 | 28880 | 29627 | 30302 | 29380 | 27682 | 25728 | 23748 | 22344 | 2007-07-01 | [24 empty] | 0% | bar: Hourly Load Allocators (Sum to 100% within each year) 1 to Hourly Load Allocators (Sum to 100% within each year) 24
2007-09-22 | 21766 | 21283 | 21134 | 21323 | 22105 | 22702 | 23855 | 25471 | 26816 | 27015 | 26997 | 26786 | 26504 | 25897 | 25529 | 25411 | 25424 | 26582 | 27587 | 27158 | 25683 | 24096 | 22227 | 20948 | 2007-07-04 | [24 empty] | 0% | bar: Hourly Load Allocators (Sum to 100% within each year) 1 to Hourly Load Allocators (Sum to 100% within each year) 24
2007-09-23 | 20513 | 20439 | 20317 | 20419 | 20931 | 21179 | 21772 | 23177 | 24062 | 25019 | 25342 | 25480 | 25488 | 25431 | 25428 | 25604 | 25824 | 27260 | 28958 | 28058 | 25983 | 23792 | 22024 | 20997 | 2007-07-07 | [24 empty] | 0% | bar: Hourly Load Allocators (Sum to 100% within each year) 1 to Hourly Load Allocators (Sum to 100% within each year) 24
2007-09-24 | 20722 | 20780 | 20951 | 21570 | 23160 | 25657 | 26937 | 28477 | 29697 | 30769 | 31150 | 31616 | 31929 | 31803 | 31805 | 31319 | 30669 | 31336 | 32485 | 31160 | 28604 | 25795 | 23680 | 22531 | 2007-07-08 | [24 empty] | 0% | bar: Hourly Load Allocators (Sum to 100% within each year) 1 to Hourly Load Allocators (Sum to 100% within each year) 24
2007-09-25 | 21730 | 21617 | 21638 | 22163 | 24160 | 26543 | 27647 | 29211 | 30600 | 31787 | 32243 | 32741 | 33320 | 33422 | 33499 | 32964 | 32065 | 32440 | 33350 | 32020 | 29101 | 26387 | 24036 | 22775 | 2007-07-09 | [24 empty] | 0% | bar: Hourly Load Allocators (Sum to 100% within each year) 1 to Hourly Load Allocators (Sum to 100% within each year) 24
2007-09-26 | 22347 | 21815 | 21729 | 22541 | 24264 | 26554 | 27999 | 29596 | 31030 | 32257 | 32906 | 33854 | 34627 | 34721 | 34959 | 34580 | 33358 | 33394 | 33989 | 32735 | 30031 | 26903 | 24565 | 23252 | 2007-07-10 | [24 empty] | 0% | bar: Hourly Load Allocators (Sum to 100% within each year) 1 to Hourly Load Allocators (Sum to 100% within each year) 24
2007-09-27 | 22619 | 22120 | 21911 | 22784 | 24667 | 27006 | 28182 | 29694 | 31111 | 32310 | 32682 | 33317 | 34094 | 34179 | 33743 | 32818 | 31589 | 32365 | 32844 | 31898 | 29285 | 26396 | 24266 | 23073 | 2007-07-11 | [24 empty] | 0% | bar: Hourly Load Allocators (Sum to 100% within each year) 1 to Hourly Load Allocators (Sum to 100% within each year) 24
2007-09-28 | 22235 | 22178 | 22075 | 22807 | 24405 | 26668 | 27764 | 29022 | 29950 | 30337 | 30078 | 29920 | 29813 | 29354 | 28863 | 28302 | 27784 | 29031 | 29451 | 28616 | 27131 | 25125 | 23010 | 21787 | 2007-07-12 | [24 empty] | 0% | bar: Hourly Load Allocators (Sum to 100% within each year) 1 to Hourly Load Allocators (Sum to 100% within each year) 24
2007-09-29 | 21277 | 20732 | 20790 | 20995 | 21556 | 22208 | 23329 | 24558 | 25733 | 26020 | 26208 | 26198 | 26158 | 26092 | 25956 | 25907 | 25738 | 27157 | 27959 | 27294 | 25812 | 24240 | 22462 | 21679 | 2007-07-14 | [24 empty] | 0% | bar: Hourly Load Allocators (Sum to 100% within each year) 1 to Hourly Load Allocators (Sum to 100% within each year) 24
2007-09-30 | 20864 | 20691 | 20480 | 20570 | 20981 | 21183 | 22058 | 23100 | 24270 | 24960 | 25567 | 26036 | 26506 | 26880 | 27229 | 27407 | 27495 | 28977 | 29666 | 28633 | 26397 | 24338 | 22348 | 21414 | 2007-07-15 | [24 empty] | 0% | bar: Hourly Load Allocators (Sum to 100% within each year) 1 to Hourly Load Allocators (Sum to 100% within each year) 24
2007-10-01 | 21057 | 20746 | 20833 | 21480 | 23146 | 25527 | 26792 | 28460 | 29628 | 30732 | 31176 | 31450 | 31859 | 31746 | 31592 | 31033 | 30217 | 31524 | 32005 | 30576 | 28422 | 25681 | 23444 | 22356 | 2007-07-16 | [24 empty] | 0% | bar: Hourly Load Allocators (Sum to 100% within each year) 1 to Hourly Load Allocators (Sum to 100% within each year) 24
2007-10-02 | 21628 | 21258 | 21294 | 22043 | 23821 | 25926 | 27010 | 28441 | 29872 | 30994 | 31706 | 32438 | 33184 | 33447 | 33528 | 32922 | 31855 | 32823 | 32983 | 31327 | 28957 | 26129 | 23873 | 22587 | 2007-07-17 | [24 empty] | 0% | bar: Hourly Load Allocators (Sum to 100% within each year) 1 to Hourly Load Allocators (Sum to 100% within each year) 24
2007-10-03 | 21970 | 21659 | 21569 | 22003 | 23810 | 26105 | 27005 | 28203 | 29892 | 31106 | 31574 | 32081 | 32631 | 32748 | 32542 | 31862 | 30670 | 31844 | 31995 | 30592 | 28176 | 25668 | 23412 | 22310 | 2007-07-18 | [24 empty] | 0% | bar: Hourly Load Allocators (Sum to 100% within each year) 1 to Hourly Load Allocators (Sum to 100% within each year) 24
2007-10-04 | 21879 | 21357 | 21294 | 21752 | 23482 | 25757 | 26798 | 28084 | 29188 | 29877 | 29977 | 30186 | 30483 | 30327 | 29870 | 29174 | 28435 | 30312 | 30569 | 29413 | 27289 | 25121 | 23036 | 22116 | 2007-07-19 | [24 empty] | 0% | bar: Hourly Load Allocators (Sum to 100% within each year) 1 to Hourly Load Allocators (Sum to 100% within each year) 24
2007-10-05 | 21662 | 21139 | 21127 | 21602 | 23118 | 25593 | 26453 | 27353 | 28217 | 28629 | 28537 | 28444 | 28260 | 27887 | 27442 | 26861 | 26376 | 28411 | 28566 | 27641 | 26187 | 24451 | 22582 | 21601 | 2007-07-20 | [24 empty] | 0% | bar: Hourly Load Allocators (Sum to 100% within each year) 1 to Hourly Load Allocators (Sum to 100% within each year) 24
2007-10-06 | 21005 | 20642 | 20502 | 20830 | 21057 | 21559 | 22260 | 23633 | 24661 | 25203 | 25154 | 25023 | 24818 | 24688 | 24606 | 24618 | 24720 | 26845 | 27186 | 26315 | 25046 | 23724 | 22123 | 21156 | 2007-07-21 | [24 empty] | 0% | bar: Hourly Load Allocators (Sum to 100% within each year) 1 to Hourly Load Allocators (Sum to 100% within each year) 24
2007-10-07 | 20698 | 20519 | 20446 | 20256 | 20637 | 20468 | 21576 | 22477 | 23158 | 23957 | 24352 | 24557 | 24718 | 24864 | 25070 | 25267 | 25540 | 27859 | 28044 | 27041 | 25294 | 23310 | 21620 | 20991 | 2007-07-22 | [24 empty] | 0% | bar: Hourly Load Allocators (Sum to 100% within each year) 1 to Hourly Load Allocators (Sum to 100% within each year) 24
2007-10-08 | 20548 | 20625 | 20418 | 21059 | 22746 | 25115 | 26244 | 27489 | 28644 | 29591 | 30032 | 30502 | 30950 | 31112 | 31020 | 30528 | 29820 | 31640 | 31315 | 29689 | 27407 | 25111 | 22917 | 21810 | 2007-07-28 | [24 empty] | 0% | bar: Hourly Load Allocators (Sum to 100% within each year) 1 to Hourly Load Allocators (Sum to 100% within each year) 24
2007-10-09 | 21540 | 21114 | 21104 | 21688 | 23298 | 25915 | 26575 | 27561 | 28606 | 29448 | 29867 | 30231 | 30578 | 30258 | 29928 | 29435 | 29109 | 31264 | 30945 | 29621 | 27407 | 25120 | 23158 | 22121 | 2007-07-29 | [24 empty] | 0% | bar: Hourly Load Allocators (Sum to 100% within each year) 1 to Hourly Load Allocators (Sum to 100% within each year) 24
2007-10-10 | 21356 | 21216 | 21138 | 21946 | 23426 | 25629 | 26583 | 27526 | 28591 | 29212 | 29297 | 29536 | 29601 | 29373 | 29045 | 28494 | 28064 | 30555 | 30358 | 29162 | 27099 | 24929 | 22747 | 22016 | 2007-08-04 | [24 empty] | 0% | bar: Hourly Load Allocators (Sum to 100% within each year) 1 to Hourly Load Allocators (Sum to 100% within each year) 24
2007-10-11 | 21537 | 21207 | 21115 | 22155 | 23657 | 25999 | 26835 | 27748 | 28870 | 29471 | 29547 | 29746 | 30017 | 29781 | 29402 | 28854 | 28449 | 30740 | 30410 | 29220 | 27070 | 25013 | 23097 | 21959 | 2007-08-05 | [24 empty] | 0% | bar: Hourly Load Allocators (Sum to 100% within each year) 1 to Hourly Load Allocators (Sum to 100% within each year) 24
2007-10-12 | 21636 | 20978 | 21136 | 22027 | 23384 | 25816 | 26800 | 27780 | 28715 | 29062 | 29012 | 28961 | 28851 | 28433 | 27930 | 27446 | 27221 | 27986 | 28753 | 28027 | 26564 | 25161 | 23090 | 21648 | 2007-08-06 | [24 empty] | 0% | bar: Hourly Load Allocators (Sum to 100% within each year) 1 to Hourly Load Allocators (Sum to 100% within each year) 24
2007-10-13 | 20803 | 20713 | 20087 | 19743 | 20778 | 21337 | 22279 | 23778 | 24870 | 25509 | 25364 | 25224 | 24922 | 24611 | 24433 | 24372 | 24588 | 27091 | 27094 | 26272 | 24957 | 23759 | 22049 | 21275 | 2007-08-07 | [24 empty] | 0% | bar: Hourly Load Allocators (Sum to 100% within each year) 1 to Hourly Load Allocators (Sum to 100% within each year) 24
2007-10-14 | 20482 | 20207 | 20362 | 20481 | 20830 | 21027 | 21637 | 22419 | 23455 | 24241 | 24624 | 24740 | 24842 | 24893 | 24802 | 24930 | 25453 | 28228 | 28288 | 27214 | 25273 | 23389 | 21520 | 20921 | 2007-08-08 | [24 empty] | 0% | bar: Hourly Load Allocators (Sum to 100% within each year) 1 to Hourly Load Allocators (Sum to 100% within each year) 24
2007-10-15 | 20872 | 20703 | 20873 | 21476 | 23097 | 25840 | 26883 | 27756 | 28626 | 28981 | 29066 | 29038 | 29078 | 28630 | 28294 | 28097 | 28440 | 30749 | 30267 | 28796 | 26983 | 24593 | 22395 | 21666 | 2007-08-09 | [24 empty] | 0% | bar: Hourly Load Allocators (Sum to 100% within each year) 1 to Hourly Load Allocators (Sum to 100% within each year) 24
2007-10-16 | 21516 | 21259 | 21125 | 22082 | 23616 | 26262 | 26814 | 27675 | 28400 | 28751 | 28834 | 28796 | 28704 | 28263 | 27888 | 27562 | 27734 | 30153 | 30053 | 28880 | 27319 | 24758 | 23038 | 21960 | 2007-08-10 | [24 empty] | 0% | bar: Hourly Load Allocators (Sum to 100% within each year) 1 to Hourly Load Allocators (Sum to 100% within each year) 24
2007-10-17 | 21459 | 21399 | 21335 | 21900 | 23599 | 26359 | 27145 | 27915 | 28650 | 28945 | 29063 | 28928 | 28983 | 28634 | 28279 | 27851 | 27907 | 30451 | 30140 | 29090 | 27077 | 24745 | 22697 | 21855 | 2007-08-11 | [24 empty] | 0% | bar: Hourly Load Allocators (Sum to 100% within each year) 1 to Hourly Load Allocators (Sum to 100% within each year) 24
2007-10-18 | 21102 | 20975 | 21039 | 22066 | 23711 | 26141 | 26736 | 27584 | 27886 | 28055 | 28977 | 29183 | 29545 | 29473 | 29238 | 28943 | 28317 | 30738 | 30446 | 29510 | 27620 | 25287 | 23257 | 22195 | 2007-08-12 | [24 empty] | 0% | bar: Hourly Load Allocators (Sum to 100% within each year) 1 to Hourly Load Allocators (Sum to 100% within each year) 24
2007-10-19 | 21371 | 21009 | 20888 | 21690 | 23248 | 25590 | 26501 | 27713 | 28870 | 29800 | 30062 | 30616 | 30951 | 30760 | 30453 | 29823 | 29278 | 30836 | 30050 | 28933 | 27355 | 25340 | 23524 | 21735 | 2007-08-18 | [24 empty] | 0% | bar: Hourly Load Allocators (Sum to 100% within each year) 1 to Hourly Load Allocators (Sum to 100% within each year) 24
2007-10-20 | 21074 | 20515 | 20624 | 20807 | 21128 | 21738 | 22094 | 23747 | 24797 | 25356 | 25489 | 25472 | 25346 | 25164 | 25009 | 24857 | 25273 | 27572 | 27222 | 26296 | 25138 | 23879 | 22128 | 21364 | 2007-08-19 | [24 empty] | 0% | bar: Hourly Load Allocators (Sum to 100% within each year) 1 to Hourly Load Allocators (Sum to 100% within each year) 24
2007-10-21 | 20677 | 20377 | 20459 | 20531 | 20900 | 20877 | 21671 | 23010 | 24024 | 24088 | 24316 | 24372 | 24455 | 24594 | 24791 | 25091 | 25725 | 28467 | 28116 | 26980 | 25157 | 23494 | 21729 | 20609 | 2007-08-25 | [24 empty] | 0% | bar: Hourly Load Allocators (Sum to 100% within each year) 1 to Hourly Load Allocators (Sum to 100% within each year) 24
2007-10-22 | 20093 | 20001 | 19991 | 21158 | 22406 | 25235 | 26083 | 27127 | 28286 | 29106 | 29259 | 29652 | 29948 | 29948 | 29841 | 29502 | 29341 | 31349 | 30720 | 29405 | 27502 | 25345 | 23169 | 22504 | 2007-08-26 | [24 empty] | 0% | bar: Hourly Load Allocators (Sum to 100% within each year) 1 to Hourly Load Allocators (Sum to 100% within each year) 24
2007-10-23 | 21816 | 21379 | 21401 | 21774 | 23385 | 25853 | 26652 | 27873 | 29059 | 30367 | 30903 | 31545 | 32279 | 32713 | 32681 | 32269 | 31693 | 33209 | 32159 | 30532 | 28535 | 26307 | 24024 | 23160 | 2007-09-06 | [24 empty] | 0% | bar: Hourly Load Allocators (Sum to 100% within each year) 1 to Hourly Load Allocators (Sum to 100% within each year) 24
2007-10-24 | 22411 | 22107 | 22191 | 22458 | 23781 | 26242 | 27033 | 28198 | 29387 | 30575 | 31425 | 32444 | 33138 | 33515 | 33448 | 32943 | 32160 | 33535 | 32456 | 30831 | 28601 | 26271 | 23891 | 22585 | 2007-09-07 | [24 empty] | 0% | bar: Hourly Load Allocators (Sum to 100% within each year) 1 to Hourly Load Allocators (Sum to 100% within each year) 24
2007-10-25 | 22238 | 21809 | 21690 | 22197 | 23794 | 26588 | 27121 | 28060 | 29189 | 30209 | 30748 | 31376 | 31947 | 32024 | 31670 | 30956 | 30572 | 32192 | 31245 | 29802 | 27877 | 25651 | 23438 | 22159 | 2007-09-08 | [24 empty] | 0% | bar: Hourly Load Allocators (Sum to 100% within each year) 1 to Hourly Load Allocators (Sum to 100% within each year) 24
2007-10-26 | 21592 | 21123 | 21244 | 21976 | 23184 | 25475 | 26215 | 27134 | 28033 | 28818 | 29229 | 29553 | 29861 | 29652 | 29181 | 28554 | 29583 | 30016 | 29210 | 28151 | 26903 | 25341 | 23360 | 21973 | 2007-09-09 | [24 empty] | 0% | bar: Hourly Load Allocators (Sum to 100% within each year) 1 to Hourly Load Allocators (Sum to 100% within each year) 24
2007-10-27 | 21382 | 20912 | 20772 | 20926 | 21386 | 22168 | 22521 | 23978 | 25160 | 25693 | 25722 | 25650 | 25422 | 25357 | 25278 | 25407 | 26188 | 27972 | 27392 | 26531 | 25453 | 24102 | 22374 | 21268 | 2007-09-10 | [24 empty] | 0% | bar: Hourly Load Allocators (Sum to 100% within each year) 1 to Hourly Load Allocators (Sum to 100% within each year) 24
2007-10-28 | 20673 | 20175 | 19966 | 20003 | 20516 | 21344 | 21283 | 22756 | 24013 | 24946 | 25691 | 26228 | 26731 | 27195 | 27376 | 27364 | 28011 | 30211 | 29630 | 28320 | 26381 | 24021 | 22193 | 21096 | 2007-09-11 | [24 empty] | 0% | bar: Hourly Load Allocators (Sum to 100% within each year) 1 to Hourly Load Allocators (Sum to 100% within each year) 24
2007-10-29 | 20913 | 20662 | 20727 | 21259 | 23106 | 26235 | 26978 | 27655 | 28826 | 29698 | 30084 | 30291 | 30487 | 30158 | 29773 | 29453 | 29590 | 31387 | 30560 | 29198 | 27428 | 25184 | 23075 | 22091 | 2007-09-12 | [24 empty] | 0% | bar: Hourly Load Allocators (Sum to 100% within each year) 1 to Hourly Load Allocators (Sum to 100% within each year) 24
2007-10-30 | 21968 | 21439 | 21419 | 22067 | 23705 | 26082 | 26814 | 27562 | 28458 | 28935 | 29093 | 29130 | 29112 | 28846 | 28487 | 28066 | 28368 | 30597 | 30167 | 28928 | 27118 | 25035 | 22966 | 21956 | 2007-09-13 | [24 empty] | 0% | bar: Hourly Load Allocators (Sum to 100% within each year) 1 to Hourly Load Allocators (Sum to 100% within each year) 24
2007-10-31 | 21277 | 21235 | 21323 | 22103 | 23279 | 26193 | 26808 | 27534 | 28501 | 29110 | 28996 | 29127 | 29423 | 29389 | 29045 | 28604 | 28676 | 29675 | 28750 | 28006 | 26760 | 24755 | 22655 | 21699 | 2007-09-14 | [24 empty] | 0% | bar: Hourly Load Allocators (Sum to 100% within each year) 1 to Hourly Load Allocators (Sum to 100% within each year) 24
2007-11-01 | 21401 | 21065 | 21098 | 21614 | 23269 | 25888 | 26867 | 27647 | 28420 | 28774 | 28844 | 29158 | 29275 | 29076 | 28742 | 28372 | 28900 | 30872 | 30256 | 29067 | 27257 | 24977 | 22812 | 21448 | 2007-09-15 | [24 empty] | 0% | bar: Hourly Load Allocators (Sum to 100% within each year) 1 to Hourly Load Allocators (Sum to 100% within each year) 24
2007-11-02 | 20899 | 20965 | 20829 | 21349 | 23237 | 26283 | 26812 | 27306 | 28200 | 28601 | 28830 | 29010 | 29331 | 28970 | 28654 | 28083 | 28425 | 29908 | 29096 | 27956 | 26669 | 25129 | 22929 | 21552 | 2007-09-16 | [24 empty] | 0% | bar: Hourly Load Allocators (Sum to 100% within each year) 1 to Hourly Load Allocators (Sum to 100% within each year) 24
2007-11-03 | 20872 | 20701 | 20545 | 20754 | 21212 | 22116 | 22205 | 23629 | 24703 | 25402 | 25663 | 25767 | 25785 | 25767 | 25765 | 25655 | 26447 | 28285 | 27575 | 26521 | 25397 | 23991 | 22217 | 20903 | 2007-09-17 | [24 empty] | 0% | bar: Hourly Load Allocators (Sum to 100% within each year) 1 to Hourly Load Allocators (Sum to 100% within each year) 24
2007-11-04 | 20401 | 19612 | 20094 | 20363 | 20998 | 20990 | 22519 | 23378 | 23941 | 24460 | 24738 | 24798 | 24789 | 24894 | 25010 | 26608 | 28969 | 28475 | 27492 | 26105 | 24059 | 22369 | 20839 | 19886 | 2007-09-18 | [24 empty] | 0% | bar: Hourly Load Allocators (Sum to 100% within each year) 1 to Hourly Load Allocators (Sum to 100% within each year) 24
2007-11-05 | 20260 | 20175 | 20062 | 20487 | 21173 | 23460 | 25471 | 26691 | 27622 | 28237 | 28657 | 28862 | 28966 | 29059 | 28652 | 28226 | 29286 | 31467 | 30864 | 29863 | 28291 | 26136 | 23819 | 22068 | 2007-09-19 | [24 empty] | 0% | bar: Hourly Load Allocators (Sum to 100% within each year) 1 to Hourly Load Allocators (Sum to 100% within each year) 24
2007-11-06 | 21071 | 20903 | 20491 | 20641 | 21369 | 23579 | 25826 | 27104 | 27804 | 28309 | 28657 | 28689 | 28944 | 29022 | 28722 | 28390 | 29418 | 31575 | 31099 | 30063 | 28461 | 26020 | 23419 | 21663 | 2007-09-20 | [24 empty] | 0% | bar: Hourly Load Allocators (Sum to 100% within each year) 1 to Hourly Load Allocators (Sum to 100% within each year) 24
2007-11-07 | 21037 | 20706 | 20540 | 20582 | 21577 | 23983 | 25887 | 26989 | 27731 | 28300 | 28631 | 28801 | 29028 | 29107 | 28823 | 28464 | 29807 | 31683 | 31019 | 30055 | 28537 | 26414 | 23856 | 22021 | 2007-09-21 | [24 empty] | 0% | bar: Hourly Load Allocators (Sum to 100% within each year) 1 to Hourly Load Allocators (Sum to 100% within each year) 24
2007-11-08 | 21394 | 21017 | 20806 | 20905 | 21543 | 23790 | 26081 | 27327 | 28041 | 28633 | 28985 | 28981 | 28935 | 28819 | 28534 | 28553 | 30005 | 31569 | 30947 | 29973 | 28962 | 26663 | 24262 | 22208 | 2007-09-22 | [24 empty] | 0% | bar: Hourly Load Allocators (Sum to 100% within each year) 1 to Hourly Load Allocators (Sum to 100% within each year) 24
2007-11-09 | 21449 | 20773 | 20350 | 20470 | 20956 | 22955 | 25158 | 26289 | 27350 | 28083 | 28431 | 28319 | 28201 | 28057 | 27592 | 27194 | 28395 | 30206 | 29308 | 28282 | 27155 | 25694 | 24104 | 22198 | 2007-09-23 | [24 empty] | 0% | bar: Hourly Load Allocators (Sum to 100% within each year) 1 to Hourly Load Allocators (Sum to 100% within each year) 24
2007-11-10 | 21041 | 20622 | 20411 | 20257 | 20561 | 21006 | 21275 | 22343 | 23416 | 24235 | 24804 | 24859 | 24569 | 24355 | 24191 | 24277 | 26011 | 27889 | 27374 | 26622 | 25582 | 24070 | 22686 | 21440 | 2007-09-24 | [24 empty] | 0% | bar: Hourly Load Allocators (Sum to 100% within each year) 1 to Hourly Load Allocators (Sum to 100% within each year) 24
2007-11-11 | 20827 | 20140 | 19702 | 19596 | 19719 | 20176 | 20098 | 21336 | 22621 | 23031 | 23227 | 23313 | 23412 | 23298 | 23216 | 23580 | 25539 | 27684 | 27328 | 26662 | 25655 | 24116 | 22690 | 21328 | 2007-09-25 | [24 empty] | 0% | bar: Hourly Load Allocators (Sum to 100% within each year) 1 to Hourly Load Allocators (Sum to 100% within each year) 24
2007-11-12 | 20784 | 20297 | 20016 | 20188 | 21026 | 22726 | 23959 | 25908 | 26799 | 27910 | 28337 | 28522 | 28611 | 28604 | 28337 | 28097 | 29314 | 31369 | 30548 | 29516 | 28120 | 25956 | 23864 | 21875 | 2007-09-26 | [24 empty] | 0% | bar: Hourly Load Allocators (Sum to 100% within each year) 1 to Hourly Load Allocators (Sum to 100% within each year) 24
2007-11-13 | 21702 | 21112 | 20807 | 20816 | 21923 | 23818 | 25408 | 26418 | 27589 | 28895 | 29555 | 30021 | 30413 | 30648 | 30428 | 29870 | 30442 | 32071 | 31410 | 30437 | 29159 | 26782 | 24394 | 22426 | 2007-09-27 | [24 empty] | 0% | bar: Hourly Load Allocators (Sum to 100% within each year) 1 to Hourly Load Allocators (Sum to 100% within each year) 24
2007-11-14 | 21576 | 21253 | 20959 | 20917 | 21942 | 23686 | 25151 | 26437 | 27674 | 28985 | 29915 | 30311 | 30885 | 31216 | 31026 | 30425 | 31016 | 32552 | 31700 | 30601 | 29225 | 26974 | 24607 | 22800 | 2007-09-28 | [24 empty] | 0% | bar: Hourly Load Allocators (Sum to 100% within each year) 1 to Hourly Load Allocators (Sum to 100% within each year) 24
2007-11-15 | 21877 | 21333 | 20922 | 21028 | 21948 | 24054 | 25998 | 26915 | 28003 | 29346 | 30145 | 30643 | 30942 | 31289 | 30993 | 30341 | 31138 | 32484 | 31457 | 30529 | 29002 | 26923 | 24645 | 22563 | 2007-09-29 | [24 empty] | 0% | bar: Hourly Load Allocators (Sum to 100% within each year) 1 to Hourly Load Allocators (Sum to 100% within each year) 24
2007-11-16 | 21847 | 21481 | 20864 | 20927 | 21968 | 23928 | 26246 | 27232 | 28078 | 28903 | 29458 | 29602 | 29242 | 29001 | 28476 | 27990 | 29247 | 30642 | 29798 | 28790 | 27805 | 26407 | 24426 | 22434 | 2007-09-30 | [24 empty] | 0% | bar: Hourly Load Allocators (Sum to 100% within each year) 1 to Hourly Load Allocators (Sum to 100% within each year) 24
2007-11-17 | 21495 | 20803 | 20442 | 20372 | 20725 | 21440 | 22201 | 23349 | 24429 | 25252 | 25672 | 25462 | 25158 | 24928 | 24740 | 24586 | 26291 | 28181 | 27537 | 26768 | 25989 | 24760 | 23070 | 21736 | 2007-10-01 | [24 empty] | 0% | bar: Hourly Load Allocators (Sum to 100% within each year) 1 to Hourly Load Allocators (Sum to 100% within each year) 24
2007-11-18 | 20987 | 20275 | 19851 | 19875 | 19781 | 20278 | 20663 | 21853 | 22946 | 23558 | 24136 | 24296 | 24157 | 24207 | 24218 | 24350 | 26464 | 28596 | 28248 | 27700 | 26427 | 24610 | 22581 | 20831 | 2007-10-02 | [24 empty] | 0% | bar: Hourly Load Allocators (Sum to 100% within each year) 1 to Hourly Load Allocators (Sum to 100% within each year) 24
2007-11-19 | 20617 | 20060 | 19921 | 20123 | 20706 | 22712 | 24840 | 26302 | 27541 | 28344 | 28812 | 28822 | 28790 | 28697 | 28251 | 27870 | 29451 | 31210 | 30589 | 29711 | 28614 | 26683 | 24488 | 22479 | 2007-10-03 | [24 empty] | 0% | bar: Hourly Load Allocators (Sum to 100% within each year) 1 to Hourly Load Allocators (Sum to 100% within each year) 24
2007-11-20 | 21557 | 20791 | 20776 | 20834 | 21850 | 23526 | 25692 | 27035 | 28202 | 28719 | 28635 | 28304 | 28177 | 28022 | 27768 | 27481 | 29459 | 31190 | 30728 | 29899 | 28839 | 27246 | 24823 | 22714 | 2007-10-04 | [24 empty] | 0% | bar: Hourly Load Allocators (Sum to 100% within each year) 1 to Hourly Load Allocators (Sum to 100% within each year) 24
2007-11-21 | 21724 | 21020 | 20678 | 20763 | 21607 | 23466 | 25222 | 26700 | 27817 | 28396 | 28464 | 28188 | 27975 | 27685 | 27137 | 26774 | 28602 | 30413 | 29731 | 28955 | 27968 | 26439 | 24565 | 22443 | 2007-10-05 | [24 empty] | 0% | bar: Hourly Load Allocators (Sum to 100% within each year) 1 to Hourly Load Allocators (Sum to 100% within each year) 24
2007-11-22 | 21310 | 20477 | 19963 | 20110 | 20356 | 20641 | 20795 | 22018 | 23151 | 23886 | 24170 | 24108 | 23746 | 23211 | 22770 | 22444 | 23684 | 24786 | 24426 | 24131 | 23767 | 22932 | 21975 | 20631 | 2007-10-06 | [24 empty] | 0% | bar: Hourly Load Allocators (Sum to 100% within each year) 1 to Hourly Load Allocators (Sum to 100% within each year) 24
2007-11-23 | 20183 | 19711 | 19891 | 20006 | 20243 | 21399 | 21470 | 22410 | 23195 | 23902 | 24080 | 24032 | 23842 | 23602 | 23458 | 23581 | 25889 | 27786 | 27278 | 26596 | 25652 | 24737 | 23337 | 21652 | 2007-10-07 | [24 empty] | 0% | bar: Hourly Load Allocators (Sum to 100% within each year) 1 to Hourly Load Allocators (Sum to 100% within each year) 24
2007-11-24 | 20568 | 20225 | 19883 | 19873 | 20212 | 20968 | 21071 | 22157 | 22998 | 23722 | 24128 | 24068 | 23903 | 23588 | 23255 | 23365 | 25864 | 27309 | 27053 | 26437 | 25673 | 24493 | 22966 | 21491 | 2007-10-08 | [24 empty] | 0% | bar: Hourly Load Allocators (Sum to 100% within each year) 1 to Hourly Load Allocators (Sum to 100% within each year) 24
2007-11-25 | 20882 | 20160 | 20145 | 20052 | 19918 | 20472 | 20665 | 21329 | 22603 | 23500 | 23958 | 23990 | 23867 | 23803 | 23782 | 24184 | 27123 | 29069 | 28838 | 28168 | 27090 | 24994 | 22903 | 21021 | 2007-10-09 | [24 empty] | 0% | bar: Hourly Load Allocators (Sum to 100% within each year) 1 to Hourly Load Allocators (Sum to 100% within each year) 24
2007-11-26 | 20455 | 19950 | 19744 | 20113 | 21407 | 23378 | 26008 | 27244 | 27975 | 28235 | 28556 | 28555 | 28551 | 28413 | 27999 | 27542 | 29985 | 31916 | 31412 | 30490 | 29120 | 26986 | 24685 | 22502 | 2007-10-10 | [24 empty] | 0% | bar: Hourly Load Allocators (Sum to 100% within each year) 1 to Hourly Load Allocators (Sum to 100% within each year) 24
2007-11-27 | 21892 | 21275 | 20973 | 21061 | 22035 | 24140 | 26925 | 27412 | 27989 | 28333 | 28305 | 28208 | 27872 | 27997 | 27858 | 27643 | 30062 | 32117 | 31933 | 31430 | 30037 | 27644 | 25278 | 22944 | 2007-10-11 | [24 empty] | 0% | bar: Hourly Load Allocators (Sum to 100% within each year) 1 to Hourly Load Allocators (Sum to 100% within each year) 24
2007-11-28 | 21921 | 21806 | 21535 | 21651 | 22347 | 24326 | 27125 | 28042 | 28533 | 28854 | 29033 | 28697 | 28424 | 28263 | 28066 | 27959 | 30182 | 32139 | 31686 | 30827 | 29700 | 27663 | 25252 | 23067 | 2007-10-12 | [24 empty] | 0% | bar: Hourly Load Allocators (Sum to 100% within each year) 1 to Hourly Load Allocators (Sum to 100% within each year) 24
2007-11-29 | 21772 | 21122 | 20784 | 20874 | 21929 | 24362 | 27101 | 28100 | 28611 | 29043 | 29273 | 28750 | 28540 | 28335 | 27897 | 27776 | 30165 | 32066 | 31544 | 30768 | 29934 | 27667 | 25310 | 22974 | 2007-10-13 | [24 empty] | 0% | bar: Hourly Load Allocators (Sum to 100% within each year) 1 to Hourly Load Allocators (Sum to 100% within each year) 24
2007-11-30 | 21809 | 21189 | 21151 | 21276 | 21923 | 23854 | 26786 | 27821 | 28468 | 29010 | 29009 | 28557 | 28411 | 28302 | 27840 | 28014 | 30223 | 31406 | 30625 | 29787 | 28886 | 27483 | 25671 | 23402 | 2007-10-14 | [24 empty] | 0% | bar: Hourly Load Allocators (Sum to 100% within each year) 1 to Hourly Load Allocators (Sum to 100% within each year) 24
2007-12-01 | 22143 | 21331 | 21192 | 21148 | 21565 | 22187 | 22889 | 24209 | 25480 | 26126 | 26151 | 25771 | 25293 | 24985 | 24784 | 25146 | 27905 | 29972 | 29680 | 29122 | 28411 | 26872 | 25045 | 23096 | 2007-10-15 | [24 empty] | 0% | bar: Hourly Load Allocators (Sum to 100% within each year) 1 to Hourly Load Allocators (Sum to 100% within each year) 24
2007-12-02 | 21972 | 21126 | 20646 | 20852 | 21144 | 21855 | 22405 | 23213 | 24001 | 24561 | 24681 | 24618 | 24447 | 24265 | 24172 | 24599 | 27992 | 30467 | 30384 | 29897 | 28744 | 26480 | 24109 | 22347 | 2007-10-16 | [24 empty] | 0% | bar: Hourly Load Allocators (Sum to 100% within each year) 1 to Hourly Load Allocators (Sum to 100% within each year) 24
2007-12-03 | 21359 | 20728 | 20571 | 20863 | 21738 | 23894 | 26164 | 27116 | 27654 | 28228 | 28362 | 28170 | 28073 | 28072 | 27837 | 27763 | 30208 | 32527 | 32136 | 31518 | 30245 | 28076 | 25453 | 23028 | 2007-10-17 | [24 empty] | 0% | bar: Hourly Load Allocators (Sum to 100% within each year) 1 to Hourly Load Allocators (Sum to 100% within each year) 24
2007-12-04 | 22100 | 21707 | 21415 | 21507 | 21981 | 24199 | 26544 | 27527 | 27919 | 28202 | 28448 | 28378 | 28426 | 28481 | 28252 | 28070 | 30492 | 32497 | 32331 | 31571 | 30332 | 27924 | 25072 | 22615 | 2007-10-18 | [24 empty] | 0% | bar: Hourly Load Allocators (Sum to 100% within each year) 1 to Hourly Load Allocators (Sum to 100% within each year) 24
2007-12-05 | 21666 | 20987 | 20744 | 20898 | 21790 | 22970 | 25599 | 26847 | 27684 | 27955 | 28310 | 28399 | 28274 | 28211 | 27891 | 27677 | 29984 | 32228 | 32193 | 31418 | 30226 | 27876 | 25068 | 23107 | 2007-10-19 | [24 empty] | 0% | bar: Hourly Load Allocators (Sum to 100% within each year) 1 to Hourly Load Allocators (Sum to 100% within each year) 24
2007-12-06 | 21995 | 21636 | 21269 | 21375 | 22355 | 24010 | 26377 | 27433 | 28087 | 28689 | 28858 | 28674 | 28504 | 28427 | 28178 | 28451 | 31097 | 32828 | 32752 | 32060 | 30766 | 28409 | 25424 | 22978 | 2007-10-20 | [24 empty] | 0% | bar: Hourly Load Allocators (Sum to 100% within each year) 1 to Hourly Load Allocators (Sum to 100% within each year) 24
2007-12-07 | 21617 | 21202 | 21123 | 21165 | 21992 | 23481 | 26156 | 27178 | 27865 | 28295 | 28482 | 28173 | 27962 | 27651 | 27469 | 27605 | 30181 | 32093 | 31523 | 30895 | 29859 | 28155 | 25699 | 23336 | 2007-10-21 | [24 empty] | 0% | bar: Hourly Load Allocators (Sum to 100% within each year) 1 to Hourly Load Allocators (Sum to 100% within each year) 24
2007-12-08 | 21738 | 21368 | 20950 | 20887 | 21326 | 21938 | 22492 | 23431 | 24815 | 25585 | 25649 | 25331 | 24860 | 24557 | 24336 | 24912 | 28108 | 30186 | 29860 | 29552 | 28919 | 27438 | 25412 | 23258 | 2007-10-22 | [24 empty] | 0% | bar: Hourly Load Allocators (Sum to 100% within each year) 1 to Hourly Load Allocators (Sum to 100% within each year) 24
2007-12-09 | 21998 | 21269 | 21094 | 20871 | 21123 | 21544 | 21845 | 22620 | 23859 | 24487 | 24572 | 24379 | 24131 | 23885 | 23887 | 24278 | 27821 | 30575 | 30647 | 30736 | 29710 | 27567 | 24810 | 22511 | 2007-10-23 | [24 empty] | 0% | bar: Hourly Load Allocators (Sum to 100% within each year) 1 to Hourly Load Allocators (Sum to 100% within each year) 24
2007-12-10 | 21386 | 20986 | 21032 | 21402 | 22091 | 24360 | 27493 | 28300 | 28790 | 28995 | 28769 | 28392 | 28075 | 27815 | 27513 | 27580 | 30507 | 33453 | 33395 | 33376 | 32067 | 29484 | 26565 | 23932 | 2007-10-24 | [24 empty] | 0% | bar: Hourly Load Allocators (Sum to 100% within each year) 1 to Hourly Load Allocators (Sum to 100% within each year) 24
2007-12-11 | 22601 | 22086 | 21805 | 21979 | 22955 | 25271 | 28398 | 28913 | 29133 | 28985 | 28733 | 28262 | 28147 | 28208 | 27844 | 27921 | 30763 | 33483 | 33204 | 32850 | 31659 | 29211 | 26639 | 24032 | 2007-10-25 | [24 empty] | 0% | bar: Hourly Load Allocators (Sum to 100% within each year) 1 to Hourly Load Allocators (Sum to 100% within each year) 24
2007-12-12 | 22700 | 22588 | 22345 | 22509 | 23707 | 25825 | 28471 | 29326 | 29642 | 29873 | 29491 | 29133 | 28497 | 28285 | 28005 | 28011 | 30703 | 33644 | 33510 | 33522 | 32111 | 29799 | 26791 | 24125 | 2007-10-26 | [24 empty] | 0% | bar: Hourly Load Allocators (Sum to 100% within each year) 1 to Hourly Load Allocators (Sum to 100% within each year) 24
2007-12-13 | 22816 | 22381 | 22162 | 22415 | 23495 | 25773 | 28939 | 29350 | 29516 | 29548 | 29289 | 28933 | 28441 | 28181 | 27851 | 27859 | 30770 | 33485 | 33387 | 33432 | 32229 | 30070 | 26830 | 24143 | 2007-10-27 | [24 empty] | 0% | bar: Hourly Load Allocators (Sum to 100% within each year) 1 to Hourly Load Allocators (Sum to 100% within each year) 24
2007-12-14 | 22931 | 22494 | 22285 | 22534 | 23507 | 25953 | 29118 | 29760 | 30018 | 29907 | 29712 | 29150 | 28703 | 28270 | 27761 | 27697 | 30290 | 32829 | 32391 | 31710 | 30790 | 29255 | 27010 | 24487 | 2007-10-28 | [24 empty] | 0% | bar: Hourly Load Allocators (Sum to 100% within each year) 1 to Hourly Load Allocators (Sum to 100% within each year) 24
2007-12-15 | 22927 | 22536 | 22064 | 22004 | 22452 | 23005 | 24108 | 25188 | 26299 | 26560 | 26269 | 25830 | 25224 | 24708 | 24396 | 24717 | 27726 | 30303 | 29992 | 29457 | 28704 | 27352 | 25724 | 23547 | 2007-10-29 | [24 empty] | 0% | bar: Hourly Load Allocators (Sum to 100% within each year) 1 to Hourly Load Allocators (Sum to 100% within each year) 24
2007-12-16 | 22335 | 21670 | 21585 | 21487 | 21750 | 22477 | 23171 | 24006 | 24423 | 24927 | 24959 | 24760 | 24540 | 24433 | 24390 | 24789 | 28049 | 30900 | 30989 | 30692 | 29673 | 27586 | 24918 | 23147 | 2007-10-30 | [24 empty] | 0% | bar: Hourly Load Allocators (Sum to 100% within each year) 1 to Hourly Load Allocators (Sum to 100% within each year) 24
2007-12-17 | 22293 | 21680 | 21442 | 21641 | 22390 | 24697 | 27808 | 28763 | 29273 | 29581 | 29522 | 29180 | 28954 | 28690 | 28463 | 28603 | 31022 | 34067 | 33854 | 33144 | 31816 | 29259 | 26412 | 23741 | 2007-10-31 | [24 empty] | 0% | bar: Hourly Load Allocators (Sum to 100% within each year) 1 to Hourly Load Allocators (Sum to 100% within each year) 24
2007-12-18 | 22871 | 22095 | 22027 | 22171 | 22888 | 24993 | 27781 | 29097 | 29880 | 30304 | 30463 | 30302 | 30021 | 29642 | 29067 | 29214 | 31899 | 33932 | 33411 | 32679 | 31642 | 29214 | 26429 | 23848 | 2007-11-01 | [24 empty] | 0% | bar: Hourly Load Allocators (Sum to 100% within each year) 1 to Hourly Load Allocators (Sum to 100% within each year) 24
2007-12-19 | 22856 | 22286 | 21942 | 22069 | 22677 | 24773 | 27646 | 28520 | 29129 | 29526 | 29819 | 29179 | 29116 | 28970 | 28572 | 28752 | 31305 | 33547 | 33197 | 32444 | 31319 | 29311 | 26410 | 23718 | 2007-11-02 | [24 empty] | 0% | bar: Hourly Load Allocators (Sum to 100% within each year) 1 to Hourly Load Allocators (Sum to 100% within each year) 24
2007-12-20 | 22425 | 22085 | 21701 | 21762 | 22291 | 24286 | 27247 | 28291 | 28986 | 29252 | 29192 | 28892 | 28683 | 28449 | 28133 | 28120 | 30326 | 32825 | 33125 | 32577 | 31552 | 29479 | 26701 | 24122 | 2007-11-03 | [24 empty] | 0% | bar: Hourly Load Allocators (Sum to 100% within each year) 1 to Hourly Load Allocators (Sum to 100% within each year) 24
2007-12-21 | 22850 | 22405 | 22375 | 22492 | 23261 | 25198 | 27791 | 28883 | 29382 | 29429 | 29075 | 28496 | 27731 | 27314 | 26922 | 26953 | 29557 | 32534 | 32188 | 31601 | 30664 | 29102 | 27059 | 24515 | 2007-11-04 | [24 empty] | 0% | bar: Hourly Load Allocators (Sum to 100% within each year) 1 to Hourly Load Allocators (Sum to 100% within each year) 24
2007-12-22 | 23002 | 22646 | 22229 | 22149 | 22571 | 23768 | 24660 | 24762 | 25961 | 26363 | 26090 | 25594 | 25108 | 24623 | 24321 | 24494 | 27400 | 30368 | 30263 | 29840 | 29158 | 27785 | 25826 | 23670 | 2007-11-05 | [24 empty] | 0% | bar: Hourly Load Allocators (Sum to 100% within each year) 1 to Hourly Load Allocators (Sum to 100% within each year) 24
2007-12-23 | 22509 | 21752 | 21610 | 21474 | 21683 | 22334 | 23145 | 23532 | 24542 | 24874 | 24838 | 24602 | 24281 | 24008 | 23861 | 24091 | 26858 | 29985 | 30045 | 29738 | 28973 | 27460 | 25166 | 22828 | 2007-11-06 | [24 empty] | 0% | bar: Hourly Load Allocators (Sum to 100% within each year) 1 to Hourly Load Allocators (Sum to 100% within each year) 24
2007-12-24 | 21548 | 20884 | 20781 | 20762 | 21256 | 21811 | 22831 | 23791 | 24611 | 25207 | 25247 | 24883 | 24563 | 24475 | 24369 | 24504 | 26790 | 29160 | 28252 | 27401 | 26658 | 25756 | 24560 | 23166 | 2007-11-07 | [24 empty] | 0% | bar: Hourly Load Allocators (Sum to 100% within each year) 1 to Hourly Load Allocators (Sum to 100% within each year) 24
2007-12-25 | 21609 | 20853 | 20128 | 20211 | 20356 | 20897 | 21706 | 21839 | 22269 | 22571 | 22622 | 22430 | 22267 | 21967 | 21727 | 21916 | 24276 | 26598 | 26654 | 26516 | 26129 | 25137 | 23569 | 21780 | 2007-11-08 | [24 empty] | 0% | bar: Hourly Load Allocators (Sum to 100% within each year) 1 to Hourly Load Allocators (Sum to 100% within each year) 24
2007-12-26 | 21068 | 20703 | 20442 | 20589 | 21440 | 22929 | 24623 | 25875 | 27002 | 27281 | 27418 | 26986 | 26645 | 26300 | 25991 | 26214 | 28787 | 31928 | 31854 | 31288 | 30147 | 28476 | 25985 | 23620 | 2007-11-09 | [24 empty] | 0% | bar: Hourly Load Allocators (Sum to 100% within each year) 1 to Hourly Load Allocators (Sum to 100% within each year) 24
2007-12-27 | 22641 | 22127 | 21805 | 21922 | 22533 | 24217 | 26071 | 26936 | 27839 | 28315 | 28361 | 28026 | 27472 | 27218 | 26976 | 27096 | 29878 | 32590 | 32281 | 31608 | 30587 | 28689 | 26101 | 23746 | 2007-11-10 | [24 empty] | 0% | bar: Hourly Load Allocators (Sum to 100% within each year) 1 to Hourly Load Allocators (Sum to 100% within each year) 24
2007-12-28 | 22296 | 21483 | 21441 | 21348 | 22150 | 23706 | 25156 | 26508 | 27848 | 28611 | 28750 | 28399 | 27929 | 27488 | 27351 | 27366 | 29710 | 31919 | 31564 | 30771 | 29673 | 27923 | 25731 | 23390 | 2007-11-11 | [24 empty] | 0% | bar: Hourly Load Allocators (Sum to 100% within each year) 1 to Hourly Load Allocators (Sum to 100% within each year) 24
2007-12-29 | 22035 | 21144 | 20910 | 20740 | 21048 | 21484 | 22260 | 23050 | 24166 | 25107 | 25390 | 25244 | 24831 | 24325 | 24028 | 24278 | 26861 | 29409 | 29298 | 28696 | 27829 | 26324 | 24535 | 22453 | 2007-11-12 | [24 empty] | 0% | bar: Hourly Load Allocators (Sum to 100% within each year) 1 to Hourly Load Allocators (Sum to 100% within each year) 24
2007-12-30 | 22080 | 21291 | 20797 | 20963 | 20899 | 21113 | 21598 | 21959 | 22986 | 23673 | 23913 | 23768 | 23590 | 23315 | 23183 | 23409 | 25985 | 29254 | 29263 | 28803 | 27970 | 26450 | 24935 | 22822 | 2007-11-13 | [24 empty] | 0% | bar: Hourly Load Allocators (Sum to 100% within each year) 1 to Hourly Load Allocators (Sum to 100% within each year) 24
2007-12-31 | 21962 | 21266 | 21021 | 21108 | 21722 | 22674 | 23539 | 24545 | 25565 | 26139 | 26308 | 25954 | 25499 | 25086 | 24738 | 24778 | 27122 | 30325 | 29549 | 28335 | 27037 | 25970 | 24892 | 23621 | 2007-11-14 | [24 empty] | 0% | bar: Hourly Load Allocators (Sum to 100% within each year) 1 to Hourly Load Allocators (Sum to 100% within each year) 24
2008-01-01 | 22670 | 21653 | 20929 | 20699 | 20749 | 20916 | 21368 | 21557 | 22220 | 22913 | 23222 | 23267 | 23120 | 22852 | 22772 | 23078 | 25587 | 28484 | 28285 | 27765 | 26823 | 25457 | 23677 | 21944 | 2007-11-15 | [24 empty] | 0% | bar: Hourly Load Allocators (Sum to 100% within each year) 1 to Hourly Load Allocators (Sum to 100% within each year) 24
2008-01-02 | 21189 | 20594 | 20415 | 20664 | 21431 | 23272 | 25465 | 26688 | 27729 | 28370 | 28487 | 28310 | 28027 | 27827 | 27441 | 27232 | 29259 | 31892 | 31512 | 30724 | 29530 | 27363 | 25668 | 23425 | 2007-11-16 | [24 empty] | 0% | bar: Hourly Load Allocators (Sum to 100% within each year) 1 to Hourly Load Allocators (Sum to 100% within each year) 24
2008-01-03 | 22009 | 21318 | 20925 | 20953 | 21943 | 23468 | 25670 | 26945 | 27908 | 28645 | 28861 | 28791 | 28814 | 28687 | 28353 | 28232 | 30059 | 32153 | 31636 | 30761 | 29517 | 27758 | 25744 | 23574 | 2007-11-17 | [24 empty] | 0% | bar: Hourly Load Allocators (Sum to 100% within each year) 1 to Hourly Load Allocators (Sum to 100% within each year) 24
2008-01-04 | 22306 | 21484 | 21057 | 21088 | 21866 | 23627 | 25528 | 26753 | 27837 | 28543 | 28920 | 28784 | 28472 | 28264 | 28082 | 28120 | 29808 | 30661 | 29994 | 29307 | 28110 | 26759 | 25256 | 23231 | 2007-11-18 | [24 empty] | 0% | bar: Hourly Load Allocators (Sum to 100% within each year) 1 to Hourly Load Allocators (Sum to 100% within each year) 24
2008-01-05 | 22359 | 21488 | 20943 | 20806 | 20948 | 21516 | 22441 | 23149 | 24528 | 25811 | 26359 | 26584 | 26280 | 26060 | 25947 | 26020 | 27557 | 29400 | 29019 | 28302 | 27395 | 26072 | 24633 | 22954 | 2007-11-19 | [24 empty] | 0% | bar: Hourly Load Allocators (Sum to 100% within each year) 1 to Hourly Load Allocators (Sum to 100% within each year) 24
2008-01-06 | 21801 | 21282 | 21143 | 20903 | 20944 | 21211 | 21238 | 21994 | 23210 | 24247 | 24872 | 25182 | 25224 | 25250 | 25320 | 25904 | 28293 | 30112 | 29883 | 29276 | 28099 | 26478 | 24578 | 22640 | 2007-11-20 | [24 empty] | 0% | bar: Hourly Load Allocators (Sum to 100% within each year) 1 to Hourly Load Allocators (Sum to 100% within each year) 24
2008-01-07 | 21547 | 20861 | 20932 | 20790 | 21847 | 23994 | 27235 | 28228 | 28739 | 28912 | 28939 | 28680 | 28435 | 28119 | 27669 | 27572 | 29360 | 32169 | 32025 | 31356 | 30163 | 28230 | 25987 | 23889 | 2007-11-21 | [24 empty] | 0% | bar: Hourly Load Allocators (Sum to 100% within each year) 1 to Hourly Load Allocators (Sum to 100% within each year) 24
2008-01-08 | 22757 | 22021 | 21747 | 21833 | 22862 | 24833 | 27965 | 29032 | 29546 | 29834 | 29934 | 29654 | 29398 | 29138 | 28911 | 29234 | 30803 | 32726 | 32455 | 31596 | 30300 | 28159 | 25584 | 23678 | 2007-11-22 | [24 empty] | 0% | bar: Hourly Load Allocators (Sum to 100% within each year) 1 to Hourly Load Allocators (Sum to 100% within each year) 24
2008-01-09 | 22563 | 21984 | 21690 | 22075 | 22712 | 24778 | 27934 | 28834 | 29302 | 29450 | 29449 | 29197 | 28991 | 28655 | 28327 | 28211 | 29658 | 32186 | 31970 | 31210 | 30307 | 28227 | 26132 | 24212 | 2007-11-23 | [24 empty] | 0% | bar: Hourly Load Allocators (Sum to 100% within each year) 1 to Hourly Load Allocators (Sum to 100% within each year) 24
2008-01-10 | 22947 | 22194 | 21794 | 22086 | 22669 | 24653 | 27364 | 28454 | 28964 | 29144 | 29107 | 28766 | 28460 | 28324 | 27961 | 27896 | 29223 | 31972 | 31838 | 31088 | 29999 | 27848 | 25935 | 23751 | 2007-11-24 | [24 empty] | 0% | bar: Hourly Load Allocators (Sum to 100% within each year) 1 to Hourly Load Allocators (Sum to 100% within each year) 24
2008-01-11 | 22509 | 21705 | 21471 | 21533 | 22493 | 24394 | 27037 | 27952 | 28508 | 28839 | 28934 | 28627 | 28313 | 28140 | 27636 | 27439 | 28494 | 31214 | 30774 | 30029 | 29103 | 27564 | 25754 | 23804 | 2007-11-25 | [24 empty] | 0% | bar: Hourly Load Allocators (Sum to 100% within each year) 1 to Hourly Load Allocators (Sum to 100% within each year) 24
2008-01-12 | 22509 | 21633 | 21222 | 21093 | 21209 | 21825 | 22840 | 23621 | 24954 | 25646 | 25836 | 25667 | 25291 | 24824 | 24386 | 24302 | 25634 | 28643 | 28389 | 27743 | 26816 | 25603 | 24260 | 22944 | 2007-11-26 | [24 empty] | 0% | bar: Hourly Load Allocators (Sum to 100% within each year) 1 to Hourly Load Allocators (Sum to 100% within each year) 24
2008-01-13 | 21817 | 20995 | 20634 | 20501 | 20761 | 21327 | 22092 | 22844 | 23967 | 24709 | 25069 | 25036 | 24765 | 24546 | 24401 | 24459 | 25891 | 29447 | 29352 | 28777 | 27648 | 25757 | 23850 | 22105 | 2007-11-27 | [24 empty] | 0% | bar: Hourly Load Allocators (Sum to 100% within each year) 1 to Hourly Load Allocators (Sum to 100% within each year) 24
2008-01-14 | 21193 | 20727 | 20567 | 20833 | 21973 | 24280 | 27583 | 28396 | 28890 | 29140 | 29166 | 28819 | 28669 | 28537 | 28150 | 28006 | 29030 | 31781 | 31434 | 30703 | 29320 | 27237 | 25293 | 23176 | 2007-11-28 | [24 empty] | 0% | bar: Hourly Load Allocators (Sum to 100% within each year) 1 to Hourly Load Allocators (Sum to 100% within each year) 24
2008-01-15 | 22198 | 21585 | 21328 | 21396 | 22378 | 24499 | 27663 | 28533 | 28891 | 29118 | 28975 | 28831 | 28649 | 28412 | 27921 | 27563 | 28585 | 31722 | 31499 | 30851 | 29670 | 27984 | 25915 | 23947 | 2007-11-29 | [24 empty] | 0% | bar: Hourly Load Allocators (Sum to 100% within each year) 1 to Hourly Load Allocators (Sum to 100% within each year) 24
2008-01-16 | 22797 | 22101 | 21856 | 21918 | 22864 | 24972 | 27874 | 28561 | 29105 | 29195 | 29225 | 29035 | 28768 | 28489 | 28021 | 27710 | 28692 | 31716 | 31527 | 30878 | 30101 | 27981 | 25879 | 23896 | 2007-11-30 | [24 empty] | 0% | bar: Hourly Load Allocators (Sum to 100% within each year) 1 to Hourly Load Allocators (Sum to 100% within each year) 24
2008-01-17 | 22844 | 22511 | 22371 | 22517 | 23633 | 25236 | 28482 | 29081 | 29292 | 29419 | 29245 | 28969 | 28763 | 28356 | 27873 | 27602 | 28353 | 31680 | 31530 | 30952 | 30039 | 27846 | 25910 | 24141 | 2007-12-01 | [24 empty] | 0% | bar: Hourly Load Allocators (Sum to 100% within each year) 1 to Hourly Load Allocators (Sum to 100% within each year) 24
2008-01-18 | 22977 | 22294 | 22094 | 22262 | 23408 | 25224 | 28392 | 29353 | 29469 | 29516 | 29338 | 28810 | 28475 | 28066 | 27433 | 27095 | 27806 | 30730 | 30348 | 29572 | 28848 | 27480 | 25671 | 23757 | 2007-12-02 | [24 empty] | 0% | bar: Hourly Load Allocators (Sum to 100% within each year) 1 to Hourly Load Allocators (Sum to 100% within each year) 24
2008-01-19 | 22839 | 22117 | 21757 | 21727 | 22175 | 22796 | 23824 | 24609 | 25663 | 25973 | 25972 | 25522 | 25044 | 24381 | 24031 | 23948 | 25008 | 28106 | 28101 | 27549 | 26885 | 25760 | 24472 | 23082 | 2007-12-03 | [24 empty] | 0% | bar: Hourly Load Allocators (Sum to 100% within each year) 1 to Hourly Load Allocators (Sum to 100% within each year) 24
2008-01-20 | 22103 | 21740 | 21355 | 21375 | 21676 | 22226 | 22715 | 23561 | 24516 | 25051 | 25157 | 24999 | 24901 | 24585 | 24249 | 24437 | 25708 | 29248 | 29138 | 28607 | 27508 | 25974 | 24146 | 22512 | 2007-12-04 | [24 empty] | 0% | bar: Hourly Load Allocators (Sum to 100% within each year) 1 to Hourly Load Allocators (Sum to 100% within each year) 24
2008-01-21 | 21976 | 21452 | 21144 | 20987 | 21962 | 23482 | 25507 | 27021 | 28298 | 29160 | 29444 | 29264 | 28847 | 28631 | 28362 | 28220 | 29552 | 32305 | 32081 | 31246 | 29964 | 27817 | 25734 | 23468 | 2007-12-05 | [24 empty] | 0% | bar: Hourly Load Allocators (Sum to 100% within each year) 1 to Hourly Load Allocators (Sum to 100% within each year) 24
2008-01-22 | 22513 | 21849 | 21651 | 21826 | 22856 | 25031 | 28274 | 29122 | 29413 | 29648 | 29546 | 29440 | 29285 | 29102 | 28667 | 28624 | 29697 | 32376 | 32111 | 31442 | 30011 | 27764 | 25666 | 23633 | 2007-12-06 | [24 empty] | 0% | bar: Hourly Load Allocators (Sum to 100% within each year) 1 to Hourly Load Allocators (Sum to 100% within each year) 24
2008-01-23 | 22556 | 21882 | 21600 | 21776 | 22828 | 24960 | 28180 | 29035 | 29282 | 29527 | 29633 | 29465 | 29288 | 29389 | 29417 | 29748 | 31217 | 33114 | 32818 | 31952 | 30536 | 28279 | 26237 | 24086 | 2007-12-07 | [24 empty] | 0% | bar: Hourly Load Allocators (Sum to 100% within each year) 1 to Hourly Load Allocators (Sum to 100% within each year) 24
2008-01-24 | 22773 | 22069 | 21761 | 21959 | 23028 | 25089 | 28394 | 29386 | 29880 | 30149 | 29905 | 29810 | 29684 | 29469 | 29314 | 29710 | 30601 | 33155 | 32953 | 32228 | 30892 | 28788 | 26526 | 24283 | 2007-12-08 | [24 empty] | 0% | bar: Hourly Load Allocators (Sum to 100% within each year) 1 to Hourly Load Allocators (Sum to 100% within each year) 24
2008-01-25 | 22983 | 22178 | 21815 | 21947 | 22846 | 24760 | 27842 | 28956 | 29621 | 29992 | 29980 | 29739 | 29467 | 29204 | 28639 | 28609 | 29359 | 31583 | 31078 | 30175 | 29008 | 27603 | 25837 | 23780 | 2007-12-09 | [24 empty] | 0% | bar: Hourly Load Allocators (Sum to 100% within each year) 1 to Hourly Load Allocators (Sum to 100% within each year) 24
2008-01-26 | 22516 | 21657 | 21153 | 21306 | 21188 | 21641 | 22739 | 23672 | 24875 | 25481 | 25597 | 25266 | 24796 | 24423 | 24134 | 24285 | 25582 | 28052 | 27788 | 27095 | 26480 | 25344 | 24279 | 22494 | 2007-12-10 | [24 empty] | 0% | bar: Hourly Load Allocators (Sum to 100% within each year) 1 to Hourly Load Allocators (Sum to 100% within each year) 24
2008-01-27 | 21338 | 20930 | 20519 | 20423 | 20607 | 20835 | 21333 | 22195 | 23119 | 24133 | 24593 | 24805 | 24927 | 24904 | 24824 | 25158 | 26126 | 29010 | 28877 | 28310 | 27382 | 25858 | 23889 | 22150 | 2007-12-11 | [24 empty] | 0% | bar: Hourly Load Allocators (Sum to 100% within each year) 1 to Hourly Load Allocators (Sum to 100% within each year) 24
2008-01-28 | 21047 | 20509 | 20446 | 20610 | 21721 | 23665 | 27055 | 28011 | 28712 | 29121 | 29177 | 28902 | 28499 | 28289 | 27889 | 27707 | 28164 | 31900 | 31944 | 31359 | 30062 | 27801 | 25178 | 23259 | 2007-12-12 | [24 empty] | 0% | bar: Hourly Load Allocators (Sum to 100% within each year) 1 to Hourly Load Allocators (Sum to 100% within each year) 24
2008-01-29 | 22028 | 21720 | 21546 | 21671 | 22595 | 25121 | 28471 | 29358 | 29590 | 29858 | 29803 | 29346 | 29197 | 28942 | 28481 | 28508 | 29387 | 32394 | 32401 | 31652 | 30426 | 28124 | 25374 | 23256 | 2007-12-13 | [24 empty] | 0% | bar: Hourly Load Allocators (Sum to 100% within each year) 1 to Hourly Load Allocators (Sum to 100% within each year) 24
2008-01-30 | 22119 | 21383 | 21563 | 21802 | 22518 | 24947 | 28378 | 28881 | 29112 | 29186 | 29034 | 28587 | 28300 | 28024 | 27643 | 27467 | 28249 | 31830 | 31939 | 31395 | 30242 | 27919 | 25442 | 23226 | 2007-12-14 | [24 empty] | 0% | bar: Hourly Load Allocators (Sum to 100% within each year) 1 to Hourly Load Allocators (Sum to 100% within each year) 24
2008-01-31 | 21956 | 21316 | 21452 | 21585 | 22355 | 24830 | 28140 | 28855 | 29169 | 29339 | 29369 | 29051 | 28764 | 28620 | 28159 | 28033 | 28783 | 31927 | 31841 | 31178 | 29811 | 27796 | 25051 | 22854 | 2007-12-15 | [24 empty] | 0% | bar: Hourly Load Allocators (Sum to 100% within each year) 1 to Hourly Load Allocators (Sum to 100% within each year) 24
2008-02-01 | 21753 | 21092 | 21174 | 21374 | 22156 | 24636 | 27788 | 28581 | 28940 | 29035 | 28947 | 28575 | 28290 | 28060 | 27616 | 27506 | 28139 | 30840 | 30768 | 30023 | 28951 | 27394 | 25254 | 23149 | 2007-12-16 | [24 empty] | 0% | bar: Hourly Load Allocators (Sum to 100% within each year) 1 to Hourly Load Allocators (Sum to 100% within each year) 24
2008-02-02 | 22161 | 21309 | 20988 | 20876 | 21335 | 22208 | 23110 | 24049 | 25415 | 26226 | 26397 | 26229 | 25845 | 25420 | 25116 | 25168 | 26224 | 29097 | 29142 | 28502 | 27669 | 26405 | 24459 | 22657 | 2007-12-17 | [24 empty] | 0% | bar: Hourly Load Allocators (Sum to 100% within each year) 1 to Hourly Load Allocators (Sum to 100% within each year) 24
2008-02-03 | 21905 | 21114 | 20672 | 20512 | 20757 | 21261 | 22120 | 22796 | 24315 | 25183 | 25536 | 25596 | 25426 | 25164 | 24956 | 24592 | 25372 | 28322 | 28275 | 28665 | 28027 | 26189 | 23732 | 21846 | 2007-12-18 | [24 empty] | 0% | bar: Hourly Load Allocators (Sum to 100% within each year) 1 to Hourly Load Allocators (Sum to 100% within each year) 24
2008-02-04 | 21334 | 20803 | 20514 | 20647 | 21796 | 24165 | 27417 | 28312 | 28717 | 28857 | 28779 | 28441 | 28095 | 27763 | 27257 | 27094 | 27723 | 31467 | 31926 | 31342 | 30160 | 27943 | 25445 | 23245 | 2007-12-19 | [24 empty] | 0% | bar: Hourly Load Allocators (Sum to 100% within each year) 1 to Hourly Load Allocators (Sum to 100% within each year) 24
2008-02-05 | 22113 | 21495 | 21290 | 21405 | 22583 | 24971 | 28141 | 28852 | 28998 | 28953 | 28739 | 28292 | 27920 | 27592 | 27113 | 26886 | 27440 | 31075 | 31455 | 30930 | 29916 | 27905 | 25158 | 23022 | 2007-12-20 | [24 empty] | 0% | bar: Hourly Load Allocators (Sum to 100% within each year) 1 to Hourly Load Allocators (Sum to 100% within each year) 24
2008-02-06 | 21917 | 21334 | 20962 | 21049 | 22271 | 24691 | 27770 | 28506 | 28793 | 28848 | 28663 | 28206 | 27846 | 27540 | 27170 | 26882 | 27461 | 30992 | 31286 | 30618 | 29642 | 27606 | 25131 | 23026 | 2007-12-21 | [24 empty] | 0% | bar: Hourly Load Allocators (Sum to 100% within each year) 1 to Hourly Load Allocators (Sum to 100% within each year) 24
2008-02-07 | 21908 | 21275 | 20941 | 21003 | 22306 | 24654 | 27726 | 28426 | 28567 | 28646 | 28503 | 28113 | 27890 | 27602 | 27176 | 26802 | 27213 | 30466 | 30713 | 30073 | 29239 | 27094 | 24577 | 22621 | 2007-12-22 | [24 empty] | 0% | bar: Hourly Load Allocators (Sum to 100% within each year) 1 to Hourly Load Allocators (Sum to 100% within each year) 24
2008-02-08 | 21339 | 20657 | 20403 | 20468 | 21595 | 23927 | 26883 | 27678 | 28183 | 28324 | 28240 | 27992 | 27830 | 27591 | 27172 | 26747 | 26841 | 29525 | 29527 | 28645 | 27557 | 25964 | 23977 | 22044 | 2007-12-23 | [24 empty] | 0% | bar: Hourly Load Allocators (Sum to 100% within each year) 1 to Hourly Load Allocators (Sum to 100% within each year) 24
2008-02-09 | 20999 | 20271 | 19861 | 19808 | 20245 | 21040 | 21869 | 23067 | 24228 | 24672 | 24788 | 24654 | 24359 | 24024 | 23746 | 23660 | 24146 | 27064 | 27297 | 26657 | 25713 | 24295 | 22793 | 21085 | 2007-12-24 | [24 empty] | 0% | bar: Hourly Load Allocators (Sum to 100% within each year) 1 to Hourly Load Allocators (Sum to 100% within each year) 24
2008-02-10 | 20019 | 19398 | 19051 | 19027 | 19275 | 19753 | 20242 | 21324 | 22464 | 23118 | 23365 | 23365 | 23265 | 23101 | 22915 | 23004 | 23661 | 27012 | 27522 | 26870 | 25786 | 24110 | 22313 | 20571 | 2007-12-25 | [24 empty] | 0% | bar: Hourly Load Allocators (Sum to 100% within each year) 1 to Hourly Load Allocators (Sum to 100% within each year) 24
2008-02-11 | 19502 | 19306 | 19152 | 19425 | 20415 | 22480 | 25153 | 26535 | 27439 | 28020 | 28248 | 28197 | 28120 | 28088 | 27806 | 27414 | 27453 | 30282 | 30592 | 29761 | 28358 | 26153 | 23643 | 21642 | 2007-12-26 | [24 empty] | 0% | bar: Hourly Load Allocators (Sum to 100% within each year) 1 to Hourly Load Allocators (Sum to 100% within each year) 24
2008-02-12 | 20769 | 20151 | 19911 | 20081 | 21179 | 23379 | 26092 | 27122 | 27687 | 28104 | 28421 | 28475 | 28476 | 28513 | 28197 | 27890 | 27797 | 30231 | 30421 | 29619 | 28223 | 25977 | 23768 | 21839 | 2007-12-27 | [24 empty] | 0% | bar: Hourly Load Allocators (Sum to 100% within each year) 1 to Hourly Load Allocators (Sum to 100% within each year) 24
2008-02-13 | 20828 | 20172 | 20088 | 20147 | 21441 | 23439 | 25957 | 26968 | 27551 | 27811 | 27891 | 27904 | 27801 | 27598 | 27249 | 27072 | 27495 | 30140 | 30523 | 29896 | 28851 | 27021 | 24748 | 22792 | 2007-12-28 | [24 empty] | 0% | bar: Hourly Load Allocators (Sum to 100% within each year) 1 to Hourly Load Allocators (Sum to 100% within each year) 24
2008-02-14 | 21526 | 20826 | 20817 | 20831 | 21718 | 23725 | 26583 | 27530 | 28224 | 28418 | 28558 | 28326 | 27927 | 27678 | 27361 | 27169 | 27336 | 30006 | 30576 | 29879 | 28972 | 27274 | 24951 | 23217 | 2007-12-29 | [24 empty] | 0% | bar: Hourly Load Allocators (Sum to 100% within each year) 1 to Hourly Load Allocators (Sum to 100% within each year) 24
2008-02-15 | 22278 | 21652 | 21314 | 21485 | 22518 | 24430 | 26792 | 27899 | 28146 | 28371 | 28322 | 27950 | 27637 | 27244 | 26692 | 26307 | 26354 | 29018 | 29648 | 28939 | 27916 | 26240 | 24726 | 23006 | 2007-12-30 | [24 empty] | 0% | bar: Hourly Load Allocators (Sum to 100% within each year) 1 to Hourly Load Allocators (Sum to 100% within each year) 24
2008-02-16 | 21684 | 20939 | 20584 | 20917 | 20973 | 21506 | 22060 | 23225 | 24279 | 24583 | 24490 | 24228 | 23847 | 23362 | 23032 | 22915 | 23451 | 26378 | 27245 | 26748 | 25907 | 24628 | 23293 | 21706 | 2007-12-31 | [24 empty] | 0% | bar: Hourly Load Allocators (Sum to 100% within each year) 1 to Hourly Load Allocators (Sum to 100% within each year) 24
2008-02-17 | 20991 | 20302 | 19948 | 20199 | 20486 | 20825 | 20848 | 22017 | 23015 | 23488 | 23490 | 23292 | 23043 | 22825 | 22647 | 22687 | 23481 | 26626 | 27487 | 27039 | 26113 | 24548 | 23013 | 21393 | 2008-01-01 | [24 empty] | 0% | bar: Hourly Load Allocators (Sum to 100% within each year) 1 to Hourly Load Allocators (Sum to 100% within each year) 24
2008-02-18 | 20459 | 19909 | 20031 | 20129 | 20551 | 21649 | 22951 | 24413.5 | 25876 | 26746 | 26891 | 26715 | 26368 | 26002 | 25594 | 25481 | 26209 | 29239 | 29897 | 29085 | 27741 | 25510 | 23528 | 21773 | 2008-01-02 | [24 empty] | 0% | bar: Hourly Load Allocators (Sum to 100% within each year) 1 to Hourly Load Allocators (Sum to 100% within each year) 24
2008-02-19 | 20593 | 19957 | 20120 | 20323 | 21013 | 23126 | 25849 | 27090 | 28034 | 28601 | 28780 | 28485 | 28136 | 27971 | 27616 | 27528 | 28053 | 30660 | 30975 | 30176 | 28746 | 26456 | 24314 | 22391 | 2008-01-03 | [24 empty] | 0% | bar: Hourly Load Allocators (Sum to 100% within each year) 1 to Hourly Load Allocators (Sum to 100% within each year) 24
2008-02-20 | 21360 | 20664 | 21092 | 20396 | 21641 | 23188 | 25822 | 26856 | 27589 | 28071 | 28200 | 28001 | 27857 | 27687 | 27084 | 26965 | 27326 | 29977 | 30587 | 30003 | 28591 | 26625 | 24594 | 22508 | 2008-01-04 | [24 empty] | 0% | bar: Hourly Load Allocators (Sum to 100% within each year) 1 to Hourly Load Allocators (Sum to 100% within each year) 24
2008-02-21 | 21534 | 20931 | 20688 | 20818 | 21810 | 23566 | 26122 | 27336 | 27972 | 28665 | 28677 | 28544 | 28192 | 27964 | 27586 | 27498 | 28206 | 30521 | 30814 | 30081 | 28761 | 26746 | 24608 | 22683 | 2008-01-05 | [24 empty] | 0% | bar: Hourly Load Allocators (Sum to 100% within each year) 1 to Hourly Load Allocators (Sum to 100% within each year) 24
2008-02-22 | 21532 | 20812 | 20494 | 20710 | 21703 | 23427 | 26007 | 27212 | 27929 | 28380 | 28503 | 28230 | 27986 | 27496 | 26975 | 26732 | 26949 | 29121 | 29877 | 29135 | 28068 | 26532 | 24871 | 22836 | 2008-01-06 | [24 empty] | 0% | bar: Hourly Load Allocators (Sum to 100% within each year) 1 to Hourly Load Allocators (Sum to 100% within each year) 24
2008-02-23 | 21656 | 20846 | 20543 | 20479 | 20872 | 21222 | 21684 | 23033 | 24410 | 25200 | 25481 | 25312 | 25184 | 24995 | 24785 | 24953 | 25821 | 27916 | 28080 | 27446 | 26558 | 25125 | 23774 | 22071 | 2008-01-07 | [24 empty] | 0% | bar: Hourly Load Allocators (Sum to 100% within each year) 1 to Hourly Load Allocators (Sum to 100% within each year) 24
2008-02-24 | 20889 | 20136 | 19705 | 19739 | 19901 | 20321 | 20772 | 21985 | 23274 | 24100 | 24583 | 24558 | 24365 | 23995 | 23624 | 23662 | 24519 | 27099 | 28374 | 27786 | 26810 | 24909 | 22877 | 21093 | 2008-01-08 | [24 empty] | 0% | bar: Hourly Load Allocators (Sum to 100% within each year) 1 to Hourly Load Allocators (Sum to 100% within each year) 24
2008-02-25 | 20063 | 19632 | 19845 | 20141 | 21288 | 23045 | 25633 | 26875 | 27492 | 27833 | 27820 | 27656 | 27457 | 27250 | 26804 | 26539 | 26565 | 28841 | 30242 | 29704 | 28417 | 26201 | 23977 | 21998 | 2008-01-09 | [24 empty] | 0% | bar: Hourly Load Allocators (Sum to 100% within each year) 1 to Hourly Load Allocators (Sum to 100% within each year) 24
2008-02-26 | 20827 | 20199 | 19898 | 20181 | 21264 | 23321 | 25686 | 26831 | 27289 | 27691 | 27887 | 27880 | 27902 | 27975 | 27771 | 27502 | 27456 | 29051 | 30257 | 29557 | 28149 | 25967 | 23433 | 21507 | 2008-01-10 | [24 empty] | 0% | bar: Hourly Load Allocators (Sum to 100% within each year) 1 to Hourly Load Allocators (Sum to 100% within each year) 24
2008-02-27 | 20445 | 20151 | 19881 | 20046 | 20747 | 22823 | 25191 | 26428 | 27050 | 27682 | 28184 | 28264 | 28308 | 28417 | 28139 | 27784 | 27594 | 29026 | 30175 | 29395 | 28043 | 25835 | 23383 | 21544 | 2008-01-11 | [24 empty] | 0% | bar: Hourly Load Allocators (Sum to 100% within each year) 1 to Hourly Load Allocators (Sum to 100% within each year) 24
2008-02-28 | 20849 | 20262 | 19961 | 20082 | 21028 | 22783 | 25063 | 26229 | 26975 | 27572 | 28017 | 28039 | 28268 | 28225 | 27926 | 27549 | 27441 | 28794 | 30083 | 29332 | 27918 | 25786 | 23169 | 21459 | 2008-01-12 | [24 empty] | 0% | bar: Hourly Load Allocators (Sum to 100% within each year) 1 to Hourly Load Allocators (Sum to 100% within each year) 24
2008-02-29 | 20611 | 19922 | 19930 | 20055 | 21036 | 22648 | 24898 | 26243 | 26920 | 27458 | 27612 | 27809 | 27406 | 27394 | 27039 | 26598 | 26555 | 28284 | 29181 | 28314 | 27156 | 25390 | 23711 | 21822 | 2008-01-13 | [24 empty] | 0% | bar: Hourly Load Allocators (Sum to 100% within each year) 1 to Hourly Load Allocators (Sum to 100% within each year) 24
2008-03-01 | 20495 | 19717 | 19190 | 19271 | 19568 | 20167 | 20690 | 22223 | 23256 | 24023 | 24362 | 24346 | 24026 | 23587 | 23306 | 23287 | 23856 | 26006 | 27112 | 26680 | 25804 | 24435 | 23028 | 21291 | 2008-01-14 | [24 empty] | 0% | bar: Hourly Load Allocators (Sum to 100% within each year) 1 to Hourly Load Allocators (Sum to 100% within each year) 24
2008-03-02 | 20030 | 19367 | 18996 | 18965 | 19337 | 19704 | 19752 | 20831 | 21838 | 22384 | 22694 | 22690 | 22662 | 22507 | 22369 | 22358 | 22946 | 25218 | 27478 | 27041 | 25988 | 24072 | 22030 | 20318 | 2008-01-15 | [24 empty] | 0% | bar: Hourly Load Allocators (Sum to 100% within each year) 1 to Hourly Load Allocators (Sum to 100% within each year) 24
2008-03-03 | 19646 | 19134 | 18980 | 19341 | 20542 | 22764 | 25150 | 26312 | 26930 | 27496 | 27739 | 27695 | 27678 | 27734 | 27501 | 27129 | 27044 | 28423 | 30235 | 29431 | 27976 | 25592 | 22943 | 21046 | 2008-01-16 | [24 empty] | 0% | bar: Hourly Load Allocators (Sum to 100% within each year) 1 to Hourly Load Allocators (Sum to 100% within each year) 24
2008-03-04 | 20028 | 19403 | 19198 | 19423 | 20525 | 23018 | 25366 | 26475 | 26960 | 27598 | 27715 | 27709 | 27651 | 27600 | 27202 | 26827 | 26655 | 28186 | 29925 | 29274 | 27969 | 25741 | 23072 | 21073 | 2008-01-17 | [24 empty] | 0% | bar: Hourly Load Allocators (Sum to 100% within each year) 1 to Hourly Load Allocators (Sum to 100% within each year) 24
2008-03-05 | 20544 | 19980 | 19729 | 19955 | 20937 | 23220 | 25386 | 26690 | 27123 | 27554 | 27809 | 27731 | 27700 | 27763 | 27507 | 27132 | 27084 | 28403 | 30397 | 29670 | 28410 | 26209 | 23791 | 21747 | 2008-01-18 | [24 empty] | 0% | bar: Hourly Load Allocators (Sum to 100% within each year) 1 to Hourly Load Allocators (Sum to 100% within each year) 24
2008-03-06 | 20775 | 20223 | 20006 | 20219 | 21252 | 23505 | 25627 | 26781 | 27295 | 27763 | 28015 | 27997 | 27981 | 27948 | 27631 | 27215 | 27188 | 28804 | 30319 | 29659 | 28236 | 26102 | 23733 | 21734 | 2008-01-19 | [24 empty] | 0% | bar: Hourly Load Allocators (Sum to 100% within each year) 1 to Hourly Load Allocators (Sum to 100% within each year) 24
2008-03-07 | 20711 | 20166 | 20253 | 20053 | 20986 | 22966 | 25302 | 26439 | 27323 | 27809 | 28100 | 28095 | 28012 | 27940 | 27691 | 26970 | 26810 | 27852 | 29036 | 28119 | 27177 | 25437 | 23769 | 21765 | 2008-01-20 | [24 empty] | 0% | bar: Hourly Load Allocators (Sum to 100% within each year) 1 to Hourly Load Allocators (Sum to 100% within each year) 24
2008-03-08 | 20505 | 19829 | 19428 | 19659 | 20044 | 20409 | 21133 | 22191 | 23402 | 24126 | 24504 | 24483 | 24222 | 23906 | 23560 | 23368 | 23605 | 24958 | 27031 | 26437 | 25525 | 24086 | 22591 | 20977 | 2008-01-21 | [24 empty] | 0% | bar: Hourly Load Allocators (Sum to 100% within each year) 1 to Hourly Load Allocators (Sum to 100% within each year) 24
2008-03-09 | 20022 | 19348 | 19079 | 19072 | 19243 | 20065 | 20171 | 21284 | 22204 | 22799 | 23185 | 23260 | 23294 | 23309 | 23352 | 23500 | 23987 | 25317 | 27602 | 26828 | 25097 | 23085 | 21030 | 19852 | 2008-01-22 | [24 empty] | 0% | bar: Hourly Load Allocators (Sum to 100% within each year) 1 to Hourly Load Allocators (Sum to 100% within each year) 24
2008-03-10 | 19196 | 18951 | 19076 | 19817 | 21937 | 25110 | 26056 | 26947 | 27713 | 28287 | 28601 | 28853 | 28864 | 28852 | 28579 | 28262 | 27698 | 28448 | 29997 | 28970 | 26765 | 24200 | 21913 | 21078 | 2008-01-23 | [24 empty] | 0% | bar: Hourly Load Allocators (Sum to 100% within each year) 1 to Hourly Load Allocators (Sum to 100% within each year) 24
2008-03-11 | 20314 | 19991 | 19759 | 20534 | 22213 | 25372 | 26212 | 26979 | 27842 | 28522 | 28707 | 28950 | 29092 | 28946 | 28670 | 28093 | 27545 | 28264 | 29977 | 28937 | 26747 | 24147 | 22034 | 21013 | 2008-01-24 | [24 empty] | 0% | bar: Hourly Load Allocators (Sum to 100% within each year) 1 to Hourly Load Allocators (Sum to 100% within each year) 24
2008-03-12 | 20252 | 20162 | 20166 | 20887 | 22641 | 25644 | 26617 | 27361 | 28065 | 28364 | 28432 | 28392 | 28472 | 28340 | 28004 | 27799 | 27324 | 28059 | 29932 | 28979 | 27038 | 24500 | 22409 | 21123 | 2008-01-25 | [24 empty] | 0% | bar: Hourly Load Allocators (Sum to 100% within each year) 1 to Hourly Load Allocators (Sum to 100% within each year) 24
2008-03-13 | 20374 | 20048 | 20107 | 20823 | 22439 | 25759 | 26743 | 27535 | 28120 | 28574 | 28679 | 28728 | 28812 | 28592 | 28155 | 27737 | 27182 | 27834 | 29880 | 28981 | 26770 | 24561 | 22368 | 21239 | 2008-01-26 | [24 empty] | 0% | bar: Hourly Load Allocators (Sum to 100% within each year) 1 to Hourly Load Allocators (Sum to 100% within each year) 24
2008-03-14 | 20490 | 20166 | 20187 | 21177 | 22960 | 25663 | 26608 | 27412 | 28009 | 28292 | 28158 | 28067 | 27837 | 27379 | 26845 | 26443 | 26125 | 26852 | 28697 | 27885 | 26364 | 24643 | 22607 | 21433 | 2008-01-27 | [24 empty] | 0% | bar: Hourly Load Allocators (Sum to 100% within each year) 1 to Hourly Load Allocators (Sum to 100% within each year) 24
2008-03-15 | 20616 | 20095 | 19890 | 20072 | 20468 | 21341 | 22171 | 23496 | 24328 | 24728 | 24675 | 24281 | 23906 | 23502 | 23388 | 23533 | 23920 | 25117 | 26945 | 26374 | 25232 | 23718 | 21949 | 20866 | 2008-01-28 | [24 empty] | 0% | bar: Hourly Load Allocators (Sum to 100% within each year) 1 to Hourly Load Allocators (Sum to 100% within each year) 24
2008-03-16 | 20083 | 19602 | 19483 | 19744 | 20330 | 21086 | 21843 | 22883 | 23463 | 23688 | 23579 | 23441 | 23333 | 23144 | 23113 | 23275 | 23867 | 24982 | 27503 | 27018 | 25363 | 23258 | 21293 | 20444 | 2008-01-29 | [24 empty] | 0% | bar: Hourly Load Allocators (Sum to 100% within each year) 1 to Hourly Load Allocators (Sum to 100% within each year) 24
2008-03-17 | 19897 | 19759 | 20073 | 21094 | 23116 | 26224 | 27248 | 27785 | 28180 | 28351 | 28206 | 28016 | 27868 | 27455 | 27196 | 26784 | 26527 | 27158 | 29482 | 28582 | 26460 | 24288 | 22281 | 21369 | 2008-01-30 | [24 empty] | 0% | bar: Hourly Load Allocators (Sum to 100% within each year) 1 to Hourly Load Allocators (Sum to 100% within each year) 24
2008-03-18 | 20714 | 20388 | 20505 | 21444 | 23219 | 26041 | 26929 | 27464 | 27920 | 28217 | 28328 | 28347 | 28371 | 28067 | 27743 | 27155 | 26783 | 27438 | 29698 | 28805 | 26789 | 24400 | 22247 | 21094 | 2008-01-31 | [24 empty] | 0% | bar: Hourly Load Allocators (Sum to 100% within each year) 1 to Hourly Load Allocators (Sum to 100% within each year) 24
2008-03-19 | 20629 | 20586 | 20645 | 20741 | 22524 | 25390 | 26684 | 27559 | 27948 | 28231 | 28255 | 28259 | 28211 | 27932 | 27547 | 27124 | 26914 | 27577 | 29677 | 28857 | 26891 | 24384 | 22361 | 21380 | 2008-02-01 | [24 empty] | 0% | bar: Hourly Load Allocators (Sum to 100% within each year) 1 to Hourly Load Allocators (Sum to 100% within each year) 24
2008-03-20 | 20687 | 20613 | 20408 | 21239 | 22933 | 25755 | 26778 | 27409 | 27860 | 28067 | 28170 | 28147 | 28036 | 27758 | 27455 | 27002 | 26677 | 27214 | 29488 | 28733 | 27059 | 24768 | 22561 | 21803 | 2008-02-02 | [24 empty] | 0% | bar: Hourly Load Allocators (Sum to 100% within each year) 1 to Hourly Load Allocators (Sum to 100% within each year) 24
2008-03-21 | 21013 | 20642 | 20653 | 21463 | 23026 | 25148 | 26267 | 27108 | 27718 | 28068 | 28003 | 27820 | 27821 | 27590 | 27195 | 26791 | 26439 | 26580 | 28596 | 27869 | 26369 | 24665 | 22870 | 21621 | 2008-02-03 | [24 empty] | 0% | bar: Hourly Load Allocators (Sum to 100% within each year) 1 to Hourly Load Allocators (Sum to 100% within each year) 24
2008-03-22 | 20818 | 20351 | 20284 | 20583 | 20788 | 21280 | 22216 | 23668 | 24559 | 24893 | 25121 | 25115 | 24956 | 24979 | 24980 | 25029 | 25025 | 25475 | 27697 | 26978 | 25574 | 23950 | 22267 | 21200 | 2008-02-04 | [24 empty] | 0% | bar: Hourly Load Allocators (Sum to 100% within each year) 1 to Hourly Load Allocators (Sum to 100% within each year) 24
2008-03-23 | 20273 | 19753 | 19740 | 19586 | 19878 | 20308 | 21217 | 22338 | 23093 | 23518 | 23741 | 23803 | 23807 | 23808 | 23860 | 23841 | 24030 | 24381 | 26918 | 26495 | 24877 | 23112 | 21653 | 21126 | 2008-02-05 | [24 empty] | 0% | bar: Hourly Load Allocators (Sum to 100% within each year) 1 to Hourly Load Allocators (Sum to 100% within each year) 24
2008-03-24 | 20158 | 19875 | 20048 | 20906 | 22605 | 24144 | 25588 | 27027 | 28118 | 28935 | 29348 | 29557 | 29815 | 29913 | 29430 | 28947 | 28468 | 28403 | 30482 | 29439 | 27448 | 25257 | 22968 | 21841 | 2008-02-06 | [24 empty] | 0% | bar: Hourly Load Allocators (Sum to 100% within each year) 1 to Hourly Load Allocators (Sum to 100% within each year) 24
2008-03-25 | 21418 | 21034 | 21034 | 21830 | 23483 | 25149 | 26472 | 27494 | 28391 | 29014 | 29191 | 29329 | 29467 | 29251 | 29010 | 28474 | 28033 | 28143 | 30296 | 29359 | 27394 | 25250 | 23133 | 22252 | 2008-02-07 | [24 empty] | 0% | bar: Hourly Load Allocators (Sum to 100% within each year) 1 to Hourly Load Allocators (Sum to 100% within each year) 24
2008-03-26 | 21738 | 21314 | 21009 | 21835 | 23412 | 25478 | 26604 | 27698 | 28446 | 28886 | 29051 | 29116 | 29244 | 28927 | 28638 | 28138 | 27795 | 27890 | 30144 | 29318 | 27388 | 25312 | 23240 | 21878 | 2008-02-08 | [24 empty] | 0% | bar: Hourly Load Allocators (Sum to 100% within each year) 1 to Hourly Load Allocators (Sum to 100% within each year) 24
2008-03-27 | 21342 | 20992 | 21054 | 21890 | 23517 | 25698 | 26793 | 27819 | 28468 | 28851 | 28863 | 28826 | 28760 | 28472 | 28079 | 27664 | 27399 | 27658 | 29889 | 29225 | 27326 | 25105 | 23344 | 22435 | 2008-02-09 | [24 empty] | 0% | bar: Hourly Load Allocators (Sum to 100% within each year) 1 to Hourly Load Allocators (Sum to 100% within each year) 24
2008-03-28 | 21759 | 21382 | 21090 | 21917 | 23387 | 25248 | 26721 | 27645 | 28204 | 28599 | 28400 | 28328 | 28380 | 28035 | 27707 | 27382 | 27107 | 27389 | 29169 | 28495 | 26750 | 25218 | 23186 | 21787 | 2008-02-10 | [24 empty] | 0% | bar: Hourly Load Allocators (Sum to 100% within each year) 1 to Hourly Load Allocators (Sum to 100% within each year) 24
2008-03-29 | 21061 | 20923 | 20805 | 20722 | 20924 | 21513 | 22493 | 23943 | 24908 | 25266 | 25263 | 25028 | 24741 | 24412 | 24191 | 24133 | 24272 | 24991 | 27057 | 26557 | 25387 | 24089 | 22247 | 21355 | 2008-02-11 | [24 empty] | 0% | bar: Hourly Load Allocators (Sum to 100% within each year) 1 to Hourly Load Allocators (Sum to 100% within each year) 24
2008-03-30 | 20598 | 20304 | 20423 | 20293 | 20638 | 20873 | 21868 | 22653 | 23448 | 24109 | 23996 | 23629 | 23480 | 23359 | 23173 | 23298 | 23710 | 24608 | 27419 | 27035 | 25323 | 23366 | 21877 | 20983 | 2008-02-12 | [24 empty] | 0% | bar: Hourly Load Allocators (Sum to 100% within each year) 1 to Hourly Load Allocators (Sum to 100% within each year) 24
2008-03-31 | 20612 | 20770 | 20680 | 21667 | 23365 | 26089 | 27421 | 28164 | 28709 | 28943 | 28759 | 28584 | 28422 | 28036 | 27656 | 27327 | 27235 | 27654 | 30223 | 29563 | 27382 | 24966 | 22854 | 21702 | 2008-02-13 | [24 empty] | 0% | bar: Hourly Load Allocators (Sum to 100% within each year) 1 to Hourly Load Allocators (Sum to 100% within each year) 24
2008-04-01 | 21498 | 21215 | 21278 | 21820 | 23725 | 26258 | 27352 | 27925 | 28410 | 28596 | 28442 | 28315 | 28107 | 27630 | 27259 | 26833 | 26646 | 27042 | 29587 | 28925 | 27013 | 24768 | 22800 | 21881 | 2008-02-14 | [24 empty] | 0% | bar: Hourly Load Allocators (Sum to 100% within each year) 1 to Hourly Load Allocators (Sum to 100% within each year) 24
2008-04-02 | 21728 | 21433 | 21540 | 22035 | 23992 | 26386 | 27492 | 28091 | 28354 | 28488 | 28385 | 28285 | 28196 | 27950 | 27535 | 27252 | 27151 | 27971 | 30192 | 29360 | 27133 | 24810 | 22737 | 21505 | 2008-02-15 | [24 empty] | 0% | bar: Hourly Load Allocators (Sum to 100% within each year) 1 to Hourly Load Allocators (Sum to 100% within each year) 24
2008-04-03 | 21324 | 21275 | 21396 | 21927 | 23777 | 25927 | 26945 | 27706 | 28392 | 28680 | 28590 | 28540 | 28464 | 28276 | 27855 | 27385 | 27064 | 27241 | 29656 | 28963 | 26845 | 24758 | 22677 | 21522 | 2008-02-16 | [24 empty] | 0% | bar: Hourly Load Allocators (Sum to 100% within each year) 1 to Hourly Load Allocators (Sum to 100% within each year) 24
2008-04-04 | 21068 | 21075 | 21050 | 21828 | 23522 | 25665 | 26813 | 27612 | 28149 | 28637 | 28630 | 28505 | 28419 | 27990 | 27606 | 27079 | 26561 | 26550 | 28752 | 28342 | 26828 | 25021 | 22925 | 21567 | 2008-02-17 | [24 empty] | 0% | bar: Hourly Load Allocators (Sum to 100% within each year) 1 to Hourly Load Allocators (Sum to 100% within each year) 24
2008-04-05 | 21232 | 20773 | 20593 | 20553 | 21188 | 21822 | 22521 | 23826 | 24701 | 25036 | 24892 | 24605 | 24289 | 23932 | 23821 | 23827 | 24018 | 24642 | 27032 | 26593 | 25305 | 23801 | 22166 | 20932 | 2008-02-18 | [24 empty] | 0% | bar: Hourly Load Allocators (Sum to 100% within each year) 1 to Hourly Load Allocators (Sum to 100% within each year) 24
2008-04-06 | 20404 | 19925 | 19740 | 19805 | 20019 | 20421 | 20877 | 22035 | 22841 | 23307 | 23394 | 23275 | 23073 | 22968 | 22918 | 23002 | 23455 | 24222 | 26853 | 26406 | 24654 | 22922 | 21312 | 20232 | 2008-02-19 | [24 empty] | 0% | bar: Hourly Load Allocators (Sum to 100% within each year) 1 to Hourly Load Allocators (Sum to 100% within each year) 24
2008-04-07 | 19828 | 19773 | 19949 | 20792 | 22752 | 25166 | 26609 | 27500 | 28043 | 28332 | 28312 | 28285 | 28232 | 27925 | 27628 | 27146 | 26836 | 27175 | 29710 | 28982 | 26867 | 24624 | 22648 | 21751 | 2008-02-20 | [24 empty] | 0% | bar: Hourly Load Allocators (Sum to 100% within each year) 1 to Hourly Load Allocators (Sum to 100% within each year) 24
2008-04-08 | 21268 | 20975 | 21004 | 21615 | 23493 | 25554 | 26984 | 27858 | 28266 | 28302 | 28366 | 28225 | 28153 | 27739 | 27370 | 27094 | 26972 | 27516 | 29937 | 29256 | 27188 | 24930 | 23053 | 21827 | 2008-02-21 | [24 empty] | 0% | bar: Hourly Load Allocators (Sum to 100% within each year) 1 to Hourly Load Allocators (Sum to 100% within each year) 24
2008-04-09 | 21329 | 20933 | 21114 | 21907 | 23988 | 26226 | 27240 | 27877 | 28446 | 28551 | 28343 | 28394 | 28263 | 27926 | 27573 | 27198 | 26906 | 27175 | 29666 | 29202 | 27215 | 24827 | 22883 | 21695 | 2008-02-22 | [24 empty] | 0% | bar: Hourly Load Allocators (Sum to 100% within each year) 1 to Hourly Load Allocators (Sum to 100% within each year) 24
2008-04-10 | 21216 | 20905 | 21055 | 22018 | 23929 | 26119 | 27362 | 28073 | 28610 | 28929 | 28982 | 29057 | 29075 | 28809 | 28521 | 28291 | 27808 | 27646 | 29890 | 29308 | 27266 | 25031 | 22945 | 21706 | 2008-02-23 | [24 empty] | 0% | bar: Hourly Load Allocators (Sum to 100% within each year) 1 to Hourly Load Allocators (Sum to 100% within each year) 24
2008-04-11 | 21043 | 20723 | 20780 | 21543 | 23291 | 25232 | 26517 | 27612 | 28551 | 29347 | 29665 | 30035 | 30319 | 30219 | 30077 | 29644 | 28858 | 28260 | 29839 | 29313 | 27461 | 25444 | 23234 | 21824 | 2008-02-24 | [24 empty] | 0% | bar: Hourly Load Allocators (Sum to 100% within each year) 1 to Hourly Load Allocators (Sum to 100% within each year) 24
2008-04-12 | 20827 | 20562 | 20328 | 20409 | 20958 | 21092 | 22571 | 24118 | 25549 | 26514 | 27012 | 27413 | 27661 | 27964 | 28318 | 28527 | 28484 | 28154 | 29612 | 28929 | 27196 | 25305 | 23134 | 21736 | 2008-02-25 | [24 empty] | 0% | bar: Hourly Load Allocators (Sum to 100% within each year) 1 to Hourly Load Allocators (Sum to 100% within each year) 24
2008-04-13 | 20941 | 20295 | 19969 | 19934 | 20014 | 19757 | 21002 | 22779 | 24341 | 25748 | 26711 | 27476 | 28206 | 28833 | 29514 | 29989 | 29920 | 29419 | 30632 | 29925 | 27422 | 24786 | 22608 | 21197 | 2008-02-26 | [24 empty] | 0% | bar: Hourly Load Allocators (Sum to 100% within each year) 1 to Hourly Load Allocators (Sum to 100% within each year) 24
2008-04-14 | 20560 | 20526 | 20622 | 21463 | 22807 | 24859 | 26562 | 28217 | 29488 | 30447 | 30833 | 31111 | 31253 | 31143 | 30984 | 30431 | 29609 | 28934 | 30764 | 30001 | 27614 | 25076 | 22705 | 21746 | 2008-02-27 | [24 empty] | 0% | bar: Hourly Load Allocators (Sum to 100% within each year) 1 to Hourly Load Allocators (Sum to 100% within each year) 24
2008-04-15 | 21520 | 21185 | 21237 | 22058 | 23788 | 25759 | 27006 | 27845 | 28598 | 28976 | 29007 | 29039 | 29121 | 28870 | 28584 | 28171 | 27757 | 27711 | 29914 | 29452 | 27378 | 24891 | 22795 | 22302 | 2008-02-28 | [24 empty] | 0% | bar: Hourly Load Allocators (Sum to 100% within each year) 1 to Hourly Load Allocators (Sum to 100% within each year) 24
2008-04-16 | 21826 | 21812 | 21452 | 21959 | 23627 | 25508 | 26889 | 27957 | 28711 | 29099 | 29132 | 29249 | 29555 | 29374 | 29037 | 28510 | 28022 | 27805 | 29867 | 29570 | 27403 | 25066 | 23076 | 21965 | 2008-02-29 | [24 empty] | 0% | bar: Hourly Load Allocators (Sum to 100% within each year) 1 to Hourly Load Allocators (Sum to 100% within each year) 24
2008-04-17 | 22104 | 21771 | 21750 | 21950 | 23358 | 25174 | 26535 | 27539 | 28609 | 29439 | 30021 | 30336 | 30781 | 30751 | 30653 | 30207 | 29547 | 28829 | 30574 | 30117 | 27829 | 25543 | 23312 | 22330 | 2008-03-01 | [24 empty] | 0% | bar: Hourly Load Allocators (Sum to 100% within each year) 1 to Hourly Load Allocators (Sum to 100% within each year) 24
2008-04-18 | 21565 | 21577 | 21631 | 22079 | 23345 | 25262 | 26610 | 27765 | 28805 | 29455 | 29749 | 30059 | 30303 | 30582 | 30130 | 29475 | 28684 | 27994 | 29585 | 29104 | 27393 | 25410 | 23348 | 22256 | 2008-03-02 | [24 empty] | 0% | bar: Hourly Load Allocators (Sum to 100% within each year) 1 to Hourly Load Allocators (Sum to 100% within each year) 24
2008-04-19 | 21363 | 21427 | 21233 | 21131 | 21550 | 21786 | 22601 | 24087 | 24995 | 25266 | 25136 | 25003 | 24754 | 24564 | 24421 | 24353 | 24449 | 24740 | 26960 | 26797 | 25643 | 24123 | 22512 | 21676 | 2008-03-03 | [24 empty] | 0% | bar: Hourly Load Allocators (Sum to 100% within each year) 1 to Hourly Load Allocators (Sum to 100% within each year) 24
2008-04-20 | 21297 | 21020 | 20935 | 20748 | 21168 | 21148 | 22082 | 23390 | 23779 | 24190 | 24317 | 24265 | 24126 | 24029 | 23943 | 24031 | 24376 | 24829 | 27461 | 27592 | 25827 | 23734 | 21989 | 21569 | 2008-03-04 | [24 empty] | 0% | bar: Hourly Load Allocators (Sum to 100% within each year) 1 to Hourly Load Allocators (Sum to 100% within each year) 24
2008-04-21 | 21319 | 21121 | 21300 | 21631 | 23634 | 25680 | 27308 | 28096 | 28683 | 29034 | 28997 | 28988 | 28892 | 28596 | 28236 | 27894 | 27619 | 27724 | 30078 | 29812 | 27664 | 25193 | 23112 | 22283 | 2008-03-05 | [24 empty] | 0% | bar: Hourly Load Allocators (Sum to 100% within each year) 1 to Hourly Load Allocators (Sum to 100% within each year) 24
2008-04-22 | 21780 | 21474 | 21556 | 22130 | 24004 | 25994 | 27413 | 28280 | 28941 | 29378 | 29370 | 29427 | 29358 | 29134 | 28819 | 28530 | 28183 | 28272 | 30386 | 29793 | 27653 | 25177 | 23055 | 22260 | 2008-03-06 | [24 empty] | 0% | bar: Hourly Load Allocators (Sum to 100% within each year) 1 to Hourly Load Allocators (Sum to 100% within each year) 24
2008-04-23 | 21757 | 21415 | 21395 | 21981 | 23845 | 25674 | 27195 | 27906 | 28618 | 28984 | 29070 | 29088 | 29404 | 29069 | 28654 | 28130 | 27736 | 27666 | 29784 | 29636 | 27647 | 25205 | 23126 | 22525 | 2008-03-07 | [24 empty] | 0% | bar: Hourly Load Allocators (Sum to 100% within each year) 1 to Hourly Load Allocators (Sum to 100% within each year) 24
2008-04-24 | 21870 | 21860 | 21602 | 22541 | 23990 | 26125 | 27483 | 28168 | 28855 | 29183 | 29186 | 29355 | 29518 | 29350 | 28952 | 28542 | 28081 | 27830 | 29913 | 29694 | 27562 | 25328 | 23233 | 22551 | 2008-03-08 | [24 empty] | 0% | bar: Hourly Load Allocators (Sum to 100% within each year) 1 to Hourly Load Allocators (Sum to 100% within each year) 24
2008-04-25 | 21798 | 21689 | 21482 | 21878 | 23544 | 25535 | 27020 | 28055 | 29069 | 29845 | 30189 | 30540 | 30849 | 30550 | 30285 | 29825 | 29118 | 28423 | 29714 | 29674 | 27871 | 25837 | 23723 | 22624 | 2008-03-09 | [24 empty] | 0% | bar: Hourly Load Allocators (Sum to 100% within each year) 1 to Hourly Load Allocators (Sum to 100% within each year) 24
2008-04-26 | 21636 | 21309 | 21106 | 21332 | 21719 | 22075 | 22980 | 24672 | 26084 | 27087 | 27744 | 28119 | 28510 | 29044 | 29422 | 29511 | 29286 | 28798 | 29843 | 29714 | 28021 | 26175 | 23976 | 22353 | 2008-03-10 | [24 empty] | 0% | bar: Hourly Load Allocators (Sum to 100% within each year) 1 to Hourly Load Allocators (Sum to 100% within each year) 24
2008-04-27 | 21316 | 21000 | 20630 | 20663 | 20839 | 20766 | 22355 | 23915 | 25572 | 27069 | 28026 | 28966 | 29740 | 30467 | 30973 | 31362 | 31259 | 30657 | 31346 | 31079 | 28698 | 26006 | 23515 | 22362 | 2008-03-11 | [24 empty] | 0% | bar: Hourly Load Allocators (Sum to 100% within each year) 1 to Hourly Load Allocators (Sum to 100% within each year) 24
2008-04-28 | 21461 | 21178 | 21204 | 21920 | 23542 | 25418 | 27403 | 29428 | 31267 | 32740 | 33735 | 34774 | 35405 | 35751 | 35867 | 35332 | 34417 | 33073 | 33650 | 33055 | 30111 | 27139 | 24400 | 23231 | 2008-03-12 | [24 empty] | 0% | bar: Hourly Load Allocators (Sum to 100% within each year) 1 to Hourly Load Allocators (Sum to 100% within each year) 24
2008-04-29 | 22453 | 22259 | 22146 | 22429 | 24052 | 25643 | 27469 | 28919 | 30238 | 30879 | 31291 | 31575 | 31831 | 31757 | 31535 | 30969 | 30068 | 29168 | 30494 | 30452 | 28326 | 25615 | 23380 | 22587 | 2008-03-13 | [24 empty] | 0% | bar: Hourly Load Allocators (Sum to 100% within each year) 1 to Hourly Load Allocators (Sum to 100% within each year) 24
2008-04-30 | 22276 | 21937 | 21920 | 22671 | 23920 | 26035 | 27293 | 28112 | 28542 | 29401 | 29416 | 29343 | 29340 | 29082 | 28723 | 28174 | 27976 | 27761 | 29457 | 29661 | 27545 | 25268 | 23549 | 22763 | 2008-03-14 | [24 empty] | 0% | bar: Hourly Load Allocators (Sum to 100% within each year) 1 to Hourly Load Allocators (Sum to 100% within each year) 24
2008-05-01 | 22267 | 21907 | 22008 | 22372 | 23984 | 25909 | 27267 | 28312 | 29047 | 29486 | 29643 | 29831 | 30097 | 30032 | 29875 | 29390 | 28685 | 28277 | 29837 | 30081 | 28025 | 25709 | 23578 | 22419 | 2008-03-15 | [24 empty] | 0% | bar: Hourly Load Allocators (Sum to 100% within each year) 1 to Hourly Load Allocators (Sum to 100% within each year) 24
2008-05-02 | 21731 | 21425 | 21385 | 21745 | 23164 | 25526 | 26870 | 28202 | 29276 | 30066 | 30309 | 30457 | 30839 | 30696 | 30495 | 29818 | 28925 | 28250 | 29471 | 29555 | 27795 | 25886 | 24009 | 22666 | 2008-03-16 | [24 empty] | 0% | bar: Hourly Load Allocators (Sum to 100% within each year) 1 to Hourly Load Allocators (Sum to 100% within each year) 24
2008-05-03 | 21751 | 21268 | 21268 | 21434 | 21592 | 21942 | 23239 | 24496 | 25659 | 26409 | 26728 | 26738 | 26725 | 26555 | 26549 | 26455 | 26321 | 26030 | 27307 | 27673 | 26178 | 24543 | 23088 | 22088 | 2008-03-17 | [24 empty] | 0% | bar: Hourly Load Allocators (Sum to 100% within each year) 1 to Hourly Load Allocators (Sum to 100% within each year) 24
2008-05-04 | 21211 | 20914 | 20675 | 20696 | 20718 | 20771 | 21741 | 23227 | 24253 | 24600 | 24974 | 25071 | 25110 | 25032 | 25103 | 25209 | 25383 | 25630 | 27261 | 27546 | 25653 | 23657 | 22047 | 21463 | 2008-03-18 | [24 empty] | 0% | bar: Hourly Load Allocators (Sum to 100% within each year) 1 to Hourly Load Allocators (Sum to 100% within each year) 24
2008-05-05 | 20976 | 20718 | 20915 | 21545 | 23408 | 25615 | 27037 | 28273 | 29185 | 29374 | 29356 | 29385 | 29584 | 29443 | 29271 | 28827 | 28276 | 28261 | 29779 | 29934 | 27725 | 25249 | 23503 | 22216 | 2008-03-19 | [24 empty] | 0% | bar: Hourly Load Allocators (Sum to 100% within each year) 1 to Hourly Load Allocators (Sum to 100% within each year) 24
2008-05-06 | 21724 | 21695 | 21744 | 22219 | 23252 | 25451 | 27139 | 28115 | 28619 | 29043 | 29166 | 29324 | 29592 | 29511 | 29622 | 29575 | 29199 | 29042 | 30288 | 30290 | 28091 | 25614 | 23487 | 22752 | 2008-03-20 | [24 empty] | 0% | bar: Hourly Load Allocators (Sum to 100% within each year) 1 to Hourly Load Allocators (Sum to 100% within each year) 24
2008-05-07 | 22029 | 21593 | 21587 | 22357 | 23891 | 25718 | 27289 | 28403 | 29139 | 29602 | 29566 | 29636 | 29806 | 29580 | 29298 | 28804 | 28402 | 28309 | 29661 | 29930 | 27941 | 25518 | 23476 | 22746 | 2008-03-21 | [24 empty] | 0% | bar: Hourly Load Allocators (Sum to 100% within each year) 1 to Hourly Load Allocators (Sum to 100% within each year) 24
2008-05-08 | 22222 | 21854 | 21770 | 22603 | 24232 | 26247 | 27216 | 28402 | 29216 | 29486 | 29738 | 30104 | 30332 | 30175 | 29865 | 29423 | 28719 | 28365 | 29796 | 30253 | 28297 | 25827 | 23884 | 22816 | 2008-03-22 | [24 empty] | 0% | bar: Hourly Load Allocators (Sum to 100% within each year) 1 to Hourly Load Allocators (Sum to 100% within each year) 24
2008-05-09 | 22082 | 21710 | 22000 | 22741 | 24183 | 25464 | 27066 | 28235 | 29006 | 29637 | 29395 | 29307 | 29354 | 29101 | 28715 | 28337 | 27839 | 27549 | 28768 | 29046 | 27497 | 25572 | 23568 | 22278 | 2008-03-23 | [24 empty] | 0% | bar: Hourly Load Allocators (Sum to 100% within each year) 1 to Hourly Load Allocators (Sum to 100% within each year) 24
2008-05-10 | 21890 | 21419 | 21250 | 21752 | 21978 | 22354 | 22939 | 24374 | 25462 | 26028 | 26239 | 26311 | 26311 | 26346 | 26419 | 26384 | 26237 | 26082 | 27284 | 27919 | 26531 | 24993 | 23192 | 22107 | 2008-03-24 | [24 empty] | 0% | bar: Hourly Load Allocators (Sum to 100% within each year) 1 to Hourly Load Allocators (Sum to 100% within each year) 24
2008-05-11 | 21206 | 21027 | 20864 | 20901 | 20690 | 20906 | 21768 | 23283 | 24121 | 24722 | 24981 | 25181 | 24938 | 24945 | 24946 | 25065 | 25131 | 25189 | 26624 | 27488 | 25977 | 23927 | 21885 | 21617 | 2008-03-25 | [24 empty] | 0% | bar: Hourly Load Allocators (Sum to 100% within each year) 1 to Hourly Load Allocators (Sum to 100% within each year) 24
2008-05-12 | 21436 | 21530 | 21759 | 22271 | 23195 | 24774 | 26297 | 27422 | 28413 | 29061 | 29019 | 29095 | 29150 | 28909 | 28714 | 28279 | 28082 | 28266 | 29348 | 29534 | 27416 | 24943 | 23281 | 22078 | 2008-03-26 | [24 empty] | 0% | bar: Hourly Load Allocators (Sum to 100% within each year) 1 to Hourly Load Allocators (Sum to 100% within each year) 24
2008-05-13 | 21700 | 21323 | 21660 | 22294 | 23290 | 25330 | 26651 | 27827 | 28981 | 29856 | 30175 | 30565 | 31046 | 31123 | 30973 | 30647 | 29973 | 29400 | 30265 | 30833 | 28687 | 26143 | 23871 | 23182 | 2008-03-27 | [24 empty] | 0% | bar: Hourly Load Allocators (Sum to 100% within each year) 1 to Hourly Load Allocators (Sum to 100% within each year) 24
2008-05-14 | 22687 | 22202 | 22567 | 23362 | 23849 | 25632 | 27274 | 28602 | 29948 | 31095 | 31752 | 32428 | 33188 | 33639 | 33670 | 33226 | 32548 | 31729 | 32584 | 32814 | 30857 | 27813 | 25747 | 24161 | 2008-03-28 | [24 empty] | 0% | bar: Hourly Load Allocators (Sum to 100% within each year) 1 to Hourly Load Allocators (Sum to 100% within each year) 24
2008-05-15 | 23702 | 23138 | 22934 | 23364 | 24656 | 27020 | 28640 | 30246 | 32257 | 33872 | 34944 | 36106 | 37333 | 38051 | 38655 | 38652 | 37848 | 36914 | 36428 | 36539 | 33550 | 30207 | 27189 | 25439 | 2008-03-29 | [24 empty] | 0% | bar: Hourly Load Allocators (Sum to 100% within each year) 1 to Hourly Load Allocators (Sum to 100% within each year) 24
2008-05-16 | 24723 | 24283 | 24031 | 24630 | 25313 | 27590 | 29672 | 31805 | 34175 | 36229 | 37585 | 38950 | 40107 | 41034 | 41540 | 41278 | 40398 | 38633 | 37397 | 36877 | 34345 | 31058 | 28129 | 25837 | 2008-03-30 | [24 empty] | 0% | bar: Hourly Load Allocators (Sum to 100% within each year) 1 to Hourly Load Allocators (Sum to 100% within each year) 24
2008-05-17 | 24354 | 23967 | 23321 | 23278 | 22912 | 23670 | 25928 | 28309 | 30488 | 32666 | 34408 | 35822 | 36912 | 37969 | 38529 | 38492 | 37861 | 36552 | 35265 | 35005 | 32650 | 29827 | 27242 | 25362 | 2008-03-31 | [24 empty] | 0% | bar: Hourly Load Allocators (Sum to 100% within each year) 1 to Hourly Load Allocators (Sum to 100% within each year) 24
2008-05-18 | 24335 | 23752 | 23441 | 23242 | 22838 | 23215 | 25061 | 27282 | 29136 | 31657 | 33655 | 35275 | 36585 | 37585 | 38224 | 38460 | 38004 | 36815 | 35701 | 35590 | 32827 | 29659 | 26554 | 25365 | 2008-04-01 | [24 empty] | 0% | bar: Hourly Load Allocators (Sum to 100% within each year) 1 to Hourly Load Allocators (Sum to 100% within each year) 24
2008-05-19 | 24238 | 23577 | 23455 | 24206 | 25257 | 27751 | 29871 | 31845 | 33925 | 35831 | 37031 | 38319 | 39670 | 40508 | 41036 | 40662 | 39448 | 37618 | 36543 | 36035 | 32836 | 29296 | 26914 | 25345 | 2008-04-02 | [24 empty] | 0% | bar: Hourly Load Allocators (Sum to 100% within each year) 1 to Hourly Load Allocators (Sum to 100% within each year) 24
2008-05-20 | 24481 | 23760 | 23603 | 23978 | 25040 | 26605 | 28413 | 29983 | 31550 | 32580 | 33004 | 33471 | 33984 | 34203 | 34112 | 33570 | 32478 | 31262 | 31181 | 31410 | 29348 | 26808 | 25061 | 23807 | 2008-04-03 | [24 empty] | 0% | bar: Hourly Load Allocators (Sum to 100% within each year) 1 to Hourly Load Allocators (Sum to 100% within each year) 24
2008-05-21 | 22922 | 22677 | 22544 | 22957 | 23779 | 25810 | 27041 | 28401 | 29315 | 29953 | 30183 | 30387 | 30612 | 30513 | 30256 | 29865 | 29116 | 28460 | 29054 | 29951 | 28134 | 25724 | 23866 | 23182 | 2008-04-04 | [24 empty] | 0% | bar: Hourly Load Allocators (Sum to 100% within each year) 1 to Hourly Load Allocators (Sum to 100% within each year) 24
2008-05-22 | 22359 | 22281 | 22217 | 22649 | 23728 | 25205 | 26567 | 27809 | 28846 | 29520 | 29470 | 29484 | 29345 | 28983 | 28740 | 28271 | 27811 | 27352 | 28090 | 29026 | 27365 | 25125 | 23637 | 22771 | 2008-04-05 | [24 empty] | 0% | bar: Hourly Load Allocators (Sum to 100% within each year) 1 to Hourly Load Allocators (Sum to 100% within each year) 24
2008-05-23 | 21935 | 21588 | 21930 | 22122 | 23213 | 24985 | 26587 | 27544 | 28393 | 28721 | 28843 | 28723 | 28656 | 28089 | 27596 | 27192 | 26707 | 26556 | 27328 | 27943 | 26724 | 24931 | 23258 | 22304 | 2008-04-06 | [24 empty] | 0% | bar: Hourly Load Allocators (Sum to 100% within each year) 1 to Hourly Load Allocators (Sum to 100% within each year) 24
2008-05-24 | 21672 | 21350 | 21228 | 21446 | 21331 | 21794 | 22111 | 23595 | 24790 | 24927 | 25027 | 24835 | 24438 | 24075 | 23865 | 23698 | 23764 | 23965 | 25044 | 25927 | 24883 | 23601 | 22357 | 21439 | 2008-04-07 | [24 empty] | 0% | bar: Hourly Load Allocators (Sum to 100% within each year) 1 to Hourly Load Allocators (Sum to 100% within each year) 24
2008-05-25 | 20730 | 20451 | 20325 | 20752 | 20321 | 20566 | 21866 | 22648 | 23543 | 23717 | 23619 | 23568 | 23282 | 23079 | 22957 | 22910 | 23066 | 23237 | 24189 | 25386 | 24330 | 23041 | 21273 | 20481 | 2008-04-08 | [24 empty] | 0% | bar: Hourly Load Allocators (Sum to 100% within each year) 1 to Hourly Load Allocators (Sum to 100% within each year) 24
2008-05-26 | 20158 | 19086 | 19505 | 19769 | 19655 | 20531 | 21526 | 22767 | 23790 | 24498 | 24621 | 24554 | 24372 | 24134 | 24106 | 24211 | 24439 | 24572 | 25633 | 26948 | 25302 | 23342 | 21437 | 20801 | 2008-04-09 | [24 empty] | 0% | bar: Hourly Load Allocators (Sum to 100% within each year) 1 to Hourly Load Allocators (Sum to 100% within each year) 24
2008-05-27 | 20398 | 20196 | 20590 | 21282 | 22263 | 24124 | 25656 | 26714 | 27776 | 28482 | 28687 | 28659 | 28712 | 28568 | 28248 | 27803 | 27155 | 26794 | 27161 | 28148 | 26577 | 24484 | 22599 | 21882 | 2008-04-10 | [24 empty] | 0% | bar: Hourly Load Allocators (Sum to 100% within each year) 1 to Hourly Load Allocators (Sum to 100% within each year) 24
2008-05-28 | 21536 | 21275 | 21583 | 22352 | 22931 | 24348 | 25569 | 26777 | 28422 | 29096 | 29152 | 29071 | 29237 | 29144 | 28799 | 28472 | 27911 | 27528 | 28100 | 29348 | 27456 | 25099 | 23078 | 22204 | 2008-04-11 | [24 empty] | 0% | bar: Hourly Load Allocators (Sum to 100% within each year) 1 to Hourly Load Allocators (Sum to 100% within each year) 24
2008-05-29 | 22077 | 21280 | 21340 | 22135 | 23183 | 24864 | 26165 | 27327 | 28390 | 29107 | 29365 | 29578 | 29795 | 29728 | 29508 | 28998 | 28384 | 27756 | 28204 | 29464 | 27669 | 25227 | 23293 | 22016 | 2008-04-12 | [24 empty] | 0% | bar: Hourly Load Allocators (Sum to 100% within each year) 1 to Hourly Load Allocators (Sum to 100% within each year) 24
2008-05-30 | 21828 | 21477 | 21458 | 22039 | 22769 | 24625 | 26157 | 27684 | 28902 | 29674 | 29884 | 30124 | 30382 | 30233 | 29811 | 29366 | 28628 | 27891 | 28024 | 29065 | 27523 | 25659 | 23681 | 22245 | 2008-04-13 | [24 empty] | 0% | bar: Hourly Load Allocators (Sum to 100% within each year) 1 to Hourly Load Allocators (Sum to 100% within each year) 24
2008-05-31 | 21709 | 21769 | 21484 | 21446 | 20945 | 21721 | 23130 | 24178 | 25372 | 26069 | 26464 | 26636 | 26607 | 26618 | 26506 | 26604 | 26521 | 26195 | 26133 | 27136 | 25829 | 24320 | 22627 | 21444 | 2008-04-14 | [24 empty] | 0% | bar: Hourly Load Allocators (Sum to 100% within each year) 1 to Hourly Load Allocators (Sum to 100% within each year) 24
2008-06-01 | 21176 | 20813 | 20791 | 20961 | 20419 | 20800 | 21837 | 23233 | 24217 | 25082 | 25324 | 25677 | 25935 | 26144 | 26368 | 26537 | 26671 | 26481 | 26815 | 28244 | 26674 | 24296 | 22498 | 21298 | 2008-04-15 | [24 empty] | 0% | bar: Hourly Load Allocators (Sum to 100% within each year) 1 to Hourly Load Allocators (Sum to 100% within each year) 24
2008-06-02 | 21495 | 21174 | 21306 | 22140 | 23070 | 24770 | 26177 | 27616 | 28907 | 29771 | 29997 | 30326 | 30700 | 30773 | 30692 | 30376 | 29744 | 29037 | 29090 | 30160 | 28070 | 25558 | 23568 | 22554 | 2008-04-16 | [24 empty] | 0% | bar: Hourly Load Allocators (Sum to 100% within each year) 1 to Hourly Load Allocators (Sum to 100% within each year) 24
2008-06-03 | 21748 | 21867 | 21913 | 23036 | 23279 | 24946 | 26657 | 28033 | 29128 | 29981 | 30251 | 30560 | 31032 | 31097 | 30966 | 30501 | 29861 | 29097 | 29341 | 30398 | 28661 | 26239 | 23995 | 22691 | 2008-04-17 | [24 empty] | 0% | bar: Hourly Load Allocators (Sum to 100% within each year) 1 to Hourly Load Allocators (Sum to 100% within each year) 24
2008-06-04 | 22218 | 21812 | 21586 | 22261 | 23248 | 25302 | 26866 | 28135 | 29002 | 29583 | 29605 | 29727 | 29871 | 29747 | 29562 | 29171 | 28703 | 28381 | 28613 | 29689 | 27914 | 25711 | 24151 | 22840 | 2008-04-18 | [24 empty] | 0% | bar: Hourly Load Allocators (Sum to 100% within each year) 1 to Hourly Load Allocators (Sum to 100% within each year) 24
2008-06-05 | 22305 | 21935 | 21965 | 22567 | 23323 | 25137 | 27003 | 28499 | 29815 | 30761 | 30929 | 31291 | 31664 | 31722 | 31683 | 31404 | 30826 | 30052 | 29894 | 30970 | 29260 | 27013 | 24891 | 23332 | 2008-04-19 | [24 empty] | 0% | bar: Hourly Load Allocators (Sum to 100% within each year) 1 to Hourly Load Allocators (Sum to 100% within each year) 24
2008-06-06 | 22529 | 22367 | 22210 | 22884 | 23464 | 25299 | 27312 | 28900 | 30218 | 31320 | 31661 | 31998 | 32405 | 32543 | 32487 | 32004 | 31034 | 30101 | 29335 | 30298 | 28810 | 26915 | 24804 | 23199 | 2008-04-20 | [24 empty] | 0% | bar: Hourly Load Allocators (Sum to 100% within each year) 1 to Hourly Load Allocators (Sum to 100% within each year) 24
2008-06-07 | 22482 | 21900 | 21588 | 22088 | 21581 | 22393 | 23637 | 24742 | 26179 | 27114 | 27628 | 27855 | 27934 | 28104 | 28353 | 28432 | 28321 | 27747 | 27506 | 28623 | 27352 | 25636 | 23865 | 22422 | 2008-04-21 | [24 empty] | 0% | bar: Hourly Load Allocators (Sum to 100% within each year) 1 to Hourly Load Allocators (Sum to 100% within each year) 24
2008-06-08 | 21751 | 21140 | 21162 | 21233 | 20918 | 21846 | 22617 | 24351 | 25763 | 26643 | 27452 | 28204 | 28927 | 29704 | 30313 | 30715 | 30809 | 30290 | 29918 | 30765 | 28854 | 26352 | 23937 | 22527 | 2008-04-22 | [24 empty] | 0% | bar: Hourly Load Allocators (Sum to 100% within each year) 1 to Hourly Load Allocators (Sum to 100% within each year) 24
2008-06-09 | 21696 | 21554 | 21237 | 22084 | 22995 | 25424 | 27924 | 30008 | 31859 | 33501 | 34312 | 35271 | 36675 | 37408 | 37806 | 37671 | 36940 | 35757 | 34667 | 34669 | 32120 | 28896 | 26128 | 24395 | 2008-04-23 | [24 empty] | 0% | bar: Hourly Load Allocators (Sum to 100% within each year) 1 to Hourly Load Allocators (Sum to 100% within each year) 24
2008-06-10 | 23508 | 22860 | 22722 | 23747 | 24584 | 26986 | 28498 | 30090 | 31542 | 32697 | 33267 | 33904 | 34614 | 35083 | 35282 | 34988 | 33994 | 32866 | 32053 | 32411 | 30403 | 27671 | 25174 | 24011 | 2008-04-24 | [24 empty] | 0% | bar: Hourly Load Allocators (Sum to 100% within each year) 1 to Hourly Load Allocators (Sum to 100% within each year) 24
2008-06-11 | 23037 | 22736 | 22571 | 23336 | 24187 | 26065 | 27905 | 29597 | 31016 | 32237 | 32656 | 32815 | 33483 | 33866 | 34553 | 34193 | 33396 | 32386 | 31719 | 32326 | 30419 | 27843 | 25276 | 24260 | 2008-04-25 | [24 empty] | 0% | bar: Hourly Load Allocators (Sum to 100% within each year) 1 to Hourly Load Allocators (Sum to 100% within each year) 24
2008-06-12 | 23276 | 22652 | 22547 | 23408 | 24259 | 26536 | 28382 | 29774 | 31329 | 32673 | 33501 | 34259 | 35272 | 36026 | 36069 | 36003 | 35180 | 34151 | 33277 | 33549 | 31468 | 28596 | 25998 | 24274 | 2008-04-26 | [24 empty] | 0% | bar: Hourly Load Allocators (Sum to 100% within each year) 1 to Hourly Load Allocators (Sum to 100% within each year) 24
2008-06-13 | 23155 | 22560 | 22367 | 23392 | 24220 | 25855 | 27906 | 30010 | 31912 | 33409 | 34355 | 35409 | 36532 | 37239 | 37438 | 37093 | 35894 | 34406 | 33120 | 33306 | 31264 | 28822 | 26465 | 24641 | 2008-04-27 | [24 empty] | 0% | bar: Hourly Load Allocators (Sum to 100% within each year) 1 to Hourly Load Allocators (Sum to 100% within each year) 24
2008-06-14 | 23400 | 22877 | 22796 | 23194 | 22719 | 23207 | 24429 | 26163 | 28003 | 29325 | 29908 | 30754 | 31442 | 32103 | 32644 | 32845 | 32542 | 31611 | 30695 | 31087 | 29493 | 27397 | 25341 | 23669 | 2008-04-28 | [24 empty] | 0% | bar: Hourly Load Allocators (Sum to 100% within each year) 1 to Hourly Load Allocators (Sum to 100% within each year) 24
2008-06-15 | 22807 | 22676 | 22215 | 22127 | 21671 | 22354 | 23536 | 25431 | 26951 | 28054 | 29195 | 30065 | 30941 | 31772 | 32484 | 33054 | 32947 | 32267 | 31432 | 31920 | 30315 | 27465 | 24791 | 23435 | 2008-04-29 | [24 empty] | 0% | bar: Hourly Load Allocators (Sum to 100% within each year) 1 to Hourly Load Allocators (Sum to 100% within each year) 24
2008-06-16 | 22802 | 22603 | 22637 | 23024 | 23834 | 25859 | 28019 | 30510 | 32527 | 33746 | 34733 | 35604 | 36543 | 37196 | 37680 | 37748 | 37005 | 35821 | 34648 | 34912 | 32464 | 29245 | 26584 | 24761 | 2008-04-30 | [24 empty] | 0% | bar: Hourly Load Allocators (Sum to 100% within each year) 1 to Hourly Load Allocators (Sum to 100% within each year) 24
2008-06-17 | 23611 | 22850 | 23018 | 23679 | 24447 | 27079 | 28773 | 30910 | 32921 | 34687 | 35872 | 37162 | 38399 | 39061 | 39799 | 39948 | 39143 | 37933 | 36572 | 35211 | 33850 | 30491 | 27346 | 25298 | 2008-05-01 | [24 empty] | 0% | bar: Hourly Load Allocators (Sum to 100% within each year) 1 to Hourly Load Allocators (Sum to 100% within each year) 24
2008-06-18 | 24323 | 23546 | 23726 | 24060 | 24584 | 26816 | 29260 | 31661 | 33952 | 35981 | 37200 | 38666 | 40047 | 41149 | 41757 | 41638 | 40612 | 39061 | 37217 | 36911 | 34368 | 31030 | 27843 | 25694 | 2008-05-02 | [24 empty] | 0% | bar: Hourly Load Allocators (Sum to 100% within each year) 1 to Hourly Load Allocators (Sum to 100% within each year) 24
2008-06-19 | 24327 | 23488 | 23553 | 24215 | 24692 | 26732 | 29731 | 32393 | 34964 | 37344 | 38886 | 40546 | 42138 | 43349 | 44133 | 44034 | 42990 | 41260 | 39273 | 38883 | 36210 | 32476 | 29135 | 26935 | 2008-05-03 | [24 empty] | 0% | bar: Hourly Load Allocators (Sum to 100% within each year) 1 to Hourly Load Allocators (Sum to 100% within each year) 24
2008-06-20 | 25504 | 24857 | 24601 | 25309 | 25754 | 27804 | 30535 | 33488 | 36343 | 39168 | 41045 | 42922 | 44595 | 45956 | 46789 | 46748 | 45718 | 44174 | 42245 | 41942 | 39180 | 35784 | 32063 | 29422 | 2008-05-04 | [24 empty] | 0% | bar: Hourly Load Allocators (Sum to 100% within each year) 1 to Hourly Load Allocators (Sum to 100% within each year) 24
2008-06-21 | 27450 | 26417 | 25614 | 25408 | 24676 | 26101 | 28802 | 31510 | 35123 | 38371 | 40741 | 42453 | 43280 | 43761 | 43980 | 43757 | 43069 | 41524 | 39722 | 39374 | 36963 | 33902 | 30511 | 28033 | 2008-05-05 | [24 empty] | 0% | bar: Hourly Load Allocators (Sum to 100% within each year) 1 to Hourly Load Allocators (Sum to 100% within each year) 24
2008-06-22 | 26572 | 25385 | 24901 | 24557 | 23891 | 24810 | 26615 | 29072 | 31848 | 34207 | 36056 | 37521 | 38593 | 39464 | 40184 | 40375 | 39851 | 38490 | 36763 | 36960 | 34534 | 30898 | 28045 | 26300 | 2008-05-06 | [24 empty] | 0% | bar: Hourly Load Allocators (Sum to 100% within each year) 1 to Hourly Load Allocators (Sum to 100% within each year) 24
2008-06-23 | 24969 | 24512 | 24367 | 25029 | 25799 | 27718 | 29834 | 32293 | 34490 | 36297 | 37292 | 38369 | 39169 | 39742 | 40019 | 39737 | 38620 | 36946 | 35230 | 35634 | 33021 | 29845 | 27290 | 25146 | 2008-05-07 | [24 empty] | 0% | bar: Hourly Load Allocators (Sum to 100% within each year) 1 to Hourly Load Allocators (Sum to 100% within each year) 24
2008-06-24 | 24059 | 23641 | 23301 | 23939 | 24786 | 26473 | 28705 | 30622 | 32463 | 33998 | 34837 | 35851 | 36809 | 37263.5 | 37718 | 37565 | 36598 | 35217 | 34071 | 34449 | 32260 | 29347 | 26710 | 25540 | 2008-05-08 | [24 empty] | 0% | bar: Hourly Load Allocators (Sum to 100% within each year) 1 to Hourly Load Allocators (Sum to 100% within each year) 24
2008-06-25 | 24440 | 23811 | 23577 | 24357 | 25104 | 26781 | 28856 | 30549 | 32031 | 33136 | 33862 | 34661 | 35484 | 35803 | 35983 | 35663 | 34623 | 33389 | 32803 | 33484 | 31316 | 28639 | 26172 | 24718 | 2008-05-09 | [24 empty] | 0% | bar: Hourly Load Allocators (Sum to 100% within each year) 1 to Hourly Load Allocators (Sum to 100% within each year) 24
2008-06-26 | 23943 | 23663 | 23600 | 24352 | 25256 | 26952 | 28685 | 30258 | 31646 | 32764 | 33360 | 34012 | 34791 | 35381 | 35774 | 35541 | 34592 | 33576 | 32839 | 33555 | 31643 | 28946 | 26537 | 24997 | 2008-05-10 | [24 empty] | 0% | bar: Hourly Load Allocators (Sum to 100% within each year) 1 to Hourly Load Allocators (Sum to 100% within each year) 24
2008-06-27 | 23905 | 23237 | 23038 | 23714 | 24553 | 26384 | 28412 | 30321 | 32001 | 33530 | 33624 | 34818 | 35961 | 36489 | 36724 | 36378 | 35341 | 33942 | 32798 | 33601 | 31813 | 29286 | 26874 | 25088 | 2008-05-11 | [24 empty] | 0% | bar: Hourly Load Allocators (Sum to 100% within each year) 1 to Hourly Load Allocators (Sum to 100% within each year) 24
2008-06-28 | 24236 | 23475 | 23391 | 23396 | 23359 | 23566 | 24932 | 26720 | 28017 | 29468 | 30401 | 31291 | 31889 | 32533 | 33152 | 33289 | 32805 | 31819 | 30773 | 31639 | 29971 | 27950 | 25799 | 24410 | 2008-05-12 | [24 empty] | 0% | bar: Hourly Load Allocators (Sum to 100% within each year) 1 to Hourly Load Allocators (Sum to 100% within each year) 24
2008-06-29 | 23241 | 22458 | 22416 | 22721 | 22315 | 22678 | 23742 | 25618 | 27114 | 28355 | 29831 | 31088 | 32201 | 33293 | 34134 | 34615 | 34496 | 33528 | 32315 | 32863 | 30907 | 28169 | 25521 | 23933 | 2008-05-13 | [24 empty] | 0% | bar: Hourly Load Allocators (Sum to 100% within each year) 1 to Hourly Load Allocators (Sum to 100% within each year) 24
2008-06-30 | 23253 | 22635 | 22866 | 23666 | 24700 | 26292 | 28738 | 30618 | 32536 | 34195 | 35080 | 36152 | 37303 | 38053 | 38676 | 38649 | 38018 | 36652 | 35046 | 35628 | 33331 | 30144 | 27302 | 25562 | 2008-05-14 | [24 empty] | 0% | bar: Hourly Load Allocators (Sum to 100% within each year) 1 to Hourly Load Allocators (Sum to 100% within each year) 24
2008-07-01 | 24316 | 24143 | 24166 | 24380 | 24911 | 26780 | 28760 | 30779 | 32628 | 34262 | 35251 | 36615 | 37836 | 38502 | 38877 | 38950 | 38097 | 36835 | 35177 | 35564 | 33240 | 30216 | 27276 | 25360 | 2008-05-15 | [24 empty] | 0% | bar: Hourly Load Allocators (Sum to 100% within each year) 1 to Hourly Load Allocators (Sum to 100% within each year) 24
2008-07-02 | 24290 | 23822 | 24008 | 24512 | 25269 | 26883 | 28725 | 30871 | 32799 | 34442 | 35361 | 36498 | 37676 | 38627 | 39325 | 39391 | 38598 | 37250 | 35562 | 35806 | 33600 | 30383 | 27636 | 25923 | 2008-05-17 | [24 empty] | 0% | bar: Hourly Load Allocators (Sum to 100% within each year) 1 to Hourly Load Allocators (Sum to 100% within each year) 24
2008-07-03 | 25171 | 24398 | 24234 | 24773 | 25354 | 27024 | 28922 | 31244 | 33387 | 35212 | 36329 | 37388 | 38331 | 38868 | 39352 | 39241 | 38370 | 36775 | 34860 | 35142 | 33085 | 30381 | 27782 | 25985 | 2008-05-18 | [24 empty] | 0% | bar: Hourly Load Allocators (Sum to 100% within each year) 1 to Hourly Load Allocators (Sum to 100% within each year) 24
2008-07-04 | 24550 | 23965 | 23556 | 23465 | 23384 | 24198 | 25429 | 27472 | 29522 | 30768 | 32102 | 33406 | 34259 | 34698 | 35104 | 35084 | 34367 | 32843 | 31378 | 31241 | 29962 | 28738 | 26662 | 24816 | 2008-05-20 | [24 empty] | 0% | bar: Hourly Load Allocators (Sum to 100% within each year) 1 to Hourly Load Allocators (Sum to 100% within each year) 24
2008-07-05 | 23727 | 22848 | 22814 | 22899 | 22675 | 22618 | 24031 | 26089 | 28541 | 30500 | 32091 | 33596 | 34553 | 35333 | 35813 | 35938 | 35495 | 34201 | 32681 | 33005 | 31143 | 29020 | 26815 | 25058 | 2008-05-21 | [24 empty] | 0% | bar: Hourly Load Allocators (Sum to 100% within each year) 1 to Hourly Load Allocators (Sum to 100% within each year) 24
2008-07-06 | 24112 | 23681 | 23230 | 22992 | 22284 | 23023 | 23765 | 26196 | 27881 | 29501 | 31028 | 32579 | 34226 | 35336 | 36247 | 36777 | 36562 | 35714 | 34238 | 34417 | 32230 | 29284 | 26804 | 25088 | 2008-05-22 | [24 empty] | 0% | bar: Hourly Load Allocators (Sum to 100% within each year) 1 to Hourly Load Allocators (Sum to 100% within each year) 24
2008-07-07 | 24633 | 23637 | 23811 | 23904 | 24812 | 27103 | 29703 | 32118 | 34257 | 36337 | 38144 | 39981 | 41793 | 42970 | 43658 | 43807 | 42997 | 41504 | 39669 | 39464 | 36616 | 32970 | 29717 | 27623 | 2008-05-23 | [24 empty] | 0% | bar: Hourly Load Allocators (Sum to 100% within each year) 1 to Hourly Load Allocators (Sum to 100% within each year) 24
2008-07-08 | 26205 | 25302 | 24946 | 25502 | 26801 | 28854 | 31310 | 33956 | 36646 | 39070 | 40784 | 42539 | 43671 | 44470 | 44660 | 44198 | 42832 | 41378 | 39804 | 40024 | 37136 | 33508 | 30330 | 28214 | 2008-05-24 | [24 empty] | 0% | bar: Hourly Load Allocators (Sum to 100% within each year) 1 to Hourly Load Allocators (Sum to 100% within each year) 24
2008-07-09 | 26677 | 26308 | 25924 | 26117 | 27405 | 29204 | 31551 | 33707 | 35939 | 37866 | 39058 | 40282 | 41718 | 42879 | 43455 | 43438 | 42462 | 41008 | 39642 | 39746 | 37095 | 33693 | 30523 | 28277 | 2008-05-25 | [24 empty] | 0% | bar: Hourly Load Allocators (Sum to 100% within each year) 1 to Hourly Load Allocators (Sum to 100% within each year) 24
2008-07-10 | 26990 | 26045 | 26128 | 26460 | 27629 | 29665 | 31814 | 34171 | 36622 | 38657 | 40061 | 41627 | 42742 | 43308 | 43401 | 42781 | 41164 | 39171 | 37614 | 37651 | 35306 | 32150 | 29384 | 27398 | 2008-05-26 | [24 empty] | 0% | bar: Hourly Load Allocators (Sum to 100% within each year) 1 to Hourly Load Allocators (Sum to 100% within each year) 24
2008-07-11 | 26601 | 25747 | 25233 | 25641 | 26596 | 28548 | 30438 | 32263 | 34126 | 35741 | 36430 | 37238 | 38229 | 38459 | 38428 | 37882 | 36568 | 35084 | 34205 | 34946 | 33071 | 30542 | 27863 | 26223 | 2008-05-27 | [24 empty] | 0% | bar: Hourly Load Allocators (Sum to 100% within each year) 1 to Hourly Load Allocators (Sum to 100% within each year) 24
2008-07-12 | 24573 | 23550 | 23452 | 23446 | 23498 | 24054 | 25825 | 27618 | 29558 | 31067 | 32350 | 33738 | 34847 | 35813 | 36282 | 35992 | 35137 | 33825 | 32779 | 33662 | 32351 | 30109 | 27720 | 25950 | 2008-05-28 | [24 empty] | 0% | bar: Hourly Load Allocators (Sum to 100% within each year) 1 to Hourly Load Allocators (Sum to 100% within each year) 24
2008-07-13 | 24694 | 24261 | 23701 | 23552 | 22972 | 23531 | 25095 | 26519 | 28469 | 30408 | 31574 | 33197 | 34635 | 35822 | 36609 | 36992 | 36678 | 35369 | 34200 | 34863 | 32880 | 30156 | 27402 | 25544 | 2008-05-29 | [24 empty] | 0% | bar: Hourly Load Allocators (Sum to 100% within each year) 1 to Hourly Load Allocators (Sum to 100% within each year) 24
2008-07-14 | 24854 | 24225 | 24113 | 24910 | 25579 | 27688 | 30025 | 32370 | 34563 | 36426 | 37581 | 38727 | 39916 | 40890 | 41111 | 40790 | 39603 | 37846 | 36264 | 36780 | 34195 | 31090 | 28061 | 26186 | 2008-05-30 | [24 empty] | 0% | bar: Hourly Load Allocators (Sum to 100% within each year) 1 to Hourly Load Allocators (Sum to 100% within each year) 24
2008-07-15 | 25174 | 24811 | 24665 | 25402 | 26038 | 27793 | 29982 | 32088 | 34126 | 35775 | 36643 | 37574 | 38911 | 39597 | 40126 | 39963 | 38918 | 37565 | 35919 | 36458 | 34138 | 31063 | 28428 | 26490 | 2008-05-31 | [24 empty] | 0% | bar: Hourly Load Allocators (Sum to 100% within each year) 1 to Hourly Load Allocators (Sum to 100% within each year) 24
2008-07-16 | 25484 | 25169 | 24983 | 25323 | 26565 | 28023 | 30504 | 32550 | 34493 | 36128 | 36921 | 38131 | 39421 | 40111 | 40627 | 40472 | 39588 | 37967 | 36576 | 37203 | 34705 | 31455 | 28523 | 26505 | 2008-06-01 | [24 empty] | 0% | bar: Hourly Load Allocators (Sum to 100% within each year) 1 to Hourly Load Allocators (Sum to 100% within each year) 24
2008-07-17 | 25544 | 24898 | 25048 | 25683 | 26751 | 28247 | 30445 | 31951 | 34269 | 36086 | 37314 | 38348 | 39382 | 40117 | 40474 | 40186 | 39106 | 37421 | 35923 | 36364 | 33766 | 30628 | 27880 | 25998 | 2008-06-02 | [24 empty] | 0% | bar: Hourly Load Allocators (Sum to 100% within each year) 1 to Hourly Load Allocators (Sum to 100% within each year) 24
2008-07-18 | 25426 | 24959 | 24631 | 25286 | 26328 | 28154 | 29366 | 30980 | 32898 | 34619 | 35504 | 36660 | 37755 | 38451 | 38998 | 38979 | 37904 | 36338 | 34880 | 35350 | 33179 | 30465 | 27787 | 25837 | 2008-06-03 | [24 empty] | 0% | bar: Hourly Load Allocators (Sum to 100% within each year) 1 to Hourly Load Allocators (Sum to 100% within each year) 24
2008-07-19 | 24660 | 24033 | 23830 | 23916 | 24113 | 24684 | 26051 | 27707 | 29172 | 30702 | 31408 | 32472 | 33391 | 34174 | 34739 | 34668 | 34004 | 32762 | 31611 | 32212 | 30558 | 28686 | 26395 | 24928 | 2008-06-04 | [24 empty] | 0% | bar: Hourly Load Allocators (Sum to 100% within each year) 1 to Hourly Load Allocators (Sum to 100% within each year) 24
2008-07-20 | 24053 | 23353 | 23197 | 23184 | 23130 | 23478 | 24633 | 26051 | 27287 | 28465 | 28968 | 29456 | 30165 | 30760 | 31247 | 31456 | 31568 | 30848 | 30533 | 31485 | 29703 | 27191 | 25076 | 24378 | 2008-06-05 | [24 empty] | 0% | bar: Hourly Load Allocators (Sum to 100% within each year) 1 to Hourly Load Allocators (Sum to 100% within each year) 24
2008-07-21 | 23642 | 22921 | 23100 | 23556 | 24810 | 26440 | 27820 | 29683 | 31401 | 32796 | 33430 | 34108 | 35278 | 35810 | 36203 | 36176 | 35478 | 34204 | 33187 | 34068 | 31921 | 29123 | 26587 | 24719 | 2008-06-06 | [24 empty] | 0% | bar: Hourly Load Allocators (Sum to 100% within each year) 1 to Hourly Load Allocators (Sum to 100% within each year) 24
2008-07-22 | 23959 | 23575 | 23723 | 24093 | 25299 | 26593 | 28539 | 30105 | 31758 | 33369 | 34164.5 | 34960 | 36128 | 37102 | 37644 | 37448 | 36590 | 35193 | 33971 | 34573 | 32185 | 29304 | 26758 | 24995 | 2008-06-07 | [24 empty] | 0% | bar: Hourly Load Allocators (Sum to 100% within each year) 1 to Hourly Load Allocators (Sum to 100% within each year) 24
2008-07-23 | 24186 | 24067 | 23938 | 24515 | 25523 | 26921 | 28963 | 30541 | 32591 | 34175 | 35058 | 36215 | 37151 | 37940 | 38494 | 38467 | 37661 | 36133 | 34797 | 35271 | 32756 | 29606 | 27021 | 25614 | 2008-06-08 | [24 empty] | 0% | bar: Hourly Load Allocators (Sum to 100% within each year) 1 to Hourly Load Allocators (Sum to 100% within each year) 24
2008-07-24 | 24464 | 24227 | 24050 | 24293 | 25621 | 27299 | 28753 | 30487 | 32456 | 34106 | 35101 | 36482 | 37700 | 38592 | 39243 | 39319 | 38355 | 36848 | 35348 | 35745 | 33381 | 30246 | 27435 | 26045 | 2008-06-09 | [24 empty] | 0% | bar: Hourly Load Allocators (Sum to 100% within each year) 1 to Hourly Load Allocators (Sum to 100% within each year) 24
2008-07-25 | 24957 | 24539 | 24349 | 24597 | 25720 | 27313 | 29292 | 30957 | 33063 | 34924 | 36144 | 37531 | 38696 | 39663 | 40239 | 40092 | 39014 | 37158 | 35753 | 36165 | 33856 | 31129 | 28349 | 26497 | 2008-06-10 | [24 empty] | 0% | bar: Hourly Load Allocators (Sum to 100% within each year) 1 to Hourly Load Allocators (Sum to 100% within each year) 24
2008-07-26 | 25073 | 24672 | 24171 | 24124 | 24115 | 24780 | 26176 | 28108 | 30571 | 32694 | 34245 | 35513 | 36362 | 37098 | 37511 | 37309 | 36347 | 34767 | 33463 | 33828 | 31900 | 29693 | 27349 | 25445 | 2008-06-11 | [24 empty] | 0% | bar: Hourly Load Allocators (Sum to 100% within each year) 1 to Hourly Load Allocators (Sum to 100% within each year) 24
2008-07-27 | 24164 | 23424 | 23280 | 23121 | 23633 | 23671 | 24555 | 26018 | 27602 | 29442 | 30772 | 31806 | 32731 | 33540 | 34129 | 34321 | 33849 | 32700 | 31947 | 32406 | 30451 | 27774 | 25382 | 24242 | 2008-06-12 | [24 empty] | 0% | bar: Hourly Load Allocators (Sum to 100% within each year) 1 to Hourly Load Allocators (Sum to 100% within each year) 24
2008-07-28 | 23609 | 23628 | 23612 | 24164 | 25132 | 26637 | 28438 | 29951 | 31594 | 33107 | 33927 | 34765 | 35766 | 36536 | 36874 | 36802 | 35975 | 34520 | 33786 | 34268 | 31928 | 29222 | 26648 | 24966 | 2008-06-13 | [24 empty] | 0% | bar: Hourly Load Allocators (Sum to 100% within each year) 1 to Hourly Load Allocators (Sum to 100% within each year) 24
2008-07-29 | 23916 | 23784 | 23684 | 24118 | 25514 | 27031 | 28972 | 30351 | 31923 | 33419 | 33960 | 35095 | 35980 | 36574 | 37038 | 36942 | 36116 | 34760 | 33833 | 34535 | 32200 | 29323 | 26838 | 25104 | 2008-06-14 | [24 empty] | 0% | bar: Hourly Load Allocators (Sum to 100% within each year) 1 to Hourly Load Allocators (Sum to 100% within each year) 24
2008-07-30 | 23966 | 23840 | 23309 | 23988 | 25451 | 26645 | 28723 | 30344 | 32289 | 34135 | 35034 | 36065 | 37218 | 38113 | 38690 | 38725 | 37905 | 36360 | 35196 | 35330 | 32755 | 29744 | 27197 | 25460 | 2008-06-15 | [24 empty] | 0% | bar: Hourly Load Allocators (Sum to 100% within each year) 1 to Hourly Load Allocators (Sum to 100% within each year) 24
2008-07-31 | 24371 | 24118 | 24008 | 24671 | 25787 | 26959 | 29086 | 30765 | 32671 | 34443 | 35412 | 36606 | 37690 | 38191 | 39019 | 38855 | 37802 | 36119 | 34930 | 35193 | 32671 | 29731 | 27268 | 25774 | 2008-06-16 | [24 empty] | 0% | bar: Hourly Load Allocators (Sum to 100% within each year) 1 to Hourly Load Allocators (Sum to 100% within each year) 24
2008-08-01 | 24535 | 24324 | 24088 | 24732 | 25589 | 26824 | 28862 | 30284 | 32164 | 33806 | 34804 | 36009 | 37068 | 37958 | 38642 | 38629 | 37702 | 36003 | 34664 | 34819 | 32807 | 30390 | 28039 | 25938 | 2008-06-24 | [24 empty] | 0% | bar: Hourly Load Allocators (Sum to 100% within each year) 1 to Hourly Load Allocators (Sum to 100% within each year) 24
2008-08-02 | 24928 | 24504 | 23988 | 24082 | 24264 | 23956 | 25399 | 27298 | 29359 | 31245 | 32771 | 34173 | 35154 | 36087 | 36690 | 36673 | 35929 | 34337 | 33086 | 33288 | 31308 | 29172 | 26883 | 25036 | 2008-06-25 | [24 empty] | 0% | bar: Hourly Load Allocators (Sum to 100% within each year) 1 to Hourly Load Allocators (Sum to 100% within each year) 24
2008-08-03 | 23758 | 23149 | 22679 | 22594 | 22714 | 22963 | 24267 | 26011 | 27561 | 29237 | 30630 | 32032 | 33372 | 34567 | 35537 | 35908 | 35653 | 34614 | 33753 | 34122 | 31814 | 29070 | 26490 | 24712 | 2008-06-26 | [24 empty] | 0% | bar: Hourly Load Allocators (Sum to 100% within each year) 1 to Hourly Load Allocators (Sum to 100% within each year) 24
2008-08-04 | 23900 | 23349 | 23405 | 24174 | 25698 | 27027 | 29435 | 31739 | 34092 | 36036 | 37293 | 38239 | 39320 | 40143 | 40443 | 40301 | 39331 | 37805 | 36632 | 36742 | 33959 | 30799 | 28055 | 26115 | 2008-06-27 | [24 empty] | 0% | bar: Hourly Load Allocators (Sum to 100% within each year) 1 to Hourly Load Allocators (Sum to 100% within each year) 24
2008-08-05 | 25022 | 24609 | 24419 | 25017 | 26433 | 27362 | 29524 | 31799 | 33931 | 35866 | 37262 | 38525 | 39399 | 40113 | 40448 | 40206 | 39134 | 37407 | 36520 | 36781 | 34089 | 30721 | 28021 | 26339 | 2008-06-28 | [24 empty] | 0% | bar: Hourly Load Allocators (Sum to 100% within each year) 1 to Hourly Load Allocators (Sum to 100% within each year) 24
2008-08-06 | 25269 | 24828 | 24600 | 24883 | 26386 | 27724 | 29603 | 31889 | 34166 | 36242 | 37673 | 39161 | 40612 | 41361 | 41889 | 41748 | 40752 | 38972 | 37746 | 37702 | 34940 | 31571 | 28776 | 26784 | 2008-06-29 | [24 empty] | 0% | bar: Hourly Load Allocators (Sum to 100% within each year) 1 to Hourly Load Allocators (Sum to 100% within each year) 24
2008-08-07 | 25650 | 25126 | 24869 | 25497 | 26875 | 27918 | 30150 | 32415 | 34669 | 36614 | 37875 | 39190 | 40589 | 41625 | 41996 | 41784 | 40518 | 38667 | 37541 | 37621 | 35010 | 31758 | 28714 | 26743 | 2008-06-30 | [24 empty] | 0% | bar: Hourly Load Allocators (Sum to 100% within each year) 1 to Hourly Load Allocators (Sum to 100% within each year) 24
2008-08-08 | 25410 | 25111 | 24892 | 25254 | 26414 | 27509 | 29952 | 31943 | 34104 | 35932 | 36962 | 38212 | 39411 | 39892 | 40126 | 39703 | 38462 | 36511 | 35285 | 35165 | 33147 | 30619 | 28153 | 26018 | 2008-07-01 | [24 empty] | 0% | bar: Hourly Load Allocators (Sum to 100% within each year) 1 to Hourly Load Allocators (Sum to 100% within each year) 24
2008-08-09 | 24531 | 23893 | 23404 | 23410 | 23919 | 24008 | 25324 | 27311 | 29062 | 30908 | 32033 | 33045 | 33908 | 34588 | 35135 | 35164 | 34533 | 33435 | 32337 | 32640 | 30821 | 28882 | 26715 | 24914 | 2008-07-04 | [24 empty] | 0% | bar: Hourly Load Allocators (Sum to 100% within each year) 1 to Hourly Load Allocators (Sum to 100% within each year) 24
2008-08-10 | 23986 | 23580 | 22991 | 22691 | 22801 | 22814 | 24383 | 26191 | 27931 | 29412 | 30915 | 32146 | 33418 | 34568 | 35568 | 36034 | 35773 | 34796 | 34255 | 34344 | 32127 | 29222 | 26598 | 24731 | 2008-07-05 | [24 empty] | 0% | bar: Hourly Load Allocators (Sum to 100% within each year) 1 to Hourly Load Allocators (Sum to 100% within each year) 24
2008-08-11 | 24074 | 23912 | 23517 | 24358 | 26059 | 27312 | 28971 | 30825 | 32851 | 34820 | 36032 | 37422 | 38944 | 40099 | 40806 | 40828 | 39866 | 37972 | 36839 | 36416 | 33559 | 30325 | 27632 | 25658 | 2008-07-06 | [24 empty] | 0% | bar: Hourly Load Allocators (Sum to 100% within each year) 1 to Hourly Load Allocators (Sum to 100% within each year) 24
2008-08-12 | 24666 | 24123 | 23897 | 24525 | 25701 | 27027 | 28928 | 30818 | 32902 | 34760 | 36039 | 37657 | 39102 | 40386 | 41116 | 41130 | 40188 | 38361 | 37359 | 36990 | 34091 | 30857 | 28164 | 26076 | 2008-07-11 | [24 empty] | 0% | bar: Hourly Load Allocators (Sum to 100% within each year) 1 to Hourly Load Allocators (Sum to 100% within each year) 24
2008-08-13 | 24937 | 24162 | 24017 | 24674 | 26115 | 27275 | 29200 | 31508 | 33717 | 35681 | 37186 | 38800 | 40472 | 41753 | 42341 | 42396 | 41567 | 40002 | 39476 | 37192 | 34908 | 32624 | 29408 | 27255 | 2008-07-12 | [24 empty] | 0% | bar: Hourly Load Allocators (Sum to 100% within each year) 1 to Hourly Load Allocators (Sum to 100% within each year) 24
2008-08-14 | 25794 | 25136 | 24842 | 25396 | 26844 | 28013 | 30430 | 32628 | 35148 | 37481 | 39287 | 41074 | 42795 | 43903 | 44316 | 43902 | 42423 | 40496 | 39785 | 39096 | 35936 | 32668 | 29900 | 27721 | 2008-07-13 | [24 empty] | 0% | bar: Hourly Load Allocators (Sum to 100% within each year) 1 to Hourly Load Allocators (Sum to 100% within each year) 24
2008-08-15 | 26100 | 25367 | 24996 | 25514 | 26865 | 28080 | 30266 | 32579 | 35154 | 37348 | 38769 | 40324 | 41739 | 42766 | 43178 | 42808 | 41349 | 39187 | 38416 | 37552 | 34999 | 32069 | 29476 | 27476 | 2008-07-18 | [24 empty] | 0% | bar: Hourly Load Allocators (Sum to 100% within each year) 1 to Hourly Load Allocators (Sum to 100% within each year) 24
2008-08-16 | 25933 | 25072 | 24574 | 24591 | 24880 | 24603 | 26489 | 28566 | 30557 | 32492 | 34072 | 35426 | 36476 | 37376 | 37945 | 37858 | 36822 | 34932 | 34508 | 33880 | 31827 | 29742 | 27789 | 25641 | 2008-07-19 | [24 empty] | 0% | bar: Hourly Load Allocators (Sum to 100% within each year) 1 to Hourly Load Allocators (Sum to 100% within each year) 24
2008-08-17 | 24541 | 23594 | 23301 | 23246 | 23509 | 23306 | 24662 | 26719 | 28520 | 30327 | 31655 | 33014 | 34123 | 35138 | 35950 | 36219 | 35629 | 34306 | 34354 | 34063 | 31622 | 28729 | 26118 | 24472 | 2008-07-20 | [24 empty] | 0% | bar: Hourly Load Allocators (Sum to 100% within each year) 1 to Hourly Load Allocators (Sum to 100% within each year) 24
2008-08-18 | 23433 | 23075 | 23186 | 23944 | 25583 | 27086 | 29187 | 30927 | 32794 | 34544 | 35385 | 36435 | 37470 | 38073 | 38274 | 37971 | 36855 | 35177 | 35229 | 34763 | 32059 | 29155 | 26639 | 24923 | 2008-07-21 | [24 empty] | 0% | bar: Hourly Load Allocators (Sum to 100% within each year) 1 to Hourly Load Allocators (Sum to 100% within each year) 24
2008-08-19 | 24316 | 23667 | 23516 | 24246 | 25734 | 26896 | 28717 | 30311 | 31843 | 33130 | 33867 | 34610 | 35603 | 36303 | 36676 | 36427 | 35400 | 33852 | 34140 | 33983 | 31512 | 28681 | 26468 | 25074 | 2008-07-22 | [24 empty] | 0% | bar: Hourly Load Allocators (Sum to 100% within each year) 1 to Hourly Load Allocators (Sum to 100% within each year) 24
2008-08-20 | 23930 | 23321 | 23454 | 24144 | 25770 | 26841 | 28473 | 30181 | 32040 | 33549 | 34344 | 35283 | 36466 | 37389 | 37940 | 37861 | 36856 | 35317 | 35462 | 35114 | 32690 | 29863 | 27324 | 25942 | 2008-07-23 | [24 empty] | 0% | bar: Hourly Load Allocators (Sum to 100% within each year) 1 to Hourly Load Allocators (Sum to 100% within each year) 24
2008-08-21 | 24787 | 24178 | 24033 | 24749 | 26296 | 27558 | 29233 | 31131 | 33081 | 34778 | 35803 | 37001 | 38228 | 39098 | 39529 | 39213 | 37875 | 36039 | 35956 | 35441 | 32893 | 30064 | 27530 | 26021 | 2008-07-26 | [24 empty] | 0% | bar: Hourly Load Allocators (Sum to 100% within each year) 1 to Hourly Load Allocators (Sum to 100% within each year) 24
2008-08-22 | 24920 | 24274 | 24092 | 24774 | 26213 | 27363 | 29231 | 30873 | 32765 | 34566 | 35422 | 36716 | 38086 | 38989 | 39518 | 39228 | 37909 | 36006 | 35710 | 34826 | 32559 | 29967 | 27646 | 25771 | 2008-07-27 | [24 empty] | 0% | bar: Hourly Load Allocators (Sum to 100% within each year) 1 to Hourly Load Allocators (Sum to 100% within each year) 24
2008-08-23 | 24816 | 24031 | 23585 | 23979 | 24284 | 24193 | 25120 | 26635 | 28385 | 30061 | 31394 | 32763 | 34031 | 35182 | 36053 | 36284 | 35690 | 34129 | 34080 | 33402 | 31390 | 29274 | 26973 | 25231 | 2008-07-28 | [24 empty] | 0% | bar: Hourly Load Allocators (Sum to 100% within each year) 1 to Hourly Load Allocators (Sum to 100% within each year) 24
2008-08-24 | 24221 | 23778 | 23294 | 23412 | 23440 | 23325 | 24672 | 26375 | 28484 | 30379 | 32134 | 34028 | 35629 | 37225 | 38118 | 38556 | 38353 | 37196 | 37167 | 35952 | 33183 | 30078 | 27238 | 25601 | 2008-07-29 | [24 empty] | 0% | bar: Hourly Load Allocators (Sum to 100% within each year) 1 to Hourly Load Allocators (Sum to 100% within each year) 24
2008-08-25 | 24686 | 24446 | 24373 | 24878 | 26619 | 27997 | 30194 | 32561 | 34831 | 37022 | 38440 | 40134 | 41459 | 42446 | 43057 | 42677 | 41175 | 39072 | 38852 | 37527 | 34331 | 30967 | 28116 | 26472 | 2008-07-30 | [24 empty] | 0% | bar: Hourly Load Allocators (Sum to 100% within each year) 1 to Hourly Load Allocators (Sum to 100% within each year) 24
2008-08-26 | 25431 | 24916 | 24851 | 25236 | 27015 | 28409 | 30111 | 32226 | 34299 | 36199 | 37509 | 39101 | 40552 | 41722 | 42459 | 42296 | 40972 | 38926 | 38741 | 37410 | 34032 | 30624 | 27803 | 26269 | 2008-07-31 | [24 empty] | 0% | bar: Hourly Load Allocators (Sum to 100% within each year) 1 to Hourly Load Allocators (Sum to 100% within each year) 24
2008-08-27 | 25252 | 24523 | 24719 | 25398 | 26722 | 28504 | 29967 | 32053 | 34257 | 36071 | 37544 | 39220 | 41041 | 42429 | 43396 | 43439 | 42383 | 40487 | 40187 | 38682 | 35113 | 31465 | 28861 | 26881 | 2008-08-01 | [24 empty] | 0% | bar: Hourly Load Allocators (Sum to 100% within each year) 1 to Hourly Load Allocators (Sum to 100% within each year) 24
2008-08-28 | 25786 | 24927 | 24604 | 25186 | 26948 | 28493 | 30425 | 32583 | 34615 | 36733 | 38374 | 40290 | 42118 | 43207 | 44189 | 43959 | 42805 | 40929 | 40851 | 39339 | 35862 | 32082 | 29056 | 27160 | 2008-08-02 | [24 empty] | 0% | bar: Hourly Load Allocators (Sum to 100% within each year) 1 to Hourly Load Allocators (Sum to 100% within each year) 24
2008-08-29 | 26113 | 25201 | 24915 | 25591 | 27278 | 28291 | 30399 | 32896 | 35365 | 37981 | 39705 | 41573 | 43280 | 44176 | 44620 | 43997 | 42329 | 40140 | 39892 | 38206 | 35568 | 32426 | 29470 | 27294 | 2008-08-03 | [24 empty] | 0% | bar: Hourly Load Allocators (Sum to 100% within each year) 1 to Hourly Load Allocators (Sum to 100% within each year) 24
2008-08-30 | 25758 | 24803 | 24555 | 24431 | 24758 | 24570 | 25638 | 27661 | 29995 | 32273 | 34072 | 35720 | 37056 | 37844 | 38199 | 38000 | 37142 | 35338 | 35637 | 34493 | 32398 | 29902 | 27420 | 26005 | 2008-08-09 | [24 empty] | 0% | bar: Hourly Load Allocators (Sum to 100% within each year) 1 to Hourly Load Allocators (Sum to 100% within each year) 24
2008-08-31 | 24699 | 23855 | 23545 | 23750 | 23780 | 23488 | 24670 | 26359 | 28251 | 29807 | 31052 | 31942 | 32596 | 33165 | 33394 | 33245 | 32462 | 31060 | 31867 | 31486 | 29579 | 27412 | 25271 | 23741 | 2008-08-10 | [24 empty] | 0% | bar: Hourly Load Allocators (Sum to 100% within each year) 1 to Hourly Load Allocators (Sum to 100% within each year) 24
2008-09-01 | 23033 | 22639 | 22744 | 22857 | 22859 | 22461 | 23615 | 24852 | 26759 | 28388 | 29511 | 30691 | 31657 | 32466 | 33201 | 33571 | 33194 | 32044 | 33147 | 32324 | 30031 | 27321 | 24846 | 23879 | 2008-08-16 | [24 empty] | 0% | bar: Hourly Load Allocators (Sum to 100% within each year) 1 to Hourly Load Allocators (Sum to 100% within each year) 24
2008-09-02 | 23280 | 23137 | 23121 | 23803 | 25174 | 26664 | 28521 | 30599 | 32630 | 34685 | 36040 | 37614 | 39135 | 40250 | 41031 | 40802 | 39682 | 37862 | 38148 | 36500 | 33647 | 30001 | 27093 | 25823 | 2008-08-17 | [24 empty] | 0% | bar: Hourly Load Allocators (Sum to 100% within each year) 1 to Hourly Load Allocators (Sum to 100% within each year) 24
2008-09-03 | 25137 | 24257 | 24125 | 24505 | 26204 | 27844 | 29327 | 31541 | 33725 | 35656 | 37223 | 39062 | 41130 | 42389 | 43439 | 43215 | 41837 | 39869 | 39631 | 37797 | 34408 | 30932 | 28158 | 26427 | 2008-08-18 | [24 empty] | 0% | bar: Hourly Load Allocators (Sum to 100% within each year) 1 to Hourly Load Allocators (Sum to 100% within each year) 24
2008-09-04 | 25633 | 24959 | 24800 | 25335 | 26711 | 28329 | 29884 | 32039 | 34163 | 36313 | 37918 | 40292 | 42118 | 43297 | 44179 | 43901 | 42535 | 40343 | 40316 | 38367 | 34868 | 31189 | 28354 | 26434 | 2008-08-19 | [24 empty] | 0% | bar: Hourly Load Allocators (Sum to 100% within each year) 1 to Hourly Load Allocators (Sum to 100% within each year) 24
2008-09-05 | 25482 | 24701 | 24826 | 25506 | 26981 | 28556 | 29826 | 31992 | 34298 | 36446 | 38047 | 39991 | 42126 | 43458 | 44257 | 43951 | 42148 | 39701 | 39383 | 37235 | 34460 | 31436 | 28758 | 26596 | 2008-08-20 | [24 empty] | 0% | bar: Hourly Load Allocators (Sum to 100% within each year) 1 to Hourly Load Allocators (Sum to 100% within each year) 24
2008-09-06 | 25150 | 24356 | 23875 | 23885 | 24046 | 24028 | 25281 | 27577 | 30134 | 32593 | 34796 | 36905 | 38701 | 40177 | 41037 | 40898 | 39660 | 37543 | 37497 | 35568 | 32964 | 30301 | 27925 | 25951 | 2008-08-23 | [24 empty] | 0% | bar: Hourly Load Allocators (Sum to 100% within each year) 1 to Hourly Load Allocators (Sum to 100% within each year) 24
2008-09-07 | 24498 | 23752 | 23208 | 23421 | 23972 | 23719 | 24803 | 26822 | 28807 | 31184 | 33412 | 35374 | 37069 | 38254 | 38987 | 38992 | 38066 | 36353 | 36755 | 35028 | 31858 | 28510 | 25860 | 24248 | 2008-08-24 | [24 empty] | 0% | bar: Hourly Load Allocators (Sum to 100% within each year) 1 to Hourly Load Allocators (Sum to 100% within each year) 24
2008-09-08 | 23827 | 23336 | 23354 | 24132 | 26067 | 27767 | 29166 | 30825 | 32595 | 34296 | 35478 | 37040 | 38411 | 39238 | 39646 | 39210 | 37601 | 35861 | 36352 | 34481 | 31591 | 28676 | 26096 | 24861 | 2008-08-30 | [24 empty] | 0% | bar: Hourly Load Allocators (Sum to 100% within each year) 1 to Hourly Load Allocators (Sum to 100% within each year) 24
2008-09-09 | 24306 | 23730 | 23504 | 24332 | 26100 | 27623 | 28844 | 30217 | 31779 | 33181 | 33937 | 34857 | 35839 | 36338 | 36645 | 36103 | 34600 | 33510 | 34652 | 33093 | 30516 | 27863 | 25693 | 24844 | 2008-08-31 | [24 empty] | 0% | bar: Hourly Load Allocators (Sum to 100% within each year) 1 to Hourly Load Allocators (Sum to 100% within each year) 24
2008-09-10 | 24480 | 24013 | 24005 | 24726 | 26449 | 27903 | 29026 | 29906 | 31365 | 32451 | 32961 | 33670 | 34538 | 35089 | 35381 | 34980 | 33714 | 32664 | 33932 | 32485 | 30093 | 27492 | 25371 | 24000 | 2008-09-01 | [24 empty] | 0% | bar: Hourly Load Allocators (Sum to 100% within each year) 1 to Hourly Load Allocators (Sum to 100% within each year) 24
2008-09-11 | 23548 | 23193 | 23190 | 23818 | 25616 | 27240 | 28201 | 29339 | 30609 | 31716 | 32219 | 33172 | 34316 | 34820 | 34994 | 34612 | 33483 | 32640 | 33882 | 32551 | 30015 | 27349 | 25007 | 24025 | 2008-09-07 | [24 empty] | 0% | bar: Hourly Load Allocators (Sum to 100% within each year) 1 to Hourly Load Allocators (Sum to 100% within each year) 24
2008-09-12 | 23420 | 23187 | 23117 | 23561 | 25318 | 26856 | 28136 | 29308 | 30557 | 31485 | 31516 | 32088 | 32520 | 32687 | 32888 | 32575 | 31613 | 30899 | 31983 | 30676 | 29043 | 26946 | 24779 | 23309 | 2008-09-09 | [24 empty] | 0% | bar: Hourly Load Allocators (Sum to 100% within each year) 1 to Hourly Load Allocators (Sum to 100% within each year) 24
2008-09-13 | 22786 | 22630 | 22367 | 22628 | 22979 | 22864 | 23873 | 25448 | 26880 | 27768 | 28421 | 28670 | 29291 | 29950 | 30513 | 30566 | 30000 | 29433 | 30545 | 29362 | 27681 | 25894 | 24472 | 23168 | 2008-09-10 | [24 empty] | 0% | bar: Hourly Load Allocators (Sum to 100% within each year) 1 to Hourly Load Allocators (Sum to 100% within each year) 24
2008-09-14 | 22527 | 21929 | 21837 | 21848 | 22260 | 22436 | 23523 | 24685 | 25976 | 26860 | 27907 | 28878 | 30082 | 31079 | 31908 | 32356 | 32183 | 31633 | 32846 | 31485 | 29005 | 26146 | 23916 | 23014 | 2008-09-11 | [24 empty] | 0% | bar: Hourly Load Allocators (Sum to 100% within each year) 1 to Hourly Load Allocators (Sum to 100% within each year) 24
2008-09-15 | 22416 | 22215 | 22453 | 22849 | 24688 | 26283 | 27715 | 29585 | 31313 | 32726 | 33925 | 35386 | 36737 | 37888 | 38650 | 38454 | 37210 | 35993 | 36486 | 34456 | 31173 | 28165 | 25625 | 24004 | 2008-09-12 | [24 empty] | 0% | bar: Hourly Load Allocators (Sum to 100% within each year) 1 to Hourly Load Allocators (Sum to 100% within each year) 24
2008-09-16 | 23203 | 22993 | 22908 | 23299 | 25066 | 26936 | 28271 | 30046 | 31725 | 33018 | 33849 | 34764 | 35696 | 36287 | 36503 | 36017 | 34810 | 34118 | 35127 | 33335 | 30623 | 27613 | 25303 | 23927 | 2008-09-13 | [24 empty] | 0% | bar: Hourly Load Allocators (Sum to 100% within each year) 1 to Hourly Load Allocators (Sum to 100% within each year) 24
2008-09-17 | 23141 | 23001 | 22806 | 23525 | 25578 | 27174 | 28334 | 29932 | 31527 | 32820 | 33541 | 34515 | 35554 | 36184 | 36432 | 35843 | 34453 | 33587 | 34511 | 32903 | 30029 | 27002 | 24933 | 23368 | 2008-09-14 | [24 empty] | 0% | bar: Hourly Load Allocators (Sum to 100% within each year) 1 to Hourly Load Allocators (Sum to 100% within each year) 24
2008-09-18 | 22680 | 22488 | 22463 | 23181 | 25106 | 26919 | 28050 | 29608 | 31133 | 32554 | 33266 | 34402 | 35519 | 36025 | 36193 | 35699 | 34383 | 33509 | 34372 | 32811 | 29992 | 26917 | 24826 | 23479 | 2008-09-15 | [24 empty] | 0% | bar: Hourly Load Allocators (Sum to 100% within each year) 1 to Hourly Load Allocators (Sum to 100% within each year) 24
2008-09-19 | 22624 | 22053 | 21984 | 22648 | 24359 | 26039 | 27480 | 29185 | 30868 | 32040 | 32827 | 33410 | 34141 | 34373 | 34354 | 33641 | 32283 | 31533 | 32253 | 30855 | 28739 | 26428 | 24376 | 22906 | 2008-09-16 | [24 empty] | 0% | bar: Hourly Load Allocators (Sum to 100% within each year) 1 to Hourly Load Allocators (Sum to 100% within each year) 24
2008-09-20 | 21884 | 21368 | 21143 | 21257 | 21752 | 21949 | 23222 | 24766 | 26191 | 27175 | 27700 | 27990 | 28297 | 28464 | 28569 | 28492 | 27811 | 27982 | 29156 | 28201 | 26507 | 24601 | 22957 | 21680 | 2008-09-17 | [24 empty] | 0% | bar: Hourly Load Allocators (Sum to 100% within each year) 1 to Hourly Load Allocators (Sum to 100% within each year) 24
2008-09-21 | 20741 | 20213 | 20273 | 20540 | 21312 | 21545 | 22520 | 24026 | 24871 | 25374 | 25989 | 26322 | 26888 | 27350 | 27688 | 27898 | 27818 | 28373 | 29750 | 28724 | 26587 | 24083 | 22088 | 21068 | 2008-09-18 | [24 empty] | 0% | bar: Hourly Load Allocators (Sum to 100% within each year) 1 to Hourly Load Allocators (Sum to 100% within each year) 24
2008-09-22 | 20906 | 20620 | 20700 | 21720 | 23488 | 25805 | 26472 | 27985 | 29168 | 30418 | 30990 | 31733 | 32526 | 32919 | 33119 | 32732 | 31798 | 31898 | 32863 | 31268 | 28739 | 26060 | 23806 | 22834 | 2008-09-19 | [24 empty] | 0% | bar: Hourly Load Allocators (Sum to 100% within each year) 1 to Hourly Load Allocators (Sum to 100% within each year) 24
2008-09-23 | 21908 | 21645 | 21624 | 22450 | 24129 | 26421 | 27392 | 28518 | 30030 | 31381 | 32192 | 33270 | 34377 | 35128 | 35598 | 35428 | 34234 | 33854 | 34496 | 32566 | 29761 | 26946 | 24540 | 23123 | 2008-09-20 | [24 empty] | 0% | bar: Hourly Load Allocators (Sum to 100% within each year) 1 to Hourly Load Allocators (Sum to 100% within each year) 24
2008-09-24 | 22707 | 22440 | 22511 | 22838 | 24281 | 26418 | 27593 | 29328 | 31110 | 32682 | 33687 | 35189 | 36494 | 37474 | 38198 | 37989 | 36657 | 36005 | 36091 | 34023 | 30933 | 27973 | 25326 | 23822 | 2008-09-21 | [24 empty] | 0% | bar: Hourly Load Allocators (Sum to 100% within each year) 1 to Hourly Load Allocators (Sum to 100% within each year) 24
2008-09-25 | 22881 | 22181 | 22074 | 22709 | 24531 | 26713 | 27931 | 29902 | 31946 | 33686 | 34895 | 36514 | 37956 | 38952 | 39501 | 38907 | 37216 | 36418 | 36493 | 34181 | 31194 | 28223 | 25607 | 23845 | 2008-09-22 | [24 empty] | 0% | bar: Hourly Load Allocators (Sum to 100% within each year) 1 to Hourly Load Allocators (Sum to 100% within each year) 24
2008-09-26 | 23353 | 22743 | 22626 | 23236 | 24594 | 26652 | 27807 | 29772 | 31657 | 33467 | 34642 | 36132 | 37610 | 38467 | 38992 | 38512 | 36825 | 35521 | 35269 | 33312 | 30733 | 28154 | 25792 | 23966 | 2008-09-23 | [24 empty] | 0% | bar: Hourly Load Allocators (Sum to 100% within each year) 1 to Hourly Load Allocators (Sum to 100% within each year) 24
2008-09-27 | 23181 | 22537 | 22401 | 22363 | 22917 | 22844 | 24073 | 25777 | 27516 | 29152 | 30597 | 31943 | 33264 | 34247 | 34816 | 34712 | 33642 | 33219 | 32918 | 31203 | 28926 | 26715 | 24647 | 23126 | 2008-09-24 | [24 empty] | 0% | bar: Hourly Load Allocators (Sum to 100% within each year) 1 to Hourly Load Allocators (Sum to 100% within each year) 24
2008-09-28 | 22371 | 21841 | 21446 | 21443 | 21753 | 22310 | 23271 | 24564 | 26016 | 27740 | 29272 | 30703 | 32056 | 33182 | 33924 | 34046 | 33236 | 33244 | 33267 | 31482 | 28688 | 25920 | 23643 | 22702 | 2008-09-26 | [24 empty] | 0% | bar: Hourly Load Allocators (Sum to 100% within each year) 1 to Hourly Load Allocators (Sum to 100% within each year) 24
2008-09-29 | 22231 | 21802 | 21849 | 22686 | 24536 | 26361 | 27674 | 29463 | 30863 | 32116 | 32913 | 34037 | 35161 | 35835 | 36275 | 35770 | 34711 | 35265 | 35267 | 33371 | 30337 | 27472 | 25190 | 23966 | 2008-09-27 | [24 empty] | 0% | bar: Hourly Load Allocators (Sum to 100% within each year) 1 to Hourly Load Allocators (Sum to 100% within each year) 24
2008-09-30 | 23149 | 22574 | 22322 | 22809 | 24633 | 27035 | 28092 | 30153 | 32110 | 33879 | 35362 | 37073 | 38786 | 39857 | 40540 | 40152 | 38772 | 38489 | 38255 | 35981 | 32666 | 29331 | 26691 | 25286 | 2008-09-28 | [24 empty] | 0% | bar: Hourly Load Allocators (Sum to 100% within each year) 1 to Hourly Load Allocators (Sum to 100% within each year) 24
2008-10-01 | 24483 | 24126 | 23584 | 24171 | 25482 | 27767 | 29145 | 31320 | 33732 | 35841 | 37461 | 39276 | 40765 | 41552 | 41597 | 40614 | 38860 | 38983 | 38246 | 36216 | 32967 | 29613 | 26924 | 25766 | 2008-09-29 | [24 empty] | 0% | bar: Hourly Load Allocators (Sum to 100% within each year) 1 to Hourly Load Allocators (Sum to 100% within each year) 24
2008-10-02 | 24551 | 23783 | 23616 | 24388 | 25795 | 28053 | 29324 | 31200 | 33055 | 34322 | 34960 | 35964 | 36645 | 36696 | 36637 | 35862 | 34444 | 34878 | 34716 | 33158 | 30385 | 27478 | 25291 | 23625 | 2008-10-02 | [24 empty] | 0% | bar: Hourly Load Allocators (Sum to 100% within each year) 1 to Hourly Load Allocators (Sum to 100% within each year) 24
2008-10-03 | 23207 | 22675 | 22576 | 22869 | 24525 | 26834 | 27794 | 29178 | 30258 | 31131 | 31362 | 31645 | 32059 | 31833 | 31443 | 30459 | 29567 | 30853 | 30484 | 29340 | 27749 | 25919 | 24003 | 22610 | 2008-10-03 | [24 empty] | 0% | bar: Hourly Load Allocators (Sum to 100% within each year) 1 to Hourly Load Allocators (Sum to 100% within each year) 24
2008-10-04 | 21867 | 21520 | 21318 | 21138 | 21832 | 22304 | 22890 | 24416 | 25535 | 26056 | 26115 | 25902 | 25662 | 25361 | 25230 | 25036 | 25149 | 27120 | 27306 | 26530 | 25381 | 23904 | 22397 | 21183 | 2008-10-04 | [24 empty] | 0% | bar: Hourly Load Allocators (Sum to 100% within each year) 1 to Hourly Load Allocators (Sum to 100% within each year) 24
2008-10-05 | 20720 | 20775 | 20594 | 20736 | 21161 | 21465 | 21794 | 22858 | 24047 | 24979 | 25339 | 25502 | 25769 | 25932 | 26069 | 26259 | 26466 | 28692 | 28975 | 27905 | 26028 | 23754 | 22034 | 21573 | 2008-10-05 | [24 empty] | 0% | bar: Hourly Load Allocators (Sum to 100% within each year) 1 to Hourly Load Allocators (Sum to 100% within each year) 24
2008-10-06 | 21344 | 21105 | 20891 | 21817 | 23182 | 25249 | 26418 | 27938 | 29347 | 30452 | 31053 | 31731 | 32522 | 32954 | 33219 | 32865 | 31990 | 33100 | 32909 | 31378 | 28737 | 26207 | 23865 | 22609 | 2008-10-06 | [24 empty] | 0% | bar: Hourly Load Allocators (Sum to 100% within each year) 1 to Hourly Load Allocators (Sum to 100% within each year) 24
2008-10-07 | 21778 | 21315 | 21626 | 22386 | 24083 | 25898 | 26877 | 28462 | 30109 | 31671 | 32752 | 33938 | 35264 | 36124 | 36617 | 36178 | 34950 | 35313 | 34767 | 32927 | 30041 | 26899 | 24260 | 22932 | 2008-10-07 | [24 empty] | 0% | bar: Hourly Load Allocators (Sum to 100% within each year) 1 to Hourly Load Allocators (Sum to 100% within each year) 24
2008-10-08 | 21977 | 21970 | 22232 | 22966 | 24411 | 26379 | 27408 | 29158 | 31080 | 32813 | 34024 | 35362 | 36540 | 37237 | 37322 | 36640 | 34964 | 35360 | 34470 | 32574 | 29867 | 27107 | 24542 | 23647 | 2008-10-08 | [24 empty] | 0% | bar: Hourly Load Allocators (Sum to 100% within each year) 1 to Hourly Load Allocators (Sum to 100% within each year) 24
2008-10-09 | 23263 | 22705 | 22689 | 23482 | 25045 | 26680 | 27391 | 28786 | 30136 | 31238 | 31628 | 32094 | 32531 | 32602 | 32311 | 31428 | 30315 | 31855 | 31453 | 30258 | 27923 | 25719 | 23782 | 22766 | 2008-10-09 | [24 empty] | 0% | bar: Hourly Load Allocators (Sum to 100% within each year) 1 to Hourly Load Allocators (Sum to 100% within each year) 24
2008-10-10 | 22535 | 22132 | 22119 | 22806 | 24082 | 26064 | 26755 | 27830 | 28679 | 29199 | 29127 | 29202 | 29242 | 28922 | 28486 | 28039 | 27471 | 29372 | 29055 | 28047 | 26536 | 24687 | 22855 | 21602 | 2008-10-10 | [24 empty] | 0% | bar: Hourly Load Allocators (Sum to 100% within each year) 1 to Hourly Load Allocators (Sum to 100% within each year) 24
2008-10-11 | 21335 | 21168 | 21014 | 21242 | 21717 | 22206 | 22855 | 23931 | 24549 | 24764 | 24809 | 24634 | 24336 | 24058 | 23905 | 23865 | 24220 | 26783 | 26773 | 26145 | 24835 | 23301 | 21994 | 21507 | 2008-10-11 | [24 empty] | 0% | bar: Hourly Load Allocators (Sum to 100% within each year) 1 to Hourly Load Allocators (Sum to 100% within each year) 24
2008-10-12 | 21309 | 20929 | 20676 | 20782 | 21236 | 21748 | 21896 | 23225 | 23750 | 24257 | 24465 | 24462 | 24420 | 24424 | 24442 | 24721 | 25384 | 28214 | 28244 | 27222 | 25302 | 23205 | 21523 | 20920 | 2008-10-12 | [24 empty] | 0% | bar: Hourly Load Allocators (Sum to 100% within each year) 1 to Hourly Load Allocators (Sum to 100% within each year) 24
2008-10-13 | 20775 | 20566 | 20752 | 21765 | 23150 | 25092 | 26173 | 27050 | 27719 | 28392 | 28345 | 28625 | 28843 | 28706 | 28557 | 28391 | 28251 | 30540 | 30144 | 28882 | 26761 | 24452 | 22815 | 22075 | 2008-10-13 | [24 empty] | 0% | bar: Hourly Load Allocators (Sum to 100% within each year) 1 to Hourly Load Allocators (Sum to 100% within each year) 24
2008-10-14 | 21895 | 21575 | 21611 | 22433 | 23636 | 25841 | 26522 | 27558 | 28556 | 29400 | 29792 | 30275 | 30763 | 30901 | 30780 | 30304 | 29649 | 31580 | 31062 | 29600 | 27314 | 24814 | 23260 | 22336 | 2008-10-14 | [24 empty] | 0% | bar: Hourly Load Allocators (Sum to 100% within each year) 1 to Hourly Load Allocators (Sum to 100% within each year) 24
2008-10-15 | 21604 | 21109 | 21149 | 21939 | 23709 | 25785 | 26577 | 27897 | 29111 | 30216 | 30854 | 31463 | 32193 | 32445 | 32336 | 31703 | 30910 | 32392 | 31736 | 30276 | 27656 | 25102 | 23089 | 22422 | 2008-10-15 | [24 empty] | 0% | bar: Hourly Load Allocators (Sum to 100% within each year) 1 to Hourly Load Allocators (Sum to 100% within each year) 24
2008-10-16 | 21611 | 21494 | 21371 | 22133 | 23528 | 25746 | 26492 | 27722 | 29025 | 30114 | 30857 | 31650 | 32470 | 32860 | 32892 | 32354 | 31264 | 32741 | 31914 | 30249 | 27728 | 25136 | 23136 | 22310 | 2008-10-16 | [24 empty] | 0% | bar: Hourly Load Allocators (Sum to 100% within each year) 1 to Hourly Load Allocators (Sum to 100% within each year) 24
2008-10-17 | 21426 | 21325 | 21301 | 21910 | 23299 | 25325 | 26150 | 27540 | 29020 | 30262 | 31014 | 31864 | 32698 | 32994 | 32916 | 32177 | 30904 | 32048 | 31033 | 29533 | 27502 | 25445 | 23379 | 21947 | 2008-10-17 | [24 empty] | 0% | bar: Hourly Load Allocators (Sum to 100% within each year) 1 to Hourly Load Allocators (Sum to 100% within each year) 24
2008-10-18 | 21141 | 20880 | 20596 | 21128 | 21615 | 22275 | 22877 | 24118 | 24966 | 25767 | 26232 | 26519 | 26785 | 26968 | 27002 | 26883 | 26593 | 28553 | 27949 | 26889 | 25220 | 23690 | 22097 | 20954 | 2008-10-18 | [24 empty] | 0% | bar: Hourly Load Allocators (Sum to 100% within each year) 1 to Hourly Load Allocators (Sum to 100% within each year) 24
2008-10-19 | 20508 | 20513 | 20287 | 20400 | 20862 | 21439 | 21740 | 22603 | 23723 | 24511 | 24955 | 25255 | 25445 | 25624 | 25751 | 25994 | 26463 | 28860 | 28523 | 27357 | 25412 | 23061 | 21206 | 20471 | 2008-10-19 | [24 empty] | 0% | bar: Hourly Load Allocators (Sum to 100% within each year) 1 to Hourly Load Allocators (Sum to 100% within each year) 24
2008-10-20 | 20467 | 20135 | 20211 | 21105 | 22862 | 25423 | 26048 | 27073 | 27978 | 28649 | 28940 | 29252 | 29576 | 29510 | 29329 | 28606 | 28416 | 30850 | 30326 | 28922 | 26675 | 24420 | 22276 | 21290 | 2008-10-20 | [24 empty] | 0% | bar: Hourly Load Allocators (Sum to 100% within each year) 1 to Hourly Load Allocators (Sum to 100% within each year) 24
2008-10-21 | 21048 | 20512 | 20621 | 21512 | 22580 | 25329 | 25914 | 27231 | 28273 | 29214 | 29761 | 30289 | 30871 | 31030 | 31004 | 30491 | 30047 | 31955 | 31296 | 29715 | 27318 | 24782 | 22641 | 21451 | 2008-10-21 | [24 empty] | 0% | bar: Hourly Load Allocators (Sum to 100% within each year) 1 to Hourly Load Allocators (Sum to 100% within each year) 24
2008-10-22 | 20904 | 20487 | 20550 | 21420 | 22994 | 25782 | 26585 | 27908 | 29083 | 30518 | 30970 | 31753 | 32402 | 33060 | 33143 | 32650 | 31898 | 33341 | 32371 | 30744 | 28047 | 25468 | 23361 | 22117 | 2008-10-22 | [24 empty] | 0% | bar: Hourly Load Allocators (Sum to 100% within each year) 1 to Hourly Load Allocators (Sum to 100% within each year) 24
2008-10-23 | 21264 | 20751 | 20920 | 21734 | 23386 | 26302 | 26729 | 28064 | 29394 | 30666 | 31414 | 32260 | 33110 | 33514 | 33556 | 32880 | 31701 | 32999 | 31951 | 30241 | 27653 | 25177 | 23054 | 21789 | 2008-10-23 | [24 empty] | 0% | bar: Hourly Load Allocators (Sum to 100% within each year) 1 to Hourly Load Allocators (Sum to 100% within each year) 24
2008-10-24 | 21151 | 20793 | 20989 | 21270 | 22826 | 25547 | 26261 | 27462 | 28675 | 29820 | 30356 | 30970 | 31541 | 31685 | 31616 | 31017 | 29946 | 31190 | 30110 | 28734 | 26898 | 24891 | 22848 | 21495 | 2008-10-24 | [24 empty] | 0% | bar: Hourly Load Allocators (Sum to 100% within each year) 1 to Hourly Load Allocators (Sum to 100% within each year) 24
2008-10-25 | 20791 | 20529 | 20275 | 20446 | 20682 | 21875 | 22504 | 23711 | 24678 | 25658 | 26230 | 26658 | 27012 | 27396 | 27637 | 27529 | 27342 | 28996 | 28148 | 26969 | 25355 | 23864 | 22128 | 20905 | 2008-10-25 | [24 empty] | 0% | bar: Hourly Load Allocators (Sum to 100% within each year) 1 to Hourly Load Allocators (Sum to 100% within each year) 24
2008-10-26 | 20039 | 19836 | 19594 | 19672 | 20619 | 21284 | 21769 | 22872 | 23545 | 24441 | 25130 | 25640 | 26192 | 26618 | 26978 | 27265 | 27621 | 29797 | 29118 | 27756 | 25668 | 23327 | 21346 | 20624 | 2008-10-26 | [24 empty] | 0% | bar: Hourly Load Allocators (Sum to 100% within each year) 1 to Hourly Load Allocators (Sum to 100% within each year) 24
2008-10-27 | 20323 | 20077 | 20204 | 21055 | 22389 | 25046 | 25937 | 27078 | 28155 | 29129 | 29742 | 30532 | 31234 | 31521 | 31423 | 30859 | 30564 | 32241 | 31314 | 29653 | 27070 | 24681 | 22694 | 22105 | 2008-10-27 | [24 empty] | 0% | bar: Hourly Load Allocators (Sum to 100% within each year) 1 to Hourly Load Allocators (Sum to 100% within each year) 24
2008-10-28 | 21332 | 20896 | 20830 | 21191 | 23065 | 25691 | 26434 | 27493 | 28654 | 29785 | 30457 | 31287 | 32094 | 32537 | 32603 | 32051 | 31380 | 32950 | 31959 | 30272 | 27688 | 25293 | 22983 | 21604 | 2008-10-28 | [24 empty] | 0% | bar: Hourly Load Allocators (Sum to 100% within each year) 1 to Hourly Load Allocators (Sum to 100% within each year) 24
2008-10-29 | 21074 | 20658 | 20673 | 21358 | 23287 | 25859 | 26538 | 27706 | 28848 | 29904 | 30533 | 31173 | 31877 | 32209 | 32160 | 31507 | 31030 | 32449 | 31467 | 29870 | 27311 | 24738 | 22783 | 21835 | 2008-10-29 | [24 empty] | 0% | bar: Hourly Load Allocators (Sum to 100% within each year) 1 to Hourly Load Allocators (Sum to 100% within each year) 24
2008-10-30 | 21293 | 21019 | 20701 | 21343 | 23287 | 25859 | 26714 | 27653 | 28881 | 29627 | 29953 | 30234 | 30475 | 30404 | 29829 | 29388 | 30055 | 31277 | 30750 | 29389 | 27068 | 24817 | 23097 | 21795 | 2008-10-30 | [24 empty] | 0% | bar: Hourly Load Allocators (Sum to 100% within each year) 1 to Hourly Load Allocators (Sum to 100% within each year) 24
2008-10-31 | 21021 | 20907 | 20828 | 21535 | 23331 | 25788 | 26593 | 27797 | 28961 | 29744 | 30041 | 30257 | 30247 | 30093 | 29651 | 29160 | 29366 | 29635 | 28648 | 27670 | 26178 | 24476 | 22769 | 21577 | 2008-10-31 | [24 empty] | 0% | bar: Hourly Load Allocators (Sum to 100% within each year) 1 to Hourly Load Allocators (Sum to 100% within each year) 24
2008-11-01 | 21094 | 20560 | 20271 | 20393 | 20808 | 21830 | 22565 | 23590 | 25001 | 26039 | 26469 | 26558 | 26397 | 26231 | 25987 | 26024 | 27057 | 28094 | 27483 | 26491 | 24998 | 23407 | 21981 | 20728 | 2008-11-01 | [24 empty] | 0% | bar: Hourly Load Allocators (Sum to 100% within each year) 1 to Hourly Load Allocators (Sum to 100% within each year) 24
2008-11-02 | 20181 | 19581 | 19581 | 19691 | 20328 | 20787 | 22242 | 23199 | 23710 | 24142 | 24380 | 24464 | 24391 | 24133 | 24473 | 25882 | 28373 | 28003 | 27119 | 25713 | 23664 | 21742 | 20496 | 19612 | 2008-11-02 | [24 empty] | 0% | bar: Hourly Load Allocators (Sum to 100% within each year) 1 to Hourly Load Allocators (Sum to 100% within each year) 24
2008-11-03 | 19593 | 19504 | 19063 | 19313 | 20448 | 22533 | 24646 | 25646 | 27030 | 27668 | 28079 | 28099 | 28297 | 28265 | 27891 | 27809 | 28892 | 30924 | 30265 | 29195 | 27666 | 25255 | 23003 | 21414 | 2008-11-03 | [24 empty] | 0% | bar: Hourly Load Allocators (Sum to 100% within each year) 1 to Hourly Load Allocators (Sum to 100% within each year) 24
2008-11-04 | 21046 | 20310 | 20079 | 20622 | 21248 | 23185 | 24877 | 25910 | 26702 | 27396 | 27660 | 27599 | 27544 | 27403 | 27023 | 26963 | 28315 | 30489 | 29877 | 28994 | 27562 | 25417 | 23249 | 21725 | 2008-11-04 | [24 empty] | 0% | bar: Hourly Load Allocators (Sum to 100% within each year) 1 to Hourly Load Allocators (Sum to 100% within each year) 24
2008-11-05 | 21229 | 20581 | 20341 | 20484 | 21571 | 23591 | 25310 | 26271 | 27167 | 27758 | 27942 | 27940 | 27931 | 27941 | 27645 | 27448 | 28608 | 30964 | 30396 | 29571 | 28038 | 25698 | 23990 | 22511 | 2008-11-05 | [24 empty] | 0% | bar: Hourly Load Allocators (Sum to 100% within each year) 1 to Hourly Load Allocators (Sum to 100% within each year) 24
2008-11-06 | 21422 | 21051 | 20801 | 20980 | 21935 | 23787 | 25165 | 26185 | 26943 | 27736 | 28318 | 28441 | 28595 | 28761 | 28400 | 28033 | 28761 | 30881 | 30279 | 29353 | 27981 | 25653 | 23682 | 22208 | 2008-11-06 | [24 empty] | 0% | bar: Hourly Load Allocators (Sum to 100% within each year) 1 to Hourly Load Allocators (Sum to 100% within each year) 24
2008-11-07 | 21359 | 20653 | 20406 | 20521 | 21475 | 23321 | 25283 | 26335 | 27534 | 28459 | 29025 | 28890 | 29214 | 29382 | 29154 | 28698 | 29179 | 30744 | 29652 | 28529 | 27215 | 25315 | 23760 | 22298 | 2008-11-07 | [24 empty] | 0% | bar: Hourly Load Allocators (Sum to 100% within each year) 1 to Hourly Load Allocators (Sum to 100% within each year) 24
2008-11-08 | 21115 | 20671 | 20207 | 20058 | 20347 | 20733 | 21158 | 22322 | 23819 | 24585 | 25212 | 25391 | 25459 | 25336 | 25050 | 25013 | 26390 | 28115 | 27476 | 26590 | 25479 | 23946 | 22665 | 21698 | 2008-11-08 | [24 empty] | 0% | bar: Hourly Load Allocators (Sum to 100% within each year) 1 to Hourly Load Allocators (Sum to 100% within each year) 24
2008-11-09 | 20636 | 19958 | 19520 | 19420 | 19583 | 19956 | 20392 | 21386 | 22467 | 23297 | 23702 | 23740 | 23633 | 23497 | 23398 | 23544 | 25484 | 28056 | 27778 | 27058 | 26010 | 24066 | 22338 | 20734 | 2008-11-09 | [24 empty] | 0% | bar: Hourly Load Allocators (Sum to 100% within each year) 1 to Hourly Load Allocators (Sum to 100% within each year) 24
2008-11-10 | 20130 | 19620 | 19776 | 19982 | 21005 | 22917 | 24275 | 25807 | 26729 | 27442 | 27942 | 27817 | 27571 | 27409 | 26940 | 26849 | 28437 | 30558 | 29997 | 29004 | 27859 | 25741 | 23912 | 22204 | 2008-11-10 | [24 empty] | 0% | bar: Hourly Load Allocators (Sum to 100% within each year) 1 to Hourly Load Allocators (Sum to 100% within each year) 24
2008-11-11 | 21052 | 20744 | 20433 | 20543 | 21334 | 22667 | 23764 | 25878 | 26766 | 27219 | 27593 | 27598 | 27378 | 27233 | 26949 | 26698 | 28629 | 30559 | 29866 | 28986 | 27575 | 25369 | 23402 | 22070 | 2008-11-11 | [24 empty] | 0% | bar: Hourly Load Allocators (Sum to 100% within each year) 1 to Hourly Load Allocators (Sum to 100% within each year) 24
2008-11-12 | 21031 | 20717 | 20507 | 20801 | 21413 | 22911 | 24855 | 26127 | 27023 | 27637 | 28137 | 28398 | 28553 | 28652 | 28259 | 27991 | 29221 | 31123 | 30346 | 29342 | 28027 | 25716 | 23786 | 21981 | 2008-11-12 | [24 empty] | 0% | bar: Hourly Load Allocators (Sum to 100% within each year) 1 to Hourly Load Allocators (Sum to 100% within each year) 24
2008-11-13 | 21091 | 20816 | 20741 | 20781 | 21022 | 22789 | 24637 | 25753 | 26919 | 27938 | 28647 | 29011 | 29384 | 29591 | 29449 | 28975 | 29813 | 31535 | 30688 | 29664 | 28335 | 26144 | 23977 | 22309 | 2008-11-13 | [24 empty] | 0% | bar: Hourly Load Allocators (Sum to 100% within each year) 1 to Hourly Load Allocators (Sum to 100% within each year) 24
2008-11-14 | 21467 | 20830 | 20844 | 20947 | 21091 | 22830 | 24601 | 26134 | 27424 | 28594 | 29439 | 29844 | 30266 | 30545 | 30230 | 29704 | 30252 | 31289 | 30325 | 29174 | 28046 | 26099 | 24316 | 22562 | 2008-11-14 | [24 empty] | 0% | bar: Hourly Load Allocators (Sum to 100% within each year) 1 to Hourly Load Allocators (Sum to 100% within each year) 24
2008-11-15 | 21340 | 20794 | 20632 | 20466 | 20684 | 21213 | 20915 | 22377 | 23722 | 25043 | 25918 | 26370 | 26535 | 26646 | 26642 | 26432 | 27467 | 29123 | 28256 | 27174 | 26101 | 24523 | 23122 | 21687 | 2008-11-15 | [24 empty] | 0% | bar: Hourly Load Allocators (Sum to 100% within each year) 1 to Hourly Load Allocators (Sum to 100% within each year) 24
2008-11-16 | 20743 | 20318 | 19855 | 19665 | 19829 | 20298 | 20179 | 21353 | 22894 | 24213 | 25357 | 26092 | 26498 | 26794 | 26926 | 26937 | 28379 | 30284 | 29581 | 28659 | 27248 | 25174 | 23131 | 21449 | 2008-11-16 | [24 empty] | 0% | bar: Hourly Load Allocators (Sum to 100% within each year) 1 to Hourly Load Allocators (Sum to 100% within each year) 24
2008-11-17 | 20838 | 20398 | 20127 | 20331 | 21350 | 23104 | 24520 | 25991 | 27367 | 28688 | 29520 | 30242 | 30754 | 30964 | 30856 | 30336 | 30971 | 32236 | 31106 | 29940 | 28517 | 26170 | 24165 | 22432 | 2008-11-17 | [24 empty] | 0% | bar: Hourly Load Allocators (Sum to 100% within each year) 1 to Hourly Load Allocators (Sum to 100% within each year) 24
2008-11-18 | 21510 | 21124 | 20696 | 20776 | 21366 | 23383 | 24856 | 26050 | 27251 | 28271 | 29126 | 29609 | 29832 | 30295 | 30091 | 29543 | 30392 | 31813 | 30806 | 29735 | 28364 | 26075 | 23877 | 22172 | 2008-11-18 | [24 empty] | 0% | bar: Hourly Load Allocators (Sum to 100% within each year) 1 to Hourly Load Allocators (Sum to 100% within each year) 24
2008-11-19 | 21416 | 20690 | 20721 | 20849 | 21756 | 23216 | 25314 | 26217 | 27250 | 28199 | 28756 | 29082 | 29361 | 29620 | 29309 | 28871 | 30138 | 31614 | 30756 | 29765 | 28375 | 26004 | 24038 | 22274 | 2008-11-19 | [24 empty] | 0% | bar: Hourly Load Allocators (Sum to 100% within each year) 1 to Hourly Load Allocators (Sum to 100% within each year) 24
2008-11-20 | 21577 | 20922 | 20902 | 21034 | 21598 | 23147 | 25192 | 26179 | 27132 | 27944 | 28500 | 28787 | 28994 | 28973 | 28648 | 28046 | 29509 | 31106 | 30306 | 29395 | 28192 | 25998 | 24019 | 22322 | 2008-11-20 | [24 empty] | 0% | bar: Hourly Load Allocators (Sum to 100% within each year) 1 to Hourly Load Allocators (Sum to 100% within each year) 24
2008-11-21 | 21317 | 21029 | 21125 | 21190 | 21799 | 23224 | 25148 | 26189 | 27006 | 27878 | 28487 | 28561 | 28565 | 28577 | 28163 | 27682 | 29173 | 30464 | 29482 | 28405 | 27292 | 25556 | 23993 | 22430 | 2008-11-21 | [24 empty] | 0% | bar: Hourly Load Allocators (Sum to 100% within each year) 1 to Hourly Load Allocators (Sum to 100% within each year) 24
2008-11-22 | 21298 | 20830 | 20390 | 20601 | 20901 | 21499 | 21609 | 22514 | 23533 | 24379 | 24812 | 24880 | 24988 | 24681 | 24420 | 24091 | 26199 | 27807 | 27227 | 26486 | 25621 | 24080 | 22894 | 21594 | 2008-11-22 | [24 empty] | 0% | bar: Hourly Load Allocators (Sum to 100% within each year) 1 to Hourly Load Allocators (Sum to 100% within each year) 24
2008-11-23 | 20567 | 19850 | 19803 | 19703 | 19910 | 20839 | 21122 | 21929 | 22791 | 23606 | 24020 | 24076 | 24084 | 23996 | 24000 | 24208 | 26883 | 28718 | 28389 | 27674 | 26553 | 24747 | 22847 | 21132 | 2008-11-23 | [24 empty] | 0% | bar: Hourly Load Allocators (Sum to 100% within each year) 1 to Hourly Load Allocators (Sum to 100% within each year) 24
2008-11-24 | 20228 | 19702 | 19772 | 19990 | 21032 | 22783 | 24569 | 25996 | 27039 | 27746 | 28114 | 27879 | 27825 | 27569 | 27244 | 27469 | 29815 | 30867 | 30198 | 29272 | 28281 | 26064 | 24159 | 22224 | 2008-11-24 | [24 empty] | 0% | bar: Hourly Load Allocators (Sum to 100% within each year) 1 to Hourly Load Allocators (Sum to 100% within each year) 24
2008-11-25 | 21359 | 20633 | 20301 | 20563 | 21580 | 22954 | 24731 | 25990 | 27020 | 27815 | 28161 | 28029 | 27961 | 27994 | 27621 | 27551 | 29772 | 30600 | 29838 | 29059 | 28127 | 26123 | 24229 | 22332 | 2008-11-25 | [24 empty] | 0% | bar: Hourly Load Allocators (Sum to 100% within each year) 1 to Hourly Load Allocators (Sum to 100% within each year) 24
2008-11-26 | 21237 | 20423 | 20012 | 20222 | 20953 | 22165 | 24088 | 25536 | 26951 | 27942 | 28424 | 28105 | 27722 | 27438 | 27105 | 27007 | 29153 | 29887 | 29177 | 28373 | 27555 | 25690 | 23841 | 21992 | 2008-11-26 | [24 empty] | 0% | bar: Hourly Load Allocators (Sum to 100% within each year) 1 to Hourly Load Allocators (Sum to 100% within each year) 24
2008-11-27 | 20635 | 20247 | 20066 | 19898 | 20218 | 20685 | 21195 | 21364 | 22793 | 23922 | 24389 | 24399 | 24040 | 23454 | 22840 | 22512 | 23783 | 24520 | 24057 | 23765 | 23591 | 22690 | 21527 | 20558 | 2008-11-27 | [24 empty] | 0% | bar: Hourly Load Allocators (Sum to 100% within each year) 1 to Hourly Load Allocators (Sum to 100% within each year) 24
2008-11-28 | 19563 | 18900 | 18635 | 18686 | 19133 | 19860 | 20457 | 21323 | 22672 | 23551 | 24160 | 23799 | 23480 | 23212 | 23036 | 23117 | 25648 | 27175 | 26686 | 26126 | 25642 | 24256 | 22928 | 21256 | 2008-11-28 | [24 empty] | 0% | bar: Hourly Load Allocators (Sum to 100% within each year) 1 to Hourly Load Allocators (Sum to 100% within each year) 24
2008-11-29 | 20321 | 19532 | 19171 | 19241 | 19512 | 20252 | 20668 | 20995 | 22340 | 23019 | 23412 | 23199 | 22896 | 22711 | 22540 | 22637 | 25151 | 26849 | 26436 | 25819 | 25409 | 24044 | 22485 | 20755 | 2008-11-29 | [24 empty] | 0% | bar: Hourly Load Allocators (Sum to 100% within each year) 1 to Hourly Load Allocators (Sum to 100% within each year) 24
2008-11-30 | 19595 | 19177 | 19102 | 19146 | 19362 | 19952 | 19920 | 20460 | 21823 | 22552 | 23103 | 23412 | 23515 | 23530 | 23524 | 23687 | 26437 | 28657 | 28337 | 27738 | 26422 | 24334 | 21934 | 20374 | 2008-11-30 | [24 empty] | 0% | bar: Hourly Load Allocators (Sum to 100% within each year) 1 to Hourly Load Allocators (Sum to 100% within each year) 24
2008-12-01 | 19458 | 18883 | 18717 | 19209 | 19928 | 21781 | 24436 | 25539 | 26465 | 27242 | 27755 | 27841 | 27898 | 27817 | 27541 | 27424 | 29733 | 31291 | 30732 | 29893 | 28536 | 25925 | 23642 | 21783 | 2008-12-01 | [24 empty] | 0% | bar: Hourly Load Allocators (Sum to 100% within each year) 1 to Hourly Load Allocators (Sum to 100% within each year) 24
2008-12-02 | 20533 | 20118 | 19989 | 20066 | 20634 | 22659 | 25253 | 26375 | 27098 | 27453 | 27669 | 27463 | 27398 | 27283 | 26971 | 26996 | 29349 | 31150 | 30725 | 29908 | 28665 | 26203 | 24185 | 22055 | 2008-12-02 | [24 empty] | 0% | bar: Hourly Load Allocators (Sum to 100% within each year) 1 to Hourly Load Allocators (Sum to 100% within each year) 24
2008-12-03 | 20998 | 20534 | 20251 | 20353 | 21322 | 23068 | 25264 | 26304 | 27030 | 27456 | 27721 | 27660 | 27550 | 27484 | 27155 | 27112 | 29810 | 31381 | 30926 | 30230 | 28941 | 26609 | 24306 | 21984 | 2008-12-03 | [24 empty] | 0% | bar: Hourly Load Allocators (Sum to 100% within each year) 1 to Hourly Load Allocators (Sum to 100% within each year) 24
2008-12-04 | 20647 | 20174 | 19858 | 19886 | 20917 | 22720 | 25579 | 26356 | 27091 | 27568 | 27720 | 27631 | 27479 | 27344 | 27009 | 27008 | 29582 | 31346 | 30926 | 30203 | 28852 | 26604 | 23899 | 22047 | 2008-12-04 | [24 empty] | 0% | bar: Hourly Load Allocators (Sum to 100% within each year) 1 to Hourly Load Allocators (Sum to 100% within each year) 24
2008-12-05 | 20855 | 20134 | 19832 | 19885 | 20766 | 22863 | 25498 | 26506 | 27152 | 27547 | 27771 | 27669 | 27493 | 27389 | 27001 | 26786 | 29133 | 30752 | 30069 | 29243 | 28118 | 26379 | 24012 | 21877 | 2008-12-05 | [24 empty] | 0% | bar: Hourly Load Allocators (Sum to 100% within each year) 1 to Hourly Load Allocators (Sum to 100% within each year) 24
2008-12-06 | 20745 | 20097 | 19969 | 19887 | 20181 | 20988 | 21670 | 22364 | 23698 | 24445 | 24727 | 24625 | 24419 | 24156 | 23972 | 24244 | 27222 | 28713 | 28152 | 27453 | 26677 | 25195 | 23210 | 21175 | 2008-12-06 | [24 empty] | 0% | bar: Hourly Load Allocators (Sum to 100% within each year) 1 to Hourly Load Allocators (Sum to 100% within each year) 24
2008-12-07 | 20220 | 19773 | 19322 | 19157 | 19278 | 19904 | 20864 | 21416 | 22486 | 23407 | 23821 | 23881 | 23704 | 23270 | 23195 | 23847 | 27309 | 29516 | 29429 | 28879 | 27566 | 25314 | 22704 | 20571 | 2008-12-07 | [24 empty] | 0% | bar: Hourly Load Allocators (Sum to 100% within each year) 1 to Hourly Load Allocators (Sum to 100% within each year) 24
2008-12-08 | 19622 | 19340 | 19204 | 19313 | 20482 | 22838 | 25369 | 26579 | 27480 | 28048 | 28228 | 28034 | 27768 | 27506 | 27213 | 27306 | 30046 | 32460 | 32183 | 31500 | 30236 | 27848 | 24474 | 22014 | 2008-12-08 | [24 empty] | 0% | bar: Hourly Load Allocators (Sum to 100% within each year) 1 to Hourly Load Allocators (Sum to 100% within each year) 24
2008-12-09 | 20957 | 20591 | 20294 | 20322 | 21324 | 23757 | 26514 | 27407 | 28100 | 28406 | 27978 | 27733 | 27570 | 27461 | 27050 | 27073 | 29903 | 32435 | 32157 | 31453 | 30161 | 27662 | 24522 | 22129 | 2008-12-09 | [24 empty] | 0% | bar: Hourly Load Allocators (Sum to 100% within each year) 1 to Hourly Load Allocators (Sum to 100% within each year) 24
2008-12-10 | 20983 | 20448 | 20568 | 20695 | 21811 | 24138 | 26774 | 27487 | 27981 | 28187 | 28183 | 27962 | 27693 | 27559 | 27347 | 27272 | 30155 | 32294 | 31942 | 31241 | 29945 | 27565 | 24500 | 22033 | 2008-12-10 | [24 empty] | 0% | bar: Hourly Load Allocators (Sum to 100% within each year) 1 to Hourly Load Allocators (Sum to 100% within each year) 24
2008-12-11 | 21294 | 20905 | 20615 | 20703 | 21757 | 23726 | 26225 | 26964 | 27566 | 27843 | 27987 | 27717 | 27519 | 27234 | 27202 | 27180 | 29892 | 32087 | 31613 | 30915 | 29630 | 27288 | 24168 | 21768 | 2008-12-11 | [24 empty] | 0% | bar: Hourly Load Allocators (Sum to 100% within each year) 1 to Hourly Load Allocators (Sum to 100% within each year) 24
2008-12-12 | 21182 | 20790 | 20470 | 20580 | 21536 | 23382 | 26056 | 26810 | 27437 | 27661 | 27543 | 27342 | 27131 | 26946 | 26622 | 26464 | 29406 | 31346 | 30433 | 29660 | 28633 | 27033 | 24696 | 22586 | 2008-12-12 | [24 empty] | 0% | bar: Hourly Load Allocators (Sum to 100% within each year) 1 to Hourly Load Allocators (Sum to 100% within each year) 24
2008-12-13 | 21930 | 20960 | 20492 | 20334 | 20617 | 21447 | 22067 | 22853 | 24483 | 24968 | 25489 | 25305 | 24674 | 24395 | 24315 | 24657 | 27741 | 29811 | 29516 | 28881 | 28035 | 26414 | 24449 | 22383 | 2008-12-13 | [24 empty] | 0% | bar: Hourly Load Allocators (Sum to 100% within each year) 1 to Hourly Load Allocators (Sum to 100% within each year) 24
2008-12-14 | 21535 | 20696 | 20385 | 20368 | 20672 | 21116 | 21609 | 22656 | 23876 | 24703 | 25014 | 24873 | 24694 | 24644 | 24706 | 25418 | 28840 | 30939 | 31043 | 30563 | 29545 | 27162 | 24457 | 21910 | 2008-12-14 | [24 empty] | 0% | bar: Hourly Load Allocators (Sum to 100% within each year) 1 to Hourly Load Allocators (Sum to 100% within each year) 24
2008-12-15 | 20959 | 20677 | 20913 | 21201 | 21730 | 23995 | 26853 | 28255 | 29226 | 29648 | 29631 | 29318 | 29029 | 28694 | 28295 | 28540 | 31195 | 33363 | 33094 | 32413 | 31075 | 28569 | 25663 | 23063 | 2008-12-15 | [24 empty] | 0% | bar: Hourly Load Allocators (Sum to 100% within each year) 1 to Hourly Load Allocators (Sum to 100% within each year) 24
2008-12-16 | 22113 | 21302 | 21001 | 21118 | 22146 | 24304 | 27201 | 28127 | 28565 | 28712 | 28678 | 28437 | 28204 | 27934 | 27750 | 28097 | 31253 | 33463 | 33278 | 32705 | 31494 | 29129 | 26069 | 23763 | 2008-12-16 | [24 empty] | 0% | bar: Hourly Load Allocators (Sum to 100% within each year) 1 to Hourly Load Allocators (Sum to 100% within each year) 24
2008-12-17 | 22692 | 21914 | 21592 | 21725 | 22848 | 24818 | 27862 | 29092 | 29838 | 30160 | 30138 | 29899 | 29694 | 29461 | 29296 | 29668 | 32198 | 34191 | 33911 | 33337 | 32094 | 29613 | 26431 | 23782 | 2008-12-17 | [24 empty] | 0% | bar: Hourly Load Allocators (Sum to 100% within each year) 1 to Hourly Load Allocators (Sum to 100% within each year) 24
2008-12-18 | 22772 | 22035 | 21711 | 21805 | 22707 | 24958 | 27960 | 28679 | 29091 | 28934 | 28840 | 28471 | 28204 | 27990 | 27657 | 27795 | 30675 | 33087 | 32785 | 32236 | 31330 | 29339 | 26556 | 23997 | 2008-12-18 | [24 empty] | 0% | bar: Hourly Load Allocators (Sum to 100% within each year) 1 to Hourly Load Allocators (Sum to 100% within each year) 24
2008-12-19 | 22796 | 22031 | 21663 | 21769 | 22755 | 24678 | 27310 | 28165 | 28681 | 28754 | 28467 | 27875 | 27314 | 26997 | 26549 | 26617 | 29319 | 32009 | 31621 | 30995 | 30064 | 28309 | 26267 | 24020 | 2008-12-19 | [24 empty] | 0% | bar: Hourly Load Allocators (Sum to 100% within each year) 1 to Hourly Load Allocators (Sum to 100% within each year) 24
2008-12-20 | 22635 | 21708 | 21430 | 21187 | 21593 | 22193 | 23250 | 24222 | 25403 | 25743 | 25687 | 25196 | 24642 | 24069 | 23855 | 24187 | 27186 | 29976 | 29832 | 29348 | 28654 | 27164 | 25419 | 23444 | 2008-12-20 | [24 empty] | 0% | bar: Hourly Load Allocators (Sum to 100% within each year) 1 to Hourly Load Allocators (Sum to 100% within each year) 24
2008-12-21 | 22236 | 21336 | 21190 | 21090 | 21331 | 21896 | 22430 | 23442 | 24271 | 24944 | 25105 | 25145 | 24886 | 24756 | 24678 | 25052 | 27919 | 30292 | 30265 | 29930 | 29056 | 27152 | 24839 | 22521 | 2008-12-21 | [24 empty] | 0% | bar: Hourly Load Allocators (Sum to 100% within each year) 1 to Hourly Load Allocators (Sum to 100% within each year) 24
2008-12-22 | 21291 | 21069 | 20806 | 20996 | 21533 | 23297 | 25612 | 27022 | 28386 | 29063 | 29238 | 29167 | 28743 | 28374 | 27974 | 27928 | 30376 | 32877 | 32576 | 31960 | 30904 | 28960 | 26282 | 23327 | 2008-12-22 | [24 empty] | 0% | bar: Hourly Load Allocators (Sum to 100% within each year) 1 to Hourly Load Allocators (Sum to 100% within each year) 24
2008-12-23 | 21979 | 21140 | 20755 | 20833 | 21722 | 23641 | 25895 | 27185 | 28109 | 28503 | 28494 | 28117 | 27738 | 27470 | 27105 | 27137 | 29959 | 32520 | 32422 | 31933 | 31029 | 29181 | 26493 | 23858 | 2008-12-23 | [24 empty] | 0% | bar: Hourly Load Allocators (Sum to 100% within each year) 1 to Hourly Load Allocators (Sum to 100% within each year) 24
2008-12-24 | 22434 | 21427 | 21309 | 21327 | 21977 | 23209 | 24388 | 25795 | 27225 | 28002 | 28199 | 27967 | 27378 | 27030 | 26661 | 26814 | 28878 | 30010 | 28984 | 27965 | 27134 | 26063 | 24779 | 22965 | 2008-12-24 | [24 empty] | 0% | bar: Hourly Load Allocators (Sum to 100% within each year) 1 to Hourly Load Allocators (Sum to 100% within each year) 24
2008-12-25 | 22001 | 21193 | 20519 | 20240 | 20351 | 20729 | 21502 | 22355 | 23305 | 23938 | 24077 | 23887 | 23503 | 23057 | 22934 | 23260 | 25150 | 27201 | 27251 | 27149 | 26743 | 25683 | 23920 | 22203 | 2008-12-25 | [24 empty] | 0% | bar: Hourly Load Allocators (Sum to 100% within each year) 1 to Hourly Load Allocators (Sum to 100% within each year) 24
2008-12-26 | 21951 | 21263 | 20948 | 21026 | 21362 | 22339 | 23108 | 24062 | 25034 | 25538 | 25586 | 25286 | 24857 | 24307 | 24123 | 24513 | 27465 | 30409 | 30407 | 29904 | 29064 | 27567 | 25717 | 23636 | 2008-12-26 | [24 empty] | 0% | bar: Hourly Load Allocators (Sum to 100% within each year) 1 to Hourly Load Allocators (Sum to 100% within each year) 24
2008-12-27 | 22579 | 21702 | 21496 | 21399 | 21742 | 22140 | 22797 | 23497 | 24074 | 24690 | 24753 | 24410 | 23874 | 23470 | 23289 | 23516 | 26073 | 29068 | 29070 | 28662 | 27953 | 26519 | 24870 | 23029 | 2008-12-27 | [24 empty] | 0% | bar: Hourly Load Allocators (Sum to 100% within each year) 1 to Hourly Load Allocators (Sum to 100% within each year) 24
2008-12-28 | 21807 | 21336 | 21108 | 20970 | 21224 | 21656 | 22292 | 22946 | 23349 | 23880 | 23961 | 23816 | 23543 | 23262 | 23162 | 23396 | 25965 | 29114 | 29225 | 28785 | 27924 | 26190 | 23904 | 22011 | 2008-12-28 | [24 empty] | 0% | bar: Hourly Load Allocators (Sum to 100% within each year) 1 to Hourly Load Allocators (Sum to 100% within each year) 24
2008-12-29 | 21371 | 20740 | 20509 | 20662 | 21188 | 22516 | 24131 | 25330 | 26352 | 26857 | 26958 | 26800 | 26441 | 26130 | 25844 | 25697 | 27653 | 30602 | 30329 | 29673 | 28614 | 26636 | 24494 | 22315 | 2008-12-29 | [24 empty] | 0% | bar: Hourly Load Allocators (Sum to 100% within each year) 1 to Hourly Load Allocators (Sum to 100% within each year) 24
2008-12-30 | 21170 | 20736 | 20433 | 20533 | 21348 | 22420 | 24065 | 25110 | 26098 | 26634 | 26746 | 26551 | 26229 | 25944 | 25596 | 25516 | 27284 | 30127 | 29878 | 29280 | 28315 | 26726 | 24587 | 22541 | 2008-12-30 | [24 empty] | 0% | bar: Hourly Load Allocators (Sum to 100% within each year) 1 to Hourly Load Allocators (Sum to 100% within each year) 24
2008-12-31 | 21423 | 20653 | 20244 | 20293 | 20939 | 22243 | 23567 | 24660 | 25849 | 26515 | 26619 | 26342 | 25853 | 25400 | 24927 | 24994 | 26973 | 29473 | 28611 | 27352 | 26110 | 25114 | 24071 | 22868 | 2008-12-31 | [24 empty] | 0% | bar: Hourly Load Allocators (Sum to 100% within each year) 1 to Hourly Load Allocators (Sum to 100% within each year) 24

## SDG&ETop100
A Factor Calculator
[15 empty] | Min | Max
[12 empty] | Months Covered |  |  | 1 | 12 | Range 1-12
Analysis based on SDG&E top 100 hours using ACC weighting scheme | [11 empty] | Hours Covered |  |  | 1 | 24 | Range 1-24 |  |  | Number of Calls per Year |  |  | 30
Set max hours per call
[12 empty] | Number of Calls per Month |  |  | 13 |  | Range 1-13 |  |  | Set months covered
[12 empty] | Max hours per call |  |  | 10 |  | Range 1-24 |  |  | Set hours covered
Set number of calls per month to max
[12 empty] | A Factor |  |  | 99.7% |  |  |  |  | A Factor |  |  | 94.43%
Hour Ending
Month | Call # | 1 | 2 | 3 | 4 | 5 | 6 | 7 | 8 | 9 | 10 | 11 | 12 | 13 | 14 | 15 | 16 | 17 | 18 | 19 | 20 | 21 | 22 | 23 | 24 | hours constrained | Hours available per call | Minumum | Rank
5 | 1 | 0% | 0% | 0% | 0% | 0% | 0% | 0% | 0% | 0% | 0% | 0% | 0% | 0% | 0% | 0.3006% | 0.3138% | 0.3002% | 0% | 0% | 0% | 0% | 0% | 0% | 0% | 0.9147% | 0.9147% | 0.9147% | 31
6 | 1 | 0% | 0% | 0% | 0% | 0% | 0% | 0% | 0% | 0% | 0% | 0% | 0% | 0.3201% | 0.6166% | 0.6472% | 0.689% | 0.7021% | 0.397% | 0.3528% | 0% | 0% | 0% | 0% | 0% | 3.725% | 3.725% | 3.725% | 9
6 | 2 | 0% | 0% | 0% | 0% | 0% | 0% | 0% | 0% | 0% | 0% | 0% | 0% | 0.3135% | 0.341% | 0.6479% | 0.7018% | 0.7005% | 0.3712% | 0.3198% | 0% | 0% | 0% | 0% | 0% | 3.396% | 3.396% | 3.396% | 11
6 | 3 | 0% | 0% | 0% | 0% | 0% | 0% | 0% | 0% | 0% | 0% | 0% | 0% | 0.2914% | 0.3104% | 0.616% | 0.6198% | 0.3259% | 0.2918% | 0% | 0% | 0% | 0% | 0% | 0% | 2.455% | 2.455% | 2.455% | 17
6 | 4 | 0% | 0% | 0% | 0% | 0% | 0% | 0% | 0% | 0% | 0% | 0% | 0% | 0% | 0% | 0% | 0.2938% | 0.3055% | 0.2991% | 0% | 0% | 0% | 0% | 0% | 0% | 0.8984% | 0.8984% | 0.8984% | 33
7 | 1 | 0% | 0% | 0% | 0% | 0% | 0% | 0% | 0% | 0% | 0% | 0% | 0.2926% | 0.3657% | 0.4637% | 0.787% | 0.7535% | 0.4334% | 0.4044% | 0.3541% | 0.3114% | 0.3145% | 0% | 0% | 0% | 4.48% | 4.48% | 4.48% | 5
7 | 2 | 0% | 0% | 0% | 0% | 0% | 0% | 0% | 0% | 0% | 0% | 0% | 0.3537% | 0.4372% | 0.4839% | 0.5067% | 0.4469% | 0.3841% | 0.3371% | 0.2955% | 0% | 0% | 0% | 0% | 0% | 3.245% | 3.245% | 3.245% | 13
7 | 3 | 0% | 0% | 0% | 0% | 0% | 0% | 0% | 0% | 0% | 0% | 0% | 0.2985% | 0.3292% | 0.3559% | 0.3717% | 0.3862% | 0.3854% | 0.3421% | 0.2859% | 0% | 0% | 0% | 0% | 0% | 2.755% | 2.755% | 2.755% | 15
7 | 4 | 0% | 0% | 0% | 0% | 0% | 0% | 0% | 0% | 0% | 0% | 0% | 0.3038% | 0.3279% | 0.3526% | 0.3615% | 0.3459% | 0.3139% | 0% | 0% | 0% | 0% | 0% | 0% | 0% | 2.006% | 2.006% | 2.006% | 19
7 | 5 | 0% | 0% | 0% | 0% | 0% | 0% | 0% | 0% | 0% | 0% | 0% | 0% | 0.2997% | 0.3206% | 0.3355% | 0.3526% | 0.3491% | 0.2856% | 0% | 0% | 0% | 0% | 0% | 0% | 1.943% | 1.943% | 1.943% | 20
7 | 6 | 0% | 0% | 0% | 0% | 0% | 0% | 0% | 0% | 0% | 0% | 0% | 0% | 0.305% | 0.3127% | 0.3161% | 0.3097% | 0.3072% | 0.2936% | 0% | 0% | 0% | 0% | 0% | 0% | 1.844% | 1.844% | 1.844% | 21
7 | 7 | 0% | 0% | 0% | 0% | 0% | 0% | 0% | 0% | 0% | 0% | 0% | 0% | 0.2819% | 0.3059% | 0.317% | 0.325% | 0.3177% | 0.2917% | 0% | 0% | 0% | 0% | 0% | 0% | 1.839% | 1.839% | 1.839% | 22
7 | 8 | 0% | 0% | 0% | 0% | 0% | 0% | 0% | 0% | 0% | 0% | 0% | 0% | 0% | 0.283% | 0.3022% | 0.3123% | 0.3161% | 0.2878% | 0% | 0% | 0% | 0% | 0% | 0% | 1.501% | 1.501% | 1.501% | 24
7 | 9 | 0% | 0% | 0% | 0% | 0% | 0% | 0% | 0% | 0% | 0% | 0% | 0% | 0.2808% | 0.2887% | 0.2863% | 0.2845% | 0.2826% | 0% | 0% | 0% | 0% | 0% | 0% | 0% | 1.423% | 1.423% | 1.423% | 25
7 | 10 | 0% | 0% | 0% | 0% | 0% | 0% | 0% | 0% | 0% | 0% | 0% | 0% | 0% | 0.2798% | 0.2959% | 0.301% | 0.2968% | 0% | 0% | 0% | 0% | 0% | 0% | 0% | 1.173% | 1.173% | 1.173% | 29
7 | 11 | 0% | 0% | 0% | 0% | 0% | 0% | 0% | 0% | 0% | 0% | 0% | 0% | 0% | 0% | 0.2975% | 0.3086% | 0.3005% | 0% | 0% | 0% | 0% | 0% | 0% | 0% | 0.9066% | 0.9066% | 0.9066% | 32
7 | 12 | 0% | 0% | 0% | 0% | 0% | 0% | 0% | 0% | 0% | 0% | 0% | 0% | 0% | 0% | 0.2792% | 0.2932% | 0.2947% | 0% | 0% | 0% | 0% | 0% | 0% | 0% | 0.8671% | 0.8671% | 0.8671% | 34
7 | 13 | 0% | 0% | 0% | 0% | 0% | 0% | 0% | 0% | 0% | 0% | 0% | 0% | 0% | 0.279% | 0.2854% | 0.2851% | 0% | 0% | 0% | 0% | 0% | 0% | 0% | 0% | 0.8495% | 0.8495% | 0.8495% | 35
8 | 1 | 0% | 0% | 0% | 0% | 0% | 0% | 0% | 0% | 0% | 0% | 0.2761% | 0.3337% | 0.6849% | 0.7444% | 1.062% | 1.071% | 1.045% | 0.6453% | 0.2758% | 0.2723% | 0% | 0% | 0% | 0% | 6.411% | 6.411% | 6.411% | 3
8 | 2 | 0% | 0% | 0% | 0% | 0% | 0% | 0% | 0% | 0% | 0% | 0% | 0% | 0.5792% | 0.6279% | 0.6647% | 0.6748% | 0.6534% | 0.3156% | 0.2707% | 0% | 0% | 0% | 0% | 0% | 3.786% | 3.786% | 3.786% | 7
8 | 3 | 0% | 0% | 0% | 0% | 0% | 0% | 0% | 0% | 0% | 0% | 0% | 0.2711% | 0.5907% | 0.632% | 0.6564% | 0.6752% | 0.6376% | 0.2781% | 0% | 0% | 0% | 0% | 0% | 0% | 3.741% | 3.741% | 3.741% | 8
8 | 4 | 0% | 0% | 0% | 0% | 0% | 0% | 0% | 0% | 0% | 0% | 0% | 0% | 0.2764% | 0.5985% | 0.6314% | 0.6407% | 0.6311% | 0.5766% | 0% | 0% | 0% | 0% | 0% | 0% | 3.355% | 3.355% | 3.355% | 12
8 | 5 | 0% | 0% | 0% | 0% | 0% | 0% | 0% | 0% | 0% | 0% | 0% | 0% | 0.2707% | 0.5872% | 0.6081% | 0.6269% | 0.6194% | 0.2818% | 0% | 0% | 0% | 0% | 0% | 0% | 2.994% | 2.994% | 2.994% | 14
8 | 6 | 0% | 0% | 0% | 0% | 0% | 0% | 0% | 0% | 0% | 0% | 0% | 0% | 0.28% | 0.2976% | 0.5983% | 0.606% | 0.5976% | 0.2783% | 0% | 0% | 0% | 0% | 0% | 0% | 2.658% | 2.658% | 2.658% | 16
8 | 7 | 0% | 0% | 0% | 0% | 0% | 0% | 0% | 0% | 0% | 0% | 0% | 0% | 0.2827% | 0.2988% | 0.3045% | 0.604% | 0.598% | 0.2729% | 0% | 0% | 0% | 0% | 0% | 0% | 2.361% | 2.361% | 2.361% | 18
8 | 8 | 0% | 0% | 0% | 0% | 0% | 0% | 0% | 0% | 0% | 0% | 0% | 0% | 0.271% | 0.2868% | 0.2969% | 0.299% | 0.2963% | 0.2698% | 0% | 0% | 0% | 0% | 0% | 0% | 1.72% | 1.72% | 1.72% | 23
8 | 9 | 0% | 0% | 0% | 0% | 0% | 0% | 0% | 0% | 0% | 0% | 0% | 0% | 0% | 0.2724% | 0.2859% | 0.2913% | 0.2879% | 0.2715% | 0% | 0% | 0% | 0% | 0% | 0% | 1.409% | 1.409% | 1.409% | 26
8 | 10 | 0% | 0% | 0% | 0% | 0% | 0% | 0% | 0% | 0% | 0% | 0% | 0% | 0% | 0% | 0.2697% | 0.2696% | 0% | 0% | 0% | 0% | 0% | 0% | 0% | 0% | 0.5394% | 0.5394% | 0.5394% | 36
9 | 1 | 0% | 0% | 0% | 0% | 0% | 0% | 0% | 0% | 0% | 0% | 0.3049% | 0.7534% | 0.8925% | 1.292% | 1.376% | 1.413% | 1.353% | 1.156% | 0.9486% | 0.9766% | 0.3508% | 0% | 0% | 0% | 10.82% | 10.51% | 10.51% | 1
9 | 2 | 0% | 0% | 0% | 0% | 0% | 0% | 0% | 0% | 0% | 0% | 0.3271% | 0.3874% | 1.045% | 1.135% | 1.176% | 1.188% | 1.126% | 0.9582% | 0.2911% | 0.2785% | 0% | 0% | 0% | 0% | 7.912% | 7.912% | 7.912% | 2
9 | 3 | 0% | 0% | 0% | 0% | 0% | 0% | 0% | 0% | 0% | 0% | 0% | 0% | 0.3156% | 0.6829% | 0.7214% | 0.7147% | 0.6695% | 0.6093% | 0.2775% | 0.2775% | 0.27% | 0% | 0% | 0% | 4.538% | 4.538% | 4.538% | 4
9 | 4 | 0% | 0% | 0% | 0% | 0% | 0% | 0% | 0% | 0% | 0% | 0% | 0% | 0.3018% | 0.6371% | 0.6756% | 0.681% | 0.6536% | 0.3082% | 0.2705% | 0% | 0% | 0% | 0% | 0% | 3.528% | 3.528% | 3.528% | 10
9 | 5 | 0% | 0% | 0% | 0% | 0% | 0% | 0% | 0% | 0% | 0% | 0% | 0% | 0% | 0% | 0.3046% | 0.3134% | 0.3046% | 0% | 0% | 0% | 0% | 0% | 0% | 0% | 0.9226% | 0.9226% | 0.9226% | 30
10 | 1 | 0% | 0% | 0% | 0% | 0% | 0% | 0% | 0% | 0% | 0% | 0% | 0.3434% | 0.4139% | 0.4653% | 0.5515% | 0.5449% | 0.4988% | 0.4139% | 0.3543% | 0.3619% | 0.2993% | 0% | 0% | 0% | 4.247% | 4.247% | 4.247% | 6
10 | 2 | 0% | 0% | 0% | 0% | 0% | 0% | 0% | 0% | 0% | 0% | 0% | 0% | 0% | 0.3144% | 0.325% | 0.338% | 0.3173% | 0% | 0% | 0% | 0% | 0% | 0% | 0% | 1.295% | 1.295% | 1.295% | 27
10 | 3 | 0% | 0% | 0% | 0% | 0% | 0% | 0% | 0% | 0% | 0% | 0% | 0% | 0.2938% | 0.3181% | 0.328% | 0.3121% | 0% | 0% | 0% | 0% | 0% | 0% | 0% | 0% | 1.252% | 1.252% | 1.252% | 28
10 | 4 | 0% | 0% | 0% | 0% | 0% | 0% | 0% | 0% | 0% | 0% | 0% | 0% | 0% | 0% | 0% | 0.2927% | 0% | 0% | 0% | 0% | 0% | 0% | 0% | 0% | 0.2927% | 0.2927% | 0.2927% | 37

## SDG&ECalls
SDG&E probabilities summed by month and calls
Hours
Month | Call # | 1 | 2 | 3 | 4 | 5 | 6 | 7 | 8 | 9 | 10 | 11 | 12 | 13 | 14 | 15 | 16 | 17 | 18 | 19 | 20 | 21 | 22 | 23 | 24
5 | 1 | 0% | 0% | 0% | 0% | 0% | 0% | 0% | 0% | 0% | 0% | 0% | 0% | 0% | 0% | 0.3006% | 0.3138% | 0.3002% | 0% | 0% | 0% | 0% | 0% | 0% | 0%
6 | 1 | 0% | 0% | 0% | 0% | 0% | 0% | 0% | 0% | 0% | 0% | 0% | 0% | 0.3201% | 0.6166% | 0.6472% | 0.689% | 0.7021% | 0.397% | 0.3528% | 0% | 0% | 0% | 0% | 0%
| 2 | 0% | 0% | 0% | 0% | 0% | 0% | 0% | 0% | 0% | 0% | 0% | 0% | 0.3135% | 0.341% | 0.6479% | 0.7018% | 0.7005% | 0.3712% | 0.3198% | 0% | 0% | 0% | 0% | 0%
| 3 | 0% | 0% | 0% | 0% | 0% | 0% | 0% | 0% | 0% | 0% | 0% | 0% | 0.2914% | 0.3104% | 0.616% | 0.6198% | 0.3259% | 0.2918% | 0% | 0% | 0% | 0% | 0% | 0%
| 4 | 0% | 0% | 0% | 0% | 0% | 0% | 0% | 0% | 0% | 0% | 0% | 0% | 0% | 0% | 0% | 0.2938% | 0.3055% | 0.2991% | 0% | 0% | 0% | 0% | 0% | 0%
7 | 1 | 0% | 0% | 0% | 0% | 0% | 0% | 0% | 0% | 0% | 0% | 0% | 0.2926% | 0.3657% | 0.4637% | 0.787% | 0.7535% | 0.4334% | 0.4044% | 0.3541% | 0.3114% | 0.3145% | 0% | 0% | 0%
| 2 | 0% | 0% | 0% | 0% | 0% | 0% | 0% | 0% | 0% | 0% | 0% | 0.3537% | 0.4372% | 0.4839% | 0.5067% | 0.4469% | 0.3841% | 0.3371% | 0.2955% | 0% | 0% | 0% | 0% | 0%
| 3 | 0% | 0% | 0% | 0% | 0% | 0% | 0% | 0% | 0% | 0% | 0% | 0.2985% | 0.3292% | 0.3559% | 0.3717% | 0.3862% | 0.3854% | 0.3421% | 0.2859% | 0% | 0% | 0% | 0% | 0%
| 4 | 0% | 0% | 0% | 0% | 0% | 0% | 0% | 0% | 0% | 0% | 0% | 0.3038% | 0.3279% | 0.3526% | 0.3615% | 0.3459% | 0.3139% | 0% | 0% | 0% | 0% | 0% | 0% | 0%
| 5 | 0% | 0% | 0% | 0% | 0% | 0% | 0% | 0% | 0% | 0% | 0% | 0% | 0.2997% | 0.3206% | 0.3355% | 0.3526% | 0.3491% | 0.2856% | 0% | 0% | 0% | 0% | 0% | 0%
| 6 | 0% | 0% | 0% | 0% | 0% | 0% | 0% | 0% | 0% | 0% | 0% | 0% | 0.305% | 0.3127% | 0.3161% | 0.3097% | 0.3072% | 0.2936% | 0% | 0% | 0% | 0% | 0% | 0%
| 7 | 0% | 0% | 0% | 0% | 0% | 0% | 0% | 0% | 0% | 0% | 0% | 0% | 0.2819% | 0.3059% | 0.317% | 0.325% | 0.3177% | 0.2917% | 0% | 0% | 0% | 0% | 0% | 0%
| 8 | 0% | 0% | 0% | 0% | 0% | 0% | 0% | 0% | 0% | 0% | 0% | 0% | 0% | 0.283% | 0.3022% | 0.3123% | 0.3161% | 0.2878% | 0% | 0% | 0% | 0% | 0% | 0%
| 9 | 0% | 0% | 0% | 0% | 0% | 0% | 0% | 0% | 0% | 0% | 0% | 0% | 0.2808% | 0.2887% | 0.2863% | 0.2845% | 0.2826% | 0% | 0% | 0% | 0% | 0% | 0% | 0%
| 10 | 0% | 0% | 0% | 0% | 0% | 0% | 0% | 0% | 0% | 0% | 0% | 0% | 0% | 0.2798% | 0.2959% | 0.301% | 0.2968% | 0% | 0% | 0% | 0% | 0% | 0% | 0%
| 11 | 0% | 0% | 0% | 0% | 0% | 0% | 0% | 0% | 0% | 0% | 0% | 0% | 0% | 0% | 0.2975% | 0.3086% | 0.3005% | 0% | 0% | 0% | 0% | 0% | 0% | 0%
| 12 | 0% | 0% | 0% | 0% | 0% | 0% | 0% | 0% | 0% | 0% | 0% | 0% | 0% | 0% | 0.2792% | 0.2932% | 0.2947% | 0% | 0% | 0% | 0% | 0% | 0% | 0%
| 13 | 0% | 0% | 0% | 0% | 0% | 0% | 0% | 0% | 0% | 0% | 0% | 0% | 0% | 0.279% | 0.2854% | 0.2851% | 0% | 0% | 0% | 0% | 0% | 0% | 0% | 0%
8 | 1 | 0% | 0% | 0% | 0% | 0% | 0% | 0% | 0% | 0% | 0% | 0.2761% | 0.3337% | 0.6849% | 0.7444% | 1.062% | 1.071% | 1.045% | 0.6453% | 0.2758% | 0.2723% | 0% | 0% | 0% | 0%
| 2 | 0% | 0% | 0% | 0% | 0% | 0% | 0% | 0% | 0% | 0% | 0% | 0% | 0.5792% | 0.6279% | 0.6647% | 0.6748% | 0.6534% | 0.3156% | 0.2707% | 0% | 0% | 0% | 0% | 0%
| 3 | 0% | 0% | 0% | 0% | 0% | 0% | 0% | 0% | 0% | 0% | 0% | 0.2711% | 0.5907% | 0.632% | 0.6564% | 0.6752% | 0.6376% | 0.2781% | 0% | 0% | 0% | 0% | 0% | 0%
| 4 | 0% | 0% | 0% | 0% | 0% | 0% | 0% | 0% | 0% | 0% | 0% | 0% | 0.2764% | 0.5985% | 0.6314% | 0.6407% | 0.6311% | 0.5766% | 0% | 0% | 0% | 0% | 0% | 0%
| 5 | 0% | 0% | 0% | 0% | 0% | 0% | 0% | 0% | 0% | 0% | 0% | 0% | 0.2707% | 0.5872% | 0.6081% | 0.6269% | 0.6194% | 0.2818% | 0% | 0% | 0% | 0% | 0% | 0%
| 6 | 0% | 0% | 0% | 0% | 0% | 0% | 0% | 0% | 0% | 0% | 0% | 0% | 0.28% | 0.2976% | 0.5983% | 0.606% | 0.5976% | 0.2783% | 0% | 0% | 0% | 0% | 0% | 0%
| 7 | 0% | 0% | 0% | 0% | 0% | 0% | 0% | 0% | 0% | 0% | 0% | 0% | 0.2827% | 0.2988% | 0.3045% | 0.604% | 0.598% | 0.2729% | 0% | 0% | 0% | 0% | 0% | 0%
| 8 | 0% | 0% | 0% | 0% | 0% | 0% | 0% | 0% | 0% | 0% | 0% | 0% | 0.271% | 0.2868% | 0.2969% | 0.299% | 0.2963% | 0.2698% | 0% | 0% | 0% | 0% | 0% | 0%
| 9 | 0% | 0% | 0% | 0% | 0% | 0% | 0% | 0% | 0% | 0% | 0% | 0% | 0% | 0.2724% | 0.2859% | 0.2913% | 0.2879% | 0.2715% | 0% | 0% | 0% | 0% | 0% | 0%
| 10 | 0% | 0% | 0% | 0% | 0% | 0% | 0% | 0% | 0% | 0% | 0% | 0% | 0% | 0% | 0.2697% | 0.2696% | 0% | 0% | 0% | 0% | 0% | 0% | 0% | 0%
9 | 1 | 0% | 0% | 0% | 0% | 0% | 0% | 0% | 0% | 0% | 0% | 0.3049% | 0.7534% | 0.8925% | 1.292% | 1.376% | 1.413% | 1.353% | 1.156% | 0.9486% | 0.9766% | 0.3508% | 0% | 0% | 0%
| 2 | 0% | 0% | 0% | 0% | 0% | 0% | 0% | 0% | 0% | 0% | 0.3271% | 0.3874% | 1.045% | 1.135% | 1.176% | 1.188% | 1.126% | 0.9582% | 0.2911% | 0.2785% | 0% | 0% | 0% | 0%
| 3 | 0% | 0% | 0% | 0% | 0% | 0% | 0% | 0% | 0% | 0% | 0% | 0% | 0.3156% | 0.6829% | 0.7214% | 0.7147% | 0.6695% | 0.6093% | 0.2775% | 0.2775% | 0.27% | 0% | 0% | 0%
| 4 | 0% | 0% | 0% | 0% | 0% | 0% | 0% | 0% | 0% | 0% | 0% | 0% | 0.3018% | 0.6371% | 0.6756% | 0.681% | 0.6536% | 0.3082% | 0.2705% | 0% | 0% | 0% | 0% | 0%
| 5 | 0% | 0% | 0% | 0% | 0% | 0% | 0% | 0% | 0% | 0% | 0% | 0% | 0% | 0% | 0.3046% | 0.3134% | 0.3046% | 0% | 0% | 0% | 0% | 0% | 0% | 0%
10 | 1 | 0% | 0% | 0% | 0% | 0% | 0% | 0% | 0% | 0% | 0% | 0% | 0.3434% | 0.4139% | 0.4653% | 0.5515% | 0.5449% | 0.4988% | 0.4139% | 0.3543% | 0.3619% | 0.2993% | 0% | 0% | 0%
| 2 | 0% | 0% | 0% | 0% | 0% | 0% | 0% | 0% | 0% | 0% | 0% | 0% | 0% | 0.3144% | 0.325% | 0.338% | 0.3173% | 0% | 0% | 0% | 0% | 0% | 0% | 0%
| 3 | 0% | 0% | 0% | 0% | 0% | 0% | 0% | 0% | 0% | 0% | 0% | 0% | 0.2938% | 0.3181% | 0.328% | 0.3121% | 0% | 0% | 0% | 0% | 0% | 0% | 0% | 0%
| 4 | 0% | 0% | 0% | 0% | 0% | 0% | 0% | 0% | 0% | 0% | 0% | 0% | 0% | 0% | 0% | 0.2927% | 0% | 0% | 0% | 0% | 0% | 0% | 0% | 0%
Hours
Month | Call # | 1 | 2 | 3 | 4 | 5 | 6 | 7 | 8 | 9 | 10 | 11 | 12 | 13 | 14 | 15 | 16 | 17 | 18 | 19 | 20 | 21 | 22 | 23 | 24
5 | 1 | 0% | 0% | 0% | 0% | 0% | 0% | 0% | 0% | 0% | 0% | 0% | 0% | 0% | 0% | 0.9019% | 0.9415% | 0.9007% | 0% | 0% | 0% | 0% | 0% | 0% | 0%
6 | 1 | 0% | 0% | 0% | 0% | 0% | 0% | 0% | 0% | 0% | 0% | 0% | 0% | 0.9604% | 1.85% | 1.942% | 2.067% | 2.106% | 1.191% | 1.058% | 0% | 0% | 0% | 0% | 0%
| 2 | 0% | 0% | 0% | 0% | 0% | 0% | 0% | 0% | 0% | 0% | 0% | 0% | 0.9404% | 1.023% | 1.944% | 2.105% | 2.101% | 1.113% | 0.9594% | 0% | 0% | 0% | 0% | 0%
| 3 | 0% | 0% | 0% | 0% | 0% | 0% | 0% | 0% | 0% | 0% | 0% | 0% | 0.8742% | 0.9312% | 1.848% | 1.86% | 0.9776% | 0.8755% | 0% | 0% | 0% | 0% | 0% | 0%
| 4 | 0% | 0% | 0% | 0% | 0% | 0% | 0% | 0% | 0% | 0% | 0% | 0% | 0% | 0% | 0% | 0.8813% | 0.9164% | 0.8973% | 0% | 0% | 0% | 0% | 0% | 0%
7 | 1 | 0% | 0% | 0% | 0% | 0% | 0% | 0% | 0% | 0% | 0% | 0% | 0.8779% | 1.097% | 1.391% | 2.361% | 2.261% | 1.3% | 1.213% | 1.062% | 0.9342% | 0.9434% | 0% | 0% | 0%
| 2 | 0% | 0% | 0% | 0% | 0% | 0% | 0% | 0% | 0% | 0% | 0% | 1.061% | 1.312% | 1.452% | 1.52% | 1.341% | 1.152% | 1.011% | 0.8866% | 0% | 0% | 0% | 0% | 0%
| 3 | 0% | 0% | 0% | 0% | 0% | 0% | 0% | 0% | 0% | 0% | 0% | 0.8955% | 0.9876% | 1.068% | 1.115% | 1.159% | 1.156% | 1.026% | 0.8577% | 0% | 0% | 0% | 0% | 0%
| 4 | 0% | 0% | 0% | 0% | 0% | 0% | 0% | 0% | 0% | 0% | 0% | 0.9114% | 0.9836% | 1.058% | 1.085% | 1.038% | 0.9417% | 0% | 0% | 0% | 0% | 0% | 0% | 0%
| 5 | 0% | 0% | 0% | 0% | 0% | 0% | 0% | 0% | 0% | 0% | 0% | 0% | 0.8992% | 0.9618% | 1.006% | 1.058% | 1.047% | 0.8569% | 0% | 0% | 0% | 0% | 0% | 0%
| 6 | 0% | 0% | 0% | 0% | 0% | 0% | 0% | 0% | 0% | 0% | 0% | 0% | 0.915% | 0.9381% | 0.9483% | 0.9291% | 0.9217% | 0.8808% | 0% | 0% | 0% | 0% | 0% | 0%
| 7 | 0% | 0% | 0% | 0% | 0% | 0% | 0% | 0% | 0% | 0% | 0% | 0% | 0.8456% | 0.9178% | 0.9511% | 0.975% | 0.9532% | 0.8751% | 0% | 0% | 0% | 0% | 0% | 0%
| 8 | 0% | 0% | 0% | 0% | 0% | 0% | 0% | 0% | 0% | 0% | 0% | 0% | 0% | 0.849% | 0.9065% | 0.9368% | 0.9484% | 0.8634% | 0% | 0% | 0% | 0% | 0% | 0%
| 9 | 0% | 0% | 0% | 0% | 0% | 0% | 0% | 0% | 0% | 0% | 0% | 0% | 0.8425% | 0.8662% | 0.8588% | 0.8536% | 0.8477% | 0% | 0% | 0% | 0% | 0% | 0% | 0%
| 10 | 0% | 0% | 0% | 0% | 0% | 0% | 0% | 0% | 0% | 0% | 0% | 0% | 0% | 0.8393% | 0.8876% | 0.9029% | 0.8905% | 0% | 0% | 0% | 0% | 0% | 0% | 0%
| 11 | 0% | 0% | 0% | 0% | 0% | 0% | 0% | 0% | 0% | 0% | 0% | 0% | 0% | 0% | 0.8926% | 0.9257% | 0.9015% | 0% | 0% | 0% | 0% | 0% | 0% | 0%
| 12 | 0% | 0% | 0% | 0% | 0% | 0% | 0% | 0% | 0% | 0% | 0% | 0% | 0% | 0% | 0.8376% | 0.8795% | 0.8842% | 0% | 0% | 0% | 0% | 0% | 0% | 0%
| 13 | 0% | 0% | 0% | 0% | 0% | 0% | 0% | 0% | 0% | 0% | 0% | 0% | 0% | 0.8371% | 0.8561% | 0.8552% | 0% | 0% | 0% | 0% | 0% | 0% | 0% | 0%
8 | 1 | 0% | 0% | 0% | 0% | 0% | 0% | 0% | 0% | 0% | 0% | 0.8282% | 1.001% | 2.055% | 2.233% | 3.187% | 3.212% | 3.136% | 1.936% | 0.8273% | 0.8169% | 0% | 0% | 0% | 0%
| 2 | 0% | 0% | 0% | 0% | 0% | 0% | 0% | 0% | 0% | 0% | 0% | 0% | 1.738% | 1.884% | 1.994% | 2.025% | 1.96% | 0.9469% | 0.8122% | 0% | 0% | 0% | 0% | 0%
| 3 | 0% | 0% | 0% | 0% | 0% | 0% | 0% | 0% | 0% | 0% | 0% | 0.8134% | 1.772% | 1.896% | 1.969% | 2.026% | 1.913% | 0.8342% | 0% | 0% | 0% | 0% | 0% | 0%
| 4 | 0% | 0% | 0% | 0% | 0% | 0% | 0% | 0% | 0% | 0% | 0% | 0% | 0.8291% | 1.795% | 1.894% | 1.922% | 1.893% | 1.73% | 0% | 0% | 0% | 0% | 0% | 0%
| 5 | 0% | 0% | 0% | 0% | 0% | 0% | 0% | 0% | 0% | 0% | 0% | 0% | 0.8121% | 1.761% | 1.824% | 1.881% | 1.858% | 0.8454% | 0% | 0% | 0% | 0% | 0% | 0%
| 6 | 0% | 0% | 0% | 0% | 0% | 0% | 0% | 0% | 0% | 0% | 0% | 0% | 0.8401% | 0.8928% | 1.795% | 1.818% | 1.793% | 0.835% | 0% | 0% | 0% | 0% | 0% | 0%
| 7 | 0% | 0% | 0% | 0% | 0% | 0% | 0% | 0% | 0% | 0% | 0% | 0% | 0.8481% | 0.8964% | 0.9134% | 1.812% | 1.794% | 0.8188% | 0% | 0% | 0% | 0% | 0% | 0%
| 8 | 0% | 0% | 0% | 0% | 0% | 0% | 0% | 0% | 0% | 0% | 0% | 0% | 0.813% | 0.8605% | 0.8906% | 0.8969% | 0.889% | 0.8093% | 0% | 0% | 0% | 0% | 0% | 0%
| 9 | 0% | 0% | 0% | 0% | 0% | 0% | 0% | 0% | 0% | 0% | 0% | 0% | 0% | 0.8171% | 0.8576% | 0.8739% | 0.8638% | 0.8144% | 0% | 0% | 0% | 0% | 0% | 0%
| 10 | 0% | 0% | 0% | 0% | 0% | 0% | 0% | 0% | 0% | 0% | 0% | 0% | 0% | 0% | 0.8092% | 0.8089% | 0% | 0% | 0% | 0% | 0% | 0% | 0% | 0%
9 | 1 | 0% | 0% | 0% | 0% | 0% | 0% | 0% | 0% | 0% | 0% | 0.9148% | 2.26% | 2.678% | 3.875% | 4.127% | 4.238% | 4.06% | 3.468% | 2.846% | 2.93% | 1.052% | 0% | 0% | 0%
| 2 | 0% | 0% | 0% | 0% | 0% | 0% | 0% | 0% | 0% | 0% | 0.9813% | 1.162% | 3.135% | 3.404% | 3.528% | 3.565% | 3.377% | 2.875% | 0.8734% | 0.8354% | 0% | 0% | 0% | 0%
| 3 | 0% | 0% | 0% | 0% | 0% | 0% | 0% | 0% | 0% | 0% | 0% | 0% | 0.9469% | 2.049% | 2.164% | 2.144% | 2.009% | 1.828% | 0.8326% | 0.8325% | 0.8099% | 0% | 0% | 0%
| 4 | 0% | 0% | 0% | 0% | 0% | 0% | 0% | 0% | 0% | 0% | 0% | 0% | 0.9053% | 1.911% | 2.027% | 2.043% | 1.961% | 0.9247% | 0.8115% | 0% | 0% | 0% | 0% | 0%
| 5 | 0% | 0% | 0% | 0% | 0% | 0% | 0% | 0% | 0% | 0% | 0% | 0% | 0% | 0% | 0.9138% | 0.9403% | 0.9137% | 0% | 0% | 0% | 0% | 0% | 0% | 0%
10 | 1 | 0% | 0% | 0% | 0% | 0% | 0% | 0% | 0% | 0% | 0% | 0% | 1.03% | 1.242% | 1.396% | 1.655% | 1.635% | 1.496% | 1.242% | 1.063% | 1.086% | 0.8979% | 0% | 0% | 0%
| 2 | 0% | 0% | 0% | 0% | 0% | 0% | 0% | 0% | 0% | 0% | 0% | 0% | 0% | 0.9433% | 0.9749% | 1.014% | 0.9518% | 0% | 0% | 0% | 0% | 0% | 0% | 0%
| 3 | 0% | 0% | 0% | 0% | 0% | 0% | 0% | 0% | 0% | 0% | 0% | 0% | 0.8813% | 0.9543% | 0.984% | 0.9362% | 0% | 0% | 0% | 0% | 0% | 0% | 0% | 0%
| 4 | 0% | 0% | 0% | 0% | 0% | 0% | 0% | 0% | 0% | 0% | 0% | 0% | 0% | 0% | 0% | 0.8781% | 0% | 0% | 0% | 0% | 0% | 0% | 0% | 0%
300%
Data
Month | Call # | Sum of 1 | Sum of 2 | Sum of 3 | Sum of 4 | Sum of 5 | Sum of 6 | Sum of 7 | Sum of 8 | Sum of 9 | Sum of 10 | Sum of 11 | Sum of 12 | Sum of 13 | Sum of 14 | Sum of 15 | Sum of 16 | Sum of 17 | Sum of 18 | Sum of 19 | Sum of 20 | Sum of 21 | Sum of 22 | Sum of 23 | Sum of 24
5 | 1 | 0 | 0 | 0 | 0 | 0 | 0 | 0 | 0 | 0 | 0 | 0 | 0 | 0 | 0 | 0.0090192 | 0.0094149 | 0.0090075 | 0 | 0 | 0 | 0 | 0 | 0 | 0
5 Total |  | 0 | 0 | 0 | 0 | 0 | 0 | 0 | 0 | 0 | 0 | 0 | 0 | 0 | 0 | 0.0090192 | 0.0094149 | 0.0090075 | 0 | 0 | 0 | 0 | 0 | 0 | 0
6 | 1 | 0 | 0 | 0 | 0 | 0 | 0 | 0 | 0 | 0 | 0 | 0 | 0 | 0.0096039 | 0.018499 | 0.019415 | 0.02067 | 0.021064 | 0.01191 | 0.010584 | 0 | 0 | 0 | 0 | 0
| 2 | 0 | 0 | 0 | 0 | 0 | 0 | 0 | 0 | 0 | 0 | 0 | 0 | 0.0094037 | 0.01023 | 0.019436 | 0.021054 | 0.021015 | 0.011135 | 0.0095938 | 0 | 0 | 0 | 0 | 0
| 3 | 0 | 0 | 0 | 0 | 0 | 0 | 0 | 0 | 0 | 0 | 0 | 0 | 0.0087422 | 0.0093119 | 0.018479 | 0.018595 | 0.0097756 | 0.0087546 | 0 | 0 | 0 | 0 | 0 | 0
| 4 | 0 | 0 | 0 | 0 | 0 | 0 | 0 | 0 | 0 | 0 | 0 | 0 | 0 | 0 | 0 | 0.0088131 | 0.0091642 | 0.0089733 | 0 | 0 | 0 | 0 | 0 | 0
6 Total |  | 0 | 0 | 0 | 0 | 0 | 0 | 0 | 0 | 0 | 0 | 0 | 0 | 0.02775 | 0.038041 | 0.057331 | 0.069132 | 0.061019 | 0.040773 | 0.020178 | 0 | 0 | 0 | 0 | 0
7 | 1 | 0 | 0 | 0 | 0 | 0 | 0 | 0 | 0 | 0 | 0 | 0 | 0.0087788 | 0.010972 | 0.013911 | 0.02361 | 0.022606 | 0.013001 | 0.012131 | 0.010623 | 0.0093422 | 0.0094338 | 0 | 0 | 0
| 2 | 0 | 0 | 0 | 0 | 0 | 0 | 0 | 0 | 0 | 0 | 0 | 0.010612 | 0.013116 | 0.014516 | 0.0152 | 0.013406 | 0.011523 | 0.010113 | 0.0088664 | 0 | 0 | 0 | 0 | 0
| 3 | 0 | 0 | 0 | 0 | 0 | 0 | 0 | 0 | 0 | 0 | 0 | 0.0089547 | 0.0098761 | 0.010678 | 0.01115 | 0.011587 | 0.011561 | 0.010264 | 0.0085771 | 0 | 0 | 0 | 0 | 0
| 4 | 0 | 0 | 0 | 0 | 0 | 0 | 0 | 0 | 0 | 0 | 0 | 0.0091136 | 0.0098356 | 0.010579 | 0.010846 | 0.010377 | 0.0094167 | 0 | 0 | 0 | 0 | 0 | 0 | 0
| 5 | 0 | 0 | 0 | 0 | 0 | 0 | 0 | 0 | 0 | 0 | 0 | 0 | 0.0089922 | 0.0096182 | 0.010064 | 0.010579 | 0.010472 | 0.0085692 | 0 | 0 | 0 | 0 | 0 | 0
| 6 | 0 | 0 | 0 | 0 | 0 | 0 | 0 | 0 | 0 | 0 | 0 | 0 | 0.0091499 | 0.0093814 | 0.0094825 | 0.0092913 | 0.0092172 | 0.0088083 | 0 | 0 | 0 | 0 | 0 | 0
| 7 | 0 | 0 | 0 | 0 | 0 | 0 | 0 | 0 | 0 | 0 | 0 | 0 | 0.0084561 | 0.0091778 | 0.0095114 | 0.0097497 | 0.0095317 | 0.008751 | 0 | 0 | 0 | 0 | 0 | 0
| 8 | 0 | 0 | 0 | 0 | 0 | 0 | 0 | 0 | 0 | 0 | 0 | 0 | 0 | 0.0084904 | 0.0090652 | 0.0093681 | 0.0094842 | 0.008634 | 0 | 0 | 0 | 0 | 0 | 0
| 9 | 0 | 0 | 0 | 0 | 0 | 0 | 0 | 0 | 0 | 0 | 0 | 0 | 0.0084251 | 0.0086616 | 0.0085878 | 0.0085364 | 0.0084769 | 0 | 0 | 0 | 0 | 0 | 0 | 0
| 10 | 0 | 0 | 0 | 0 | 0 | 0 | 0 | 0 | 0 | 0 | 0 | 0 | 0 | 0.008393 | 0.0088759 | 0.0090285 | 0.0089046 | 0 | 0 | 0 | 0 | 0 | 0 | 0
| 11 | 0 | 0 | 0 | 0 | 0 | 0 | 0 | 0 | 0 | 0 | 0 | 0 | 0 | 0 | 0.0089262 | 0.009257 | 0.0090152 | 0 | 0 | 0 | 0 | 0 | 0 | 0
| 12 | 0 | 0 | 0 | 0 | 0 | 0 | 0 | 0 | 0 | 0 | 0 | 0 | 0 | 0 | 0.0083764 | 0.0087947 | 0.0088422 | 0 | 0 | 0 | 0 | 0 | 0 | 0
| 13 | 0 | 0 | 0 | 0 | 0 | 0 | 0 | 0 | 0 | 0 | 0 | 0 | 0 | 0.0083714 | 0.0085607 | 0.0085523 | 0 | 0 | 0 | 0 | 0 | 0 | 0 | 0
7 Total |  | 0 | 0 | 0 | 0 | 0 | 0 | 0 | 0 | 0 | 0 | 0 | 0.037459 | 0.078824 | 0.11178 | 0.14226 | 0.14113 | 0.11945 | 0.067271 | 0.028066 | 0.0093422 | 0.0094338 | 0 | 0 | 0
8 | 1 | 0 | 0 | 0 | 0 | 0 | 0 | 0 | 0 | 0 | 0 | 0.0082822 | 0.010012 | 0.020546 | 0.022332 | 0.031867 | 0.032117 | 0.031364 | 0.01936 | 0.0082732 | 0.0081686 | 0 | 0 | 0 | 0
| 2 | 0 | 0 | 0 | 0 | 0 | 0 | 0 | 0 | 0 | 0 | 0 | 0 | 0.017377 | 0.018836 | 0.019942 | 0.020245 | 0.019602 | 0.009469 | 0.0081218 | 0 | 0 | 0 | 0 | 0
| 3 | 0 | 0 | 0 | 0 | 0 | 0 | 0 | 0 | 0 | 0 | 0 | 0.0081338 | 0.017722 | 0.018961 | 0.019692 | 0.020256 | 0.019128 | 0.0083419 | 0 | 0 | 0 | 0 | 0 | 0
| 4 | 0 | 0 | 0 | 0 | 0 | 0 | 0 | 0 | 0 | 0 | 0 | 0 | 0.0082909 | 0.017954 | 0.018943 | 0.019221 | 0.018932 | 0.017298 | 0 | 0 | 0 | 0 | 0 | 0
| 5 | 0 | 0 | 0 | 0 | 0 | 0 | 0 | 0 | 0 | 0 | 0 | 0 | 0.0081211 | 0.017615 | 0.018243 | 0.018807 | 0.018582 | 0.0084542 | 0 | 0 | 0 | 0 | 0 | 0
| 6 | 0 | 0 | 0 | 0 | 0 | 0 | 0 | 0 | 0 | 0 | 0 | 0 | 0.008401 | 0.0089285 | 0.01795 | 0.018179 | 0.017928 | 0.0083496 | 0 | 0 | 0 | 0 | 0 | 0
| 7 | 0 | 0 | 0 | 0 | 0 | 0 | 0 | 0 | 0 | 0 | 0 | 0 | 0.008481 | 0.0089637 | 0.0091337 | 0.018119 | 0.017941 | 0.0081877 | 0 | 0 | 0 | 0 | 0 | 0
| 8 | 0 | 0 | 0 | 0 | 0 | 0 | 0 | 0 | 0 | 0 | 0 | 0 | 0.0081302 | 0.0086048 | 0.0089057 | 0.0089695 | 0.00889 | 0.0080932 | 0 | 0 | 0 | 0 | 0 | 0
| 9 | 0 | 0 | 0 | 0 | 0 | 0 | 0 | 0 | 0 | 0 | 0 | 0 | 0 | 0.0081711 | 0.0085764 | 0.008739 | 0.008638 | 0.0081444 | 0 | 0 | 0 | 0 | 0 | 0
| 10 | 0 | 0 | 0 | 0 | 0 | 0 | 0 | 0 | 0 | 0 | 0 | 0 | 0 | 0 | 0.0080918 | 0.0080889 | 0 | 0 | 0 | 0 | 0 | 0 | 0 | 0
8 Total |  | 0 | 0 | 0 | 0 | 0 | 0 | 0 | 0 | 0 | 0 | 0.0082822 | 0.018146 | 0.097069 | 0.13036 | 0.16134 | 0.17274 | 0.161 | 0.095698 | 0.016395 | 0.0081686 | 0 | 0 | 0 | 0
9 | 1 | 0 | 0 | 0 | 0 | 0 | 0 | 0 | 0 | 0 | 0 | 0.0091475 | 0.022602 | 0.026776 | 0.038755 | 0.041265 | 0.042375 | 0.040598 | 0.034683 | 0.028459 | 0.029299 | 0.010523 | 0 | 0 | 0
| 2 | 0 | 0 | 0 | 0 | 0 | 0 | 0 | 0 | 0 | 0 | 0.0098129 | 0.011622 | 0.031348 | 0.034036 | 0.035283 | 0.035655 | 0.033775 | 0.028746 | 0.0087339 | 0.0083542 | 0 | 0 | 0 | 0
| 3 | 0 | 0 | 0 | 0 | 0 | 0 | 0 | 0 | 0 | 0 | 0 | 0 | 0.009469 | 0.020486 | 0.021642 | 0.02144 | 0.020086 | 0.018279 | 0.0083259 | 0.0083255 | 0.0080993 | 0 | 0 | 0
| 4 | 0 | 0 | 0 | 0 | 0 | 0 | 0 | 0 | 0 | 0 | 0 | 0 | 0.0090527 | 0.019113 | 0.020268 | 0.020429 | 0.019608 | 0.0092472 | 0.0081146 | 0 | 0 | 0 | 0 | 0
| 5 | 0 | 0 | 0 | 0 | 0 | 0 | 0 | 0 | 0 | 0 | 0 | 0 | 0 | 0 | 0.009138 | 0.0094032 | 0.0091366 | 0 | 0 | 0 | 0 | 0 | 0 | 0
9 Total |  | 0 | 0 | 0 | 0 | 0 | 0 | 0 | 0 | 0 | 0 | 0.01896 | 0.034224 | 0.076646 | 0.11239 | 0.1276 | 0.1293 | 0.1232 | 0.090955 | 0.053634 | 0.045979 | 0.018622 | 0 | 0 | 0
10 | 1 | 0 | 0 | 0 | 0 | 0 | 0 | 0 | 0 | 0 | 0 | 0 | 0.010303 | 0.012417 | 0.013958 | 0.016546 | 0.016346 | 0.014964 | 0.012417 | 0.010629 | 0.010858 | 0.0089789 | 0 | 0 | 0
| 2 | 0 | 0 | 0 | 0 | 0 | 0 | 0 | 0 | 0 | 0 | 0 | 0 | 0 | 0.0094334 | 0.0097492 | 0.010141 | 0.0095176 | 0 | 0 | 0 | 0 | 0 | 0 | 0
| 3 | 0 | 0 | 0 | 0 | 0 | 0 | 0 | 0 | 0 | 0 | 0 | 0 | 0.0088126 | 0.0095429 | 0.0098402 | 0.0093619 | 0 | 0 | 0 | 0 | 0 | 0 | 0 | 0
| 4 | 0 | 0 | 0 | 0 | 0 | 0 | 0 | 0 | 0 | 0 | 0 | 0 | 0 | 0 | 0 | 0.0087808 | 0 | 0 | 0 | 0 | 0 | 0 | 0 | 0
10 Total |  | 0 | 0 | 0 | 0 | 0 | 0 | 0 | 0 | 0 | 0 | 0 | 0.010303 | 0.02123 | 0.032934 | 0.036136 | 0.044629 | 0.024482 | 0.012417 | 0.010629 | 0.010858 | 0.0089789 | 0 | 0 | 0
Grand Total |  | 0 | 0 | 0 | 0 | 0 | 0 | 0 | 0 | 0 | 0 | 0.027243 | 0.10013 | 0.30152 | 0.42551 | 0.53368 | 0.56635 | 0.49816 | 0.30711 | 0.1289 | 0.074348 | 0.037035 | 0 | 0 | 0

## SDG&Eprob
Calculation of how many calls would be made based on total probabilities per day
[58 empty] | Sum of Weight | Hour
Date | Year | Month | Call # | 1 | 2 | 3 | 4 | 5 | 6 | 7 | 8 | 9 | 10 | 11 | 12 | 13 | 14 | 15 | 16 | 17 | 18 | 19 | 20 | 21 | 22 | 23 | 24 | Grand Total | Date | Year | Month | Call # | 1 | 2 | 3 | 4 | 5 | 6 | 7 | 8 | 9 | 10 | 11 | 12 | 13 | 14 | 15 | 16 | 17 | 18 | 19 | 20 | 21 | 22 | 23 | 24 | Grand Total | Date | 11 | 12 | 13 | 14 | 15 | 16 | 17 | 18 | 19 | 20 | 21 | Grand Total
2006-06-26 | 2006 | 6 | 3 | 0% | 0% | 0% | 0% | 0% | 0% | 0% | 0% | 0% | 0% | 0% | 0% | 0% | 0% | 0.873% | 0.8602% | 0% | 0% | 0% | 0% | 0% | 0% | 0% | 0% | 1.733% | 2006-06-26 | 2006 | 6 | 3 | [14 empty] | 0.873% | 0.8602% | [8 empty] | 1.733% | 2006-06-26 |  |  |  |  | 0.0087302 | 0.0086017 | [5 empty] | 0.017332
2006-06-28 | 2006 | 6 | 1 | 0% | 0% | 0% | 0% | 0% | 0% | 0% | 0% | 0% | 0% | 0% | 0% | 0% | 0.842% | 0.8783% | 0.9096% | 0.8927% | 0% | 0% | 0% | 0% | 0% | 0% | 0% | 3.523% | 2006-06-28 | 2006 | 6 | 1 | [13 empty] | 0.842% | 0.8783% | 0.9096% | 0.8927% | [7 empty] | 3.523% | 2006-06-28 |  |  |  | 0.0084199 | 0.008783 | 0.0090961 | 0.0089267 |  |  |  |  | 0.035226
2006-06-29 | 2006 | 6 | 2 | 0% | 0% | 0% | 0% | 0% | 0% | 0% | 0% | 0% | 0% | 0% | 0% | 0% | 0% | 0.8373% | 0.8694% | 0.8725% | 0% | 0% | 0% | 0% | 0% | 0% | 0% | 2.579% | 2006-06-29 | 2006 | 6 | 2 | [14 empty] | 0.8373% | 0.8694% | 0.8725% | [7 empty] | 2.579% | 2006-06-29 |  |  |  |  | 0.0083735 | 0.0086939 | 0.0087251 |  |  |  |  | 0.025793
2006-07-12 | 2006 | 7 | 12 | 0% | 0% | 0% | 0% | 0% | 0% | 0% | 0% | 0% | 0% | 0% | 0% | 0% | 0% | 0.8376% | 0.8795% | 0.8842% | 0% | 0% | 0% | 0% | 0% | 0% | 0% | 2.601% | 2006-07-12 | 2006 | 7 | 12 | [14 empty] | 0.8376% | 0.8795% | 0.8842% | [7 empty] | 2.601% | 2006-07-12 |  |  |  |  | 0.0083764 | 0.0087947 | 0.0088422 |  |  |  |  | 0.026013
2006-07-13 | 2006 | 7 | 8 | 0% | 0% | 0% | 0% | 0% | 0% | 0% | 0% | 0% | 0% | 0% | 0% | 0% | 0.849% | 0.9065% | 0.9368% | 0.9484% | 0.8634% | 0% | 0% | 0% | 0% | 0% | 0% | 4.504% | 2006-07-13 | 2006 | 7 | 8 | [13 empty] | 0.849% | 0.9065% | 0.9368% | 0.9484% | 0.8634% | [6 empty] | 4.504% | 2006-07-13 |  |  |  | 0.0084904 | 0.0090652 | 0.0093681 | 0.0094842 | 0.008634 |  |  |  | 0.045042
2006-07-14 | 2006 | 7 | 7 | 0% | 0% | 0% | 0% | 0% | 0% | 0% | 0% | 0% | 0% | 0% | 0% | 0.8456% | 0.9178% | 0.9511% | 0.975% | 0.9532% | 0.8751% | 0% | 0% | 0% | 0% | 0% | 0% | 5.518% | 2006-07-14 | 2006 | 7 | 7 | [12 empty] | 0.8456% | 0.9178% | 0.9511% | 0.975% | 0.9532% | 0.8751% | [6 empty] | 5.518% | 2006-07-14 |  |  | 0.0084561 | 0.0091778 | 0.0095114 | 0.0097497 | 0.0095317 | 0.008751 |  |  |  | 0.055178
2006-07-15 | 2006 | 7 | 11 | 0% | 0% | 0% | 0% | 0% | 0% | 0% | 0% | 0% | 0% | 0% | 0% | 0% | 0% | 0.8926% | 0.9257% | 0.9015% | 0% | 0% | 0% | 0% | 0% | 0% | 0% | 2.72% | 2006-07-15 | 2006 | 7 | 11 | [14 empty] | 0.8926% | 0.9257% | 0.9015% | [7 empty] | 2.72% | 2006-07-15 |  |  |  |  | 0.0089262 | 0.009257 | 0.0090152 |  |  |  |  | 0.027198
2006-07-18 | 2006 | 7 | 13 | 0% | 0% | 0% | 0% | 0% | 0% | 0% | 0% | 0% | 0% | 0% | 0% | 0% | 0.8371% | 0.8561% | 0.8552% | 0% | 0% | 0% | 0% | 0% | 0% | 0% | 0% | 2.548% | 2006-07-18 | 2006 | 7 | 13 | [13 empty] | 0.8371% | 0.8561% | 0.8552% | [8 empty] | 2.548% | 2006-07-18 |  |  |  | 0.0083714 | 0.0085607 | 0.0085523 | [5 empty] | 0.025484
2006-07-20 | 2006 | 7 | 10 | 0% | 0% | 0% | 0% | 0% | 0% | 0% | 0% | 0% | 0% | 0% | 0% | 0% | 0.8393% | 0.8876% | 0.9029% | 0.8905% | 0% | 0% | 0% | 0% | 0% | 0% | 0% | 3.52% | 2006-07-20 | 2006 | 7 | 10 | [13 empty] | 0.8393% | 0.8876% | 0.9029% | 0.8905% | [7 empty] | 3.52% | 2006-07-20 |  |  |  | 0.008393 | 0.0088759 | 0.0090285 | 0.0089046 |  |  |  |  | 0.035202
2006-07-21 | 2006 | 7 | 5 | 0% | 0% | 0% | 0% | 0% | 0% | 0% | 0% | 0% | 0% | 0% | 0% | 0.8992% | 0.9618% | 1.006% | 1.058% | 1.047% | 0.8569% | 0% | 0% | 0% | 0% | 0% | 0% | 5.829% | 2006-07-21 | 2006 | 7 | 5 | [12 empty] | 0.8992% | 0.9618% | 1.006% | 1.058% | 1.047% | 0.8569% | [6 empty] | 5.829% | 2006-07-21 |  |  | 0.0089922 | 0.0096182 | 0.010064 | 0.010579 | 0.010472 | 0.0085692 |  |  |  | 0.058295
2006-07-22 | 2006 | 7 | 2 | 0% | 0% | 0% | 0% | 0% | 0% | 0% | 0% | 0% | 0% | 0% | 1.061% | 1.312% | 1.452% | 1.52% | 1.341% | 1.152% | 1.011% | 0.8866% | 0% | 0% | 0% | 0% | 0% | 9.735% | 2006-07-22 | 2006 | 7 | 2 | [11 empty] | 1.061% | 1.312% | 1.452% | 1.52% | 1.341% | 1.152% | 1.011% | 0.8866% | [5 empty] | 9.735% | 2006-07-22 |  | 0.010612 | 0.013116 | 0.014516 | 0.0152 | 0.013406 | 0.011523 | 0.010113 | 0.0088664 |  |  | 0.097352
2006-07-24 | 2006 | 7 | 1 | 0% | 0% | 0% | 0% | 0% | 0% | 0% | 0% | 0% | 0% | 0% | 0.8779% | 1.097% | 1.391% | 1.543% | 1.44% | 1.3% | 1.213% | 1.062% | 0.9342% | 0.9434% | 0% | 0% | 0% | 11.8% | 2006-07-24 | 2006 | 7 | 1 | [11 empty] | 0.8779% | 1.097% | 1.391% | 1.543% | 1.44% | 1.3% | 1.213% | 1.062% | 0.9342% | 0.9434% |  |  |  | 11.8% | 2006-07-24 |  | 0.0087788 | 0.010972 | 0.013911 | 0.015426 | 0.014395 | 0.013001 | 0.012131 | 0.010623 | 0.0093422 | 0.0094338 | 0.11801
2006-07-25 | 2006 | 7 | 9 | 0% | 0% | 0% | 0% | 0% | 0% | 0% | 0% | 0% | 0% | 0% | 0% | 0.8425% | 0.8662% | 0.8588% | 0.8536% | 0.8477% | 0% | 0% | 0% | 0% | 0% | 0% | 0% | 4.269% | 2006-07-25 | 2006 | 7 | 9 | [12 empty] | 0.8425% | 0.8662% | 0.8588% | 0.8536% | 0.8477% | [7 empty] | 4.269% | 2006-07-25 |  |  | 0.0084251 | 0.0086616 | 0.0085878 | 0.0085364 | 0.0084769 |  |  |  |  | 0.042688
2006-07-26 | 2006 | 7 | 6 | 0% | 0% | 0% | 0% | 0% | 0% | 0% | 0% | 0% | 0% | 0% | 0% | 0.915% | 0.9381% | 0.9483% | 0.9291% | 0.9217% | 0.8808% | 0% | 0% | 0% | 0% | 0% | 0% | 5.533% | 2006-07-26 | 2006 | 7 | 6 | [12 empty] | 0.915% | 0.9381% | 0.9483% | 0.9291% | 0.9217% | 0.8808% | [6 empty] | 5.533% | 2006-07-26 |  |  | 0.0091499 | 0.0093814 | 0.0094825 | 0.0092913 | 0.0092172 | 0.0088083 |  |  |  | 0.055331
2006-07-27 | 2006 | 7 | 3 | 0% | 0% | 0% | 0% | 0% | 0% | 0% | 0% | 0% | 0% | 0% | 0.8955% | 0.9876% | 1.068% | 1.115% | 1.159% | 1.156% | 1.026% | 0.8577% | 0% | 0% | 0% | 0% | 0% | 8.265% | 2006-07-27 | 2006 | 7 | 3 | [11 empty] | 0.8955% | 0.9876% | 1.068% | 1.115% | 1.159% | 1.156% | 1.026% | 0.8577% | [5 empty] | 8.265% | 2006-07-27 |  | 0.0089547 | 0.0098761 | 0.010678 | 0.01115 | 0.011587 | 0.011561 | 0.010264 | 0.0085771 |  |  | 0.082648
2006-07-28 | 2006 | 7 | 4 | 0% | 0% | 0% | 0% | 0% | 0% | 0% | 0% | 0% | 0% | 0% | 0.9114% | 0.9836% | 1.058% | 1.085% | 1.038% | 0.9417% | 0% | 0% | 0% | 0% | 0% | 0% | 0% | 6.017% | 2006-07-28 | 2006 | 7 | 4 | [11 empty] | 0.9114% | 0.9836% | 1.058% | 1.085% | 1.038% | 0.9417% | [7 empty] | 6.017% | 2006-07-28 |  | 0.0091136 | 0.0098356 | 0.010579 | 0.010846 | 0.010377 | 0.0094167 |  |  |  |  | 0.060168
2006-08-23 | 2006 | 8 | 1 | 0% | 0% | 0% | 0% | 0% | 0% | 0% | 0% | 0% | 0% | 0% | 0% | 0% | 0% | 0.8573% | 0.8856% | 0.8733% | 0% | 0% | 0% | 0% | 0% | 0% | 0% | 2.616% | 2006-08-23 | 2006 | 8 | 1 | [14 empty] | 0.8573% | 0.8856% | 0.8733% | [7 empty] | 2.616% | 2006-08-23 |  |  |  |  | 0.0085727 | 0.0088564 | 0.0087334 |  |  |  |  | 0.026163
2006-09-05 | 2006 | 9 | 1 | 0% | 0% | 0% | 0% | 0% | 0% | 0% | 0% | 0% | 0% | 0% | 0.964% | 1.128% | 1.286% | 1.414% | 1.507% | 1.402% | 1.177% | 0.8971% | 0.8916% | 0% | 0% | 0% | 0% | 10.67% | 2006-09-05 | 2006 | 9 | 1 | [11 empty] | 0.964% | 1.128% | 1.286% | 1.414% | 1.507% | 1.402% | 1.177% | 0.8971% | 0.8916% |  |  |  |  | 10.67% | 2006-09-05 |  | 0.0096401 | 0.011284 | 0.012855 | 0.014139 | 0.015067 | 0.014024 | 0.011772 | 0.0089707 | 0.0089161 |  | 0.10667
2006-09-06 | 2006 | 9 | 2 | 0% | 0% | 0% | 0% | 0% | 0% | 0% | 0% | 0% | 0% | 0% | 0% | 0.9369% | 1.022% | 1.063% | 1.086% | 1.032% | 0.8807% | 0% | 0% | 0% | 0% | 0% | 0% | 6.021% | 2006-09-06 | 2006 | 9 | 2 | [12 empty] | 0.9369% | 1.022% | 1.063% | 1.086% | 1.032% | 0.8807% | [6 empty] | 6.021% | 2006-09-06 |  |  | 0.0093686 | 0.010223 | 0.010634 | 0.010857 | 0.010315 | 0.0088074 |  |  |  | 0.060205
2007-07-27 | 2007 | 7 | 1 | 0% | 0% | 0% | 0% | 0% | 0% | 0% | 0% | 0% | 0% | 0% | 0% | 0% | 0% | 0.8184% | 0.8211% | 0% | 0% | 0% | 0% | 0% | 0% | 0% | 0% | 1.639% | 2007-07-27 | 2007 | 7 | 1 | [14 empty] | 0.8184% | 0.8211% | [8 empty] | 1.639% | 2007-07-27 |  |  |  |  | 0.0081837 | 0.008211 | [5 empty] | 0.016395
2007-08-15 | 2007 | 8 | 7 | 0% | 0% | 0% | 0% | 0% | 0% | 0% | 0% | 0% | 0% | 0% | 0% | 0.8481% | 0.8964% | 0.9134% | 0.936% | 0.9179% | 0.8188% | 0% | 0% | 0% | 0% | 0% | 0% | 5.33% | 2007-08-15 | 2007 | 8 | 7 | [12 empty] | 0.8481% | 0.8964% | 0.9134% | 0.936% | 0.9179% | 0.8188% | [6 empty] | 5.33% | 2007-08-15 |  |  | 0.008481 | 0.0089637 | 0.0091337 | 0.0093597 | 0.0091785 | 0.0081877 |  |  |  | 0.053304
2007-08-16 | 2007 | 8 | 6 | 0% | 0% | 0% | 0% | 0% | 0% | 0% | 0% | 0% | 0% | 0% | 0% | 0.8401% | 0.8928% | 0.9241% | 0.9297% | 0.9154% | 0.835% | 0% | 0% | 0% | 0% | 0% | 0% | 5.337% | 2007-08-16 | 2007 | 8 | 6 | [12 empty] | 0.8401% | 0.8928% | 0.9241% | 0.9297% | 0.9154% | 0.835% | [6 empty] | 5.337% | 2007-08-16 |  |  | 0.008401 | 0.0089285 | 0.0092406 | 0.0092969 | 0.0091544 | 0.0083496 |  |  |  | 0.053371
2007-08-17 | 2007 | 8 | 8 | 0% | 0% | 0% | 0% | 0% | 0% | 0% | 0% | 0% | 0% | 0% | 0% | 0.813% | 0.8605% | 0.8906% | 0.8969% | 0.889% | 0.8093% | 0% | 0% | 0% | 0% | 0% | 0% | 5.159% | 2007-08-17 | 2007 | 8 | 8 | [12 empty] | 0.813% | 0.8605% | 0.8906% | 0.8969% | 0.889% | 0.8093% | [6 empty] | 5.159% | 2007-08-17 |  |  | 0.0081302 | 0.0086048 | 0.0089057 | 0.0089695 | 0.00889 | 0.0080932 |  |  |  | 0.051593
2007-08-20 | 2007 | 8 | 2 | 0% | 0% | 0% | 0% | 0% | 0% | 0% | 0% | 0% | 0% | 0% | 0% | 0.8611% | 0.9493% | 1.023% | 1.059% | 1.038% | 0.9469% | 0.8122% | 0% | 0% | 0% | 0% | 0% | 6.689% | 2007-08-20 | 2007 | 8 | 2 | [12 empty] | 0.8611% | 0.9493% | 1.023% | 1.059% | 1.038% | 0.9469% | 0.8122% | [5 empty] | 6.689% | 2007-08-20 |  |  | 0.0086109 | 0.0094928 | 0.010229 | 0.010591 | 0.010378 | 0.009469 | 0.0081218 |  |  | 0.066893
2007-08-21 | 2007 | 8 | 4 | 0% | 0% | 0% | 0% | 0% | 0% | 0% | 0% | 0% | 0% | 0% | 0% | 0.8291% | 0.9025% | 0.9461% | 0.963% | 0.9344% | 0.8447% | 0% | 0% | 0% | 0% | 0% | 0% | 5.42% | 2007-08-21 | 2007 | 8 | 4 | [12 empty] | 0.8291% | 0.9025% | 0.9461% | 0.963% | 0.9344% | 0.8447% | [6 empty] | 5.42% | 2007-08-21 |  |  | 0.0082909 | 0.0090252 | 0.0094611 | 0.0096297 | 0.0093443 | 0.0084467 |  |  |  | 0.054198
2007-08-27 | 2007 | 8 | 10 | 0% | 0% | 0% | 0% | 0% | 0% | 0% | 0% | 0% | 0% | 0% | 0% | 0% | 0% | 0.8092% | 0.8089% | 0% | 0% | 0% | 0% | 0% | 0% | 0% | 0% | 1.618% | 2007-08-27 | 2007 | 8 | 10 | [14 empty] | 0.8092% | 0.8089% | [8 empty] | 1.618% | 2007-08-27 |  |  |  |  | 0.0080918 | 0.0080889 | [5 empty] | 0.016181
2007-08-28 | 2007 | 8 | 9 | 0% | 0% | 0% | 0% | 0% | 0% | 0% | 0% | 0% | 0% | 0% | 0% | 0% | 0.8171% | 0.8576% | 0.8739% | 0.8638% | 0.8144% | 0% | 0% | 0% | 0% | 0% | 0% | 4.227% | 2007-08-28 | 2007 | 8 | 9 | [13 empty] | 0.8171% | 0.8576% | 0.8739% | 0.8638% | 0.8144% | [6 empty] | 4.227% | 2007-08-28 |  |  |  | 0.0081711 | 0.0085764 | 0.008739 | 0.008638 | 0.0081444 |  |  |  | 0.042269
2007-08-29 | 2007 | 8 | 5 | 0% | 0% | 0% | 0% | 0% | 0% | 0% | 0% | 0% | 0% | 0% | 0% | 0.8121% | 0.8833% | 0.9113% | 0.9445% | 0.9422% | 0.8454% | 0% | 0% | 0% | 0% | 0% | 0% | 5.339% | 2007-08-29 | 2007 | 8 | 5 | [12 empty] | 0.8121% | 0.8833% | 0.9113% | 0.9445% | 0.9422% | 0.8454% | [6 empty] | 5.339% | 2007-08-29 |  |  | 0.0081211 | 0.0088329 | 0.0091131 | 0.0094454 | 0.0094219 | 0.0084542 |  |  |  | 0.053389
2007-08-30 | 2007 | 8 | 3 | 0% | 0% | 0% | 0% | 0% | 0% | 0% | 0% | 0% | 0% | 0% | 0.8134% | 0.8948% | 0.9754% | 1.027% | 1.059% | 0.9613% | 0.8342% | 0% | 0% | 0% | 0% | 0% | 0% | 6.565% | 2007-08-30 | 2007 | 8 | 3 | [11 empty] | 0.8134% | 0.8948% | 0.9754% | 1.027% | 1.059% | 0.9613% | 0.8342% | [6 empty] | 6.565% | 2007-08-30 |  | 0.0081338 | 0.0089483 | 0.0097539 | 0.010266 | 0.010591 | 0.0096134 | 0.0083419 |  |  |  | 0.065648
2007-08-31 | 2007 | 8 | 1 | 0% | 0% | 0% | 0% | 0% | 0% | 0% | 0% | 0% | 0% | 0.8282% | 1.001% | 1.155% | 1.255% | 1.317% | 1.274% | 1.241% | 1.034% | 0.8273% | 0.8169% | 0% | 0% | 0% | 0% | 10.75% | 2007-08-31 | 2007 | 8 | 1 | [10 empty] | 0.8282% | 1.001% | 1.155% | 1.255% | 1.317% | 1.274% | 1.241% | 1.034% | 0.8273% | 0.8169% |  |  |  |  | 10.75% | 2007-08-31 | 0.0082822 | 0.010012 | 0.011551 | 0.012547 | 0.013173 | 0.012744 | 0.012409 | 0.01034 | 0.0082732 | 0.0081686 |  | 0.1075
2007-09-01 | 2007 | 9 | 4 | 0% | 0% | 0% | 0% | 0% | 0% | 0% | 0% | 0% | 0% | 0% | 0% | 0.9053% | 0.9968% | 1.082% | 1.081% | 1.021% | 0.9247% | 0.8115% | 0% | 0% | 0% | 0% | 0% | 6.823% | 2007-09-01 | 2007 | 9 | 4 | [12 empty] | 0.9053% | 0.9968% | 1.082% | 1.081% | 1.021% | 0.9247% | 0.8115% | [5 empty] | 6.823% | 2007-09-01 |  |  | 0.0090527 | 0.009968 | 0.010824 | 0.010813 | 0.01021 | 0.0092472 | 0.0081146 |  |  | 0.06823
2007-09-02 | 2007 | 9 | 3 | 0% | 0% | 0% | 0% | 0% | 0% | 0% | 0% | 0% | 0% | 0% | 0% | 0.9469% | 1.088% | 1.154% | 1.115% | 1.005% | 0.9265% | 0.8326% | 0.8325% | 0.8099% | 0% | 0% | 0% | 8.71% | 2007-09-02 | 2007 | 9 | 3 | [12 empty] | 0.9469% | 1.088% | 1.154% | 1.115% | 1.005% | 0.9265% | 0.8326% | 0.8325% | 0.8099% |  |  |  | 8.71% | 2007-09-02 |  |  | 0.009469 | 0.010875 | 0.011539 | 0.011153 | 0.010047 | 0.0092647 | 0.0083259 | 0.0083255 | 0.0080993 | 0.0871
2007-09-03 | 2007 | 9 | 1 | 0% | 0% | 0% | 0% | 0% | 0% | 0% | 0% | 0% | 0% | 0.9148% | 1.296% | 1.549% | 1.632% | 1.639% | 1.566% | 1.512% | 1.305% | 1.054% | 1.092% | 1.052% | 0% | 0% | 0% | 14.61% | 2007-09-03 | 2007 | 9 | 1 | [10 empty] | 0.9148% | 1.296% | 1.549% | 1.632% | 1.639% | 1.566% | 1.512% | 1.305% | 1.054% | 1.092% | 1.052% |  |  |  | 14.61% | 2007-09-03 | 0.0091475 | 0.012962 | 0.015493 | 0.016317 | 0.016387 | 0.015664 | 0.015121 | 0.013052 | 0.010542 | 0.010917 | 0.010523 | 0.14612
2007-09-04 | 2007 | 9 | 2 | 0% | 0% | 0% | 0% | 0% | 0% | 0% | 0% | 0% | 0% | 0.9813% | 1.162% | 1.31% | 1.397% | 1.416% | 1.409% | 1.319% | 1.078% | 0.8734% | 0.8354% | 0% | 0% | 0% | 0% | 11.78% | 2007-09-04 | 2007 | 9 | 2 | [10 empty] | 0.9813% | 1.162% | 1.31% | 1.397% | 1.416% | 1.409% | 1.319% | 1.078% | 0.8734% | 0.8354% |  |  |  |  | 11.78% | 2007-09-04 | 0.0098129 | 0.011622 | 0.013097 | 0.013967 | 0.014159 | 0.014089 | 0.013188 | 0.010782 | 0.0087339 | 0.0083542 |  | 0.11781
2008-05-19 | 2008 | 5 | 1 | 0% | 0% | 0% | 0% | 0% | 0% | 0% | 0% | 0% | 0% | 0% | 0% | 0% | 0% | 0.9019% | 0.9415% | 0.9007% | 0% | 0% | 0% | 0% | 0% | 0% | 0% | 2.744% | 2008-05-19 | 2008 | 5 | 1 | [14 empty] | 0.9019% | 0.9415% | 0.9007% | [7 empty] | 2.744% | 2008-05-19 |  |  |  |  | 0.0090192 | 0.0094149 | 0.0090075 |  |  |  |  | 0.027442
2008-06-20 | 2008 | 6 | 2 | 0% | 0% | 0% | 0% | 0% | 0% | 0% | 0% | 0% | 0% | 0% | 0% | 0.9404% | 1.023% | 1.106% | 1.236% | 1.229% | 1.113% | 0.9594% | 0% | 0% | 0% | 0% | 0% | 7.608% | 2008-06-20 | 2008 | 6 | 2 | [12 empty] | 0.9404% | 1.023% | 1.106% | 1.236% | 1.229% | 1.113% | 0.9594% | [5 empty] | 7.608% | 2008-06-20 |  |  | 0.0094037 | 0.01023 | 0.011063 | 0.01236 | 0.01229 | 0.011135 | 0.0095938 |  |  | 0.076075
2008-06-21 | 2008 | 6 | 1 | 0% | 0% | 0% | 0% | 0% | 0% | 0% | 0% | 0% | 0% | 0% | 0% | 0.9604% | 1.008% | 1.063% | 1.157% | 1.214% | 1.191% | 1.058% | 0% | 0% | 0% | 0% | 0% | 7.652% | 2008-06-21 | 2008 | 6 | 1 | [12 empty] | 0.9604% | 1.008% | 1.063% | 1.157% | 1.214% | 1.191% | 1.058% | [5 empty] | 7.652% | 2008-06-21 |  |  | 0.0096039 | 0.010079 | 0.010632 | 0.011574 | 0.012138 | 0.01191 | 0.010584 |  |  | 0.076522
2008-06-22 | 2008 | 6 | 4 | 0% | 0% | 0% | 0% | 0% | 0% | 0% | 0% | 0% | 0% | 0% | 0% | 0% | 0% | 0% | 0.8813% | 0.9164% | 0.8973% | 0% | 0% | 0% | 0% | 0% | 0% | 2.695% | 2008-06-22 | 2008 | 6 | 4 | [15 empty] | 0.8813% | 0.9164% | 0.8973% | [6 empty] | 2.695% | 2008-06-22 | [5 empty] | 0.0088131 | 0.0091642 | 0.0089733 |  |  |  | 0.026951
2008-06-23 | 2008 | 6 | 3 | 0% | 0% | 0% | 0% | 0% | 0% | 0% | 0% | 0% | 0% | 0% | 0% | 0.8742% | 0.9312% | 0.9749% | 0.9993% | 0.9776% | 0.8755% | 0% | 0% | 0% | 0% | 0% | 0% | 5.633% | 2008-06-23 | 2008 | 6 | 3 | [12 empty] | 0.8742% | 0.9312% | 0.9749% | 0.9993% | 0.9776% | 0.8755% | [6 empty] | 5.633% | 2008-06-23 |  |  | 0.0087422 | 0.0093119 | 0.0097492 | 0.0099934 | 0.0097756 | 0.0087546 |  |  |  | 0.056327
2008-08-04 | 2008 | 8 | 3 | 0% | 0% | 0% | 0% | 0% | 0% | 0% | 0% | 0% | 0% | 0% | 0% | 0.8774% | 0.9207% | 0.9427% | 0.9665% | 0.9514% | 0% | 0% | 0% | 0% | 0% | 0% | 0% | 4.659% | 2008-08-04 | 2008 | 8 | 3 | [12 empty] | 0.8774% | 0.9207% | 0.9427% | 0.9665% | 0.9514% | [7 empty] | 4.659% | 2008-08-04 |  |  | 0.0087737 | 0.0092067 | 0.0094268 | 0.0096646 | 0.0095145 |  |  |  |  | 0.046586
2008-08-05 | 2008 | 8 | 6 | 0% | 0% | 0% | 0% | 0% | 0% | 0% | 0% | 0% | 0% | 0% | 0% | 0% | 0% | 0.8709% | 0.8882% | 0.8774% | 0% | 0% | 0% | 0% | 0% | 0% | 0% | 2.636% | 2008-08-05 | 2008 | 8 | 6 | [14 empty] | 0.8709% | 0.8882% | 0.8774% | [7 empty] | 2.636% | 2008-08-05 |  |  |  |  | 0.0087091 | 0.008882 | 0.0087737 |  |  |  |  | 0.026365
2008-08-06 | 2008 | 8 | 4 | 0% | 0% | 0% | 0% | 0% | 0% | 0% | 0% | 0% | 0% | 0% | 0% | 0% | 0.8928% | 0.9482% | 0.9592% | 0.9588% | 0.8851% | 0% | 0% | 0% | 0% | 0% | 0% | 4.644% | 2008-08-06 | 2008 | 8 | 4 | [13 empty] | 0.8928% | 0.9482% | 0.9592% | 0.9588% | 0.8851% | [6 empty] | 4.644% | 2008-08-06 |  |  |  | 0.0089283 | 0.0094816 | 0.0095916 | 0.0095879 | 0.0088515 |  |  |  | 0.046441
2008-08-07 | 2008 | 8 | 1 | 0% | 0% | 0% | 0% | 0% | 0% | 0% | 0% | 0% | 0% | 0% | 0% | 0.8995% | 0.9785% | 1.012% | 1.052% | 1.022% | 0.902% | 0% | 0% | 0% | 0% | 0% | 0% | 5.866% | 2008-08-07 | 2008 | 8 | 1 | [12 empty] | 0.8995% | 0.9785% | 1.012% | 1.052% | 1.022% | 0.902% | [6 empty] | 5.866% | 2008-08-07 |  |  | 0.0089953 | 0.009785 | 0.010122 | 0.010517 | 0.010221 | 0.0090197 |  |  |  | 0.058659
2008-08-08 | 2008 | 8 | 2 | 0% | 0% | 0% | 0% | 0% | 0% | 0% | 0% | 0% | 0% | 0% | 0% | 0.8766% | 0.9343% | 0.9714% | 0.9654% | 0.9223% | 0% | 0% | 0% | 0% | 0% | 0% | 0% | 4.67% | 2008-08-08 | 2008 | 8 | 2 | [12 empty] | 0.8766% | 0.9343% | 0.9714% | 0.9654% | 0.9223% | [7 empty] | 4.67% | 2008-08-08 |  |  | 0.0087657 | 0.0093431 | 0.0097135 | 0.0096538 | 0.0092234 |  |  |  |  | 0.0467
2008-08-25 | 2008 | 8 | 7 | 0% | 0% | 0% | 0% | 0% | 0% | 0% | 0% | 0% | 0% | 0% | 0% | 0% | 0% | 0% | 0.8759% | 0.8763% | 0% | 0% | 0% | 0% | 0% | 0% | 0% | 1.752% | 2008-08-25 | 2008 | 8 | 7 | [15 empty] | 0.8759% | 0.8763% | [7 empty] | 1.752% | 2008-08-25 | [5 empty] | 0.0087595 | 0.0087626 |  |  |  |  | 0.017522
2008-08-26 | 2008 | 8 | 5 | 0% | 0% | 0% | 0% | 0% | 0% | 0% | 0% | 0% | 0% | 0% | 0% | 0% | 0.8782% | 0.913% | 0.9361% | 0.916% | 0% | 0% | 0% | 0% | 0% | 0% | 0% | 3.643% | 2008-08-26 | 2008 | 8 | 5 | [13 empty] | 0.8782% | 0.913% | 0.9361% | 0.916% | [7 empty] | 3.643% | 2008-08-26 |  |  |  | 0.0087817 | 0.0091298 | 0.0093614 | 0.0091598 |  |  |  |  | 0.036433
2008-09-03 | 2008 | 9 | 3 | 0% | 0% | 0% | 0% | 0% | 0% | 0% | 0% | 0% | 0% | 0% | 0% | 0% | 0.961% | 1.01% | 1.029% | 1.004% | 0.9014% | 0% | 0% | 0% | 0% | 0% | 0% | 4.905% | 2008-09-03 | 2008 | 9 | 3 | [13 empty] | 0.961% | 1.01% | 1.029% | 1.004% | 0.9014% | [6 empty] | 4.905% | 2008-09-03 |  |  |  | 0.0096103 | 0.010103 | 0.010287 | 0.010039 | 0.009014 |  |  |  | 0.049053
2008-09-04 | 2008 | 9 | 2 | 0% | 0% | 0% | 0% | 0% | 0% | 0% | 0% | 0% | 0% | 0% | 0% | 0.8883% | 0.9845% | 1.049% | 1.071% | 1.027% | 0.9156% | 0% | 0% | 0% | 0% | 0% | 0% | 5.935% | 2008-09-04 | 2008 | 9 | 2 | [12 empty] | 0.8883% | 0.9845% | 1.049% | 1.071% | 1.027% | 0.9156% | [6 empty] | 5.935% | 2008-09-04 |  |  | 0.0088829 | 0.0098453 | 0.01049 | 0.010709 | 0.010271 | 0.009156 |  |  |  | 0.059355
2008-09-05 | 2008 | 9 | 4 | 0% | 0% | 0% | 0% | 0% | 0% | 0% | 0% | 0% | 0% | 0% | 0% | 0% | 0.9145% | 0.9444% | 0.9616% | 0.9398% | 0% | 0% | 0% | 0% | 0% | 0% | 0% | 3.76% | 2008-09-05 | 2008 | 9 | 4 | [13 empty] | 0.9145% | 0.9444% | 0.9616% | 0.9398% | [7 empty] | 3.76% | 2008-09-05 |  |  |  | 0.0091453 | 0.0094443 | 0.0096162 | 0.009398 |  |  |  |  | 0.037604
2008-09-25 | 2008 | 9 | 5 | 0% | 0% | 0% | 0% | 0% | 0% | 0% | 0% | 0% | 0% | 0% | 0% | 0% | 0% | 0.9138% | 0.9403% | 0.9137% | 0% | 0% | 0% | 0% | 0% | 0% | 0% | 2.768% | 2008-09-25 | 2008 | 9 | 5 | [14 empty] | 0.9138% | 0.9403% | 0.9137% | [7 empty] | 2.768% | 2008-09-25 |  |  |  |  | 0.009138 | 0.0094032 | 0.0091366 |  |  |  |  | 0.027678
2008-09-30 | 2008 | 9 | 1 | 0% | 0% | 0% | 0% | 0% | 0% | 0% | 0% | 0% | 0% | 0% | 0% | 0% | 0.9583% | 1.074% | 1.165% | 1.145% | 0.9859% | 0.8946% | 0.9466% | 0% | 0% | 0% | 0% | 7.169% | 2008-09-30 | 2008 | 9 | 1 | [13 empty] | 0.9583% | 1.074% | 1.165% | 1.145% | 0.9859% | 0.8946% | 0.9466% |  |  |  |  | 7.169% | 2008-09-30 |  |  |  | 0.0095826 | 0.010739 | 0.011645 | 0.011453 | 0.0098593 | 0.0089464 | 0.009466 |  | 0.071691
2008-10-01 | 2008 | 10 | 1 | 0% | 0% | 0% | 0% | 0% | 0% | 0% | 0% | 0% | 0% | 0% | 1.03% | 1.242% | 1.396% | 1.655% | 1.635% | 1.496% | 1.242% | 1.063% | 1.086% | 0.8979% | 0% | 0% | 0% | 12.74% | 2008-10-01 | 2008 | 10 | 1 | [11 empty] | 1.03% | 1.242% | 1.396% | 1.655% | 1.635% | 1.496% | 1.242% | 1.063% | 1.086% | 0.8979% |  |  |  | 12.74% | 2008-10-01 |  | 0.010303 | 0.012417 | 0.013958 | 0.016546 | 0.016346 | 0.014964 | 0.012417 | 0.010629 | 0.010858 | 0.0089789 | 0.12742
2008-10-02 | 2008 | 10 | 3 | 0% | 0% | 0% | 0% | 0% | 0% | 0% | 0% | 0% | 0% | 0% | 0% | 0.8813% | 0.9543% | 0.984% | 0.9362% | 0% | 0% | 0% | 0% | 0% | 0% | 0% | 0% | 3.756% | 2008-10-02 | 2008 | 10 | 3 | [12 empty] | 0.8813% | 0.9543% | 0.984% | 0.9362% | [8 empty] | 3.756% | 2008-10-02 |  |  | 0.0088126 | 0.0095429 | 0.0098402 | 0.0093619 | [5 empty] | 0.037558
2008-10-07 | 2008 | 10 | 4 | 0% | 0% | 0% | 0% | 0% | 0% | 0% | 0% | 0% | 0% | 0% | 0% | 0% | 0% | 0% | 0.8781% | 0% | 0% | 0% | 0% | 0% | 0% | 0% | 0% | 0.8781% | 2008-10-07 | 2008 | 10 | 4 | [15 empty] | 0.8781% | [8 empty] | 0.8781% | 2008-10-07 | [5 empty] | 0.0087808 | [5 empty] | 0.0087808
2008-10-08 | 2008 | 10 | 2 | 0% | 0% | 0% | 0% | 0% | 0% | 0% | 0% | 0% | 0% | 0% | 0% | 0% | 0.9433% | 0.9749% | 1.014% | 0.9518% | 0% | 0% | 0% | 0% | 0% | 0% | 0% | 3.884% | 2008-10-08 | 2008 | 10 | 2 | [13 empty] | 0.9433% | 0.9749% | 1.014% | 0.9518% | [7 empty] | 3.884% | 2008-10-08 |  |  |  | 0.0094334 | 0.0097492 | 0.010141 | 0.0095176 |  |  |  |  | 0.038841
[58 empty] | Grand Total | 0.027243 | 0.10013 | 0.30152 | 0.42551 | 0.53368 | 0.56635 | 0.49816 | 0.30711 | 0.1289 | 0.074348 | 0.037035 | 3

## 2006-2008
2006-2008 Data combined
Date | Year | Month | Day | Hour | Weight
2006-06-26 | 2006 | 6 | 26 | 15 | 0.873%
2006-06-26 | 2006 | 6 | 26 | 16 | 0.8602%
2006-06-28 | 2006 | 6 | 28 | 14 | 0.842%
2006-06-28 | 2006 | 6 | 28 | 15 | 0.8783%
2006-06-28 | 2006 | 6 | 28 | 16 | 0.9096%
2006-06-28 | 2006 | 6 | 28 | 17 | 0.8927%
2006-06-29 | 2006 | 6 | 29 | 15 | 0.8373%
2006-06-29 | 2006 | 6 | 29 | 16 | 0.8694%
2006-06-29 | 2006 | 6 | 29 | 17 | 0.8725%
2006-07-12 | 2006 | 7 | 12 | 15 | 0.8376%
2006-07-12 | 2006 | 7 | 12 | 16 | 0.8795%
2006-07-12 | 2006 | 7 | 12 | 17 | 0.8842%
2006-07-13 | 2006 | 7 | 13 | 14 | 0.849%
2006-07-13 | 2006 | 7 | 13 | 15 | 0.9065%
2006-07-13 | 2006 | 7 | 13 | 16 | 0.9368%
2006-07-13 | 2006 | 7 | 13 | 17 | 0.9484%
2006-07-13 | 2006 | 7 | 13 | 18 | 0.8634%
2006-07-14 | 2006 | 7 | 14 | 13 | 0.8456%
2006-07-14 | 2006 | 7 | 14 | 14 | 0.9178%
2006-07-14 | 2006 | 7 | 14 | 15 | 0.9511%
2006-07-14 | 2006 | 7 | 14 | 16 | 0.975%
2006-07-14 | 2006 | 7 | 14 | 17 | 0.9532%
2006-07-14 | 2006 | 7 | 14 | 18 | 0.8751%
2006-07-15 | 2006 | 7 | 15 | 15 | 0.8926%
2006-07-15 | 2006 | 7 | 15 | 16 | 0.9257%
2006-07-15 | 2006 | 7 | 15 | 17 | 0.9015%
2006-07-18 | 2006 | 7 | 18 | 14 | 0.8371%
2006-07-18 | 2006 | 7 | 18 | 15 | 0.8561%
2006-07-18 | 2006 | 7 | 18 | 16 | 0.8552%
2006-07-20 | 2006 | 7 | 20 | 14 | 0.8393%
2006-07-20 | 2006 | 7 | 20 | 15 | 0.8876%
2006-07-20 | 2006 | 7 | 20 | 16 | 0.9029%
2006-07-20 | 2006 | 7 | 20 | 17 | 0.8905%
2006-07-21 | 2006 | 7 | 21 | 13 | 0.8992%
2006-07-21 | 2006 | 7 | 21 | 14 | 0.9618%
2006-07-21 | 2006 | 7 | 21 | 15 | 1.006%
2006-07-21 | 2006 | 7 | 21 | 16 | 1.058%
2006-07-21 | 2006 | 7 | 21 | 17 | 1.047%
2006-07-21 | 2006 | 7 | 21 | 18 | 0.8569%
2006-07-22 | 2006 | 7 | 22 | 12 | 1.061%
2006-07-22 | 2006 | 7 | 22 | 13 | 1.312%
2006-07-22 | 2006 | 7 | 22 | 14 | 1.452%
2006-07-22 | 2006 | 7 | 22 | 15 | 1.52%
2006-07-22 | 2006 | 7 | 22 | 16 | 1.341%
2006-07-22 | 2006 | 7 | 22 | 17 | 1.152%
2006-07-22 | 2006 | 7 | 22 | 18 | 1.011%
2006-07-22 | 2006 | 7 | 22 | 19 | 0.8866%
2006-07-24 | 2006 | 7 | 24 | 12 | 0.8779%
2006-07-24 | 2006 | 7 | 24 | 13 | 1.097%
2006-07-24 | 2006 | 7 | 24 | 14 | 1.391%
2006-07-24 | 2006 | 7 | 24 | 15 | 1.543%
2006-07-24 | 2006 | 7 | 24 | 16 | 1.44%
2006-07-24 | 2006 | 7 | 24 | 17 | 1.3%
2006-07-24 | 2006 | 7 | 24 | 18 | 1.213%
2006-07-24 | 2006 | 7 | 24 | 19 | 1.062%
2006-07-24 | 2006 | 7 | 24 | 20 | 0.9342%
2006-07-24 | 2006 | 7 | 24 | 21 | 0.9434%
2006-07-25 | 2006 | 7 | 25 | 13 | 0.8425%
2006-07-25 | 2006 | 7 | 25 | 14 | 0.8662%
2006-07-25 | 2006 | 7 | 25 | 15 | 0.8588%
2006-07-25 | 2006 | 7 | 25 | 16 | 0.8536%
2006-07-25 | 2006 | 7 | 25 | 17 | 0.8477%
2006-07-26 | 2006 | 7 | 26 | 13 | 0.915%
2006-07-26 | 2006 | 7 | 26 | 14 | 0.9381%
2006-07-26 | 2006 | 7 | 26 | 15 | 0.9483%
2006-07-26 | 2006 | 7 | 26 | 16 | 0.9291%
2006-07-26 | 2006 | 7 | 26 | 17 | 0.9217%
2006-07-26 | 2006 | 7 | 26 | 18 | 0.8808%
2006-07-27 | 2006 | 7 | 27 | 12 | 0.8955%
2006-07-27 | 2006 | 7 | 27 | 13 | 0.9876%
2006-07-27 | 2006 | 7 | 27 | 14 | 1.068%
2006-07-27 | 2006 | 7 | 27 | 15 | 1.115%
2006-07-27 | 2006 | 7 | 27 | 16 | 1.159%
2006-07-27 | 2006 | 7 | 27 | 17 | 1.156%
2006-07-27 | 2006 | 7 | 27 | 18 | 1.026%
2006-07-27 | 2006 | 7 | 27 | 19 | 0.8577%
2006-07-28 | 2006 | 7 | 28 | 12 | 0.9114%
2006-07-28 | 2006 | 7 | 28 | 13 | 0.9836%
2006-07-28 | 2006 | 7 | 28 | 14 | 1.058%
2006-07-28 | 2006 | 7 | 28 | 15 | 1.085%
2006-07-28 | 2006 | 7 | 28 | 16 | 1.038%
2006-07-28 | 2006 | 7 | 28 | 17 | 0.9417%
2006-08-23 | 2006 | 8 | 23 | 15 | 0.8573%
2006-08-23 | 2006 | 8 | 23 | 16 | 0.8856%
2006-08-23 | 2006 | 8 | 23 | 17 | 0.8733%
2006-09-05 | 2006 | 9 | 5 | 12 | 0.964%
2006-09-05 | 2006 | 9 | 5 | 13 | 1.128%
2006-09-05 | 2006 | 9 | 5 | 14 | 1.286%
2006-09-05 | 2006 | 9 | 5 | 15 | 1.414%
2006-09-05 | 2006 | 9 | 5 | 16 | 1.507%
2006-09-05 | 2006 | 9 | 5 | 17 | 1.402%
2006-09-05 | 2006 | 9 | 5 | 18 | 1.177%
2006-09-05 | 2006 | 9 | 5 | 19 | 0.8971%
2006-09-05 | 2006 | 9 | 5 | 20 | 0.8916%
2006-09-06 | 2006 | 9 | 6 | 13 | 0.9369%
2006-09-06 | 2006 | 9 | 6 | 14 | 1.022%
2006-09-06 | 2006 | 9 | 6 | 15 | 1.063%
2006-09-06 | 2006 | 9 | 6 | 16 | 1.086%
2006-09-06 | 2006 | 9 | 6 | 17 | 1.032%
2006-09-06 | 2006 | 9 | 6 | 18 | 0.8807%
2007-07-27 | 2007 | 7 | 27 | 15 | 0.8184%
2007-07-27 | 2007 | 7 | 27 | 16 | 0.8211%
2007-08-15 | 2007 | 8 | 15 | 13 | 0.8481%
2007-08-15 | 2007 | 8 | 15 | 14 | 0.8964%
2007-08-15 | 2007 | 8 | 15 | 15 | 0.9134%
2007-08-15 | 2007 | 8 | 15 | 16 | 0.936%
2007-08-15 | 2007 | 8 | 15 | 17 | 0.9179%
2007-08-15 | 2007 | 8 | 15 | 18 | 0.8188%
2007-08-16 | 2007 | 8 | 16 | 13 | 0.8401%
2007-08-16 | 2007 | 8 | 16 | 14 | 0.8928%
2007-08-16 | 2007 | 8 | 16 | 15 | 0.9241%
2007-08-16 | 2007 | 8 | 16 | 16 | 0.9297%
2007-08-16 | 2007 | 8 | 16 | 17 | 0.9154%
2007-08-16 | 2007 | 8 | 16 | 18 | 0.835%
2007-08-17 | 2007 | 8 | 17 | 13 | 0.813%
2007-08-17 | 2007 | 8 | 17 | 14 | 0.8605%
2007-08-17 | 2007 | 8 | 17 | 15 | 0.8906%
2007-08-17 | 2007 | 8 | 17 | 16 | 0.8969%
2007-08-17 | 2007 | 8 | 17 | 17 | 0.889%
2007-08-17 | 2007 | 8 | 17 | 18 | 0.8093%
2007-08-20 | 2007 | 8 | 20 | 13 | 0.8611%
2007-08-20 | 2007 | 8 | 20 | 14 | 0.9493%
2007-08-20 | 2007 | 8 | 20 | 15 | 1.023%
2007-08-20 | 2007 | 8 | 20 | 16 | 1.059%
2007-08-20 | 2007 | 8 | 20 | 17 | 1.038%
2007-08-20 | 2007 | 8 | 20 | 18 | 0.9469%
2007-08-20 | 2007 | 8 | 20 | 19 | 0.8122%
2007-08-21 | 2007 | 8 | 21 | 13 | 0.8291%
2007-08-21 | 2007 | 8 | 21 | 14 | 0.9025%
2007-08-21 | 2007 | 8 | 21 | 15 | 0.9461%
2007-08-21 | 2007 | 8 | 21 | 16 | 0.963%
2007-08-21 | 2007 | 8 | 21 | 17 | 0.9344%
2007-08-21 | 2007 | 8 | 21 | 18 | 0.8447%
2007-08-27 | 2007 | 8 | 27 | 15 | 0.8092%
2007-08-27 | 2007 | 8 | 27 | 16 | 0.8089%
2007-08-28 | 2007 | 8 | 28 | 14 | 0.8171%
2007-08-28 | 2007 | 8 | 28 | 15 | 0.8576%
2007-08-28 | 2007 | 8 | 28 | 16 | 0.8739%
2007-08-28 | 2007 | 8 | 28 | 17 | 0.8638%
2007-08-28 | 2007 | 8 | 28 | 18 | 0.8144%
2007-08-29 | 2007 | 8 | 29 | 13 | 0.8121%
2007-08-29 | 2007 | 8 | 29 | 14 | 0.8833%
2007-08-29 | 2007 | 8 | 29 | 15 | 0.9113%
2007-08-29 | 2007 | 8 | 29 | 16 | 0.9445%
2007-08-29 | 2007 | 8 | 29 | 17 | 0.9422%
2007-08-29 | 2007 | 8 | 29 | 18 | 0.8454%
2007-08-30 | 2007 | 8 | 30 | 12 | 0.8134%
2007-08-30 | 2007 | 8 | 30 | 13 | 0.8948%
2007-08-30 | 2007 | 8 | 30 | 14 | 0.9754%
2007-08-30 | 2007 | 8 | 30 | 15 | 1.027%
2007-08-30 | 2007 | 8 | 30 | 16 | 1.059%
2007-08-30 | 2007 | 8 | 30 | 17 | 0.9613%
2007-08-30 | 2007 | 8 | 30 | 18 | 0.8342%
2007-08-31 | 2007 | 8 | 31 | 11 | 0.8282%
2007-08-31 | 2007 | 8 | 31 | 12 | 1.001%
2007-08-31 | 2007 | 8 | 31 | 13 | 1.155%
2007-08-31 | 2007 | 8 | 31 | 14 | 1.255%
2007-08-31 | 2007 | 8 | 31 | 15 | 1.317%
2007-08-31 | 2007 | 8 | 31 | 16 | 1.274%
2007-08-31 | 2007 | 8 | 31 | 17 | 1.241%
2007-08-31 | 2007 | 8 | 31 | 18 | 1.034%
2007-08-31 | 2007 | 8 | 31 | 19 | 0.8273%
2007-08-31 | 2007 | 8 | 31 | 20 | 0.8169%
2007-09-01 | 2007 | 9 | 1 | 13 | 0.9053%
2007-09-01 | 2007 | 9 | 1 | 14 | 0.9968%
2007-09-01 | 2007 | 9 | 1 | 15 | 1.082%
2007-09-01 | 2007 | 9 | 1 | 16 | 1.081%
2007-09-01 | 2007 | 9 | 1 | 17 | 1.021%
2007-09-01 | 2007 | 9 | 1 | 18 | 0.9247%
2007-09-01 | 2007 | 9 | 1 | 19 | 0.8115%
2007-09-02 | 2007 | 9 | 2 | 13 | 0.9469%
2007-09-02 | 2007 | 9 | 2 | 14 | 1.088%
2007-09-02 | 2007 | 9 | 2 | 15 | 1.154%
2007-09-02 | 2007 | 9 | 2 | 16 | 1.115%
2007-09-02 | 2007 | 9 | 2 | 17 | 1.005%
2007-09-02 | 2007 | 9 | 2 | 18 | 0.9265%
2007-09-02 | 2007 | 9 | 2 | 19 | 0.8326%
2007-09-02 | 2007 | 9 | 2 | 20 | 0.8325%
2007-09-02 | 2007 | 9 | 2 | 21 | 0.8099%
2007-09-03 | 2007 | 9 | 3 | 11 | 0.9148%
2007-09-03 | 2007 | 9 | 3 | 12 | 1.296%
2007-09-03 | 2007 | 9 | 3 | 13 | 1.549%
2007-09-03 | 2007 | 9 | 3 | 14 | 1.632%
2007-09-03 | 2007 | 9 | 3 | 15 | 1.639%
2007-09-03 | 2007 | 9 | 3 | 16 | 1.566%
2007-09-03 | 2007 | 9 | 3 | 17 | 1.512%
2007-09-03 | 2007 | 9 | 3 | 18 | 1.305%
2007-09-03 | 2007 | 9 | 3 | 19 | 1.054%
2007-09-03 | 2007 | 9 | 3 | 20 | 1.092%
2007-09-03 | 2007 | 9 | 3 | 21 | 1.052%
2007-09-04 | 2007 | 9 | 4 | 11 | 0.9813%
2007-09-04 | 2007 | 9 | 4 | 12 | 1.162%
2007-09-04 | 2007 | 9 | 4 | 13 | 1.31%
2007-09-04 | 2007 | 9 | 4 | 14 | 1.397%
2007-09-04 | 2007 | 9 | 4 | 15 | 1.416%
2007-09-04 | 2007 | 9 | 4 | 16 | 1.409%
2007-09-04 | 2007 | 9 | 4 | 17 | 1.319%
2007-09-04 | 2007 | 9 | 4 | 18 | 1.078%
2007-09-04 | 2007 | 9 | 4 | 19 | 0.8734%
2007-09-04 | 2007 | 9 | 4 | 20 | 0.8354%
2008-05-19 | 2008 | 5 | 19 | 15 | 0.9019%
2008-05-19 | 2008 | 5 | 19 | 16 | 0.9415%
2008-05-19 | 2008 | 5 | 19 | 17 | 0.9007%
2008-06-20 | 2008 | 6 | 20 | 13 | 0.9404%
2008-06-20 | 2008 | 6 | 20 | 14 | 1.023%
2008-06-20 | 2008 | 6 | 20 | 15 | 1.106%
2008-06-20 | 2008 | 6 | 20 | 16 | 1.236%
2008-06-20 | 2008 | 6 | 20 | 17 | 1.229%
2008-06-20 | 2008 | 6 | 20 | 18 | 1.113%
2008-06-20 | 2008 | 6 | 20 | 19 | 0.9594%
2008-06-21 | 2008 | 6 | 21 | 13 | 0.9604%
2008-06-21 | 2008 | 6 | 21 | 14 | 1.008%
2008-06-21 | 2008 | 6 | 21 | 15 | 1.063%
2008-06-21 | 2008 | 6 | 21 | 16 | 1.157%
2008-06-21 | 2008 | 6 | 21 | 17 | 1.214%
2008-06-21 | 2008 | 6 | 21 | 18 | 1.191%
2008-06-21 | 2008 | 6 | 21 | 19 | 1.058%
2008-06-22 | 2008 | 6 | 22 | 16 | 0.8813%
2008-06-22 | 2008 | 6 | 22 | 17 | 0.9164%
2008-06-22 | 2008 | 6 | 22 | 18 | 0.8973%
2008-06-23 | 2008 | 6 | 23 | 13 | 0.8742%
2008-06-23 | 2008 | 6 | 23 | 14 | 0.9312%
2008-06-23 | 2008 | 6 | 23 | 15 | 0.9749%
2008-06-23 | 2008 | 6 | 23 | 16 | 0.9993%
2008-06-23 | 2008 | 6 | 23 | 17 | 0.9776%
2008-06-23 | 2008 | 6 | 23 | 18 | 0.8755%
2008-08-04 | 2008 | 8 | 4 | 13 | 0.8774%
2008-08-04 | 2008 | 8 | 4 | 14 | 0.9207%
2008-08-04 | 2008 | 8 | 4 | 15 | 0.9427%
2008-08-04 | 2008 | 8 | 4 | 16 | 0.9665%
2008-08-04 | 2008 | 8 | 4 | 17 | 0.9514%
2008-08-05 | 2008 | 8 | 5 | 15 | 0.8709%
2008-08-05 | 2008 | 8 | 5 | 16 | 0.8882%
2008-08-05 | 2008 | 8 | 5 | 17 | 0.8774%
2008-08-06 | 2008 | 8 | 6 | 14 | 0.8928%
2008-08-06 | 2008 | 8 | 6 | 15 | 0.9482%
2008-08-06 | 2008 | 8 | 6 | 16 | 0.9592%
2008-08-06 | 2008 | 8 | 6 | 17 | 0.9588%
2008-08-06 | 2008 | 8 | 6 | 18 | 0.8851%
2008-08-07 | 2008 | 8 | 7 | 13 | 0.8995%
2008-08-07 | 2008 | 8 | 7 | 14 | 0.9785%
2008-08-07 | 2008 | 8 | 7 | 15 | 1.012%
2008-08-07 | 2008 | 8 | 7 | 16 | 1.052%
2008-08-07 | 2008 | 8 | 7 | 17 | 1.022%
2008-08-07 | 2008 | 8 | 7 | 18 | 0.902%
2008-08-08 | 2008 | 8 | 8 | 13 | 0.8766%
2008-08-08 | 2008 | 8 | 8 | 14 | 0.9343%
2008-08-08 | 2008 | 8 | 8 | 15 | 0.9714%
2008-08-08 | 2008 | 8 | 8 | 16 | 0.9654%
2008-08-08 | 2008 | 8 | 8 | 17 | 0.9223%
2008-08-25 | 2008 | 8 | 25 | 16 | 0.8759%
2008-08-25 | 2008 | 8 | 25 | 17 | 0.8763%
2008-08-26 | 2008 | 8 | 26 | 14 | 0.8782%
2008-08-26 | 2008 | 8 | 26 | 15 | 0.913%
2008-08-26 | 2008 | 8 | 26 | 16 | 0.9361%
2008-08-26 | 2008 | 8 | 26 | 17 | 0.916%
2008-09-03 | 2008 | 9 | 3 | 14 | 0.961%
2008-09-03 | 2008 | 9 | 3 | 15 | 1.01%
2008-09-03 | 2008 | 9 | 3 | 16 | 1.029%
2008-09-03 | 2008 | 9 | 3 | 17 | 1.004%
2008-09-03 | 2008 | 9 | 3 | 18 | 0.9014%
2008-09-04 | 2008 | 9 | 4 | 13 | 0.8883%
2008-09-04 | 2008 | 9 | 4 | 14 | 0.9845%
2008-09-04 | 2008 | 9 | 4 | 15 | 1.049%
2008-09-04 | 2008 | 9 | 4 | 16 | 1.071%
2008-09-04 | 2008 | 9 | 4 | 17 | 1.027%
2008-09-04 | 2008 | 9 | 4 | 18 | 0.9156%
2008-09-05 | 2008 | 9 | 5 | 14 | 0.9145%
2008-09-05 | 2008 | 9 | 5 | 15 | 0.9444%
2008-09-05 | 2008 | 9 | 5 | 16 | 0.9616%
2008-09-05 | 2008 | 9 | 5 | 17 | 0.9398%
2008-09-25 | 2008 | 9 | 25 | 15 | 0.9138%
2008-09-25 | 2008 | 9 | 25 | 16 | 0.9403%
2008-09-25 | 2008 | 9 | 25 | 17 | 0.9137%
2008-09-30 | 2008 | 9 | 30 | 14 | 0.9583%
2008-09-30 | 2008 | 9 | 30 | 15 | 1.074%
2008-09-30 | 2008 | 9 | 30 | 16 | 1.165%
2008-09-30 | 2008 | 9 | 30 | 17 | 1.145%
2008-09-30 | 2008 | 9 | 30 | 18 | 0.9859%
2008-09-30 | 2008 | 9 | 30 | 19 | 0.8946%
2008-09-30 | 2008 | 9 | 30 | 20 | 0.9466%
2008-10-01 | 2008 | 10 | 1 | 12 | 1.03%
2008-10-01 | 2008 | 10 | 1 | 13 | 1.242%
2008-10-01 | 2008 | 10 | 1 | 14 | 1.396%
2008-10-01 | 2008 | 10 | 1 | 15 | 1.655%
2008-10-01 | 2008 | 10 | 1 | 16 | 1.635%
2008-10-01 | 2008 | 10 | 1 | 17 | 1.496%
2008-10-01 | 2008 | 10 | 1 | 18 | 1.242%
2008-10-01 | 2008 | 10 | 1 | 19 | 1.063%
2008-10-01 | 2008 | 10 | 1 | 20 | 1.086%
2008-10-01 | 2008 | 10 | 1 | 21 | 0.8979%
2008-10-02 | 2008 | 10 | 2 | 13 | 0.8813%
2008-10-02 | 2008 | 10 | 2 | 14 | 0.9543%
2008-10-02 | 2008 | 10 | 2 | 15 | 0.984%
2008-10-02 | 2008 | 10 | 2 | 16 | 0.9362%
2008-10-07 | 2008 | 10 | 7 | 16 | 0.8781%
2008-10-08 | 2008 | 10 | 8 | 14 | 0.9433%
2008-10-08 | 2008 | 10 | 8 | 15 | 0.9749%
2008-10-08 | 2008 | 10 | 8 | 16 | 1.014%
2008-10-08 | 2008 | 10 | 8 | 17 | 0.9518%

## 2006
2006 SDG&E Load data -top 100 hours
Date | Month | Weekday | Hour | System | Weight | Weight
2006-07-24 | 7 | 1 | 15 | 4467000 | 1.543% | 0.0001492% | 1
2006-07-22 | 7 | 0 | 15 | 4457000 | 1.52% | 0.000147% | 2
2006-09-05 | 9 | 1 | 16 | 4451000 | 1.507% | 0.0001458% | 3
2006-07-22 | 7 | 0 | 14 | 4425000 | 1.452% | 0.0001404% | 4
2006-07-24 | 7 | 1 | 16 | 4419000 | 1.44% | 0.0001393% | 5
2006-09-05 | 9 | 1 | 15 | 4406000 | 1.414% | 0.0001368% | 6
2006-09-05 | 9 | 1 | 17 | 4400000 | 1.402% | 0.0001357% | 7
2006-07-24 | 7 | 1 | 14 | 4394000 | 1.391% | 0.0001346% | 8
2006-07-22 | 7 | 0 | 16 | 4366000 | 1.341% | 0.0001297% | 9
2006-07-22 | 7 | 0 | 13 | 4349000 | 1.312% | 0.0001269% | 10
2006-07-24 | 7 | 1 | 17 | 4342000 | 1.3% | 0.0001258% | 11
2006-09-05 | 9 | 1 | 14 | 4333000 | 1.286% | 0.0001244% | 12
2006-07-24 | 7 | 1 | 18 | 4285000 | 1.213% | 0.0001174% | 13
2006-09-05 | 9 | 1 | 18 | 4259000 | 1.177% | 0.0001139% | 14
2006-07-27 | 7 | 1 | 16 | 4245000 | 1.159% | 0.0001121% | 15
2006-07-27 | 7 | 1 | 17 | 4243000 | 1.156% | 0.0001119% | 16
2006-07-22 | 7 | 0 | 17 | 4240000 | 1.152% | 0.0001115% | 17
2006-09-05 | 9 | 1 | 13 | 4221000 | 1.128% | 0.0001092% | 18
2006-07-27 | 7 | 1 | 15 | 4210000 | 1.115% | 0.0001079% | 19
2006-07-24 | 7 | 1 | 13 | 4195000 | 1.097% | 0.0001062% | 20
2006-09-06 | 9 | 1 | 16 | 4185000 | 1.086% | 0.000105% | 21
2006-07-28 | 7 | 1 | 15 | 4184000 | 1.085% | 0.0001049% | 22
2006-07-27 | 7 | 1 | 14 | 4169000 | 1.068% | 0.0001033% | 23
2006-09-06 | 9 | 1 | 15 | 4165000 | 1.063% | 0.0001029% | 24
2006-07-24 | 7 | 1 | 19 | 4164000 | 1.062% | 0.0001028% | 25
2006-07-22 | 7 | 0 | 12 | 4163000 | 1.061% | 0.0001027% | 26
2006-07-21 | 7 | 1 | 16 | 4160000 | 1.058% | 0.0001023% | 27
2006-07-28 | 7 | 1 | 14 | 4160000 | 1.058% | 0.0001023% | 28
2006-07-21 | 7 | 1 | 17 | 4150000 | 1.047% | 0.0001013% | 29
2006-07-28 | 7 | 1 | 16 | 4141000 | 1.038% | 0.0001004% | 30
2006-09-06 | 9 | 1 | 17 | 4135000 | 1.032% | 9.98e-05% | 31
2006-07-27 | 7 | 1 | 18 | 4130000 | 1.026% | 9.93e-05% | 32
2006-09-06 | 9 | 1 | 14 | 4126000 | 1.022% | 9.891e-05% | 33
2006-07-22 | 7 | 0 | 18 | 4115000 | 1.011% | 9.784e-05% | 34
2006-07-21 | 7 | 1 | 15 | 4110000 | 1.006% | 9.737e-05% | 35
2006-07-27 | 7 | 1 | 13 | 4090438 | 0.9876% | 9.555e-05% | 36
2006-07-28 | 7 | 1 | 13 | 4086125 | 0.9836% | 9.515e-05% | 37
2006-07-14 | 7 | 1 | 16 | 4076875 | 0.975% | 9.432e-05% | 38
2006-09-05 | 9 | 1 | 12 | 4064813 | 0.964% | 9.326e-05% | 39
2006-07-21 | 7 | 1 | 14 | 4062375 | 0.9618% | 9.305e-05% | 40
2006-07-14 | 7 | 1 | 17 | 4052625 | 0.9532% | 9.221e-05% | 41
2006-07-14 | 7 | 1 | 15 | 4050313 | 0.9511% | 9.202e-05% | 42
2006-07-13 | 7 | 1 | 17 | 4047188 | 0.9484% | 9.175e-05% | 43
2006-07-26 | 7 | 1 | 15 | 4047000 | 0.9483% | 9.174e-05% | 44
2006-07-24 | 7 | 1 | 21 | 4041375 | 0.9434% | 9.127e-05% | 45
2006-07-28 | 7 | 1 | 17 | 4039375 | 0.9417% | 9.11e-05% | 46
2006-07-26 | 7 | 1 | 14 | 4035250 | 0.9381% | 9.076e-05% | 47
2006-09-06 | 9 | 1 | 13 | 4033750 | 0.9369% | 9.064e-05% | 48
2006-07-13 | 7 | 1 | 16 | 4033688 | 0.9368% | 9.063e-05% | 49
2006-07-24 | 7 | 1 | 20 | 4030625 | 0.9342% | 9.038e-05% | 50
2006-07-26 | 7 | 1 | 16 | 4024563 | 0.9291% | 8.989e-05% | 51
2006-07-15 | 7 | 0 | 16 | 4020438 | 0.9257% | 8.956e-05% | 52
2006-07-26 | 7 | 1 | 17 | 4015625 | 0.9217% | 8.917e-05% | 53
2006-07-14 | 7 | 1 | 14 | 4010813 | 0.9178% | 8.879e-05% | 54
2006-07-26 | 7 | 1 | 13 | 4007375 | 0.915% | 8.852e-05% | 55
2006-07-28 | 7 | 1 | 12 | 4002875 | 0.9114% | 8.817e-05% | 56
2006-06-28 | 6 | 1 | 16 | 4000688 | 0.9096% | 8.8e-05% | 57
2006-07-13 | 7 | 1 | 15 | 3996813 | 0.9065% | 8.77e-05% | 58
2006-07-20 | 7 | 1 | 16 | 3992188 | 0.9029% | 8.735e-05% | 59
2006-07-15 | 7 | 0 | 17 | 3990500 | 0.9015% | 8.722e-05% | 60
2006-07-21 | 7 | 1 | 13 | 3987563 | 0.8992% | 8.7e-05% | 61
2006-09-05 | 9 | 1 | 19 | 3984813 | 0.8971% | 8.679e-05% | 62
2006-07-27 | 7 | 1 | 12 | 3982750 | 0.8955% | 8.663e-05% | 63
2006-06-28 | 6 | 1 | 17 | 3979125 | 0.8927% | 8.636e-05% | 64
2006-07-15 | 7 | 0 | 15 | 3979063 | 0.8926% | 8.636e-05% | 65
2006-09-05 | 9 | 1 | 20 | 3977750 | 0.8916% | 8.626e-05% | 66
2006-07-20 | 7 | 1 | 17 | 3976250 | 0.8905% | 8.615e-05% | 67
2006-07-20 | 7 | 1 | 15 | 3972500 | 0.8876% | 8.587e-05% | 68
2006-07-22 | 7 | 0 | 19 | 3971250 | 0.8866% | 8.578e-05% | 69
2006-08-23 | 8 | 1 | 16 | 3969938 | 0.8856% | 8.568e-05% | 70
2006-07-12 | 7 | 1 | 17 | 3968063 | 0.8842% | 8.554e-05% | 71
2006-07-26 | 7 | 1 | 18 | 3963563 | 0.8808% | 8.522e-05% | 72
2006-09-06 | 9 | 1 | 18 | 3963438 | 0.8807% | 8.521e-05% | 73
2006-07-12 | 7 | 1 | 16 | 3961750 | 0.8795% | 8.508e-05% | 74
2006-06-28 | 6 | 1 | 15 | 3960188 | 0.8783% | 8.497e-05% | 75
2006-07-24 | 7 | 1 | 12 | 3959625 | 0.8779% | 8.493e-05% | 76
2006-07-14 | 7 | 1 | 18 | 3955875 | 0.8751% | 8.466e-05% | 77
2006-08-23 | 8 | 1 | 17 | 3953500 | 0.8733% | 8.449e-05% | 78
2006-06-26 | 6 | 1 | 15 | 3953063 | 0.873% | 8.446e-05% | 79
2006-06-29 | 6 | 1 | 17 | 3952375 | 0.8725% | 8.441e-05% | 80
2006-06-29 | 6 | 1 | 16 | 3948125 | 0.8694% | 8.411e-05% | 81
2006-07-25 | 7 | 1 | 14 | 3943688 | 0.8662% | 8.38e-05% | 82
2006-07-13 | 7 | 1 | 18 | 3939875 | 0.8634% | 8.353e-05% | 83
2006-06-26 | 6 | 1 | 16 | 3935375 | 0.8602% | 8.322e-05% | 84
2006-07-25 | 7 | 1 | 15 | 3933438 | 0.8588% | 8.308e-05% | 85
2006-07-27 | 7 | 1 | 19 | 3931938 | 0.8577% | 8.298e-05% | 86
2006-08-23 | 8 | 1 | 15 | 3931313 | 0.8573% | 8.294e-05% | 87
2006-07-21 | 7 | 1 | 18 | 3930813 | 0.8569% | 8.29e-05% | 88
2006-07-18 | 7 | 1 | 15 | 3929625 | 0.8561% | 8.282e-05% | 89
2006-07-18 | 7 | 1 | 16 | 3928438 | 0.8552% | 8.274e-05% | 90
2006-07-25 | 7 | 1 | 16 | 3926188 | 0.8536% | 8.259e-05% | 91
2006-07-13 | 7 | 1 | 14 | 3919625 | 0.849% | 8.214e-05% | 92
2006-07-25 | 7 | 1 | 17 | 3917688 | 0.8477% | 8.201e-05% | 93
2006-07-14 | 7 | 1 | 13 | 3914688 | 0.8456% | 8.181e-05% | 94
2006-07-25 | 7 | 1 | 13 | 3910188 | 0.8425% | 8.151e-05% | 95
2006-06-28 | 6 | 1 | 14 | 3909438 | 0.842% | 8.146e-05% | 96
2006-07-20 | 7 | 1 | 14 | 3905500 | 0.8393% | 8.12e-05% | 97
2006-07-12 | 7 | 1 | 15 | 3903063 | 0.8376% | 8.104e-05% | 98
2006-06-29 | 6 | 1 | 15 | 3902625 | 0.8373% | 8.101e-05% | 99
2006-07-18 | 7 | 1 | 14 | 3902313 | 0.8371% | 8.099e-05% | 100
0.009675%

## 2007
2007 SDG&E Load data -top 100 hours
Date | Month | Weekday | HOUR | System | Weight | Weight
2007-09-03 | 9 | 1 | 15 | 4617000 | 1.639% | 0.0001444% | 1
2007-09-03 | 9 | 1 | 14 | 4614000 | 1.632% | 0.0001438% | 2
2007-09-03 | 9 | 1 | 16 | 4585000 | 1.566% | 0.000138% | 3
2007-09-03 | 9 | 1 | 13 | 4577000 | 1.549% | 0.0001365% | 4
2007-09-03 | 9 | 1 | 17 | 4559000 | 1.512% | 0.0001332% | 5
2007-09-04 | 9 | 1 | 15 | 4508000 | 1.416% | 0.0001248% | 6
2007-09-04 | 9 | 1 | 16 | 4504000 | 1.409% | 0.0001241% | 7
2007-09-04 | 9 | 1 | 14 | 4497000 | 1.397% | 0.0001231% | 8
2007-09-04 | 9 | 1 | 17 | 4449000 | 1.319% | 0.0001162% | 9
2007-08-31 | 8 | 1 | 15 | 4448000 | 1.317% | 0.0001161% | 10
2007-09-04 | 9 | 1 | 13 | 4443000 | 1.31% | 0.0001154% | 11
2007-09-03 | 9 | 1 | 18 | 4440000 | 1.305% | 0.000115% | 12
2007-09-03 | 9 | 1 | 12 | 4434000 | 1.296% | 0.0001142% | 13
2007-08-31 | 8 | 1 | 16 | 4419000 | 1.274% | 0.0001123% | 14
2007-08-31 | 8 | 1 | 14 | 4405000 | 1.255% | 0.0001106% | 15
2007-08-31 | 8 | 1 | 17 | 4395000 | 1.241% | 0.0001093% | 16
2007-09-04 | 9 | 1 | 12 | 4333000 | 1.162% | 0.0001024% | 17
2007-08-31 | 8 | 1 | 13 | 4327000 | 1.155% | 0.0001018% | 18
2007-09-02 | 9 | 0 | 15 | 4326000 | 1.154% | 0.0001017% | 19
2007-09-02 | 9 | 0 | 16 | 4292000 | 1.115% | 9.828e-05% | 20
2007-09-03 | 9 | 1 | 20 | 4270000 | 1.092% | 9.62e-05% | 21
2007-09-02 | 9 | 0 | 14 | 4266000 | 1.088% | 9.583e-05% | 22
2007-09-01 | 9 | 0 | 15 | 4261000 | 1.082% | 9.537e-05% | 23
2007-09-01 | 9 | 0 | 16 | 4260000 | 1.081% | 9.528e-05% | 24
2007-09-04 | 9 | 1 | 18 | 4257000 | 1.078% | 9.501e-05% | 25
2007-08-20 | 8 | 1 | 16 | 4238000 | 1.059% | 9.332e-05% | 26
2007-08-30 | 8 | 1 | 16 | 4238000 | 1.059% | 9.332e-05% | 27
2007-09-03 | 9 | 1 | 19 | 4233000 | 1.054% | 9.289e-05% | 28
2007-09-03 | 9 | 1 | 21 | 4231000 | 1.052% | 9.272e-05% | 29
2007-08-20 | 8 | 1 | 17 | 4216000 | 1.038% | 9.145e-05% | 30
2007-08-31 | 8 | 1 | 18 | 4212000 | 1.034% | 9.111e-05% | 31
2007-08-30 | 8 | 1 | 15 | 4204000 | 1.027% | 9.045e-05% | 32
2007-08-20 | 8 | 1 | 15 | 4200000 | 1.023% | 9.013e-05% | 33
2007-09-01 | 9 | 0 | 17 | 4198000 | 1.021% | 8.996e-05% | 34
2007-09-02 | 9 | 0 | 17 | 4180000 | 1.005% | 8.853e-05% | 35
2007-08-31 | 8 | 1 | 12 | 4176000 | 1.001% | 8.822e-05% | 36
2007-09-01 | 9 | 0 | 14 | 4171000 | 0.9968% | 8.783e-05% | 37
2007-09-04 | 9 | 1 | 11 | 4153000 | 0.9813% | 8.646e-05% | 38
2007-08-30 | 8 | 1 | 14 | 4146000 | 0.9754% | 8.594e-05% | 39
2007-08-21 | 8 | 1 | 16 | 4131000 | 0.963% | 8.485e-05% | 40
2007-08-30 | 8 | 1 | 17 | 4129000 | 0.9613% | 8.471e-05% | 41
2007-08-20 | 8 | 1 | 14 | 4114000 | 0.9493% | 8.364e-05% | 42
2007-08-20 | 8 | 1 | 18 | 4111000 | 0.9469% | 8.343e-05% | 43
2007-09-02 | 9 | 0 | 13 | 4111000 | 0.9469% | 8.343e-05% | 44
2007-08-21 | 8 | 1 | 15 | 4110000 | 0.9461% | 8.336e-05% | 45
2007-08-29 | 8 | 1 | 16 | 4108000 | 0.9445% | 8.323e-05% | 46
2007-08-29 | 8 | 1 | 17 | 4105000 | 0.9422% | 8.302e-05% | 47
2007-08-15 | 8 | 1 | 16 | 4097000 | 0.936% | 8.247e-05% | 48
2007-08-21 | 8 | 1 | 17 | 4095000 | 0.9344% | 8.234e-05% | 49
2007-08-16 | 8 | 1 | 16 | 4088813 | 0.9297% | 8.192e-05% | 50
2007-09-02 | 9 | 0 | 18 | 4084563 | 0.9265% | 8.163e-05% | 51
2007-09-01 | 9 | 0 | 18 | 4082250 | 0.9247% | 8.148e-05% | 52
2007-08-16 | 8 | 1 | 15 | 4081375 | 0.9241% | 8.142e-05% | 53
2007-08-15 | 8 | 1 | 17 | 4073063 | 0.9179% | 8.087e-05% | 54
2007-08-16 | 8 | 1 | 17 | 4069813 | 0.9154% | 8.066e-05% | 55
2007-09-03 | 9 | 1 | 11 | 4068875 | 0.9148% | 8.06e-05% | 56
2007-08-15 | 8 | 1 | 15 | 4067000 | 0.9134% | 8.048e-05% | 57
2007-08-29 | 8 | 1 | 15 | 4064188 | 0.9113% | 8.03e-05% | 58
2007-09-01 | 9 | 0 | 13 | 4055875 | 0.9053% | 7.977e-05% | 59
2007-08-21 | 8 | 1 | 14 | 4052063 | 0.9025% | 7.952e-05% | 60
2007-08-17 | 8 | 1 | 16 | 4044250 | 0.8969% | 7.903e-05% | 61
2007-08-15 | 8 | 1 | 14 | 4043438 | 0.8964% | 7.898e-05% | 62
2007-08-30 | 8 | 1 | 13 | 4041250 | 0.8948% | 7.885e-05% | 63
2007-08-16 | 8 | 1 | 14 | 4038438 | 0.8928% | 7.867e-05% | 64
2007-08-17 | 8 | 1 | 15 | 4035188 | 0.8906% | 7.847e-05% | 65
2007-08-17 | 8 | 1 | 17 | 4032938 | 0.889% | 7.833e-05% | 66
2007-08-29 | 8 | 1 | 14 | 4024688 | 0.8833% | 7.783e-05% | 67
2007-08-28 | 8 | 1 | 16 | 4010875 | 0.8739% | 7.7e-05% | 68
2007-09-04 | 9 | 1 | 19 | 4010125 | 0.8734% | 7.696e-05% | 69
2007-08-28 | 8 | 1 | 17 | 3995688 | 0.8638% | 7.611e-05% | 70
2007-08-20 | 8 | 1 | 13 | 3991563 | 0.8611% | 7.587e-05% | 71
2007-08-17 | 8 | 1 | 14 | 3990625 | 0.8605% | 7.582e-05% | 72
2007-08-28 | 8 | 1 | 15 | 3986250 | 0.8576% | 7.557e-05% | 73
2007-08-15 | 8 | 1 | 13 | 3971375 | 0.8481% | 7.473e-05% | 74
2007-08-29 | 8 | 1 | 18 | 3967125 | 0.8454% | 7.449e-05% | 75
2007-08-21 | 8 | 1 | 18 | 3965938 | 0.8447% | 7.443e-05% | 76
2007-08-16 | 8 | 1 | 13 | 3958625 | 0.8401% | 7.402e-05% | 77
2007-09-04 | 9 | 1 | 20 | 3951063 | 0.8354% | 7.361e-05% | 78
2007-08-16 | 8 | 1 | 18 | 3950313 | 0.835% | 7.357e-05% | 79
2007-08-30 | 8 | 1 | 18 | 3949063 | 0.8342% | 7.35e-05% | 80
2007-09-02 | 9 | 0 | 19 | 3946438 | 0.8326% | 7.336e-05% | 81
2007-09-02 | 9 | 0 | 20 | 3946375 | 0.8325% | 7.336e-05% | 82
2007-08-21 | 8 | 1 | 13 | 3940688 | 0.8291% | 7.305e-05% | 83
2007-08-31 | 8 | 1 | 11 | 3939250 | 0.8282% | 7.298e-05% | 84
2007-08-31 | 8 | 1 | 19 | 3937750 | 0.8273% | 7.29e-05% | 85
2007-07-27 | 7 | 1 | 16 | 3927375 | 0.8211% | 7.235e-05% | 86
2007-08-15 | 8 | 1 | 18 | 3923438 | 0.8188% | 7.214e-05% | 87
2007-07-27 | 7 | 1 | 15 | 3922750 | 0.8184% | 7.211e-05% | 88
2007-08-28 | 8 | 1 | 14 | 3920625 | 0.8171% | 7.2e-05% | 89
2007-08-31 | 8 | 1 | 20 | 3920188 | 0.8169% | 7.198e-05% | 90
2007-08-28 | 8 | 1 | 18 | 3916063 | 0.8144% | 7.176e-05% | 91
2007-08-30 | 8 | 1 | 12 | 3914250 | 0.8134% | 7.167e-05% | 92
2007-08-17 | 8 | 1 | 13 | 3913625 | 0.813% | 7.164e-05% | 93
2007-08-20 | 8 | 1 | 19 | 3912188 | 0.8122% | 7.156e-05% | 94
2007-08-29 | 8 | 1 | 13 | 3912063 | 0.8121% | 7.156e-05% | 95
2007-09-01 | 9 | 0 | 19 | 3910938 | 0.8115% | 7.15e-05% | 96
2007-09-02 | 9 | 0 | 21 | 3908313 | 0.8099% | 7.137e-05% | 97
2007-08-17 | 8 | 1 | 18 | 3907250 | 0.8093% | 7.131e-05% | 98
2007-08-27 | 8 | 1 | 15 | 3907000 | 0.8092% | 7.13e-05% | 99
2007-08-27 | 8 | 1 | 16 | 3906500 | 0.8089% | 7.127e-05% | 100
0.008811%

## 2008
2008 SDG&E Load data -top 100 hours
Date | Month | Weekday | HOUR | System | Weight | Weight
2008-10-01 | 10 | 1 | 15 | 4350000 | 1.655% | 0.0001533% | 1
2008-10-01 | 10 | 1 | 16 | 4342000 | 1.635% | 0.0001514% | 2
2008-10-01 | 10 | 1 | 17 | 4281000 | 1.496% | 0.0001386% | 3
2008-10-01 | 10 | 1 | 14 | 4229000 | 1.396% | 0.0001293% | 4
2008-10-01 | 10 | 1 | 13 | 4133000 | 1.242% | 0.000115% | 5
2008-10-01 | 10 | 1 | 18 | 4133000 | 1.242% | 0.000115% | 6
2008-06-20 | 6 | 1 | 16 | 4129000 | 1.236% | 0.0001145% | 7
2008-06-20 | 6 | 1 | 17 | 4124000 | 1.229% | 0.0001138% | 8
2008-06-21 | 6 | 0 | 17 | 4113000 | 1.214% | 0.0001124% | 9
2008-06-21 | 6 | 0 | 18 | 4096000 | 1.191% | 0.0001103% | 10
2008-09-30 | 9 | 1 | 16 | 4075375 | 1.165% | 0.0001079% | 11
2008-06-21 | 6 | 0 | 16 | 4069688 | 1.157% | 0.0001072% | 12
2008-09-30 | 9 | 1 | 17 | 4059813 | 1.145% | 0.0001061% | 13
2008-06-20 | 6 | 1 | 18 | 4032875 | 1.113% | 0.0001031% | 14
2008-06-20 | 6 | 1 | 15 | 4026563 | 1.106% | 0.0001025% | 15
2008-10-01 | 10 | 1 | 20 | 4008188 | 1.086% | 0.0001006% | 16
2008-09-30 | 9 | 1 | 15 | 3997125 | 1.074% | 9.947e-05% | 17
2008-09-04 | 9 | 1 | 16 | 3994313 | 1.071% | 9.919e-05% | 18
2008-06-21 | 6 | 0 | 15 | 3987063 | 1.063% | 9.848e-05% | 19
2008-10-01 | 10 | 1 | 19 | 3986750 | 1.063% | 9.845e-05% | 20
2008-06-21 | 6 | 0 | 19 | 3982438 | 1.058% | 9.803e-05% | 21
2008-08-07 | 8 | 1 | 16 | 3975875 | 1.052% | 9.741e-05% | 22
2008-09-04 | 9 | 1 | 15 | 3973313 | 1.049% | 9.716e-05% | 23
2008-10-01 | 10 | 1 | 12 | 3954625 | 1.03% | 9.543e-05% | 24
2008-09-03 | 9 | 1 | 16 | 3952938 | 1.029% | 9.528e-05% | 25
2008-09-04 | 9 | 1 | 17 | 3951375 | 1.027% | 9.514e-05% | 26
2008-06-20 | 6 | 1 | 14 | 3947125 | 1.023% | 9.475e-05% | 27
2008-08-07 | 8 | 1 | 17 | 3946188 | 1.022% | 9.467e-05% | 28
2008-10-08 | 10 | 1 | 16 | 3937813 | 1.014% | 9.392e-05% | 29
2008-08-07 | 8 | 1 | 15 | 3935813 | 1.012% | 9.375e-05% | 30
2008-09-03 | 9 | 1 | 15 | 3933875 | 1.01% | 9.358e-05% | 31
2008-06-21 | 6 | 0 | 14 | 3931313 | 1.008% | 9.335e-05% | 32
2008-09-03 | 9 | 1 | 17 | 3927000 | 1.004% | 9.298e-05% | 33
2008-06-23 | 6 | 1 | 16 | 3922125 | 0.9993% | 9.256e-05% | 34
2008-09-30 | 9 | 1 | 18 | 3907438 | 0.9859% | 9.132e-05% | 35
2008-09-04 | 9 | 1 | 14 | 3905875 | 0.9845% | 9.119e-05% | 36
2008-10-02 | 10 | 1 | 15 | 3905313 | 0.984% | 9.114e-05% | 37
2008-08-07 | 8 | 1 | 14 | 3899125 | 0.9785% | 9.063e-05% | 38
2008-06-23 | 6 | 1 | 17 | 3898063 | 0.9776% | 9.054e-05% | 39
2008-06-23 | 6 | 1 | 15 | 3895063 | 0.9749% | 9.03e-05% | 40
2008-10-08 | 10 | 1 | 15 | 3895063 | 0.9749% | 9.03e-05% | 41
2008-08-08 | 8 | 1 | 15 | 3891000 | 0.9714% | 8.997e-05% | 42
2008-08-04 | 8 | 1 | 16 | 3885375 | 0.9665% | 8.952e-05% | 43
2008-08-08 | 8 | 1 | 16 | 3884125 | 0.9654% | 8.942e-05% | 44
2008-09-05 | 9 | 1 | 16 | 3879750 | 0.9616% | 8.907e-05% | 45
2008-09-03 | 9 | 1 | 14 | 3879063 | 0.961% | 8.901e-05% | 46
2008-06-21 | 6 | 0 | 13 | 3878313 | 0.9604% | 8.895e-05% | 47
2008-06-20 | 6 | 1 | 19 | 3877125 | 0.9594% | 8.886e-05% | 48
2008-08-06 | 8 | 1 | 16 | 3876875 | 0.9592% | 8.884e-05% | 49
2008-08-06 | 8 | 1 | 17 | 3876438 | 0.9588% | 8.881e-05% | 50
2008-09-30 | 9 | 1 | 14 | 3875813 | 0.9583% | 8.876e-05% | 51
2008-10-02 | 10 | 1 | 14 | 3871125 | 0.9543% | 8.839e-05% | 52
2008-10-08 | 10 | 1 | 17 | 3868125 | 0.9518% | 8.815e-05% | 53
2008-08-04 | 8 | 1 | 17 | 3867750 | 0.9514% | 8.813e-05% | 54
2008-08-06 | 8 | 1 | 15 | 3863813 | 0.9482% | 8.782e-05% | 55
2008-09-30 | 9 | 1 | 20 | 3861938 | 0.9466% | 8.768e-05% | 56
2008-09-05 | 9 | 1 | 15 | 3859313 | 0.9444% | 8.747e-05% | 57
2008-10-08 | 10 | 1 | 14 | 3858000 | 0.9433% | 8.737e-05% | 58
2008-08-04 | 8 | 1 | 15 | 3857188 | 0.9427% | 8.731e-05% | 59
2008-05-19 | 5 | 1 | 16 | 3855750 | 0.9415% | 8.72e-05% | 60
2008-06-20 | 6 | 1 | 13 | 3854375 | 0.9404% | 8.71e-05% | 61
2008-09-25 | 9 | 1 | 16 | 3854313 | 0.9403% | 8.709e-05% | 62
2008-09-05 | 9 | 1 | 17 | 3853688 | 0.9398% | 8.705e-05% | 63
2008-10-02 | 10 | 1 | 16 | 3849250 | 0.9362% | 8.671e-05% | 64
2008-08-26 | 8 | 1 | 16 | 3849188 | 0.9361% | 8.671e-05% | 65
2008-08-08 | 8 | 1 | 14 | 3846938 | 0.9343% | 8.654e-05% | 66
2008-06-23 | 6 | 1 | 14 | 3843063 | 0.9312% | 8.625e-05% | 67
2008-08-08 | 8 | 1 | 17 | 3831938 | 0.9223% | 8.543e-05% | 68
2008-08-04 | 8 | 1 | 14 | 3829813 | 0.9207% | 8.527e-05% | 69
2008-06-22 | 6 | 0 | 17 | 3824375 | 0.9164% | 8.488e-05% | 70
2008-08-26 | 8 | 1 | 17 | 3823813 | 0.916% | 8.484e-05% | 71
2008-09-04 | 9 | 1 | 18 | 3823313 | 0.9156% | 8.48e-05% | 72
2008-09-05 | 9 | 1 | 14 | 3821938 | 0.9145% | 8.471e-05% | 73
2008-09-25 | 9 | 1 | 15 | 3821000 | 0.9138% | 8.464e-05% | 74
2008-09-25 | 9 | 1 | 17 | 3820813 | 0.9137% | 8.462e-05% | 75
2008-08-26 | 8 | 1 | 15 | 3819938 | 0.913% | 8.456e-05% | 76
2008-08-07 | 8 | 1 | 18 | 3805500 | 0.902% | 8.354e-05% | 77
2008-05-19 | 5 | 1 | 15 | 3805438 | 0.9019% | 8.354e-05% | 78
2008-09-03 | 9 | 1 | 18 | 3804750 | 0.9014% | 8.349e-05% | 79
2008-05-19 | 5 | 1 | 17 | 3803875 | 0.9007% | 8.343e-05% | 80
2008-08-07 | 8 | 1 | 13 | 3802250 | 0.8995% | 8.332e-05% | 81
2008-10-01 | 10 | 1 | 21 | 3800063 | 0.8979% | 8.316e-05% | 82
2008-06-22 | 6 | 0 | 18 | 3799313 | 0.8973% | 8.311e-05% | 83
2008-09-30 | 9 | 1 | 19 | 3795688 | 0.8946% | 8.286e-05% | 84
2008-08-06 | 8 | 1 | 14 | 3793250 | 0.8928% | 8.27e-05% | 85
2008-09-04 | 9 | 1 | 13 | 3787063 | 0.8883% | 8.227e-05% | 86
2008-08-05 | 8 | 1 | 16 | 3786938 | 0.8882% | 8.227e-05% | 87
2008-08-06 | 8 | 1 | 18 | 3782750 | 0.8851% | 8.198e-05% | 88
2008-06-22 | 6 | 0 | 16 | 3777438 | 0.8813% | 8.163e-05% | 89
2008-10-02 | 10 | 1 | 13 | 3777375 | 0.8813% | 8.162e-05% | 90
2008-08-26 | 8 | 1 | 14 | 3773063 | 0.8782% | 8.134e-05% | 91
2008-10-07 | 10 | 1 | 16 | 3772938 | 0.8781% | 8.133e-05% | 92
2008-08-04 | 8 | 1 | 13 | 3771938 | 0.8774% | 8.126e-05% | 93
2008-08-05 | 8 | 1 | 17 | 3771938 | 0.8774% | 8.126e-05% | 94
2008-08-08 | 8 | 1 | 13 | 3770813 | 0.8766% | 8.119e-05% | 95
2008-08-25 | 8 | 1 | 17 | 3770375 | 0.8763% | 8.116e-05% | 96
2008-08-25 | 8 | 1 | 16 | 3769938 | 0.8759% | 8.113e-05% | 97
2008-06-23 | 6 | 1 | 18 | 3769250 | 0.8755% | 8.109e-05% | 98
2008-06-23 | 6 | 1 | 13 | 3767500 | 0.8742% | 8.097e-05% | 99
2008-08-05 | 8 | 1 | 15 | 3762813 | 0.8709% | 8.067e-05% | 100
0.009262%

## SDG&E LOLE
Analysis based on LOLE analysis - for comparison purposes only
A Factor Calculator | [14 empty] | Min | Max
[12 empty] | Months Covered |  |  | 1 | 12 | Range 1-12
[12 empty] | Hours Covered |  |  | 1 | 24 | Range 1-24 |  |  | Number of Calls per Year |  |  | 30
Set max hours per call
[12 empty] | Number of Calls per Month |  |  | 11 |  | Range 1-11 |  |  | Set months covered
[12 empty] | Max hours per call |  |  | 8 |  | Range 1-24 |  |  | Set hours covered
Set number of calls per month to max
[12 empty] | A Factor |  |  | 99.44% |  |  |  |  | A Factor |  |  | 98.13%
Hour Ending
Month | Call # | 1 | 2 | 3 | 4 | 5 | 6 | 7 | 8 | 9 | 10 | 11 | 12 | 13 | 14 | 15 | 16 | 17 | 18 | 19 | 20 | 21 | 22 | 23 | 24 | hours constrained | Hours available per call | Minumum | Rank
1 | 1 | 0% | 0% | 0% | 0% | 0% | 0% | 0% | 0% | 0% | 0% | 0% | 0% | 0% | 0% | 0% | 0% | 0% | 0% | 0.05385% | 0% | 0% | 0% | 0% | 0% | 0.05385% | 0.05385% | 0.05385% | 39
2 | 1 | 0% | 0% | 0% | 0% | 0% | 0% | 0% | 0% | 0% | 0% | 0% | 0% | 0% | 0% | 0% | 0% | 0% | 0% | 0.02221% | 0% | 0% | 0% | 0% | 0% | 0.02221% | 0.02221% | 0.02221% | 40
3 | 1 | 0% | 0% | 0% | 0% | 0% | 0% | 0% | 0% | 0% | 0% | 0% | 0% | 0% | 0% | 0% | 0% | 0% | 0% | 0.06154% | 0% | 0% | 0% | 0% | 0% | 0.06154% | 0.06154% | 0.06154% | 37
3 | 2 | 0% | 0% | 0% | 0% | 0% | 0% | 0% | 0% | 0% | 0% | 0% | 0% | 0% | 0% | 0% | 0% | 0% | 0% | 0.1923% | 0% | 0% | 0% | 0% | 0% | 0.1923% | 0.1923% | 0.1923% | 34
7 | 1 | 0% | 0% | 0% | 0% | 0% | 0% | 0% | 0% | 0% | 0% | 0% | 0.409% | 0% | 0.8966% | 0.5136% | 1.428% | 0.4151% | 0.1688% | 0% | 0.1821% | 0% | 0% | 0% | 0% | 4.013% | 4.013% | 4.013% | 11
7 | 2 | 0% | 0% | 0% | 0% | 0% | 0% | 0% | 0% | 0% | 0.3598% | 0.1015% | 1.979% | 0.2747% | 0.3344% | 0.3285% | 0.8262% | 2.023% | 0% | 0.2221% | 1.407% | 0% | 0% | 0% | 0% | 7.856% | 7.533% | 7.533% | 4
7 | 3 | 0% | 0% | 0% | 0% | 0% | 0% | 0% | 0% | 0% | 0.08062% | 0.7107% | 1.309% | 2.179% | 2.869% | 0% | 0% | 0.6002% | 0.4513% | 0.3733% | 0% | 0.3331% | 0% | 0% | 0% | 8.906% | 8.826% | 8.826% | 3
7 | 4 | 0% | 0% | 0% | 0% | 0% | 0% | 0% | 0% | 0% | 0% | 0% | 0.3379% | 1.038% | 0% | 0.6472% | 1.546% | 0.9615% | 0% | 0.1377% | 0% | 0.382% | 0% | 0% | 0% | 5.051% | 5.051% | 5.051% | 9
7 | 5 | 0% | 0% | 0% | 0% | 0% | 0% | 0% | 0% | 0% | 0% | 0% | 0% | 1.668% | 0% | 1.443% | 0.6707% | 0.8092% | 0% | 0% | 0% | 0% | 0.05375% | 0% | 0% | 4.644% | 4.644% | 4.644% | 10
7 | 6 | 0% | 0% | 0% | 0% | 0% | 0% | 0% | 0% | 0% | 0.06569% | 0% | 0% | 0% | 1.51% | 0.1154% | 2.915% | 2.088% | 0.3942% | 0% | 0% | 0.3912% | 0% | 0% | 0% | 7.479% | 7.479% | 7.479% | 5
7 | 7 | 0% | 0% | 0% | 0% | 0% | 0% | 0% | 0% | 0% | 0% | 0.2359% | 0% | 0.4897% | 0.4154% | 0.7231% | 2.212% | 0% | 0.4389% | 0% | 0.811% | 0% | 0% | 0% | 0% | 5.326% | 5.326% | 5.326% | 8
7 | 8 | 0% | 0% | 0% | 0% | 0% | 0% | 0% | 0% | 0% | 0% | 0% | 0.03109% | 0.04479% | 0.1045% | 0.6041% | 0% | 0% | 0.01194% | 0% | 0% | 0% | 0% | 0% | 0% | 0.7964% | 0.7964% | 0.7964% | 24
7 | 9 | 0% | 0% | 0% | 0% | 0% | 0% | 0% | 0% | 0% | 0% | 0% | 0% | 0% | 0.441% | 0% | 0.206% | 0% | 0% | 0% | 0% | 0% | 0% | 0% | 0% | 0.647% | 0.647% | 0.647% | 26
7 | 10 | 0% | 0% | 0% | 0% | 0% | 0% | 0% | 0% | 0% | 0% | 0% | 0% | 0% | 0% | 0% | 0% | 0.03998% | 0% | 0% | 0.01493% | 0% | 0% | 0% | 0% | 0.05491% | 0.05491% | 0.05491% | 38
7 | 11 | 0% | 0% | 0% | 0% | 0% | 0% | 0% | 0% | 0% | 0% | 0% | 0% | 0.07166% | 0% | 0% | 0% | 0% | 0% | 0% | 0% | 0% | 0% | 0% | 0% | 0.07166% | 0.07166% | 0.07166% | 36
8 | 1 | 0% | 0% | 0% | 0% | 0% | 0% | 0% | 0% | 0% | 0% | 0% | 0% | 0% | 0% | 0.03998% | 0.1493% | 0.04615% | 0% | 0% | 0.07764% | 0% | 0% | 0% | 0% | 0.3131% | 0.3131% | 0.3131% | 30
8 | 2 | 0% | 0% | 0% | 0% | 0% | 0% | 0% | 0% | 0% | 0% | 0% | 0% | 0% | 0% | 1% | 1.505% | 0.2923% | 0% | 0.1344% | 0.5554% | 0% | 0% | 0% | 0% | 3.487% | 3.487% | 3.487% | 12
8 | 3 | 0% | 0% | 0% | 0% | 0% | 0% | 0% | 0% | 0% | 0% | 0% | 0.8846% | 2.259% | 0% | 0% | 5.193% | 0.8582% | 0% | 0.8062% | 0% | 0% | 0% | 0% | 0% | 10% | 10% | 10% | 1
8 | 4 | 0% | 0% | 0% | 0% | 0% | 0% | 0% | 0% | 0% | 0.06271% | 0% | 0.9077% | 0% | 0.1462% | 3.279% | 3.461% | 0% | 1.209% | 0.5508% | 0.05385% | 0% | 0% | 0% | 0% | 9.669% | 9.669% | 9.669% | 2
8 | 5 | 0% | 0% | 0% | 0% | 0% | 0% | 0% | 0% | 0% | 0% | 0% | 0% | 2.372% | 0.2628% | 0.3434% | 0% | 0% | 0.6396% | 0% | 1.878% | 0% | 0% | 0% | 0% | 5.496% | 5.496% | 5.496% | 7
8 | 6 | 0% | 0% | 0% | 0% | 0% | 0% | 0% | 0% | 0% | 0% | 0% | 0% | 0.1732% | 0.3687% | 0% | 0.3465% | 0% | 0% | 0% | 0.08439% | 0% | 0% | 0% | 0% | 0.9727% | 0.9727% | 0.9727% | 21
8 | 7 | 0% | 0% | 0% | 0% | 0% | 0% | 0% | 0% | 0% | 0% | 0% | 0% | 0% | 0.0533% | 0% | 0.191% | 0.08439% | 0% | 0% | 0.07107% | 0% | 0% | 0% | 0% | 0.3998% | 0.3998% | 0.3998% | 28
8 | 8 | 0% | 0% | 0% | 0% | 0% | 0% | 0% | 0% | 0% | 0% | 0% | 0% | 0% | 0.09328% | 0% | 0% | 0.1288% | 0% | 0% | 0.03998% | 0% | 0% | 0% | 0% | 0.2621% | 0.2621% | 0.2621% | 33
8 | 9 | 0% | 0% | 0% | 0% | 0% | 0% | 0% | 0% | 0% | 0% | 0% | 0.1866% | 0.4175% | 0% | 0% | 0% | 0.6752% | 0% | 0% | 0.4708% | 0% | 0% | 0% | 0% | 1.75% | 1.75% | 1.75% | 17
8 | 10 | 0% | 0% | 0% | 0% | 0% | 0% | 0% | 0% | 0% | 0% | 0.04442% | 0.3331% | 0% | 0% | 0% | 0% | 0% | 0.5152% | 0% | 0% | 0% | 0% | 0% | 0% | 0.8928% | 0.8928% | 0.8928% | 23
8 | 11 | 0% | 0% | 0% | 0% | 0% | 0% | 0% | 0% | 0% | 0% | 0.2932% | 0% | 0.7906% | 0% | 0% | 1.039% | 0% | 0% | 0.4664% | 0% | 0% | 0% | 0% | 0% | 2.59% | 2.59% | 2.59% | 14
9 | 1 | 0% | 0% | 0% | 0% | 0% | 0% | 0% | 0% | 0% | 0% | 0% | 0% | 0.1199% | 0.06868% | 0.2419% | 0.04615% | 0% | 0% | 0.7771% | 0.5464% | 0% | 0% | 0% | 0% | 1.8% | 1.8% | 1.8% | 16
9 | 2 | 0% | 0% | 0% | 0% | 0% | 0% | 0% | 0% | 0% | 0% | 1.066% | 0.2269% | 0% | 0% | 0% | 2.058% | 0% | 0% | 1.484% | 0.6808% | 0% | 0% | 0% | 0% | 5.516% | 5.516% | 5.516% | 6
9 | 3 | 0% | 0% | 0% | 0% | 0% | 0% | 0% | 0% | 0% | 0% | 0% | 0% | 0.151% | 1.161% | 0% | 0% | 0.7435% | 0% | 0.9824% | 0% | 0% | 0% | 0% | 0% | 3.038% | 3.038% | 3.038% | 13
9 | 4 | 0% | 0% | 0% | 0% | 0% | 0% | 0% | 0% | 0% | 0% | 0% | 0% | 0.4668% | 0% | 0% | 0% | 0% | 0.06663% | 0% | 0.1199% | 0% | 0% | 0% | 0% | 0.6534% | 0.6534% | 0.6534% | 25
9 | 5 | 0% | 0% | 0% | 0% | 0% | 0% | 0% | 0% | 0% | 0% | 0% | 0% | 0% | 0.04442% | 0% | 0.1555% | 0.06663% | 0% | 0% | 0% | 0% | 0% | 0% | 0% | 0.2665% | 0.2665% | 0.2665% | 32
10 | 1 | 0% | 0% | 0% | 0% | 0% | 0% | 0% | 0% | 0% | 0% | 0% | 0% | 0% | 0% | 0% | 0% | 0% | 0% | 0.007692% | 0.01333% | 0% | 0% | 0% | 0% | 0.02102% | 0.02102% | 0.02102% | 41
10 | 2 | 0% | 0% | 0% | 0% | 0% | 0% | 0% | 0% | 0% | 0% | 0% | 0% | 0% | 0% | 0% | 0% | 0% | 0% | 0.09231% | 0% | 0% | 0% | 0% | 0% | 0.09231% | 0.09231% | 0.09231% | 35
10 | 3 | 0% | 0% | 0% | 0% | 0% | 0% | 0% | 0% | 0% | 0% | 0% | 0% | 0% | 0% | 0% | 0% | 0% | 0% | 0.2692% | 0% | 0% | 0% | 0% | 0% | 0.2692% | 0.2692% | 0.2692% | 31
10 | 4 | 0% | 0% | 0% | 0% | 0% | 0% | 0% | 0% | 0% | 0% | 0% | 0% | 0% | 0.01538% | 0.2923% | 0% | 0% | 1.5% | 0% | 0% | 0% | 0% | 0% | 0% | 1.808% | 1.808% | 1.808% | 15
10 | 5 | 0% | 0% | 0% | 0% | 0% | 0% | 0% | 0% | 0% | 0% | 0% | 0% | 0% | 0% | 0% | 0% | 0% | 0.4385% | 0.6615% | 0% | 0% | 0% | 0% | 0% | 1.1% | 1.1% | 1.1% | 20
10 | 6 | 0% | 0% | 0% | 0% | 0% | 0% | 0% | 0% | 0% | 0% | 0% | 0% | 0% | 0% | 0% | 0% | 0% | 0.8692% | 0% | 0.4% | 0% | 0% | 0% | 0% | 1.269% | 1.269% | 1.269% | 18
10 | 7 | 0% | 0% | 0% | 0% | 0% | 0% | 0% | 0% | 0% | 0% | 0% | 0% | 0% | 0% | 0% | 0% | 0% | 0.6462% | 0.6154% | 0% | 0% | 0% | 0% | 0% | 1.262% | 1.262% | 1.262% | 19
11 | 1 | 0% | 0% | 0% | 0% | 0% | 0% | 0% | 0% | 0% | 0% | 0% | 0% | 0% | 0% | 0% | 0% | 0% | 0.1555% | 0.3165% | 0% | 0% | 0% | 0% | 0% | 0.472% | 0.472% | 0.472% | 27
11 | 2 | 0% | 0% | 0% | 0% | 0% | 0% | 0% | 0% | 0% | 0% | 0% | 0% | 0% | 0% | 0% | 0% | 0% | 0.2717% | 0.1022% | 0% | 0% | 0% | 0% | 0% | 0.3739% | 0.3739% | 0.3739% | 29
11 | 3 | 0% | 0% | 0% | 0% | 0% | 0% | 0% | 0% | 0% | 0% | 0% | 0% | 0% | 0% | 0% | 0% | 0% | 0% | 0.8351% | 0% | 0.1155% | 0% | 0% | 0% | 0.9505% | 0.9505% | 0.9505% | 22
[26 empty] | 99.9% | 99.5% | 99.5%